## Cover page
2023-11-30
Ausgrid’s 2024-29 Revised Regulatory Proposal
Attachment 5.8.1 - Network innovation CBA model
Empowering communities for a resilient, affordable and net-zero future.

## Information
Network Innovation - Cost-Benefit Analysis
Overview
The Network Innovation Program - Cost-Benefit Analysis Model is consists of individual cost-benefit analyses of all projects in the Network Innovation Program project list. The diagram below outlines the process used in the CBA model, which is contained in this workbook and outlined in the diagram below:
Contents - CBA Model
Tab No. | Title | Description
1 | Cover page
2 | Information | Description of the process and table of contents
3 | Input and assumptions | Overview of the value metrics used to calculate benefits across each project and assumptions
4 | Project Summary | Line item overview for each project including unit costs, benefits, benefit-cost ratio (BCR) and program theme
5 | Benefits Summary | Summary of project benefits
6 | Benefits Detail | Breakdown of benefits by project
7 - 40 | Individual project business cases | Individual cost-benefit analyses of all projects in the Network Innovation Program project list
*Benefits estimated in accrodance with Ausgrid's value framework - Tab 3, with input from internal SMEs, other DNSPs, suppliers etc.

## Inputs and assumptions
Key Inputs & Assumptions
This tab includes the key inputs and assumptions utilised broadly across the modelling and for assessment of the available benefits pool
Key Assumptions | Value
Weighted average cost of capital | 3.44%
Average project start time (as % of 5 year reg period) | 50%
Investment safety margin | 50%
Success factor for realising the benefits - Preferred | 75%
Success factor for realising the benefits - Upper bound | 100%
Success factor for realising the benefits - Lower bound | 50%
Ausgrid's value framework |  |  |  | Project master data
Value Category | Methodology | Estimated total Risk/Benefit ($m pa)
Safety |  |  | Reg ID | Reg ID Description | Benefit/Cost model
Public Safety | Aggregate risk modelling for whole of network monetised risk | 36494944.9737 | OTI_03.19-1 | CER Support & Enablement | Per Unit
Fire | Aggregate risk modelling for whole of network monetised risk | 26246595.9481 | OTI_03.19-2 | Safe, Intelligent Networks (Devices) | Overall
Environment | Aggregate risk modelling for whole of network monetised risk | 5094987.108 | OTI_03.19-3 | Safe, Intelligent Networks (Systems)
Worker Safety | Aggregate risk modelling for whole of network monetised risk | 31449153.3175 | OTI_03.19-4 | Community Resilience
ICT Component
Capex efficiency |  |  |  | RIN Classification | High
Planning and design efficiencies | Total PIP value for planning support | 27800000 |  | Network | Medium
Increased asset/network utilisation | Total PIP value for augex investment | 47000000 |  | Non-Network | Low
Improved repex prioritisation | Repex * WACC rate | 10492000
life extension | Total PIP value for repex investment | 305000000 |  | RIN Category (Primary Driver)
lower cost assets | Total PIP value - augex+repex | 352000000 |  | Augex
planned vs unplanned repair trade-off | 17% (From value framework draft) of total breakdown opex | 8500000 |  | Repex
Non-Network
Opex Efficiency
reduced maintenance | Total maintenance costs | 131000000 |  | Project Maturity
reduced field operations | Total PIP + opex assumption | 30000000 |  | Trial
Pilot
Market benefits |  |  |  | BAU
Unserved energy | Total VoLL for Ausgrid | 126000000
Value of curtailment | Not applied | 0 |  | Project Theme
Wholesale pricing (market efficiency) | Assumed delta on wholesale price savings from solar soak trial analysis | 41400000 |  | Dynamic & Flexible Network Operation
Community value of resilience | Not applied | 0 |  | Dynamic & Flexible Network Planning
Carbon emission reductions | 50MT Co2e pa NSW station energy ~ 30MT Co2 pa AG * $50t (AG component .9mt CO2 pA - FY21 sustainability report) | 1500000000 |  | Digital Transformation
Reduced losses | Total energy volume in network (~25407GWh in FY21) * $50/MWh*3.7% losses (loss % from enviro report) | 76500000 |  | Emerging Technology Trials
Customer Time | Value of 1 hr of time per customer | 39600000

## Project Summary
Project List
This tab includes a list of the projects and a summary of the project cost, NIAC principle alignment scoring and benefit to cost ratios
ID | Project Title | Capex | BCR (indicative) | BCR (50% risk) | Project Theme | NIAC score
PR005 | Multi-functional overhead line prediction sensors | 3800000 | 1.6061 | 1.1073 | Emerging Technology Trials | 3.05
PR012 | Fault Prediction Intelligence System | 950000 | 2.0774 | 1.4137 | Digital Transformation | 3.06
PR013 | Mobile hydrogen units for emergency response | 2125000 | 1.7489 | 1.2861 | Emerging Technology Trials | 3.4
PR015 | Low loss asset trials - transformers & reactors | 1500000 | 8.2412 | 5.4941 | Emerging Technology Trials | 2.23
PR016 | Low loss asset trials - cables and line designs | 1500000 | 8.0273 | 5.3516 | Emerging Technology Trials | 2.23
PR017 | Closed Loop Voltage Regulation and Optimisation Control System | 1900000 | 4.1488 | 2.8231 | Dynamic & Flexible Network Operation | 3.11
PR018 | Low embodied carbon asset trial - SF6 alternatives | 750000 | 4.7858 | 3.1906 | Emerging Technology Trials | 2.23
PR019 | Low embodied carbon asset trial - Polypropylene cables | 750000 | 2.2929 | 1.5286 | Emerging Technology Trials | 2.23
PR023 | Pilot CER integration for OT systems | 1900000 | 3.0337 | 2.0643 | Dynamic & Flexible Network Operation | 3.17
PR026 | Advanced load and generation information system |  |  |  | Dynamic & Flexible Network Planning | 2.82
PR027 | Network state estimator using machine learning | 2100000 | 3.1591 | 2.145 | Dynamic & Flexible Network Planning | 3.82
PR028 | Dynamic ratings calculation system for local weather | 950000 | 4.2096 | 2.8645 | Dynamic & Flexible Network Operation | 2.89
PR029 | Micro-climate monitoring to manage intermittent generation | 240000 | 4.0811 | 3.1086 | Dynamic & Flexible Network Operation | 3.17
PR031 | Low cost automated low voltage switch trial | 2400000 | 7.8728 | 5.2938 | Emerging Technology Trials | 2.82
PR035 | Dynamic network sectionalising and optimisation engine |  |  |  | Dynamic & Flexible Network Operation | 2.72
PR036 | Pilot high accuracy underground cable safety & fault prediction monitors | 900000 | 5.0108 | 3.3548 | Emerging Technology Trials | 2.7
PR039 | Wires down detection device trials | 5700000 | 2.2065 | 1.5246 | Emerging Technology Trials | 2.87
PR040 | AI driven defect identification trial | 475000 | 3.3082 | 2.2511 | Digital Transformation | 2.88
PR042 | Advanced smart meter services integration for resilient load management | 850000 | 1.5591 | 1.1051 | Dynamic & Flexible Network Operation | 2.64
PR043 | Advanced smart meter data integration for flexible load management | 1375000 | 4.1019 | 2.8295 | Dynamic & Flexible Network Operation | 2.64
PR105 | Dynamic controlled load management system |  |  |  | Dynamic & Flexible Network Operation | 2.94
PR049 | Flexible network configuration trial using PMUs | 3825000 | 2.2432 | 1.5631 | Dynamic & Flexible Network Operation | 2.36
PR084 | Smart Islanding for community resilience |  |  |  | Dynamic & Flexible Network Operation | 2.72
PR074 | Digitalising brownfield zone substations to manage bi-directional energy flows | 2259000 | 2.2772 | 1.5276 | Digital Transformation | 2.53
PR082 | Responsive feeder level load shedding schemes (UFLS) | 1900000 | 3.3275 | 2.2993 | Dynamic & Flexible Network Operation | 2.72
PR089 | MV cable partial discharge monitoring | 950000.01 | 3.2431 | 2.2431 | Emerging Technology Trials | 2.88
PR109 | Trial ultra-sonic discharge detection devices | 425000 | 3.0691 | 2.2663 | Emerging Technology Trials | 2.88
PR180 | Barriers to electrification field trial | 1500000 | 1.6249 | 1.0833 | Emerging Technology Trials | 3.94
PR181 | Bushfire risk mitigation wooden pole wraps | 285000 | 3.763 | 2.5086 | Emerging Technology Trials | 3.24
PR182 | Advanced distribution substation monitoring for brownfield sites (increase utility of existing assets) | 1750000 | 1.8634 | 1.2422 | Emerging Technology Trials | 2.88
PR183 | Heavy vehicle electrification - Ausgrid fleet trial | 1600000 | 1.8522 | 1.2348 | Emerging Technology Trials | 3.22
| Total | 44659000.01

## Benefits Summary
Network Innovation Benefit Summary
This tab provides a summary of the program benefits by high level benefit category for contribution over the life of the assets, the present value of the benefits over their life and the present value over the first 5 years of the projects
Benefits summary
Program Benefit Summary
|  | Safety | Capex efficiency | Opex Efficiency | Market benefits | Total
Total program cost | [5 empty] | 44659000.01
PV of 2024-29 benefits |  | 2443803.1839 | 4541774.2591 | 1083719.6137 | 14892111.7833 | 22961408.8401
Present value of total benefits |  | 19609172.8564 | 26355732.1308 | 9607352.0614 | 91347589.4994 | 146919846.5479
Total lifetime benefits |  | 25872517.7322 | 32888050.6667 | 12782925 | 115658075 | 187201568.3989
Sensitivity analysis for benefits realised during 2024-29 period
|  | Safety | Capex efficiency | Opex Efficiency | Market benefits | Total
PV of benefits Year 1-5 |  | 6516808.4905 | 12111398.0243 | 2889918.9699 | 39712298.0888 | 61230423.5735
% of benefits realised | Upper Bound - 100% | 3258404.2453 | 6055699.0122 | 1444959.4849 | 19856149.0444 | 30615211.7867
| Chosen Success Factor - 75% | 2443803.1839 | 4541774.2591 | 1083719.6137 | 14892111.7833 | 22961408.8401
| Lower Bound - 50% | 1629202.1226 | 3027849.5061 | 722479.7425 | 9928074.5222 | 15307605.8934
Sensitivity calculations above use assumptions contained in the
'Other Assumptions' table of the 'Inputs and Assumptions' tab

## Benefits detail
Benefit Breakdown by Project
This tab describes the project level benefits broken down by the type of benefit for contribution over the life of the assets, the present value of the benefits over their life and the present value over the first 5 years of the projects
Total lifetime benefits
| Safety |  |  |  | Capex efficiency | [5 empty] | Opex Efficiency |  | Market benefits
| Public Safety | Fire | Environment | Worker Safety | Planning and design efficiencies | Increased asset/network utilisation | Improved repex prioritisation | life extension | lower cost assets | planned vs unplanned repair trade-off | reduced maintenance | reduced field operations | Unserved energy | Value of curtailment | Wholesale pricing (market efficiency) | Community value of resilience | Carbon emission reductions | Reduced losses | Customer Time
PR005 | 919672.6133 | 661414.2179 | 128393.6751 | 792518.6636 | 0 | 0 | 0 | 0 | 0 | 1071000 | 0 | 1890000 | 2698920 | 0 | 0 | 0 | 0 | 0 | 0
PR012 | 255464.6148 | 183726.1716 | 35664.9098 | 220144.0732 | 0 | 0 | 73444 | 0 | 0 | 297500 | 0 | 525000 | 793800 | 0 | 0 | 0 | 0 | 0 | 0
PR013 | 0 | 0 | 0 | 0 | 0 | 0 | 0 | 0 | 0 | 0 | 0 | 1215000 | 5103000 | 0 | 0 | 0 | 0 | 0 | 0
PR015 | 0 | 0 | 0 | 0 | 0 | 0 | 0 | 0 | 0 | 0 | 917000 | 0 | 0 | 0 | 0 | 0 | 6300000 | 8032500 | 0
PR016 | 0 | 0 | 0 | 0 | 0 | 0 | 0 | 0 | 0 | 0 | 0 | 0 | 0 | 0 | 0 | 0 | 6600000 | 8415000 | 0
PR017 | 0 | 0 | 0 | 0 | 0 | 0 | 0 | 0 | 0 | 0 | 0 | 0 | 0 | 0 | 0 | 0 | 4200000 | 5355000 | 0
PR018 | 0 | 0 | 0 | 0 | 0 | 0 | 0 | 0 | 0 | 0 | 0 | 0 | 0 | 0 | 0 | 0 | 4500000 | 0 | 0
PR019 | 0 | 0 | 0 | 0 | 0 | 0 | 0 | 0 | 0 | 0 | 0 | 0 | 0 | 0 | 0 | 0 | 2175000 | 0 | 0
PR023 | 0 | 0 | 0 | 0 | 0 | 329000 | 0 | 0 | 0 | 0 | 0 | 0 | 0 | 0 | 0 | 0 | 0 | 0 | 0
PR026 | 0 | 0 | 0 | 0 | 1946000 | 3290000 | 0 | 0 | 0 | 0 | 0 | 0 | 882000 | 0 | 0 | 0 | 4200 | 535500 | 0
PR027 | 0 | 0 | 0 | 0 | 0 | 3290000 | 0 | 0 | 0 | 0 | 0 | 0 | 4410000 | 0 | 0 | 0 | 21000 | 267750 | 0
PR028 | 0 | 0 | 0 | 0 | 0 | 1645000 | 0 | 3202500 | 0 | 0 | 0 | 0 | 0 | 0 | 0 | 0 | 0 | 0 | 0
PR029 | 547424.1746 | 393698.9392 | 76424.8066 | 0 | 0 | 0 | 0 | 0 | 0 | 0 | 0 | 0 | 945000 | 0 | 0 | 0 | 0 | 0 | 0
PR031 | 48538.2768 | 0 | 6776.3329 | 0 | 0 | 0 | 0 | 0 | 0 | 0 | 0 | 399000 | 837900 | 0 | 0 | 0 | 0 | 0 | 0
PR035 | 0 | 0 | 0 | 0 | 0 | 1645000 | 0 | 0 | 0 | 0 | 0 | 1050000 | 17640000 | 0 | 0 | 0 | 0 | 0 | 0
PR036 | 529176.7021 | 380575.6412 | 73877.3131 | 0 | 0 | 0 | 152134 | 4422500 | 0 | 123250 | 0 | 0 | 0 | 0 | 0 | 0 | 0 | 0 | 0
PR039 | 5025073.1925 | 7227908.7303 | 701540.5326 | 4330306.4953 | 0 | 0 | 0 | 0 | 0 | 0 | 0 | 0 | 0 | 0 | 0 | 0 | 0 | 0 | 0
PR040 | 25546.4615 | 91863.0858 | 17832.4549 | 110072.0366 | 0 | 0 | 367220 | 0 | 0 | 297500 | 91700 | 21000 | 882000 | 0 | 0 | 0 | 0 | 0 | 0
PR042 | 0 | 0 | 0 | 0 | 0 | 0 | 1836100 | 0 | 0 | 0 | 0 | 0 | 0 | 0 | 0 | 0 | 0 | 0 | 0
PR043 | 0 | 0 | 0 | 0 | 486500 | 0 | 0 | 0 | 0 | 0 | 0 | 1008000 | 0 | 0 | 0 | 0 | 0 | 0 | 110880
PR049 | 0 | 0 | 0 | 0 | 375300 | 634500 | 0 | 0 | 0 | 0 | 0 | 405000 | 1701000 | 0 | 2794500 | 0 | 2025000 | 1032750 | 0
PR074 | 0 | 0 | 0 | 0 | 0 | 0 | 0 | 0 | 3872000 | 0 | 1441000 | 0 | 1386000 | 0 | 0 | 0 | 0 | 0 | 0
PR082 | 0 | 0 | 0 | 0 | 0 | 0 | 0 | 0 | 0 | 0 | 0 | 0 | 8694000 | 0 | 0 | 0 | 0 | 0 | 0
PR084 | 0 | 0 | 0 | 0 | 0 | 0 | 0 | 0 | 0 | 0 | 0 | 0 | 3087000 | 0 | 0 | 0 | 0 | 0 | 0
PR089 | 523094.2113 | 0 | 73028.1485 | 0 | 0 | 0 | 150385.3333 | 0 | 0 | 121833.3333 | 0 | 430000 | 1806000 | 0 | 0 | 0 | 86000 | 1096500 | 0
PR105 | 0 | 0 | 0 | 0 | 0 | 0 | 0 | 0 | 0 | 0 | 0 | 0 | 0 | 0 | 2898000 | 0 | 2100000 | 535500 | 0
PR109 | 52917.6702 | 38057.5641 | 7387.7313 | 45601.2723 | 0 | 0 | 152134 | 0 | 0 | 123250 | 0 | 43500 | 1827000 | 0 | 0 | 0 | 0 | 0 | 0
PR180 | 0 | 0 | 0 | 0 | 0 | 381875 | 0 | 0 | 1100000 | 0 | 0 | 0 | 0 | 0 | 1552500 | 0 | 56250 | 0 | 0
PR181 | 255464.6148 | 0 | 0 | 0 | 0 | 0 | 0 | 1067500 | 0 | 0 | 0 | 0 | 0 | 0 | 0 | 0 | 0 | 0 | 0
PR182 | 1040105.9318 | 0 | 0 | 896300.8695 | 0 | 0 | 0 | 434625 | 0 | 0 | 0 | 320625 | 1346625 | 0 | 0 | 0 | 0 | 0 | 0
PR183 | 0 | 0 | 156925.6029 | 0 | 0 | 0 | 0 | 0 | 0 | 0 | 3026100 | 0 | 0 | 0 | 0 | 0 | 924000 | 0 | 0
| 9222478.4638 | 8977244.3503 | 1277851.5076 | 6394943.4106 | 2807800 | 11215375 | 2731417.3333 | 9127125 | 4972000 | 2034333.3333 | 5475800 | 7307125 | 54040245 | 0 | 7245000 | 0 | 28991450 | 25270500 | 110880
| 25872517.7322 |  |  |  | 32888050.6667 | [5 empty] | 12782925 |  | 115658075
Present value of lifetime benefits
| Safety |  |  |  | Capex efficiency | [5 empty] | Opex Efficiency |  | Market benefits
| Public Safety | Fire | Environment | Worker Safety | Planning and design efficiencies | Increased asset/network utilisation | Improved repex prioritisation | life extension | lower cost assets | planned vs unplanned repair trade-off | reduced maintenance | reduced field operations | Unserved energy | Value of curtailment | Wholesale pricing (market efficiency) | Community value of resilience | Carbon emission reductions | Reduced losses | Customer Time
PR005 | 681357.1872 | 490021.4756 | 95122.9297 | 587152.732 | 0 | 0 | 0 | 0 | 0 | 793470.9993 | 0 | 1400242.9399 | 1999546.9181 | 0 | 0 | 0 | 0 | 0 | 0
PR012 | 216212.7483 | 155496.8406 | 30185.0343 | 186319.1704 | 0 | 0 | 62159.4075 | 0 | 0 | 251789.4412 | 0 | 444334.308 | 671833.4737 | 0 | 0 | 0 | 0 | 0 | 0
PR013 | 0 | 0 | 0 | 0 | 0 | 0 | 0 | 0 | 0 | 0 | 0 | 913078.507 | 3834929.7294 | 0 | 0 | 0 | 0 | 0 | 0
PR015 | 0 | 0 | 0 | 0 | 0 | 0 | 0 | 0 | 0 | 0 | 694999.8172 | 0 | 0 | 0 | 0 | 0 | 4774807.9044 | 6087880.0781 | 0
PR016 | 0 | 0 | 0 | 0 | 0 | 0 | 0 | 0 | 0 | 0 | 0 | 0 | 0 | 0 | 0 | 0 | 5060008.6014 | 6451510.9667 | 0
PR017 | 0 | 0 | 0 | 0 | 0 | 0 | 0 | 0 | 0 | 0 | 0 | 0 | 0 | 0 | 0 | 0 | 3554674.464 | 4532209.9416 | 0
PR018 | 0 | 0 | 0 | 0 | 0 | 0 | 0 | 0 | 0 | 0 | 0 | 0 | 0 | 0 | 0 | 0 | 3470013.4682 | 0 | 0
PR019 | 0 | 0 | 0 | 0 | 0 | 0 | 0 | 0 | 0 | 0 | 0 | 0 | 0 | 0 | 0 | 0 | 1662500.9336 | 0 | 0
PR023 | 0 | 0 | 0 | 0 | 0 | 278449.4997 | 0 | 0 | 0 | 0 | 0 | 0 | 0 | 0 | 0 | 0 | 0 | 0 | 0
PR026 | 0 | 0 | 0 | 0 | 1646999.1683 | 2784494.9968 | 0 | 0 | 0 | 0 | 0 | 0 | 746481.6374 | 0 | 0 | 0 | 3554.6745 | 453220.9942 | 0
PR027 | 0 | 0 | 0 | 0 | 0 | 2738194.4226 | 0 | 0 | 0 | 0 | 0 | 0 | 3670345.7154 | 0 | 0 | 0 | 17477.8367 | 222842.4184 | 0
PR028 | 0 | 0 | 0 | 0 | 0 | 1392247.4984 | 0 | 2710439.2788 | 0 | 0 | 0 | 0 | 0 | 0 | 0 | 0 | 0 | 0 | 0
PR029 | 422126.5019 | 303586.8048 | 58932.2463 | 0 | 0 | 0 | 0 | 0 | 0 | 0 | 0 | 0 | 728702.8283 | 0 | 0 | 0 | 0 | 0 | 0
PR031 | 36354.4615 | 0 | 5075.3745 | 0 | 0 | 0 | 0 | 0 | 0 | 0 | 0 | 298845.181 | 627574.8802 | 0 | 0 | 0 | 0 | 0 | 0
PR035 | 0 | 0 | 0 | 0 | 0 | 1392247.4984 | 0 | 0 | 0 | 0 | 0 | 888668.616 | 14929632.7487 | 0 | 0 | 0 | 0 | 0 | 0
PR036 | 404485.8673 | 290899.9351 | 56469.4722 | 0 | 0 | 0 | 116286.3986 | 3380418.565 | 0 | 94208.3862 | 0 | 0 | 0 | 0 | 0 | 0 | 0 | 0 | 0
PR039 | 3791546.7573 | 5453642.7349 | 529330.3459 | 3267327.4441 | 0 | 0 | 0 | 0 | 0 | 0 | 0 | 0 | 0 | 0 | 0 | 0 | 0 | 0 | 0
PR040 | 21621.2748 | 77748.4203 | 15092.5171 | 93159.5852 | 0 | 0 | 310797.0373 | 0 | 0 | 251789.4412 | 77610.3925 | 17773.3723 | 746481.6374 | 0 | 0 | 0 | 0 | 0 | 0
PR042 | 0 | 0 | 0 | 0 | 0 | 0 | 1553985.1865 | 0 | 0 | 0 | 0 | 0 | 0 | 0 | 0 | 0 | 0 | 0 | 0
PR043 | 0 | 0 | 0 | 0 | 411749.7921 | 0 | 0 | 0 | 0 | 0 | 0 | 853121.8714 | 0 | 0 | 0 | 0 | 0 | 0 | 93843.4058
PR049 | 0 | 0 | 0 | 0 | 282127.6964 | 476978.4796 | 0 | 0 | 0 | 0 | 0 | 304454.3487 | 1278708.2644 | 0 | 2100735.0058 | 0 | 1522271.7433 | 776358.5891 | 0
PR074 | 0 | 0 | 0 | 0 | 0 | 0 | 0 | 0 | 2776714.8864 | 0 | 1033379.6878 | 0 | 993937.715 | 0 | 0 | 0 | 0 | 0 | 0
PR082 | 0 | 0 | 0 | 0 | 0 | 0 | 0 | 0 | 0 | 0 | 0 | 0 | 6564271.6227 | 0 | 0 | 0 | 0 | 0 | 0
PR084 | 0 | 0 | 0 | 0 | 0 | 0 | 0 | 0 | 0 | 0 | 0 | 0 | 2569242.0008 | 0 | 0 | 0 | 0 | 0 | 0
PR089 | 398605.6557 | 0 | 55648.5475 | 0 | 0 | 0 | 114595.8856 | 0 | 0 | 92838.8322 | 0 | 327666.4667 | 1376199.1601 | 0 | 0 | 0 | 65533.2933 | 835549.4901 | 0
PR105 | 0 | 0 | 0 | 0 | 0 | 0 | 0 | 0 | 0 | 0 | 0 | 0 | 0 | 0 | 2452725.3801 | 0 | 1777337.232 | 453220.9942 | 0
PR109 | 40448.5867 | 29089.9935 | 5646.9472 | 34856.1645 | 0 | 0 | 116286.3986 | 0 | 0 | 94208.3862 | 0 | 33250.0187 | 1396500.7842 | 0 | 0 | 0 | 0 | 0 | 0
PR180 | 0 | 0 | 0 | 0 | 0 | 281476 | 0 | 0 | 810798.2977 | 0 | 0 | 0 | 0 | 0 | 1144331.2339 | 0 | 41461.2766 | 0 | 0
PR181 | 193618.1686 | 0 | 0 | 0 | 0 | 0 | 0 | 809064.6727 | 0 | 0 | 0 | 0 | 0 | 0 | 0 | 0 | 0 | 0 | 0
PR182 | 791917.7567 | 0 | 0 | 682427.1954 | 0 | 0 | 0 | 330915.5775 | 0 | 0 | 0 | 244118.0489 | 1025295.8056 | 0 | 0 | 0 | 0 | 0 | 0
PR183 | 0 | 0 | 107645.9794 | 0 | 0 | 0 | 0 | 0 | 0 | 0 | 2075808.4853 | 0 | 0 | 0 | 0 | 0 | 633834.652 | 0 | 0
| 6998294.9661 | 6800486.2049 | 959149.394 | 4851242.2915 | 2340876.6568 | 9344088.3953 | 2274110.3142 | 7230838.094 | 3587513.1841 | 1578305.4864 | 3881798.3828 | 5725553.6785 | 43159684.9215 | 0 | 5697791.6198 | 0 | 22583476.08 | 19812793.4723 | 93843.4058
| 19609172.8564 |  |  |  | 26355732.1308 | [5 empty] | 9607352.0614 |  | 91347589.4994
Present value of benefits (Year 1-5)
| Safety |  |  |  | Capex efficiency | [5 empty] | Opex Efficiency |  | Market benefits
| Public Safety | Fire | Environment | Worker Safety | Planning and design efficiencies | Increased asset/network utilisation | Improved repex prioritisation | life extension | lower cost assets | planned vs unplanned repair trade-off | reduced maintenance | reduced field operations | Unserved energy | Value of curtailment | Wholesale pricing (market efficiency) | Community value of resilience | Carbon emission reductions | Reduced losses | Customer Time
PR005 | 167218.1071 | 120260.6579 | 23344.9893 | 144098.529 | 0 | 0 | 0 | 0 | 0 | 194732.9845 | 0 | 343646.4432 | 490727.1208 | 0 | 0 | 0 | 0 | 0 | 0
PR012 | 129775.6926 | 93332.6566 | 18117.7278 | 111832.9033 | 0 | 0 | 37309.4566 | 0 | 0 | 151129.6137 | 0 | 266699.3182 | 403249.3692 | 0 | 0 | 0 | 0 | 0 | 0
PR013 | 0 | 0 | 0 | 0 | 0 | 0 | 0 | 0 | 0 | 0 | 0 | 279120.609 | 1172306.5577 | 0 | 0 | 0 | 0 | 0 | 0
PR015 | 0 | 0 | 0 | 0 | 0 | 0 | 0 | 0 | 0 | 0 | 233619.347 | 0 | 0 | 0 | 0 | 0 | 1605018.4143 | 2046398.4782 | 0
PR016 | 0 | 0 | 0 | 0 | 0 | 0 | 0 | 0 | 0 | 0 | 0 | 0 | 0 | 0 | 0 | 0 | 1890219.1113 | 2410029.3669 | 0
PR017 | 0 | 0 | 0 | 0 | 0 | 0 | 0 | 0 | 0 | 0 | 0 | 0 | 0 | 0 | 0 | 0 | 2133594.5459 | 2720333.046 | 0
PR018 | 0 | 0 | 0 | 0 | 0 | 0 | 0 | 0 | 0 | 0 | 0 | 0 | 0 | 0 | 0 | 0 | 1356820.4748 | 0 | 0
PR019 | 0 | 0 | 0 | 0 | 0 | 0 | 0 | 0 | 0 | 0 | 0 | 0 | 0 | 0 | 0 | 0 | 605904.4369 | 0 | 0
PR023 | 0 | 0 | 0 | 0 | 0 | 167131.5728 | 0 | 0 | 0 | 0 | 0 | 0 | 0 | 0 | 0 | 0 | 0 | 0 | 0
PR026 | 0 | 0 | 0 | 0 | 988565.4729 | 1671315.7276 | 0 | 0 | 0 | 0 | 0 | 0 | 448054.8546 | 0 | 0 | 0 | 2133.5945 | 272033.3046 | 0
PR027 | 0 | 0 | 0 | 0 | 0 | 1451686.1438 | 0 | 0 | 0 | 0 | 0 | 0 | 1945877.1715 | 0 | 0 | 0 | 9266.0818 | 118142.5426 | 0
PR028 | 0 | 0 | 0 | 0 | 0 | 835657.8638 | 0 | 1626865.8412 | 0 | 0 | 0 | 0 | 0 | 0 | 0 | 0 | 0 | 0 | 0
PR029 | 165056.9619 | 118706.3959 | 23043.2761 | 0 | 0 | 0 | 0 | 0 | 0 | 0 | 0 | 0 | 284932.2997 | 0 | 0 | 0 | 0 | 0 | 0
PR031 | 10647.5075 | 0 | 1486.4775 | 0 | 0 | 0 | 0 | 0 | 0 | 0 | 0 | 87525.8817 | 183804.3516 | 0 | 0 | 0 | 0 | 0 | 0
PR035 | 0 | 0 | 0 | 0 | 0 | 835657.8638 | 0 | 0 | 0 | 0 | 0 | 533398.6365 | 8961097.0927 | 0 | 0 | 0 | 0 | 0 | 0
PR036 | 147416.3272 | 106019.5263 | 20580.502 | 0 | 0 | 0 | 42380.9957 | 1232005.6884 | 0 | 34334.5848 | 0 | 0 | 0 | 0 | 0 | 0 | 0 | 0 | 0
PR039 | 1220851.3569 | 1756034.5577 | 170440.644 | 1052056.4294 | 0 | 0 | 0 | 0 | 0 | 0 | 0 | 0 | 0 | 0 | 0 | 0 | 0 | 0 | 0
PR040 | 12977.5693 | 46666.3283 | 9058.8639 | 55916.4517 | 0 | 0 | 186547.2831 | 0 | 0 | 151129.6137 | 46583.4809 | 10667.9727 | 448054.8546 | 0 | 0 | 0 | 0 | 0 | 0
PR042 | 0 | 0 | 0 | 0 | 0 | 0 | 932736.4156 | 0 | 0 | 0 | 0 | 0 | 0 | 0 | 0 | 0 | 0 | 0 | 0
PR043 | 0 | 0 | 0 | 0 | 247141.3682 | 0 | 0 | 0 | 0 | 0 | 0 | 512062.691 | 0 | 0 | 0 | 0 | 0 | 0 | 56326.896
PR049 | 0 | 0 | 0 | 0 | 86305.1457 | 145911.5773 | 0 | 0 | 0 | 0 | 0 | 93135.0493 | 391167.2072 | 0 | 642631.8403 | 0 | 465675.2466 | 237494.3758 | 0
PR074 | 0 | 0 | 0 | 0 | 0 | 0 | 0 | 0 | 297235.1074 | 0 | 110618.7474 | 0 | 106396.6578 | 0 | 0 | 0 | 0 | 0 | 0
PR082 | 0 | 0 | 0 | 0 | 0 | 0 | 0 | 0 | 0 | 0 | 0 | 0 | 2126566.3366 | 0 | 0 | 0 | 0 | 0 | 0
PR084 | 0 | 0 | 0 | 0 | 0 | 0 | 0 | 0 | 0 | 0 | 0 | 0 | 1362114.0201 | 0 | 0 | 0 | 0 | 0 | 0
PR089 | 141536.1157 | 0 | 19759.5773 | 0 | 0 | 0 | 40690.4827 | 0 | 0 | 32965.0308 | 0 | 116347.1674 | 488658.1029 | 0 | 0 | 0 | 23269.4335 | 296685.2768 | 0
PR105 | 0 | 0 | 0 | 0 | 0 | 0 | 0 | 0 | 0 | 0 | 0 | 0 | 0 | 0 | 1472180.2367 | 0 | 1066797.2729 | 272033.3046 | 0
PR109 | 14741.6327 | 10601.9526 | 2058.0502 | 12703.4544 | 0 | 0 | 42380.9957 | 0 | 0 | 34334.5848 | 0 | 12118.0887 | 508959.727 | 0 | 0 | 0 | 0 | 0 | 0
PR180 | 0 | 0 | 0 | 0 | 0 | 66282.5135 | 0 | 0 | 190928.353 | 0 | 0 | 0 | 0 | 0 | 269469.3346 | 0 | 9763.3817 | 0 | 0
PR181 | 65083.3986 | 0 | 0 | 0 | 0 | 0 | 0 | 271961.4535 | 0 | 0 | 0 | 0 | 0 | 0 | 0 | 0 | 0 | 0 | 0
PR182 | 277778.6767 | 0 | 0 | 239372.9925 | 0 | 0 | 0 | 116074.2898 | 0 | 0 | 0 | 85628.5744 | 359640.0126 | 0 | 0 | 0 | 0 | 0 | 0
PR183 | 0 | 0 | 8232.2008 | 0 | 0 | 0 | 0 | 0 | 0 | 0 | 158746.9625 | 0 | 0 | 0 | 0 | 0 | 48472.355 | 0 | 0
| 2353083.3461 | 2251622.0753 | 296122.3088 | 1615980.7603 | 1322011.9869 | 5173643.2625 | 1282045.6294 | 3246907.273 | 488163.4605 | 598626.4121 | 549568.5377 | 2340350.4322 | 19681605.7367 | 0 | 2384281.4116 | 0 | 9216934.3491 | 8373149.6954 | 56326.896
| 6516808.4905 |  |  |  | 12111398.0243 | [5 empty] | 2889918.9699 |  | 39712298.0888

## PR005
Multi-functional overhead line prediction sensors
Project ID |  |  | PR005
Project Master Data |  |  |  |  | Project Description
Reg ID |  |  | OTI_03.19-2 |  | Climate modelling suggests that there will be an increasing impact of severe weather impacts on Ausgrid’s network over the next 50 years. This trend, coupled with the increasing electrification of society, particularly through dependencies on communications, the internet and increasingly transportation, will lead to an on-going need to improve the reliability, security and resilience of the network. One approach to achieve this is to reduce the risk of asset failures, through more pro-active monitoring of emerging risks and defects before they result in a failure. Whilst not applicable to all areas of the network, there are areas of increasing risk where the existing reliability is poor, and the susceptibility to impacts from natural disasters is increasing. In these locations, it may be beneficial to deploy more advanced monitoring technology which can mitigate the risk and improve the performance of those network areas. With technology evolving in this space, now there are a large range of novel sensors available in the market based on technologies such as LiDAR which can not only help with real-time condition monitoring but also explore other use cases such as dynamic line rating. Through this project Ausgrid is proposing to trial multi-functional sensors to proactively identify network faults and provide reliable power to our customers. This will involve developing a specification, market sourcing strategy, standard design, site specific designs, operating manuals, safety processes and a trial plan, before installing these units across different parts of the network, complementing the mitigation of other network risk factors. Benefit quantification: Assumes a small proportion of network faults are avoided and defects are dealt with in a proactive rather than reactive manner and some reduction in operational field visits.
Reg ID Description |  |  | Safe, Intelligent Networks (Devices)
Asset Class |  |  | Intelligent Electronic Devices
RIN Classification (Network / Non-Network) |  |  | Network
RIN Category (Primary Driver - Augex/Repex/Non-Network) |  |  | Augex
Project Maturity (Trial, Pilot, BAU) |  |  | Pilot
Project Theme |  |  | Emerging Technology Trials
ICT Component (High / Med / Low) |  |  | Medium
NIAC Project Prioritisation Principles | Rating (1 – 5) | Weight | Score |  | Project Summary | [6 empty] | AER Capex Objectives
Accelerates decarbonisation | 2 | 29% | 0.58 |  |  | Total NPC (real) | -3764991.8065 |  | FY25-29 Project Capex | 3800000 |  | Meet or manage expected demand | [5 empty] | -
Improves resilience | 5 | 18% | 0.9 |  |  | Total NPV (real) | 2281923.3752 |  | FY25-29 Project Opex | 104000 |  | Complies with regulatory obligations or requirements | [5 empty] | -
Lowers costs for customers | 3 | 18% | 0.54 |  |  | BCR (indicative) | 1.6061 |  | Present Value of benefits | 6046915.1817 |  | Maintains the safety, quality, reliability and security of supply of the network | [5 empty] | YES
Improves fairness | 1 | 18% | 0.18 |  |  | BCR (50% risk) | 1.1073 |  | PV of benefits Year 1-5 | 1484028.8318 |  | Project score
Improves safety for employees & the community | 5 | 17% | 0.85
Project score |  | 100% | 3.05
Project quantities/phasing
|  |  |  | Year 1 | Year 2 | Year 3 | Year 4 | Year 5 | Year 6 | Year 7 | Year 8 | Year 9 | Year 10 | Year 11 | Year 12 | Year 13 | Year 14 | Year 15
Quantity (widgets) | Total | 40 |  | 8 | 4 | 4 | 12 | 12 | 0 | 0 | 0 | 0 | 0 | 0 | 0 | 0 | 0 | 0
Phasing (%)
Cost Benefit Analysis
Discount rate |  | 3.44% |  | Year 1 | Year 2 | Year 3 | Year 4 | Year 5 | Year 6 | Year 7 | Year 8 | Year 9 | Year 10 | Year 11 | Year 12 | Year 13 | Year 14 | Year 15
Capex Cost |  |  |  | 760000 | 380000 | 380000 | 1140000 | 1140000 | 0 | 0 | 0 | 0 | 0 | 0 | 0 | 0 | 0 | 0
Capex Cost (50% risk) |  |  |  | 1140000 | 570000 | 570000 | 1710000 | 1710000 | 0 | 0 | 0 | 0 | 0 | 0 | 0 | 0 | 0 | 0
Opex Cost |  |  |  | 8000 | 12000 | 16000 | 28000 | 40000 | 40000 | 40000 | 40000 | 40000 | 40000 | 40000 | 40000 | 40000 | 40000 | 40000
Total and NPC |  | -3764991.8065 |  | -768000 | -392000 | -396000 | -1168000 | -1180000 | -40000 | -40000 | -40000 | -40000 | -40000 | -40000 | -40000 | -40000 | -40000 | -40000
Total (50% risk) |  |  |  | 1148000 | 582000 | 586000 | 1738000 | 1750000 | 40000 | 40000 | 40000 | 40000 | 40000 | 40000 | 40000 | 40000 | 40000 | 40000
Aggregate benefits |  |  |  | 129554.2725 | 194331.4088 | 259108.5451 | 453439.9539 | 647771.3627 | 647771.3627 | 647771.3627 | 647771.3627 | 647771.3627 | 647771.3627 | 647771.3627 | 647771.3627 | 647771.3627 | 647771.3627 | 647771.3627
Net Total and NPV (indicative only) |  | 2281923.3752 |  | -638445.7275 | -197668.5912 | -136891.4549 | -714560.0461 | -532228.6373 | 607771.3627 | 607771.3627 | 607771.3627 | 607771.3627 | 607771.3627 | 607771.3627 | 607771.3627 | 607771.3627 | 607771.3627 | 607771.3627
Benefits Model (Complete pu benefits or overall benefits - not both) |  |  | Per Unit
Per unit Benefits |  | 16194.2841 |  | Year 1 | Year 2 | Year 3 | Year 4 | Year 5 | Year 6 | Year 7 | Year 8 | Year 9 | Year 10 | Year 11 | Year 12 | Year 13 | Year 14 | Year 15
Safety | % claimed
Public Safety | 0.2% | 1824.7472 |  | 14597.978 | 21896.967 | 29195.956 | 51092.923 | 72989.8899 | 72989.8899 | 72989.8899 | 72989.8899 | 72989.8899 | 72989.8899 | 72989.8899 | 72989.8899 | 72989.8899 | 72989.8899 | 72989.8899
Fire | 0.2% | 1312.3298 |  | 10498.6384 | 15747.9576 | 20997.2768 | 36745.2343 | 52493.1919 | 52493.1919 | 52493.1919 | 52493.1919 | 52493.1919 | 52493.1919 | 52493.1919 | 52493.1919 | 52493.1919 | 52493.1919 | 52493.1919
Environment | 0.2% | 254.7494 |  | 2037.9948 | 3056.9923 | 4075.9897 | 7132.982 | 10189.9742 | 10189.9742 | 10189.9742 | 10189.9742 | 10189.9742 | 10189.9742 | 10189.9742 | 10189.9742 | 10189.9742 | 10189.9742 | 10189.9742
Worker Safety | 0.2% | 1572.4577 |  | 12579.6613 | 18869.492 | 25159.3227 | 44028.8146 | 62898.3066 | 62898.3066 | 62898.3066 | 62898.3066 | 62898.3066 | 62898.3066 | 62898.3066 | 62898.3066 | 62898.3066 | 62898.3066 | 62898.3066
Capex efficiency | % claimed
Planning and design efficiencies |  | 0 |  | 0 | 0 | 0 | 0 | 0 | 0 | 0 | 0 | 0 | 0 | 0 | 0 | 0 | 0 | 0
Increased asset/network utilisation |  | 0 |  | 0 | 0 | 0 | 0 | 0 | 0 | 0 | 0 | 0 | 0 | 0 | 0 | 0 | 0 | 0
Improved repex prioritisation |  | 0 |  | 0 | 0 | 0 | 0 | 0 | 0 | 0 | 0 | 0 | 0 | 0 | 0 | 0 | 0 | 0
life extension |  | 0 |  | 0 | 0 | 0 | 0 | 0 | 0 | 0 | 0 | 0 | 0 | 0 | 0 | 0 | 0 | 0
lower cost assets |  | 0 |  | 0 | 0 | 0 | 0 | 0 | 0 | 0 | 0 | 0 | 0 | 0 | 0 | 0 | 0 | 0
planned vs unplanned repair trade-off | 1% | 2125 |  | 17000 | 25500 | 34000 | 59500 | 85000 | 85000 | 85000 | 85000 | 85000 | 85000 | 85000 | 85000 | 85000 | 85000 | 85000
Opex Efficiency | % claimed
reduced maintenance |  | 0 |  | 0 | 0 | 0 | 0 | 0 | 0 | 0 | 0 | 0 | 0 | 0 | 0 | 0 | 0 | 0
reduced field operations | 0.5% | 3750 |  | 30000 | 45000 | 60000 | 105000 | 150000 | 150000 | 150000 | 150000 | 150000 | 150000 | 150000 | 150000 | 150000 | 150000 | 150000
Market benefits | % claimed
Unserved energy | 0.17% | 5355 |  | 42840 | 64260 | 85680 | 149940 | 214200 | 214200 | 214200 | 214200 | 214200 | 214200 | 214200 | 214200 | 214200 | 214200 | 214200
Value of curtailment |  | 0 |  | 0 | 0 | 0 | 0 | 0 | 0 | 0 | 0 | 0 | 0 | 0 | 0 | 0 | 0 | 0
Wholesale pricing (market efficiency) |  | 0 |  | 0 | 0 | 0 | 0 | 0 | 0 | 0 | 0 | 0 | 0 | 0 | 0 | 0 | 0 | 0
Community value of resilience |  | 0 |  | 0 | 0 | 0 | 0 | 0 | 0 | 0 | 0 | 0 | 0 | 0 | 0 | 0 | 0 | 0
Carbon emission reductions |  | 0 |  | 0 | 0 | 0 | 0 | 0 | 0 | 0 | 0 | 0 | 0 | 0 | 0 | 0 | 0 | 0
Reduced losses |  | 0 |  | 0 | 0 | 0 | 0 | 0 | 0 | 0 | 0 | 0 | 0 | 0 | 0 | 0 | 0 | 0
Customer Time |  | 0 |  | 0 | 0 | 0 | 0 | 0 | 0 | 0 | 0 | 0 | 0 | 0 | 0 | 0 | 0 | 0
Overall Project Benefits |  |  |  | Year 1 | Year 2 | Year 3 | Year 4 | Year 5 | Year 6 | Year 7 | Year 8 | Year 9 | Year 10 | Year 11 | Year 12 | Year 13 | Year 14 | Year 15
Safety | % claimed
Public Safety |  | 0 |  | 0 | 0 | 0 | 0 | 0 | 0 | 0 | 0 | 0 | 0 | 0 | 0 | 0 | 0 | 0
Fire |  | 0 |  | 0 | 0 | 0 | 0 | 0 | 0 | 0 | 0 | 0 | 0 | 0 | 0 | 0 | 0 | 0
Environment |  | 0 |  | 0 | 0 | 0 | 0 | 0 | 0 | 0 | 0 | 0 | 0 | 0 | 0 | 0 | 0 | 0
Worker Safety |  | 0 |  | 0 | 0 | 0 | 0 | 0 | 0 | 0 | 0 | 0 | 0 | 0 | 0 | 0 | 0 | 0
Capex efficiency | % claimed
Planning and design efficiencies |  | 0 |  | 0 | 0 | 0 | 0 | 0 | 0 | 0 | 0 | 0 | 0 | 0 | 0 | 0 | 0 | 0
Increased asset/network utilisation |  | 0 |  | 0 | 0 | 0 | 0 | 0 | 0 | 0 | 0 | 0 | 0 | 0 | 0 | 0 | 0 | 0
Improved repex prioritisation |  | 0 |  | 0 | 0 | 0 | 0 | 0 | 0 | 0 | 0 | 0 | 0 | 0 | 0 | 0 | 0 | 0
life extension |  | 0 |  | 0 | 0 | 0 | 0 | 0 | 0 | 0 | 0 | 0 | 0 | 0 | 0 | 0 | 0 | 0
lower cost assets |  | 0 |  | 0 | 0 | 0 | 0 | 0 | 0 | 0 | 0 | 0 | 0 | 0 | 0 | 0 | 0 | 0
planned vs unplanned repair trade-off |  | 0 |  | 0 | 0 | 0 | 0 | 0 | 0 | 0 | 0 | 0 | 0 | 0 | 0 | 0 | 0 | 0
Opex Efficiency | % claimed
reduced maintenance |  | 0 |  | 0 | 0 | 0 | 0 | 0 | 0 | 0 | 0 | 0 | 0 | 0 | 0 | 0 | 0 | 0
reduced field operations |  | 0 |  | 0 | 0 | 0 | 0 | 0 | 0 | 0 | 0 | 0 | 0 | 0 | 0 | 0 | 0 | 0
Market benefits | % claimed
Unserved energy |  | 0 |  | 0 | 0 | 0 | 0 | 0 | 0 | 0 | 0 | 0 | 0 | 0 | 0 | 0 | 0 | 0
Value of curtailment |  | 0 |  | 0 | 0 | 0 | 0 | 0 | 0 | 0 | 0 | 0 | 0 | 0 | 0 | 0 | 0 | 0
Wholesale pricing (market efficiency) |  | 0 |  | 0 | 0 | 0 | 0 | 0 | 0 | 0 | 0 | 0 | 0 | 0 | 0 | 0 | 0 | 0
Community value of resilience |  | 0 |  | 0 | 0 | 0 | 0 | 0 | 0 | 0 | 0 | 0 | 0 | 0 | 0 | 0 | 0 | 0
Carbon emission reductions |  | 0 |  | 0 | 0 | 0 | 0 | 0 | 0 | 0 | 0 | 0 | 0 | 0 | 0 | 0 | 0 | 0
Reduced losses |  | 0 |  | 0 | 0 | 0 | 0 | 0 | 0 | 0 | 0 | 0 | 0 | 0 | 0 | 0 | 0 | 0
Customer Time |  | 0 |  | 0 | 0 | 0 | 0 | 0 | 0 | 0 | 0 | 0 | 0 | 0 | 0 | 0 | 0 | 0
Cost Model (Complete pu costs or overall costs - not both) |  |  | Per Unit
Per unit cost |  | $ |  | Year 1 | Year 2 | Year 3 | Year 4 | Year 5 | Year 6 | Year 7 | Year 8 | Year 9 | Year 10 | Year 11 | Year 12 | Year 13 | Year 14 | Year 15
Capex |  | 95000 |  | 760000 | 380000 | 380000 | 1140000 | 1140000 | 0 | 0 | 0 | 0 | 0 | 0 | 0 | 0 | 0 | 0
On-going opex (cumulative) |  | 1000 |  | 8000 | 12000 | 16000 | 28000 | 40000 | 40000 | 40000 | 40000 | 40000 | 40000 | 40000 | 40000 | 40000 | 40000 | 40000
Overall Project Costs |  |  |  | Year 1 | Year 2 | Year 3 | Year 4 | Year 5 | Year 6 | Year 7 | Year 8 | Year 9 | Year 10 | Year 11 | Year 12 | Year 13 | Year 14 | Year 15
Capex |  |  |  | 0 | 0 | 0 | 0 | 0 | 0 | 0 | 0 | 0 | 0 | 0 | 0 | 0 | 0 | 0
On-going opex |  |  |  | 0 | 0 | 0 | 0 | 0 | 0 | 0 | 0 | 0 | 0 | 0 | 0 | 0 | 0 | 0
95000
Project Cost build-up
Estimates from reference project: Early Fault Detection polyphase unit - $11,500 each Solar Power unit (addition) - $3,990 each Initial cost estimates: Planning & Installation - $4,000 (1/3 day for crew + operator + project officer) Equipment & Services - $12,625 (allows for half the sites to have solar units) Design - $1,000 (Install of 22 units / allocated design costs to each site) Project Management - $455 (20,000 PM costs allocated per site) Training / Workshops - $455 (20,000 across project) Total = $18,534 per pole plus adjustments, including interruptions for multi-functional sensors (4-5 installations per trial site)

## PR012
Fault Prediction Intelligence System
Project ID |  |  | PR012
Project Master Data |  |  |  |  | Project Description
Reg ID |  |  | OTI_03.19-3 |  | Each year the amount of network information captured and recorded is growing rapidly. As the grid and supporting technology evolves, there will be more data points across the network that will become available and as the cost drops, the scale at which they are deployed will increase. These include various sensors across the network, smart meter data, LIDAR derived spatial models, weather data etc. As we capture more of this kind of information from a variety of sources, there is an opportunity to bring them together with existing datasets (like outage data, feeder waveform monitoring, asset condition, weather, load data etc.) and create a centralised hub of intelligence for the network. This will help construct an intelligent fault prediction system by mining information from a wide range of data sets, finding correlations as well as appropriate normalising data. Such a system will be able to analyse information from more than one source and "join the dots" to draw insights which will result in a safer, more efficient and resilient network. Benefit quantification: Assumes this can avoid a small proportion of DMA (defective mains and apparatus) faults and defects are dealt with in a proactive rather than reactive manner, plus risk reduction, operational field visits avoided and unserved energy benefits.
Reg ID Description |  |  | Safe, Intelligent Networks (Systems)
Asset Class |  |  | Intelligent Electronic Devices
RIN Classification (Network / Non-Network) |  |  | Network
RIN Category (Primary Driver - Augex/Repex/Non-Network) |  |  | Augex
Project Maturity (Trial, Pilot, BAU) |  |  | Trial
Project Theme |  |  | Digital Transformation
ICT Component (High / Med / Low) |  |  | High
NIAC Project Prioritisation Principles | Rating (1 – 5) | Weight | Score |  | Project Summary | [6 empty] | AER Capex Objectives
Accelerates decarbonisation | 2 | 29% | 0.58 |  |  | Total NPC (real) | -971542.8741 |  | FY25-29 Project Capex | 950000 |  | Meet or manage expected demand | [5 empty] | -
Improves resilience | 4 | 18% | 0.72 |  |  | Total NPV (real) | 1046787.5498 |  | FY25-29 Project Opex | 40000 |  | Complies with regulatory obligations or requirements | [5 empty] | -
Lowers costs for customers | 3 | 18% | 0.54 |  |  | BCR (indicative) | 2.0774 |  | Present Value of benefits | 2018330.4239 |  | Maintains the safety, quality, reliability and security of supply of the network | [5 empty] | YES
Improves fairness | 3 | 18% | 0.54 |  |  | BCR (50% risk) | 1.4137 |  | PV of benefits Year 1-5 | 1211446.738 |  | Project score
Improves safety for employees & the community | 4 | 17% | 0.68
Project score |  | 100% | 3.06
Project quantities/phasing
|  |  |  | Year 1 | Year 2 | Year 3 | Year 4 | Year 5 | Year 6 | Year 7 | Year 8 | Year 9 | Year 10 | Year 11 | Year 12 | Year 13 | Year 14 | Year 15
Quantity (widgets) | Total | 0
Phasing (%) |  |  |  | 0% | 100% | 100% | 100% | 100% | 100% | 100% | 100% | 0% | 0% | 0% | 0% | 0% | 0% | 0%
|  |  |  | 80% | 20%
Cost Benefit Analysis
Discount rate |  | 3.44% |  | Year 1 | Year 2 | Year 3 | Year 4 | Year 5 | Year 6 | Year 7 | Year 8 | Year 9 | Year 10 | Year 11 | Year 12 | Year 13 | Year 14 | Year 15
Capex Cost |  |  |  | 760000 | 190000 | 0 | 0 | 0 | 0 | 0 | 0 | 0 | 0 | 0 | 0 | 0 | 0 | 0
Capex Cost (50% risk) |  |  |  | 1140000 | 285000 | 0 | 0 | 0 | 0 | 0 | 0 | 0 | 0 | 0 | 0 | 0 | 0 | 0
Opex Cost |  |  |  | 0 | 10000 | 10000 | 10000 | 10000 | 10000 | 10000 | 10000 | 0 | 0 | 0 | 0 | 0 | 0 | 0
Total and NPC |  | -971542.8741 |  | -760000 | -200000 | -10000 | -10000 | -10000 | -10000 | -10000 | -10000 | 0 | 0 | 0 | 0 | 0 | 0 | 0
Total (50% risk) |  |  |  | 1140000 | 295000 | 10000 | 10000 | 10000 | 10000 | 10000 | 10000 | 0 | 0 | 0 | 0 | 0 | 0 | 0
Aggregate benefits |  |  |  | 0 | 340677.6813 | 340677.6813 | 340677.6813 | 340677.6813 | 340677.6813 | 340677.6813 | 340677.6813 | 0 | 0 | 0 | 0 | 0 | 0 | 0
Net Total and NPV (indicative only) |  | 1046787.5498 |  | -760000 | 140677.6813 | 330677.6813 | 330677.6813 | 330677.6813 | 330677.6813 | 330677.6813 | 330677.6813 | 0 | 0 | 0 | 0 | 0 | 0 | 0
Benefits Model (Complete pu benefits or overall benefits - not both) |  |  | Overall
Per unit Benefits |  | 0 |  | Year 1 | Year 2 | Year 3 | Year 4 | Year 5 | Year 6 | Year 7 | Year 8 | Year 9 | Year 10 | Year 11 | Year 12 | Year 13 | Year 14 | Year 15
Safety | % claimed
Public Safety |  | 0 |  | 0 | 0 | 0 | 0 | 0 | 0 | 0 | 0 | 0 | 0 | 0 | 0 | 0 | 0 | 0
Fire |  | 0 |  | 0 | 0 | 0 | 0 | 0 | 0 | 0 | 0 | 0 | 0 | 0 | 0 | 0 | 0 | 0
Environment |  | 0 |  | 0 | 0 | 0 | 0 | 0 | 0 | 0 | 0 | 0 | 0 | 0 | 0 | 0 | 0 | 0
Worker Safety |  | 0 |  | 0 | 0 | 0 | 0 | 0 | 0 | 0 | 0 | 0 | 0 | 0 | 0 | 0 | 0 | 0
Capex efficiency | % claimed
Planning and design efficiencies |  | 0 |  | 0 | 0 | 0 | 0 | 0 | 0 | 0 | 0 | 0 | 0 | 0 | 0 | 0 | 0 | 0
Increased asset/network utilisation |  | 0 |  | 0 | 0 | 0 | 0 | 0 | 0 | 0 | 0 | 0 | 0 | 0 | 0 | 0 | 0 | 0
Improved repex prioritisation |  | 0 |  | 0 | 0 | 0 | 0 | 0 | 0 | 0 | 0 | 0 | 0 | 0 | 0 | 0 | 0 | 0
life extension |  | 0 |  | 0 | 0 | 0 | 0 | 0 | 0 | 0 | 0 | 0 | 0 | 0 | 0 | 0 | 0 | 0
lower cost assets |  | 0 |  | 0 | 0 | 0 | 0 | 0 | 0 | 0 | 0 | 0 | 0 | 0 | 0 | 0 | 0 | 0
planned vs unplanned repair trade-off |  | 0 |  | 0 | 0 | 0 | 0 | 0 | 0 | 0 | 0 | 0 | 0 | 0 | 0 | 0 | 0 | 0
Opex Efficiency | % claimed
reduced maintenance |  | 0 |  | 0 | 0 | 0 | 0 | 0 | 0 | 0 | 0 | 0 | 0 | 0 | 0 | 0 | 0 | 0
reduced field operations |  | 0 |  | 0 | 0 | 0 | 0 | 0 | 0 | 0 | 0 | 0 | 0 | 0 | 0 | 0 | 0 | 0
Market benefits | % claimed
Unserved energy |  | 0 |  | 0 | 0 | 0 | 0 | 0 | 0 | 0 | 0 | 0 | 0 | 0 | 0 | 0 | 0 | 0
Value of curtailment |  | 0 |  | 0 | 0 | 0 | 0 | 0 | 0 | 0 | 0 | 0 | 0 | 0 | 0 | 0 | 0 | 0
Wholesale pricing (market efficiency) |  | 0 |  | 0 | 0 | 0 | 0 | 0 | 0 | 0 | 0 | 0 | 0 | 0 | 0 | 0 | 0 | 0
Community value of resilience |  | 0 |  | 0 | 0 | 0 | 0 | 0 | 0 | 0 | 0 | 0 | 0 | 0 | 0 | 0 | 0 | 0
Carbon emission reductions |  | 0 |  | 0 | 0 | 0 | 0 | 0 | 0 | 0 | 0 | 0 | 0 | 0 | 0 | 0 | 0 | 0
Reduced losses |  | 0 |  | 0 | 0 | 0 | 0 | 0 | 0 | 0 | 0 | 0 | 0 | 0 | 0 | 0 | 0 | 0
Customer Time |  | 0 |  | 0 | 0 | 0 | 0 | 0 | 0 | 0 | 0 | 0 | 0 | 0 | 0 | 0 | 0 | 0
Overall Project Benefits |  |  |  | Year 1 | Year 2 | Year 3 | Year 4 | Year 5 | Year 6 | Year 7 | Year 8 | Year 9 | Year 10 | Year 11 | Year 12 | Year 13 | Year 14 | Year 15
Safety | % claimed
Public Safety | 0.1% | 36494.945 |  | 0 | 36494.945 | 36494.945 | 36494.945 | 36494.945 | 36494.945 | 36494.945 | 36494.945 | 0 | 0 | 0 | 0 | 0 | 0 | 0
Fire | 0.1% | 26246.5959 |  | 0 | 26246.5959 | 26246.5959 | 26246.5959 | 26246.5959 | 26246.5959 | 26246.5959 | 26246.5959 | 0 | 0 | 0 | 0 | 0 | 0 | 0
Environment | 0.1% | 5094.9871 |  | 0 | 5094.9871 | 5094.9871 | 5094.9871 | 5094.9871 | 5094.9871 | 5094.9871 | 5094.9871 | 0 | 0 | 0 | 0 | 0 | 0 | 0
Worker Safety | 0.1% | 31449.1533 |  | 0 | 31449.1533 | 31449.1533 | 31449.1533 | 31449.1533 | 31449.1533 | 31449.1533 | 31449.1533 | 0 | 0 | 0 | 0 | 0 | 0 | 0
Capex efficiency | % claimed
Planning and design efficiencies |  | 0 |  | 0 | 0 | 0 | 0 | 0 | 0 | 0 | 0 | 0 | 0 | 0 | 0 | 0 | 0 | 0
Increased asset/network utilisation |  | 0 |  | 0 | 0 | 0 | 0 | 0 | 0 | 0 | 0 | 0 | 0 | 0 | 0 | 0 | 0 | 0
Improved repex prioritisation | 0.1% | 10492 |  | 0 | 10492 | 10492 | 10492 | 10492 | 10492 | 10492 | 10492 | 0 | 0 | 0 | 0 | 0 | 0 | 0
life extension |  | 0 |  | 0 | 0 | 0 | 0 | 0 | 0 | 0 | 0 | 0 | 0 | 0 | 0 | 0 | 0 | 0
lower cost assets |  | 0 |  | 0 | 0 | 0 | 0 | 0 | 0 | 0 | 0 | 0 | 0 | 0 | 0 | 0 | 0 | 0
planned vs unplanned repair trade-off | 0.5% | 42500 |  | 0 | 42500 | 42500 | 42500 | 42500 | 42500 | 42500 | 42500 | 0 | 0 | 0 | 0 | 0 | 0 | 0
Opex Efficiency | % claimed
reduced maintenance |  | 0 |  | 0 | 0 | 0 | 0 | 0 | 0 | 0 | 0 | 0 | 0 | 0 | 0 | 0 | 0 | 0
reduced field operations | 0.25% | 75000 |  | 0 | 75000 | 75000 | 75000 | 75000 | 75000 | 75000 | 75000 | 0 | 0 | 0 | 0 | 0 | 0 | 0
Market benefits | % claimed
Unserved energy | 0.09% | 113400 |  | 0 | 113400 | 113400 | 113400 | 113400 | 113400 | 113400 | 113400 | 0 | 0 | 0 | 0 | 0 | 0 | 0
Value of curtailment |  | 0 |  | 0 | 0 | 0 | 0 | 0 | 0 | 0 | 0 | 0 | 0 | 0 | 0 | 0 | 0 | 0
Wholesale pricing (market efficiency) |  | 0 |  | 0 | 0 | 0 | 0 | 0 | 0 | 0 | 0 | 0 | 0 | 0 | 0 | 0 | 0 | 0
Community value of resilience |  | 0 |  | 0 | 0 | 0 | 0 | 0 | 0 | 0 | 0 | 0 | 0 | 0 | 0 | 0 | 0 | 0
Carbon emission reductions |  | 0 |  | 0 | 0 | 0 | 0 | 0 | 0 | 0 | 0 | 0 | 0 | 0 | 0 | 0 | 0 | 0
Reduced losses |  | 0 |  | 0 | 0 | 0 | 0 | 0 | 0 | 0 | 0 | 0 | 0 | 0 | 0 | 0 | 0 | 0
Customer Time |  | 0 |  | 0 | 0 | 0 | 0 | 0 | 0 | 0 | 0 | 0 | 0 | 0 | 0 | 0 | 0 | 0
Cost Model (Complete pu costs or overall costs - not both) |  |  | Overall
Per unit cost |  | $ |  | Year 1 | Year 2 | Year 3 | Year 4 | Year 5 | Year 6 | Year 7 | Year 8 | Year 9 | Year 10 | Year 11 | Year 12 | Year 13 | Year 14 | Year 15
Capex |  |  |  | 0 | 0 | 0 | 0 | 0 | 0 | 0 | 0 | 0 | 0 | 0 | 0 | 0 | 0 | 0
On-going opex (cumulative) |  |  |  | 0 | 0 | 0 | 0 | 0 | 0 | 0 | 0 | 0 | 0 | 0 | 0 | 0 | 0 | 0
Overall Project Costs |  |  |  | Year 1 | Year 2 | Year 3 | Year 4 | Year 5 | Year 6 | Year 7 | Year 8 | Year 9 | Year 10 | Year 11 | Year 12 | Year 13 | Year 14 | Year 15
Capex |  |  |  | 760000 | 190000 | 0 | 0 | 0 | 0 | 0 | 0 | 0 | 0 | 0 | 0 | 0 | 0 | 0
On-going opex |  |  |  | 0 | 10000 | 10000 | 10000 | 10000 | 10000 | 10000 | 10000 | 0 | 0 | 0 | 0 | 0 | 0 | 0
950000
Project Cost build-up
Estimates based on similar projects: Labour - $235,000 -Project management/BA Contracted services - $715,000 - Software development - Integration and testing

## PR013
Mobile hydrogen units for emergency response
Project ID |  |  | PR013
Project Master Data |  |  |  |  | Project Description
Reg ID |  |  | OTI_03.19-4 |  | The climate is changing and bringing more frequent and extreme weather events. Through this project, Ausgrid is proposing to deploy small mobile hydrogen-based generators for emergency response. The proposed assets will provide rapid response and long duration capacity to help Ausgrid take a proactive role in energy resilience and provide a targeted response. As well as the ability to be deployed during outages or emergency response, these units may also be appropriate for responding to planned outages. Ausgrid is proposing to trial hydrogen-based units instead of diesel to help reduce carbon emissions. Hydrogen technology is maturing quickly and there are a number of local vendors starting to offer these solutions. This project will help demonstrated the feasibility of using hydrogen in the field for emergence response/outage management and provide a boost to the local solution providers while delivering customer benefit. This will involve developing a specification, market sourcing strategy, standard design, site deployment plans, operating manuals, safety processes and a trial plan. Benefit quantification: Based on prior portable SAPS analysis, unserved energy benefits and reduced field time opex.
Reg ID Description |  |  | Community Resilience
Asset Class |  |  | DMOH
RIN Classification (Network / Non-Network) |  |  | Network
RIN Category (Primary Driver - Augex/Repex/Non-Network) |  |  | Augex
Project Maturity (Trial, Pilot, BAU) |  |  | Trial
Project Theme |  |  | Emerging Technology Trials
ICT Component (High / Med / Low) |  |  | Low
NIAC Project Prioritisation Principles | Rating (1 – 5) | Weight | Score |  | Project Summary | [6 empty] | AER Capex Objectives
Accelerates decarbonisation | 5 | 29% | 1.45 |  |  | Total NPC (real) | -2714781.2374 |  | FY25-29 Project Capex | 2125000 |  | Meet or manage expected demand | [5 empty] | -
Improves resilience | 4 | 18% | 0.72 |  |  | Total NPV (real) | 2033226.999 |  | FY25-29 Project Opex | 262500 |  | Complies with regulatory obligations or requirements | [5 empty] | YES
Lowers costs for customers | 2 | 18% | 0.36 |  |  | BCR (indicative) | 1.7489 |  | Present Value of benefits | 4748008.2364 |  | Maintains the safety, quality, reliability and security of supply of the network | [5 empty] | -
Improves fairness | 2 | 18% | 0.36 |  |  | BCR (50% risk) | 1.2861 |  | PV of benefits Year 1-5 | 1451427.1667 |  | Project score
Improves safety for employees & the community | 3 | 17% | 0.51
Project score |  | 100% | 3.4
Project quantities/phasing
|  |  |  | Year 1 | Year 2 | Year 3 | Year 4 | Year 5 | Year 6 | Year 7 | Year 8 | Year 9 | Year 10 | Year 11 | Year 12 | Year 13 | Year 14 | Year 15
Quantity (widgets) | Total | 10 |  | Year 1: 2; Year 2: 3; Year 3: 3; Year 4: 2
Phasing (%)
Cost Benefit Analysis
Discount rate |  | 3.44% |  | Year 1 | Year 2 | Year 3 | Year 4 | Year 5 | Year 6 | Year 7 | Year 8 | Year 9 | Year 10 | Year 11 | Year 12 | Year 13 | Year 14 | Year 15
Capex Cost |  |  |  | 425000 | 637500 | 637500 | 425000 | 0 | 0 | 0 | 0 | 0 | 0 | 0 | 0 | 0 | 0 | 0
Capex Cost (50% risk) |  |  |  | 637500 | 956250 | 956250 | 637500 | 0 | 0 | 0 | 0 | 0 | 0 | 0 | 0 | 0 | 0 | 0
Opex Cost |  |  |  | 15000 | 37500 | 60000 | 75000 | 75000 | 75000 | 75000 | 75000 | 75000 | 75000 | 75000 | 75000 | 75000 | 75000 | 75000
Total and NPC |  | -2714781.2374 |  | -440000 | -675000 | -697500 | -500000 | -75000 | -75000 | -75000 | -75000 | -75000 | -75000 | -75000 | -75000 | -75000 | -75000 | -75000
Total (50% risk) |  |  |  | 652500 | 993750 | 1016250 | 712500 | 75000 | 75000 | 75000 | 75000 | 75000 | 75000 | 75000 | 75000 | 75000 | 75000 | 75000
Aggregate benefits |  |  |  | 93600 | 234000 | 374400 | 468000 | 468000 | 468000 | 468000 | 468000 | 468000 | 468000 | 468000 | 468000 | 468000 | 468000 | 468000
Net Total and NPV (indicative only) |  | 2033226.999 |  | -346400 | -441000 | -323100 | -32000 | 393000 | 393000 | 393000 | 393000 | 393000 | 393000 | 393000 | 393000 | 393000 | 393000 | 393000
Benefits Model (Complete pu benefits or overall benefits - not both) |  |  | Per Unit
Per unit Benefits |  | 46800 |  | Year 1 | Year 2 | Year 3 | Year 4 | Year 5 | Year 6 | Year 7 | Year 8 | Year 9 | Year 10 | Year 11 | Year 12 | Year 13 | Year 14 | Year 15
Safety | % claimed
Public Safety |  | 0 |  | 0 | 0 | 0 | 0 | 0 | 0 | 0 | 0 | 0 | 0 | 0 | 0 | 0 | 0 | 0
Fire |  | 0 |  | 0 | 0 | 0 | 0 | 0 | 0 | 0 | 0 | 0 | 0 | 0 | 0 | 0 | 0 | 0
Environment |  | 0 |  | 0 | 0 | 0 | 0 | 0 | 0 | 0 | 0 | 0 | 0 | 0 | 0 | 0 | 0 | 0
Worker Safety |  | 0 |  | 0 | 0 | 0 | 0 | 0 | 0 | 0 | 0 | 0 | 0 | 0 | 0 | 0 | 0 | 0
Capex efficiency | % claimed
Planning and design efficiencies |  | 0 |  | 0 | 0 | 0 | 0 | 0 | 0 | 0 | 0 | 0 | 0 | 0 | 0 | 0 | 0 | 0
Increased asset/network utilisation |  | 0 |  | 0 | 0 | 0 | 0 | 0 | 0 | 0 | 0 | 0 | 0 | 0 | 0 | 0 | 0 | 0
Improved repex prioritisation |  | 0 |  | 0 | 0 | 0 | 0 | 0 | 0 | 0 | 0 | 0 | 0 | 0 | 0 | 0 | 0 | 0
life extension |  | 0 |  | 0 | 0 | 0 | 0 | 0 | 0 | 0 | 0 | 0 | 0 | 0 | 0 | 0 | 0 | 0
lower cost assets |  | 0 |  | 0 | 0 | 0 | 0 | 0 | 0 | 0 | 0 | 0 | 0 | 0 | 0 | 0 | 0 | 0
planned vs unplanned repair trade-off |  | 0 |  | 0 | 0 | 0 | 0 | 0 | 0 | 0 | 0 | 0 | 0 | 0 | 0 | 0 | 0 | 0
Opex Efficiency | % claimed
reduced maintenance |  | 0 |  | 0 | 0 | 0 | 0 | 0 | 0 | 0 | 0 | 0 | 0 | 0 | 0 | 0 | 0 | 0
reduced field operations | 0.3% | 9000 |  | 18000 | 45000 | 72000 | 90000 | 90000 | 90000 | 90000 | 90000 | 90000 | 90000 | 90000 | 90000 | 90000 | 90000 | 90000
Market benefits | % claimed
Unserved energy | 0.3% | 37800 |  | 75600 | 189000 | 302400 | 378000 | 378000 | 378000 | 378000 | 378000 | 378000 | 378000 | 378000 | 378000 | 378000 | 378000 | 378000
Value of curtailment |  | 0 |  | 0 | 0 | 0 | 0 | 0 | 0 | 0 | 0 | 0 | 0 | 0 | 0 | 0 | 0 | 0
Wholesale pricing (market efficiency) |  | 0 |  | 0 | 0 | 0 | 0 | 0 | 0 | 0 | 0 | 0 | 0 | 0 | 0 | 0 | 0 | 0
Community value of resilience |  | 0 |  | 0 | 0 | 0 | 0 | 0 | 0 | 0 | 0 | 0 | 0 | 0 | 0 | 0 | 0 | 0
Carbon emission reductions |  | 0 |  | 0 | 0 | 0 | 0 | 0 | 0 | 0 | 0 | 0 | 0 | 0 | 0 | 0 | 0 | 0
Reduced losses |  | 0 |  | 0 | 0 | 0 | 0 | 0 | 0 | 0 | 0 | 0 | 0 | 0 | 0 | 0 | 0 | 0
Customer Time |  | 0 |  | 0 | 0 | 0 | 0 | 0 | 0 | 0 | 0 | 0 | 0 | 0 | 0 | 0 | 0 | 0
Overall Project Benefits |  |  |  | Year 1 | Year 2 | Year 3 | Year 4 | Year 5 | Year 6 | Year 7 | Year 8 | Year 9 | Year 10 | Year 11 | Year 12 | Year 13 | Year 14 | Year 15
Safety | % claimed
Public Safety |  | 0 |  | 0 | 0 | 0 | 0 | 0 | 0 | 0 | 0 | 0 | 0 | 0 | 0 | 0 | 0 | 0
Fire |  | 0 |  | 0 | 0 | 0 | 0 | 0 | 0 | 0 | 0 | 0 | 0 | 0 | 0 | 0 | 0 | 0
Environment |  | 0 |  | 0 | 0 | 0 | 0 | 0 | 0 | 0 | 0 | 0 | 0 | 0 | 0 | 0 | 0 | 0
Worker Safety |  | 0 |  | 0 | 0 | 0 | 0 | 0 | 0 | 0 | 0 | 0 | 0 | 0 | 0 | 0 | 0 | 0
Capex efficiency | % claimed
Planning and design efficiencies |  | 0 |  | 0 | 0 | 0 | 0 | 0 | 0 | 0 | 0 | 0 | 0 | 0 | 0 | 0 | 0 | 0
Increased asset/network utilisation |  | 0 |  | 0 | 0 | 0 | 0 | 0 | 0 | 0 | 0 | 0 | 0 | 0 | 0 | 0 | 0 | 0
Improved repex prioritisation |  | 0 |  | 0 | 0 | 0 | 0 | 0 | 0 | 0 | 0 | 0 | 0 | 0 | 0 | 0 | 0 | 0
life extension |  | 0 |  | 0 | 0 | 0 | 0 | 0 | 0 | 0 | 0 | 0 | 0 | 0 | 0 | 0 | 0 | 0
lower cost assets |  | 0 |  | 0 | 0 | 0 | 0 | 0 | 0 | 0 | 0 | 0 | 0 | 0 | 0 | 0 | 0 | 0
planned vs unplanned repair trade-off |  | 0 |  | 0 | 0 | 0 | 0 | 0 | 0 | 0 | 0 | 0 | 0 | 0 | 0 | 0 | 0 | 0
Opex Efficiency | % claimed
reduced maintenance |  | 0 |  | 0 | 0 | 0 | 0 | 0 | 0 | 0 | 0 | 0 | 0 | 0 | 0 | 0 | 0 | 0
reduced field operations |  | 0 |  | 0 | 0 | 0 | 0 | 0 | 0 | 0 | 0 | 0 | 0 | 0 | 0 | 0 | 0 | 0
Market benefits | % claimed
Unserved energy |  | 0 |  | 0 | 0 | 0 | 0 | 0 | 0 | 0 | 0 | 0 | 0 | 0 | 0 | 0 | 0 | 0
Value of curtailment |  | 0 |  | 0 | 0 | 0 | 0 | 0 | 0 | 0 | 0 | 0 | 0 | 0 | 0 | 0 | 0 | 0
Wholesale pricing (market efficiency) |  | 0 |  | 0 | 0 | 0 | 0 | 0 | 0 | 0 | 0 | 0 | 0 | 0 | 0 | 0 | 0 | 0
Community value of resilience |  | 0 |  | 0 | 0 | 0 | 0 | 0 | 0 | 0 | 0 | 0 | 0 | 0 | 0 | 0 | 0 | 0
Carbon emission reductions |  | 0 |  | 0 | 0 | 0 | 0 | 0 | 0 | 0 | 0 | 0 | 0 | 0 | 0 | 0 | 0 | 0
Reduced losses |  | 0 |  | 0 | 0 | 0 | 0 | 0 | 0 | 0 | 0 | 0 | 0 | 0 | 0 | 0 | 0 | 0
Customer Time |  | 0 |  | 0 | 0 | 0 | 0 | 0 | 0 | 0 | 0 | 0 | 0 | 0 | 0 | 0 | 0 | 0
Cost Model (Complete pu costs or overall costs - not both) |  |  | Per Unit
Per unit cost |  | $ |  | Year 1 | Year 2 | Year 3 | Year 4 | Year 5 | Year 6 | Year 7 | Year 8 | Year 9 | Year 10 | Year 11 | Year 12 | Year 13 | Year 14 | Year 15
Capex |  | 212500 |  | 425000 | 637500 | 637500 | 425000 | 0 | 0 | 0 | 0 | 0 | 0 | 0 | 0 | 0 | 0 | 0
On-going opex (cumulative) |  | 7500 |  | 15000 | 37500 | 60000 | 75000 | 75000 | 75000 | 75000 | 75000 | 75000 | 75000 | 75000 | 75000 | 75000 | 75000 | 75000
Overall Project Costs |  |  |  | Year 1 | Year 2 | Year 3 | Year 4 | Year 5 | Year 6 | Year 7 | Year 8 | Year 9 | Year 10 | Year 11 | Year 12 | Year 13 | Year 14 | Year 15
Capex |  |  |  | 0 | 0 | 0 | 0 | 0 | 0 | 0 | 0 | 0 | 0 | 0 | 0 | 0 | 0 | 0
On-going opex |  |  |  | 0 | 0 | 0 | 0 | 0 | 0 | 0 | 0 | 0 | 0 | 0 | 0 | 0 | 0 | 0
212500
Project Cost build-up
Estimates below based on quote for mobile emergency solar and storage trailer and large (100kVA) hydrogen generator - Small mobile hydrogen generator - $212,500 O&M costs (per unit) - $7,500

## PR015
Low loss asset trials - transformers & reactors
Project ID |  |  | PR015
Project Master Data |  |  |  |  | Project Description
Reg ID |  |  | OTI_03.19-1 |  | Highly efficient transformers reduce consumption of fuel necessary to accommodate transformer losses. Low loss transformers provide a range of benefits including greater reliability, lower maintenance, and significantly reduced losses. These reductions lead to reduced energy costs and carbon footprint. The environmental benefit is derived from the reduced losses produced over the life of the transformer. This project proposes to trial a small number of low loss transformers and/or reactors across the network at locations where other network risks can be minimised. This will involve developing a specification, market sourcing strategy, standard design, site specific designs, operating manuals, safety processes and a trial plan, before installing the assets across different parts of the network, complementing the mitigation of other network risk factors. For example, a traditional transformer will consume 20 times their purchase price in energy losses and emit in excess of 73,000kg of CO2. In contrast, a low loss transformer would only consume approximately $600-$900 of energy per year as their losses are less than 1%, taking more than 20 years to consume their initial cost in energy and saving more than 78,000kg CO2 in this period (based on 90kVA system assuming average load of 40kW/h). Benefit quantification: Leads to reduction in energy losses across fleet over time with progressive replacement of existing standard loss equipment.
Reg ID Description |  |  | CER Support & Enablement
Asset Class |  |  | Distribution
RIN Classification (Network / Non-Network) |  |  | Network
RIN Category (Primary Driver - Augex/Repex/Non-Network) |  |  | Repex
Project Maturity (Trial, Pilot, BAU) |  |  | Trial
Project Theme |  |  | Emerging Technology Trials
ICT Component (High / Med / Low) |  |  | Low
NIAC Project Prioritisation Principles | Rating (1 – 5) | Weight | Score |  | Project Summary | [6 empty] | AER Capex Objectives
Accelerates decarbonisation | 4 | 29% | 1.16 |  |  | Total NPC (real) | -1402425.5509 |  | FY25-29 Project Capex | 1500000 |  | Meet or manage expected demand | [5 empty] | -
Improves resilience | 2 | 18% | 0.36 |  |  | Total NPV (real) | 10155262.2488 |  | FY25-29 Project Opex | 0 |  | Complies with regulatory obligations or requirements | [5 empty] | YES
Lowers costs for customers | 2 | 18% | 0.36 |  |  | BCR (indicative) | 8.2412 |  | Present Value of benefits | 11557687.7997 |  | Maintains the safety, quality, reliability and security of supply of the network | [5 empty] | -
Improves fairness | 1 | 18% | 0.18 |  |  | BCR (50% risk) | 5.4941 |  | PV of benefits Year 1-5 | 3885036.2395 |  | Project score
Improves safety for employees & the community | 1 | 17% | 0.17
Project score |  | 100% | 2.23
Project quantities/phasing
|  |  |  | Year 1 | Year 2 | Year 3 | Year 4 | Year 5 | Year 6 | Year 7 | Year 8 | Year 9 | Year 10 | Year 11 | Year 12 | Year 13 | Year 14 | Year 15
Quantity (widgets) | Total | 3 | bar: Year 1 to Year 15
Phasing (%)
Cost Benefit Analysis
Discount rate |  | 3.44% |  | Year 1 | Year 2 | Year 3 | Year 4 | Year 5 | Year 6 | Year 7 | Year 8 | Year 9 | Year 10 | Year 11 | Year 12 | Year 13 | Year 14 | Year 15
Capex Cost |  |  |  | 500000 | 500000 | 500000 | 0 | 0 | 0 | 0 | 0 | 0 | 0 | 0 | 0 | 0 | 0 | 0
Capex Cost (50% risk) |  |  |  | 750000 | 750000 | 750000 | 0 | 0 | 0 | 0 | 0 | 0 | 0 | 0 | 0 | 0 | 0 | 0
Opex Cost |  |  |  | 0 | 0 | 0 | 0 | 0 | 0 | 0 | 0 | 0 | 0 | 0 | 0 | 0 | 0 | 0
Total and NPC |  | -1402425.5509 |  | -500000 | -500000 | -500000 | 0 | 0 | 0 | 0 | 0 | 0 | 0 | 0 | 0 | 0 | 0 | 0
Total (50% risk) |  |  |  | 750000 | 750000 | 750000 | 0 | 0 | 0 | 0 | 0 | 0 | 0 | 0 | 0 | 0 | 0 | 0
Aggregate benefits |  |  |  | 363083.3333 | 726166.6667 | 1089250 | 1089250 | 1089250 | 1089250 | 1089250 | 1089250 | 1089250 | 1089250 | 1089250 | 1089250 | 1089250 | 1089250 | 1089250
Net Total and NPV (indicative only) |  | 10155262.2488 |  | -136916.6667 | 226166.6667 | 589250 | 1089250 | 1089250 | 1089250 | 1089250 | 1089250 | 1089250 | 1089250 | 1089250 | 1089250 | 1089250 | 1089250 | 1089250
Benefits Model (Complete pu benefits or overall benefits - not both) |  |  | Per Unit
Per unit Benefits |  | 363083.3333 |  | Year 1 | Year 2 | Year 3 | Year 4 | Year 5 | Year 6 | Year 7 | Year 8 | Year 9 | Year 10 | Year 11 | Year 12 | Year 13 | Year 14 | Year 15
Safety | % claimed
Public Safety |  | 0 |  | 0 | 0 | 0 | 0 | 0 | 0 | 0 | 0 | 0 | 0 | 0 | 0 | 0 | 0 | 0
Fire |  | 0 |  | 0 | 0 | 0 | 0 | 0 | 0 | 0 | 0 | 0 | 0 | 0 | 0 | 0 | 0 | 0
Environment |  | 0 |  | 0 | 0 | 0 | 0 | 0 | 0 | 0 | 0 | 0 | 0 | 0 | 0 | 0 | 0 | 0
Worker Safety |  | 0 |  | 0 | 0 | 0 | 0 | 0 | 0 | 0 | 0 | 0 | 0 | 0 | 0 | 0 | 0 | 0
Capex efficiency | % claimed
Planning and design efficiencies |  | 0 |  | 0 | 0 | 0 | 0 | 0 | 0 | 0 | 0 | 0 | 0 | 0 | 0 | 0 | 0 | 0
Increased asset/network utilisation |  | 0 |  | 0 | 0 | 0 | 0 | 0 | 0 | 0 | 0 | 0 | 0 | 0 | 0 | 0 | 0 | 0
Improved repex prioritisation |  | 0 |  | 0 | 0 | 0 | 0 | 0 | 0 | 0 | 0 | 0 | 0 | 0 | 0 | 0 | 0 | 0
life extension |  | 0 |  | 0 | 0 | 0 | 0 | 0 | 0 | 0 | 0 | 0 | 0 | 0 | 0 | 0 | 0 | 0
lower cost assets |  | 0 |  | 0 | 0 | 0 | 0 | 0 | 0 | 0 | 0 | 0 | 0 | 0 | 0 | 0 | 0 | 0
planned vs unplanned repair trade-off |  | 0 |  | 0 | 0 | 0 | 0 | 0 | 0 | 0 | 0 | 0 | 0 | 0 | 0 | 0 | 0 | 0
Opex Efficiency | % claimed
reduced maintenance | 0.05% | 21833.3333 |  | 21833.3333 | 43666.6667 | 65500 | 65500 | 65500 | 65500 | 65500 | 65500 | 65500 | 65500 | 65500 | 65500 | 65500 | 65500 | 65500
reduced field operations |  | 0 |  | 0 | 0 | 0 | 0 | 0 | 0 | 0 | 0 | 0 | 0 | 0 | 0 | 0 | 0 | 0
Market benefits | % claimed
Unserved energy |  | 0 |  | 0 | 0 | 0 | 0 | 0 | 0 | 0 | 0 | 0 | 0 | 0 | 0 | 0 | 0 | 0
Value of curtailment |  | 0 |  | 0 | 0 | 0 | 0 | 0 | 0 | 0 | 0 | 0 | 0 | 0 | 0 | 0 | 0 | 0
Wholesale pricing (market efficiency) |  | 0 |  | 0 | 0 | 0 | 0 | 0 | 0 | 0 | 0 | 0 | 0 | 0 | 0 | 0 | 0 | 0
Community value of resilience |  | 0 |  | 0 | 0 | 0 | 0 | 0 | 0 | 0 | 0 | 0 | 0 | 0 | 0 | 0 | 0 | 0
Carbon emission reductions | 0.03% | 150000 |  | 150000 | 300000 | 450000 | 450000 | 450000 | 450000 | 450000 | 450000 | 450000 | 450000 | 450000 | 450000 | 450000 | 450000 | 450000
Reduced losses | 0.75% | 191250 |  | 191250 | 382500 | 573750 | 573750 | 573750 | 573750 | 573750 | 573750 | 573750 | 573750 | 573750 | 573750 | 573750 | 573750 | 573750
Customer Time |  | 0 |  | 0 | 0 | 0 | 0 | 0 | 0 | 0 | 0 | 0 | 0 | 0 | 0 | 0 | 0 | 0
Overall Project Benefits |  |  |  | Year 1 | Year 2 | Year 3 | Year 4 | Year 5 | Year 6 | Year 7 | Year 8 | Year 9 | Year 10 | Year 11 | Year 12 | Year 13 | Year 14 | Year 15
Safety | % claimed
Public Safety |  | 0 |  | 0 | 0 | 0 | 0 | 0 | 0 | 0 | 0 | 0 | 0 | 0 | 0 | 0 | 0 | 0
Fire |  | 0 |  | 0 | 0 | 0 | 0 | 0 | 0 | 0 | 0 | 0 | 0 | 0 | 0 | 0 | 0 | 0
Environment |  | 0 |  | 0 | 0 | 0 | 0 | 0 | 0 | 0 | 0 | 0 | 0 | 0 | 0 | 0 | 0 | 0
Worker Safety |  | 0 |  | 0 | 0 | 0 | 0 | 0 | 0 | 0 | 0 | 0 | 0 | 0 | 0 | 0 | 0 | 0
Capex efficiency | % claimed
Planning and design efficiencies |  | 0 |  | 0 | 0 | 0 | 0 | 0 | 0 | 0 | 0 | 0 | 0 | 0 | 0 | 0 | 0 | 0
Increased asset/network utilisation |  | 0 |  | 0 | 0 | 0 | 0 | 0 | 0 | 0 | 0 | 0 | 0 | 0 | 0 | 0 | 0 | 0
Improved repex prioritisation |  | 0 |  | 0 | 0 | 0 | 0 | 0 | 0 | 0 | 0 | 0 | 0 | 0 | 0 | 0 | 0 | 0
life extension |  | 0 |  | 0 | 0 | 0 | 0 | 0 | 0 | 0 | 0 | 0 | 0 | 0 | 0 | 0 | 0 | 0
lower cost assets |  | 0 |  | 0 | 0 | 0 | 0 | 0 | 0 | 0 | 0 | 0 | 0 | 0 | 0 | 0 | 0 | 0
planned vs unplanned repair trade-off |  | 0 |  | 0 | 0 | 0 | 0 | 0 | 0 | 0 | 0 | 0 | 0 | 0 | 0 | 0 | 0 | 0
Opex Efficiency | % claimed
reduced maintenance |  | 0 |  | 0 | 0 | 0 | 0 | 0 | 0 | 0 | 0 | 0 | 0 | 0 | 0 | 0 | 0 | 0
reduced field operations |  | 0 |  | 0 | 0 | 0 | 0 | 0 | 0 | 0 | 0 | 0 | 0 | 0 | 0 | 0 | 0 | 0
Market benefits | % claimed
Unserved energy |  | 0 |  | 0 | 0 | 0 | 0 | 0 | 0 | 0 | 0 | 0 | 0 | 0 | 0 | 0 | 0 | 0
Value of curtailment |  | 0 |  | 0 | 0 | 0 | 0 | 0 | 0 | 0 | 0 | 0 | 0 | 0 | 0 | 0 | 0 | 0
Wholesale pricing (market efficiency) |  | 0 |  | 0 | 0 | 0 | 0 | 0 | 0 | 0 | 0 | 0 | 0 | 0 | 0 | 0 | 0 | 0
Community value of resilience |  | 0 |  | 0 | 0 | 0 | 0 | 0 | 0 | 0 | 0 | 0 | 0 | 0 | 0 | 0 | 0 | 0
Carbon emission reductions |  | 0 |  | 0 | 0 | 0 | 0 | 0 | 0 | 0 | 0 | 0 | 0 | 0 | 0 | 0 | 0 | 0
Reduced losses |  | 0 |  | 0 | 0 | 0 | 0 | 0 | 0 | 0 | 0 | 0 | 0 | 0 | 0 | 0 | 0 | 0
Customer Time |  | 0 |  | 0 | 0 | 0 | 0 | 0 | 0 | 0 | 0 | 0 | 0 | 0 | 0 | 0 | 0 | 0
Cost Model (Complete pu costs or overall costs - not both) |  |  | Per Unit
Per unit cost |  | $ |  | Year 1 | Year 2 | Year 3 | Year 4 | Year 5 | Year 6 | Year 7 | Year 8 | Year 9 | Year 10 | Year 11 | Year 12 | Year 13 | Year 14 | Year 15
Capex |  | 500000 |  | 500000 | 500000 | 500000 | 0 | 0 | 0 | 0 | 0 | 0 | 0 | 0 | 0 | 0 | 0 | 0
On-going opex (cumulative) |  | 0 |  | 0 | 0 | 0 | 0 | 0 | 0 | 0 | 0 | 0 | 0 | 0 | 0 | 0 | 0 | 0
Overall Project Costs |  |  |  | Year 1 | Year 2 | Year 3 | Year 4 | Year 5 | Year 6 | Year 7 | Year 8 | Year 9 | Year 10 | Year 11 | Year 12 | Year 13 | Year 14 | Year 15
Capex |  |  |  | 0 | 0 | 0 | 0 | 0 | 0 | 0 | 0 | 0 | 0 | 0 | 0 | 0 | 0 | 0
On-going opex |  |  |  | 0 | 0 | 0 | 0 | 0 | 0 | 0 | 0 | 0 | 0 | 0 | 0 | 0 | 0 | 0
500000
Project Cost build-up
Built from A,B, & C Type Kiosk Replacement Costs: Labour - $50,000 Material - $370,000 (estimated cost) Contracted Services - $80,000 Total - $500,000

## PR016
Low loss asset trials - cables and line designs
Project ID |  |  | PR016
Project Master Data |  |  |  |  | Project Description
Reg ID |  |  | OTI_03.19-1 |  | Highly efficient cables help reduce losses in the electricity network. These reductions lead to reduced energy costs and carbon footprint. The environmental benefit is derived from the reduced losses produced over the life of the cables. Ausgrid has over 8,500 kms of underground circuit, where 17.5% of the cables are over standard life. This project proposes to trial a small quantity of low loss cables and lines by developing a specification, market sourcing strategy, standard design, site specific designs, operating manuals, safety processes and a trial plan, before installing the cables across different parts of the network, hopefully complementing the mitigation of other network risk factors. Benefit quantification: Leads to reduction in energy losses across fleet over time with progressive replacement of existing standard loss equipment.
Reg ID Description |  |  | CER Support & Enablement
Asset Class |  |  | DMUG
RIN Classification (Network / Non-Network) |  |  | Network
RIN Category (Primary Driver - Augex/Repex/Non-Network) |  |  | Repex
Project Maturity (Trial, Pilot, BAU) |  |  | Trial
Project Theme |  |  | Emerging Technology Trials
ICT Component (High / Med / Low) |  |  | Low
NIAC Project Prioritisation Principles | Rating (1 – 5) | Weight | Score |  | Project Summary | [6 empty] | AER Capex Objectives
Accelerates decarbonisation | 4 | 29% | 1.16 |  |  | Total NPC (real) | -1434040.9929 |  | FY25-29 Project Capex | 1500000 |  | Meet or manage expected demand | [5 empty] | -
Improves resilience | 2 | 18% | 0.36 |  |  | Total NPV (real) | 10077478.5751 |  | FY25-29 Project Opex | 0 |  | Complies with regulatory obligations or requirements | [5 empty] | YES
Lowers costs for customers | 2 | 18% | 0.36 |  |  | BCR (indicative) | 8.0273 |  | Present Value of benefits | 11511519.5681 |  | Maintains the safety, quality, reliability and security of supply of the network | [5 empty] | -
Improves fairness | 1 | 18% | 0.18 |  |  | BCR (50% risk) | 5.3516 |  | PV of benefits Year 1-5 | 4300248.4781 |  | Project score
Improves safety for employees & the community | 1 | 17% | 0.17
Project score |  | 100% | 2.23
Project quantities/phasing
|  |  |  | Year 1 | Year 2 | Year 3 | Year 4 | Year 5 | Year 6 | Year 7 | Year 8 | Year 9 | Year 10 | Year 11 | Year 12 | Year 13 | Year 14 | Year 15
Quantity (widgets) | Total | 3 |  | Year 1: 2; Year 2: 1
Phasing (%)
Cost Benefit Analysis
Discount rate |  | 3.44% |  | Year 1 | Year 2 | Year 3 | Year 4 | Year 5 | Year 6 | Year 7 | Year 8 | Year 9 | Year 10 | Year 11 | Year 12 | Year 13 | Year 14 | Year 15
Capex Cost |  |  |  | 1000000 | 500000 | 0 | 0 | 0 | 0 | 0 | 0 | 0 | 0 | 0 | 0 | 0 | 0 | 0
Capex Cost (50% risk) |  |  |  | 1500000 | 750000 | 0 | 0 | 0 | 0 | 0 | 0 | 0 | 0 | 0 | 0 | 0 | 0 | 0
Opex Cost |  |  |  | 0 | 0 | 0 | 0 | 0 | 0 | 0 | 0 | 0 | 0 | 0 | 0 | 0 | 0 | 0
Total and NPC |  | -1434040.9929 |  | -1000000 | -500000 | 0 | 0 | 0 | 0 | 0 | 0 | 0 | 0 | 0 | 0 | 0 | 0 | 0
Total (50% risk) |  |  |  | 1500000 | 750000 | 0 | 0 | 0 | 0 | 0 | 0 | 0 | 0 | 0 | 0 | 0 | 0 | 0
Aggregate benefits |  |  |  | 682500 | 1023750 | 1023750 | 1023750 | 1023750 | 1023750 | 1023750 | 1023750 | 1023750 | 1023750 | 1023750 | 1023750 | 1023750 | 1023750 | 1023750
Net Total and NPV (indicative only) |  | 10077478.5751 |  | -317500 | 523750 | 1023750 | 1023750 | 1023750 | 1023750 | 1023750 | 1023750 | 1023750 | 1023750 | 1023750 | 1023750 | 1023750 | 1023750 | 1023750
Benefits Model (Complete pu benefits or overall benefits - not both) |  |  | Per Unit
Per unit Benefits |  | 341250 |  | Year 1 | Year 2 | Year 3 | Year 4 | Year 5 | Year 6 | Year 7 | Year 8 | Year 9 | Year 10 | Year 11 | Year 12 | Year 13 | Year 14 | Year 15
Safety | % claimed
Public Safety |  | 0 |  | 0 | 0 | 0 | 0 | 0 | 0 | 0 | 0 | 0 | 0 | 0 | 0 | 0 | 0 | 0
Fire |  | 0 |  | 0 | 0 | 0 | 0 | 0 | 0 | 0 | 0 | 0 | 0 | 0 | 0 | 0 | 0 | 0
Environment |  | 0 |  | 0 | 0 | 0 | 0 | 0 | 0 | 0 | 0 | 0 | 0 | 0 | 0 | 0 | 0 | 0
Worker Safety |  | 0 |  | 0 | 0 | 0 | 0 | 0 | 0 | 0 | 0 | 0 | 0 | 0 | 0 | 0 | 0 | 0
Capex efficiency | % claimed
Planning and design efficiencies |  | 0 |  | 0 | 0 | 0 | 0 | 0 | 0 | 0 | 0 | 0 | 0 | 0 | 0 | 0 | 0 | 0
Increased asset/network utilisation |  | 0 |  | 0 | 0 | 0 | 0 | 0 | 0 | 0 | 0 | 0 | 0 | 0 | 0 | 0 | 0 | 0
Improved repex prioritisation |  | 0 |  | 0 | 0 | 0 | 0 | 0 | 0 | 0 | 0 | 0 | 0 | 0 | 0 | 0 | 0 | 0
life extension |  | 0 |  | 0 | 0 | 0 | 0 | 0 | 0 | 0 | 0 | 0 | 0 | 0 | 0 | 0 | 0 | 0
lower cost assets |  | 0 |  | 0 | 0 | 0 | 0 | 0 | 0 | 0 | 0 | 0 | 0 | 0 | 0 | 0 | 0 | 0
planned vs unplanned repair trade-off |  | 0 |  | 0 | 0 | 0 | 0 | 0 | 0 | 0 | 0 | 0 | 0 | 0 | 0 | 0 | 0 | 0
Opex Efficiency | % claimed
reduced maintenance |  | 0 |  | 0 | 0 | 0 | 0 | 0 | 0 | 0 | 0 | 0 | 0 | 0 | 0 | 0 | 0 | 0
reduced field operations |  | 0 |  | 0 | 0 | 0 | 0 | 0 | 0 | 0 | 0 | 0 | 0 | 0 | 0 | 0 | 0 | 0
Market benefits | % claimed
Unserved energy |  | 0 |  | 0 | 0 | 0 | 0 | 0 | 0 | 0 | 0 | 0 | 0 | 0 | 0 | 0 | 0 | 0
Value of curtailment |  | 0 |  | 0 | 0 | 0 | 0 | 0 | 0 | 0 | 0 | 0 | 0 | 0 | 0 | 0 | 0 | 0
Wholesale pricing (market efficiency) |  | 0 |  | 0 | 0 | 0 | 0 | 0 | 0 | 0 | 0 | 0 | 0 | 0 | 0 | 0 | 0 | 0
Community value of resilience |  | 0 |  | 0 | 0 | 0 | 0 | 0 | 0 | 0 | 0 | 0 | 0 | 0 | 0 | 0 | 0 | 0
Carbon emission reductions | 0.03% | 150000 |  | 300000 | 450000 | 450000 | 450000 | 450000 | 450000 | 450000 | 450000 | 450000 | 450000 | 450000 | 450000 | 450000 | 450000 | 450000
Reduced losses | 0.75% | 191250 |  | 382500 | 573750 | 573750 | 573750 | 573750 | 573750 | 573750 | 573750 | 573750 | 573750 | 573750 | 573750 | 573750 | 573750 | 573750
Customer Time |  | 0 |  | 0 | 0 | 0 | 0 | 0 | 0 | 0 | 0 | 0 | 0 | 0 | 0 | 0 | 0 | 0
Overall Project Benefits |  |  |  | Year 1 | Year 2 | Year 3 | Year 4 | Year 5 | Year 6 | Year 7 | Year 8 | Year 9 | Year 10 | Year 11 | Year 12 | Year 13 | Year 14 | Year 15
Safety | % claimed
Public Safety |  | 0 |  | 0 | 0 | 0 | 0 | 0 | 0 | 0 | 0 | 0 | 0 | 0 | 0 | 0 | 0 | 0
Fire |  | 0 |  | 0 | 0 | 0 | 0 | 0 | 0 | 0 | 0 | 0 | 0 | 0 | 0 | 0 | 0 | 0
Environment |  | 0 |  | 0 | 0 | 0 | 0 | 0 | 0 | 0 | 0 | 0 | 0 | 0 | 0 | 0 | 0 | 0
Worker Safety |  | 0 |  | 0 | 0 | 0 | 0 | 0 | 0 | 0 | 0 | 0 | 0 | 0 | 0 | 0 | 0 | 0
Capex efficiency | % claimed
Planning and design efficiencies |  | 0 |  | 0 | 0 | 0 | 0 | 0 | 0 | 0 | 0 | 0 | 0 | 0 | 0 | 0 | 0 | 0
Increased asset/network utilisation |  | 0 |  | 0 | 0 | 0 | 0 | 0 | 0 | 0 | 0 | 0 | 0 | 0 | 0 | 0 | 0 | 0
Improved repex prioritisation |  | 0 |  | 0 | 0 | 0 | 0 | 0 | 0 | 0 | 0 | 0 | 0 | 0 | 0 | 0 | 0 | 0
life extension |  | 0 |  | 0 | 0 | 0 | 0 | 0 | 0 | 0 | 0 | 0 | 0 | 0 | 0 | 0 | 0 | 0
lower cost assets |  | 0 |  | 0 | 0 | 0 | 0 | 0 | 0 | 0 | 0 | 0 | 0 | 0 | 0 | 0 | 0 | 0
planned vs unplanned repair trade-off |  | 0 |  | 0 | 0 | 0 | 0 | 0 | 0 | 0 | 0 | 0 | 0 | 0 | 0 | 0 | 0 | 0
Opex Efficiency | % claimed
reduced maintenance |  | 0 |  | 0 | 0 | 0 | 0 | 0 | 0 | 0 | 0 | 0 | 0 | 0 | 0 | 0 | 0 | 0
reduced field operations |  | 0 |  | 0 | 0 | 0 | 0 | 0 | 0 | 0 | 0 | 0 | 0 | 0 | 0 | 0 | 0 | 0
Market benefits | % claimed
Unserved energy |  | 0 |  | 0 | 0 | 0 | 0 | 0 | 0 | 0 | 0 | 0 | 0 | 0 | 0 | 0 | 0 | 0
Value of curtailment |  | 0 |  | 0 | 0 | 0 | 0 | 0 | 0 | 0 | 0 | 0 | 0 | 0 | 0 | 0 | 0 | 0
Wholesale pricing (market efficiency) |  | 0 |  | 0 | 0 | 0 | 0 | 0 | 0 | 0 | 0 | 0 | 0 | 0 | 0 | 0 | 0 | 0
Community value of resilience |  | 0 |  | 0 | 0 | 0 | 0 | 0 | 0 | 0 | 0 | 0 | 0 | 0 | 0 | 0 | 0 | 0
Carbon emission reductions |  | 0 |  | 0 | 0 | 0 | 0 | 0 | 0 | 0 | 0 | 0 | 0 | 0 | 0 | 0 | 0 | 0
Reduced losses |  | 0 |  | 0 | 0 | 0 | 0 | 0 | 0 | 0 | 0 | 0 | 0 | 0 | 0 | 0 | 0 | 0
Customer Time |  | 0 |  | 0 | 0 | 0 | 0 | 0 | 0 | 0 | 0 | 0 | 0 | 0 | 0 | 0 | 0 | 0
Cost Model (Complete pu costs or overall costs - not both) |  |  | Per Unit
Per unit cost |  | $ |  | Year 1 | Year 2 | Year 3 | Year 4 | Year 5 | Year 6 | Year 7 | Year 8 | Year 9 | Year 10 | Year 11 | Year 12 | Year 13 | Year 14 | Year 15
Capex |  | 500000 |  | 1000000 | 500000 | 0 | 0 | 0 | 0 | 0 | 0 | 0 | 0 | 0 | 0 | 0 | 0 | 0
On-going opex (cumulative) |  | 0 |  | 0 | 0 | 0 | 0 | 0 | 0 | 0 | 0 | 0 | 0 | 0 | 0 | 0 | 0 | 0
Overall Project Costs |  |  |  | Year 1 | Year 2 | Year 3 | Year 4 | Year 5 | Year 6 | Year 7 | Year 8 | Year 9 | Year 10 | Year 11 | Year 12 | Year 13 | Year 14 | Year 15
Capex |  |  |  | 0 | 0 | 0 | 0 | 0 | 0 | 0 | 0 | 0 | 0 | 0 | 0 | 0 | 0 | 0
On-going opex |  |  |  | 0 | 0 | 0 | 0 | 0 | 0 | 0 | 0 | 0 | 0 | 0 | 0 | 0 | 0 | 0
500000
Project Cost build-up
Built from Area Plan 11kV UG 3CS (Difficulty 2) Unit Rate: Labour - $125,120 Material - $7,063 Contracted Services - $1,576,652 Total - $1,708,835

## PR017
Closed Loop Voltage Regulation and Optimisation Control System
Project ID |  |  | PR017
Project Master Data |  |  |  |  | Project Description
Reg ID |  |  | OTI_03.19-3 |  | This project aims to support customer rooftop solar and battery uptake by improving the voltage regulation scheme at the zone substation level to include voltage data from real time monitoring on the low voltage distribution network and smart meters. The project seeks to demonstrate an ability to improve customers' power quality and increase the amount of solar that can be connected to the network without having to be curtailed due to voltage constraints. It will also show how network visibility can be enhanced, by using a combination of data sources, such as low voltage distribution monitoring devices and smart meters. This will be undertaken by deploying a system that can synthesise the available information into an improved voltage regulation scheme and could also be trialled for emergency demand reductions during supply shortages, providing a System Service to AEMO. It will also show how network visibility can be enhanced, by using a combination of data sources, such as smart meters. Benefit quantification: Supports the uptake of customer energy resources (CER) and assumes a 1% benefit in reducing losses.
Reg ID Description |  |  | Safe, Intelligent Networks (Systems)
Asset Class |  |  | Intelligent Electronic Devices
RIN Classification (Network / Non-Network) |  |  | Network
RIN Category (Primary Driver - Augex/Repex/Non-Network) |  |  | Repex
Project Maturity (Trial, Pilot, BAU) |  |  | Trial
Project Theme |  |  | Dynamic & Flexible Network Operation
ICT Component (High / Med / Low) |  |  | High
NIAC Project Prioritisation Principles | Rating (1 – 5) | Weight | Score |  | Project Summary | [6 empty] | AER Capex Objectives
Accelerates decarbonisation | 4 | 29% | 1.16 |  |  | Total NPC (real) | -1949194.2543 |  | FY25-29 Project Capex | 1900000 |  | Meet or manage expected demand | [5 empty] | YES
Improves resilience | 2 | 18% | 0.36 |  |  | Total NPV (real) | 6137690.1512 |  | FY25-29 Project Opex | 80000 |  | Complies with regulatory obligations or requirements | [5 empty] | YES
Lowers costs for customers | 3 | 18% | 0.54 |  |  | BCR (indicative) | 4.1488 |  | Present Value of benefits | 8086884.4055 |  | Maintains the safety, quality, reliability and security of supply of the network | [5 empty] | YES
Improves fairness | 3 | 18% | 0.54 |  |  | BCR (50% risk) | 2.8231 |  | PV of benefits Year 1-5 | 4853927.5919 |  | Project score
Improves safety for employees & the community | 3 | 17% | 0.51
Project score |  | 100% | 3.11
Project quantities/phasing
|  |  |  | Year 1 | Year 2 | Year 3 | Year 4 | Year 5 | Year 6 | Year 7 | Year 8 | Year 9 | Year 10 | Year 11 | Year 12 | Year 13 | Year 14 | Year 15
Quantity (widgets) | Total | 0
Phasing (%) |  |  |  | Year 2: 100%; Year 3: 100%; Year 4: 100%; Year 5: 100%; Year 6: 100%; Year 7: 100%; Year 8: 100%
|  |  |  | 90% | 10%
Cost Benefit Analysis
Discount rate |  | 3.44% |  | Year 1 | Year 2 | Year 3 | Year 4 | Year 5 | Year 6 | Year 7 | Year 8 | Year 9 | Year 10 | Year 11 | Year 12 | Year 13 | Year 14 | Year 15
Capex Cost |  |  |  | 1710000 | 190000 | 0 | 0 | 0 | 0 | 0 | 0 | 0 | 0 | 0 | 0 | 0 | 0 | 0
Capex Cost (50% risk) |  |  |  | 2565000 | 285000 | 0 | 0 | 0 | 0 | 0 | 0 | 0 | 0 | 0 | 0 | 0 | 0 | 0
Opex Cost |  |  |  | 0 | 20000 | 20000 | 20000 | 20000 | 20000 | 20000 | 20000 | 0 | 0 | 0 | 0 | 0 | 0 | 0
Total and NPC |  | -1949194.2543 |  | -1710000 | -210000 | -20000 | -20000 | -20000 | -20000 | -20000 | -20000 | 0 | 0 | 0 | 0 | 0 | 0 | 0
Total (50% risk) |  |  |  | 2565000 | 305000 | 20000 | 20000 | 20000 | 20000 | 20000 | 20000 | 0 | 0 | 0 | 0 | 0 | 0 | 0
Aggregate benefits |  |  |  | 0 | 1365000 | 1365000 | 1365000 | 1365000 | 1365000 | 1365000 | 1365000 | 0 | 0 | 0 | 0 | 0 | 0 | 0
Net Total and NPV (indicative only) |  | 6137690.1512 |  | -1710000 | 1155000 | 1345000 | 1345000 | 1345000 | 1345000 | 1345000 | 1345000 | 0 | 0 | 0 | 0 | 0 | 0 | 0
Benefits Model (Complete pu benefits or overall benefits - not both) |  |  | Overall
Per unit Benefits |  | 0 |  | Year 1 | Year 2 | Year 3 | Year 4 | Year 5 | Year 6 | Year 7 | Year 8 | Year 9 | Year 10 | Year 11 | Year 12 | Year 13 | Year 14 | Year 15
Safety | % claimed
Public Safety |  | 0 |  | 0 | 0 | 0 | 0 | 0 | 0 | 0 | 0 | 0 | 0 | 0 | 0 | 0 | 0 | 0
Fire |  | 0 |  | 0 | 0 | 0 | 0 | 0 | 0 | 0 | 0 | 0 | 0 | 0 | 0 | 0 | 0 | 0
Environment |  | 0 |  | 0 | 0 | 0 | 0 | 0 | 0 | 0 | 0 | 0 | 0 | 0 | 0 | 0 | 0 | 0
Worker Safety |  | 0 |  | 0 | 0 | 0 | 0 | 0 | 0 | 0 | 0 | 0 | 0 | 0 | 0 | 0 | 0 | 0
Capex efficiency | % claimed
Planning and design efficiencies |  | 0 |  | 0 | 0 | 0 | 0 | 0 | 0 | 0 | 0 | 0 | 0 | 0 | 0 | 0 | 0 | 0
Increased asset/network utilisation |  | 0 |  | 0 | 0 | 0 | 0 | 0 | 0 | 0 | 0 | 0 | 0 | 0 | 0 | 0 | 0 | 0
Improved repex prioritisation |  | 0 |  | 0 | 0 | 0 | 0 | 0 | 0 | 0 | 0 | 0 | 0 | 0 | 0 | 0 | 0 | 0
life extension |  | 0 |  | 0 | 0 | 0 | 0 | 0 | 0 | 0 | 0 | 0 | 0 | 0 | 0 | 0 | 0 | 0
lower cost assets |  | 0 |  | 0 | 0 | 0 | 0 | 0 | 0 | 0 | 0 | 0 | 0 | 0 | 0 | 0 | 0 | 0
planned vs unplanned repair trade-off |  | 0 |  | 0 | 0 | 0 | 0 | 0 | 0 | 0 | 0 | 0 | 0 | 0 | 0 | 0 | 0 | 0
Opex Efficiency | % claimed
reduced maintenance |  | 0 |  | 0 | 0 | 0 | 0 | 0 | 0 | 0 | 0 | 0 | 0 | 0 | 0 | 0 | 0 | 0
reduced field operations |  | 0 |  | 0 | 0 | 0 | 0 | 0 | 0 | 0 | 0 | 0 | 0 | 0 | 0 | 0 | 0 | 0
Market benefits | % claimed
Unserved energy |  | 0 |  | 0 | 0 | 0 | 0 | 0 | 0 | 0 | 0 | 0 | 0 | 0 | 0 | 0 | 0 | 0
Value of curtailment |  | 0 |  | 0 | 0 | 0 | 0 | 0 | 0 | 0 | 0 | 0 | 0 | 0 | 0 | 0 | 0 | 0
Wholesale pricing (market efficiency) |  | 0 |  | 0 | 0 | 0 | 0 | 0 | 0 | 0 | 0 | 0 | 0 | 0 | 0 | 0 | 0 | 0
Community value of resilience |  | 0 |  | 0 | 0 | 0 | 0 | 0 | 0 | 0 | 0 | 0 | 0 | 0 | 0 | 0 | 0 | 0
Carbon emission reductions |  | 0 |  | 0 | 0 | 0 | 0 | 0 | 0 | 0 | 0 | 0 | 0 | 0 | 0 | 0 | 0 | 0
Reduced losses |  | 0 |  | 0 | 0 | 0 | 0 | 0 | 0 | 0 | 0 | 0 | 0 | 0 | 0 | 0 | 0 | 0
Customer Time |  | 0 |  | 0 | 0 | 0 | 0 | 0 | 0 | 0 | 0 | 0 | 0 | 0 | 0 | 0 | 0 | 0
Overall Project Benefits |  |  |  | Year 1 | Year 2 | Year 3 | Year 4 | Year 5 | Year 6 | Year 7 | Year 8 | Year 9 | Year 10 | Year 11 | Year 12 | Year 13 | Year 14 | Year 15
Safety | % claimed
Public Safety |  | 0 |  | 0 | 0 | 0 | 0 | 0 | 0 | 0 | 0 | 0 | 0 | 0 | 0 | 0 | 0 | 0
Fire |  | 0 |  | 0 | 0 | 0 | 0 | 0 | 0 | 0 | 0 | 0 | 0 | 0 | 0 | 0 | 0 | 0
Environment |  | 0 |  | 0 | 0 | 0 | 0 | 0 | 0 | 0 | 0 | 0 | 0 | 0 | 0 | 0 | 0 | 0
Worker Safety |  | 0 |  | 0 | 0 | 0 | 0 | 0 | 0 | 0 | 0 | 0 | 0 | 0 | 0 | 0 | 0 | 0
Capex efficiency | % claimed
Planning and design efficiencies |  | 0 |  | 0 | 0 | 0 | 0 | 0 | 0 | 0 | 0 | 0 | 0 | 0 | 0 | 0 | 0 | 0
Increased asset/network utilisation |  | 0 |  | 0 | 0 | 0 | 0 | 0 | 0 | 0 | 0 | 0 | 0 | 0 | 0 | 0 | 0 | 0
Improved repex prioritisation |  | 0 |  | 0 | 0 | 0 | 0 | 0 | 0 | 0 | 0 | 0 | 0 | 0 | 0 | 0 | 0 | 0
life extension |  | 0 |  | 0 | 0 | 0 | 0 | 0 | 0 | 0 | 0 | 0 | 0 | 0 | 0 | 0 | 0 | 0
lower cost assets |  | 0 |  | 0 | 0 | 0 | 0 | 0 | 0 | 0 | 0 | 0 | 0 | 0 | 0 | 0 | 0 | 0
planned vs unplanned repair trade-off |  | 0 |  | 0 | 0 | 0 | 0 | 0 | 0 | 0 | 0 | 0 | 0 | 0 | 0 | 0 | 0 | 0
Opex Efficiency | % claimed
reduced maintenance |  | 0 |  | 0 | 0 | 0 | 0 | 0 | 0 | 0 | 0 | 0 | 0 | 0 | 0 | 0 | 0 | 0
reduced field operations |  | 0 |  | 0 | 0 | 0 | 0 | 0 | 0 | 0 | 0 | 0 | 0 | 0 | 0 | 0 | 0 | 0
Market benefits | % claimed
Unserved energy |  | 0 |  | 0 | 0 | 0 | 0 | 0 | 0 | 0 | 0 | 0 | 0 | 0 | 0 | 0 | 0 | 0
Value of curtailment |  | 0 |  | 0 | 0 | 0 | 0 | 0 | 0 | 0 | 0 | 0 | 0 | 0 | 0 | 0 | 0 | 0
Wholesale pricing (market efficiency) |  | 0 |  | 0 | 0 | 0 | 0 | 0 | 0 | 0 | 0 | 0 | 0 | 0 | 0 | 0 | 0 | 0
Community value of resilience |  | 0 |  | 0 | 0 | 0 | 0 | 0 | 0 | 0 | 0 | 0 | 0 | 0 | 0 | 0 | 0 | 0
Carbon emission reductions | 0.04% | 600000 |  | 0 | 600000 | 600000 | 600000 | 600000 | 600000 | 600000 | 600000 | 0 | 0 | 0 | 0 | 0 | 0 | 0
Reduced losses | 1% | 765000 |  | 0 | 765000 | 765000 | 765000 | 765000 | 765000 | 765000 | 765000 | 0 | 0 | 0 | 0 | 0 | 0 | 0
Customer Time |  | 0 |  | 0 | 0 | 0 | 0 | 0 | 0 | 0 | 0 | 0 | 0 | 0 | 0 | 0 | 0 | 0
Cost Model (Complete pu costs or overall costs - not both) |  |  | Overall
Per unit cost |  | $ |  | Year 1 | Year 2 | Year 3 | Year 4 | Year 5 | Year 6 | Year 7 | Year 8 | Year 9 | Year 10 | Year 11 | Year 12 | Year 13 | Year 14 | Year 15
Capex |  | 0 |  | 0 | 0 | 0 | 0 | 0 | 0 | 0 | 0 | 0 | 0 | 0 | 0 | 0 | 0 | 0
On-going opex (cumulative) |  | 0 |  | 0 | 0 | 0 | 0 | 0 | 0 | 0 | 0 | 0 | 0 | 0 | 0 | 0 | 0 | 0
Overall Project Costs |  |  |  | Year 1 | Year 2 | Year 3 | Year 4 | Year 5 | Year 6 | Year 7 | Year 8 | Year 9 | Year 10 | Year 11 | Year 12 | Year 13 | Year 14 | Year 15
Capex |  |  |  | 1710000 | 190000 | 0 | 0 | 0 | 0 | 0 | 0 | 0 | 0 | 0 | 0 | 0 | 0 | 0
On-going opex |  |  |  | 0 | 20000 | 20000 | 20000 | 20000 | 20000 | 20000 | 20000 | 0 | 0 | 0 | 0 | 0 | 0 | 0
1900000
Project Cost build-up
From replacement program for voltage regulation equipment (including of all design, equipment installation, commissioning): Replace VR scheme of a transformer unit rate: $153,589 For a three transformer zone substation: $460,767 Total per site - $ 614,356 (estimated) Estimated cost for 3 sites - $1,843,068 Upfront engineering, type testing of backend systems: ~ $50,000 (fixed cost regardless of number of sites/transformers included in trial)

## PR018
Low embodied carbon asset trial - SF6 alternatives
Project ID |  |  | PR018
Project Master Data |  |  |  |  | Project Description
Reg ID |  |  | OTI_03.19-1 |  | SF6 gas is used as insulation and as a switching medium in switchgear as it allows for efficient switching and a more compact switchgear design by comparison to conventional air-insulated switchgear. SF6 is a synthetic compound of sulfur and fluroine and has excellent electrical insulation properties. SF6 does not occur normally in nature and when it breaks down it releases toxic substances on incineration, such as an internal arc flash within switchgear. Following an internal arc flash, these toxic gases are then released into the atmosphere. Emissions from SF6 switchgear contribute significantly to the threat of the greenhouse gas effect and the associated climate change. It has been listed in the Kyoto protocol and has been added to the list of extremely harmful greenhouse gases. In medium voltage switchgear (<52kV), there are alternatives available which may consist of a combination of vacuum technology for switching and high-quality materials for insulation purposes, resulting in minimal dimensions and the same degree of compactness as for SF6 switchgear. This project proposes to trial a small number of SF6 alternatives to determine if they can provide a technically suitable and cost-efficient alternative. This will involve developing a specification, market sourcing strategy, standard design, site specific designs, operating manuals, safety processes and a trial plan, before installing the assets across different parts of the network, hopefully complementing the mitigation of other network risk factors. Benefit quantification: Carbon emission benefits only - assume Ausgrid SF6 emissions reduced by 10% in the long run.
Reg ID Description |  |  | CER Support & Enablement
Asset Class |  |  | Zone Equipment
RIN Classification (Network / Non-Network) |  |  | Network
RIN Category (Primary Driver - Augex/Repex/Non-Network) |  |  | Repex
Project Maturity (Trial, Pilot, BAU) |  |  | Trial
Project Theme |  |  | Emerging Technology Trials
ICT Component (High / Med / Low) |  |  | Low
NIAC Project Prioritisation Principles | Rating (1 – 5) | Weight | Score |  | Project Summary | [6 empty] | AER Capex Objectives
Accelerates decarbonisation | 4 | 29% | 1.16 |  |  | Total NPC (real) | -725058.0046 |  | FY25-29 Project Capex | 750000 |  | Meet or manage expected demand | [5 empty] | -
Improves resilience | 2 | 18% | 0.36 |  |  | Total NPV (real) | 2744955.4635 |  | FY25-29 Project Opex | 0 |  | Complies with regulatory obligations or requirements | [5 empty] | YES
Lowers costs for customers | 2 | 18% | 0.36 |  |  | BCR (indicative) | 4.7858 |  | Present Value of benefits | 3470013.4682 |  | Maintains the safety, quality, reliability and security of supply of the network | [5 empty] | -
Improves fairness | 1 | 18% | 0.18 |  |  | BCR (50% risk) | 3.1906 |  | PV of benefits Year 1-5 | 1356820.4748 |  | Project score
Improves safety for employees & the community | 1 | 17% | 0.17
Project score |  | 100% | 2.23
Project quantities/phasing
|  |  |  | Year 1 | Year 2 | Year 3 | Year 4 | Year 5 | Year 6 | Year 7 | Year 8 | Year 9 | Year 10 | Year 11 | Year 12 | Year 13 | Year 14 | Year 15
Quantity (widgets) | Total | 2 |  | Year 1: 2
Phasing (%)
Cost Benefit Analysis
Discount rate |  | 3.44% |  | Year 1 | Year 2 | Year 3 | Year 4 | Year 5 | Year 6 | Year 7 | Year 8 | Year 9 | Year 10 | Year 11 | Year 12 | Year 13 | Year 14 | Year 15
Capex Cost |  |  |  | 750000 | 0 | 0 | 0 | 0 | 0 | 0 | 0 | 0 | 0 | 0 | 0 | 0 | 0 | 0
Capex Cost (50% risk) |  |  |  | 1125000 | 0 | 0 | 0 | 0 | 0 | 0 | 0 | 0 | 0 | 0 | 0 | 0 | 0 | 0
Opex Cost |  |  |  | 0 | 0 | 0 | 0 | 0 | 0 | 0 | 0 | 0 | 0 | 0 | 0 | 0 | 0 | 0
Total and NPC |  | -725058.0046 |  | -750000 | 0 | 0 | 0 | 0 | 0 | 0 | 0 | 0 | 0 | 0 | 0 | 0 | 0 | 0
Total (50% risk) |  |  |  | 1125000 | 0 | 0 | 0 | 0 | 0 | 0 | 0 | 0 | 0 | 0 | 0 | 0 | 0 | 0
Aggregate benefits |  |  |  | 300000 | 300000 | 300000 | 300000 | 300000 | 300000 | 300000 | 300000 | 300000 | 300000 | 300000 | 300000 | 300000 | 300000 | 300000
Net Total and NPV (indicative only) |  | 2744955.4635 |  | -450000 | 300000 | 300000 | 300000 | 300000 | 300000 | 300000 | 300000 | 300000 | 300000 | 300000 | 300000 | 300000 | 300000 | 300000
Benefits Model (Complete pu benefits or overall benefits - not both) |  |  | Per Unit
Per unit Benefits |  | 150000 |  | Year 1 | Year 2 | Year 3 | Year 4 | Year 5 | Year 6 | Year 7 | Year 8 | Year 9 | Year 10 | Year 11 | Year 12 | Year 13 | Year 14 | Year 15
Safety | % claimed
Public Safety |  | 0 |  | 0 | 0 | 0 | 0 | 0 | 0 | 0 | 0 | 0 | 0 | 0 | 0 | 0 | 0 | 0
Fire |  | 0 |  | 0 | 0 | 0 | 0 | 0 | 0 | 0 | 0 | 0 | 0 | 0 | 0 | 0 | 0 | 0
Environment |  | 0 |  | 0 | 0 | 0 | 0 | 0 | 0 | 0 | 0 | 0 | 0 | 0 | 0 | 0 | 0 | 0
Worker Safety |  | 0 |  | 0 | 0 | 0 | 0 | 0 | 0 | 0 | 0 | 0 | 0 | 0 | 0 | 0 | 0 | 0
Capex efficiency | % claimed
Planning and design efficiencies |  | 0 |  | 0 | 0 | 0 | 0 | 0 | 0 | 0 | 0 | 0 | 0 | 0 | 0 | 0 | 0 | 0
Increased asset/network utilisation |  | 0 |  | 0 | 0 | 0 | 0 | 0 | 0 | 0 | 0 | 0 | 0 | 0 | 0 | 0 | 0 | 0
Improved repex prioritisation |  | 0 |  | 0 | 0 | 0 | 0 | 0 | 0 | 0 | 0 | 0 | 0 | 0 | 0 | 0 | 0 | 0
life extension |  | 0 |  | 0 | 0 | 0 | 0 | 0 | 0 | 0 | 0 | 0 | 0 | 0 | 0 | 0 | 0 | 0
lower cost assets |  | 0 |  | 0 | 0 | 0 | 0 | 0 | 0 | 0 | 0 | 0 | 0 | 0 | 0 | 0 | 0 | 0
planned vs unplanned repair trade-off |  | 0 |  | 0 | 0 | 0 | 0 | 0 | 0 | 0 | 0 | 0 | 0 | 0 | 0 | 0 | 0 | 0
Opex Efficiency | % claimed
reduced maintenance |  | 0 |  | 0 | 0 | 0 | 0 | 0 | 0 | 0 | 0 | 0 | 0 | 0 | 0 | 0 | 0 | 0
reduced field operations |  | 0 |  | 0 | 0 | 0 | 0 | 0 | 0 | 0 | 0 | 0 | 0 | 0 | 0 | 0 | 0 | 0
Market benefits | % claimed
Unserved energy |  | 0 |  | 0 | 0 | 0 | 0 | 0 | 0 | 0 | 0 | 0 | 0 | 0 | 0 | 0 | 0 | 0
Value of curtailment |  | 0 |  | 0 | 0 | 0 | 0 | 0 | 0 | 0 | 0 | 0 | 0 | 0 | 0 | 0 | 0 | 0
Wholesale pricing (market efficiency) |  | 0 |  | 0 | 0 | 0 | 0 | 0 | 0 | 0 | 0 | 0 | 0 | 0 | 0 | 0 | 0 | 0
Community value of resilience |  | 0 |  | 0 | 0 | 0 | 0 | 0 | 0 | 0 | 0 | 0 | 0 | 0 | 0 | 0 | 0 | 0
Carbon emission reductions | 0.02% | 150000 |  | 300000 | 300000 | 300000 | 300000 | 300000 | 300000 | 300000 | 300000 | 300000 | 300000 | 300000 | 300000 | 300000 | 300000 | 300000
Reduced losses |  | 0 |  | 0 | 0 | 0 | 0 | 0 | 0 | 0 | 0 | 0 | 0 | 0 | 0 | 0 | 0 | 0
Customer Time |  | 0 |  | 0 | 0 | 0 | 0 | 0 | 0 | 0 | 0 | 0 | 0 | 0 | 0 | 0 | 0 | 0
Overall Project Benefits |  |  |  | Year 1 | Year 2 | Year 3 | Year 4 | Year 5 | Year 6 | Year 7 | Year 8 | Year 9 | Year 10 | Year 11 | Year 12 | Year 13 | Year 14 | Year 15
Safety | % claimed
Public Safety |  | 0 |  | 0 | 0 | 0 | 0 | 0 | 0 | 0 | 0 | 0 | 0 | 0 | 0 | 0 | 0 | 0
Fire |  | 0 |  | 0 | 0 | 0 | 0 | 0 | 0 | 0 | 0 | 0 | 0 | 0 | 0 | 0 | 0 | 0
Environment |  | 0 |  | 0 | 0 | 0 | 0 | 0 | 0 | 0 | 0 | 0 | 0 | 0 | 0 | 0 | 0 | 0
Worker Safety |  | 0 |  | 0 | 0 | 0 | 0 | 0 | 0 | 0 | 0 | 0 | 0 | 0 | 0 | 0 | 0 | 0
Capex efficiency | % claimed
Planning and design efficiencies |  | 0 |  | 0 | 0 | 0 | 0 | 0 | 0 | 0 | 0 | 0 | 0 | 0 | 0 | 0 | 0 | 0
Increased asset/network utilisation |  | 0 |  | 0 | 0 | 0 | 0 | 0 | 0 | 0 | 0 | 0 | 0 | 0 | 0 | 0 | 0 | 0
Improved repex prioritisation |  | 0 |  | 0 | 0 | 0 | 0 | 0 | 0 | 0 | 0 | 0 | 0 | 0 | 0 | 0 | 0 | 0
life extension |  | 0 |  | 0 | 0 | 0 | 0 | 0 | 0 | 0 | 0 | 0 | 0 | 0 | 0 | 0 | 0 | 0
lower cost assets |  | 0 |  | 0 | 0 | 0 | 0 | 0 | 0 | 0 | 0 | 0 | 0 | 0 | 0 | 0 | 0 | 0
planned vs unplanned repair trade-off |  | 0 |  | 0 | 0 | 0 | 0 | 0 | 0 | 0 | 0 | 0 | 0 | 0 | 0 | 0 | 0 | 0
Opex Efficiency | % claimed
reduced maintenance |  | 0 |  | 0 | 0 | 0 | 0 | 0 | 0 | 0 | 0 | 0 | 0 | 0 | 0 | 0 | 0 | 0
reduced field operations |  | 0 |  | 0 | 0 | 0 | 0 | 0 | 0 | 0 | 0 | 0 | 0 | 0 | 0 | 0 | 0 | 0
Market benefits | % claimed
Unserved energy |  | 0 |  | 0 | 0 | 0 | 0 | 0 | 0 | 0 | 0 | 0 | 0 | 0 | 0 | 0 | 0 | 0
Value of curtailment |  | 0 |  | 0 | 0 | 0 | 0 | 0 | 0 | 0 | 0 | 0 | 0 | 0 | 0 | 0 | 0 | 0
Wholesale pricing (market efficiency) |  | 0 |  | 0 | 0 | 0 | 0 | 0 | 0 | 0 | 0 | 0 | 0 | 0 | 0 | 0 | 0 | 0
Community value of resilience |  | 0 |  | 0 | 0 | 0 | 0 | 0 | 0 | 0 | 0 | 0 | 0 | 0 | 0 | 0 | 0 | 0
Carbon emission reductions |  | 0 |  | 0 | 0 | 0 | 0 | 0 | 0 | 0 | 0 | 0 | 0 | 0 | 0 | 0 | 0 | 0
Reduced losses |  | 0 |  | 0 | 0 | 0 | 0 | 0 | 0 | 0 | 0 | 0 | 0 | 0 | 0 | 0 | 0 | 0
Customer Time |  | 0 |  | 0 | 0 | 0 | 0 | 0 | 0 | 0 | 0 | 0 | 0 | 0 | 0 | 0 | 0 | 0
Cost Model (Complete pu costs or overall costs - not both) |  |  | Per Unit
Per unit cost |  | $ |  | Year 1 | Year 2 | Year 3 | Year 4 | Year 5 | Year 6 | Year 7 | Year 8 | Year 9 | Year 10 | Year 11 | Year 12 | Year 13 | Year 14 | Year 15
Capex |  | 375000 |  | 750000 | 0 | 0 | 0 | 0 | 0 | 0 | 0 | 0 | 0 | 0 | 0 | 0 | 0 | 0
On-going opex (cumulative) |  | 0 |  | 0 | 0 | 0 | 0 | 0 | 0 | 0 | 0 | 0 | 0 | 0 | 0 | 0 | 0 | 0
Overall Project Costs |  |  |  | Year 1 | Year 2 | Year 3 | Year 4 | Year 5 | Year 6 | Year 7 | Year 8 | Year 9 | Year 10 | Year 11 | Year 12 | Year 13 | Year 14 | Year 15
Capex |  |  |  | 750000 | 0 | 0 | 0 | 0 | 0 | 0 | 0 | 0 | 0 | 0 | 0 | 0 | 0 | 0
On-going opex |  |  |  | 0 | 0 | 0 | 0 | 0 | 0 | 0 | 0 | 0 | 0 | 0 | 0 | 0 | 0 | 0
375000
Project Cost build-up
Built from Area Plan CB Replacements 33kV (Zone) Unit Rate: Labour - $117,000 Material - $157,000 Contracted Services - $101,000 Total - $375,000

## PR019
Low embodied carbon asset trial - Polypropylene cables
Project ID |  |  | PR019
Project Master Data |  |  |  |  | Project Description
Reg ID |  |  | OTI_03.19-1 |  | Presently the cables widely used across Ausgrid have a synthetic insulation covering known as cross-linked polyethylene (XLPE). Whilst this is a low cost, easy to process and mechanically flexible cable, the limits on the operating temperature and the difficultly in recycling at end of life require alternative cables to be sort. XLPE as a thermoset material is not easily recyclable. As per the Prysmian's studies the reduction of carbon footprint during polypropylene cable production compared to XPLE is easily 50%. Further, the savings in energy, are almost 75% during cable production. The feature of easy recycling makes polypropylene cables environmentally sound solution. Polypropylene (PP) appear to satisfy most of the requirements as an alternative to XLPE due to its high mechanical strength without crosslinking, and a high thermal stability with a melting temperature of approximately 165C. The challenge of this using this cable in industry comes from its high elastic modulus which results in its intrinsically high stiffness, which is more than four times that of XLPE. The production process for polypropylene cables is much more simplified compared to that of the XLPE equivalent, resulting in significantly lower costs in terms of acquisition and ongoing operation. This project proposes to trial a small volume of polypropylene cables to develop a practical understanding how this type of cable can handled, installed and operated under normal and emergency network conditions. This will involve developing a specification, market sourcing strategy, standard design, site specific designs, operating manuals, safety processes and a trial plan, before installing the cables across different parts of the network, hopefully complementing the mitigation of other network risk factors. Benefit quantification: Project leads to carbon emissions reduction and energy loss benefits.
Reg ID Description |  |  | CER Support & Enablement
Asset Class |  |  | Underground Cables
RIN Classification (Network / Non-Network) |  |  | Network
RIN Category (Primary Driver - Augex/Repex/Non-Network) |  |  | Augex
Project Maturity (Trial, Pilot, BAU) |  |  | Trial
Project Theme |  |  | Emerging Technology Trials
ICT Component (High / Med / Low) |  |  | Low
NIAC Project Prioritisation Principles | Rating (1 – 5) | Weight | Score |  | Project Summary | [6 empty] | AER Capex Objectives
Accelerates decarbonisation | 4 | 29% | 1.16 |  |  | Total NPC (real) | -725058.0046 |  | FY25-29 Project Capex | 750000 |  | Meet or manage expected demand | [5 empty] | -
Improves resilience | 2 | 18% | 0.36 |  |  | Total NPV (real) | 937442.929 |  | FY25-29 Project Opex | 0 |  | Complies with regulatory obligations or requirements | [5 empty] | YES
Lowers costs for customers | 2 | 18% | 0.36 |  |  | BCR (indicative) | 2.2929 |  | Present Value of benefits | 1662500.9336 |  | Maintains the safety, quality, reliability and security of supply of the network | [5 empty] | -
Improves fairness | 1 | 18% | 0.18 |  |  | BCR (50% risk) | 1.5286 |  | PV of benefits Year 1-5 | 605904.4369 |  | Project score
Improves safety for employees & the community | 1 | 17% | 0.17
Project score |  | 100% | 2.23
Project quantities/phasing
|  |  |  | Year 1 | Year 2 | Year 3 | Year 4 | Year 5 | Year 6 | Year 7 | Year 8 | Year 9 | Year 10 | Year 11 | Year 12 | Year 13 | Year 14 | Year 15
Quantity (widgets) | Total | 0
Phasing (%) |  |  |  | 50% | 100% | 100% | 100% | 100% | 100% | 100% | 100% | 100% | 100% | 100% | 100% | 100% | 100% | 100%
Cost Benefit Analysis
Discount rate |  | 3.44% |  | Year 1 | Year 2 | Year 3 | Year 4 | Year 5 | Year 6 | Year 7 | Year 8 | Year 9 | Year 10 | Year 11 | Year 12 | Year 13 | Year 14 | Year 15
Capex Cost |  |  |  | 750000 | 0 | 0 | 0 | 0 | 0 | 0 | 0 | 0 | 0 | 0 | 0 | 0 | 0 | 0
Capex Cost (50% risk) |  |  |  | 1125000 | 0 | 0 | 0 | 0 | 0 | 0 | 0 | 0 | 0 | 0 | 0 | 0 | 0 | 0
Opex Cost |  |  |  | 0 | 0 | 0 | 0 | 0 | 0 | 0 | 0 | 0 | 0 | 0 | 0 | 0 | 0 | 0
Total and NPC |  | -725058.0046 |  | -750000 | 0 | 0 | 0 | 0 | 0 | 0 | 0 | 0 | 0 | 0 | 0 | 0 | 0 | 0
Total (50% risk) |  |  |  | 1125000 | 0 | 0 | 0 | 0 | 0 | 0 | 0 | 0 | 0 | 0 | 0 | 0 | 0 | 0
Aggregate benefits |  |  |  | 75000 | 150000 | 150000 | 150000 | 150000 | 150000 | 150000 | 150000 | 150000 | 150000 | 150000 | 150000 | 150000 | 150000 | 150000
Net Total and NPV (indicative only) |  | 937442.929 |  | -675000 | 150000 | 150000 | 150000 | 150000 | 150000 | 150000 | 150000 | 150000 | 150000 | 150000 | 150000 | 150000 | 150000 | 150000
Benefits Model (Complete pu benefits or overall benefits - not both) |  |  | Overall
Per unit Benefits |  | 0 |  | Year 1 | Year 2 | Year 3 | Year 4 | Year 5 | Year 6 | Year 7 | Year 8 | Year 9 | Year 10 | Year 11 | Year 12 | Year 13 | Year 14 | Year 15
Safety | % claimed
Public Safety |  | 0 |  | 0 | 0 | 0 | 0 | 0 | 0 | 0 | 0 | 0 | 0 | 0 | 0 | 0 | 0 | 0
Fire |  | 0 |  | 0 | 0 | 0 | 0 | 0 | 0 | 0 | 0 | 0 | 0 | 0 | 0 | 0 | 0 | 0
Environment |  | 0 |  | 0 | 0 | 0 | 0 | 0 | 0 | 0 | 0 | 0 | 0 | 0 | 0 | 0 | 0 | 0
Worker Safety |  | 0 |  | 0 | 0 | 0 | 0 | 0 | 0 | 0 | 0 | 0 | 0 | 0 | 0 | 0 | 0 | 0
Capex efficiency | % claimed
Planning and design efficiencies |  | 0 |  | 0 | 0 | 0 | 0 | 0 | 0 | 0 | 0 | 0 | 0 | 0 | 0 | 0 | 0 | 0
Increased asset/network utilisation |  | 0 |  | 0 | 0 | 0 | 0 | 0 | 0 | 0 | 0 | 0 | 0 | 0 | 0 | 0 | 0 | 0
Improved repex prioritisation |  | 0 |  | 0 | 0 | 0 | 0 | 0 | 0 | 0 | 0 | 0 | 0 | 0 | 0 | 0 | 0 | 0
life extension |  | 0 |  | 0 | 0 | 0 | 0 | 0 | 0 | 0 | 0 | 0 | 0 | 0 | 0 | 0 | 0 | 0
lower cost assets |  | 0 |  | 0 | 0 | 0 | 0 | 0 | 0 | 0 | 0 | 0 | 0 | 0 | 0 | 0 | 0 | 0
planned vs unplanned repair trade-off |  | 0 |  | 0 | 0 | 0 | 0 | 0 | 0 | 0 | 0 | 0 | 0 | 0 | 0 | 0 | 0 | 0
Opex Efficiency | % claimed
reduced maintenance |  | 0 |  | 0 | 0 | 0 | 0 | 0 | 0 | 0 | 0 | 0 | 0 | 0 | 0 | 0 | 0 | 0
reduced field operations |  | 0 |  | 0 | 0 | 0 | 0 | 0 | 0 | 0 | 0 | 0 | 0 | 0 | 0 | 0 | 0 | 0
Market benefits | % claimed
Unserved energy |  | 0 |  | 0 | 0 | 0 | 0 | 0 | 0 | 0 | 0 | 0 | 0 | 0 | 0 | 0 | 0 | 0
Value of curtailment |  | 0 |  | 0 | 0 | 0 | 0 | 0 | 0 | 0 | 0 | 0 | 0 | 0 | 0 | 0 | 0 | 0
Wholesale pricing (market efficiency) |  | 0 |  | 0 | 0 | 0 | 0 | 0 | 0 | 0 | 0 | 0 | 0 | 0 | 0 | 0 | 0 | 0
Community value of resilience |  | 0 |  | 0 | 0 | 0 | 0 | 0 | 0 | 0 | 0 | 0 | 0 | 0 | 0 | 0 | 0 | 0
Carbon emission reductions |  | 0 |  | 0 | 0 | 0 | 0 | 0 | 0 | 0 | 0 | 0 | 0 | 0 | 0 | 0 | 0 | 0
Reduced losses |  | 0 |  | 0 | 0 | 0 | 0 | 0 | 0 | 0 | 0 | 0 | 0 | 0 | 0 | 0 | 0 | 0
Customer Time |  | 0 |  | 0 | 0 | 0 | 0 | 0 | 0 | 0 | 0 | 0 | 0 | 0 | 0 | 0 | 0 | 0
Overall Project Benefits |  |  |  | Year 1 | Year 2 | Year 3 | Year 4 | Year 5 | Year 6 | Year 7 | Year 8 | Year 9 | Year 10 | Year 11 | Year 12 | Year 13 | Year 14 | Year 15
Safety | % claimed
Public Safety |  | 0 |  | 0 | 0 | 0 | 0 | 0 | 0 | 0 | 0 | 0 | 0 | 0 | 0 | 0 | 0 | 0
Fire |  | 0 |  | 0 | 0 | 0 | 0 | 0 | 0 | 0 | 0 | 0 | 0 | 0 | 0 | 0 | 0 | 0
Environment |  | 0 |  | 0 | 0 | 0 | 0 | 0 | 0 | 0 | 0 | 0 | 0 | 0 | 0 | 0 | 0 | 0
Worker Safety |  | 0 |  | 0 | 0 | 0 | 0 | 0 | 0 | 0 | 0 | 0 | 0 | 0 | 0 | 0 | 0 | 0
Capex efficiency | % claimed
Planning and design efficiencies |  | 0 |  | 0 | 0 | 0 | 0 | 0 | 0 | 0 | 0 | 0 | 0 | 0 | 0 | 0 | 0 | 0
Increased asset/network utilisation |  | 0 |  | 0 | 0 | 0 | 0 | 0 | 0 | 0 | 0 | 0 | 0 | 0 | 0 | 0 | 0 | 0
Improved repex prioritisation |  | 0 |  | 0 | 0 | 0 | 0 | 0 | 0 | 0 | 0 | 0 | 0 | 0 | 0 | 0 | 0 | 0
life extension |  | 0 |  | 0 | 0 | 0 | 0 | 0 | 0 | 0 | 0 | 0 | 0 | 0 | 0 | 0 | 0 | 0
lower cost assets |  | 0 |  | 0 | 0 | 0 | 0 | 0 | 0 | 0 | 0 | 0 | 0 | 0 | 0 | 0 | 0 | 0
planned vs unplanned repair trade-off |  | 0 |  | 0 | 0 | 0 | 0 | 0 | 0 | 0 | 0 | 0 | 0 | 0 | 0 | 0 | 0 | 0
Opex Efficiency | % claimed
reduced maintenance |  | 0 |  | 0 | 0 | 0 | 0 | 0 | 0 | 0 | 0 | 0 | 0 | 0 | 0 | 0 | 0 | 0
reduced field operations |  | 0 |  | 0 | 0 | 0 | 0 | 0 | 0 | 0 | 0 | 0 | 0 | 0 | 0 | 0 | 0 | 0
Market benefits | % claimed
Unserved energy |  | 0 |  | 0 | 0 | 0 | 0 | 0 | 0 | 0 | 0 | 0 | 0 | 0 | 0 | 0 | 0 | 0
Value of curtailment |  | 0 |  | 0 | 0 | 0 | 0 | 0 | 0 | 0 | 0 | 0 | 0 | 0 | 0 | 0 | 0 | 0
Wholesale pricing (market efficiency) |  | 0 |  | 0 | 0 | 0 | 0 | 0 | 0 | 0 | 0 | 0 | 0 | 0 | 0 | 0 | 0 | 0
Community value of resilience |  | 0 |  | 0 | 0 | 0 | 0 | 0 | 0 | 0 | 0 | 0 | 0 | 0 | 0 | 0 | 0 | 0
Carbon emission reductions | 0.01% | 150000 |  | 75000 | 150000 | 150000 | 150000 | 150000 | 150000 | 150000 | 150000 | 150000 | 150000 | 150000 | 150000 | 150000 | 150000 | 150000
Reduced losses |  | 0 |  | 0 | 0 | 0 | 0 | 0 | 0 | 0 | 0 | 0 | 0 | 0 | 0 | 0 | 0 | 0
Customer Time |  | 0 |  | 0 | 0 | 0 | 0 | 0 | 0 | 0 | 0 | 0 | 0 | 0 | 0 | 0 | 0 | 0
Cost Model (Complete pu costs or overall costs - not both) |  |  | Overall
Per unit cost |  | $ |  | Year 1 | Year 2 | Year 3 | Year 4 | Year 5 | Year 6 | Year 7 | Year 8 | Year 9 | Year 10 | Year 11 | Year 12 | Year 13 | Year 14 | Year 15
Capex |  | 0 |  | 0 | 0 | 0 | 0 | 0 | 0 | 0 | 0 | 0 | 0 | 0 | 0 | 0 | 0 | 0
On-going opex (cumulative) |  | 0 |  | 0 | 0 | 0 | 0 | 0 | 0 | 0 | 0 | 0 | 0 | 0 | 0 | 0 | 0 | 0
Overall Project Costs |  |  |  | Year 1 | Year 2 | Year 3 | Year 4 | Year 5 | Year 6 | Year 7 | Year 8 | Year 9 | Year 10 | Year 11 | Year 12 | Year 13 | Year 14 | Year 15
Capex |  |  |  | 750000 | 0 | 0 | 0 | 0 | 0 | 0 | 0 | 0 | 0 | 0 | 0 | 0 | 0 | 0
On-going opex |  |  |  | 0 | 0 | 0 | 0 | 0 | 0 | 0 | 0 | 0 | 0 | 0 | 0 | 0 | 0 | 0
750000
Project Cost build-up
Built from Area Plan 11kV UG 3CS (Difficulty 2) Unit Rate: Labour - $125,120 Material - $7,063 Contracted Services - $1,576,652 Total - $1,708,835 Trial assumed to be approximately 50% of this cost for the size of the trial. ie. ~$750,000.

## PR023
Pilot CER integration for OT systems
Project ID |  |  | PR023
Project Master Data |  |  |  |  | Project Description
Reg ID |  |  | OTI_03.19-3 |  | This project is to trial a streamlined method of integrating customer energy resources (CER) into Ausgrid's OT systems. Recent integrations of CER (e.g. batteries) into the OT systems have been bespoke and the solution varied on a case-by-case basis without a holistic future view of the technology, processes and people. The manufacturer or supplier of each type of technology tends to also provide a platform for control and operation of each type of device, resulting in an inefficient number of platforms, which do not have visibility between each other. So while the integrations have been made into the OT systems, they are not necessarily repeatable or consistent with one another. Whilst manageable as long as the number of integrated CER remains low, but that scenario is highly unlikely. A solution is required to streamline the integration of CER into Ausgrid's OT systems, and that the solution would be repeatable and able to be integrated to other systems (such as a Distributed Energy Resource Management System (DERMS)) which Ausgrid currently do not have. PR023 is an enabling project for PR026 - please see tabs 'PR026' and 'PR023 + PR026' for a combined view of costs and benefits. Benefit quantification: Project will help improve network utilisation.
Reg ID Description |  |  | Safe, Intelligent Networks (Systems)
Asset Class |  |  | Op Tech
RIN Classification (Network / Non-Network) |  |  | Network
RIN Category (Primary Driver - Augex/Repex/Non-Network) |  |  | Augex
Project Maturity (Trial, Pilot, BAU) |  |  | Trial
Project Theme |  |  | Dynamic & Flexible Network Operation
ICT Component (High / Med / Low) |  |  | High
NIAC Project Prioritisation Principles | Rating (1 – 5) | Weight | Score |  | Project Summary | [6 empty] | AER Capex Objectives
Accelerates decarbonisation | 3 | 29% | 0.87 |  |  | Total NPC (real) | -974597.1272 |  | FY25-29 Project Capex | 950000 |  | Meet or manage expected demand | [5 empty] | YES
Improves resilience | 3 | 18% | 0.54 |  |  | Total NPV (real) | -696147.6275 |  | FY25-29 Project Opex | 40000 |  | Complies with regulatory obligations or requirements | [5 empty] | -
Lowers costs for customers | 4 | 18% | 0.72 |  |  | BCR (indicative) | 0.28571 |  | Present Value of benefits | 278449.4997 |  | Maintains the safety, quality, reliability and security of supply of the network | [5 empty] | YES
Improves fairness | 2 | 18% | 0.36 |  |  | BCR (50% risk) | 0.19441 |  | PV of benefits Year 1-5 | 167131.5728 |  | Project score
Improves safety for employees & the community | 4 | 17% | 0.68
Project score |  | 100% | 3.17
Project quantities/phasing
|  |  |  | Year 1 | Year 2 | Year 3 | Year 4 | Year 5 | Year 6 | Year 7 | Year 8 | Year 9 | Year 10 | Year 11 | Year 12 | Year 13 | Year 14 | Year 15
Quantity (widgets) | Total | 0
Phasing (%) |  |  |  | Year 1: 0%; Year 2: 100%; Year 3: 100%; Year 4: 100%; Year 5: 100%; Year 6: 100%; Year 7: 100%; Year 8: 100%
|  |  |  | 90% | 10%
Cost Benefit Analysis
Discount rate |  | 3.44% |  | Year 1 | Year 2 | Year 3 | Year 4 | Year 5 | Year 6 | Year 7 | Year 8 | Year 9 | Year 10 | Year 11 | Year 12 | Year 13 | Year 14 | Year 15
Capex Cost |  |  |  | 855000 | 95000 | 0 | 0 | 0 | 0 | 0 | 0 | 0 | 0 | 0 | 0 | 0 | 0 | 0
Capex Cost (50% risk) |  |  |  | 1282500 | 142500 | 0 | 0 | 0 | 0 | 0 | 0 | 0 | 0 | 0 | 0 | 0 | 0 | 0
Opex Cost |  |  |  | 0 | 10000 | 10000 | 10000 | 10000 | 10000 | 10000 | 10000 | 0 | 0 | 0 | 0 | 0 | 0 | 0
Total and NPC |  | -974597.1272 |  | -855000 | -105000 | -10000 | -10000 | -10000 | -10000 | -10000 | -10000 | 0 | 0 | 0 | 0 | 0 | 0 | 0
Total (50% risk) |  |  |  | 1282500 | 152500 | 10000 | 10000 | 10000 | 10000 | 10000 | 10000 | 0 | 0 | 0 | 0 | 0 | 0 | 0
Aggregate benefits |  |  |  | 0 | 47000 | 47000 | 47000 | 47000 | 47000 | 47000 | 47000 | 0 | 0 | 0 | 0 | 0 | 0 | 0
Net Total and NPV (indicative only) |  | -696147.6275 |  | -855000 | -58000 | 37000 | 37000 | 37000 | 37000 | 37000 | 37000 | 0 | 0 | 0 | 0 | 0 | 0 | 0
Benefits Model (Complete pu benefits or overall benefits - not both) |  |  | Overall
Per unit Benefits |  | 0 |  | Year 1 | Year 2 | Year 3 | Year 4 | Year 5 | Year 6 | Year 7 | Year 8 | Year 9 | Year 10 | Year 11 | Year 12 | Year 13 | Year 14 | Year 15
Safety | % claimed
Public Safety |  | 0 |  | 0 | 0 | 0 | 0 | 0 | 0 | 0 | 0 | 0 | 0 | 0 | 0 | 0 | 0 | 0
Fire |  | 0 |  | 0 | 0 | 0 | 0 | 0 | 0 | 0 | 0 | 0 | 0 | 0 | 0 | 0 | 0 | 0
Environment |  | 0 |  | 0 | 0 | 0 | 0 | 0 | 0 | 0 | 0 | 0 | 0 | 0 | 0 | 0 | 0 | 0
Worker Safety |  | 0 |  | 0 | 0 | 0 | 0 | 0 | 0 | 0 | 0 | 0 | 0 | 0 | 0 | 0 | 0 | 0
Capex efficiency | % claimed
Planning and design efficiencies |  | 0 |  | 0 | 0 | 0 | 0 | 0 | 0 | 0 | 0 | 0 | 0 | 0 | 0 | 0 | 0 | 0
Increased asset/network utilisation |  | 0 |  | 0 | 0 | 0 | 0 | 0 | 0 | 0 | 0 | 0 | 0 | 0 | 0 | 0 | 0 | 0
Improved repex prioritisation |  | 0 |  | 0 | 0 | 0 | 0 | 0 | 0 | 0 | 0 | 0 | 0 | 0 | 0 | 0 | 0 | 0
life extension |  | 0 |  | 0 | 0 | 0 | 0 | 0 | 0 | 0 | 0 | 0 | 0 | 0 | 0 | 0 | 0 | 0
lower cost assets |  | 0 |  | 0 | 0 | 0 | 0 | 0 | 0 | 0 | 0 | 0 | 0 | 0 | 0 | 0 | 0 | 0
planned vs unplanned repair trade-off |  | 0 |  | 0 | 0 | 0 | 0 | 0 | 0 | 0 | 0 | 0 | 0 | 0 | 0 | 0 | 0 | 0
Opex Efficiency | % claimed
reduced maintenance |  | 0 |  | 0 | 0 | 0 | 0 | 0 | 0 | 0 | 0 | 0 | 0 | 0 | 0 | 0 | 0 | 0
reduced field operations |  | 0 |  | 0 | 0 | 0 | 0 | 0 | 0 | 0 | 0 | 0 | 0 | 0 | 0 | 0 | 0 | 0
Market benefits | % claimed
Unserved energy |  | 0 |  | 0 | 0 | 0 | 0 | 0 | 0 | 0 | 0 | 0 | 0 | 0 | 0 | 0 | 0 | 0
Value of curtailment |  | 0 |  | 0 | 0 | 0 | 0 | 0 | 0 | 0 | 0 | 0 | 0 | 0 | 0 | 0 | 0 | 0
Wholesale pricing (market efficiency) |  | 0 |  | 0 | 0 | 0 | 0 | 0 | 0 | 0 | 0 | 0 | 0 | 0 | 0 | 0 | 0 | 0
Community value of resilience |  | 0 |  | 0 | 0 | 0 | 0 | 0 | 0 | 0 | 0 | 0 | 0 | 0 | 0 | 0 | 0 | 0
Carbon emission reductions |  | 0 |  | 0 | 0 | 0 | 0 | 0 | 0 | 0 | 0 | 0 | 0 | 0 | 0 | 0 | 0 | 0
Reduced losses |  | 0 |  | 0 | 0 | 0 | 0 | 0 | 0 | 0 | 0 | 0 | 0 | 0 | 0 | 0 | 0 | 0
Customer Time |  | 0 |  | 0 | 0 | 0 | 0 | 0 | 0 | 0 | 0 | 0 | 0 | 0 | 0 | 0 | 0 | 0
Overall Project Benefits |  |  |  | Year 1 | Year 2 | Year 3 | Year 4 | Year 5 | Year 6 | Year 7 | Year 8 | Year 9 | Year 10 | Year 11 | Year 12 | Year 13 | Year 14 | Year 15
Safety | % claimed
Public Safety |  | 0 |  | 0 | 0 | 0 | 0 | 0 | 0 | 0 | 0 | 0 | 0 | 0 | 0 | 0 | 0 | 0
Fire |  | 0 |  | 0 | 0 | 0 | 0 | 0 | 0 | 0 | 0 | 0 | 0 | 0 | 0 | 0 | 0 | 0
Environment |  | 0 |  | 0 | 0 | 0 | 0 | 0 | 0 | 0 | 0 | 0 | 0 | 0 | 0 | 0 | 0 | 0
Worker Safety |  | 0 |  | 0 | 0 | 0 | 0 | 0 | 0 | 0 | 0 | 0 | 0 | 0 | 0 | 0 | 0 | 0
Capex efficiency | % claimed
Planning and design efficiencies |  | 0 |  | 0 | 0 | 0 | 0 | 0 | 0 | 0 | 0 | 0 | 0 | 0 | 0 | 0 | 0 | 0
Increased asset/network utilisation | 0.1% | 47000 |  | 0 | 47000 | 47000 | 47000 | 47000 | 47000 | 47000 | 47000 | 0 | 0 | 0 | 0 | 0 | 0 | 0
Improved repex prioritisation |  | 0 |  | 0 | 0 | 0 | 0 | 0 | 0 | 0 | 0 | 0 | 0 | 0 | 0 | 0 | 0 | 0
life extension |  | 0 |  | 0 | 0 | 0 | 0 | 0 | 0 | 0 | 0 | 0 | 0 | 0 | 0 | 0 | 0 | 0
lower cost assets |  | 0 |  | 0 | 0 | 0 | 0 | 0 | 0 | 0 | 0 | 0 | 0 | 0 | 0 | 0 | 0 | 0
planned vs unplanned repair trade-off |  | 0 |  | 0 | 0 | 0 | 0 | 0 | 0 | 0 | 0 | 0 | 0 | 0 | 0 | 0 | 0 | 0
Opex Efficiency | % claimed
reduced maintenance |  | 0 |  | 0 | 0 | 0 | 0 | 0 | 0 | 0 | 0 | 0 | 0 | 0 | 0 | 0 | 0 | 0
reduced field operations |  | 0 |  | 0 | 0 | 0 | 0 | 0 | 0 | 0 | 0 | 0 | 0 | 0 | 0 | 0 | 0 | 0
Market benefits | % claimed
Unserved energy |  | 0 |  | 0 | 0 | 0 | 0 | 0 | 0 | 0 | 0 | 0 | 0 | 0 | 0 | 0 | 0 | 0
Value of curtailment |  | 0 |  | 0 | 0 | 0 | 0 | 0 | 0 | 0 | 0 | 0 | 0 | 0 | 0 | 0 | 0 | 0
Wholesale pricing (market efficiency) |  | 0 |  | 0 | 0 | 0 | 0 | 0 | 0 | 0 | 0 | 0 | 0 | 0 | 0 | 0 | 0 | 0
Community value of resilience |  | 0 |  | 0 | 0 | 0 | 0 | 0 | 0 | 0 | 0 | 0 | 0 | 0 | 0 | 0 | 0 | 0
Carbon emission reductions |  | 0 |  | 0 | 0 | 0 | 0 | 0 | 0 | 0 | 0 | 0 | 0 | 0 | 0 | 0 | 0 | 0
Reduced losses |  | 0 |  | 0 | 0 | 0 | 0 | 0 | 0 | 0 | 0 | 0 | 0 | 0 | 0 | 0 | 0 | 0
Customer Time |  | 0 |  | 0 | 0 | 0 | 0 | 0 | 0 | 0 | 0 | 0 | 0 | 0 | 0 | 0 | 0 | 0
Cost Model (Complete pu costs or overall costs - not both) |  |  | Overall
Per unit cost |  | $ |  | Year 1 | Year 2 | Year 3 | Year 4 | Year 5 | Year 6 | Year 7 | Year 8 | Year 9 | Year 10 | Year 11 | Year 12 | Year 13 | Year 14 | Year 15
Capex |  | 0 |  | 0 | 0 | 0 | 0 | 0 | 0 | 0 | 0 | 0 | 0 | 0 | 0 | 0 | 0 | 0
On-going opex (cumulative) |  | 0 |  | 0 | 0 | 0 | 0 | 0 | 0 | 0 | 0 | 0 | 0 | 0 | 0 | 0 | 0 | 0
Overall Project Costs |  |  |  | Year 1 | Year 2 | Year 3 | Year 4 | Year 5 | Year 6 | Year 7 | Year 8 | Year 9 | Year 10 | Year 11 | Year 12 | Year 13 | Year 14 | Year 15
Capex |  |  |  | 855000 | 95000 | 0 | 0 | 0 | 0 | 0 | 0 | 0 | 0 | 0 | 0 | 0 | 0 | 0
On-going opex |  |  |  | 0 | 10000 | 10000 | 10000 | 10000 | 10000 | 10000 | 10000 | 0 | 0 | 0 | 0 | 0 | 0 | 0
950000
Project Cost build-up
Estimates based on similar projects: Labour - $215,000 -Project management/BA Contracted services - $735,000 - Software development - Integration and testing

## PR026
Advanced load and generation information system
Project ID |  |  | PR026
Project Master Data |  |  |  |  | Project Description
Reg ID |  |  | OTI_03.19-3 |  | Load information is used to estimate expected load over time and to guide power system planning strategies. The traditional paradigm of the electricity network has centralised large-scale coal fired generators connected to the transmission network and distributed loads with motors with a lagging power factor. The new paradigm of the electricity network has increasing distributed generations connecting to both transmission and distribution networks, with loads increasingly being dominated by power electronics with a leading power factor. Load information currently available reflects the needs of the traditional paradigm and not well suited to assess the current evolving network where two-way power flows can significantly impact network performance and customer experience. In order to accurately assess load information, an advanced load information system capable of ingesting voltage data is required. Using voltage data to correlate to load information, networks would be better informed about network limitations, able to manage network voltage, improve hosting capacity on the low voltage network to enable rooftop solar connection and minimise curtailment of distributed generation. PR023 is an enabling project for PR026 - please see tabs 'PR023' and 'PR023 + PR026' for a combined view of costs and benefits. Benefit quantification: More accurate network modelling leading to improvement in operations, planning efficiency and utilisation, optimisation of energy losses and solar curtailment.
Reg ID Description |  |  | Safe, Intelligent Networks (Systems)
Asset Class |  |  | Intelligent Electronic Devices
RIN Classification (Network / Non-Network) |  |  | Network
RIN Category (Primary Driver - Augex/Repex/Non-Network) |  |  | Augex
Project Maturity (Trial, Pilot, BAU) |  |  | Trial
Project Theme |  |  | Dynamic & Flexible Network Planning
ICT Component (High / Med / Low) |  |  | High
NIAC Project Prioritisation Principles | Rating (1 – 5) | Weight | Score |  | Project Summary | [6 empty] | AER Capex Objectives
Accelerates decarbonisation | 3 | 29% | 0.87 |  |  | Total NPC (real) | -974597.1272 |  | FY25-29 Project Capex | 950000 |  | Meet or manage expected demand | [5 empty] | YES
Improves resilience | 2 | 18% | 0.36 |  |  | Total NPV (real) | 4660154.344 |  | FY25-29 Project Opex | 40000 |  | Complies with regulatory obligations or requirements | [5 empty] | -
Lowers costs for customers | 3 | 18% | 0.54 |  |  | BCR (indicative) | 5.7816 |  | Present Value of benefits | 5634751.4711 |  | Maintains the safety, quality, reliability and security of supply of the network | [5 empty] | YES
Improves fairness | 3 | 18% | 0.54 |  |  | BCR (50% risk) | 3.9341 |  | PV of benefits Year 1-5 | 3382102.9543 |  | Project score
Improves safety for employees & the community | 3 | 17% | 0.51
Project score |  | 100% | 2.82
Project quantities/phasing
|  |  |  | Year 1 | Year 2 | Year 3 | Year 4 | Year 5 | Year 6 | Year 7 | Year 8 | Year 9 | Year 10 | Year 11 | Year 12 | Year 13 | Year 14 | Year 15
Quantity (widgets) | Total | 0
Phasing (%) |  |  |  | Year 1: 0%; Year 2: 100%; Year 3: 100%; Year 4: 100%; Year 5: 100%; Year 6: 100%; Year 7: 100%; Year 8: 100%
|  |  |  | 90% | 10%
Cost Benefit Analysis
Discount rate |  | 3.44% |  | Year 1 | Year 2 | Year 3 | Year 4 | Year 5 | Year 6 | Year 7 | Year 8 | Year 9 | Year 10 | Year 11 | Year 12 | Year 13 | Year 14 | Year 15
Capex Cost |  |  |  | 855000 | 95000 | 0 | 0 | 0 | 0 | 0 | 0 | 0 | 0 | 0 | 0 | 0 | 0 | 0
Capex Cost (50% risk) |  |  |  | 1282500 | 142500 | 0 | 0 | 0 | 0 | 0 | 0 | 0 | 0 | 0 | 0 | 0 | 0 | 0
Opex Cost |  |  |  | 0 | 10000 | 10000 | 10000 | 10000 | 10000 | 10000 | 10000 | 0 | 0 | 0 | 0 | 0 | 0 | 0
Total and NPC |  | -974597.1272 |  | -855000 | -105000 | -10000 | -10000 | -10000 | -10000 | -10000 | -10000 | 0 | 0 | 0 | 0 | 0 | 0 | 0
Total (50% risk) |  |  |  | 1282500 | 152500 | 10000 | 10000 | 10000 | 10000 | 10000 | 10000 | 0 | 0 | 0 | 0 | 0 | 0 | 0
Aggregate benefits |  |  |  | 0 | 951100 | 951100 | 951100 | 951100 | 951100 | 951100 | 951100 | 0 | 0 | 0 | 0 | 0 | 0 | 0
Net Total and NPV (indicative only) |  | 4660154.344 |  | -855000 | 846100 | 941100 | 941100 | 941100 | 941100 | 941100 | 941100 | 0 | 0 | 0 | 0 | 0 | 0 | 0
Benefits Model (Complete pu benefits or overall benefits - not both) |  |  | Overall
Per unit Benefits |  | 0 |  | Year 1 | Year 2 | Year 3 | Year 4 | Year 5 | Year 6 | Year 7 | Year 8 | Year 9 | Year 10 | Year 11 | Year 12 | Year 13 | Year 14 | Year 15
Safety | % claimed
Public Safety |  | 0 |  | 0 | 0 | 0 | 0 | 0 | 0 | 0 | 0 | 0 | 0 | 0 | 0 | 0 | 0 | 0
Fire |  | 0 |  | 0 | 0 | 0 | 0 | 0 | 0 | 0 | 0 | 0 | 0 | 0 | 0 | 0 | 0 | 0
Environment |  | 0 |  | 0 | 0 | 0 | 0 | 0 | 0 | 0 | 0 | 0 | 0 | 0 | 0 | 0 | 0 | 0
Worker Safety |  | 0 |  | 0 | 0 | 0 | 0 | 0 | 0 | 0 | 0 | 0 | 0 | 0 | 0 | 0 | 0 | 0
Capex efficiency | % claimed
Planning and design efficiencies |  | 0 |  | 0 | 0 | 0 | 0 | 0 | 0 | 0 | 0 | 0 | 0 | 0 | 0 | 0 | 0 | 0
Increased asset/network utilisation |  | 0 |  | 0 | 0 | 0 | 0 | 0 | 0 | 0 | 0 | 0 | 0 | 0 | 0 | 0 | 0 | 0
Improved repex prioritisation |  | 0 |  | 0 | 0 | 0 | 0 | 0 | 0 | 0 | 0 | 0 | 0 | 0 | 0 | 0 | 0 | 0
life extension |  | 0 |  | 0 | 0 | 0 | 0 | 0 | 0 | 0 | 0 | 0 | 0 | 0 | 0 | 0 | 0 | 0
lower cost assets |  | 0 |  | 0 | 0 | 0 | 0 | 0 | 0 | 0 | 0 | 0 | 0 | 0 | 0 | 0 | 0 | 0
planned vs unplanned repair trade-off |  | 0 |  | 0 | 0 | 0 | 0 | 0 | 0 | 0 | 0 | 0 | 0 | 0 | 0 | 0 | 0 | 0
Opex Efficiency | % claimed
reduced maintenance |  | 0 |  | 0 | 0 | 0 | 0 | 0 | 0 | 0 | 0 | 0 | 0 | 0 | 0 | 0 | 0 | 0
reduced field operations |  | 0 |  | 0 | 0 | 0 | 0 | 0 | 0 | 0 | 0 | 0 | 0 | 0 | 0 | 0 | 0 | 0
Market benefits | % claimed
Unserved energy |  | 0 |  | 0 | 0 | 0 | 0 | 0 | 0 | 0 | 0 | 0 | 0 | 0 | 0 | 0 | 0 | 0
Value of curtailment |  | 0 |  | 0 | 0 | 0 | 0 | 0 | 0 | 0 | 0 | 0 | 0 | 0 | 0 | 0 | 0 | 0
Wholesale pricing (market efficiency) |  | 0 |  | 0 | 0 | 0 | 0 | 0 | 0 | 0 | 0 | 0 | 0 | 0 | 0 | 0 | 0 | 0
Community value of resilience |  | 0 |  | 0 | 0 | 0 | 0 | 0 | 0 | 0 | 0 | 0 | 0 | 0 | 0 | 0 | 0 | 0
Carbon emission reductions |  | 0 |  | 0 | 0 | 0 | 0 | 0 | 0 | 0 | 0 | 0 | 0 | 0 | 0 | 0 | 0 | 0
Reduced losses |  | 0 |  | 0 | 0 | 0 | 0 | 0 | 0 | 0 | 0 | 0 | 0 | 0 | 0 | 0 | 0 | 0
Customer Time |  | 0 |  | 0 | 0 | 0 | 0 | 0 | 0 | 0 | 0 | 0 | 0 | 0 | 0 | 0 | 0 | 0
Overall Project Benefits |  |  |  | Year 1 | Year 2 | Year 3 | Year 4 | Year 5 | Year 6 | Year 7 | Year 8 | Year 9 | Year 10 | Year 11 | Year 12 | Year 13 | Year 14 | Year 15
Safety | % claimed
Public Safety |  | 0 |  | 0 | 0 | 0 | 0 | 0 | 0 | 0 | 0 | 0 | 0 | 0 | 0 | 0 | 0 | 0
Fire |  | 0 |  | 0 | 0 | 0 | 0 | 0 | 0 | 0 | 0 | 0 | 0 | 0 | 0 | 0 | 0 | 0
Environment |  | 0 |  | 0 | 0 | 0 | 0 | 0 | 0 | 0 | 0 | 0 | 0 | 0 | 0 | 0 | 0 | 0
Worker Safety |  | 0 |  | 0 | 0 | 0 | 0 | 0 | 0 | 0 | 0 | 0 | 0 | 0 | 0 | 0 | 0 | 0
Capex efficiency | % claimed
Planning and design efficiencies | 1% | 278000 |  | 0 | 278000 | 278000 | 278000 | 278000 | 278000 | 278000 | 278000 | 0 | 0 | 0 | 0 | 0 | 0 | 0
Increased asset/network utilisation | 1% | 470000 |  | 0 | 470000 | 470000 | 470000 | 470000 | 470000 | 470000 | 470000 | 0 | 0 | 0 | 0 | 0 | 0 | 0
Improved repex prioritisation |  | 0 |  | 0 | 0 | 0 | 0 | 0 | 0 | 0 | 0 | 0 | 0 | 0 | 0 | 0 | 0 | 0
life extension |  | 0 |  | 0 | 0 | 0 | 0 | 0 | 0 | 0 | 0 | 0 | 0 | 0 | 0 | 0 | 0 | 0
lower cost assets |  | 0 |  | 0 | 0 | 0 | 0 | 0 | 0 | 0 | 0 | 0 | 0 | 0 | 0 | 0 | 0 | 0
planned vs unplanned repair trade-off |  | 0 |  | 0 | 0 | 0 | 0 | 0 | 0 | 0 | 0 | 0 | 0 | 0 | 0 | 0 | 0 | 0
Opex Efficiency | % claimed
reduced maintenance |  | 0 |  | 0 | 0 | 0 | 0 | 0 | 0 | 0 | 0 | 0 | 0 | 0 | 0 | 0 | 0 | 0
reduced field operations |  | 0 |  | 0 | 0 | 0 | 0 | 0 | 0 | 0 | 0 | 0 | 0 | 0 | 0 | 0 | 0 | 0
Market benefits | % claimed
Unserved energy | 0.1% | 126000 |  | 0 | 126000 | 126000 | 126000 | 126000 | 126000 | 126000 | 126000 | 0 | 0 | 0 | 0 | 0 | 0 | 0
Value of curtailment |  | 0 |  | 0 | 0 | 0 | 0 | 0 | 0 | 0 | 0 | 0 | 0 | 0 | 0 | 0 | 0 | 0
Wholesale pricing (market efficiency) |  | 0 |  | 0 | 0 | 0 | 0 | 0 | 0 | 0 | 0 | 0 | 0 | 0 | 0 | 0 | 0 | 0
Community value of resilience |  | 0 |  | 0 | 0 | 0 | 0 | 0 | 0 | 0 | 0 | 0 | 0 | 0 | 0 | 0 | 0 | 0
Carbon emission reductions | 4e-05% | 600 |  | 0 | 600 | 600 | 600 | 600 | 600 | 600 | 600 | 0 | 0 | 0 | 0 | 0 | 0 | 0
Reduced losses | 0.1% | 76500 |  | 0 | 76500 | 76500 | 76500 | 76500 | 76500 | 76500 | 76500 | 0 | 0 | 0 | 0 | 0 | 0 | 0
Customer Time |  | 0 |  | 0 | 0 | 0 | 0 | 0 | 0 | 0 | 0 | 0 | 0 | 0 | 0 | 0 | 0 | 0
Cost Model (Complete pu costs or overall costs - not both) |  |  | Overall
Per unit cost |  | $ |  | Year 1 | Year 2 | Year 3 | Year 4 | Year 5 | Year 6 | Year 7 | Year 8 | Year 9 | Year 10 | Year 11 | Year 12 | Year 13 | Year 14 | Year 15
Capex |  | 0 |  | 0 | 0 | 0 | 0 | 0 | 0 | 0 | 0 | 0 | 0 | 0 | 0 | 0 | 0 | 0
On-going opex (cumulative) |  | 0 |  | 0 | 0 | 0 | 0 | 0 | 0 | 0 | 0 | 0 | 0 | 0 | 0 | 0 | 0 | 0
Overall Project Costs |  |  |  | Year 1 | Year 2 | Year 3 | Year 4 | Year 5 | Year 6 | Year 7 | Year 8 | Year 9 | Year 10 | Year 11 | Year 12 | Year 13 | Year 14 | Year 15
Capex |  |  |  | 855000 | 95000 | 0 | 0 | 0 | 0 | 0 | 0 | 0 | 0 | 0 | 0 | 0 | 0 | 0
On-going opex |  |  |  | 0 | 10000 | 10000 | 10000 | 10000 | 10000 | 10000 | 10000 | 0 | 0 | 0 | 0 | 0 | 0 | 0
950000
Project Cost build-up
Estimates based on similar projects: Labour - $220,000 -Project management/BA Contracted services - $730,000 - Software development - Integration and testing

## PR023+PR026
Advanced load and generation information system with operational technology integration
Project ID |  |  | PR023 + PR026
Project Master Data |  |  |  |  | Project Description
Reg ID |  |  | Reg ID |  | PR023 is an enabling project for PR026. Below is a combined CBA analysis. Please see individual tabs for details on each project including phasing, benefits and project cost build-up.
Reg ID Description |  |  | Reg ID Description
Asset Class |  |  | <asset class>
RIN Classification (Network / Non-Network) |  |  | RIN Classification
RIN Category (Primary Driver - Augex/Repex/Non-Network) |  |  | RIN Category (Primary Driver)
Project Maturity (Trial, Pilot, BAU) |  |  | Project Maturity
Project Theme |  |  | Project Theme
ICT Component (High / Med / Low) |  |  | ICT Component
NIAC Project Prioritisation Principles | Rating (1 – 5) | Weight | Score |  | Project Summary | [6 empty] | AER Capex Objectives
Accelerates decarbonisation |  | 29% | 0 |  |  | Total NPC (real) | -1949194.2543 |  | FY25-29 Project Capex | 1900000 |  | Meet or manage expected demand | [5 empty] | -
Improves resilience |  | 18% | 0 |  |  | Total NPV (real) | 3964006.7165 |  | FY25-29 Project Opex | 80000 |  | Complies with regulatory obligations or requirements | [5 empty] | -
Lowers costs for customers |  | 18% | 0 |  |  | BCR (indicative) | 3.0337 |  | Present Value of benefits | 5913200.9708 |  | Maintains the safety, quality, reliability and security of supply of the network | [5 empty] | -
Improves fairness |  | 18% | 0 |  |  | BCR (50% risk) | 2.0643 |  | PV of benefits Year 1-5 | 3549234.5271 |  | Project score
Improves safety for employees & the community |  | 17% | 0
Project score |  | 100% | 0
Project quantities/phasing
|  |  |  | Year 1 | Year 2 | Year 3 | Year 4 | Year 5 | Year 6 | Year 7 | Year 8 | Year 9 | Year 10 | Year 11 | Year 12 | Year 13 | Year 14 | Year 15
Quantity (widgets) | Total | 0
Phasing (%)
Cost Benefit Analysis
Discount rate |  | 3.44% |  | Year 1 | Year 2 | Year 3 | Year 4 | Year 5 | Year 6 | Year 7 | Year 8 | Year 9 | Year 10 | Year 11 | Year 12 | Year 13 | Year 14 | Year 15
Capex Cost |  |  |  | 1710000 | 190000 | 0 | 0 | 0 | 0 | 0 | 0 | 0 | 0 | 0 | 0 | 0 | 0 | 0
Capex Cost (50% risk) |  |  |  | 2565000 | 285000 | 0 | 0 | 0 | 0 | 0 | 0 | 0 | 0 | 0 | 0 | 0 | 0 | 0
Opex Cost |  |  |  | 0 | 20000 | 20000 | 20000 | 20000 | 20000 | 20000 | 20000 | 0 | 0 | 0 | 0 | 0 | 0 | 0
Total and NPC |  | -1949194.2543 |  | -1710000 | -210000 | -20000 | -20000 | -20000 | -20000 | -20000 | -20000 | 0 | 0 | 0 | 0 | 0 | 0 | 0
Total (50% risk) |  |  |  | 2565000 | 305000 | 20000 | 20000 | 20000 | 20000 | 20000 | 20000 | 0 | 0 | 0 | 0 | 0 | 0 | 0
Aggregate benefits |  |  |  | 0 | 998100 | 998100 | 998100 | 998100 | 998100 | 998100 | 998100 | 0 | 0 | 0 | 0 | 0 | 0 | 0
Net Total and NPV (indicative only) |  | 3964006.7165 |  | -1710000 | 788100 | 978100 | 978100 | 978100 | 978100 | 978100 | 978100 | 0 | 0 | 0 | 0 | 0 | 0 | 0
Benefits Model (Complete pu benefits or overall benefits - not both) |  |  | Overall
Per unit Benefits |  | 0 |  | Year 1 | Year 2 | Year 3 | Year 4 | Year 5 | Year 6 | Year 7 | Year 8 | Year 9 | Year 10 | Year 11 | Year 12 | Year 13 | Year 14 | Year 15
Safety | % claimed
Public Safety |  | 0 |  | 0 | 0 | 0 | 0 | 0 | 0 | 0 | 0 | 0 | 0 | 0 | 0 | 0 | 0 | 0
Fire |  | 0 |  | 0 | 0 | 0 | 0 | 0 | 0 | 0 | 0 | 0 | 0 | 0 | 0 | 0 | 0 | 0
Environment |  | 0 |  | 0 | 0 | 0 | 0 | 0 | 0 | 0 | 0 | 0 | 0 | 0 | 0 | 0 | 0 | 0
Worker Safety |  | 0 |  | 0 | 0 | 0 | 0 | 0 | 0 | 0 | 0 | 0 | 0 | 0 | 0 | 0 | 0 | 0
Capex efficiency | % claimed
Planning and design efficiencies |  | 0 |  | 0 | 0 | 0 | 0 | 0 | 0 | 0 | 0 | 0 | 0 | 0 | 0 | 0 | 0 | 0
Increased asset/network utilisation |  | 0 |  | 0 | 0 | 0 | 0 | 0 | 0 | 0 | 0 | 0 | 0 | 0 | 0 | 0 | 0 | 0
Improved repex prioritisation |  | 0 |  | 0 | 0 | 0 | 0 | 0 | 0 | 0 | 0 | 0 | 0 | 0 | 0 | 0 | 0 | 0
life extension |  | 0 |  | 0 | 0 | 0 | 0 | 0 | 0 | 0 | 0 | 0 | 0 | 0 | 0 | 0 | 0 | 0
lower cost assets |  | 0 |  | 0 | 0 | 0 | 0 | 0 | 0 | 0 | 0 | 0 | 0 | 0 | 0 | 0 | 0 | 0
planned vs unplanned repair trade-off |  | 0 |  | 0 | 0 | 0 | 0 | 0 | 0 | 0 | 0 | 0 | 0 | 0 | 0 | 0 | 0 | 0
Opex Efficiency | % claimed
reduced maintenance |  | 0 |  | 0 | 0 | 0 | 0 | 0 | 0 | 0 | 0 | 0 | 0 | 0 | 0 | 0 | 0 | 0
reduced field operations |  | 0 |  | 0 | 0 | 0 | 0 | 0 | 0 | 0 | 0 | 0 | 0 | 0 | 0 | 0 | 0 | 0
Market benefits | % claimed
Unserved energy |  | 0 |  | 0 | 0 | 0 | 0 | 0 | 0 | 0 | 0 | 0 | 0 | 0 | 0 | 0 | 0 | 0
Value of curtailment |  | 0 |  | 0 | 0 | 0 | 0 | 0 | 0 | 0 | 0 | 0 | 0 | 0 | 0 | 0 | 0 | 0
Wholesale pricing (market efficiency) |  | 0 |  | 0 | 0 | 0 | 0 | 0 | 0 | 0 | 0 | 0 | 0 | 0 | 0 | 0 | 0 | 0
Community value of resilience |  | 0 |  | 0 | 0 | 0 | 0 | 0 | 0 | 0 | 0 | 0 | 0 | 0 | 0 | 0 | 0 | 0
Carbon emission reductions |  | 0 |  | 0 | 0 | 0 | 0 | 0 | 0 | 0 | 0 | 0 | 0 | 0 | 0 | 0 | 0 | 0
Reduced losses |  | 0 |  | 0 | 0 | 0 | 0 | 0 | 0 | 0 | 0 | 0 | 0 | 0 | 0 | 0 | 0 | 0
Customer Time |  | 0 |  | 0 | 0 | 0 | 0 | 0 | 0 | 0 | 0 | 0 | 0 | 0 | 0 | 0 | 0 | 0
Overall Project Benefits |  |  |  | Year 1 | Year 2 | Year 3 | Year 4 | Year 5 | Year 6 | Year 7 | Year 8 | Year 9 | Year 10 | Year 11 | Year 12 | Year 13 | Year 14 | Year 15
Safety | % claimed
Public Safety |  | 0 |  | 0 | 0 | 0 | 0 | 0 | 0 | 0 | 0 | 0 | 0 | 0 | 0 | 0 | 0 | 0
Fire |  | 0 |  | 0 | 0 | 0 | 0 | 0 | 0 | 0 | 0 | 0 | 0 | 0 | 0 | 0 | 0 | 0
Environment |  | 0 |  | 0 | 0 | 0 | 0 | 0 | 0 | 0 | 0 | 0 | 0 | 0 | 0 | 0 | 0 | 0
Worker Safety |  | 0 |  | 0 | 0 | 0 | 0 | 0 | 0 | 0 | 0 | 0 | 0 | 0 | 0 | 0 | 0 | 0
Capex efficiency | % claimed
Planning and design efficiencies |  | 0 |  | 0 | 0 | 0 | 0 | 0 | 0 | 0 | 0 | 0 | 0 | 0 | 0 | 0 | 0 | 0
Increased asset/network utilisation |  | 0 |  | 0 | 0 | 0 | 0 | 0 | 0 | 0 | 0 | 0 | 0 | 0 | 0 | 0 | 0 | 0
Improved repex prioritisation |  | 0 |  | 0 | 0 | 0 | 0 | 0 | 0 | 0 | 0 | 0 | 0 | 0 | 0 | 0 | 0 | 0
life extension |  | 0 |  | 0 | 0 | 0 | 0 | 0 | 0 | 0 | 0 | 0 | 0 | 0 | 0 | 0 | 0 | 0
lower cost assets |  | 0 |  | 0 | 0 | 0 | 0 | 0 | 0 | 0 | 0 | 0 | 0 | 0 | 0 | 0 | 0 | 0
planned vs unplanned repair trade-off |  | 0 |  | 0 | 0 | 0 | 0 | 0 | 0 | 0 | 0 | 0 | 0 | 0 | 0 | 0 | 0 | 0
Opex Efficiency | % claimed
reduced maintenance |  | 0 |  | 0 | 0 | 0 | 0 | 0 | 0 | 0 | 0 | 0 | 0 | 0 | 0 | 0 | 0 | 0
reduced field operations |  | 0 |  | 0 | 0 | 0 | 0 | 0 | 0 | 0 | 0 | 0 | 0 | 0 | 0 | 0 | 0 | 0
Market benefits | % claimed
Unserved energy |  | 0 |  | 0 | 0 | 0 | 0 | 0 | 0 | 0 | 0 | 0 | 0 | 0 | 0 | 0 | 0 | 0
Value of curtailment |  | 0 |  | 0 | 0 | 0 | 0 | 0 | 0 | 0 | 0 | 0 | 0 | 0 | 0 | 0 | 0 | 0
Wholesale pricing (market efficiency) |  | 0 |  | 0 | 0 | 0 | 0 | 0 | 0 | 0 | 0 | 0 | 0 | 0 | 0 | 0 | 0 | 0
Community value of resilience |  | 0 |  | 0 | 0 | 0 | 0 | 0 | 0 | 0 | 0 | 0 | 0 | 0 | 0 | 0 | 0 | 0
Carbon emission reductions |  | 0 |  | 0 | 0 | 0 | 0 | 0 | 0 | 0 | 0 | 0 | 0 | 0 | 0 | 0 | 0 | 0
Reduced losses |  | 0 |  | 0 | 0 | 0 | 0 | 0 | 0 | 0 | 0 | 0 | 0 | 0 | 0 | 0 | 0 | 0
Customer Time |  | 0 |  | 0 | 0 | 0 | 0 | 0 | 0 | 0 | 0 | 0 | 0 | 0 | 0 | 0 | 0 | 0
Cost Model (Complete pu costs or overall costs - not both) |  |  | Overall
Per unit cost |  | $ |  | Year 1 | Year 2 | Year 3 | Year 4 | Year 5 | Year 6 | Year 7 | Year 8 | Year 9 | Year 10 | Year 11 | Year 12 | Year 13 | Year 14 | Year 15
Capex |  | 0 |  | 0 | 0 | 0 | 0 | 0 | 0 | 0 | 0 | 0 | 0 | 0 | 0 | 0 | 0 | 0
On-going opex (cumulative) |  | 0 |  | 0 | 0 | 0 | 0 | 0 | 0 | 0 | 0 | 0 | 0 | 0 | 0 | 0 | 0 | 0
Overall Project Costs |  |  |  | Year 1 | Year 2 | Year 3 | Year 4 | Year 5 | Year 6 | Year 7 | Year 8 | Year 9 | Year 10 | Year 11 | Year 12 | Year 13 | Year 14 | Year 15
Capex
On-going opex
Project Cost build-up

## PR027
Network state estimator using machine learning
Project ID |  |  | PR027
Project Master Data |  |  |  |  | Project Description
Reg ID |  |  | OTI_03.19-3 |  | A distribution system or low voltage network (LV) state estimator is required to provide Ausgrid as a Distribution System Operator (DSO) with detailed information regarding the state of the LV network in order to facilitate better decision on network utilisation. Although state estimation is widely used in the transmission networks, the same algorithms used in the transmission network cannot easily be adopted for the distribution network. This is due to the significant differences between the transmission and distribution networks, and there is only now emerging research into state estimation at distribution scales. Transmission network are mostly balanced network, but distribution networks are not; most distribution or LV customers have single phase connection. Measurements on the transmission network are utility owned and reliable; measurements on the distribution networks may not all be utility owned and susceptible to bad data, either low amount of available measurement or low availability. The Ausgrid low voltage network has a large number (over 50,000) of overhead and underground switch points that are not remotely monitored, which can lead to inaccuracies about the true state of the network. In addition, in NSW, Accredited Service Providers undertake a large volume customer connection services. This can also lead to inaccurate information being recorded about a customer's connection (e.g. which phase they are connected to). This project aims to implement and trial a distribution system state estimator for a portion of the distribution network to determine the optimum level of investment required for LV network monitoring. It is also envisaged that a distribution system state estimator will be able to determine if LV switches are left in an abnormal state and enable proactive rectification prior to a contingency or to maximise the value of CER and avoid future interventions. Benefit quantification: Leads to improved utilisation of the network & some unserved energy benefits.
Reg ID Description |  |  | Safe, Intelligent Networks (Systems)
Asset Class |  |  | Intelligent Electronic Devices
RIN Classification (Network / Non-Network) |  |  | Network
RIN Category (Primary Driver - Augex/Repex/Non-Network) |  |  | Augex
Project Maturity (Trial, Pilot, BAU) |  |  | Trial
Project Theme |  |  | Dynamic & Flexible Network Planning
ICT Component (High / Med / Low) |  |  | High
NIAC Project Prioritisation Principles | Rating (1 – 5) | Weight | Score |  | Project Summary | [6 empty] | AER Capex Objectives
Accelerates decarbonisation | 4 | 29% | 1.16 |  |  | Total NPC (real) | -2104651.1023 |  | FY25-29 Project Capex | 2100000 |  | Meet or manage expected demand | [5 empty] | YES
Improves resilience | 3 | 18% | 0.54 |  |  | Total NPV (real) | 4544209.2908 |  | FY25-29 Project Opex | 60000 |  | Complies with regulatory obligations or requirements | [5 empty] | -
Lowers costs for customers | 4 | 18% | 0.72 |  |  | BCR (indicative) | 3.1591 |  | Present Value of benefits | 6648860.3931 |  | Maintains the safety, quality, reliability and security of supply of the network | [5 empty] | YES
Improves fairness | 4 | 18% | 0.72 |  |  | BCR (50% risk) | 2.145 |  | PV of benefits Year 1-5 | 3524971.9397 |  | Project score
Improves safety for employees & the community | 4 | 17% | 0.68
Project score |  | 100% | 3.82
Project quantities/phasing
|  |  |  | Year 1 | Year 2 | Year 3 | Year 4 | Year 5 | Year 6 | Year 7 | Year 8 | Year 9 | Year 10 | Year 11 | Year 12 | Year 13 | Year 14 | Year 15
Quantity (widgets) | Total | 0
Phasing (%) |  |  |  | 0% | 50% | 100% | 100% | 100% | 100% | 100% | 100% | 50%
|  |  |  | 60% | 20% | 20%
Cost Benefit Analysis
Discount rate |  | 3.44% |  | Year 1 | Year 2 | Year 3 | Year 4 | Year 5 | Year 6 | Year 7 | Year 8 | Year 9 | Year 10 | Year 11 | Year 12 | Year 13 | Year 14 | Year 15
Capex Cost |  |  |  | 1260000 | 420000 | 420000 | 0 | 0 | 0 | 0 | 0 | 0 | 0 | 0 | 0 | 0 | 0 | 0
Capex Cost (50% risk) |  |  |  | 1890000 | 630000 | 630000 | 0 | 0 | 0 | 0 | 0 | 0 | 0 | 0 | 0 | 0 | 0 | 0
Opex Cost |  |  |  | 0 | 0 | 20000 | 20000 | 20000 | 20000 | 20000 | 20000 | 20000 | 0 | 0 | 0 | 0 | 0 | 0
Total and NPC |  | -2104651.1023 |  | -1260000 | -420000 | -440000 | -20000 | -20000 | -20000 | -20000 | -20000 | -20000 | 0 | 0 | 0 | 0 | 0 | 0
Total (50% risk) |  |  |  | 1890000 | 630000 | 650000 | 20000 | 20000 | 20000 | 20000 | 20000 | 20000 | 0 | 0 | 0 | 0 | 0 | 0
Aggregate benefits |  |  |  | 0 | 570625 | 1141250 | 1141250 | 1141250 | 1141250 | 1141250 | 1141250 | 570625 | 0 | 0 | 0 | 0 | 0 | 0
Net Total and NPV (indicative only) |  | 4544209.2908 |  | -1260000 | 150625 | 701250 | 1121250 | 1121250 | 1121250 | 1121250 | 1121250 | 550625 | 0 | 0 | 0 | 0 | 0 | 0
Benefits Model (Complete pu benefits or overall benefits - not both) |  |  | Overall
Per unit Benefits |  | 0 |  | Year 1 | Year 2 | Year 3 | Year 4 | Year 5 | Year 6 | Year 7 | Year 8 | Year 9 | Year 10 | Year 11 | Year 12 | Year 13 | Year 14 | Year 15
Safety | % claimed
Public Safety |  | 0 |  | 0 | 0 | 0 | 0 | 0 | 0 | 0 | 0 | 0 | 0 | 0 | 0 | 0 | 0 | 0
Fire |  | 0 |  | 0 | 0 | 0 | 0 | 0 | 0 | 0 | 0 | 0 | 0 | 0 | 0 | 0 | 0 | 0
Environment |  | 0 |  | 0 | 0 | 0 | 0 | 0 | 0 | 0 | 0 | 0 | 0 | 0 | 0 | 0 | 0 | 0
Worker Safety |  | 0 |  | 0 | 0 | 0 | 0 | 0 | 0 | 0 | 0 | 0 | 0 | 0 | 0 | 0 | 0 | 0
Capex efficiency | % claimed
Planning and design efficiencies |  | 0 |  | 0 | 0 | 0 | 0 | 0 | 0 | 0 | 0 | 0 | 0 | 0 | 0 | 0 | 0 | 0
Increased asset/network utilisation |  | 0 |  | 0 | 0 | 0 | 0 | 0 | 0 | 0 | 0 | 0 | 0 | 0 | 0 | 0 | 0 | 0
Improved repex prioritisation |  | 0 |  | 0 | 0 | 0 | 0 | 0 | 0 | 0 | 0 | 0 | 0 | 0 | 0 | 0 | 0 | 0
life extension |  | 0 |  | 0 | 0 | 0 | 0 | 0 | 0 | 0 | 0 | 0 | 0 | 0 | 0 | 0 | 0 | 0
lower cost assets |  | 0 |  | 0 | 0 | 0 | 0 | 0 | 0 | 0 | 0 | 0 | 0 | 0 | 0 | 0 | 0 | 0
planned vs unplanned repair trade-off |  | 0 |  | 0 | 0 | 0 | 0 | 0 | 0 | 0 | 0 | 0 | 0 | 0 | 0 | 0 | 0 | 0
Opex Efficiency | % claimed
reduced maintenance |  | 0 |  | 0 | 0 | 0 | 0 | 0 | 0 | 0 | 0 | 0 | 0 | 0 | 0 | 0 | 0 | 0
reduced field operations |  | 0 |  | 0 | 0 | 0 | 0 | 0 | 0 | 0 | 0 | 0 | 0 | 0 | 0 | 0 | 0 | 0
Market benefits | % claimed
Unserved energy |  | 0 |  | 0 | 0 | 0 | 0 | 0 | 0 | 0 | 0 | 0 | 0 | 0 | 0 | 0 | 0 | 0
Value of curtailment |  | 0 |  | 0 | 0 | 0 | 0 | 0 | 0 | 0 | 0 | 0 | 0 | 0 | 0 | 0 | 0 | 0
Wholesale pricing (market efficiency) |  | 0 |  | 0 | 0 | 0 | 0 | 0 | 0 | 0 | 0 | 0 | 0 | 0 | 0 | 0 | 0 | 0
Community value of resilience |  | 0 |  | 0 | 0 | 0 | 0 | 0 | 0 | 0 | 0 | 0 | 0 | 0 | 0 | 0 | 0 | 0
Carbon emission reductions |  | 0 |  | 0 | 0 | 0 | 0 | 0 | 0 | 0 | 0 | 0 | 0 | 0 | 0 | 0 | 0 | 0
Reduced losses |  | 0 |  | 0 | 0 | 0 | 0 | 0 | 0 | 0 | 0 | 0 | 0 | 0 | 0 | 0 | 0 | 0
Customer Time |  | 0 |  | 0 | 0 | 0 | 0 | 0 | 0 | 0 | 0 | 0 | 0 | 0 | 0 | 0 | 0 | 0
Overall Project Benefits |  |  |  | Year 1 | Year 2 | Year 3 | Year 4 | Year 5 | Year 6 | Year 7 | Year 8 | Year 9 | Year 10 | Year 11 | Year 12 | Year 13 | Year 14 | Year 15
Safety | % claimed
Public Safety |  | 0 |  | 0 | 0 | 0 | 0 | 0 | 0 | 0 | 0 | 0 | 0 | 0 | 0 | 0 | 0 | 0
Fire |  | 0 |  | 0 | 0 | 0 | 0 | 0 | 0 | 0 | 0 | 0 | 0 | 0 | 0 | 0 | 0 | 0
Environment |  | 0 |  | 0 | 0 | 0 | 0 | 0 | 0 | 0 | 0 | 0 | 0 | 0 | 0 | 0 | 0 | 0
Worker Safety |  | 0 |  | 0 | 0 | 0 | 0 | 0 | 0 | 0 | 0 | 0 | 0 | 0 | 0 | 0 | 0 | 0
Capex efficiency | % claimed
Planning and design efficiencies |  | 0 |  | 0 | 0 | 0 | 0 | 0 | 0 | 0 | 0 | 0 | 0 | 0 | 0 | 0 | 0 | 0
Increased asset/network utilisation | 1% | 470000 |  | 0 | 235000 | 470000 | 470000 | 470000 | 470000 | 470000 | 470000 | 235000 | 0 | 0 | 0 | 0 | 0 | 0
Improved repex prioritisation |  | 0 |  | 0 | 0 | 0 | 0 | 0 | 0 | 0 | 0 | 0 | 0 | 0 | 0 | 0 | 0 | 0
life extension |  | 0 |  | 0 | 0 | 0 | 0 | 0 | 0 | 0 | 0 | 0 | 0 | 0 | 0 | 0 | 0 | 0
lower cost assets |  | 0 |  | 0 | 0 | 0 | 0 | 0 | 0 | 0 | 0 | 0 | 0 | 0 | 0 | 0 | 0 | 0
planned vs unplanned repair trade-off |  | 0 |  | 0 | 0 | 0 | 0 | 0 | 0 | 0 | 0 | 0 | 0 | 0 | 0 | 0 | 0 | 0
Opex Efficiency | % claimed
reduced maintenance |  | 0 |  | 0 | 0 | 0 | 0 | 0 | 0 | 0 | 0 | 0 | 0 | 0 | 0 | 0 | 0 | 0
reduced field operations |  | 0 |  | 0 | 0 | 0 | 0 | 0 | 0 | 0 | 0 | 0 | 0 | 0 | 0 | 0 | 0 | 0
Market benefits | % claimed
Unserved energy | 0.5% | 630000 |  | 0 | 315000 | 630000 | 630000 | 630000 | 630000 | 630000 | 630000 | 315000 | 0 | 0 | 0 | 0 | 0 | 0
Value of curtailment |  | 0 |  | 0 | 0 | 0 | 0 | 0 | 0 | 0 | 0 | 0 | 0 | 0 | 0 | 0 | 0 | 0
Wholesale pricing (market efficiency) |  | 0 |  | 0 | 0 | 0 | 0 | 0 | 0 | 0 | 0 | 0 | 0 | 0 | 0 | 0 | 0 | 0
Community value of resilience |  | 0 |  | 0 | 0 | 0 | 0 | 0 | 0 | 0 | 0 | 0 | 0 | 0 | 0 | 0 | 0 | 0
Carbon emission reductions | 0.0002% | 3000 |  | 0 | 1500 | 3000 | 3000 | 3000 | 3000 | 3000 | 3000 | 1500 | 0 | 0 | 0 | 0 | 0 | 0
Reduced losses | 0.05% | 38250 |  | 0 | 19125 | 38250 | 38250 | 38250 | 38250 | 38250 | 38250 | 19125 | 0 | 0 | 0 | 0 | 0 | 0
Customer Time |  | 0 |  | 0 | 0 | 0 | 0 | 0 | 0 | 0 | 0 | 0 | 0 | 0 | 0 | 0 | 0 | 0
Cost Model (Complete pu costs or overall costs - not both) |  |  | Overall
Per unit cost |  | $ |  | Year 1 | Year 2 | Year 3 | Year 4 | Year 5 | Year 6 | Year 7 | Year 8 | Year 9 | Year 10 | Year 11 | Year 12 | Year 13 | Year 14 | Year 15
Capex |  | 0 |  | 0 | 0 | 0 | 0 | 0 | 0 | 0 | 0 | 0 | 0 | 0 | 0 | 0 | 0 | 0
On-going opex (cumulative) |  | 0 |  | 0 | 0 | 0 | 0 | 0 | 0 | 0 | 0 | 0 | 0 | 0 | 0 | 0 | 0 | 0
Overall Project Costs |  |  |  | Year 1 | Year 2 | Year 3 | Year 4 | Year 5 | Year 6 | Year 7 | Year 8 | Year 9 | Year 10 | Year 11 | Year 12 | Year 13 | Year 14 | Year 15
Capex |  |  |  | 1260000 | 420000 | 420000 | 0 | 0 | 0 | 0 | 0 | 0 | 0 | 0 | 0 | 0 | 0 | 0
On-going opex |  |  |  | 0 |  | 20000 | 20000 | 20000 | 20000 | 20000 | 20000 | 20000 | 0 | 0 | 0 | 0 | 0 | 0
2100000
Project Cost build-up
Estimates based on similar projects: Labour - $310,000 -Project management/BA Contracted services - $1,790,000 - Software development - Integration and testing

## PR028
Dynamic ratings calculation system for local weather
Project ID |  |  | PR028
Project Master Data |  |  |  |  | Project Description
Reg ID |  |  | OTI_03.19-3 |  | Static ratings on the distribution network do not take into account the pre-contingency operating conditions, which can lead to conservative assumptions about the ability to operate network assets in times of normal state and/or emergency response. In addition, current operating practices necessitate resource intensive pre-contingency planning and pre-emptive load relief and/or network radialisation. This project aims to explore the concept of dynamic ratings calculation, focusing on the overhead sub-transmission network. By using more granular data, which is becoming readily available, and tapping into multiple data sources, this can be done in a more targeted and dynamic way. This helps get the most out of our assets by making extra capacity available at critical peak times while balancing cost and reliability of the power system. Benefit quantification: Leads to improved asset utilisation and asset life metrics by stretching capability of existing assets.
Reg ID Description |  |  | Safe, Intelligent Networks (Systems)
Asset Class |  |  | Intelligent Electronic Devices
RIN Classification (Network / Non-Network) |  |  | Network
RIN Category (Primary Driver - Augex/Repex/Non-Network) |  |  | Augex
Project Maturity (Trial, Pilot, BAU) |  |  | Trial
Project Theme |  |  | Dynamic & Flexible Network Operation
ICT Component (High / Med / Low) |  |  | High
NIAC Project Prioritisation Principles | Rating (1 – 5) | Weight | Score |  | Project Summary | [6 empty] | AER Capex Objectives
Accelerates decarbonisation | 2 | 29% | 0.58 |  |  | Total NPC (real) | -974597.1272 |  | FY25-29 Project Capex | 950000 |  | Meet or manage expected demand | [5 empty] | YES
Improves resilience | 4 | 18% | 0.72 |  |  | Total NPV (real) | 3128089.65 |  | FY25-29 Project Opex | 40000 |  | Complies with regulatory obligations or requirements | [5 empty] | YES
Lowers costs for customers | 4 | 18% | 0.72 |  |  | BCR (indicative) | 4.2096 |  | Present Value of benefits | 4102686.7772 |  | Maintains the safety, quality, reliability and security of supply of the network | [5 empty] | YES
Improves fairness | 2 | 18% | 0.36 |  |  | BCR (50% risk) | 2.8645 |  | PV of benefits Year 1-5 | 2462523.705 |  | Project score
Improves safety for employees & the community | 3 | 17% | 0.51
Project score |  | 100% | 2.89
Project quantities/phasing
|  |  |  | Year 1 | Year 2 | Year 3 | Year 4 | Year 5 | Year 6 | Year 7 | Year 8 | Year 9 | Year 10 | Year 11 | Year 12 | Year 13 | Year 14 | Year 15
Quantity (widgets) | Total | 0
Phasing (%) |  |  |  | Year 1: 0%; Year 2: 100%; Year 3: 100%; Year 4: 100%; Year 5: 100%; Year 6: 100%; Year 7: 100%; Year 8: 100%
|  |  |  | 90% | 10%
Cost Benefit Analysis
Discount rate |  | 3.44% |  | Year 1 | Year 2 | Year 3 | Year 4 | Year 5 | Year 6 | Year 7 | Year 8 | Year 9 | Year 10 | Year 11 | Year 12 | Year 13 | Year 14 | Year 15
Capex Cost |  |  |  | 855000 | 95000 | 0 | 0 | 0 | 0 | 0 | 0 | 0 | 0 | 0 | 0 | 0 | 0 | 0
Capex Cost (50% risk) |  |  |  | 1282500 | 142500 | 0 | 0 | 0 | 0 | 0 | 0 | 0 | 0 | 0 | 0 | 0 | 0 | 0
Opex Cost |  |  |  | 0 | 10000 | 10000 | 10000 | 10000 | 10000 | 10000 | 10000 | 0 | 0 | 0 | 0 | 0 | 0 | 0
Total and NPC |  | -974597.1272 |  | -855000 | -105000 | -10000 | -10000 | -10000 | -10000 | -10000 | -10000 | 0 | 0 | 0 | 0 | 0 | 0 | 0
Total (50% risk) |  |  |  | 1282500 | 152500 | 10000 | 10000 | 10000 | 10000 | 10000 | 10000 | 0 | 0 | 0 | 0 | 0 | 0 | 0
Aggregate benefits |  |  |  | 0 | 692500 | 692500 | 692500 | 692500 | 692500 | 692500 | 692500 | 0 | 0 | 0 | 0 | 0 | 0 | 0
Net Total and NPV (indicative only) |  | 3128089.65 |  | -855000 | 587500 | 682500 | 682500 | 682500 | 682500 | 682500 | 682500 | 0 | 0 | 0 | 0 | 0 | 0 | 0
Benefits Model (Complete pu benefits or overall benefits - not both) |  |  | Overall
Per unit Benefits |  | 0 |  | Year 1 | Year 2 | Year 3 | Year 4 | Year 5 | Year 6 | Year 7 | Year 8 | Year 9 | Year 10 | Year 11 | Year 12 | Year 13 | Year 14 | Year 15
Safety | % claimed
Public Safety |  | 0 |  | 0 | 0 | 0 | 0 | 0 | 0 | 0 | 0 | 0 | 0 | 0 | 0 | 0 | 0 | 0
Fire |  | 0 |  | 0 | 0 | 0 | 0 | 0 | 0 | 0 | 0 | 0 | 0 | 0 | 0 | 0 | 0 | 0
Environment |  | 0 |  | 0 | 0 | 0 | 0 | 0 | 0 | 0 | 0 | 0 | 0 | 0 | 0 | 0 | 0 | 0
Worker Safety |  | 0 |  | 0 | 0 | 0 | 0 | 0 | 0 | 0 | 0 | 0 | 0 | 0 | 0 | 0 | 0 | 0
Capex efficiency | % claimed
Planning and design efficiencies |  | 0 |  | 0 | 0 | 0 | 0 | 0 | 0 | 0 | 0 | 0 | 0 | 0 | 0 | 0 | 0 | 0
Increased asset/network utilisation |  | 0 |  | 0 | 0 | 0 | 0 | 0 | 0 | 0 | 0 | 0 | 0 | 0 | 0 | 0 | 0 | 0
Improved repex prioritisation |  | 0 |  | 0 | 0 | 0 | 0 | 0 | 0 | 0 | 0 | 0 | 0 | 0 | 0 | 0 | 0 | 0
life extension |  | 0 |  | 0 | 0 | 0 | 0 | 0 | 0 | 0 | 0 | 0 | 0 | 0 | 0 | 0 | 0 | 0
lower cost assets |  | 0 |  | 0 | 0 | 0 | 0 | 0 | 0 | 0 | 0 | 0 | 0 | 0 | 0 | 0 | 0 | 0
planned vs unplanned repair trade-off |  | 0 |  | 0 | 0 | 0 | 0 | 0 | 0 | 0 | 0 | 0 | 0 | 0 | 0 | 0 | 0 | 0
Opex Efficiency | % claimed
reduced maintenance |  | 0 |  | 0 | 0 | 0 | 0 | 0 | 0 | 0 | 0 | 0 | 0 | 0 | 0 | 0 | 0 | 0
reduced field operations |  | 0 |  | 0 | 0 | 0 | 0 | 0 | 0 | 0 | 0 | 0 | 0 | 0 | 0 | 0 | 0 | 0
Market benefits | % claimed
Unserved energy |  | 0 |  | 0 | 0 | 0 | 0 | 0 | 0 | 0 | 0 | 0 | 0 | 0 | 0 | 0 | 0 | 0
Value of curtailment |  | 0 |  | 0 | 0 | 0 | 0 | 0 | 0 | 0 | 0 | 0 | 0 | 0 | 0 | 0 | 0 | 0
Wholesale pricing (market efficiency) |  | 0 |  | 0 | 0 | 0 | 0 | 0 | 0 | 0 | 0 | 0 | 0 | 0 | 0 | 0 | 0 | 0
Community value of resilience |  | 0 |  | 0 | 0 | 0 | 0 | 0 | 0 | 0 | 0 | 0 | 0 | 0 | 0 | 0 | 0 | 0
Carbon emission reductions |  | 0 |  | 0 | 0 | 0 | 0 | 0 | 0 | 0 | 0 | 0 | 0 | 0 | 0 | 0 | 0 | 0
Reduced losses |  | 0 |  | 0 | 0 | 0 | 0 | 0 | 0 | 0 | 0 | 0 | 0 | 0 | 0 | 0 | 0 | 0
Customer Time |  | 0 |  | 0 | 0 | 0 | 0 | 0 | 0 | 0 | 0 | 0 | 0 | 0 | 0 | 0 | 0 | 0
Overall Project Benefits |  |  |  | Year 1 | Year 2 | Year 3 | Year 4 | Year 5 | Year 6 | Year 7 | Year 8 | Year 9 | Year 10 | Year 11 | Year 12 | Year 13 | Year 14 | Year 15
Safety | % claimed
Public Safety |  | 0 |  | 0 | 0 | 0 | 0 | 0 | 0 | 0 | 0 | 0 | 0 | 0 | 0 | 0 | 0 | 0
Fire |  | 0 |  | 0 | 0 | 0 | 0 | 0 | 0 | 0 | 0 | 0 | 0 | 0 | 0 | 0 | 0 | 0
Environment |  | 0 |  | 0 | 0 | 0 | 0 | 0 | 0 | 0 | 0 | 0 | 0 | 0 | 0 | 0 | 0 | 0
Worker Safety |  | 0 |  | 0 | 0 | 0 | 0 | 0 | 0 | 0 | 0 | 0 | 0 | 0 | 0 | 0 | 0 | 0
Capex efficiency | % claimed
Planning and design efficiencies |  | 0 |  | 0 | 0 | 0 | 0 | 0 | 0 | 0 | 0 | 0 | 0 | 0 | 0 | 0 | 0 | 0
Increased asset/network utilisation | 0.5% | 235000 |  | 0 | 235000 | 235000 | 235000 | 235000 | 235000 | 235000 | 235000 | 0 | 0 | 0 | 0 | 0 | 0 | 0
Improved repex prioritisation |  | 0 |  | 0 | 0 | 0 | 0 | 0 | 0 | 0 | 0 | 0 | 0 | 0 | 0 | 0 | 0 | 0
life extension | 0.15% | 457500 |  | 0 | 457500 | 457500 | 457500 | 457500 | 457500 | 457500 | 457500 | 0 | 0 | 0 | 0 | 0 | 0 | 0
lower cost assets |  | 0 |  | 0 | 0 | 0 | 0 | 0 | 0 | 0 | 0 | 0 | 0 | 0 | 0 | 0 | 0 | 0
planned vs unplanned repair trade-off |  | 0 |  | 0 | 0 | 0 | 0 | 0 | 0 | 0 | 0 | 0 | 0 | 0 | 0 | 0 | 0 | 0
Opex Efficiency | % claimed
reduced maintenance |  | 0 |  | 0 | 0 | 0 | 0 | 0 | 0 | 0 | 0 | 0 | 0 | 0 | 0 | 0 | 0 | 0
reduced field operations |  | 0 |  | 0 | 0 | 0 | 0 | 0 | 0 | 0 | 0 | 0 | 0 | 0 | 0 | 0 | 0 | 0
Market benefits | % claimed
Unserved energy |  | 0 |  | 0 | 0 | 0 | 0 | 0 | 0 | 0 | 0 | 0 | 0 | 0 | 0 | 0 | 0 | 0
Value of curtailment |  | 0 |  | 0 | 0 | 0 | 0 | 0 | 0 | 0 | 0 | 0 | 0 | 0 | 0 | 0 | 0 | 0
Wholesale pricing (market efficiency) |  | 0 |  | 0 | 0 | 0 | 0 | 0 | 0 | 0 | 0 | 0 | 0 | 0 | 0 | 0 | 0 | 0
Community value of resilience |  | 0 |  | 0 | 0 | 0 | 0 | 0 | 0 | 0 | 0 | 0 | 0 | 0 | 0 | 0 | 0 | 0
Carbon emission reductions |  | 0 |  | 0 | 0 | 0 | 0 | 0 | 0 | 0 | 0 | 0 | 0 | 0 | 0 | 0 | 0 | 0
Reduced losses |  | 0 |  | 0 | 0 | 0 | 0 | 0 | 0 | 0 | 0 | 0 | 0 | 0 | 0 | 0 | 0 | 0
Customer Time |  | 0 |  | 0 | 0 | 0 | 0 | 0 | 0 | 0 | 0 | 0 | 0 | 0 | 0 | 0 | 0 | 0
Cost Model (Complete pu costs or overall costs - not both) |  |  | Overall
Per unit cost |  | $ |  | Year 1 | Year 2 | Year 3 | Year 4 | Year 5 | Year 6 | Year 7 | Year 8 | Year 9 | Year 10 | Year 11 | Year 12 | Year 13 | Year 14 | Year 15
Capex |  | 0 |  | 0 | 0 | 0 | 0 | 0 | 0 | 0 | 0 | 0 | 0 | 0 | 0 | 0 | 0 | 0
On-going opex (cumulative) |  | 0 |  | 0 | 0 | 0 | 0 | 0 | 0 | 0 | 0 | 0 | 0 | 0 | 0 | 0 | 0 | 0
Overall Project Costs |  |  |  | Year 1 | Year 2 | Year 3 | Year 4 | Year 5 | Year 6 | Year 7 | Year 8 | Year 9 | Year 10 | Year 11 | Year 12 | Year 13 | Year 14 | Year 15
Capex |  |  |  | 855000 | 95000 | 0 | 0 | 0 | 0 | 0 | 0 | 0 | 0 | 0 | 0 | 0 | 0 | 0
On-going opex |  |  |  | 0 | 10000 | 10000 | 10000 | 10000 | 10000 | 10000 | 10000 | 0 | 0 | 0 | 0 | 0 | 0 | 0
950000
Project Cost build-up
Estimates based on similar projects: Labour - $190,000 -Project management/BA Contracted services - $760,000 - Software development - Integration and testing

## PR029
Micro-climate monitoring to manage intermittent generation
Project ID |  |  | PR029
Project Master Data |  |  |  |  | Project Description
Reg ID |  |  | OTI_03.19-4 |  | We are seeing a steady increase in the uptake of CER, and it is forecasted to continue to do so as outlined in Ausgrid's CER Strategy. As customers continue to invest in CER, it means increased distributed and flexible generation across the distribution network. The aggregate capacity of consumer-owned generation/CER is starting to reach significant levels. To be able to continue to handle this, we need access to more granular and localised information. In this project, Ausgrid is proposing to deploy a small number of local weather stations for micro-climate monitoring to help manage intermittent generation. Access to more localised information will facilitate efficient network planning and integration of CER into the distribution network. This data will form a key input and support the dynamic operation of the network, including the dynamic operating envelopes, while helping manage localised constraints. Ausgrid will also look to make this data available to emergency services and local authorities, where appropriate, for wider use. Benefit quantification: Access to more granular and localised data helps manage intermittent generation, reduce bushfire risk and unserved energy.
Reg ID Description |  |  | Community Resilience
Asset Class |  |  | Intelligent Electronic Devices
RIN Classification (Network / Non-Network) |  |  | Network
RIN Category (Primary Driver - Augex/Repex/Non-Network) |  |  | Augex
Project Maturity (Trial, Pilot, BAU) |  |  | Trial
Project Theme |  |  | Dynamic & Flexible Network Operation
ICT Component (High / Med / Low) |  |  | Medium
NIAC Project Prioritisation Principles | Rating (1 – 5) | Weight | Score |  | Project Summary | [6 empty] | AER Capex Objectives
Accelerates decarbonisation | 3 | 29% | 0.87 |  |  | Total NPC (real) | -370819.1002 |  | FY25-29 Project Capex | 240000 |  | Meet or manage expected demand | [5 empty] | YES
Improves resilience | 4 | 18% | 0.72 |  |  | Total NPV (real) | 1142529.2811 |  | FY25-29 Project Opex | 60000 |  | Complies with regulatory obligations or requirements | [5 empty] | -
Lowers costs for customers | 3 | 18% | 0.54 |  |  | BCR (indicative) | 4.0811 |  | Present Value of benefits | 1513348.3813 |  | Maintains the safety, quality, reliability and security of supply of the network | [5 empty] | YES
Improves fairness | 2 | 18% | 0.36 |  |  | BCR (50% risk) | 3.1086 |  | PV of benefits Year 1-5 | 591738.9336 |  | Project score
Improves safety for employees & the community | 4 | 17% | 0.68
Project score |  | 100% | 3.17
Project quantities/phasing
|  |  |  | Year 1 | Year 2 | Year 3 | Year 4 | Year 5 | Year 6 | Year 7 | Year 8 | Year 9 | Year 10 | Year 11 | Year 12 | Year 13 | Year 14 | Year 15
Quantity (widgets) | Total | 10 |  | Year 1: 10
Phasing (%)
Cost Benefit Analysis
Discount rate |  | 3.44% |  | Year 1 | Year 2 | Year 3 | Year 4 | Year 5 | Year 6 | Year 7 | Year 8 | Year 9 | Year 10 | Year 11 | Year 12 | Year 13 | Year 14 | Year 15
Capex Cost |  |  |  | 240000 | 0 | 0 | 0 | 0 | 0 | 0 | 0 | 0 | 0 | 0 | 0 | 0 | 0 | 0
Capex Cost (50% risk) |  |  |  | 360000 | 0 | 0 | 0 | 0 | 0 | 0 | 0 | 0 | 0 | 0 | 0 | 0 | 0 | 0
Opex Cost |  |  |  | 12000 | 12000 | 12000 | 12000 | 12000 | 12000 | 12000 | 12000 | 12000 | 12000 | 12000 | 12000 | 12000 | 12000 | 12000
Total and NPC |  | -370819.1002 |  | -252000 | -12000 | -12000 | -12000 | -12000 | -12000 | -12000 | -12000 | -12000 | -12000 | -12000 | -12000 | -12000 | -12000 | -12000
Total (50% risk) |  |  |  | 372000 | 12000 | 12000 | 12000 | 12000 | 12000 | 12000 | 12000 | 12000 | 12000 | 12000 | 12000 | 12000 | 12000 | 12000
Aggregate benefits |  |  |  | 130836.528 | 130836.528 | 130836.528 | 130836.528 | 130836.528 | 130836.528 | 130836.528 | 130836.528 | 130836.528 | 130836.528 | 130836.528 | 130836.528 | 130836.528 | 130836.528 | 130836.528
Net Total and NPV (indicative only) |  | 1142529.2811 |  | -121163.472 | 118836.528 | 118836.528 | 118836.528 | 118836.528 | 118836.528 | 118836.528 | 118836.528 | 118836.528 | 118836.528 | 118836.528 | 118836.528 | 118836.528 | 118836.528 | 118836.528
Benefits Model (Complete pu benefits or overall benefits - not both) |  |  | Per Unit
Per unit Benefits |  | 13083.6528 |  | Year 1 | Year 2 | Year 3 | Year 4 | Year 5 | Year 6 | Year 7 | Year 8 | Year 9 | Year 10 | Year 11 | Year 12 | Year 13 | Year 14 | Year 15
Safety | % claimed
Public Safety | 0.1% | 3649.4945 |  | 36494.945 | 36494.945 | 36494.945 | 36494.945 | 36494.945 | 36494.945 | 36494.945 | 36494.945 | 36494.945 | 36494.945 | 36494.945 | 36494.945 | 36494.945 | 36494.945 | 36494.945
Fire | 0.1% | 2624.6596 |  | 26246.5959 | 26246.5959 | 26246.5959 | 26246.5959 | 26246.5959 | 26246.5959 | 26246.5959 | 26246.5959 | 26246.5959 | 26246.5959 | 26246.5959 | 26246.5959 | 26246.5959 | 26246.5959 | 26246.5959
Environment | 0.1% | 509.4987 |  | 5094.9871 | 5094.9871 | 5094.9871 | 5094.9871 | 5094.9871 | 5094.9871 | 5094.9871 | 5094.9871 | 5094.9871 | 5094.9871 | 5094.9871 | 5094.9871 | 5094.9871 | 5094.9871 | 5094.9871
Worker Safety |  | 0 |  | 0 | 0 | 0 | 0 | 0 | 0 | 0 | 0 | 0 | 0 | 0 | 0 | 0 | 0 | 0
Capex efficiency | % claimed
Planning and design efficiencies |  | 0 |  | 0 | 0 | 0 | 0 | 0 | 0 | 0 | 0 | 0 | 0 | 0 | 0 | 0 | 0 | 0
Increased asset/network utilisation |  | 0 |  | 0 | 0 | 0 | 0 | 0 | 0 | 0 | 0 | 0 | 0 | 0 | 0 | 0 | 0 | 0
Improved repex prioritisation |  | 0 |  | 0 | 0 | 0 | 0 | 0 | 0 | 0 | 0 | 0 | 0 | 0 | 0 | 0 | 0 | 0
life extension |  | 0 |  | 0 | 0 | 0 | 0 | 0 | 0 | 0 | 0 | 0 | 0 | 0 | 0 | 0 | 0 | 0
lower cost assets |  | 0 |  | 0 | 0 | 0 | 0 | 0 | 0 | 0 | 0 | 0 | 0 | 0 | 0 | 0 | 0 | 0
planned vs unplanned repair trade-off |  | 0 |  | 0 | 0 | 0 | 0 | 0 | 0 | 0 | 0 | 0 | 0 | 0 | 0 | 0 | 0 | 0
Opex Efficiency | % claimed
reduced maintenance |  | 0 |  | 0 | 0 | 0 | 0 | 0 | 0 | 0 | 0 | 0 | 0 | 0 | 0 | 0 | 0 | 0
reduced field operations |  | 0 |  | 0 | 0 | 0 | 0 | 0 | 0 | 0 | 0 | 0 | 0 | 0 | 0 | 0 | 0 | 0
Market benefits | % claimed
Unserved energy | 0.05% | 6300 |  | 63000 | 63000 | 63000 | 63000 | 63000 | 63000 | 63000 | 63000 | 63000 | 63000 | 63000 | 63000 | 63000 | 63000 | 63000
Value of curtailment |  | 0 |  | 0 | 0 | 0 | 0 | 0 | 0 | 0 | 0 | 0 | 0 | 0 | 0 | 0 | 0 | 0
Wholesale pricing (market efficiency) |  | 0 |  | 0 | 0 | 0 | 0 | 0 | 0 | 0 | 0 | 0 | 0 | 0 | 0 | 0 | 0 | 0
Community value of resilience |  | 0 |  | 0 | 0 | 0 | 0 | 0 | 0 | 0 | 0 | 0 | 0 | 0 | 0 | 0 | 0 | 0
Carbon emission reductions |  | 0 |  | 0 | 0 | 0 | 0 | 0 | 0 | 0 | 0 | 0 | 0 | 0 | 0 | 0 | 0 | 0
Reduced losses |  | 0 |  | 0 | 0 | 0 | 0 | 0 | 0 | 0 | 0 | 0 | 0 | 0 | 0 | 0 | 0 | 0
Customer Time |  | 0 |  | 0 | 0 | 0 | 0 | 0 | 0 | 0 | 0 | 0 | 0 | 0 | 0 | 0 | 0 | 0
Overall Project Benefits |  |  |  | Year 1 | Year 2 | Year 3 | Year 4 | Year 5 | Year 6 | Year 7 | Year 8 | Year 9 | Year 10 | Year 11 | Year 12 | Year 13 | Year 14 | Year 15
Safety | % claimed
Public Safety |  | 0 |  | 0 | 0 | 0 | 0 | 0 | 0 | 0 | 0 | 0 | 0 | 0 | 0 | 0 | 0 | 0
Fire |  | 0 |  | 0 | 0 | 0 | 0 | 0 | 0 | 0 | 0 | 0 | 0 | 0 | 0 | 0 | 0 | 0
Environment |  | 0 |  | 0 | 0 | 0 | 0 | 0 | 0 | 0 | 0 | 0 | 0 | 0 | 0 | 0 | 0 | 0
Worker Safety |  | 0 |  | 0 | 0 | 0 | 0 | 0 | 0 | 0 | 0 | 0 | 0 | 0 | 0 | 0 | 0 | 0
Capex efficiency | % claimed
Planning and design efficiencies |  | 0 |  | 0 | 0 | 0 | 0 | 0 | 0 | 0 | 0 | 0 | 0 | 0 | 0 | 0 | 0 | 0
Increased asset/network utilisation |  | 0 |  | 0 | 0 | 0 | 0 | 0 | 0 | 0 | 0 | 0 | 0 | 0 | 0 | 0 | 0 | 0
Improved repex prioritisation |  | 0 |  | 0 | 0 | 0 | 0 | 0 | 0 | 0 | 0 | 0 | 0 | 0 | 0 | 0 | 0 | 0
life extension |  | 0 |  | 0 | 0 | 0 | 0 | 0 | 0 | 0 | 0 | 0 | 0 | 0 | 0 | 0 | 0 | 0
lower cost assets |  | 0 |  | 0 | 0 | 0 | 0 | 0 | 0 | 0 | 0 | 0 | 0 | 0 | 0 | 0 | 0 | 0
planned vs unplanned repair trade-off |  | 0 |  | 0 | 0 | 0 | 0 | 0 | 0 | 0 | 0 | 0 | 0 | 0 | 0 | 0 | 0 | 0
Opex Efficiency | % claimed
reduced maintenance |  | 0 |  | 0 | 0 | 0 | 0 | 0 | 0 | 0 | 0 | 0 | 0 | 0 | 0 | 0 | 0 | 0
reduced field operations |  | 0 |  | 0 | 0 | 0 | 0 | 0 | 0 | 0 | 0 | 0 | 0 | 0 | 0 | 0 | 0 | 0
Market benefits | % claimed
Unserved energy |  | 0 |  | 0 | 0 | 0 | 0 | 0 | 0 | 0 | 0 | 0 | 0 | 0 | 0 | 0 | 0 | 0
Value of curtailment |  | 0 |  | 0 | 0 | 0 | 0 | 0 | 0 | 0 | 0 | 0 | 0 | 0 | 0 | 0 | 0 | 0
Wholesale pricing (market efficiency) |  | 0 |  | 0 | 0 | 0 | 0 | 0 | 0 | 0 | 0 | 0 | 0 | 0 | 0 | 0 | 0 | 0
Community value of resilience |  | 0 |  | 0 | 0 | 0 | 0 | 0 | 0 | 0 | 0 | 0 | 0 | 0 | 0 | 0 | 0 | 0
Carbon emission reductions |  | 0 |  | 0 | 0 | 0 | 0 | 0 | 0 | 0 | 0 | 0 | 0 | 0 | 0 | 0 | 0 | 0
Reduced losses |  | 0 |  | 0 | 0 | 0 | 0 | 0 | 0 | 0 | 0 | 0 | 0 | 0 | 0 | 0 | 0 | 0
Customer Time |  | 0 |  | 0 | 0 | 0 | 0 | 0 | 0 | 0 | 0 | 0 | 0 | 0 | 0 | 0 | 0 | 0
Cost Model (Complete pu costs or overall costs - not both) |  |  | Per Unit
Per unit cost |  | $ |  | Year 1 | Year 2 | Year 3 | Year 4 | Year 5 | Year 6 | Year 7 | Year 8 | Year 9 | Year 10 | Year 11 | Year 12 | Year 13 | Year 14 | Year 15
Capex |  | 24000 |  | 240000 | 0 | 0 | 0 | 0 | 0 | 0 | 0 | 0 | 0 | 0 | 0 | 0 | 0 | 0
On-going opex (cumulative) |  | 1200 |  | 12000 | 12000 | 12000 | 12000 | 12000 | 12000 | 12000 | 12000 | 12000 | 12000 | 12000 | 12000 | 12000 | 12000 | 12000
Overall Project Costs |  |  |  | Year 1 | Year 2 | Year 3 | Year 4 | Year 5 | Year 6 | Year 7 | Year 8 | Year 9 | Year 10 | Year 11 | Year 12 | Year 13 | Year 14 | Year 15
Capex |  |  |  | 0 | 0 | 0 | 0 | 0 | 0 | 0 | 0 | 0 | 0 | 0 | 0 | 0 | 0 | 0
On-going opex |  |  |  | 0 | 0 | 0 | 0 | 0 | 0 | 0 | 0 | 0 | 0 | 0 | 0 | 0 | 0 | 0
24000
Project Cost build-up
Estimated per unit costs: Material and equipment - $18,500 Planning and installation cost - $ 1,500 Integration cost - $4,000 Total (per unit) - $24,000 On going O&M and SaaS (or comms) costs - $1,200

## PR031
Low cost automated low voltage switch trial
Project ID |  |  | PR031
Project Master Data |  |  |  |  | Project Description
Reg ID |  |  | OTI_03.19-2 |  | This project involves the application of automation logic and functionality to LV switchgear. Modern switchgear are predominantly controlled by microprocessors equipped with communication capabilities. The primary objective of this project is to establish automation across these devices, enabling the network to switch automatically for enhanced performance. This will be deployed across a small quantity of locations where network benefit is highest. Key customer and network benefits from automated LV switches include: - Increased safety and network visibility - Automatic Load Flow optimization - Operator Error Risk Reduction - Mitigating Outages and reduced Outage Duration PR031 is an enabling project for PR035 - please see tabs 'PR035' and 'PR031 + PR035' for a combined view of costs and benefits. Benefit quantification: Project allow reconfiguration of LV distributor to resolve safety, address voltage constraints and provide unserved energy benefits.
Reg ID Description |  |  | Safe, Intelligent Networks (Devices)
Asset Class |  |  | Kiosk Sub Equipment
RIN Classification (Network / Non-Network) |  |  | Network
RIN Category (Primary Driver - Augex/Repex/Non-Network) |  |  | Repex
Project Maturity (Trial, Pilot, BAU) |  |  | Trial
Project Theme |  |  | Emerging Technology Trials
ICT Component (High / Med / Low) |  |  | Medium
NIAC Project Prioritisation Principles | Rating (1 – 5) | Weight | Score |  | Project Summary | [6 empty] | AER Capex Objectives
Accelerates decarbonisation | 3 | 29% | 0.87 |  |  | Total NPC (real) | -1141701.6264 |  | FY25-29 Project Capex | 1250000 |  | Meet or manage expected demand | [5 empty] | YES
Improves resilience | 3 | 18% | 0.54 |  |  | Total NPV (real) | -173851.7293 |  | FY25-29 Project Opex | 0 |  | Complies with regulatory obligations or requirements | [5 empty] | -
Lowers costs for customers | 3 | 18% | 0.54 |  |  | BCR (indicative) | 0.84773 |  | Present Value of benefits | 967849.8972 |  | Maintains the safety, quality, reliability and security of supply of the network | [5 empty] | YES
Improves fairness | 2 | 18% | 0.36 |  |  | BCR (50% risk) | 0.56515 |  | PV of benefits Year 1-5 | 283464.2182 |  | Project score
Improves safety for employees & the community | 3 | 17% | 0.51
Project score |  | 100% | 2.82
Project quantities/phasing
|  |  |  | Year 1 | Year 2 | Year 3 | Year 4 | Year 5 | Year 6 | Year 7 | Year 8 | Year 9 | Year 10 | Year 11 | Year 12 | Year 13 | Year 14 | Year 15
Quantity (widgets) | Total | 50 |  | Year 1: 10; Year 2: 10; Year 3: 15; Year 4: 15
Phasing (%)
Cost Benefit Analysis
Discount rate |  | 3.44% |  | Year 1 | Year 2 | Year 3 | Year 4 | Year 5 | Year 6 | Year 7 | Year 8 | Year 9 | Year 10 | Year 11 | Year 12 | Year 13 | Year 14 | Year 15
Capex Cost |  |  |  | 250000 | 250000 | 375000 | 375000 | 0 | 0 | 0 | 0 | 0 | 0 | 0 | 0 | 0 | 0 | 0
Capex Cost (50% risk) |  |  |  | 375000 | 375000 | 562500 | 562500 | 0 | 0 | 0 | 0 | 0 | 0 | 0 | 0 | 0 | 0 | 0
Opex Cost |  |  |  | 0 | 0 | 0 | 0 | 0 | 0 | 0 | 0 | 0 | 0 | 0 | 0 | 0 | 0 | 0
Total and NPC |  | -1141701.6264 |  | -250000 | -250000 | -375000 | -375000 | 0 | 0 | 0 | 0 | 0 | 0 | 0 | 0 | 0 | 0 | 0
Total (50% risk) |  |  |  | 375000 | 375000 | 562500 | 562500 | 0 | 0 | 0 | 0 | 0 | 0 | 0 | 0 | 0 | 0 | 0
Aggregate benefits |  |  |  | 19431.7986 | 38863.5973 | 68011.2952 | 97158.9932 | 97158.9932 | 97158.9932 | 97158.9932 | 97158.9932 | 97158.9932 | 97158.9932 | 97158.9932 | 97158.9932 | 97158.9932 | 97158.9932 | 97158.9932
Net Total and NPV (indicative only) |  | -173851.7293 |  | -230568.2014 | -211136.4027 | -306988.7048 | -277841.0068 | 97158.9932 | 97158.9932 | 97158.9932 | 97158.9932 | 97158.9932 | 97158.9932 | 97158.9932 | 97158.9932 | 97158.9932 | 97158.9932 | 97158.9932
Benefits Model (Complete pu benefits or overall benefits - not both) |  |  | Per Unit
Per unit Benefits |  | 1943.1799 |  | Year 1 | Year 2 | Year 3 | Year 4 | Year 5 | Year 6 | Year 7 | Year 8 | Year 9 | Year 10 | Year 11 | Year 12 | Year 13 | Year 14 | Year 15
Safety | % claimed
Public Safety | 0.01% | 72.9899 |  | 729.8989 | 1459.7978 | 2554.6461 | 3649.4945 | 3649.4945 | 3649.4945 | 3649.4945 | 3649.4945 | 3649.4945 | 3649.4945 | 3649.4945 | 3649.4945 | 3649.4945 | 3649.4945 | 3649.4945
Fire |  | 0 |  | 0 | 0 | 0 | 0 | 0 | 0 | 0 | 0 | 0 | 0 | 0 | 0 | 0 | 0 | 0
Environment | 0.01% | 10.19 |  | 101.8997 | 203.7995 | 356.6491 | 509.4987 | 509.4987 | 509.4987 | 509.4987 | 509.4987 | 509.4987 | 509.4987 | 509.4987 | 509.4987 | 509.4987 | 509.4987 | 509.4987
Worker Safety |  | 0 |  | 0 | 0 | 0 | 0 | 0 | 0 | 0 | 0 | 0 | 0 | 0 | 0 | 0 | 0 | 0
Capex efficiency | % claimed
Planning and design efficiencies |  | 0 |  | 0 | 0 | 0 | 0 | 0 | 0 | 0 | 0 | 0 | 0 | 0 | 0 | 0 | 0 | 0
Increased asset/network utilisation |  | 0 |  | 0 | 0 | 0 | 0 | 0 | 0 | 0 | 0 | 0 | 0 | 0 | 0 | 0 | 0 | 0
Improved repex prioritisation |  | 0 |  | 0 | 0 | 0 | 0 | 0 | 0 | 0 | 0 | 0 | 0 | 0 | 0 | 0 | 0 | 0
life extension |  | 0 |  | 0 | 0 | 0 | 0 | 0 | 0 | 0 | 0 | 0 | 0 | 0 | 0 | 0 | 0 | 0
lower cost assets |  | 0 |  | 0 | 0 | 0 | 0 | 0 | 0 | 0 | 0 | 0 | 0 | 0 | 0 | 0 | 0 | 0
planned vs unplanned repair trade-off |  | 0 |  | 0 | 0 | 0 | 0 | 0 | 0 | 0 | 0 | 0 | 0 | 0 | 0 | 0 | 0 | 0
Opex Efficiency | % claimed
reduced maintenance |  | 0 |  | 0 | 0 | 0 | 0 | 0 | 0 | 0 | 0 | 0 | 0 | 0 | 0 | 0 | 0 | 0
reduced field operations | 0.1% | 600 |  | 6000 | 12000 | 21000 | 30000 | 30000 | 30000 | 30000 | 30000 | 30000 | 30000 | 30000 | 30000 | 30000 | 30000 | 30000
Market benefits | % claimed
Unserved energy | 0.05% | 1260 |  | 12600 | 25200 | 44100 | 63000 | 63000 | 63000 | 63000 | 63000 | 63000 | 63000 | 63000 | 63000 | 63000 | 63000 | 63000
Value of curtailment |  | 0 |  | 0 | 0 | 0 | 0 | 0 | 0 | 0 | 0 | 0 | 0 | 0 | 0 | 0 | 0 | 0
Wholesale pricing (market efficiency) |  | 0 |  | 0 | 0 | 0 | 0 | 0 | 0 | 0 | 0 | 0 | 0 | 0 | 0 | 0 | 0 | 0
Community value of resilience |  | 0 |  | 0 | 0 | 0 | 0 | 0 | 0 | 0 | 0 | 0 | 0 | 0 | 0 | 0 | 0 | 0
Carbon emission reductions |  | 0 |  | 0 | 0 | 0 | 0 | 0 | 0 | 0 | 0 | 0 | 0 | 0 | 0 | 0 | 0 | 0
Reduced losses |  | 0 |  | 0 | 0 | 0 | 0 | 0 | 0 | 0 | 0 | 0 | 0 | 0 | 0 | 0 | 0 | 0
Customer Time |  | 0 |  | 0 | 0 | 0 | 0 | 0 | 0 | 0 | 0 | 0 | 0 | 0 | 0 | 0 | 0 | 0
Overall Project Benefits |  |  |  | Year 1 | Year 2 | Year 3 | Year 4 | Year 5 | Year 6 | Year 7 | Year 8 | Year 9 | Year 10 | Year 11 | Year 12 | Year 13 | Year 14 | Year 15
Safety | % claimed
Public Safety |  | 0 |  | 0 | 0 | 0 | 0 | 0 | 0 | 0 | 0 | 0 | 0 | 0 | 0 | 0 | 0 | 0
Fire |  | 0 |  | 0 | 0 | 0 | 0 | 0 | 0 | 0 | 0 | 0 | 0 | 0 | 0 | 0 | 0 | 0
Environment |  | 0 |  | 0 | 0 | 0 | 0 | 0 | 0 | 0 | 0 | 0 | 0 | 0 | 0 | 0 | 0 | 0
Worker Safety |  | 0 |  | 0 | 0 | 0 | 0 | 0 | 0 | 0 | 0 | 0 | 0 | 0 | 0 | 0 | 0 | 0
Capex efficiency | % claimed
Planning and design efficiencies |  | 0 |  | 0 | 0 | 0 | 0 | 0 | 0 | 0 | 0 | 0 | 0 | 0 | 0 | 0 | 0 | 0
Increased asset/network utilisation |  | 0 |  | 0 | 0 | 0 | 0 | 0 | 0 | 0 | 0 | 0 | 0 | 0 | 0 | 0 | 0 | 0
Improved repex prioritisation |  | 0 |  | 0 | 0 | 0 | 0 | 0 | 0 | 0 | 0 | 0 | 0 | 0 | 0 | 0 | 0 | 0
life extension |  | 0 |  | 0 | 0 | 0 | 0 | 0 | 0 | 0 | 0 | 0 | 0 | 0 | 0 | 0 | 0 | 0
lower cost assets |  | 0 |  | 0 | 0 | 0 | 0 | 0 | 0 | 0 | 0 | 0 | 0 | 0 | 0 | 0 | 0 | 0
planned vs unplanned repair trade-off |  | 0 |  | 0 | 0 | 0 | 0 | 0 | 0 | 0 | 0 | 0 | 0 | 0 | 0 | 0 | 0 | 0
Opex Efficiency | % claimed
reduced maintenance |  | 0 |  | 0 | 0 | 0 | 0 | 0 | 0 | 0 | 0 | 0 | 0 | 0 | 0 | 0 | 0 | 0
reduced field operations |  | 0 |  | 0 | 0 | 0 | 0 | 0 | 0 | 0 | 0 | 0 | 0 | 0 | 0 | 0 | 0 | 0
Market benefits | % claimed
Unserved energy |  | 0 |  | 0 | 0 | 0 | 0 | 0 | 0 | 0 | 0 | 0 | 0 | 0 | 0 | 0 | 0 | 0
Value of curtailment |  | 0 |  | 0 | 0 | 0 | 0 | 0 | 0 | 0 | 0 | 0 | 0 | 0 | 0 | 0 | 0 | 0
Wholesale pricing (market efficiency) |  | 0 |  | 0 | 0 | 0 | 0 | 0 | 0 | 0 | 0 | 0 | 0 | 0 | 0 | 0 | 0 | 0
Community value of resilience |  | 0 |  | 0 | 0 | 0 | 0 | 0 | 0 | 0 | 0 | 0 | 0 | 0 | 0 | 0 | 0 | 0
Carbon emission reductions |  | 0 |  | 0 | 0 | 0 | 0 | 0 | 0 | 0 | 0 | 0 | 0 | 0 | 0 | 0 | 0 | 0
Reduced losses |  | 0 |  | 0 | 0 | 0 | 0 | 0 | 0 | 0 | 0 | 0 | 0 | 0 | 0 | 0 | 0 | 0
Customer Time |  | 0 |  | 0 | 0 | 0 | 0 | 0 | 0 | 0 | 0 | 0 | 0 | 0 | 0 | 0 | 0 | 0
Cost Model (Complete pu costs or overall costs - not both) |  |  | Per Unit
Per unit cost |  | $ |  | Year 1 | Year 2 | Year 3 | Year 4 | Year 5 | Year 6 | Year 7 | Year 8 | Year 9 | Year 10 | Year 11 | Year 12 | Year 13 | Year 14 | Year 15
Capex |  | 25000 |  | 250000 | 250000 | 375000 | 375000 | 0 | 0 | 0 | 0 | 0 | 0 | 0 | 0 | 0 | 0 | 0
On-going opex (cumulative) |  | 0 |  | 0 | 0 | 0 | 0 | 0 | 0 | 0 | 0 | 0 | 0 | 0 | 0 | 0 | 0 | 0
Overall Project Costs |  |  |  | Year 1 | Year 2 | Year 3 | Year 4 | Year 5 | Year 6 | Year 7 | Year 8 | Year 9 | Year 10 | Year 11 | Year 12 | Year 13 | Year 14 | Year 15
Capex |  |  |  | 0 | 0 | 0 | 0 | 0 | 0 | 0 | 0 | 0 | 0 | 0 | 0 | 0 | 0 | 0
On-going opex |  |  |  | 0 | 0 | 0 | 0 | 0 | 0 | 0 | 0 | 0 | 0 | 0 | 0 | 0 | 0 | 0
25000
Project Cost build-up
Estimated per unit cost based on similar projects - Equipment - $17,500 Labour - $7,200 (2-3 days x 3 FTE) ADMS integration - $200 (2 hours x 1 FTE) Planning/Project management - $100

## PR035
Dynamic network sectionalising and optimisation engine
Project ID |  |  | PR035
Project Master Data |  |  |  |  | Project Description
Reg ID |  |  | OTI_03.19-3 |  | Effective network sectionalising when used to optimise open points on the network can be considered from the following perspectives and benefits: - Network utilisation: improve and optimise when network is abnormally configured due to planned or unplanned work. - Customer reliability: ensure that network configuration is optimised for fault preconditions and also automatic Fault Location Isolation and Supply Restoration (FLISR). - Network resilience: optimising locations of open points and automatic switches for weather related impact. This project aims to develop a system to be used as a proof-of-concept, starting with the overhead network. This will be tested alongside current control, operation & planning processes to test predicted outcomes. When trial objectives have been met, then we will seek to develop this into a pilot tool to apply across the network in a more integrated fashion to maximise the potential benefits. PR031 is an enabling project for PR035 - please see tabs 'PR031' and 'PR031 + PR035' for a combined view of costs and benefits. Benefit quantification: Project will lead to faster response to outages, reducing unserved energy and field operational visits by preconfiguring and reconfiguring network. Also allows minor uplift in utilisation.
Reg ID Description |  |  | Safe, Intelligent Networks (Systems)
Asset Class |  |  | DMOH
RIN Classification (Network / Non-Network) |  |  | Network
RIN Category (Primary Driver - Augex/Repex/Non-Network) |  |  | Repex
Project Maturity (Trial, Pilot, BAU) |  |  | Trial
Project Theme |  |  | Dynamic & Flexible Network Operation
ICT Component (High / Med / Low) |  |  | High
NIAC Project Prioritisation Principles | Rating (1 – 5) | Weight | Score |  | Project Summary | [6 empty] | AER Capex Objectives
Accelerates decarbonisation | 2 | 29% | 0.58 |  |  | Total NPC (real) | -1167302.9278 |  | FY25-29 Project Capex | 1150000 |  | Meet or manage expected demand | [5 empty] | YES
Improves resilience | 5 | 18% | 0.9 |  |  | Total NPV (real) | 16043245.9353 |  | FY25-29 Project Opex | 40000 |  | Complies with regulatory obligations or requirements | [5 empty] | YES
Lowers costs for customers | 3 | 18% | 0.54 |  |  | BCR (indicative) | 14.7439 |  | Present Value of benefits | 17210548.8631 |  | Maintains the safety, quality, reliability and security of supply of the network | [5 empty] | YES
Improves fairness | 2 | 18% | 0.36 |  |  | BCR (50% risk) | 9.9984 |  | PV of benefits Year 1-5 | 10330153.5929 |  | Project score
Improves safety for employees & the community | 2 | 17% | 0.34
Project score |  | 100% | 2.72
Project quantities/phasing
|  |  |  | Year 1 | Year 2 | Year 3 | Year 4 | Year 5 | Year 6 | Year 7 | Year 8 | Year 9 | Year 10 | Year 11 | Year 12 | Year 13 | Year 14 | Year 15
Quantity (widgets) | Total | 0
Phasing (%) |  |  |  | Year 1: 0%; Year 2: 100%; Year 3: 100%; Year 4: 100%; Year 5: 100%; Year 6: 100%; Year 7: 100%; Year 8: 100%
|  |  |  | 90% | 10%
Cost Benefit Analysis
Discount rate |  | 3.44% |  | Year 1 | Year 2 | Year 3 | Year 4 | Year 5 | Year 6 | Year 7 | Year 8 | Year 9 | Year 10 | Year 11 | Year 12 | Year 13 | Year 14 | Year 15
Capex Cost |  |  |  | 1035000 | 115000 | 0 | 0 | 0 | 0 | 0 | 0 | 0 | 0 | 0 | 0 | 0 | 0 | 0
Capex Cost (50% risk) |  |  |  | 1552500 | 172500 | 0 | 0 | 0 | 0 | 0 | 0 | 0 | 0 | 0 | 0 | 0 | 0 | 0
Opex Cost |  |  |  | 0 | 10000 | 10000 | 10000 | 10000 | 10000 | 10000 | 10000 | 0 | 0 | 0 | 0 | 0 | 0 | 0
Total and NPC |  | -1167302.9278 |  | -1035000 | -125000 | -10000 | -10000 | -10000 | -10000 | -10000 | -10000 | 0 | 0 | 0 | 0 | 0 | 0 | 0
Total (50% risk) |  |  |  | 1552500 | 182500 | 10000 | 10000 | 10000 | 10000 | 10000 | 10000 | 0 | 0 | 0 | 0 | 0 | 0 | 0
Aggregate benefits |  |  |  | 0 | 2905000 | 2905000 | 2905000 | 2905000 | 2905000 | 2905000 | 2905000 | 0 | 0 | 0 | 0 | 0 | 0 | 0
Net Total and NPV (indicative only) |  | 16043245.9353 |  | -1035000 | 2780000 | 2895000 | 2895000 | 2895000 | 2895000 | 2895000 | 2895000 | 0 | 0 | 0 | 0 | 0 | 0 | 0
Benefits Model (Complete pu benefits or overall benefits - not both) |  |  | Overall
Per unit Benefits |  | 0 |  | Year 1 | Year 2 | Year 3 | Year 4 | Year 5 | Year 6 | Year 7 | Year 8 | Year 9 | Year 10 | Year 11 | Year 12 | Year 13 | Year 14 | Year 15
Safety | % claimed
Public Safety |  | 0 |  | 0 | 0 | 0 | 0 | 0 | 0 | 0 | 0 | 0 | 0 | 0 | 0 | 0 | 0 | 0
Fire |  | 0 |  | 0 | 0 | 0 | 0 | 0 | 0 | 0 | 0 | 0 | 0 | 0 | 0 | 0 | 0 | 0
Environment |  | 0 |  | 0 | 0 | 0 | 0 | 0 | 0 | 0 | 0 | 0 | 0 | 0 | 0 | 0 | 0 | 0
Worker Safety |  | 0 |  | 0 | 0 | 0 | 0 | 0 | 0 | 0 | 0 | 0 | 0 | 0 | 0 | 0 | 0 | 0
Capex efficiency | % claimed
Planning and design efficiencies |  | 0 |  | 0 | 0 | 0 | 0 | 0 | 0 | 0 | 0 | 0 | 0 | 0 | 0 | 0 | 0 | 0
Increased asset/network utilisation |  | 0 |  | 0 | 0 | 0 | 0 | 0 | 0 | 0 | 0 | 0 | 0 | 0 | 0 | 0 | 0 | 0
Improved repex prioritisation |  | 0 |  | 0 | 0 | 0 | 0 | 0 | 0 | 0 | 0 | 0 | 0 | 0 | 0 | 0 | 0 | 0
life extension |  | 0 |  | 0 | 0 | 0 | 0 | 0 | 0 | 0 | 0 | 0 | 0 | 0 | 0 | 0 | 0 | 0
lower cost assets |  | 0 |  | 0 | 0 | 0 | 0 | 0 | 0 | 0 | 0 | 0 | 0 | 0 | 0 | 0 | 0 | 0
planned vs unplanned repair trade-off |  | 0 |  | 0 | 0 | 0 | 0 | 0 | 0 | 0 | 0 | 0 | 0 | 0 | 0 | 0 | 0 | 0
Opex Efficiency | % claimed
reduced maintenance |  | 0 |  | 0 | 0 | 0 | 0 | 0 | 0 | 0 | 0 | 0 | 0 | 0 | 0 | 0 | 0 | 0
reduced field operations |  | 0 |  | 0 | 0 | 0 | 0 | 0 | 0 | 0 | 0 | 0 | 0 | 0 | 0 | 0 | 0 | 0
Market benefits | % claimed
Unserved energy |  | 0 |  | 0 | 0 | 0 | 0 | 0 | 0 | 0 | 0 | 0 | 0 | 0 | 0 | 0 | 0 | 0
Value of curtailment |  | 0 |  | 0 | 0 | 0 | 0 | 0 | 0 | 0 | 0 | 0 | 0 | 0 | 0 | 0 | 0 | 0
Wholesale pricing (market efficiency) |  | 0 |  | 0 | 0 | 0 | 0 | 0 | 0 | 0 | 0 | 0 | 0 | 0 | 0 | 0 | 0 | 0
Community value of resilience |  | 0 |  | 0 | 0 | 0 | 0 | 0 | 0 | 0 | 0 | 0 | 0 | 0 | 0 | 0 | 0 | 0
Carbon emission reductions |  | 0 |  | 0 | 0 | 0 | 0 | 0 | 0 | 0 | 0 | 0 | 0 | 0 | 0 | 0 | 0 | 0
Reduced losses |  | 0 |  | 0 | 0 | 0 | 0 | 0 | 0 | 0 | 0 | 0 | 0 | 0 | 0 | 0 | 0 | 0
Customer Time |  | 0 |  | 0 | 0 | 0 | 0 | 0 | 0 | 0 | 0 | 0 | 0 | 0 | 0 | 0 | 0 | 0
Overall Project Benefits |  |  |  | Year 1 | Year 2 | Year 3 | Year 4 | Year 5 | Year 6 | Year 7 | Year 8 | Year 9 | Year 10 | Year 11 | Year 12 | Year 13 | Year 14 | Year 15
Safety | % claimed
Public Safety |  | 0 |  | 0 | 0 | 0 | 0 | 0 | 0 | 0 | 0 | 0 | 0 | 0 | 0 | 0 | 0 | 0
Fire |  | 0 |  | 0 | 0 | 0 | 0 | 0 | 0 | 0 | 0 | 0 | 0 | 0 | 0 | 0 | 0 | 0
Environment |  | 0 |  | 0 | 0 | 0 | 0 | 0 | 0 | 0 | 0 | 0 | 0 | 0 | 0 | 0 | 0 | 0
Worker Safety |  | 0 |  | 0 | 0 | 0 | 0 | 0 | 0 | 0 | 0 | 0 | 0 | 0 | 0 | 0 | 0 | 0
Capex efficiency | % claimed
Planning and design efficiencies |  | 0 |  | 0 | 0 | 0 | 0 | 0 | 0 | 0 | 0 | 0 | 0 | 0 | 0 | 0 | 0 | 0
Increased asset/network utilisation | 0.5% | 235000 |  | 0 | 235000 | 235000 | 235000 | 235000 | 235000 | 235000 | 235000 | 0 | 0 | 0 | 0 | 0 | 0 | 0
Improved repex prioritisation |  | 0 |  | 0 | 0 | 0 | 0 | 0 | 0 | 0 | 0 | 0 | 0 | 0 | 0 | 0 | 0 | 0
life extension |  | 0 |  | 0 | 0 | 0 | 0 | 0 | 0 | 0 | 0 | 0 | 0 | 0 | 0 | 0 | 0 | 0
lower cost assets |  | 0 |  | 0 | 0 | 0 | 0 | 0 | 0 | 0 | 0 | 0 | 0 | 0 | 0 | 0 | 0 | 0
planned vs unplanned repair trade-off |  | 0 |  | 0 | 0 | 0 | 0 | 0 | 0 | 0 | 0 | 0 | 0 | 0 | 0 | 0 | 0 | 0
Opex Efficiency | % claimed
reduced maintenance |  | 0 |  | 0 | 0 | 0 | 0 | 0 | 0 | 0 | 0 | 0 | 0 | 0 | 0 | 0 | 0 | 0
reduced field operations | 0.5% | 150000 |  | 0 | 150000 | 150000 | 150000 | 150000 | 150000 | 150000 | 150000 | 0 | 0 | 0 | 0 | 0 | 0 | 0
Market benefits | % claimed
Unserved energy | 2% | 2520000 |  | 0 | 2520000 | 2520000 | 2520000 | 2520000 | 2520000 | 2520000 | 2520000 | 0 | 0 | 0 | 0 | 0 | 0 | 0
Value of curtailment |  | 0 |  | 0 | 0 | 0 | 0 | 0 | 0 | 0 | 0 | 0 | 0 | 0 | 0 | 0 | 0 | 0
Wholesale pricing (market efficiency) |  | 0 |  | 0 | 0 | 0 | 0 | 0 | 0 | 0 | 0 | 0 | 0 | 0 | 0 | 0 | 0 | 0
Community value of resilience |  | 0 |  | 0 | 0 | 0 | 0 | 0 | 0 | 0 | 0 | 0 | 0 | 0 | 0 | 0 | 0 | 0
Carbon emission reductions |  | 0 |  | 0 | 0 | 0 | 0 | 0 | 0 | 0 | 0 | 0 | 0 | 0 | 0 | 0 | 0 | 0
Reduced losses |  | 0 |  | 0 | 0 | 0 | 0 | 0 | 0 | 0 | 0 | 0 | 0 | 0 | 0 | 0 | 0 | 0
Customer Time |  | 0 |  | 0 | 0 | 0 | 0 | 0 | 0 | 0 | 0 | 0 | 0 | 0 | 0 | 0 | 0 | 0
Cost Model (Complete pu costs or overall costs - not both) |  |  | Overall
Per unit cost |  | $ |  | Year 1 | Year 2 | Year 3 | Year 4 | Year 5 | Year 6 | Year 7 | Year 8 | Year 9 | Year 10 | Year 11 | Year 12 | Year 13 | Year 14 | Year 15
Capex |  | 0 |  | 0 | 0 | 0 | 0 | 0 | 0 | 0 | 0 | 0 | 0 | 0 | 0 | 0 | 0 | 0
On-going opex (cumulative) |  | 0 |  | 0 | 0 | 0 | 0 | 0 | 0 | 0 | 0 | 0 | 0 | 0 | 0 | 0 | 0 | 0
Overall Project Costs |  |  |  | Year 1 | Year 2 | Year 3 | Year 4 | Year 5 | Year 6 | Year 7 | Year 8 | Year 9 | Year 10 | Year 11 | Year 12 | Year 13 | Year 14 | Year 15
Capex |  |  |  | 1035000 | 115000 | 0 | 0 | 0 | 0 | 0 | 0 | 0 | 0 | 0 | 0 | 0 | 0 | 0
On-going opex |  |  |  | 0 | 10000 | 10000 | 10000 | 10000 | 10000 | 10000 | 10000 | 0 | 0 | 0 | 0 | 0 | 0 | 0
1150000
Project Cost build-up
Estimates based on similar projects: Labour - $215,000 -Project management/BA Contracted services - $935,000 - Software development - Integration and testing

## PR031+PR035
Dynamic network sectionalising and optimisation engine utilising HV and LV remote switching
Project ID |  |  | PR031 + PR035
Project Master Data |  |  |  |  | Project Description
Reg ID |  |  | Reg ID |  | PR031 is an enabling project for PR035. Below is a combined CBA analysis. Please see individual tabs for details on each project including phasing, benefits and project cost build-up.
Reg ID Description |  |  | Reg ID Description
Asset Class |  |  | <asset class>
RIN Classification (Network / Non-Network) |  |  | RIN Classification
RIN Category (Primary Driver - Augex/Repex/Non-Network) |  |  | RIN Category (Primary Driver)
Project Maturity (Trial, Pilot, BAU) |  |  | Project Maturity
Project Theme |  |  | Project Theme
ICT Component (High / Med / Low) |  |  | ICT Component
NIAC Project Prioritisation Principles | Rating (1 – 5) | Weight | Score |  | Project Summary | [6 empty] | AER Capex Objectives
Accelerates decarbonisation |  | 29% | 0 |  |  | Total NPC (real) | -2309004.5542 |  | FY25-29 Project Capex | 2400000 |  | Meet or manage expected demand
Improves resilience |  | 18% | 0 |  |  | Total NPV (real) | 15869394.2061 |  | FY25-29 Project Opex | 40000 |  | Complies with regulatory obligations or requirements
Lowers costs for customers |  | 18% | 0 |  |  | BCR (indicative) | 7.8728 |  | Present Value of benefits | 18178398.7603 |  | Maintains the safety, quality, reliability and security of supply of the network
Improves fairness |  | 18% | 0 |  |  | BCR (50% risk) | 5.2938 |  | PV of benefits Year 1-5 | 10613617.8112 |  | Project score
Improves safety for employees & the community |  | 17% | 0
Project score |  | 100% | 0
Project quantities/phasing
|  |  |  | Year 1 | Year 2 | Year 3 | Year 4 | Year 5 | Year 6 | Year 7 | Year 8 | Year 9 | Year 10 | Year 11 | Year 12 | Year 13 | Year 14 | Year 15
Quantity (widgets) | Total | 0
Phasing (%)
Cost Benefit Analysis
Discount rate |  | 3.44% |  | Year 1 | Year 2 | Year 3 | Year 4 | Year 5 | Year 6 | Year 7 | Year 8 | Year 9 | Year 10 | Year 11 | Year 12 | Year 13 | Year 14 | Year 15
Capex Cost |  |  |  | 1285000 | 365000 | 375000 | 375000 | 0 | 0 | 0 | 0 | 0 | 0 | 0 | 0 | 0 | 0 | 0
Capex Cost (50% risk) |  |  |  | 1927500 | 547500 | 562500 | 562500 | 0 | 0 | 0 | 0 | 0 | 0 | 0 | 0 | 0 | 0 | 0
Opex Cost |  |  |  | 0 | 10000 | 10000 | 10000 | 10000 | 10000 | 10000 | 10000 | 0 | 0 | 0 | 0 | 0 | 0 | 0
Total and NPC |  | -2309004.5542 |  | -1285000 | -375000 | -385000 | -385000 | -10000 | -10000 | -10000 | -10000 | 0 | 0 | 0 | 0 | 0 | 0 | 0
Total (50% risk) |  |  |  | 1927500 | 557500 | 572500 | 572500 | 10000 | 10000 | 10000 | 10000 | 0 | 0 | 0 | 0 | 0 | 0 | 0
Aggregate benefits |  |  |  | 19431.7986 | 2943863.5973 | 2973011.2952 | 3002158.9932 | 3002158.9932 | 3002158.9932 | 3002158.9932 | 3002158.9932 | 97158.9932 | 97158.9932 | 97158.9932 | 97158.9932 | 97158.9932 | 97158.9932 | 97158.9932
Net Total and NPV (indicative only) |  | 15869394.2061 |  | -1265568.2014 | 2568863.5973 | 2588011.2952 | 2617158.9932 | 2992158.9932 | 2992158.9932 | 2992158.9932 | 2992158.9932 | 97158.9932 | 97158.9932 | 97158.9932 | 97158.9932 | 97158.9932 | 97158.9932 | 97158.9932
Benefits Model (Complete pu benefits or overall benefits - not both) |  |  | Overall
Per unit Benefits |  | 0 |  | Year 1 | Year 2 | Year 3 | Year 4 | Year 5 | Year 6 | Year 7 | Year 8 | Year 9 | Year 10 | Year 11 | Year 12 | Year 13 | Year 14 | Year 15
Safety | % claimed
Public Safety |  | 0 |  | 0 | 0 | 0 | 0 | 0 | 0 | 0 | 0 | 0 | 0 | 0 | 0 | 0 | 0 | 0
Fire |  | 0 |  | 0 | 0 | 0 | 0 | 0 | 0 | 0 | 0 | 0 | 0 | 0 | 0 | 0 | 0 | 0
Environment |  | 0 |  | 0 | 0 | 0 | 0 | 0 | 0 | 0 | 0 | 0 | 0 | 0 | 0 | 0 | 0 | 0
Worker Safety |  | 0 |  | 0 | 0 | 0 | 0 | 0 | 0 | 0 | 0 | 0 | 0 | 0 | 0 | 0 | 0 | 0
Capex efficiency | % claimed
Planning and design efficiencies |  | 0 |  | 0 | 0 | 0 | 0 | 0 | 0 | 0 | 0 | 0 | 0 | 0 | 0 | 0 | 0 | 0
Increased asset/network utilisation |  | 0 |  | 0 | 0 | 0 | 0 | 0 | 0 | 0 | 0 | 0 | 0 | 0 | 0 | 0 | 0 | 0
Improved repex prioritisation |  | 0 |  | 0 | 0 | 0 | 0 | 0 | 0 | 0 | 0 | 0 | 0 | 0 | 0 | 0 | 0 | 0
life extension |  | 0 |  | 0 | 0 | 0 | 0 | 0 | 0 | 0 | 0 | 0 | 0 | 0 | 0 | 0 | 0 | 0
lower cost assets |  | 0 |  | 0 | 0 | 0 | 0 | 0 | 0 | 0 | 0 | 0 | 0 | 0 | 0 | 0 | 0 | 0
planned vs unplanned repair trade-off |  | 0 |  | 0 | 0 | 0 | 0 | 0 | 0 | 0 | 0 | 0 | 0 | 0 | 0 | 0 | 0 | 0
Opex Efficiency | % claimed
reduced maintenance |  | 0 |  | 0 | 0 | 0 | 0 | 0 | 0 | 0 | 0 | 0 | 0 | 0 | 0 | 0 | 0 | 0
reduced field operations |  | 0 |  | 0 | 0 | 0 | 0 | 0 | 0 | 0 | 0 | 0 | 0 | 0 | 0 | 0 | 0 | 0
Market benefits | % claimed
Unserved energy |  | 0 |  | 0 | 0 | 0 | 0 | 0 | 0 | 0 | 0 | 0 | 0 | 0 | 0 | 0 | 0 | 0
Value of curtailment |  | 0 |  | 0 | 0 | 0 | 0 | 0 | 0 | 0 | 0 | 0 | 0 | 0 | 0 | 0 | 0 | 0
Wholesale pricing (market efficiency) |  | 0 |  | 0 | 0 | 0 | 0 | 0 | 0 | 0 | 0 | 0 | 0 | 0 | 0 | 0 | 0 | 0
Community value of resilience |  | 0 |  | 0 | 0 | 0 | 0 | 0 | 0 | 0 | 0 | 0 | 0 | 0 | 0 | 0 | 0 | 0
Carbon emission reductions |  | 0 |  | 0 | 0 | 0 | 0 | 0 | 0 | 0 | 0 | 0 | 0 | 0 | 0 | 0 | 0 | 0
Reduced losses |  | 0 |  | 0 | 0 | 0 | 0 | 0 | 0 | 0 | 0 | 0 | 0 | 0 | 0 | 0 | 0 | 0
Customer Time |  | 0 |  | 0 | 0 | 0 | 0 | 0 | 0 | 0 | 0 | 0 | 0 | 0 | 0 | 0 | 0 | 0
Overall Project Benefits |  |  |  | Year 1 | Year 2 | Year 3 | Year 4 | Year 5 | Year 6 | Year 7 | Year 8 | Year 9 | Year 10 | Year 11 | Year 12 | Year 13 | Year 14 | Year 15
Safety | % claimed
Public Safety |  | 0 |  | 0 | 0 | 0 | 0 | 0 | 0 | 0 | 0 | 0 | 0 | 0 | 0 | 0 | 0 | 0
Fire |  | 0 |  | 0 | 0 | 0 | 0 | 0 | 0 | 0 | 0 | 0 | 0 | 0 | 0 | 0 | 0 | 0
Environment |  | 0 |  | 0 | 0 | 0 | 0 | 0 | 0 | 0 | 0 | 0 | 0 | 0 | 0 | 0 | 0 | 0
Worker Safety |  | 0 |  | 0 | 0 | 0 | 0 | 0 | 0 | 0 | 0 | 0 | 0 | 0 | 0 | 0 | 0 | 0
Capex efficiency | % claimed
Planning and design efficiencies |  | 0 |  | 0 | 0 | 0 | 0 | 0 | 0 | 0 | 0 | 0 | 0 | 0 | 0 | 0 | 0 | 0
Increased asset/network utilisation |  | 0 |  | 0 | 0 | 0 | 0 | 0 | 0 | 0 | 0 | 0 | 0 | 0 | 0 | 0 | 0 | 0
Improved repex prioritisation |  | 0 |  | 0 | 0 | 0 | 0 | 0 | 0 | 0 | 0 | 0 | 0 | 0 | 0 | 0 | 0 | 0
life extension |  | 0 |  | 0 | 0 | 0 | 0 | 0 | 0 | 0 | 0 | 0 | 0 | 0 | 0 | 0 | 0 | 0
lower cost assets |  | 0 |  | 0 | 0 | 0 | 0 | 0 | 0 | 0 | 0 | 0 | 0 | 0 | 0 | 0 | 0 | 0
planned vs unplanned repair trade-off |  | 0 |  | 0 | 0 | 0 | 0 | 0 | 0 | 0 | 0 | 0 | 0 | 0 | 0 | 0 | 0 | 0
Opex Efficiency | % claimed
reduced maintenance |  | 0 |  | 0 | 0 | 0 | 0 | 0 | 0 | 0 | 0 | 0 | 0 | 0 | 0 | 0 | 0 | 0
reduced field operations |  | 0 |  | 0 | 0 | 0 | 0 | 0 | 0 | 0 | 0 | 0 | 0 | 0 | 0 | 0 | 0 | 0
Market benefits | % claimed
Unserved energy |  | 0 |  | 0 | 0 | 0 | 0 | 0 | 0 | 0 | 0 | 0 | 0 | 0 | 0 | 0 | 0 | 0
Value of curtailment |  | 0 |  | 0 | 0 | 0 | 0 | 0 | 0 | 0 | 0 | 0 | 0 | 0 | 0 | 0 | 0 | 0
Wholesale pricing (market efficiency) |  | 0 |  | 0 | 0 | 0 | 0 | 0 | 0 | 0 | 0 | 0 | 0 | 0 | 0 | 0 | 0 | 0
Community value of resilience |  | 0 |  | 0 | 0 | 0 | 0 | 0 | 0 | 0 | 0 | 0 | 0 | 0 | 0 | 0 | 0 | 0
Carbon emission reductions |  | 0 |  | 0 | 0 | 0 | 0 | 0 | 0 | 0 | 0 | 0 | 0 | 0 | 0 | 0 | 0 | 0
Reduced losses |  | 0 |  | 0 | 0 | 0 | 0 | 0 | 0 | 0 | 0 | 0 | 0 | 0 | 0 | 0 | 0 | 0
Customer Time |  | 0 |  | 0 | 0 | 0 | 0 | 0 | 0 | 0 | 0 | 0 | 0 | 0 | 0 | 0 | 0 | 0
Cost Model (Complete pu costs or overall costs - not both) |  |  | Overall
Per unit cost |  | $ |  | Year 1 | Year 2 | Year 3 | Year 4 | Year 5 | Year 6 | Year 7 | Year 8 | Year 9 | Year 10 | Year 11 | Year 12 | Year 13 | Year 14 | Year 15
Capex |  | 0 |  | 0 | 0 | 0 | 0 | 0 | 0 | 0 | 0 | 0 | 0 | 0 | 0 | 0 | 0 | 0
On-going opex (cumulative) |  | 0 |  | 0 | 0 | 0 | 0 | 0 | 0 | 0 | 0 | 0 | 0 | 0 | 0 | 0 | 0 | 0
Overall Project Costs |  |  |  | Year 1 | Year 2 | Year 3 | Year 4 | Year 5 | Year 6 | Year 7 | Year 8 | Year 9 | Year 10 | Year 11 | Year 12 | Year 13 | Year 14 | Year 15
Capex
On-going opex
Project Cost build-up

## PR036
Pilot high accuracy underground cable safety & fault prediction monitors
Project ID |  |  | PR036
Project Master Data |  |  |  |  | Project Description
Reg ID |  |  | OTI_03.19-2 |  | The High Accuracy Loop Impedance Meter (HALIM) assesses the condition of the neutral conductors in underground low voltage cables such as CONSAC and other cables susceptible to neutral conductor degradation over time. Monitoring of the cables will reduce premature replacement, as well as identify degraded cables to help prioritise replacement prior to breakdown and remove potential public safety hazards. In the 2019-24 period, Ausgrid have deployed two of these devices as a trial - whilst the devices are functioning well, they are currently installed on cables that appear to be in good condition. This pilot will expand the installation of these devices across the CONSAC and HDPE population in an effort to realise the expected benefits. Ausgrid has approximately 14% or 840km of low voltage cables asset base being CONSAC or HDPE. One dominant failure mode is corrosion and failure of the neutral conductor, which results in loss of supply as well as significant safety risks to customers. Asset condition monitoring of these cables will ensure detection of deterioration and ensure replacement in a planned and systematic manner that maintains a cost-effective approach while maintaining the safety of the system. Benefit quantification: Project helps in the reduction of asset failure risk and safety incidents by targeting to high-risk failure locations while also extending the life of assets with perceived poor condition.
Reg ID Description |  |  | Safe, Intelligent Networks (Devices)
Asset Class |  |  | DMUG
RIN Classification (Network / Non-Network) |  |  | Network
RIN Category (Primary Driver - Augex/Repex/Non-Network) |  |  | Augex
Project Maturity (Trial, Pilot, BAU) |  |  | Pilot
Project Theme |  |  | Emerging Technology Trials
ICT Component (High / Med / Low) |  |  | Low
NIAC Project Prioritisation Principles | Rating (1 – 5) | Weight | Score |  | Project Summary | [6 empty] | AER Capex Objectives
Accelerates decarbonisation | 2 | 29% | 0.58 |  |  | Total NPC (real) | -866685.4304 |  | FY25-29 Project Capex | 900000 |  | Meet or manage expected demand | [5 empty] | -
Improves resilience | 2 | 18% | 0.36 |  |  | Total NPV (real) | 3476083.1941 |  | FY25-29 Project Opex | 4500 |  | Complies with regulatory obligations or requirements | [5 empty] | -
Lowers costs for customers | 4 | 18% | 0.72 |  |  | BCR (indicative) | 5.0108 |  | Present Value of benefits | 4342768.6245 |  | Maintains the safety, quality, reliability and security of supply of the network | [5 empty] | YES
Improves fairness | 2 | 18% | 0.36 |  |  | BCR (50% risk) | 3.3548 |  | PV of benefits Year 1-5 | 1582737.6243 |  | Project score
Improves safety for employees & the community | 4 | 17% | 0.68
Project score |  | 100% | 2.7
Project quantities/phasing
|  |  |  | Year 1 | Year 2 | Year 3 | Year 4 | Year 5 | Year 6 | Year 7 | Year 8 | Year 9 | Year 10 | Year 11 | Year 12 | Year 13 | Year 14 | Year 15
Quantity (widgets) | Total | 200 |  | Year 1: 100; Year 2: 100
Phasing (%)
Cost Benefit Analysis
Discount rate |  | 3.44% |  | Year 1 | Year 2 | Year 3 | Year 4 | Year 5 | Year 6 | Year 7 | Year 8 | Year 9 | Year 10 | Year 11 | Year 12 | Year 13 | Year 14 | Year 15
Capex Cost |  |  |  | 450000 | 450000 | 0 | 0 | 0 | 0 | 0 | 0 | 0 | 0 | 0 | 0 | 0 | 0 | 0
Capex Cost (50% risk) |  |  |  | 675000 | 675000 | 0 | 0 | 0 | 0 | 0 | 0 | 0 | 0 | 0 | 0 | 0 | 0 | 0
Opex Cost |  |  |  | 500 | 1000 | 1000 | 1000 | 1000 | 1000 | 1000 | 1000 | 1000 | 1000 | 1000 | 1000 | 1000 | 1000 | 1000
Total and NPC |  | -866685.4304 |  | -450500 | -451000 | -1000 | -1000 | -1000 | -1000 | -1000 | -1000 | -1000 | -1000 | -1000 | -1000 | -1000 | -1000 | -1000
Total (50% risk) |  |  |  | 675500 | 676000 | 1000 | 1000 | 1000 | 1000 | 1000 | 1000 | 1000 | 1000 | 1000 | 1000 | 1000 | 1000 | 1000
Aggregate benefits |  |  |  | 195914.264 | 391828.528 | 391828.528 | 391828.528 | 391828.528 | 391828.528 | 391828.528 | 391828.528 | 391828.528 | 391828.528 | 391828.528 | 391828.528 | 391828.528 | 391828.528 | 391828.528
Net Total and NPV (indicative only) |  | 3476083.1941 |  | -254585.736 | -59171.472 | 390828.528 | 390828.528 | 390828.528 | 390828.528 | 390828.528 | 390828.528 | 390828.528 | 390828.528 | 390828.528 | 390828.528 | 390828.528 | 390828.528 | 390828.528
Benefits Model (Complete pu benefits or overall benefits - not both) |  |  | Per Unit
Per unit Benefits |  | 1959.1426 |  | Year 1 | Year 2 | Year 3 | Year 4 | Year 5 | Year 6 | Year 7 | Year 8 | Year 9 | Year 10 | Year 11 | Year 12 | Year 13 | Year 14 | Year 15
Safety | % claimed
Public Safety | 0.1% | 182.4747 |  | 18247.4725 | 36494.945 | 36494.945 | 36494.945 | 36494.945 | 36494.945 | 36494.945 | 36494.945 | 36494.945 | 36494.945 | 36494.945 | 36494.945 | 36494.945 | 36494.945 | 36494.945
Fire | 0.1% | 131.233 |  | 13123.298 | 26246.5959 | 26246.5959 | 26246.5959 | 26246.5959 | 26246.5959 | 26246.5959 | 26246.5959 | 26246.5959 | 26246.5959 | 26246.5959 | 26246.5959 | 26246.5959 | 26246.5959 | 26246.5959
Environment | 0.1% | 25.4749 |  | 2547.4936 | 5094.9871 | 5094.9871 | 5094.9871 | 5094.9871 | 5094.9871 | 5094.9871 | 5094.9871 | 5094.9871 | 5094.9871 | 5094.9871 | 5094.9871 | 5094.9871 | 5094.9871 | 5094.9871
Worker Safety | 0% | 0 |  | 0 | 0 | 0 | 0 | 0 | 0 | 0 | 0 | 0 | 0 | 0 | 0 | 0 | 0 | 0
Capex efficiency | % claimed
Planning and design efficiencies |  | 0 |  | 0 | 0 | 0 | 0 | 0 | 0 | 0 | 0 | 0 | 0 | 0 | 0 | 0 | 0 | 0
Increased asset/network utilisation |  | 0 |  | 0 | 0 | 0 | 0 | 0 | 0 | 0 | 0 | 0 | 0 | 0 | 0 | 0 | 0 | 0
Improved repex prioritisation | 0.1% | 52.46 |  | 5246 | 10492 | 10492 | 10492 | 10492 | 10492 | 10492 | 10492 | 10492 | 10492 | 10492 | 10492 | 10492 | 10492 | 10492
life extension | 0.1% | 1525 |  | 152500 | 305000 | 305000 | 305000 | 305000 | 305000 | 305000 | 305000 | 305000 | 305000 | 305000 | 305000 | 305000 | 305000 | 305000
lower cost assets |  | 0 |  | 0 | 0 | 0 | 0 | 0 | 0 | 0 | 0 | 0 | 0 | 0 | 0 | 0 | 0 | 0
planned vs unplanned repair trade-off | 0.1% | 42.5 |  | 4250 | 8500 | 8500 | 8500 | 8500 | 8500 | 8500 | 8500 | 8500 | 8500 | 8500 | 8500 | 8500 | 8500 | 8500
Opex Efficiency | % claimed
reduced maintenance |  | 0 |  | 0 | 0 | 0 | 0 | 0 | 0 | 0 | 0 | 0 | 0 | 0 | 0 | 0 | 0 | 0
reduced field operations |  | 0 |  | 0 | 0 | 0 | 0 | 0 | 0 | 0 | 0 | 0 | 0 | 0 | 0 | 0 | 0 | 0
Market benefits | % claimed
Unserved energy |  | 0 |  | 0 | 0 | 0 | 0 | 0 | 0 | 0 | 0 | 0 | 0 | 0 | 0 | 0 | 0 | 0
Value of curtailment |  | 0 |  | 0 | 0 | 0 | 0 | 0 | 0 | 0 | 0 | 0 | 0 | 0 | 0 | 0 | 0 | 0
Wholesale pricing (market efficiency) |  | 0 |  | 0 | 0 | 0 | 0 | 0 | 0 | 0 | 0 | 0 | 0 | 0 | 0 | 0 | 0 | 0
Community value of resilience |  | 0 |  | 0 | 0 | 0 | 0 | 0 | 0 | 0 | 0 | 0 | 0 | 0 | 0 | 0 | 0 | 0
Carbon emission reductions |  | 0 |  | 0 | 0 | 0 | 0 | 0 | 0 | 0 | 0 | 0 | 0 | 0 | 0 | 0 | 0 | 0
Reduced losses |  | 0 |  | 0 | 0 | 0 | 0 | 0 | 0 | 0 | 0 | 0 | 0 | 0 | 0 | 0 | 0 | 0
Customer Time |  | 0 |  | 0 | 0 | 0 | 0 | 0 | 0 | 0 | 0 | 0 | 0 | 0 | 0 | 0 | 0 | 0
Overall Project Benefits |  |  |  | Year 1 | Year 2 | Year 3 | Year 4 | Year 5 | Year 6 | Year 7 | Year 8 | Year 9 | Year 10 | Year 11 | Year 12 | Year 13 | Year 14 | Year 15
Safety | % claimed
Public Safety |  | 0 |  | 0 | 0 | 0 | 0 | 0 | 0 | 0 | 0 | 0 | 0 | 0 | 0 | 0 | 0 | 0
Fire |  | 0 |  | 0 | 0 | 0 | 0 | 0 | 0 | 0 | 0 | 0 | 0 | 0 | 0 | 0 | 0 | 0
Environment |  | 0 |  | 0 | 0 | 0 | 0 | 0 | 0 | 0 | 0 | 0 | 0 | 0 | 0 | 0 | 0 | 0
Worker Safety |  | 0 |  | 0 | 0 | 0 | 0 | 0 | 0 | 0 | 0 | 0 | 0 | 0 | 0 | 0 | 0 | 0
Capex efficiency | % claimed
Planning and design efficiencies |  | 0 |  | 0 | 0 | 0 | 0 | 0 | 0 | 0 | 0 | 0 | 0 | 0 | 0 | 0 | 0 | 0
Increased asset/network utilisation |  | 0 |  | 0 | 0 | 0 | 0 | 0 | 0 | 0 | 0 | 0 | 0 | 0 | 0 | 0 | 0 | 0
Improved repex prioritisation |  | 0 |  | 0 | 0 | 0 | 0 | 0 | 0 | 0 | 0 | 0 | 0 | 0 | 0 | 0 | 0 | 0
life extension |  | 0 |  | 0 | 0 | 0 | 0 | 0 | 0 | 0 | 0 | 0 | 0 | 0 | 0 | 0 | 0 | 0
lower cost assets |  | 0 |  | 0 | 0 | 0 | 0 | 0 | 0 | 0 | 0 | 0 | 0 | 0 | 0 | 0 | 0 | 0
planned vs unplanned repair trade-off |  | 0 |  | 0 | 0 | 0 | 0 | 0 | 0 | 0 | 0 | 0 | 0 | 0 | 0 | 0 | 0 | 0
Opex Efficiency | % claimed
reduced maintenance |  | 0 |  | 0 | 0 | 0 | 0 | 0 | 0 | 0 | 0 | 0 | 0 | 0 | 0 | 0 | 0 | 0
reduced field operations |  | 0 |  | 0 | 0 | 0 | 0 | 0 | 0 | 0 | 0 | 0 | 0 | 0 | 0 | 0 | 0 | 0
Market benefits | % claimed
Unserved energy |  | 0 |  | 0 | 0 | 0 | 0 | 0 | 0 | 0 | 0 | 0 | 0 | 0 | 0 | 0 | 0 | 0
Value of curtailment |  | 0 |  | 0 | 0 | 0 | 0 | 0 | 0 | 0 | 0 | 0 | 0 | 0 | 0 | 0 | 0 | 0
Wholesale pricing (market efficiency) |  | 0 |  | 0 | 0 | 0 | 0 | 0 | 0 | 0 | 0 | 0 | 0 | 0 | 0 | 0 | 0 | 0
Community value of resilience |  | 0 |  | 0 | 0 | 0 | 0 | 0 | 0 | 0 | 0 | 0 | 0 | 0 | 0 | 0 | 0 | 0
Carbon emission reductions |  | 0 |  | 0 | 0 | 0 | 0 | 0 | 0 | 0 | 0 | 0 | 0 | 0 | 0 | 0 | 0 | 0
Reduced losses |  | 0 |  | 0 | 0 | 0 | 0 | 0 | 0 | 0 | 0 | 0 | 0 | 0 | 0 | 0 | 0 | 0
Customer Time |  | 0 |  | 0 | 0 | 0 | 0 | 0 | 0 | 0 | 0 | 0 | 0 | 0 | 0 | 0 | 0 | 0
Cost Model (Complete pu costs or overall costs - not both) |  |  | Per Unit
Per unit cost |  | $ |  | Year 1 | Year 2 | Year 3 | Year 4 | Year 5 | Year 6 | Year 7 | Year 8 | Year 9 | Year 10 | Year 11 | Year 12 | Year 13 | Year 14 | Year 15
Capex |  | 4500 |  | 450000 | 450000 | 0 | 0 | 0 | 0 | 0 | 0 | 0 | 0 | 0 | 0 | 0 | 0 | 0
On-going opex (cumulative) |  | 5 |  | 500 | 1000 | 1000 | 1000 | 1000 | 1000 | 1000 | 1000 | 1000 | 1000 | 1000 | 1000 | 1000 | 1000 | 1000
Overall Project Costs |  |  |  | Year 1 | Year 2 | Year 3 | Year 4 | Year 5 | Year 6 | Year 7 | Year 8 | Year 9 | Year 10 | Year 11 | Year 12 | Year 13 | Year 14 | Year 15
Capex |  |  |  | 0 | 0 | 0 | 0 | 0 | 0 | 0 | 0 | 0 | 0 | 0 | 0 | 0 | 0 | 0
On-going opex |  |  |  | 0 | 0 | 0 | 0 | 0 | 0 | 0 | 0 | 0 | 0 | 0 | 0 | 0 | 0 | 0
4500
Project Cost build-up
Built from OTI program HALIM Unit Rate: Labour - $2,000 Material - $2,500 Total - $4,500

## PR039
Wires down detection device trials
Project ID |  |  | PR039
Project Master Data |  |  |  |  | Project Description
Reg ID |  |  | OTI_03.19-2 |  | Energised broken conductors present significant safety risks to customers and workers. Unlike some of the other faults that occur on the network, broken conductors can bring high voltage lines into close proximity of the general public and the most common protection techniques for overhead distribution lines cannot detect this. Although broken conductors represent a smaller percentage of faults on the distribution network, their consequences can be very significant and can result in death. There are several ways to detect broken conductors. For example, installing devices like a specialised pole mounted auto-recloser on the network which uses a negative phase sequence protection technique. Also, in the 2019-24 regulatory period, Ausgrid commenced a broken conductor trial using data from existing assets and tested two techniques - one using negative sequence current and voltage and the other looking at voltage magnitudes. This project is looking to further explore the different ways to detect broken conductors, the types of network configuration each is effective for and scale the most effective and efficient methods including the integration of further datasets and devices. Benefit quantification: Project leads to reduction of bushfire risk, increased safety and property damage avoidance.
Reg ID Description |  |  | Safe, Intelligent Networks (Devices)
Asset Class |  |  | OH Equipment
RIN Classification (Network / Non-Network) |  |  | Network
RIN Category (Primary Driver - Augex/Repex/Non-Network) |  |  | Repex
Project Maturity (Trial, Pilot, BAU) |  |  | Trial
Project Theme |  |  | Emerging Technology Trials
ICT Component (High / Med / Low) |  |  | Medium
NIAC Project Prioritisation Principles | Rating (1 – 5) | Weight | Score |  | Project Summary | [6 empty] | AER Capex Objectives
Accelerates decarbonisation | 2 | 29% | 0.58 |  |  | Total NPC (real) | -5910594.3077 |  | FY25-29 Project Capex | 5700000 |  | Meet or manage expected demand | [5 empty] | -
Improves resilience | 4 | 18% | 0.72 |  |  | Total NPV (real) | 7131252.9745 |  | FY25-29 Project Opex | 226153.865 |  | Complies with regulatory obligations or requirements | [5 empty] | -
Lowers costs for customers | 2 | 18% | 0.36 |  |  | BCR (indicative) | 2.2065 |  | Present Value of benefits | 13041847.2822 |  | Maintains the safety, quality, reliability and security of supply of the network | [5 empty] | YES
Improves fairness | 2 | 18% | 0.36 |  |  | BCR (50% risk) | 1.5246 |  | PV of benefits Year 1-5 | 4199382.988 |  | Project score
Improves safety for employees & the community | 5 | 17% | 0.85
Project score |  | 100% | 2.87
Project quantities/phasing
|  |  |  | Year 1 | Year 2 | Year 3 | Year 4 | Year 5 | Year 6 | Year 7 | Year 8 | Year 9 | Year 10 | Year 11 | Year 12 | Year 13 | Year 14 | Year 15
Quantity (widgets) | Total | 65 |  | Year 1: 10; Year 2: 30; Year 3: 25
Phasing (%)
Cost Benefit Analysis
Discount rate |  | 3.44% |  | Year 1 | Year 2 | Year 3 | Year 4 | Year 5 | Year 6 | Year 7 | Year 8 | Year 9 | Year 10 | Year 11 | Year 12 | Year 13 | Year 14 | Year 15
Capex Cost |  |  |  | 876923.0769 | 2630769.2308 | 2192307.6923 | 0 | 0 | 0 | 0 | 0 | 0 | 0 | 0 | 0 | 0 | 0 | 0
Capex Cost (50% risk) |  |  |  | 1315384.6154 | 3946153.8462 | 3288461.5385 | 0 | 0 | 0 | 0 | 0 | 0 | 0 | 0 | 0 | 0 | 0 | 0
Opex Cost |  |  |  | 9230.77 | 36923.08 | 60000.005 | 60000.005 | 60000.005 | 60000.005 | 60000.005 | 60000.005 | 60000.005 | 60000.005 | 60000.005 | 60000.005 | 60000.005 | 60000.005 | 60000.005
Total and NPC |  | -5910594.3077 |  | -886153.8469 | -2667692.3108 | -2252307.6973 | -60000.005 | -60000.005 | -60000.005 | -60000.005 | -60000.005 | -60000.005 | -60000.005 | -60000.005 | -60000.005 | -60000.005 | -60000.005 | -60000.005
Total (50% risk) |  |  |  | 1324615.3854 | 3983076.9262 | 3348461.5435 | 60000.005 | 60000.005 | 60000.005 | 60000.005 | 60000.005 | 60000.005 | 60000.005 | 60000.005 | 60000.005 | 60000.005 | 60000.005 | 60000.005
Aggregate benefits |  |  |  | 193126.5805 | 772506.3218 | 1255322.773 | 1255322.773 | 1255322.773 | 1255322.773 | 1255322.773 | 1255322.773 | 1255322.773 | 1255322.773 | 1255322.773 | 1255322.773 | 1255322.773 | 1255322.773 | 1255322.773
Net Total and NPV (indicative only) |  | 7131252.9745 |  | -693027.2665 | -1895185.989 | -996984.9244 | 1195322.768 | 1195322.768 | 1195322.768 | 1195322.768 | 1195322.768 | 1195322.768 | 1195322.768 | 1195322.768 | 1195322.768 | 1195322.768 | 1195322.768 | 1195322.768
Benefits Model (Complete pu benefits or overall benefits - not both) |  |  | Per Unit
Per unit Benefits |  | 19312.658 |  | Year 1 | Year 2 | Year 3 | Year 4 | Year 5 | Year 6 | Year 7 | Year 8 | Year 9 | Year 10 | Year 11 | Year 12 | Year 13 | Year 14 | Year 15
Safety | % claimed
Public Safety | 1% | 5614.6069 |  | 56146.0692 | 224584.2768 | 364949.4497 | 364949.4497 | 364949.4497 | 364949.4497 | 364949.4497 | 364949.4497 | 364949.4497 | 364949.4497 | 364949.4497 | 364949.4497 | 364949.4497 | 364949.4497 | 364949.4497
Fire | 2% | 8075.8757 |  | 80758.7568 | 323035.0271 | 524931.919 | 524931.919 | 524931.919 | 524931.919 | 524931.919 | 524931.919 | 524931.919 | 524931.919 | 524931.919 | 524931.919 | 524931.919 | 524931.919 | 524931.919
Environment | 1% | 783.8442 |  | 7838.4417 | 31353.7668 | 50949.8711 | 50949.8711 | 50949.8711 | 50949.8711 | 50949.8711 | 50949.8711 | 50949.8711 | 50949.8711 | 50949.8711 | 50949.8711 | 50949.8711 | 50949.8711 | 50949.8711
Worker Safety | 1% | 4838.3313 |  | 48383.3128 | 193533.2512 | 314491.5332 | 314491.5332 | 314491.5332 | 314491.5332 | 314491.5332 | 314491.5332 | 314491.5332 | 314491.5332 | 314491.5332 | 314491.5332 | 314491.5332 | 314491.5332 | 314491.5332
Capex efficiency | % claimed
Planning and design efficiencies |  | 0 |  | 0 | 0 | 0 | 0 | 0 | 0 | 0 | 0 | 0 | 0 | 0 | 0 | 0 | 0 | 0
Increased asset/network utilisation |  | 0 |  | 0 | 0 | 0 | 0 | 0 | 0 | 0 | 0 | 0 | 0 | 0 | 0 | 0 | 0 | 0
Improved repex prioritisation |  | 0 |  | 0 | 0 | 0 | 0 | 0 | 0 | 0 | 0 | 0 | 0 | 0 | 0 | 0 | 0 | 0
life extension |  | 0 |  | 0 | 0 | 0 | 0 | 0 | 0 | 0 | 0 | 0 | 0 | 0 | 0 | 0 | 0 | 0
lower cost assets |  | 0 |  | 0 | 0 | 0 | 0 | 0 | 0 | 0 | 0 | 0 | 0 | 0 | 0 | 0 | 0 | 0
planned vs unplanned repair trade-off |  | 0 |  | 0 | 0 | 0 | 0 | 0 | 0 | 0 | 0 | 0 | 0 | 0 | 0 | 0 | 0 | 0
Opex Efficiency | % claimed
reduced maintenance |  | 0 |  | 0 | 0 | 0 | 0 | 0 | 0 | 0 | 0 | 0 | 0 | 0 | 0 | 0 | 0 | 0
reduced field operations |  | 0 |  | 0 | 0 | 0 | 0 | 0 | 0 | 0 | 0 | 0 | 0 | 0 | 0 | 0 | 0 | 0
Market benefits | % claimed
Unserved energy |  | 0 |  | 0 | 0 | 0 | 0 | 0 | 0 | 0 | 0 | 0 | 0 | 0 | 0 | 0 | 0 | 0
Value of curtailment |  | 0 |  | 0 | 0 | 0 | 0 | 0 | 0 | 0 | 0 | 0 | 0 | 0 | 0 | 0 | 0 | 0
Wholesale pricing (market efficiency) |  | 0 |  | 0 | 0 | 0 | 0 | 0 | 0 | 0 | 0 | 0 | 0 | 0 | 0 | 0 | 0 | 0
Community value of resilience |  | 0 |  | 0 | 0 | 0 | 0 | 0 | 0 | 0 | 0 | 0 | 0 | 0 | 0 | 0 | 0 | 0
Carbon emission reductions |  | 0 |  | 0 | 0 | 0 | 0 | 0 | 0 | 0 | 0 | 0 | 0 | 0 | 0 | 0 | 0 | 0
Reduced losses |  | 0 |  | 0 | 0 | 0 | 0 | 0 | 0 | 0 | 0 | 0 | 0 | 0 | 0 | 0 | 0 | 0
Customer Time |  | 0 |  | 0 | 0 | 0 | 0 | 0 | 0 | 0 | 0 | 0 | 0 | 0 | 0 | 0 | 0 | 0
Overall Project Benefits |  |  |  | Year 1 | Year 2 | Year 3 | Year 4 | Year 5 | Year 6 | Year 7 | Year 8 | Year 9 | Year 10 | Year 11 | Year 12 | Year 13 | Year 14 | Year 15
Safety | % claimed
Public Safety |  | 0 |  | 0 | 0 | 0 | 0 | 0 | 0 | 0 | 0 | 0 | 0 | 0 | 0 | 0 | 0 | 0
Fire |  | 0 |  | 0 | 0 | 0 | 0 | 0 | 0 | 0 | 0 | 0 | 0 | 0 | 0 | 0 | 0 | 0
Environment |  | 0 |  | 0 | 0 | 0 | 0 | 0 | 0 | 0 | 0 | 0 | 0 | 0 | 0 | 0 | 0 | 0
Worker Safety |  | 0 |  | 0 | 0 | 0 | 0 | 0 | 0 | 0 | 0 | 0 | 0 | 0 | 0 | 0 | 0 | 0
Capex efficiency | % claimed
Planning and design efficiencies |  | 0 |  | 0 | 0 | 0 | 0 | 0 | 0 | 0 | 0 | 0 | 0 | 0 | 0 | 0 | 0 | 0
Increased asset/network utilisation |  | 0 |  | 0 | 0 | 0 | 0 | 0 | 0 | 0 | 0 | 0 | 0 | 0 | 0 | 0 | 0 | 0
Improved repex prioritisation |  | 0 |  | 0 | 0 | 0 | 0 | 0 | 0 | 0 | 0 | 0 | 0 | 0 | 0 | 0 | 0 | 0
life extension |  | 0 |  | 0 | 0 | 0 | 0 | 0 | 0 | 0 | 0 | 0 | 0 | 0 | 0 | 0 | 0 | 0
lower cost assets |  | 0 |  | 0 | 0 | 0 | 0 | 0 | 0 | 0 | 0 | 0 | 0 | 0 | 0 | 0 | 0 | 0
planned vs unplanned repair trade-off |  | 0 |  | 0 | 0 | 0 | 0 | 0 | 0 | 0 | 0 | 0 | 0 | 0 | 0 | 0 | 0 | 0
Opex Efficiency | % claimed
reduced maintenance |  | 0 |  | 0 | 0 | 0 | 0 | 0 | 0 | 0 | 0 | 0 | 0 | 0 | 0 | 0 | 0 | 0
reduced field operations |  | 0 |  | 0 | 0 | 0 | 0 | 0 | 0 | 0 | 0 | 0 | 0 | 0 | 0 | 0 | 0 | 0
Market benefits | % claimed
Unserved energy |  | 0 |  | 0 | 0 | 0 | 0 | 0 | 0 | 0 | 0 | 0 | 0 | 0 | 0 | 0 | 0 | 0
Value of curtailment |  | 0 |  | 0 | 0 | 0 | 0 | 0 | 0 | 0 | 0 | 0 | 0 | 0 | 0 | 0 | 0 | 0
Wholesale pricing (market efficiency) |  | 0 |  | 0 | 0 | 0 | 0 | 0 | 0 | 0 | 0 | 0 | 0 | 0 | 0 | 0 | 0 | 0
Community value of resilience |  | 0 |  | 0 | 0 | 0 | 0 | 0 | 0 | 0 | 0 | 0 | 0 | 0 | 0 | 0 | 0 | 0
Carbon emission reductions |  | 0 |  | 0 | 0 | 0 | 0 | 0 | 0 | 0 | 0 | 0 | 0 | 0 | 0 | 0 | 0 | 0
Reduced losses |  | 0 |  | 0 | 0 | 0 | 0 | 0 | 0 | 0 | 0 | 0 | 0 | 0 | 0 | 0 | 0 | 0
Customer Time |  | 0 |  | 0 | 0 | 0 | 0 | 0 | 0 | 0 | 0 | 0 | 0 | 0 | 0 | 0 | 0 | 0
Cost Model (Complete pu costs or overall costs - not both) |  |  | Per Unit
Per unit cost |  | $ |  | Year 1 | Year 2 | Year 3 | Year 4 | Year 5 | Year 6 | Year 7 | Year 8 | Year 9 | Year 10 | Year 11 | Year 12 | Year 13 | Year 14 | Year 15
Capex |  | 87692.3077 |  | 876923.0769 | 2630769.2308 | 2192307.6923 | 0 | 0 | 0 | 0 | 0 | 0 | 0 | 0 | 0 | 0 | 0 | 0
On-going opex (cumulative) |  | 923.077 |  | 9230.77 | 36923.08 | 60000.005 | 60000.005 | 60000.005 | 60000.005 | 60000.005 | 60000.005 | 60000.005 | 60000.005 | 60000.005 | 60000.005 | 60000.005 | 60000.005 | 60000.005
Overall Project Costs |  |  |  | Year 1 | Year 2 | Year 3 | Year 4 | Year 5 | Year 6 | Year 7 | Year 8 | Year 9 | Year 10 | Year 11 | Year 12 | Year 13 | Year 14 | Year 15
Capex |  |  |  | 0 | 0 | 0 | 0 | 0 | 0 | 0 | 0 | 0 | 0 | 0 | 0 | 0 | 0 | 0
On-going opex |  |  |  | 0 | 0 | 0 | 0 | 0 | 0 | 0 | 0 | 0 | 0 | 0 | 0 | 0 | 0 | 0
87692.3077
Project Cost build-up
Built from REP 11kV OH ELBS Unit Rate Labour - $32,605 Material - $55,000 Total - $87,605 Assumed to replace existing devices with a modern equivalent with wires down capability.

## PR040
AI driven defect identification trial
Project ID |  |  | PR040
Project Master Data |  |  |  |  | Project Description
Reg ID |  |  | OTI_03.19-3 |  | As Artificial Intelligence (AI) technology matures, it brings with it a lot of opportunities to apply it and machine learning techniques to diverse data sets and industries to open up a lot of use cases. One such use case is asset condition assessments for electricity networks. Several networks within Europe and the USA are beginning to use AI to assess captured imagery from helicopters and drones to provide automated condition assessments to look for potential defects in their power lines and poles such as corrosion, broken or missing hardware and vegetation growth. Potential benefits of these assessments includes improved the safety, efficiency and reliability of the network. This technology provides an opportunity to proactively identify emerging issues and risks on the network, particularly on and connected to the overhead network. At present, Ausgrid has limited ability to proactively identify issues on these assets and are dependent on five-year inspection cycles, reaction to faults or incidents. Emerging technology to detect these issues, at a cost competitive price point, should provide an improvement in service and safety for customers, workers, and the general public. This proposed project involves engaging a specialist service provider to develop and undertake AI based analysis, including the development and integration of required software. Benefit quantification: Project will help identify additional defects and facilitates proactive prioritisation.
Reg ID Description |  |  | Safe, Intelligent Networks (Systems)
Asset Class |  |  | Intelligent Electronic Devices
RIN Classification (Network / Non-Network) |  |  | Network
RIN Category (Primary Driver - Augex/Repex/Non-Network) |  |  | Repex
Project Maturity (Trial, Pilot, BAU) |  |  | Trial
Project Theme |  |  | Digital Transformation
ICT Component (High / Med / Low) |  |  | High
NIAC Project Prioritisation Principles | Rating (1 – 5) | Weight | Score |  | Project Summary | [6 empty] | AER Capex Objectives
Accelerates decarbonisation | 2 | 29% | 0.58 |  |  | Total NPC (real) | -487298.5636 |  | FY25-29 Project Capex | 475000 |  | Meet or manage expected demand | [5 empty] | -
Improves resilience | 4 | 18% | 0.72 |  |  | Total NPV (real) | 1124775.1146 |  | FY25-29 Project Opex | 20000 |  | Complies with regulatory obligations or requirements | [5 empty] | -
Lowers costs for customers | 3 | 18% | 0.54 |  |  | BCR (indicative) | 3.3082 |  | Present Value of benefits | 1612073.6782 |  | Maintains the safety, quality, reliability and security of supply of the network | [5 empty] | YES
Improves fairness | 2 | 18% | 0.36 |  |  | BCR (50% risk) | 2.2511 |  | PV of benefits Year 1-5 | 967602.4182 |  | Project score
Improves safety for employees & the community | 4 | 17% | 0.68
Project score |  | 100% | 2.88
Project quantities/phasing
|  |  |  | Year 1 | Year 2 | Year 3 | Year 4 | Year 5 | Year 6 | Year 7 | Year 8 | Year 9 | Year 10 | Year 11 | Year 12 | Year 13 | Year 14 | Year 15
Quantity (widgets) | Total | 0
Phasing (%) |  |  |  | Year 1: 0%; Year 2: 100%; Year 3: 100%; Year 4: 100%; Year 5: 100%; Year 6: 100%; Year 7: 100%; Year 8: 100%
|  |  |  | 90% | 10%
Cost Benefit Analysis
Discount rate |  | 3.44% |  | Year 1 | Year 2 | Year 3 | Year 4 | Year 5 | Year 6 | Year 7 | Year 8 | Year 9 | Year 10 | Year 11 | Year 12 | Year 13 | Year 14 | Year 15
Capex Cost |  |  |  | 427500 | 47500 | 0 | 0 | 0 | 0 | 0 | 0 | 0 | 0 | 0 | 0 | 0 | 0 | 0
Capex Cost (50% risk) |  |  |  | 641250 | 71250 | 0 | 0 | 0 | 0 | 0 | 0 | 0 | 0 | 0 | 0 | 0 | 0 | 0
Opex Cost |  |  |  | 0 | 5000 | 5000 | 5000 | 5000 | 5000 | 5000 | 5000 | 0 | 0 | 0 | 0 | 0 | 0 | 0
Total and NPC |  | -487298.5636 |  | -427500 | -52500 | -5000 | -5000 | -5000 | -5000 | -5000 | -5000 | 0 | 0 | 0 | 0 | 0 | 0 | 0
Total (50% risk) |  |  |  | 641250 | 76250 | 5000 | 5000 | 5000 | 5000 | 5000 | 5000 | 0 | 0 | 0 | 0 | 0 | 0 | 0
Aggregate benefits |  |  |  | 0 | 272104.8627 | 272104.8627 | 272104.8627 | 272104.8627 | 272104.8627 | 272104.8627 | 272104.8627 | 0 | 0 | 0 | 0 | 0 | 0 | 0
Net Total and NPV (indicative only) |  | 1124775.1146 |  | -427500 | 219604.8627 | 267104.8627 | 267104.8627 | 267104.8627 | 267104.8627 | 267104.8627 | 267104.8627 | 0 | 0 | 0 | 0 | 0 | 0 | 0
Benefits Model (Complete pu benefits or overall benefits - not both) |  |  | Overall
Per unit Benefits |  | 0 |  | Year 1 | Year 2 | Year 3 | Year 4 | Year 5 | Year 6 | Year 7 | Year 8 | Year 9 | Year 10 | Year 11 | Year 12 | Year 13 | Year 14 | Year 15
Safety | % claimed
Public Safety |  | 0 |  | 0 | 0 | 0 | 0 | 0 | 0 | 0 | 0 | 0 | 0 | 0 | 0 | 0 | 0 | 0
Fire |  | 0 |  | 0 | 0 | 0 | 0 | 0 | 0 | 0 | 0 | 0 | 0 | 0 | 0 | 0 | 0 | 0
Environment |  | 0 |  | 0 | 0 | 0 | 0 | 0 | 0 | 0 | 0 | 0 | 0 | 0 | 0 | 0 | 0 | 0
Worker Safety |  | 0 |  | 0 | 0 | 0 | 0 | 0 | 0 | 0 | 0 | 0 | 0 | 0 | 0 | 0 | 0 | 0
Capex efficiency | % claimed
Planning and design efficiencies |  | 0 |  | 0 | 0 | 0 | 0 | 0 | 0 | 0 | 0 | 0 | 0 | 0 | 0 | 0 | 0 | 0
Increased asset/network utilisation |  | 0 |  | 0 | 0 | 0 | 0 | 0 | 0 | 0 | 0 | 0 | 0 | 0 | 0 | 0 | 0 | 0
Improved repex prioritisation |  | 0 |  | 0 | 0 | 0 | 0 | 0 | 0 | 0 | 0 | 0 | 0 | 0 | 0 | 0 | 0 | 0
life extension |  | 0 |  | 0 | 0 | 0 | 0 | 0 | 0 | 0 | 0 | 0 | 0 | 0 | 0 | 0 | 0 | 0
lower cost assets |  | 0 |  | 0 | 0 | 0 | 0 | 0 | 0 | 0 | 0 | 0 | 0 | 0 | 0 | 0 | 0 | 0
planned vs unplanned repair trade-off |  | 0 |  | 0 | 0 | 0 | 0 | 0 | 0 | 0 | 0 | 0 | 0 | 0 | 0 | 0 | 0 | 0
Opex Efficiency | % claimed
reduced maintenance |  | 0 |  | 0 | 0 | 0 | 0 | 0 | 0 | 0 | 0 | 0 | 0 | 0 | 0 | 0 | 0 | 0
reduced field operations |  | 0 |  | 0 | 0 | 0 | 0 | 0 | 0 | 0 | 0 | 0 | 0 | 0 | 0 | 0 | 0 | 0
Market benefits | % claimed
Unserved energy |  | 0 |  | 0 | 0 | 0 | 0 | 0 | 0 | 0 | 0 | 0 | 0 | 0 | 0 | 0 | 0 | 0
Value of curtailment |  | 0 |  | 0 | 0 | 0 | 0 | 0 | 0 | 0 | 0 | 0 | 0 | 0 | 0 | 0 | 0 | 0
Wholesale pricing (market efficiency) |  | 0 |  | 0 | 0 | 0 | 0 | 0 | 0 | 0 | 0 | 0 | 0 | 0 | 0 | 0 | 0 | 0
Community value of resilience |  | 0 |  | 0 | 0 | 0 | 0 | 0 | 0 | 0 | 0 | 0 | 0 | 0 | 0 | 0 | 0 | 0
Carbon emission reductions |  | 0 |  | 0 | 0 | 0 | 0 | 0 | 0 | 0 | 0 | 0 | 0 | 0 | 0 | 0 | 0 | 0
Reduced losses |  | 0 |  | 0 | 0 | 0 | 0 | 0 | 0 | 0 | 0 | 0 | 0 | 0 | 0 | 0 | 0 | 0
Customer Time |  | 0 |  | 0 | 0 | 0 | 0 | 0 | 0 | 0 | 0 | 0 | 0 | 0 | 0 | 0 | 0 | 0
Overall Project Benefits |  |  |  | Year 1 | Year 2 | Year 3 | Year 4 | Year 5 | Year 6 | Year 7 | Year 8 | Year 9 | Year 10 | Year 11 | Year 12 | Year 13 | Year 14 | Year 15
Safety | % claimed
Public Safety | 0.01% | 3649.4945 |  | 0 | 3649.4945 | 3649.4945 | 3649.4945 | 3649.4945 | 3649.4945 | 3649.4945 | 3649.4945 | 0 | 0 | 0 | 0 | 0 | 0 | 0
Fire | 0.05% | 13123.298 |  | 0 | 13123.298 | 13123.298 | 13123.298 | 13123.298 | 13123.298 | 13123.298 | 13123.298 | 0 | 0 | 0 | 0 | 0 | 0 | 0
Environment | 0.05% | 2547.4936 |  | 0 | 2547.4936 | 2547.4936 | 2547.4936 | 2547.4936 | 2547.4936 | 2547.4936 | 2547.4936 | 0 | 0 | 0 | 0 | 0 | 0 | 0
Worker Safety | 0.05% | 15724.5767 |  | 0 | 15724.5767 | 15724.5767 | 15724.5767 | 15724.5767 | 15724.5767 | 15724.5767 | 15724.5767 | 0 | 0 | 0 | 0 | 0 | 0 | 0
Capex efficiency | % claimed
Planning and design efficiencies |  | 0 |  | 0 | 0 | 0 | 0 | 0 | 0 | 0 | 0 | 0 | 0 | 0 | 0 | 0 | 0 | 0
Increased asset/network utilisation |  | 0 |  | 0 | 0 | 0 | 0 | 0 | 0 | 0 | 0 | 0 | 0 | 0 | 0 | 0 | 0 | 0
Improved repex prioritisation | 0.5% | 52460 |  | 0 | 52460 | 52460 | 52460 | 52460 | 52460 | 52460 | 52460 | 0 | 0 | 0 | 0 | 0 | 0 | 0
life extension |  | 0 |  | 0 | 0 | 0 | 0 | 0 | 0 | 0 | 0 | 0 | 0 | 0 | 0 | 0 | 0 | 0
lower cost assets |  | 0 |  | 0 | 0 | 0 | 0 | 0 | 0 | 0 | 0 | 0 | 0 | 0 | 0 | 0 | 0 | 0
planned vs unplanned repair trade-off | 0.5% | 42500 |  | 0 | 42500 | 42500 | 42500 | 42500 | 42500 | 42500 | 42500 | 0 | 0 | 0 | 0 | 0 | 0 | 0
Opex Efficiency | % claimed
reduced maintenance | 0.01% | 13100 |  | 0 | 13100 | 13100 | 13100 | 13100 | 13100 | 13100 | 13100 | 0 | 0 | 0 | 0 | 0 | 0 | 0
reduced field operations | 0.01% | 3000 |  | 0 | 3000 | 3000 | 3000 | 3000 | 3000 | 3000 | 3000 | 0 | 0 | 0 | 0 | 0 | 0 | 0
Market benefits | % claimed
Unserved energy | 0.1% | 126000 |  | 0 | 126000 | 126000 | 126000 | 126000 | 126000 | 126000 | 126000 | 0 | 0 | 0 | 0 | 0 | 0 | 0
Value of curtailment |  | 0 |  | 0 | 0 | 0 | 0 | 0 | 0 | 0 | 0 | 0 | 0 | 0 | 0 | 0 | 0 | 0
Wholesale pricing (market efficiency) |  | 0 |  | 0 | 0 | 0 | 0 | 0 | 0 | 0 | 0 | 0 | 0 | 0 | 0 | 0 | 0 | 0
Community value of resilience |  | 0 |  | 0 | 0 | 0 | 0 | 0 | 0 | 0 | 0 | 0 | 0 | 0 | 0 | 0 | 0 | 0
Carbon emission reductions |  | 0 |  | 0 | 0 | 0 | 0 | 0 | 0 | 0 | 0 | 0 | 0 | 0 | 0 | 0 | 0 | 0
Reduced losses |  | 0 |  | 0 | 0 | 0 | 0 | 0 | 0 | 0 | 0 | 0 | 0 | 0 | 0 | 0 | 0 | 0
Customer Time |  | 0 |  | 0 | 0 | 0 | 0 | 0 | 0 | 0 | 0 | 0 | 0 | 0 | 0 | 0 | 0 | 0
Cost Model (Complete pu costs or overall costs - not both) |  |  | Overall
Per unit cost |  | $ |  | Year 1 | Year 2 | Year 3 | Year 4 | Year 5 | Year 6 | Year 7 | Year 8 | Year 9 | Year 10 | Year 11 | Year 12 | Year 13 | Year 14 | Year 15
Capex |  | 0 |  | 0 | 0 | 0 | 0 | 0 | 0 | 0 | 0 | 0 | 0 | 0 | 0 | 0 | 0 | 0
On-going opex (cumulative) |  | 0 |  | 0 | 0 | 0 | 0 | 0 | 0 | 0 | 0 | 0 | 0 | 0 | 0 | 0 | 0 | 0
Overall Project Costs |  |  |  | Year 1 | Year 2 | Year 3 | Year 4 | Year 5 | Year 6 | Year 7 | Year 8 | Year 9 | Year 10 | Year 11 | Year 12 | Year 13 | Year 14 | Year 15
Capex |  |  |  | 427500 | 47500 | 0 | 0 | 0 | 0 | 0 | 0 | 0 | 0 | 0 | 0 | 0 | 0 | 0
On-going opex |  |  |  | 0 | 5000 | 5000 | 5000 | 5000 | 5000 | 5000 | 5000 | 0 | 0 | 0 | 0 | 0 | 0 | 0
475000
Project Cost build-up
Estimates based on similar projects: Labour - $100,000 -Project management/BA Contracted services - $375,000 - Software development - Integration

## PR042
Advanced smart meter services integration for resilient load management
Project ID |  |  | PR042
Project Master Data |  |  |  |  | Project Description
Reg ID |  |  | OTI_03.19-1 |  | As more power quality meter data and advanced services become available with the increasing penetration of smart meters, there is an opportunity to explore more use case and drive efficiencies and better outcomes for customers. During the 2019-24 regulatory period, Ausgrid trailed the use of smart meter data to detect loss of neutral. These platforms are maturing and becoming more sophisticated which brings with it a range of new use cases to explore and extract more value from the existing smart meter data sets. Through this project, Ausgrid is proposing to explore advanced services that are enabled by the uptake and access to smart meter data. These services will help planners optimise the LV network and enable Ausgrid to build the foundation of a dynamic and flexible network. This project is dependent on sourcing advanced smart meter services as part of our opex step change. Benefit quantification: Assumes project will lead to improved repex prioritisation.
Reg ID Description |  |  | CER Support & Enablement
Asset Class |  |  | Intelligent Electronic Devices
RIN Classification (Network / Non-Network) |  |  | Network
RIN Category (Primary Driver - Augex/Repex/Non-Network) |  |  | Non-Network
Project Maturity (Trial, Pilot, BAU) |  |  | Trial
Project Theme |  |  | Dynamic & Flexible Network Operation
ICT Component (High / Med / Low) |  |  | Medium
NIAC Project Prioritisation Principles | Rating (1 – 5) | Weight | Score |  | Project Summary | [6 empty] | AER Capex Objectives
Accelerates decarbonisation | 3 | 29% | 0.87 |  |  | Total NPC (real) | -996733.3757 |  | FY25-29 Project Capex | 850000 |  | Meet or manage expected demand | [5 empty] | YES
Improves resilience | 2 | 18% | 0.36 |  |  | Total NPV (real) | 557251.8108 |  | FY25-29 Project Opex | 120000 |  | Complies with regulatory obligations or requirements | [5 empty] | YES
Lowers costs for customers | 3 | 18% | 0.54 |  |  | BCR (indicative) | 1.5591 |  | Present Value of benefits | 1553985.1865 |  | Maintains the safety, quality, reliability and security of supply of the network | [5 empty] | YES
Improves fairness | 2 | 18% | 0.36 |  |  | BCR (50% risk) | 1.1051 |  | PV of benefits Year 1-5 | 932736.4156 |  | Project score
Improves safety for employees & the community | 3 | 17% | 0.51
Project score |  | 100% | 2.64
Project quantities/phasing
|  |  |  | Year 1 | Year 2 | Year 3 | Year 4 | Year 5 | Year 6 | Year 7 | Year 8 | Year 9 | Year 10 | Year 11 | Year 12 | Year 13 | Year 14 | Year 15
Quantity (widgets) | Total | 0
Phasing (%) |  |  |  | Year 1: 0%; Year 2: 100%; Year 3: 100%; Year 4: 100%; Year 5: 100%; Year 6: 100%; Year 7: 100%; Year 8: 100%
|  |  |  | 90% | 10%
Cost Benefit Analysis
Discount rate |  | 3.44% |  | Year 1 | Year 2 | Year 3 | Year 4 | Year 5 | Year 6 | Year 7 | Year 8 | Year 9 | Year 10 | Year 11 | Year 12 | Year 13 | Year 14 | Year 15
Capex Cost |  |  |  | 765000 | 85000 | 0 | 0 | 0 | 0 | 0 | 0 | 0 | 0 | 0 | 0 | 0 | 0 | 0
Capex Cost (50% risk) |  |  |  | 1147500 | 127500 | 0 | 0 | 0 | 0 | 0 | 0 | 0 | 0 | 0 | 0 | 0 | 0 | 0
Opex Cost |  |  |  | 0 | 30000 | 30000 | 30000 | 30000 | 30000 | 30000 | 30000 | 0 | 0 | 0 | 0 | 0 | 0 | 0
Total and NPC |  | -996733.3757 |  | -765000 | -115000 | -30000 | -30000 | -30000 | -30000 | -30000 | -30000 | 0 | 0 | 0 | 0 | 0 | 0 | 0
Total (50% risk) |  |  |  | 1147500 | 157500 | 30000 | 30000 | 30000 | 30000 | 30000 | 30000 | 0 | 0 | 0 | 0 | 0 | 0 | 0
Aggregate benefits |  |  |  | 0 | 262300 | 262300 | 262300 | 262300 | 262300 | 262300 | 262300 | 0 | 0 | 0 | 0 | 0 | 0 | 0
Net Total and NPV (indicative only) |  | 557251.8108 |  | -765000 | 147300 | 232300 | 232300 | 232300 | 232300 | 232300 | 232300 | 0 | 0 | 0 | 0 | 0 | 0 | 0
Benefits Model (Complete pu benefits or overall benefits - not both) |  |  | Overall
Per unit Benefits |  | 0 |  | Year 1 | Year 2 | Year 3 | Year 4 | Year 5 | Year 6 | Year 7 | Year 8 | Year 9 | Year 10 | Year 11 | Year 12 | Year 13 | Year 14 | Year 15
Safety | % claimed
Public Safety |  | 0 |  | 0 | 0 | 0 | 0 | 0 | 0 | 0 | 0 | 0 | 0 | 0 | 0 | 0 | 0 | 0
Fire |  | 0 |  | 0 | 0 | 0 | 0 | 0 | 0 | 0 | 0 | 0 | 0 | 0 | 0 | 0 | 0 | 0
Environment |  | 0 |  | 0 | 0 | 0 | 0 | 0 | 0 | 0 | 0 | 0 | 0 | 0 | 0 | 0 | 0 | 0
Worker Safety |  | 0 |  | 0 | 0 | 0 | 0 | 0 | 0 | 0 | 0 | 0 | 0 | 0 | 0 | 0 | 0 | 0
Capex efficiency | % claimed
Planning and design efficiencies |  | 0 |  | 0 | 0 | 0 | 0 | 0 | 0 | 0 | 0 | 0 | 0 | 0 | 0 | 0 | 0 | 0
Increased asset/network utilisation |  | 0 |  | 0 | 0 | 0 | 0 | 0 | 0 | 0 | 0 | 0 | 0 | 0 | 0 | 0 | 0 | 0
Improved repex prioritisation |  | 0 |  | 0 | 0 | 0 | 0 | 0 | 0 | 0 | 0 | 0 | 0 | 0 | 0 | 0 | 0 | 0
life extension |  | 0 |  | 0 | 0 | 0 | 0 | 0 | 0 | 0 | 0 | 0 | 0 | 0 | 0 | 0 | 0 | 0
lower cost assets |  | 0 |  | 0 | 0 | 0 | 0 | 0 | 0 | 0 | 0 | 0 | 0 | 0 | 0 | 0 | 0 | 0
planned vs unplanned repair trade-off |  | 0 |  | 0 | 0 | 0 | 0 | 0 | 0 | 0 | 0 | 0 | 0 | 0 | 0 | 0 | 0 | 0
Opex Efficiency | % claimed
reduced maintenance |  | 0 |  | 0 | 0 | 0 | 0 | 0 | 0 | 0 | 0 | 0 | 0 | 0 | 0 | 0 | 0 | 0
reduced field operations |  | 0 |  | 0 | 0 | 0 | 0 | 0 | 0 | 0 | 0 | 0 | 0 | 0 | 0 | 0 | 0 | 0
Market benefits | % claimed
Unserved energy |  | 0 |  | 0 | 0 | 0 | 0 | 0 | 0 | 0 | 0 | 0 | 0 | 0 | 0 | 0 | 0 | 0
Value of curtailment |  | 0 |  | 0 | 0 | 0 | 0 | 0 | 0 | 0 | 0 | 0 | 0 | 0 | 0 | 0 | 0 | 0
Wholesale pricing (market efficiency) |  | 0 |  | 0 | 0 | 0 | 0 | 0 | 0 | 0 | 0 | 0 | 0 | 0 | 0 | 0 | 0 | 0
Community value of resilience |  | 0 |  | 0 | 0 | 0 | 0 | 0 | 0 | 0 | 0 | 0 | 0 | 0 | 0 | 0 | 0 | 0
Carbon emission reductions |  | 0 |  | 0 | 0 | 0 | 0 | 0 | 0 | 0 | 0 | 0 | 0 | 0 | 0 | 0 | 0 | 0
Reduced losses |  | 0 |  | 0 | 0 | 0 | 0 | 0 | 0 | 0 | 0 | 0 | 0 | 0 | 0 | 0 | 0 | 0
Customer Time |  | 0 |  | 0 | 0 | 0 | 0 | 0 | 0 | 0 | 0 | 0 | 0 | 0 | 0 | 0 | 0 | 0
Overall Project Benefits |  |  |  | Year 1 | Year 2 | Year 3 | Year 4 | Year 5 | Year 6 | Year 7 | Year 8 | Year 9 | Year 10 | Year 11 | Year 12 | Year 13 | Year 14 | Year 15
Safety | % claimed
Public Safety |  | 0 |  | 0 | 0 | 0 | 0 | 0 | 0 | 0 | 0 | 0 | 0 | 0 | 0 | 0 | 0 | 0
Fire |  | 0 |  | 0 | 0 | 0 | 0 | 0 | 0 | 0 | 0 | 0 | 0 | 0 | 0 | 0 | 0 | 0
Environment |  | 0 |  | 0 | 0 | 0 | 0 | 0 | 0 | 0 | 0 | 0 | 0 | 0 | 0 | 0 | 0 | 0
Worker Safety |  | 0 |  | 0 | 0 | 0 | 0 | 0 | 0 | 0 | 0 | 0 | 0 | 0 | 0 | 0 | 0 | 0
Capex efficiency | % claimed
Planning and design efficiencies |  | 0 |  | 0 | 0 | 0 | 0 | 0 | 0 | 0 | 0 | 0 | 0 | 0 | 0 | 0 | 0 | 0
Increased asset/network utilisation |  | 0 |  | 0 | 0 | 0 | 0 | 0 | 0 | 0 | 0 | 0 | 0 | 0 | 0 | 0 | 0 | 0
Improved repex prioritisation | 2.5% | 262300 |  | 0 | 262300 | 262300 | 262300 | 262300 | 262300 | 262300 | 262300 | 0 | 0 | 0 | 0 | 0 | 0 | 0
life extension |  | 0 |  | 0 | 0 | 0 | 0 | 0 | 0 | 0 | 0 | 0 | 0 | 0 | 0 | 0 | 0 | 0
lower cost assets |  | 0 |  | 0 | 0 | 0 | 0 | 0 | 0 | 0 | 0 | 0 | 0 | 0 | 0 | 0 | 0 | 0
planned vs unplanned repair trade-off |  | 0 |  | 0 | 0 | 0 | 0 | 0 | 0 | 0 | 0 | 0 | 0 | 0 | 0 | 0 | 0 | 0
Opex Efficiency | % claimed
reduced maintenance |  | 0 |  | 0 | 0 | 0 | 0 | 0 | 0 | 0 | 0 | 0 | 0 | 0 | 0 | 0 | 0 | 0
reduced field operations |  | 0 |  | 0 | 0 | 0 | 0 | 0 | 0 | 0 | 0 | 0 | 0 | 0 | 0 | 0 | 0 | 0
Market benefits | % claimed
Unserved energy |  | 0 |  | 0 | 0 | 0 | 0 | 0 | 0 | 0 | 0 | 0 | 0 | 0 | 0 | 0 | 0 | 0
Value of curtailment |  | 0 |  | 0 | 0 | 0 | 0 | 0 | 0 | 0 | 0 | 0 | 0 | 0 | 0 | 0 | 0 | 0
Wholesale pricing (market efficiency) |  | 0 |  | 0 | 0 | 0 | 0 | 0 | 0 | 0 | 0 | 0 | 0 | 0 | 0 | 0 | 0 | 0
Community value of resilience |  | 0 |  | 0 | 0 | 0 | 0 | 0 | 0 | 0 | 0 | 0 | 0 | 0 | 0 | 0 | 0 | 0
Carbon emission reductions |  | 0 |  | 0 | 0 | 0 | 0 | 0 | 0 | 0 | 0 | 0 | 0 | 0 | 0 | 0 | 0 | 0
Reduced losses |  | 0 |  | 0 | 0 | 0 | 0 | 0 | 0 | 0 | 0 | 0 | 0 | 0 | 0 | 0 | 0 | 0
Customer Time |  | 0 |  | 0 | 0 | 0 | 0 | 0 | 0 | 0 | 0 | 0 | 0 | 0 | 0 | 0 | 0 | 0
Cost Model (Complete pu costs or overall costs - not both) |  |  | Overall
Per unit cost |  | $ |  | Year 1 | Year 2 | Year 3 | Year 4 | Year 5 | Year 6 | Year 7 | Year 8 | Year 9 | Year 10 | Year 11 | Year 12 | Year 13 | Year 14 | Year 15
Capex |  | 0 |  | 0 | 0 | 0 | 0 | 0 | 0 | 0 | 0 | 0 | 0 | 0 | 0 | 0 | 0 | 0
On-going opex (cumulative) |  | 0 |  | 0 | 0 | 0 | 0 | 0 | 0 | 0 | 0 | 0 | 0 | 0 | 0 | 0 | 0 | 0
Overall Project Costs |  |  |  | Year 1 | Year 2 | Year 3 | Year 4 | Year 5 | Year 6 | Year 7 | Year 8 | Year 9 | Year 10 | Year 11 | Year 12 | Year 13 | Year 14 | Year 15
Capex |  |  |  | 765000 | 85000 | 0 | 0 | 0 | 0 | 0 | 0 | 0 | 0 | 0 | 0 | 0 | 0 | 0
On-going opex |  |  |  | 0 | 30000 | 30000 | 30000 | 30000 | 30000 | 30000 | 30000 | 0 | 0 | 0 | 0 | 0 | 0 | 0
850000
Project Cost build-up
Estimates based on similar projects: Labour - $181,500 Contracted services - $668,500 Total - $850,000

## PR043
Advanced smart meter data integration for flexible load management
Project ID |  |  | PR043
Project Master Data |  |  |  |  | Project Description
Reg ID |  |  | OTI_03.19-3 |  | This project aims to trial an integration of near real-time smart meter enquiry or interrogation from the OT system. Near real-time smart meter status and data, when combined with low voltage network monitoring information, can inform the network operator of the accurate status of low voltage network, and ensure that the right resources are dispatched for the rectification. In the absence of full smart meter integration, on-demand near real-time smart meter enquiry can provide the following benefits: 1. complement the network state estimator and improve distribution load-flow estimation. 2. assist with identifying voltage violations and provide input to Volt-Var optimisation. 3. assist with incident management and resource optimisation. Outage scope can be quickly confirmed, and outage restoration resources and timeframe optimised. PR043 is an enabling project for PR105 - please see tabs 'PR105' and 'PR0043 + PR105' for a combined view of costs and benefits. Benefit quantification: Meter enquiry integration resulting in less truck rolls (assuming 1% less callouts) & planning efficiencies.
Reg ID Description |  |  | Safe, Intelligent Networks (Systems)
Asset Class |  |  | Intelligent Electronic Devices
RIN Classification (Network / Non-Network) |  |  | Network
RIN Category (Primary Driver - Augex/Repex/Non-Network) |  |  | Non-Network
Project Maturity (Trial, Pilot, BAU) |  |  | Pilot
Project Theme |  |  | Dynamic & Flexible Network Operation
ICT Component (High / Med / Low) |  |  | High
NIAC Project Prioritisation Principles | Rating (1 – 5) | Weight | Score |  | Project Summary | [6 empty] | AER Capex Objectives
Accelerates decarbonisation | 3 | 29% | 0.87 |  |  | Total NPC (real) | -974597.1272 |  | FY25-29 Project Capex | 950000 |  | Meet or manage expected demand | [5 empty] | YES
Improves resilience | 2 | 18% | 0.36 |  |  | Total NPV (real) | 384117.9421 |  | FY25-29 Project Opex | 40000 |  | Complies with regulatory obligations or requirements | [5 empty] | -
Lowers costs for customers | 3 | 18% | 0.54 |  |  | BCR (indicative) | 1.3941 |  | Present Value of benefits | 1358715.0693 |  | Maintains the safety, quality, reliability and security of supply of the network | [5 empty] | YES
Improves fairness | 2 | 18% | 0.36 |  |  | BCR (50% risk) | 0.94864 |  | PV of benefits Year 1-5 | 815530.9553 |  | Project score
Improves safety for employees & the community | 3 | 17% | 0.51
Project score |  | 100% | 2.64
Project quantities/phasing
|  |  |  | Year 1 | Year 2 | Year 3 | Year 4 | Year 5 | Year 6 | Year 7 | Year 8 | Year 9 | Year 10 | Year 11 | Year 12 | Year 13 | Year 14 | Year 15
Quantity (widgets) | Total | 0
Phasing (%) |  |  |  | Year 1: 0%; Year 2: 100%; Year 3: 100%; Year 4: 100%; Year 5: 100%; Year 6: 100%; Year 7: 100%; Year 8: 100%
|  |  |  | 90% | 10%
Cost Benefit Analysis
Discount rate |  | 3.44% |  | Year 1 | Year 2 | Year 3 | Year 4 | Year 5 | Year 6 | Year 7 | Year 8 | Year 9 | Year 10 | Year 11 | Year 12 | Year 13 | Year 14 | Year 15
Capex Cost |  |  |  | 855000 | 95000 | 0 | 0 | 0 | 0 | 0 | 0 | 0 | 0 | 0 | 0 | 0 | 0 | 0
Capex Cost (50% risk) |  |  |  | 1282500 | 142500 | 0 | 0 | 0 | 0 | 0 | 0 | 0 | 0 | 0 | 0 | 0 | 0 | 0
Opex Cost |  |  |  | 0 | 10000 | 10000 | 10000 | 10000 | 10000 | 10000 | 10000 | 0 | 0 | 0 | 0 | 0 | 0 | 0
Total and NPC |  | -974597.1272 |  | -855000 | -105000 | -10000 | -10000 | -10000 | -10000 | -10000 | -10000 | 0 | 0 | 0 | 0 | 0 | 0 | 0
Total (50% risk) |  |  |  | 1282500 | 152500 | 10000 | 10000 | 10000 | 10000 | 10000 | 10000 | 0 | 0 | 0 | 0 | 0 | 0 | 0
Aggregate benefits |  |  |  | 0 | 229340 | 229340 | 229340 | 229340 | 229340 | 229340 | 229340 | 0 | 0 | 0 | 0 | 0 | 0 | 0
Net Total and NPV (indicative only) |  | 384117.9421 |  | -855000 | 124340 | 219340 | 219340 | 219340 | 219340 | 219340 | 219340 | 0 | 0 | 0 | 0 | 0 | 0 | 0
Benefits Model (Complete pu benefits or overall benefits - not both) |  |  | Overall
Per unit Benefits |  | 0 |  | Year 1 | Year 2 | Year 3 | Year 4 | Year 5 | Year 6 | Year 7 | Year 8 | Year 9 | Year 10 | Year 11 | Year 12 | Year 13 | Year 14 | Year 15
Safety | % claimed
Public Safety |  | 0 |  | 0 | 0 | 0 | 0 | 0 | 0 | 0 | 0 | 0 | 0 | 0 | 0 | 0 | 0 | 0
Fire |  | 0 |  | 0 | 0 | 0 | 0 | 0 | 0 | 0 | 0 | 0 | 0 | 0 | 0 | 0 | 0 | 0
Environment |  | 0 |  | 0 | 0 | 0 | 0 | 0 | 0 | 0 | 0 | 0 | 0 | 0 | 0 | 0 | 0 | 0
Worker Safety |  | 0 |  | 0 | 0 | 0 | 0 | 0 | 0 | 0 | 0 | 0 | 0 | 0 | 0 | 0 | 0 | 0
Capex efficiency | % claimed
Planning and design efficiencies |  | 0 |  | 0 | 0 | 0 | 0 | 0 | 0 | 0 | 0 | 0 | 0 | 0 | 0 | 0 | 0 | 0
Increased asset/network utilisation |  | 0 |  | 0 | 0 | 0 | 0 | 0 | 0 | 0 | 0 | 0 | 0 | 0 | 0 | 0 | 0 | 0
Improved repex prioritisation |  | 0 |  | 0 | 0 | 0 | 0 | 0 | 0 | 0 | 0 | 0 | 0 | 0 | 0 | 0 | 0 | 0
life extension |  | 0 |  | 0 | 0 | 0 | 0 | 0 | 0 | 0 | 0 | 0 | 0 | 0 | 0 | 0 | 0 | 0
lower cost assets |  | 0 |  | 0 | 0 | 0 | 0 | 0 | 0 | 0 | 0 | 0 | 0 | 0 | 0 | 0 | 0 | 0
planned vs unplanned repair trade-off |  | 0 |  | 0 | 0 | 0 | 0 | 0 | 0 | 0 | 0 | 0 | 0 | 0 | 0 | 0 | 0 | 0
Opex Efficiency | % claimed
reduced maintenance |  | 0 |  | 0 | 0 | 0 | 0 | 0 | 0 | 0 | 0 | 0 | 0 | 0 | 0 | 0 | 0 | 0
reduced field operations |  | 0 |  | 0 | 0 | 0 | 0 | 0 | 0 | 0 | 0 | 0 | 0 | 0 | 0 | 0 | 0 | 0
Market benefits | % claimed
Unserved energy |  | 0 |  | 0 | 0 | 0 | 0 | 0 | 0 | 0 | 0 | 0 | 0 | 0 | 0 | 0 | 0 | 0
Value of curtailment |  | 0 |  | 0 | 0 | 0 | 0 | 0 | 0 | 0 | 0 | 0 | 0 | 0 | 0 | 0 | 0 | 0
Wholesale pricing (market efficiency) |  | 0 |  | 0 | 0 | 0 | 0 | 0 | 0 | 0 | 0 | 0 | 0 | 0 | 0 | 0 | 0 | 0
Community value of resilience |  | 0 |  | 0 | 0 | 0 | 0 | 0 | 0 | 0 | 0 | 0 | 0 | 0 | 0 | 0 | 0 | 0
Carbon emission reductions |  | 0 |  | 0 | 0 | 0 | 0 | 0 | 0 | 0 | 0 | 0 | 0 | 0 | 0 | 0 | 0 | 0
Reduced losses |  | 0 |  | 0 | 0 | 0 | 0 | 0 | 0 | 0 | 0 | 0 | 0 | 0 | 0 | 0 | 0 | 0
Customer Time |  | 0 |  | 0 | 0 | 0 | 0 | 0 | 0 | 0 | 0 | 0 | 0 | 0 | 0 | 0 | 0 | 0
Overall Project Benefits |  |  |  | Year 1 | Year 2 | Year 3 | Year 4 | Year 5 | Year 6 | Year 7 | Year 8 | Year 9 | Year 10 | Year 11 | Year 12 | Year 13 | Year 14 | Year 15
Safety | % claimed
Public Safety |  | 0 |  | 0 | 0 | 0 | 0 | 0 | 0 | 0 | 0 | 0 | 0 | 0 | 0 | 0 | 0 | 0
Fire |  | 0 |  | 0 | 0 | 0 | 0 | 0 | 0 | 0 | 0 | 0 | 0 | 0 | 0 | 0 | 0 | 0
Environment |  | 0 |  | 0 | 0 | 0 | 0 | 0 | 0 | 0 | 0 | 0 | 0 | 0 | 0 | 0 | 0 | 0
Worker Safety |  | 0 |  | 0 | 0 | 0 | 0 | 0 | 0 | 0 | 0 | 0 | 0 | 0 | 0 | 0 | 0 | 0
Capex efficiency | % claimed
Planning and design efficiencies | 0.25% | 69500 |  | 0 | 69500 | 69500 | 69500 | 69500 | 69500 | 69500 | 69500 | 0 | 0 | 0 | 0 | 0 | 0 | 0
Increased asset/network utilisation |  | 0 |  | 0 | 0 | 0 | 0 | 0 | 0 | 0 | 0 | 0 | 0 | 0 | 0 | 0 | 0 | 0
Improved repex prioritisation |  | 0 |  | 0 | 0 | 0 | 0 | 0 | 0 | 0 | 0 | 0 | 0 | 0 | 0 | 0 | 0 | 0
life extension |  | 0 |  | 0 | 0 | 0 | 0 | 0 | 0 | 0 | 0 | 0 | 0 | 0 | 0 | 0 | 0 | 0
lower cost assets |  | 0 |  | 0 | 0 | 0 | 0 | 0 | 0 | 0 | 0 | 0 | 0 | 0 | 0 | 0 | 0 | 0
planned vs unplanned repair trade-off |  | 0 |  | 0 | 0 | 0 | 0 | 0 | 0 | 0 | 0 | 0 | 0 | 0 | 0 | 0 | 0 | 0
Opex Efficiency | % claimed
reduced maintenance |  | 0 |  | 0 | 0 | 0 | 0 | 0 | 0 | 0 | 0 | 0 | 0 | 0 | 0 | 0 | 0 | 0
reduced field operations | 0.48% | 144000 |  | 0 | 144000 | 144000 | 144000 | 144000 | 144000 | 144000 | 144000 | 0 | 0 | 0 | 0 | 0 | 0 | 0
Market benefits | % claimed
Unserved energy |  | 0 |  | 0 | 0 | 0 | 0 | 0 | 0 | 0 | 0 | 0 | 0 | 0 | 0 | 0 | 0 | 0
Value of curtailment |  | 0 |  | 0 | 0 | 0 | 0 | 0 | 0 | 0 | 0 | 0 | 0 | 0 | 0 | 0 | 0 | 0
Wholesale pricing (market efficiency) |  | 0 |  | 0 | 0 | 0 | 0 | 0 | 0 | 0 | 0 | 0 | 0 | 0 | 0 | 0 | 0 | 0
Community value of resilience |  | 0 |  | 0 | 0 | 0 | 0 | 0 | 0 | 0 | 0 | 0 | 0 | 0 | 0 | 0 | 0 | 0
Carbon emission reductions |  | 0 |  | 0 | 0 | 0 | 0 | 0 | 0 | 0 | 0 | 0 | 0 | 0 | 0 | 0 | 0 | 0
Reduced losses |  | 0 |  | 0 | 0 | 0 | 0 | 0 | 0 | 0 | 0 | 0 | 0 | 0 | 0 | 0 | 0 | 0
Customer Time | 0.04% | 15840 |  | 0 | 15840 | 15840 | 15840 | 15840 | 15840 | 15840 | 15840 | 0 | 0 | 0 | 0 | 0 | 0 | 0
Cost Model (Complete pu costs or overall costs - not both) |  |  | Overall
Per unit cost |  | $ |  | Year 1 | Year 2 | Year 3 | Year 4 | Year 5 | Year 6 | Year 7 | Year 8 | Year 9 | Year 10 | Year 11 | Year 12 | Year 13 | Year 14 | Year 15
Capex |  | 0 |  | 0 | 0 | 0 | 0 | 0 | 0 | 0 | 0 | 0 | 0 | 0 | 0 | 0 | 0 | 0
On-going opex (cumulative) |  | 0 |  | 0 | 0 | 0 | 0 | 0 | 0 | 0 | 0 | 0 | 0 | 0 | 0 | 0 | 0 | 0
Overall Project Costs |  |  |  | Year 1 | Year 2 | Year 3 | Year 4 | Year 5 | Year 6 | Year 7 | Year 8 | Year 9 | Year 10 | Year 11 | Year 12 | Year 13 | Year 14 | Year 15
Capex |  |  |  | 855000 | 95000 | 0 | 0 | 0 | 0 | 0 | 0 | 0 | 0 | 0 | 0 | 0 | 0 | 0
On-going opex |  |  |  | 0 | 10000 | 10000 | 10000 | 10000 | 10000 | 10000 | 10000 | 0 | 0 | 0 | 0 | 0 | 0 | 0
950000
Project Cost build-up
Estimates based on similar projects: Labour - $170,000 -Project management/BA Contracted services - $780,000 - Software development - Integration and testing

## PR105
Dynamic controlled load management system
Project ID |  |  | PR105
Project Master Data |  |  |  |  | Project Description
Reg ID |  |  | OTI_03.19-3 |  | During the 2019-2024 regulatory period, Ausgrid conducted a 'Solar Soak' trial for a small number of customers on a controlled load tariff across two retailers. This involved moving around 50% of the controlled load from overnight to the middle of the day when excess solar generation is available. The trial had a high success rate and demonstrated that there is an opportunity to derive benefits for both, the customers and the network without any material impacts to customer experience. The trial was limited in scope by simply changing the allowable switching times for metering providers - this adjusted schedule was subsequently adopted as an ongoing available option. Through this project, Ausgrid is proposing to use multiple sources of customer and network data in order to develop a more dynamic and optimised controlled load service that maximises customer functionality as well as network utilisation and benefit. This will allow a less conservative approach to controlled load management, which will also have wholesale market efficiencies, as well as informing future dynamic pricing strategy and initiatives. PR043 is an enabling project for PR105 - please see tabs 'PR043' and 'PR0043 + PR105' for a combined view of costs and benefits. Benefit quantification: Project will lead to customer benefit for wholesale pricing and curtailment improvement, as well as indirect emissions benefits by optimising for availability of renewable generation.
Reg ID Description |  |  | Safe, Intelligent Networks (Systems)
Asset Class |  |  | Intelligent Electronic Devices
RIN Classification (Network / Non-Network) |  |  | Network
RIN Category (Primary Driver - Augex/Repex/Non-Network) |  |  | Augex
Project Maturity (Trial, Pilot, BAU) |  |  | Trial
Project Theme |  |  | Dynamic & Flexible Network Operation
ICT Component (High / Med / Low) |  |  | High
NIAC Project Prioritisation Principles | Rating (1 – 5) | Weight | Score |  | Project Summary | [6 empty] | AER Capex Objectives
Accelerates decarbonisation | 4 | 29% | 1.16 |  |  | Total NPC (real) | -498366.6878 |  | FY25-29 Project Capex | 425000 |  | Meet or manage expected demand | [5 empty] | YES
Improves resilience | 2 | 18% | 0.36 |  |  | Total NPV (real) | 4184916.9184 |  | FY25-29 Project Opex | 60000 |  | Complies with regulatory obligations or requirements | [5 empty] | -
Lowers costs for customers | 4 | 18% | 0.72 |  |  | BCR (indicative) | 9.3973 |  | Present Value of benefits | 4683283.6063 |  | Maintains the safety, quality, reliability and security of supply of the network | [5 empty] | YES
Improves fairness | 2 | 18% | 0.36 |  |  | BCR (50% risk) | 6.6607 |  | PV of benefits Year 1-5 | 2811010.8142 |  | Project score
Improves safety for employees & the community | 2 | 17% | 0.34
Project score |  | 100% | 2.94
Project quantities/phasing
|  |  |  | Year 1 | Year 2 | Year 3 | Year 4 | Year 5 | Year 6 | Year 7 | Year 8 | Year 9 | Year 10 | Year 11 | Year 12 | Year 13 | Year 14 | Year 15
Quantity (widgets) | Total | 0
Phasing (%) |  |  |  | Year 1: 0%; Year 2: 100%; Year 3: 100%; Year 4: 100%; Year 5: 100%; Year 6: 100%; Year 7: 100%; Year 8: 100%
|  |  |  | 90% | 10%
Cost Benefit Analysis
Discount rate |  | 3.44% |  | Year 1 | Year 2 | Year 3 | Year 4 | Year 5 | Year 6 | Year 7 | Year 8 | Year 9 | Year 10 | Year 11 | Year 12 | Year 13 | Year 14 | Year 15
Capex Cost |  |  |  | 382500 | 42500 | 0 | 0 | 0 | 0 | 0 | 0 | 0 | 0 | 0 | 0 | 0 | 0 | 0
Capex Cost (50% risk) |  |  |  | 573750 | 63750 | 0 | 0 | 0 | 0 | 0 | 0 | 0 | 0 | 0 | 0 | 0 | 0 | 0
Opex Cost |  |  |  | 0 | 15000 | 15000 | 15000 | 15000 | 15000 | 15000 | 15000 | 0 | 0 | 0 | 0 | 0 | 0 | 0
Total and NPC |  | -498366.6878 |  | -382500 | -57500 | -15000 | -15000 | -15000 | -15000 | -15000 | -15000 | 0 | 0 | 0 | 0 | 0 | 0 | 0
Total (50% risk) |  |  |  | 573750 | 78750 | 15000 | 15000 | 15000 | 15000 | 15000 | 15000 | 0 | 0 | 0 | 0 | 0 | 0 | 0
Aggregate benefits |  |  |  | 0 | 790500 | 790500 | 790500 | 790500 | 790500 | 790500 | 790500 | 0 | 0 | 0 | 0 | 0 | 0 | 0
Net Total and NPV (indicative only) |  | 4184916.9184 |  | -382500 | 733000 | 775500 | 775500 | 775500 | 775500 | 775500 | 775500 | 0 | 0 | 0 | 0 | 0 | 0 | 0
Benefits Model (Complete pu benefits or overall benefits - not both) |  |  | Overall
Per unit Benefits |  | 0 |  | Year 1 | Year 2 | Year 3 | Year 4 | Year 5 | Year 6 | Year 7 | Year 8 | Year 9 | Year 10 | Year 11 | Year 12 | Year 13 | Year 14 | Year 15
Safety | % claimed
Public Safety |  | 0 |  | 0 | 0 | 0 | 0 | 0 | 0 | 0 | 0 | 0 | 0 | 0 | 0 | 0 | 0 | 0
Fire |  | 0 |  | 0 | 0 | 0 | 0 | 0 | 0 | 0 | 0 | 0 | 0 | 0 | 0 | 0 | 0 | 0
Environment |  | 0 |  | 0 | 0 | 0 | 0 | 0 | 0 | 0 | 0 | 0 | 0 | 0 | 0 | 0 | 0 | 0
Worker Safety |  | 0 |  | 0 | 0 | 0 | 0 | 0 | 0 | 0 | 0 | 0 | 0 | 0 | 0 | 0 | 0 | 0
Capex efficiency | % claimed
Planning and design efficiencies |  | 0 |  | 0 | 0 | 0 | 0 | 0 | 0 | 0 | 0 | 0 | 0 | 0 | 0 | 0 | 0 | 0
Increased asset/network utilisation |  | 0 |  | 0 | 0 | 0 | 0 | 0 | 0 | 0 | 0 | 0 | 0 | 0 | 0 | 0 | 0 | 0
Improved repex prioritisation |  | 0 |  | 0 | 0 | 0 | 0 | 0 | 0 | 0 | 0 | 0 | 0 | 0 | 0 | 0 | 0 | 0
life extension |  | 0 |  | 0 | 0 | 0 | 0 | 0 | 0 | 0 | 0 | 0 | 0 | 0 | 0 | 0 | 0 | 0
lower cost assets |  | 0 |  | 0 | 0 | 0 | 0 | 0 | 0 | 0 | 0 | 0 | 0 | 0 | 0 | 0 | 0 | 0
planned vs unplanned repair trade-off |  | 0 |  | 0 | 0 | 0 | 0 | 0 | 0 | 0 | 0 | 0 | 0 | 0 | 0 | 0 | 0 | 0
Opex Efficiency | % claimed
reduced maintenance |  | 0 |  | 0 | 0 | 0 | 0 | 0 | 0 | 0 | 0 | 0 | 0 | 0 | 0 | 0 | 0 | 0
reduced field operations |  | 0 |  | 0 | 0 | 0 | 0 | 0 | 0 | 0 | 0 | 0 | 0 | 0 | 0 | 0 | 0 | 0
Market benefits | % claimed
Unserved energy |  | 0 |  | 0 | 0 | 0 | 0 | 0 | 0 | 0 | 0 | 0 | 0 | 0 | 0 | 0 | 0 | 0
Value of curtailment |  | 0 |  | 0 | 0 | 0 | 0 | 0 | 0 | 0 | 0 | 0 | 0 | 0 | 0 | 0 | 0 | 0
Wholesale pricing (market efficiency) |  | 0 |  | 0 | 0 | 0 | 0 | 0 | 0 | 0 | 0 | 0 | 0 | 0 | 0 | 0 | 0 | 0
Community value of resilience |  | 0 |  | 0 | 0 | 0 | 0 | 0 | 0 | 0 | 0 | 0 | 0 | 0 | 0 | 0 | 0 | 0
Carbon emission reductions |  | 0 |  | 0 | 0 | 0 | 0 | 0 | 0 | 0 | 0 | 0 | 0 | 0 | 0 | 0 | 0 | 0
Reduced losses |  | 0 |  | 0 | 0 | 0 | 0 | 0 | 0 | 0 | 0 | 0 | 0 | 0 | 0 | 0 | 0 | 0
Customer Time |  | 0 |  | 0 | 0 | 0 | 0 | 0 | 0 | 0 | 0 | 0 | 0 | 0 | 0 | 0 | 0 | 0
Overall Project Benefits |  |  |  | Year 1 | Year 2 | Year 3 | Year 4 | Year 5 | Year 6 | Year 7 | Year 8 | Year 9 | Year 10 | Year 11 | Year 12 | Year 13 | Year 14 | Year 15
Safety | % claimed
Public Safety |  | 0 |  | 0 | 0 | 0 | 0 | 0 | 0 | 0 | 0 | 0 | 0 | 0 | 0 | 0 | 0 | 0
Fire |  | 0 |  | 0 | 0 | 0 | 0 | 0 | 0 | 0 | 0 | 0 | 0 | 0 | 0 | 0 | 0 | 0
Environment |  | 0 |  | 0 | 0 | 0 | 0 | 0 | 0 | 0 | 0 | 0 | 0 | 0 | 0 | 0 | 0 | 0
Worker Safety |  | 0 |  | 0 | 0 | 0 | 0 | 0 | 0 | 0 | 0 | 0 | 0 | 0 | 0 | 0 | 0 | 0
Capex efficiency | % claimed
Planning and design efficiencies |  | 0 |  | 0 | 0 | 0 | 0 | 0 | 0 | 0 | 0 | 0 | 0 | 0 | 0 | 0 | 0 | 0
Increased asset/network utilisation |  | 0 |  | 0 | 0 | 0 | 0 | 0 | 0 | 0 | 0 | 0 | 0 | 0 | 0 | 0 | 0 | 0
Improved repex prioritisation |  | 0 |  | 0 | 0 | 0 | 0 | 0 | 0 | 0 | 0 | 0 | 0 | 0 | 0 | 0 | 0 | 0
life extension |  | 0 |  | 0 | 0 | 0 | 0 | 0 | 0 | 0 | 0 | 0 | 0 | 0 | 0 | 0 | 0 | 0
lower cost assets |  | 0 |  | 0 | 0 | 0 | 0 | 0 | 0 | 0 | 0 | 0 | 0 | 0 | 0 | 0 | 0 | 0
planned vs unplanned repair trade-off |  | 0 |  | 0 | 0 | 0 | 0 | 0 | 0 | 0 | 0 | 0 | 0 | 0 | 0 | 0 | 0 | 0
Opex Efficiency | % claimed
reduced maintenance |  | 0 |  | 0 | 0 | 0 | 0 | 0 | 0 | 0 | 0 | 0 | 0 | 0 | 0 | 0 | 0 | 0
reduced field operations |  | 0 |  | 0 | 0 | 0 | 0 | 0 | 0 | 0 | 0 | 0 | 0 | 0 | 0 | 0 | 0 | 0
Market benefits | % claimed
Unserved energy |  | 0 |  | 0 | 0 | 0 | 0 | 0 | 0 | 0 | 0 | 0 | 0 | 0 | 0 | 0 | 0 | 0
Value of curtailment |  | 0 |  | 0 | 0 | 0 | 0 | 0 | 0 | 0 | 0 | 0 | 0 | 0 | 0 | 0 | 0 | 0
Wholesale pricing (market efficiency) | 1% | 414000 |  | 0 | 414000 | 414000 | 414000 | 414000 | 414000 | 414000 | 414000 | 0 | 0 | 0 | 0 | 0 | 0 | 0
Community value of resilience |  | 0 |  | 0 | 0 | 0 | 0 | 0 | 0 | 0 | 0 | 0 | 0 | 0 | 0 | 0 | 0 | 0
Carbon emission reductions | 0.02% | 300000 |  | 0 | 300000 | 300000 | 300000 | 300000 | 300000 | 300000 | 300000 | 0 | 0 | 0 | 0 | 0 | 0 | 0
Reduced losses | 0.1% | 76500 |  | 0 | 76500 | 76500 | 76500 | 76500 | 76500 | 76500 | 76500 | 0 | 0 | 0 | 0 | 0 | 0 | 0
Customer Time |  | 0 |  | 0 | 0 | 0 | 0 | 0 | 0 | 0 | 0 | 0 | 0 | 0 | 0 | 0 | 0 | 0
Cost Model (Complete pu costs or overall costs - not both) |  |  | Overall
Per unit cost |  | $ |  | Year 1 | Year 2 | Year 3 | Year 4 | Year 5 | Year 6 | Year 7 | Year 8 | Year 9 | Year 10 | Year 11 | Year 12 | Year 13 | Year 14 | Year 15
Capex |  | 0 |  | 0 | 0 | 0 | 0 | 0 | 0 | 0 | 0 | 0 | 0 | 0 | 0 | 0 | 0 | 0
On-going opex (cumulative) |  | 0 |  | 0 | 0 | 0 | 0 | 0 | 0 | 0 | 0 | 0 | 0 | 0 | 0 | 0 | 0 | 0
Overall Project Costs |  |  |  | Year 1 | Year 2 | Year 3 | Year 4 | Year 5 | Year 6 | Year 7 | Year 8 | Year 9 | Year 10 | Year 11 | Year 12 | Year 13 | Year 14 | Year 15
Capex |  |  |  | 382500 | 42500 | 0 | 0 | 0 | 0 | 0 | 0 | 0 | 0 | 0 | 0 | 0 | 0 | 0
On-going opex |  |  |  | 0 | 15000 | 15000 | 15000 | 15000 | 15000 | 15000 | 15000 | 0 | 0 | 0 | 0 | 0 | 0 | 0
425000
Project Cost build-up
Estimates based on similar projects: Labour - $116,000 -Project management/BA Contracted services - $309,000 - Software development - Integration

## PR043+PR105
Dynamic controlled load management system utilising smart meter integrations
Project ID |  |  | PR043 + PR105
Project Master Data |  |  |  |  | Project Description
Reg ID |  |  | Reg ID |  | PR043 is an enabling project for PR105. Below is a combined CBA analysis. Please see individual tabs for details on each project including phasing, benefits and project cost build-up.
Reg ID Description |  |  | Reg ID Description
Asset Class |  |  | <asset class>
RIN Classification (Network / Non-Network) |  |  | RIN Classification
RIN Category (Primary Driver - Augex/Repex/Non-Network) |  |  | RIN Category (Primary Driver)
Project Maturity (Trial, Pilot, BAU) |  |  | Project Maturity
Project Theme |  |  | Project Theme
ICT Component (High / Med / Low) |  |  | ICT Component
NIAC Project Prioritisation Principles | Rating (1 – 5) | Weight | Score |  | Project Summary | [6 empty] | AER Capex Objectives
Accelerates decarbonisation |  | 29% | 0 |  |  | Total NPC (real) | -1472963.815 |  | FY25-29 Project Capex | 1375000 |  | Meet or manage expected demand | [5 empty] | -
Improves resilience |  | 18% | 0 |  |  | Total NPV (real) | 4569034.8606 |  | FY25-29 Project Opex | 100000 |  | Complies with regulatory obligations or requirements | [5 empty] | -
Lowers costs for customers |  | 18% | 0 |  |  | BCR (indicative) | 4.1019 |  | Present Value of benefits | 6041998.6756 |  | Maintains the safety, quality, reliability and security of supply of the network | [5 empty] | -
Improves fairness |  | 18% | 0 |  |  | BCR (50% risk) | 2.8295 |  | PV of benefits Year 1-5 | 3626541.7694 |  | Project score
Improves safety for employees & the community |  | 17% | 0
Project score |  | 100% | 0
Project quantities/phasing
|  |  |  | Year 1 | Year 2 | Year 3 | Year 4 | Year 5 | Year 6 | Year 7 | Year 8 | Year 9 | Year 10 | Year 11 | Year 12 | Year 13 | Year 14 | Year 15
Quantity (widgets) | Total | 0
Phasing (%)
Cost Benefit Analysis
Discount rate |  | 3.44% |  | Year 1 | Year 2 | Year 3 | Year 4 | Year 5 | Year 6 | Year 7 | Year 8 | Year 9 | Year 10 | Year 11 | Year 12 | Year 13 | Year 14 | Year 15
Capex Cost |  |  |  | 1237500 | 137500 | 0 | 0 | 0 | 0 | 0 | 0 | 0 | 0 | 0 | 0 | 0 | 0 | 0
Capex Cost (50% risk) |  |  |  | 1856250 | 206250 | 0 | 0 | 0 | 0 | 0 | 0 | 0 | 0 | 0 | 0 | 0 | 0 | 0
Opex Cost |  |  |  | 0 | 25000 | 25000 | 25000 | 25000 | 25000 | 25000 | 25000 | 0 | 0 | 0 | 0 | 0 | 0 | 0
Total and NPC |  | -1472963.815 |  | -1237500 | -162500 | -25000 | -25000 | -25000 | -25000 | -25000 | -25000 | 0 | 0 | 0 | 0 | 0 | 0 | 0
Total (50% risk) |  |  |  | 1856250 | 231250 | 25000 | 25000 | 25000 | 25000 | 25000 | 25000 | 0 | 0 | 0 | 0 | 0 | 0 | 0
Aggregate benefits |  |  |  | 0 | 1019840 | 1019840 | 1019840 | 1019840 | 1019840 | 1019840 | 1019840 | 0 | 0 | 0 | 0 | 0 | 0 | 0
Net Total and NPV (indicative only) |  | 4569034.8606 |  | -1237500 | 857340 | 994840 | 994840 | 994840 | 994840 | 994840 | 994840 | 0 | 0 | 0 | 0 | 0 | 0 | 0
Benefits Model (Complete pu benefits or overall benefits - not both) |  |  | Overall
Per unit Benefits |  | 0 |  | Year 1 | Year 2 | Year 3 | Year 4 | Year 5 | Year 6 | Year 7 | Year 8 | Year 9 | Year 10 | Year 11 | Year 12 | Year 13 | Year 14 | Year 15
Safety | % claimed
Public Safety |  | 0 |  | 0 | 0 | 0 | 0 | 0 | 0 | 0 | 0 | 0 | 0 | 0 | 0 | 0 | 0 | 0
Fire |  | 0 |  | 0 | 0 | 0 | 0 | 0 | 0 | 0 | 0 | 0 | 0 | 0 | 0 | 0 | 0 | 0
Environment |  | 0 |  | 0 | 0 | 0 | 0 | 0 | 0 | 0 | 0 | 0 | 0 | 0 | 0 | 0 | 0 | 0
Worker Safety |  | 0 |  | 0 | 0 | 0 | 0 | 0 | 0 | 0 | 0 | 0 | 0 | 0 | 0 | 0 | 0 | 0
Capex efficiency | % claimed
Planning and design efficiencies |  | 0 |  | 0 | 0 | 0 | 0 | 0 | 0 | 0 | 0 | 0 | 0 | 0 | 0 | 0 | 0 | 0
Increased asset/network utilisation |  | 0 |  | 0 | 0 | 0 | 0 | 0 | 0 | 0 | 0 | 0 | 0 | 0 | 0 | 0 | 0 | 0
Improved repex prioritisation |  | 0 |  | 0 | 0 | 0 | 0 | 0 | 0 | 0 | 0 | 0 | 0 | 0 | 0 | 0 | 0 | 0
life extension |  | 0 |  | 0 | 0 | 0 | 0 | 0 | 0 | 0 | 0 | 0 | 0 | 0 | 0 | 0 | 0 | 0
lower cost assets |  | 0 |  | 0 | 0 | 0 | 0 | 0 | 0 | 0 | 0 | 0 | 0 | 0 | 0 | 0 | 0 | 0
planned vs unplanned repair trade-off |  | 0 |  | 0 | 0 | 0 | 0 | 0 | 0 | 0 | 0 | 0 | 0 | 0 | 0 | 0 | 0 | 0
Opex Efficiency | % claimed
reduced maintenance |  | 0 |  | 0 | 0 | 0 | 0 | 0 | 0 | 0 | 0 | 0 | 0 | 0 | 0 | 0 | 0 | 0
reduced field operations |  | 0 |  | 0 | 0 | 0 | 0 | 0 | 0 | 0 | 0 | 0 | 0 | 0 | 0 | 0 | 0 | 0
Market benefits | % claimed
Unserved energy |  | 0 |  | 0 | 0 | 0 | 0 | 0 | 0 | 0 | 0 | 0 | 0 | 0 | 0 | 0 | 0 | 0
Value of curtailment |  | 0 |  | 0 | 0 | 0 | 0 | 0 | 0 | 0 | 0 | 0 | 0 | 0 | 0 | 0 | 0 | 0
Wholesale pricing (market efficiency) |  | 0 |  | 0 | 0 | 0 | 0 | 0 | 0 | 0 | 0 | 0 | 0 | 0 | 0 | 0 | 0 | 0
Community value of resilience |  | 0 |  | 0 | 0 | 0 | 0 | 0 | 0 | 0 | 0 | 0 | 0 | 0 | 0 | 0 | 0 | 0
Carbon emission reductions |  | 0 |  | 0 | 0 | 0 | 0 | 0 | 0 | 0 | 0 | 0 | 0 | 0 | 0 | 0 | 0 | 0
Reduced losses |  | 0 |  | 0 | 0 | 0 | 0 | 0 | 0 | 0 | 0 | 0 | 0 | 0 | 0 | 0 | 0 | 0
Customer Time |  | 0 |  | 0 | 0 | 0 | 0 | 0 | 0 | 0 | 0 | 0 | 0 | 0 | 0 | 0 | 0 | 0
Overall Project Benefits |  |  |  | Year 1 | Year 2 | Year 3 | Year 4 | Year 5 | Year 6 | Year 7 | Year 8 | Year 9 | Year 10 | Year 11 | Year 12 | Year 13 | Year 14 | Year 15
Safety | % claimed
Public Safety |  | 0 |  | 0 | 0 | 0 | 0 | 0 | 0 | 0 | 0 | 0 | 0 | 0 | 0 | 0 | 0 | 0
Fire |  | 0 |  | 0 | 0 | 0 | 0 | 0 | 0 | 0 | 0 | 0 | 0 | 0 | 0 | 0 | 0 | 0
Environment |  | 0 |  | 0 | 0 | 0 | 0 | 0 | 0 | 0 | 0 | 0 | 0 | 0 | 0 | 0 | 0 | 0
Worker Safety |  | 0 |  | 0 | 0 | 0 | 0 | 0 | 0 | 0 | 0 | 0 | 0 | 0 | 0 | 0 | 0 | 0
Capex efficiency | % claimed
Planning and design efficiencies |  | 0 |  | 0 | 0 | 0 | 0 | 0 | 0 | 0 | 0 | 0 | 0 | 0 | 0 | 0 | 0 | 0
Increased asset/network utilisation |  | 0 |  | 0 | 0 | 0 | 0 | 0 | 0 | 0 | 0 | 0 | 0 | 0 | 0 | 0 | 0 | 0
Improved repex prioritisation |  | 0 |  | 0 | 0 | 0 | 0 | 0 | 0 | 0 | 0 | 0 | 0 | 0 | 0 | 0 | 0 | 0
life extension |  | 0 |  | 0 | 0 | 0 | 0 | 0 | 0 | 0 | 0 | 0 | 0 | 0 | 0 | 0 | 0 | 0
lower cost assets |  | 0 |  | 0 | 0 | 0 | 0 | 0 | 0 | 0 | 0 | 0 | 0 | 0 | 0 | 0 | 0 | 0
planned vs unplanned repair trade-off |  | 0 |  | 0 | 0 | 0 | 0 | 0 | 0 | 0 | 0 | 0 | 0 | 0 | 0 | 0 | 0 | 0
Opex Efficiency | % claimed
reduced maintenance |  | 0 |  | 0 | 0 | 0 | 0 | 0 | 0 | 0 | 0 | 0 | 0 | 0 | 0 | 0 | 0 | 0
reduced field operations |  | 0 |  | 0 | 0 | 0 | 0 | 0 | 0 | 0 | 0 | 0 | 0 | 0 | 0 | 0 | 0 | 0
Market benefits | % claimed
Unserved energy |  | 0 |  | 0 | 0 | 0 | 0 | 0 | 0 | 0 | 0 | 0 | 0 | 0 | 0 | 0 | 0 | 0
Value of curtailment |  | 0 |  | 0 | 0 | 0 | 0 | 0 | 0 | 0 | 0 | 0 | 0 | 0 | 0 | 0 | 0 | 0
Wholesale pricing (market efficiency) |  | 0 |  | 0 | 0 | 0 | 0 | 0 | 0 | 0 | 0 | 0 | 0 | 0 | 0 | 0 | 0 | 0
Community value of resilience |  | 0 |  | 0 | 0 | 0 | 0 | 0 | 0 | 0 | 0 | 0 | 0 | 0 | 0 | 0 | 0 | 0
Carbon emission reductions |  | 0 |  | 0 | 0 | 0 | 0 | 0 | 0 | 0 | 0 | 0 | 0 | 0 | 0 | 0 | 0 | 0
Reduced losses |  | 0 |  | 0 | 0 | 0 | 0 | 0 | 0 | 0 | 0 | 0 | 0 | 0 | 0 | 0 | 0 | 0
Customer Time |  | 0 |  | 0 | 0 | 0 | 0 | 0 | 0 | 0 | 0 | 0 | 0 | 0 | 0 | 0 | 0 | 0
Cost Model (Complete pu costs or overall costs - not both) |  |  | Overall
Per unit cost |  | $ |  | Year 1 | Year 2 | Year 3 | Year 4 | Year 5 | Year 6 | Year 7 | Year 8 | Year 9 | Year 10 | Year 11 | Year 12 | Year 13 | Year 14 | Year 15
Capex |  | 0 |  | 0 | 0 | 0 | 0 | 0 | 0 | 0 | 0 | 0 | 0 | 0 | 0 | 0 | 0 | 0
On-going opex (cumulative) |  | 0 |  | 0 | 0 | 0 | 0 | 0 | 0 | 0 | 0 | 0 | 0 | 0 | 0 | 0 | 0 | 0
Overall Project Costs |  |  |  | Year 1 | Year 2 | Year 3 | Year 4 | Year 5 | Year 6 | Year 7 | Year 8 | Year 9 | Year 10 | Year 11 | Year 12 | Year 13 | Year 14 | Year 15
Capex
On-going opex
Project Cost build-up

## PR049
Flexible network configuration trial using PMUs
Project ID |  |  | PR049
Project Master Data |  |  |  |  | Project Description
Reg ID |  |  | OTI_03.19-2 |  | Phasor Measurement Units (PMUs) have historically been used to measure current and voltage by amplitude and phase at selected stations on the transmission network. The high-precision time synchronisation (via GPS) allows for comparing measured values (synchrophasors) from different substations and determining the system state and dynamic events such as power swing conditions. The data obtained from the devices form the basis of all monitoring and control actions for wide-area measurement systems. Deploying PMUs across a network, simultaneously measuring phasors at strategic locations, can reveal various grid problems and empower operators to act. Traditionally Supervisory Control & Data Acquisition (SCADA) systems have been adopted for high level monitoring of grids. With the significant integration of renewables, SCADA systems are considered to be inadequate to capture fast system transients. Developing a distribution network PMU fleet and integrating into state estimation and control system response processes can address some of these limitations. This project will trial a small number of PMUs on the distribution network - including the development of a specification, market sourcing strategy, standard design, site specific designs, trial design and IT/OT system integration. PR049 is an enabling project for PR084 - please see tabs 'PR084' and 'PR0049 + PR084' for a combined view of costs and benefits. Benefit quantification: Project will lead to market benefits through frequency services and help with the detection of emerging faults reducing operational and breakdown costs.
Reg ID Description |  |  | Safe, Intelligent Networks (Devices)
Asset Class |  |  | Distribution Equipment
RIN Classification (Network / Non-Network) |  |  | Network
RIN Category (Primary Driver - Augex/Repex/Non-Network) |  |  | Augex
Project Maturity (Trial, Pilot, BAU) |  |  | Trial
Project Theme |  |  | Dynamic & Flexible Network Operation
ICT Component (High / Med / Low) |  |  | Medium
NIAC Project Prioritisation Principles | Rating (1 – 5) | Weight | Score |  | Project Summary | [6 empty] | AER Capex Objectives
Accelerates decarbonisation | 2 | 29% | 0.58 |  |  | Total NPC (real) | -515295.4451 |  | FY25-29 Project Capex | 450000 |  | Meet or manage expected demand | [5 empty] | YES
Improves resilience | 2 | 18% | 0.36 |  |  | Total NPV (real) | 6226338.6821 |  | FY25-29 Project Opex | 35000 |  | Complies with regulatory obligations or requirements | [5 empty] | -
Lowers costs for customers | 4 | 18% | 0.72 |  |  | BCR (indicative) | 13.083 |  | Present Value of benefits | 6741634.1272 |  | Maintains the safety, quality, reliability and security of supply of the network | [5 empty] | -
Improves fairness | 2 | 18% | 0.36 |  |  | BCR (50% risk) | 9.3348 |  | PV of benefits Year 1-5 | 2062320.4421 |  | Project score
Improves safety for employees & the community | 2 | 17% | 0.34
Project score |  | 100% | 2.36
Project quantities/phasing
|  |  |  | Year 1 | Year 2 | Year 3 | Year 4 | Year 5 | Year 6 | Year 7 | Year 8 | Year 9 | Year 10 | Year 11 | Year 12 | Year 13 | Year 14 | Year 15
Quantity (widgets) | Total | 20 |  | Year 1: 5; Year 2: 5; Year 3: 5; Year 4: 5
Phasing (%)
Cost Benefit Analysis
Discount rate |  | 3.44% |  | Year 1 | Year 2 | Year 3 | Year 4 | Year 5 | Year 6 | Year 7 | Year 8 | Year 9 | Year 10 | Year 11 | Year 12 | Year 13 | Year 14 | Year 15
Capex Cost |  |  |  | 112500 | 112500 | 112500 | 112500 | 0 | 0 | 0 | 0 | 0 | 0 | 0 | 0 | 0 | 0 | 0
Capex Cost (50% risk) |  |  |  | 168750 | 168750 | 168750 | 168750 | 0 | 0 | 0 | 0 | 0 | 0 | 0 | 0 | 0 | 0 | 0
Opex Cost |  |  |  | 2500 | 5000 | 7500 | 10000 | 10000 | 10000 | 10000 | 10000 | 10000 | 10000 | 10000 | 10000 | 10000 | 10000 | 10000
Total and NPC |  | -515295.4451 |  | -115000 | -117500 | -120000 | -122500 | -10000 | -10000 | -10000 | -10000 | -10000 | -10000 | -10000 | -10000 | -10000 | -10000 | -10000
Total (50% risk) |  |  |  | 171250 | 173750 | 176250 | 178750 | 10000 | 10000 | 10000 | 10000 | 10000 | 10000 | 10000 | 10000 | 10000 | 10000 | 10000
Aggregate benefits |  |  |  | 166075 | 332150 | 498225 | 664300 | 664300 | 664300 | 664300 | 664300 | 664300 | 664300 | 664300 | 664300 | 664300 | 664300 | 664300
Net Total and NPV (indicative only) |  | 6226338.6821 |  | 51075 | 214650 | 378225 | 541800 | 654300 | 654300 | 654300 | 654300 | 654300 | 654300 | 654300 | 654300 | 654300 | 654300 | 654300
Benefits Model (Complete pu benefits or overall benefits - not both) |  |  | Per Unit
Per unit Benefits |  | 33215 |  | Year 1 | Year 2 | Year 3 | Year 4 | Year 5 | Year 6 | Year 7 | Year 8 | Year 9 | Year 10 | Year 11 | Year 12 | Year 13 | Year 14 | Year 15
Safety | % claimed
Public Safety |  | 0 |  | 0 | 0 | 0 | 0 | 0 | 0 | 0 | 0 | 0 | 0 | 0 | 0 | 0 | 0 | 0
Fire |  | 0 |  | 0 | 0 | 0 | 0 | 0 | 0 | 0 | 0 | 0 | 0 | 0 | 0 | 0 | 0 | 0
Environment |  | 0 |  | 0 | 0 | 0 | 0 | 0 | 0 | 0 | 0 | 0 | 0 | 0 | 0 | 0 | 0 | 0
Worker Safety |  | 0 |  | 0 | 0 | 0 | 0 | 0 | 0 | 0 | 0 | 0 | 0 | 0 | 0 | 0 | 0 | 0
Capex efficiency | % claimed
Planning and design efficiencies | 0.1% | 1390 |  | 6950 | 13900 | 20850 | 27800 | 27800 | 27800 | 27800 | 27800 | 27800 | 27800 | 27800 | 27800 | 27800 | 27800 | 27800
Increased asset/network utilisation | 0.1% | 2350 |  | 11750 | 23500 | 35250 | 47000 | 47000 | 47000 | 47000 | 47000 | 47000 | 47000 | 47000 | 47000 | 47000 | 47000 | 47000
Improved repex prioritisation |  | 0 |  | 0 | 0 | 0 | 0 | 0 | 0 | 0 | 0 | 0 | 0 | 0 | 0 | 0 | 0 | 0
life extension |  | 0 |  | 0 | 0 | 0 | 0 | 0 | 0 | 0 | 0 | 0 | 0 | 0 | 0 | 0 | 0 | 0
lower cost assets |  | 0 |  | 0 | 0 | 0 | 0 | 0 | 0 | 0 | 0 | 0 | 0 | 0 | 0 | 0 | 0 | 0
planned vs unplanned repair trade-off |  | 0 |  | 0 | 0 | 0 | 0 | 0 | 0 | 0 | 0 | 0 | 0 | 0 | 0 | 0 | 0 | 0
Opex Efficiency | % claimed
reduced maintenance |  | 0 |  | 0 | 0 | 0 | 0 | 0 | 0 | 0 | 0 | 0 | 0 | 0 | 0 | 0 | 0 | 0
reduced field operations | 0.1% | 1500 |  | 7500 | 15000 | 22500 | 30000 | 30000 | 30000 | 30000 | 30000 | 30000 | 30000 | 30000 | 30000 | 30000 | 30000 | 30000
Market benefits | % claimed
Unserved energy | 0.1% | 6300 |  | 31500 | 63000 | 94500 | 126000 | 126000 | 126000 | 126000 | 126000 | 126000 | 126000 | 126000 | 126000 | 126000 | 126000 | 126000
Value of curtailment |  | 0 |  | 0 | 0 | 0 | 0 | 0 | 0 | 0 | 0 | 0 | 0 | 0 | 0 | 0 | 0 | 0
Wholesale pricing (market efficiency) | 0.5% | 10350 |  | 51750 | 103500 | 155250 | 207000 | 207000 | 207000 | 207000 | 207000 | 207000 | 207000 | 207000 | 207000 | 207000 | 207000 | 207000
Community value of resilience |  | 0 |  | 0 | 0 | 0 | 0 | 0 | 0 | 0 | 0 | 0 | 0 | 0 | 0 | 0 | 0 | 0
Carbon emission reductions | 0.01% | 7500 |  | 37500 | 75000 | 112500 | 150000 | 150000 | 150000 | 150000 | 150000 | 150000 | 150000 | 150000 | 150000 | 150000 | 150000 | 150000
Reduced losses | 0.1% | 3825 |  | 19125 | 38250 | 57375 | 76500 | 76500 | 76500 | 76500 | 76500 | 76500 | 76500 | 76500 | 76500 | 76500 | 76500 | 76500
Customer Time |  | 0 |  | 0 | 0 | 0 | 0 | 0 | 0 | 0 | 0 | 0 | 0 | 0 | 0 | 0 | 0 | 0
Overall Project Benefits |  |  |  | Year 1 | Year 2 | Year 3 | Year 4 | Year 5 | Year 6 | Year 7 | Year 8 | Year 9 | Year 10 | Year 11 | Year 12 | Year 13 | Year 14 | Year 15
Safety | % claimed
Public Safety |  | 0 |  | 0 | 0 | 0 | 0 | 0 | 0 | 0 | 0 | 0 | 0 | 0 | 0 | 0 | 0 | 0
Fire |  | 0 |  | 0 | 0 | 0 | 0 | 0 | 0 | 0 | 0 | 0 | 0 | 0 | 0 | 0 | 0 | 0
Environment |  | 0 |  | 0 | 0 | 0 | 0 | 0 | 0 | 0 | 0 | 0 | 0 | 0 | 0 | 0 | 0 | 0
Worker Safety |  | 0 |  | 0 | 0 | 0 | 0 | 0 | 0 | 0 | 0 | 0 | 0 | 0 | 0 | 0 | 0 | 0
Capex efficiency | % claimed
Planning and design efficiencies |  | 0 |  | 0 | 0 | 0 | 0 | 0 | 0 | 0 | 0 | 0 | 0 | 0 | 0 | 0 | 0 | 0
Increased asset/network utilisation |  | 0 |  | 0 | 0 | 0 | 0 | 0 | 0 | 0 | 0 | 0 | 0 | 0 | 0 | 0 | 0 | 0
Improved repex prioritisation |  | 0 |  | 0 | 0 | 0 | 0 | 0 | 0 | 0 | 0 | 0 | 0 | 0 | 0 | 0 | 0 | 0
life extension |  | 0 |  | 0 | 0 | 0 | 0 | 0 | 0 | 0 | 0 | 0 | 0 | 0 | 0 | 0 | 0 | 0
lower cost assets |  | 0 |  | 0 | 0 | 0 | 0 | 0 | 0 | 0 | 0 | 0 | 0 | 0 | 0 | 0 | 0 | 0
planned vs unplanned repair trade-off |  | 0 |  | 0 | 0 | 0 | 0 | 0 | 0 | 0 | 0 | 0 | 0 | 0 | 0 | 0 | 0 | 0
Opex Efficiency | % claimed
reduced maintenance |  | 0 |  | 0 | 0 | 0 | 0 | 0 | 0 | 0 | 0 | 0 | 0 | 0 | 0 | 0 | 0 | 0
reduced field operations |  | 0 |  | 0 | 0 | 0 | 0 | 0 | 0 | 0 | 0 | 0 | 0 | 0 | 0 | 0 | 0 | 0
Market benefits | % claimed
Unserved energy |  | 0 |  | 0 | 0 | 0 | 0 | 0 | 0 | 0 | 0 | 0 | 0 | 0 | 0 | 0 | 0 | 0
Value of curtailment |  | 0 |  | 0 | 0 | 0 | 0 | 0 | 0 | 0 | 0 | 0 | 0 | 0 | 0 | 0 | 0 | 0
Wholesale pricing (market efficiency) |  | 0 |  | 0 | 0 | 0 | 0 | 0 | 0 | 0 | 0 | 0 | 0 | 0 | 0 | 0 | 0 | 0
Community value of resilience |  | 0 |  | 0 | 0 | 0 | 0 | 0 | 0 | 0 | 0 | 0 | 0 | 0 | 0 | 0 | 0 | 0
Carbon emission reductions |  | 0 |  | 0 | 0 | 0 | 0 | 0 | 0 | 0 | 0 | 0 | 0 | 0 | 0 | 0 | 0 | 0
Reduced losses |  | 0 |  | 0 | 0 | 0 | 0 | 0 | 0 | 0 | 0 | 0 | 0 | 0 | 0 | 0 | 0 | 0
Customer Time |  | 0 |  | 0 | 0 | 0 | 0 | 0 | 0 | 0 | 0 | 0 | 0 | 0 | 0 | 0 | 0 | 0
Cost Model (Complete pu costs or overall costs - not both) |  |  | Per Unit
Per unit cost |  | $ |  | Year 1 | Year 2 | Year 3 | Year 4 | Year 5 | Year 6 | Year 7 | Year 8 | Year 9 | Year 10 | Year 11 | Year 12 | Year 13 | Year 14 | Year 15
Capex |  | 22500 |  | 112500 | 112500 | 112500 | 112500 | 0 | 0 | 0 | 0 | 0 | 0 | 0 | 0 | 0 | 0 | 0
On-going opex (cumulative) |  | 500 |  | 2500 | 5000 | 7500 | 10000 | 10000 | 10000 | 10000 | 10000 | 10000 | 10000 | 10000 | 10000 | 10000 | 10000 | 10000
Overall Project Costs |  |  |  | Year 1 | Year 2 | Year 3 | Year 4 | Year 5 | Year 6 | Year 7 | Year 8 | Year 9 | Year 10 | Year 11 | Year 12 | Year 13 | Year 14 | Year 15
Capex |  |  |  | 0 | 0 | 0 | 0 | 0 | 0 | 0 | 0 | 0 | 0 | 0 | 0 | 0 | 0 | 0
On-going opex |  |  |  | 0 | 0 | 0 | 0 | 0 | 0 | 0 | 0 | 0 | 0 | 0 | 0 | 0 | 0 | 0
22500
Project Cost build-up
Built from OTI - Install & Commission DM&C in Kiosk Unit Rate: Labour - $5,342.23 Material - $17,719.56 Total - $23,061.79

## PR084
Smart Islanding for community resilience
Project ID |  |  | PR084
Project Master Data |  |  |  |  | Project Description
Reg ID |  |  | OTI_03.19-1 |  | This project involves testing smaller, distributed grid-forming inverters to sustain an island during widespread outages or localised outages where there is enough distributed generation or energy storage. Through automatic switching to island mode when temporarily disconnected from the network due to network faults or weather-related damage, local communities would be able to use local distributed generation and storage while the repairs or restorations are being carried out. For communities who require power to protect properties during bushfire season, this solution would contribute to resilience within the community. This will likely involve a complementary and separately funded Demand Management Innovation Allowance project related to ensuring that customer's energy resources are sufficient to assist with islanding mode. PR049 is an enabling project for PR084 - please see tabs 'PR049' and 'PR0049 + PR084' for a combined view of costs and benefits. Benefit quantification: Project will help reduce unserved energy and energy losses. Also, fire safety benefits when applied in bushfire prone areas.
Reg ID Description |  |  | CER Support & Enablement
Asset Class |  |  | OH Equipment
RIN Classification (Network / Non-Network) |  |  | Network
RIN Category (Primary Driver - Augex/Repex/Non-Network) |  |  | Augex
Project Maturity (Trial, Pilot, BAU) |  |  | Trial
Project Theme |  |  | Dynamic & Flexible Network Operation
ICT Component (High / Med / Low) |  |  | High
NIAC Project Prioritisation Principles | Rating (1 – 5) | Weight | Score |  | Project Summary | [6 empty] | AER Capex Objectives
Accelerates decarbonisation | 2 | 29% | 0.58 |  |  | Total NPC (real) | -3635324.8206 |  | FY25-29 Project Capex | 3375000 |  | Meet or manage expected demand | [5 empty] | -
Improves resilience | 5 | 18% | 0.9 |  |  | Total NPV (real) | -1066082.8198 |  | FY25-29 Project Opex | 262500 |  | Complies with regulatory obligations or requirements | [5 empty] | -
Lowers costs for customers | 2 | 18% | 0.36 |  |  | BCR (indicative) | 0.70674 |  | Present Value of benefits | 2569242.0008 |  | Maintains the safety, quality, reliability and security of supply of the network | [5 empty] | YES
Improves fairness | 3 | 18% | 0.54 |  |  | BCR (50% risk) | 0.49083 |  | PV of benefits Year 1-5 | 1362114.0201 |  | Project score
Improves safety for employees & the community | 2 | 17% | 0.34
Project score |  | 100% | 2.72
Project quantities/phasing
|  |  |  | Year 1 | Year 2 | Year 3 | Year 4 | Year 5 | Year 6 | Year 7 | Year 8 | Year 9 | Year 10 | Year 11 | Year 12 | Year 13 | Year 14 | Year 15
Quantity (widgets) | Total | 0
Phasing (%) |  |  |  | 0% | 50% | 100% | 100% | 100% | 100% | 100% | 100% | 50%
|  |  |  | 60% | 20% | 20%
Cost Benefit Analysis
Discount rate |  | 3.44% |  | Year 1 | Year 2 | Year 3 | Year 4 | Year 5 | Year 6 | Year 7 | Year 8 | Year 9 | Year 10 | Year 11 | Year 12 | Year 13 | Year 14 | Year 15
Capex Cost |  |  |  | 2025000 | 675000 | 675000 | 0 | 0 | 0 | 0 | 0 | 0 | 0 | 0 | 0 | 0 | 0 | 0
Capex Cost (50% risk) |  |  |  | 3037500 | 1012500 | 1012500 | 0 | 0 | 0 | 0 | 0 | 0 | 0 | 0 | 0 | 0 | 0 | 0
Opex Cost |  |  |  | 0 | 37500 | 75000 | 75000 | 75000 | 75000 | 75000 | 75000 | 37500 | 0 | 0 | 0 | 0 | 0 | 0
Total and NPC |  | -3635324.8206 |  | -2025000 | -712500 | -750000 | -75000 | -75000 | -75000 | -75000 | -75000 | -37500 | 0 | 0 | 0 | 0 | 0 | 0
Total (50% risk) |  |  |  | 3037500 | 1050000 | 1087500 | 75000 | 75000 | 75000 | 75000 | 75000 | 37500 | 0 | 0 | 0 | 0 | 0 | 0
Aggregate benefits |  |  |  | 0 | 220500 | 441000 | 441000 | 441000 | 441000 | 441000 | 441000 | 220500 | 0 | 0 | 0 | 0 | 0 | 0
Net Total and NPV (indicative only) |  | -1066082.8198 |  | -2025000 | -492000 | -309000 | 366000 | 366000 | 366000 | 366000 | 366000 | 183000 | 0 | 0 | 0 | 0 | 0 | 0
Benefits Model (Complete pu benefits or overall benefits - not both) |  |  | Overall
Per unit Benefits |  | 0 |  | Year 1 | Year 2 | Year 3 | Year 4 | Year 5 | Year 6 | Year 7 | Year 8 | Year 9 | Year 10 | Year 11 | Year 12 | Year 13 | Year 14 | Year 15
Safety | % claimed
Public Safety |  | 0 |  | 0 | 0 | 0 | 0 | 0 | 0 | 0 | 0 | 0 | 0 | 0 | 0 | 0 | 0 | 0
Fire |  | 0 |  | 0 | 0 | 0 | 0 | 0 | 0 | 0 | 0 | 0 | 0 | 0 | 0 | 0 | 0 | 0
Environment |  | 0 |  | 0 | 0 | 0 | 0 | 0 | 0 | 0 | 0 | 0 | 0 | 0 | 0 | 0 | 0 | 0
Worker Safety |  | 0 |  | 0 | 0 | 0 | 0 | 0 | 0 | 0 | 0 | 0 | 0 | 0 | 0 | 0 | 0 | 0
Capex efficiency | % claimed
Planning and design efficiencies |  | 0 |  | 0 | 0 | 0 | 0 | 0 | 0 | 0 | 0 | 0 | 0 | 0 | 0 | 0 | 0 | 0
Increased asset/network utilisation |  | 0 |  | 0 | 0 | 0 | 0 | 0 | 0 | 0 | 0 | 0 | 0 | 0 | 0 | 0 | 0 | 0
Improved repex prioritisation |  | 0 |  | 0 | 0 | 0 | 0 | 0 | 0 | 0 | 0 | 0 | 0 | 0 | 0 | 0 | 0 | 0
life extension |  | 0 |  | 0 | 0 | 0 | 0 | 0 | 0 | 0 | 0 | 0 | 0 | 0 | 0 | 0 | 0 | 0
lower cost assets |  | 0 |  | 0 | 0 | 0 | 0 | 0 | 0 | 0 | 0 | 0 | 0 | 0 | 0 | 0 | 0 | 0
planned vs unplanned repair trade-off |  | 0 |  | 0 | 0 | 0 | 0 | 0 | 0 | 0 | 0 | 0 | 0 | 0 | 0 | 0 | 0 | 0
Opex Efficiency | % claimed
reduced maintenance |  | 0 |  | 0 | 0 | 0 | 0 | 0 | 0 | 0 | 0 | 0 | 0 | 0 | 0 | 0 | 0 | 0
reduced field operations |  | 0 |  | 0 | 0 | 0 | 0 | 0 | 0 | 0 | 0 | 0 | 0 | 0 | 0 | 0 | 0 | 0
Market benefits | % claimed
Unserved energy |  | 0 |  | 0 | 0 | 0 | 0 | 0 | 0 | 0 | 0 | 0 | 0 | 0 | 0 | 0 | 0 | 0
Value of curtailment |  | 0 |  | 0 | 0 | 0 | 0 | 0 | 0 | 0 | 0 | 0 | 0 | 0 | 0 | 0 | 0 | 0
Wholesale pricing (market efficiency) |  | 0 |  | 0 | 0 | 0 | 0 | 0 | 0 | 0 | 0 | 0 | 0 | 0 | 0 | 0 | 0 | 0
Community value of resilience |  | 0 |  | 0 | 0 | 0 | 0 | 0 | 0 | 0 | 0 | 0 | 0 | 0 | 0 | 0 | 0 | 0
Carbon emission reductions |  | 0 |  | 0 | 0 | 0 | 0 | 0 | 0 | 0 | 0 | 0 | 0 | 0 | 0 | 0 | 0 | 0
Reduced losses |  | 0 |  | 0 | 0 | 0 | 0 | 0 | 0 | 0 | 0 | 0 | 0 | 0 | 0 | 0 | 0 | 0
Customer Time |  | 0 |  | 0 | 0 | 0 | 0 | 0 | 0 | 0 | 0 | 0 | 0 | 0 | 0 | 0 | 0 | 0
Overall Project Benefits |  |  |  | Year 1 | Year 2 | Year 3 | Year 4 | Year 5 | Year 6 | Year 7 | Year 8 | Year 9 | Year 10 | Year 11 | Year 12 | Year 13 | Year 14 | Year 15
Safety | % claimed
Public Safety |  | 0 |  | 0 | 0 | 0 | 0 | 0 | 0 | 0 | 0 | 0 | 0 | 0 | 0 | 0 | 0 | 0
Fire |  | 0 |  | 0 | 0 | 0 | 0 | 0 | 0 | 0 | 0 | 0 | 0 | 0 | 0 | 0 | 0 | 0
Environment |  | 0 |  | 0 | 0 | 0 | 0 | 0 | 0 | 0 | 0 | 0 | 0 | 0 | 0 | 0 | 0 | 0
Worker Safety |  | 0 |  | 0 | 0 | 0 | 0 | 0 | 0 | 0 | 0 | 0 | 0 | 0 | 0 | 0 | 0 | 0
Capex efficiency | % claimed
Planning and design efficiencies |  | 0 |  | 0 | 0 | 0 | 0 | 0 | 0 | 0 | 0 | 0 | 0 | 0 | 0 | 0 | 0 | 0
Increased asset/network utilisation |  | 0 |  | 0 | 0 | 0 | 0 | 0 | 0 | 0 | 0 | 0 | 0 | 0 | 0 | 0 | 0 | 0
Improved repex prioritisation |  | 0 |  | 0 | 0 | 0 | 0 | 0 | 0 | 0 | 0 | 0 | 0 | 0 | 0 | 0 | 0 | 0
life extension |  | 0 |  | 0 | 0 | 0 | 0 | 0 | 0 | 0 | 0 | 0 | 0 | 0 | 0 | 0 | 0 | 0
lower cost assets |  | 0 |  | 0 | 0 | 0 | 0 | 0 | 0 | 0 | 0 | 0 | 0 | 0 | 0 | 0 | 0 | 0
planned vs unplanned repair trade-off |  | 0 |  | 0 | 0 | 0 | 0 | 0 | 0 | 0 | 0 | 0 | 0 | 0 | 0 | 0 | 0 | 0
Opex Efficiency | % claimed
reduced maintenance |  | 0 |  | 0 | 0 | 0 | 0 | 0 | 0 | 0 | 0 | 0 | 0 | 0 | 0 | 0 | 0 | 0
reduced field operations |  | 0 |  | 0 | 0 | 0 | 0 | 0 | 0 | 0 | 0 | 0 | 0 | 0 | 0 | 0 | 0 | 0
Market benefits | % claimed
Unserved energy | 0.35% | 441000 |  | 0 | 220500 | 441000 | 441000 | 441000 | 441000 | 441000 | 441000 | 220500 | 0 | 0 | 0 | 0 | 0 | 0
Value of curtailment |  | 0 |  | 0 | 0 | 0 | 0 | 0 | 0 | 0 | 0 | 0 | 0 | 0 | 0 | 0 | 0 | 0
Wholesale pricing (market efficiency) |  | 0 |  | 0 | 0 | 0 | 0 | 0 | 0 | 0 | 0 | 0 | 0 | 0 | 0 | 0 | 0 | 0
Community value of resilience |  | 0 |  | 0 | 0 | 0 | 0 | 0 | 0 | 0 | 0 | 0 | 0 | 0 | 0 | 0 | 0 | 0
Carbon emission reductions |  | 0 |  | 0 | 0 | 0 | 0 | 0 | 0 | 0 | 0 | 0 | 0 | 0 | 0 | 0 | 0 | 0
Reduced losses |  | 0 |  | 0 | 0 | 0 | 0 | 0 | 0 | 0 | 0 | 0 | 0 | 0 | 0 | 0 | 0 | 0
Customer Time |  | 0 |  | 0 | 0 | 0 | 0 | 0 | 0 | 0 | 0 | 0 | 0 | 0 | 0 | 0 | 0 | 0
Cost Model (Complete pu costs or overall costs - not both) |  |  | Overall
Per unit cost |  | $ |  | Year 1 | Year 2 | Year 3 | Year 4 | Year 5 | Year 6 | Year 7 | Year 8 | Year 9 | Year 10 | Year 11 | Year 12 | Year 13 | Year 14 | Year 15
Capex |  | 0 |  | 0 | 0 | 0 | 0 | 0 | 0 | 0 | 0 | 0 | 0 | 0 | 0 | 0 | 0 | 0
On-going opex (cumulative) |  | 0 |  | 0 | 0 | 0 | 0 | 0 | 0 | 0 | 0 | 0 | 0 | 0 | 0 | 0 | 0 | 0
Overall Project Costs |  |  |  | Year 1 | Year 2 | Year 3 | Year 4 | Year 5 | Year 6 | Year 7 | Year 8 | Year 9 | Year 10 | Year 11 | Year 12 | Year 13 | Year 14 | Year 15
Capex |  |  |  | 2025000 | 675000 | 675000 | 0 | 0 | 0 | 0 | 0 | 0 | 0 | 0 | 0 | 0 | 0 | 0
On-going opex |  |  |  | 0 | 37500 | 75000 | 75000 | 75000 | 75000 | 75000 | 75000 | 37500 | 0 | 0 | 0 | 0 | 0 | 0
3375000
Project Cost build-up
Estimates based on similar projects: Material - $ 1,600,000 (Built from REP 11kV OH ELBS Unit Rate - Reference) - Smart switches Labour - $ 275,000 Contracted services - $ 1,500,000 - Software development - Integration

## PR049+PR084
Smart Islanding for community resilience utilising PMUs
Project ID |  |  | PR049 + PR084
Project Master Data |  |  |  |  | Project Description
Reg ID |  |  | Reg ID |  | PR049 is a precursor project to PR084 and there are synergetic relationships between the two. Below is a combined CBA analysis.
Reg ID Description |  |  | Reg ID Description
Asset Class |  |  | <asset class>
RIN Classification (Network / Non-Network) |  |  | RIN Classification
RIN Category (Primary Driver - Augex/Repex/Non-Network) |  |  | RIN Category (Primary Driver)
Project Maturity (Trial, Pilot, BAU) |  |  | Project Maturity
Project Theme |  |  | Project Theme
ICT Component (High / Med / Low) |  |  | ICT Component
NIAC Project Prioritisation Principles | Rating (1 – 5) | Weight | Score |  | Project Summary | [6 empty] | AER Capex Objectives
Accelerates decarbonisation |  | 29% | 0 |  |  | Total NPC (real) | -4150620.2656 |  | FY25-29 Project Capex | 3825000 |  | Meet or manage expected demand | [5 empty] | -
Improves resilience |  | 18% | 0 |  |  | Total NPV (real) | 5160255.8623 |  | FY25-29 Project Opex | 297500 |  | Complies with regulatory obligations or requirements | [5 empty] | -
Lowers costs for customers |  | 18% | 0 |  |  | BCR (indicative) | 2.2432 |  | Present Value of benefits | 9310876.128 |  | Maintains the safety, quality, reliability and security of supply of the network | [5 empty] | -
Improves fairness |  | 18% | 0 |  |  | BCR (50% risk) | 1.5631 |  | PV of benefits Year 1-5 | 3424434.4622 |  | Project score
Improves safety for employees & the community |  | 17% | 0
Project score |  | 100% | 0
Project quantities/phasing
|  |  |  | Year 1 | Year 2 | Year 3 | Year 4 | Year 5 | Year 6 | Year 7 | Year 8 | Year 9 | Year 10 | Year 11 | Year 12 | Year 13 | Year 14 | Year 15
Quantity (widgets) | Total | 0
Phasing (%)
Cost Benefit Analysis
Discount rate |  | 3.44% |  | Year 1 | Year 2 | Year 3 | Year 4 | Year 5 | Year 6 | Year 7 | Year 8 | Year 9 | Year 10 | Year 11 | Year 12 | Year 13 | Year 14 | Year 15
Capex Cost |  |  |  | 2137500 | 787500 | 787500 | 112500 | 0 | 0 | 0 | 0 | 0 | 0 | 0 | 0 | 0 | 0 | 0
Capex Cost (50% risk) |  |  |  | 3206250 | 1181250 | 1181250 | 168750 | 0 | 0 | 0 | 0 | 0 | 0 | 0 | 0 | 0 | 0 | 0
Opex Cost |  |  |  | 2500 | 42500 | 82500 | 85000 | 85000 | 85000 | 85000 | 85000 | 47500 | 10000 | 10000 | 10000 | 10000 | 10000 | 10000
Total and NPC |  | -4150620.2656 |  | -2140000 | -830000 | -870000 | -197500 | -85000 | -85000 | -85000 | -85000 | -47500 | -10000 | -10000 | -10000 | -10000 | -10000 | -10000
Total (50% risk) |  |  |  | 3208750 | 1223750 | 1263750 | 253750 | 85000 | 85000 | 85000 | 85000 | 47500 | 10000 | 10000 | 10000 | 10000 | 10000 | 10000
Aggregate benefits |  |  |  | 166075 | 552650 | 939225 | 1105300 | 1105300 | 1105300 | 1105300 | 1105300 | 884800 | 664300 | 664300 | 664300 | 664300 | 664300 | 664300
Net Total and NPV (indicative only) |  | 5160255.8623 |  | -1973925 | -277350 | 69225 | 907800 | 1020300 | 1020300 | 1020300 | 1020300 | 837300 | 654300 | 654300 | 654300 | 654300 | 654300 | 654300
Benefits Model (Complete pu benefits or overall benefits - not both) |  |  | Overall
Per unit Benefits |  | 0 |  | Year 1 | Year 2 | Year 3 | Year 4 | Year 5 | Year 6 | Year 7 | Year 8 | Year 9 | Year 10 | Year 11 | Year 12 | Year 13 | Year 14 | Year 15
Safety | % claimed
Public Safety |  | 0 |  | 0 | 0 | 0 | 0 | 0 | 0 | 0 | 0 | 0 | 0 | 0 | 0 | 0 | 0 | 0
Fire |  | 0 |  | 0 | 0 | 0 | 0 | 0 | 0 | 0 | 0 | 0 | 0 | 0 | 0 | 0 | 0 | 0
Environment |  | 0 |  | 0 | 0 | 0 | 0 | 0 | 0 | 0 | 0 | 0 | 0 | 0 | 0 | 0 | 0 | 0
Worker Safety |  | 0 |  | 0 | 0 | 0 | 0 | 0 | 0 | 0 | 0 | 0 | 0 | 0 | 0 | 0 | 0 | 0
Capex efficiency | % claimed
Planning and design efficiencies |  | 0 |  | 0 | 0 | 0 | 0 | 0 | 0 | 0 | 0 | 0 | 0 | 0 | 0 | 0 | 0 | 0
Increased asset/network utilisation |  | 0 |  | 0 | 0 | 0 | 0 | 0 | 0 | 0 | 0 | 0 | 0 | 0 | 0 | 0 | 0 | 0
Improved repex prioritisation |  | 0 |  | 0 | 0 | 0 | 0 | 0 | 0 | 0 | 0 | 0 | 0 | 0 | 0 | 0 | 0 | 0
life extension |  | 0 |  | 0 | 0 | 0 | 0 | 0 | 0 | 0 | 0 | 0 | 0 | 0 | 0 | 0 | 0 | 0
lower cost assets |  | 0 |  | 0 | 0 | 0 | 0 | 0 | 0 | 0 | 0 | 0 | 0 | 0 | 0 | 0 | 0 | 0
planned vs unplanned repair trade-off |  | 0 |  | 0 | 0 | 0 | 0 | 0 | 0 | 0 | 0 | 0 | 0 | 0 | 0 | 0 | 0 | 0
Opex Efficiency | % claimed
reduced maintenance |  | 0 |  | 0 | 0 | 0 | 0 | 0 | 0 | 0 | 0 | 0 | 0 | 0 | 0 | 0 | 0 | 0
reduced field operations |  | 0 |  | 0 | 0 | 0 | 0 | 0 | 0 | 0 | 0 | 0 | 0 | 0 | 0 | 0 | 0 | 0
Market benefits | % claimed
Unserved energy |  | 0 |  | 0 | 0 | 0 | 0 | 0 | 0 | 0 | 0 | 0 | 0 | 0 | 0 | 0 | 0 | 0
Value of curtailment |  | 0 |  | 0 | 0 | 0 | 0 | 0 | 0 | 0 | 0 | 0 | 0 | 0 | 0 | 0 | 0 | 0
Wholesale pricing (market efficiency) |  | 0 |  | 0 | 0 | 0 | 0 | 0 | 0 | 0 | 0 | 0 | 0 | 0 | 0 | 0 | 0 | 0
Community value of resilience |  | 0 |  | 0 | 0 | 0 | 0 | 0 | 0 | 0 | 0 | 0 | 0 | 0 | 0 | 0 | 0 | 0
Carbon emission reductions |  | 0 |  | 0 | 0 | 0 | 0 | 0 | 0 | 0 | 0 | 0 | 0 | 0 | 0 | 0 | 0 | 0
Reduced losses |  | 0 |  | 0 | 0 | 0 | 0 | 0 | 0 | 0 | 0 | 0 | 0 | 0 | 0 | 0 | 0 | 0
Customer Time |  | 0 |  | 0 | 0 | 0 | 0 | 0 | 0 | 0 | 0 | 0 | 0 | 0 | 0 | 0 | 0 | 0
Overall Project Benefits |  |  |  | Year 1 | Year 2 | Year 3 | Year 4 | Year 5 | Year 6 | Year 7 | Year 8 | Year 9 | Year 10 | Year 11 | Year 12 | Year 13 | Year 14 | Year 15
Safety | % claimed
Public Safety |  | 0 |  | 0 | 0 | 0 | 0 | 0 | 0 | 0 | 0 | 0 | 0 | 0 | 0 | 0 | 0 | 0
Fire |  | 0 |  | 0 | 0 | 0 | 0 | 0 | 0 | 0 | 0 | 0 | 0 | 0 | 0 | 0 | 0 | 0
Environment |  | 0 |  | 0 | 0 | 0 | 0 | 0 | 0 | 0 | 0 | 0 | 0 | 0 | 0 | 0 | 0 | 0
Worker Safety |  | 0 |  | 0 | 0 | 0 | 0 | 0 | 0 | 0 | 0 | 0 | 0 | 0 | 0 | 0 | 0 | 0
Capex efficiency | % claimed
Planning and design efficiencies |  | 0 |  | 0 | 0 | 0 | 0 | 0 | 0 | 0 | 0 | 0 | 0 | 0 | 0 | 0 | 0 | 0
Increased asset/network utilisation |  | 0 |  | 0 | 0 | 0 | 0 | 0 | 0 | 0 | 0 | 0 | 0 | 0 | 0 | 0 | 0 | 0
Improved repex prioritisation |  | 0 |  | 0 | 0 | 0 | 0 | 0 | 0 | 0 | 0 | 0 | 0 | 0 | 0 | 0 | 0 | 0
life extension |  | 0 |  | 0 | 0 | 0 | 0 | 0 | 0 | 0 | 0 | 0 | 0 | 0 | 0 | 0 | 0 | 0
lower cost assets |  | 0 |  | 0 | 0 | 0 | 0 | 0 | 0 | 0 | 0 | 0 | 0 | 0 | 0 | 0 | 0 | 0
planned vs unplanned repair trade-off |  | 0 |  | 0 | 0 | 0 | 0 | 0 | 0 | 0 | 0 | 0 | 0 | 0 | 0 | 0 | 0 | 0
Opex Efficiency | % claimed
reduced maintenance |  | 0 |  | 0 | 0 | 0 | 0 | 0 | 0 | 0 | 0 | 0 | 0 | 0 | 0 | 0 | 0 | 0
reduced field operations |  | 0 |  | 0 | 0 | 0 | 0 | 0 | 0 | 0 | 0 | 0 | 0 | 0 | 0 | 0 | 0 | 0
Market benefits | % claimed
Unserved energy |  | 0 |  | 0 | 0 | 0 | 0 | 0 | 0 | 0 | 0 | 0 | 0 | 0 | 0 | 0 | 0 | 0
Value of curtailment |  | 0 |  | 0 | 0 | 0 | 0 | 0 | 0 | 0 | 0 | 0 | 0 | 0 | 0 | 0 | 0 | 0
Wholesale pricing (market efficiency) |  | 0 |  | 0 | 0 | 0 | 0 | 0 | 0 | 0 | 0 | 0 | 0 | 0 | 0 | 0 | 0 | 0
Community value of resilience |  | 0 |  | 0 | 0 | 0 | 0 | 0 | 0 | 0 | 0 | 0 | 0 | 0 | 0 | 0 | 0 | 0
Carbon emission reductions |  | 0 |  | 0 | 0 | 0 | 0 | 0 | 0 | 0 | 0 | 0 | 0 | 0 | 0 | 0 | 0 | 0
Reduced losses |  | 0 |  | 0 | 0 | 0 | 0 | 0 | 0 | 0 | 0 | 0 | 0 | 0 | 0 | 0 | 0 | 0
Customer Time |  | 0 |  | 0 | 0 | 0 | 0 | 0 | 0 | 0 | 0 | 0 | 0 | 0 | 0 | 0 | 0 | 0
Cost Model (Complete pu costs or overall costs - not both) |  |  | Overall
Per unit cost |  | $ |  | Year 1 | Year 2 | Year 3 | Year 4 | Year 5 | Year 6 | Year 7 | Year 8 | Year 9 | Year 10 | Year 11 | Year 12 | Year 13 | Year 14 | Year 15
Capex |  | 0 |  | 0 | 0 | 0 | 0 | 0 | 0 | 0 | 0 | 0 | 0 | 0 | 0 | 0 | 0 | 0
On-going opex (cumulative) |  | 0 |  | 0 | 0 | 0 | 0 | 0 | 0 | 0 | 0 | 0 | 0 | 0 | 0 | 0 | 0 | 0
Overall Project Costs |  |  |  | Year 1 | Year 2 | Year 3 | Year 4 | Year 5 | Year 6 | Year 7 | Year 8 | Year 9 | Year 10 | Year 11 | Year 12 | Year 13 | Year 14 | Year 15
Capex |  |  |  | 0 | 0 | 0 | 0 | 0 | 0 | 0 | 0 | 0 | 0 | 0 | 0 | 0 | 0 | 0
On-going opex |  |  |  | 0 | 0 | 0 | 0 | 0 | 0 | 0 | 0 | 0 | 0 | 0 | 0 | 0 | 0 | 0
Project Cost build-up

## PR074
Digitalising brownfield zone substations to manage bi-directional energy flows
Project ID |  |  | PR074
Project Master Data |  |  |  |  | Project Description
Reg ID |  |  | OTI_03.19-2 |  | At its core, a digital substation focuses on converting binary status and analog measured data into digital data - reliably and seamlessly. This makes data easier to transmit and share between devices and substations in real time, so it can be better utilised, processed and acted upon. This results in more efficient and reliable operations, faster commissioning, and improved safety. Ausgrid currently implements a “station bus” 61850 digital substation as standard green-field design. This trial will allow Ausgrid to investigate more advanced options and road test them deeply in a fairly low risk environment including brownfield substations, where digital assets may be partially implemented. This will facilitate improvements in both technical risk management and cultural risk management whereby Operators exposed to different and new ways of control are much more certain to adopt. The trial will also inform future requirements for equipment, standards, processes, and tools required to facilitate Ausgrid moving to larger scale roll out of digital substations. Benefit quantification: Lower asset costs and maintenance costs due to fewer assets and simpler maintenance and configuration management.
Reg ID Description |  |  | Safe, Intelligent Networks (Devices)
Asset Class |  |  | Intelligent Electronic Devices
RIN Classification (Network / Non-Network) |  |  | Network
RIN Category (Primary Driver - Augex/Repex/Non-Network) |  |  | Augex
Project Maturity (Trial, Pilot, BAU) |  |  | Trial
Project Theme |  |  | Digital Transformation
ICT Component (High / Med / Low) |  |  | High
NIAC Project Prioritisation Principles | Rating (1 – 5) | Weight | Score |  | Project Summary | [6 empty] | AER Capex Objectives
Accelerates decarbonisation | 2 | 29% | 0.58 |  |  | Total NPC (real) | -2109629.5686 |  | FY25-29 Project Capex | 2259000 |  | Meet or manage expected demand | [5 empty] | -
Improves resilience | 2 | 18% | 0.36 |  |  | Total NPV (real) | 2694402.7206 |  | FY25-29 Project Opex | 5000 |  | Complies with regulatory obligations or requirements | [5 empty] | -
Lowers costs for customers | 4 | 18% | 0.72 |  |  | BCR (indicative) | 2.2772 |  | Present Value of benefits | 4804032.2892 |  | Maintains the safety, quality, reliability and security of supply of the network | [5 empty] | YES
Improves fairness | 2 | 18% | 0.36 |  |  | BCR (50% risk) | 1.5276 |  | PV of benefits Year 1-5 | 514250.5126 |  | Project score
Improves safety for employees & the community | 3 | 17% | 0.51
Project score |  | 100% | 2.53
Project quantities/phasing
|  |  |  | Year 1 | Year 2 | Year 3 | Year 4 | Year 5 | Year 6 | Year 7 | Year 8 | Year 9 | Year 10 | Year 11 | Year 12 | Year 13 | Year 14 | Year 15
Quantity (widgets) | Total | 0
Phasing (%) |  |  |  | 0% | 0% | 0% | 0% | 100% | 100% | 100% | 100% | 100% | 100% | 100% | 100% | 100% | 100% | 100%
|  |  |  | 20% | 25% | 30% | 25%
Cost Benefit Analysis
Discount rate |  | 3.44% |  | Year 1 | Year 2 | Year 3 | Year 4 | Year 5 | Year 6 | Year 7 | Year 8 | Year 9 | Year 10 | Year 11 | Year 12 | Year 13 | Year 14 | Year 15
Capex Cost |  |  |  | 451800 | 564750 | 677700 | 564750 | 0 | 0 | 0 | 0 | 0 | 0 | 0 | 0 | 0 | 0 | 0
Capex Cost (50% risk) |  |  |  | 677700 | 847125 | 1016550 | 847125 | 0 | 0 | 0 | 0 | 0 | 0 | 0 | 0 | 0 | 0 | 0
Opex Cost |  |  |  | 0 | 0 | 0 | 0 | 5000 | 5000 | 5000 | 5000 | 5000 | 5000 | 5000 | 5000 | 5000 | 5000 | 5000
Total and NPC |  | -2109629.5686 |  | -451800 | -564750 | -677700 | -564750 | -5000 | -5000 | -5000 | -5000 | -5000 | -5000 | -5000 | -5000 | -5000 | -5000 | -5000
Total (50% risk) |  |  |  | 677700 | 847125 | 1016550 | 847125 | 5000 | 5000 | 5000 | 5000 | 5000 | 5000 | 5000 | 5000 | 5000 | 5000 | 5000
Aggregate benefits |  |  |  | 0 | 0 | 0 | 0 | 609000 | 609000 | 609000 | 609000 | 609000 | 609000 | 609000 | 609000 | 609000 | 609000 | 609000
Net Total and NPV (indicative only) |  | 2694402.7206 |  | -451800 | -564750 | -677700 | -564750 | 604000 | 604000 | 604000 | 604000 | 604000 | 604000 | 604000 | 604000 | 604000 | 604000 | 604000
Benefits Model (Complete pu benefits or overall benefits - not both) |  |  | Overall
Per unit Benefits |  | 0 |  | Year 1 | Year 2 | Year 3 | Year 4 | Year 5 | Year 6 | Year 7 | Year 8 | Year 9 | Year 10 | Year 11 | Year 12 | Year 13 | Year 14 | Year 15
Safety | % claimed
Public Safety |  | 0 |  | 0 | 0 | 0 | 0 | 0 | 0 | 0 | 0 | 0 | 0 | 0 | 0 | 0 | 0 | 0
Fire |  | 0 |  | 0 | 0 | 0 | 0 | 0 | 0 | 0 | 0 | 0 | 0 | 0 | 0 | 0 | 0 | 0
Environment |  | 0 |  | 0 | 0 | 0 | 0 | 0 | 0 | 0 | 0 | 0 | 0 | 0 | 0 | 0 | 0 | 0
Worker Safety |  | 0 |  | 0 | 0 | 0 | 0 | 0 | 0 | 0 | 0 | 0 | 0 | 0 | 0 | 0 | 0 | 0
Capex efficiency | % claimed
Planning and design efficiencies |  | 0 |  | 0 | 0 | 0 | 0 | 0 | 0 | 0 | 0 | 0 | 0 | 0 | 0 | 0 | 0 | 0
Increased asset/network utilisation |  | 0 |  | 0 | 0 | 0 | 0 | 0 | 0 | 0 | 0 | 0 | 0 | 0 | 0 | 0 | 0 | 0
Improved repex prioritisation |  | 0 |  | 0 | 0 | 0 | 0 | 0 | 0 | 0 | 0 | 0 | 0 | 0 | 0 | 0 | 0 | 0
life extension |  | 0 |  | 0 | 0 | 0 | 0 | 0 | 0 | 0 | 0 | 0 | 0 | 0 | 0 | 0 | 0 | 0
lower cost assets |  | 0 |  | 0 | 0 | 0 | 0 | 0 | 0 | 0 | 0 | 0 | 0 | 0 | 0 | 0 | 0 | 0
planned vs unplanned repair trade-off |  | 0 |  | 0 | 0 | 0 | 0 | 0 | 0 | 0 | 0 | 0 | 0 | 0 | 0 | 0 | 0 | 0
Opex Efficiency | % claimed
reduced maintenance |  | 0 |  | 0 | 0 | 0 | 0 | 0 | 0 | 0 | 0 | 0 | 0 | 0 | 0 | 0 | 0 | 0
reduced field operations |  | 0 |  | 0 | 0 | 0 | 0 | 0 | 0 | 0 | 0 | 0 | 0 | 0 | 0 | 0 | 0 | 0
Market benefits | % claimed
Unserved energy |  | 0 |  | 0 | 0 | 0 | 0 | 0 | 0 | 0 | 0 | 0 | 0 | 0 | 0 | 0 | 0 | 0
Value of curtailment |  | 0 |  | 0 | 0 | 0 | 0 | 0 | 0 | 0 | 0 | 0 | 0 | 0 | 0 | 0 | 0 | 0
Wholesale pricing (market efficiency) |  | 0 |  | 0 | 0 | 0 | 0 | 0 | 0 | 0 | 0 | 0 | 0 | 0 | 0 | 0 | 0 | 0
Community value of resilience |  | 0 |  | 0 | 0 | 0 | 0 | 0 | 0 | 0 | 0 | 0 | 0 | 0 | 0 | 0 | 0 | 0
Carbon emission reductions |  | 0 |  | 0 | 0 | 0 | 0 | 0 | 0 | 0 | 0 | 0 | 0 | 0 | 0 | 0 | 0 | 0
Reduced losses |  | 0 |  | 0 | 0 | 0 | 0 | 0 | 0 | 0 | 0 | 0 | 0 | 0 | 0 | 0 | 0 | 0
Customer Time |  | 0 |  | 0 | 0 | 0 | 0 | 0 | 0 | 0 | 0 | 0 | 0 | 0 | 0 | 0 | 0 | 0
Overall Project Benefits |  |  |  | Year 1 | Year 2 | Year 3 | Year 4 | Year 5 | Year 6 | Year 7 | Year 8 | Year 9 | Year 10 | Year 11 | Year 12 | Year 13 | Year 14 | Year 15
Safety | % claimed
Public Safety |  | 0 |  | 0 | 0 | 0 | 0 | 0 | 0 | 0 | 0 | 0 | 0 | 0 | 0 | 0 | 0 | 0
Fire |  | 0 |  | 0 | 0 | 0 | 0 | 0 | 0 | 0 | 0 | 0 | 0 | 0 | 0 | 0 | 0 | 0
Environment |  | 0 |  | 0 | 0 | 0 | 0 | 0 | 0 | 0 | 0 | 0 | 0 | 0 | 0 | 0 | 0 | 0
Worker Safety |  | 0 |  | 0 | 0 | 0 | 0 | 0 | 0 | 0 | 0 | 0 | 0 | 0 | 0 | 0 | 0 | 0
Capex efficiency | % claimed
Planning and design efficiencies |  | 0 |  | 0 | 0 | 0 | 0 | 0 | 0 | 0 | 0 | 0 | 0 | 0 | 0 | 0 | 0 | 0
Increased asset/network utilisation |  | 0 |  | 0 | 0 | 0 | 0 | 0 | 0 | 0 | 0 | 0 | 0 | 0 | 0 | 0 | 0 | 0
Improved repex prioritisation |  | 0 |  | 0 | 0 | 0 | 0 | 0 | 0 | 0 | 0 | 0 | 0 | 0 | 0 | 0 | 0 | 0
life extension |  | 0 |  | 0 | 0 | 0 | 0 | 0 | 0 | 0 | 0 | 0 | 0 | 0 | 0 | 0 | 0 | 0
lower cost assets | 0.1% | 352000 |  | 0 | 0 | 0 | 0 | 352000 | 352000 | 352000 | 352000 | 352000 | 352000 | 352000 | 352000 | 352000 | 352000 | 352000
planned vs unplanned repair trade-off |  | 0 |  | 0 | 0 | 0 | 0 | 0 | 0 | 0 | 0 | 0 | 0 | 0 | 0 | 0 | 0 | 0
Opex Efficiency | % claimed
reduced maintenance | 0.1% | 131000 |  | 0 | 0 | 0 | 0 | 131000 | 131000 | 131000 | 131000 | 131000 | 131000 | 131000 | 131000 | 131000 | 131000 | 131000
reduced field operations |  | 0 |  | 0 | 0 | 0 | 0 | 0 | 0 | 0 | 0 | 0 | 0 | 0 | 0 | 0 | 0 | 0
Market benefits | % claimed
Unserved energy | 0.1% | 126000 |  | 0 | 0 | 0 | 0 | 126000 | 126000 | 126000 | 126000 | 126000 | 126000 | 126000 | 126000 | 126000 | 126000 | 126000
Value of curtailment |  | 0 |  | 0 | 0 | 0 | 0 | 0 | 0 | 0 | 0 | 0 | 0 | 0 | 0 | 0 | 0 | 0
Wholesale pricing (market efficiency) |  | 0 |  | 0 | 0 | 0 | 0 | 0 | 0 | 0 | 0 | 0 | 0 | 0 | 0 | 0 | 0 | 0
Community value of resilience |  | 0 |  | 0 | 0 | 0 | 0 | 0 | 0 | 0 | 0 | 0 | 0 | 0 | 0 | 0 | 0 | 0
Carbon emission reductions |  | 0 |  | 0 | 0 | 0 | 0 | 0 | 0 | 0 | 0 | 0 | 0 | 0 | 0 | 0 | 0 | 0
Reduced losses |  | 0 |  | 0 | 0 | 0 | 0 | 0 | 0 | 0 | 0 | 0 | 0 | 0 | 0 | 0 | 0 | 0
Customer Time |  | 0 |  | 0 | 0 | 0 | 0 | 0 | 0 | 0 | 0 | 0 | 0 | 0 | 0 | 0 | 0 | 0
Cost Model (Complete pu costs or overall costs - not both) |  |  | Overall
Per unit cost |  | $ |  | Year 1 | Year 2 | Year 3 | Year 4 | Year 5 | Year 6 | Year 7 | Year 8 | Year 9 | Year 10 | Year 11 | Year 12 | Year 13 | Year 14 | Year 15
Capex |  |  |  | 0 | 0 | 0 | 0 | 0 | 0 | 0 | 0 | 0 | 0 | 0 | 0 | 0 | 0 | 0
On-going opex (cumulative) |  |  |  | 0 | 0 | 0 | 0 | 0 | 0 | 0 | 0 | 0 | 0 | 0 | 0 | 0 | 0 | 0
Overall Project Costs |  |  |  | Year 1 | Year 2 | Year 3 | Year 4 | Year 5 | Year 6 | Year 7 | Year 8 | Year 9 | Year 10 | Year 11 | Year 12 | Year 13 | Year 14 | Year 15
Capex |  |  |  | 451800 | 564750 | 677700 | 564750 |  | 0 | 0 | 0 | 0 | 0 | 0 | 0 | 0 | 0 | 0
On-going opex |  |  |  | 0 | 0 | 0 | 0 | 5000 | 5000 | 5000 | 5000 | 5000 | 5000 | 5000 | 5000 | 5000 | 5000 | 5000
2259000
Project Cost build-up
Development cost: Material and equipment - $452,000 Labour - $528,000 Project cost: Material and equipment -$679,000 Labour - $600,000 Total cost - $2,259,000

## PR082
Responsive feeder level load shedding schemes (UFLS)
Project ID |  |  | PR082
Project Master Data |  |  |  |  | Project Description
Reg ID |  |  | OTI_03.19-1 |  | Under Frequency Load Shedding (UFLS) involves the automatic disconnection of customer loads during a severe under-frequency event. Frequency relays are installed at load circuits, with varying trip settings, designed to progressively disconnect loads in a controlled manner to arrest the frequency decline. In power systems with large quantities of distributed PV, the operational demand in some periods will soon reach zero and become negative in some NEM regions. AEMO investigated whether some UFLS circuits may be demonstrating reverse flows in some periods. Reverse flow on UFLS is undesirable; in the absence of intervention, the normal operation of UFLS relays to trip circuits in reverse flows will act to exacerbate an under-frequency disturbance, rather than helping to correct it. The AEMO investigation recommended that NSPs should immediately seek to identify and implement measures to restore net UFLS load (or equivalent under-frequency response) to as close as possible to the level of 60% of underlying load at all times. One remediation approach suggested is investigating the feasibility of more granular load tripping by removing the circuits from the UFLS scheme is they are heavily affected by distributed PV and often demonstrating reverse flows and replacing them with loads at other locations that are less affected by distributed PV. In the 2019-24 period, Ausgrid conducted a limited trial of blocking UFLS at the 11kV feeder level when reverse power flows were detected. The proposed project is to rollout out this technology in more substations with identified high CER loads, thus more potential for reverse power flow. This will allow further technical and economic testing of this technology. Benefit quantification: Reduced unserved energy and minor safety & efficiency benefits.
Reg ID Description |  |  | CER Support & Enablement
Asset Class |  |  | Zone Equipment
RIN Classification (Network / Non-Network) |  |  | Network
RIN Category (Primary Driver - Augex/Repex/Non-Network) |  |  | Repex
Project Maturity (Trial, Pilot, BAU) |  |  | Pilot
Project Theme |  |  | Dynamic & Flexible Network Operation
ICT Component (High / Med / Low) |  |  | High
NIAC Project Prioritisation Principles | Rating (1 – 5) | Weight | Score |  | Project Summary | [6 empty] | AER Capex Objectives
Accelerates decarbonisation | 2 | 29% | 0.58 |  |  | Total NPC (real) | -1972713.6903 |  | FY25-29 Project Capex | 1900000 |  | Meet or manage expected demand | [5 empty] | -
Improves resilience | 4 | 18% | 0.72 |  |  | Total NPV (real) | 4591557.9324 |  | FY25-29 Project Opex | 76000 |  | Complies with regulatory obligations or requirements | [5 empty] | YES
Lowers costs for customers | 4 | 18% | 0.72 |  |  | BCR (indicative) | 3.3275 |  | Present Value of benefits | 6564271.6227 |  | Maintains the safety, quality, reliability and security of supply of the network | [5 empty] | YES
Improves fairness | 2 | 18% | 0.36 |  |  | BCR (50% risk) | 2.2993 |  | PV of benefits Year 1-5 | 2126566.3366 |  | Project score
Improves safety for employees & the community | 2 | 17% | 0.34
Project score |  | 100% | 2.72
Project quantities/phasing
|  |  |  | Year 1 | Year 2 | Year 3 | Year 4 | Year 5 | Year 6 | Year 7 | Year 8 | Year 9 | Year 10 | Year 11 | Year 12 | Year 13 | Year 14 | Year 15
Quantity (widgets) | Total | 50 |  | Year 1: 10; Year 2: 20; Year 3: 20
Phasing (%)
Cost Benefit Analysis
Discount rate |  | 3.44% |  | Year 1 | Year 2 | Year 3 | Year 4 | Year 5 | Year 6 | Year 7 | Year 8 | Year 9 | Year 10 | Year 11 | Year 12 | Year 13 | Year 14 | Year 15
Capex Cost |  |  |  | 380000 | 760000 | 760000 | 0 | 0 | 0 | 0 | 0 | 0 | 0 | 0 | 0 | 0 | 0 | 0
Capex Cost (50% risk) |  |  |  | 570000 | 1140000 | 1140000 | 0 | 0 | 0 | 0 | 0 | 0 | 0 | 0 | 0 | 0 | 0 | 0
Opex Cost |  |  |  | 4000 | 12000 | 20000 | 20000 | 20000 | 20000 | 20000 | 20000 | 20000 | 20000 | 20000 | 20000 | 20000 | 20000 | 20000
Total and NPC |  | -1972713.6903 |  | -384000 | -772000 | -780000 | -20000 | -20000 | -20000 | -20000 | -20000 | -20000 | -20000 | -20000 | -20000 | -20000 | -20000 | -20000
Total (50% risk) |  |  |  | 574000 | 1152000 | 1160000 | 20000 | 20000 | 20000 | 20000 | 20000 | 20000 | 20000 | 20000 | 20000 | 20000 | 20000 | 20000
Aggregate benefits |  |  |  | 126000 | 378000 | 630000 | 630000 | 630000 | 630000 | 630000 | 630000 | 630000 | 630000 | 630000 | 630000 | 630000 | 630000 | 630000
Net Total and NPV (indicative only) |  | 4591557.9324 |  | -258000 | -394000 | -150000 | 610000 | 610000 | 610000 | 610000 | 610000 | 610000 | 610000 | 610000 | 610000 | 610000 | 610000 | 610000
Benefits Model (Complete pu benefits or overall benefits - not both) |  |  | Per Unit
Per unit Benefits |  | 12600 |  | Year 1 | Year 2 | Year 3 | Year 4 | Year 5 | Year 6 | Year 7 | Year 8 | Year 9 | Year 10 | Year 11 | Year 12 | Year 13 | Year 14 | Year 15
Safety | % claimed
Public Safety |  | 0 |  | 0 | 0 | 0 | 0 | 0 | 0 | 0 | 0 | 0 | 0 | 0 | 0 | 0 | 0 | 0
Fire |  | 0 |  | 0 | 0 | 0 | 0 | 0 | 0 | 0 | 0 | 0 | 0 | 0 | 0 | 0 | 0 | 0
Environment |  | 0 |  | 0 | 0 | 0 | 0 | 0 | 0 | 0 | 0 | 0 | 0 | 0 | 0 | 0 | 0 | 0
Worker Safety |  | 0 |  | 0 | 0 | 0 | 0 | 0 | 0 | 0 | 0 | 0 | 0 | 0 | 0 | 0 | 0 | 0
Capex efficiency | % claimed
Planning and design efficiencies |  | 0 |  | 0 | 0 | 0 | 0 | 0 | 0 | 0 | 0 | 0 | 0 | 0 | 0 | 0 | 0 | 0
Increased asset/network utilisation |  | 0 |  | 0 | 0 | 0 | 0 | 0 | 0 | 0 | 0 | 0 | 0 | 0 | 0 | 0 | 0 | 0
Improved repex prioritisation |  | 0 |  | 0 | 0 | 0 | 0 | 0 | 0 | 0 | 0 | 0 | 0 | 0 | 0 | 0 | 0 | 0
life extension |  | 0 |  | 0 | 0 | 0 | 0 | 0 | 0 | 0 | 0 | 0 | 0 | 0 | 0 | 0 | 0 | 0
lower cost assets |  | 0 |  | 0 | 0 | 0 | 0 | 0 | 0 | 0 | 0 | 0 | 0 | 0 | 0 | 0 | 0 | 0
planned vs unplanned repair trade-off |  | 0 |  | 0 | 0 | 0 | 0 | 0 | 0 | 0 | 0 | 0 | 0 | 0 | 0 | 0 | 0 | 0
Opex Efficiency | % claimed
reduced maintenance |  | 0 |  | 0 | 0 | 0 | 0 | 0 | 0 | 0 | 0 | 0 | 0 | 0 | 0 | 0 | 0 | 0
reduced field operations |  | 0 |  | 0 | 0 | 0 | 0 | 0 | 0 | 0 | 0 | 0 | 0 | 0 | 0 | 0 | 0 | 0
Market benefits | % claimed
Unserved energy | 0.5% | 12600 |  | 126000 | 378000 | 630000 | 630000 | 630000 | 630000 | 630000 | 630000 | 630000 | 630000 | 630000 | 630000 | 630000 | 630000 | 630000
Value of curtailment |  | 0 |  | 0 | 0 | 0 | 0 | 0 | 0 | 0 | 0 | 0 | 0 | 0 | 0 | 0 | 0 | 0
Wholesale pricing (market efficiency) |  | 0 |  | 0 | 0 | 0 | 0 | 0 | 0 | 0 | 0 | 0 | 0 | 0 | 0 | 0 | 0 | 0
Community value of resilience |  | 0 |  | 0 | 0 | 0 | 0 | 0 | 0 | 0 | 0 | 0 | 0 | 0 | 0 | 0 | 0 | 0
Carbon emission reductions |  | 0 |  | 0 | 0 | 0 | 0 | 0 | 0 | 0 | 0 | 0 | 0 | 0 | 0 | 0 | 0 | 0
Reduced losses |  | 0 |  | 0 | 0 | 0 | 0 | 0 | 0 | 0 | 0 | 0 | 0 | 0 | 0 | 0 | 0 | 0
Customer Time |  | 0 |  | 0 | 0 | 0 | 0 | 0 | 0 | 0 | 0 | 0 | 0 | 0 | 0 | 0 | 0 | 0
Overall Project Benefits |  |  |  | Year 1 | Year 2 | Year 3 | Year 4 | Year 5 | Year 6 | Year 7 | Year 8 | Year 9 | Year 10 | Year 11 | Year 12 | Year 13 | Year 14 | Year 15
Safety | % claimed
Public Safety |  | 0 |  | 0 | 0 | 0 | 0 | 0 | 0 | 0 | 0 | 0 | 0 | 0 | 0 | 0 | 0 | 0
Fire |  | 0 |  | 0 | 0 | 0 | 0 | 0 | 0 | 0 | 0 | 0 | 0 | 0 | 0 | 0 | 0 | 0
Environment |  | 0 |  | 0 | 0 | 0 | 0 | 0 | 0 | 0 | 0 | 0 | 0 | 0 | 0 | 0 | 0 | 0
Worker Safety |  | 0 |  | 0 | 0 | 0 | 0 | 0 | 0 | 0 | 0 | 0 | 0 | 0 | 0 | 0 | 0 | 0
Capex efficiency | % claimed
Planning and design efficiencies |  | 0 |  | 0 | 0 | 0 | 0 | 0 | 0 | 0 | 0 | 0 | 0 | 0 | 0 | 0 | 0 | 0
Increased asset/network utilisation |  | 0 |  | 0 | 0 | 0 | 0 | 0 | 0 | 0 | 0 | 0 | 0 | 0 | 0 | 0 | 0 | 0
Improved repex prioritisation |  | 0 |  | 0 | 0 | 0 | 0 | 0 | 0 | 0 | 0 | 0 | 0 | 0 | 0 | 0 | 0 | 0
life extension |  | 0 |  | 0 | 0 | 0 | 0 | 0 | 0 | 0 | 0 | 0 | 0 | 0 | 0 | 0 | 0 | 0
lower cost assets |  | 0 |  | 0 | 0 | 0 | 0 | 0 | 0 | 0 | 0 | 0 | 0 | 0 | 0 | 0 | 0 | 0
planned vs unplanned repair trade-off |  | 0 |  | 0 | 0 | 0 | 0 | 0 | 0 | 0 | 0 | 0 | 0 | 0 | 0 | 0 | 0 | 0
Opex Efficiency | % claimed
reduced maintenance |  | 0 |  | 0 | 0 | 0 | 0 | 0 | 0 | 0 | 0 | 0 | 0 | 0 | 0 | 0 | 0 | 0
reduced field operations |  | 0 |  | 0 | 0 | 0 | 0 | 0 | 0 | 0 | 0 | 0 | 0 | 0 | 0 | 0 | 0 | 0
Market benefits | % claimed
Unserved energy |  | 0 |  | 0 | 0 | 0 | 0 | 0 | 0 | 0 | 0 | 0 | 0 | 0 | 0 | 0 | 0 | 0
Value of curtailment |  | 0 |  | 0 | 0 | 0 | 0 | 0 | 0 | 0 | 0 | 0 | 0 | 0 | 0 | 0 | 0 | 0
Wholesale pricing (market efficiency) |  | 0 |  | 0 | 0 | 0 | 0 | 0 | 0 | 0 | 0 | 0 | 0 | 0 | 0 | 0 | 0 | 0
Community value of resilience |  | 0 |  | 0 | 0 | 0 | 0 | 0 | 0 | 0 | 0 | 0 | 0 | 0 | 0 | 0 | 0 | 0
Carbon emission reductions |  | 0 |  | 0 | 0 | 0 | 0 | 0 | 0 | 0 | 0 | 0 | 0 | 0 | 0 | 0 | 0 | 0
Reduced losses |  | 0 |  | 0 | 0 | 0 | 0 | 0 | 0 | 0 | 0 | 0 | 0 | 0 | 0 | 0 | 0 | 0
Customer Time |  | 0 |  | 0 | 0 | 0 | 0 | 0 | 0 | 0 | 0 | 0 | 0 | 0 | 0 | 0 | 0 | 0
Cost Model (Complete pu costs or overall costs - not both) |  |  | Per Unit
Per unit cost |  | $ |  | Year 1 | Year 2 | Year 3 | Year 4 | Year 5 | Year 6 | Year 7 | Year 8 | Year 9 | Year 10 | Year 11 | Year 12 | Year 13 | Year 14 | Year 15
Capex |  | 38000 |  | 380000 | 760000 | 760000 | 0 | 0 | 0 | 0 | 0 | 0 | 0 | 0 | 0 | 0 | 0 | 0
On-going opex (cumulative) |  | 400 |  | 4000 | 12000 | 20000 | 20000 | 20000 | 20000 | 20000 | 20000 | 20000 | 20000 | 20000 | 20000 | 20000 | 20000 | 20000
Overall Project Costs |  |  |  | Year 1 | Year 2 | Year 3 | Year 4 | Year 5 | Year 6 | Year 7 | Year 8 | Year 9 | Year 10 | Year 11 | Year 12 | Year 13 | Year 14 | Year 15
Capex |  |  |  | 0 | 0 | 0 | 0 | 0 | 0 | 0 | 0 | 0 | 0 | 0 | 0 | 0 | 0 | 0
On-going opex |  |  |  | 0 | 0 | 0 | 0 | 0 | 0 | 0 | 0 | 0 | 0 | 0 | 0 | 0 | 0 | 0
38000
Project Cost build-up
Reference project estimate - Built from project pilot (SM-31743 & Sm-31744) - per panel: Labour - $20,500 Material - $9,500 Total - $30,000 plus allowances for overall site establishment of $8,000.

## PR089
MV cable partial discharge monitoring
Project ID |  |  | PR089
Project Master Data |  |  |  |  | Project Description
Reg ID |  |  | OTI_03.19-4 |  | Partial discharge is an early warning sign of asset degradation, which can lead to flashover and failure. As many as 85% of disruptive failure in High Voltage and Medium Voltage equipment are linked to partial discharge damage. Full time partial discharge monitoring provides security against insulation failure. By detecting and resolving insulation related issues early, the lifespan of the critical electrical assets can be significantly extended. The ability to pinpoint and address partial discharge ensures optimal performance and longevity of transformers, cables, switchgear, and other components. Early detection provides cost saving measures as the cost of repair after failure is exponentially higher than proactively identifying risk and prioritising replacement. Scheduled repairs based on condition-based maintenance reduces downtime, emergency repairs and costs. This project proposes to trial a small number of online partial discharge monitoring devices on MV cables. This will involve developing a specification, market sourcing strategy, standard design, site specific designs, operating manuals, safety processes and a trial plan, before installing the assets across different parts of the network, complementing the mitigation of other network risk factors. Benefit quantification: Project will lead to risk reduction, energy conservation, avoided outages and field crew response.
Reg ID Description |  |  | Community Resilience
Asset Class |  |  | Zone/ STS Equipment
RIN Classification (Network / Non-Network) |  |  | Network
RIN Category (Primary Driver - Augex/Repex/Non-Network) |  |  | Augex
Project Maturity (Trial, Pilot, BAU) |  |  | Trial
Project Theme |  |  | Emerging Technology Trials
ICT Component (High / Med / Low) |  |  | Medium
NIAC Project Prioritisation Principles | Rating (1 – 5) | Weight | Score |  | Project Summary | [6 empty] | AER Capex Objectives
Accelerates decarbonisation | 2 | 29% | 0.58 |  |  | Total NPC (real) | -1007267.502 |  | FY25-29 Project Capex | 950000.01 |  | Meet or manage expected demand | [5 empty] | -
Improves resilience | 3 | 18% | 0.54 |  |  | Total NPV (real) | 2259369.8293 |  | FY25-29 Project Opex | 43333.42 |  | Complies with regulatory obligations or requirements | [5 empty] | -
Lowers costs for customers | 3 | 18% | 0.54 |  |  | BCR (indicative) | 3.2431 |  | Present Value of benefits | 3266637.3312 |  | Maintains the safety, quality, reliability and security of supply of the network | [5 empty] | YES
Improves fairness | 3 | 18% | 0.54 |  |  | BCR (50% risk) | 2.2431 |  | PV of benefits Year 1-5 | 1159911.1868 |  | Project score
Improves safety for employees & the community | 4 | 17% | 0.68
Project score |  | 100% | 2.88
Project quantities/phasing
|  |  |  | Year 1 | Year 2 | Year 3 | Year 4 | Year 5 | Year 6 | Year 7 | Year 8 | Year 9 | Year 10 | Year 11 | Year 12 | Year 13 | Year 14 | Year 15
Quantity (widgets) | Total | 3 |  | Year 1: 1; Year 2: 2
Phasing (%)
Cost Benefit Analysis
Discount rate |  | 3.44% |  | Year 1 | Year 2 | Year 3 | Year 4 | Year 5 | Year 6 | Year 7 | Year 8 | Year 9 | Year 10 | Year 11 | Year 12 | Year 13 | Year 14 | Year 15
Capex Cost |  |  |  | 316666.67 | 633333.34 | 0 | 0 | 0 | 0 | 0 | 0 | 0 | 0 | 0 | 0 | 0 | 0 | 0
Capex Cost (50% risk) |  |  |  | 475000.005 | 950000.01 | 0 | 0 | 0 | 0 | 0 | 0 | 0 | 0 | 0 | 0 | 0 | 0 | 0
Opex Cost |  |  |  | 3333.34 | 10000.02 | 10000.02 | 10000.02 | 10000.02 | 10000.02 | 10000.02 | 10000.02 | 10000.02 | 10000.02 | 10000.02 | 10000.02 | 10000.02 | 10000.02 | 10000.02
Total and NPC |  | -1007267.502 |  | -320000.01 | -643333.36 | -10000.02 | -10000.02 | -10000.02 | -10000.02 | -10000.02 | -10000.02 | -10000.02 | -10000.02 | -10000.02 | -10000.02 | -10000.02 | -10000.02 | -10000.02
Total (50% risk) |  |  |  | 478333.345 | 960000.03 | 10000.02 | 10000.02 | 10000.02 | 10000.02 | 10000.02 | 10000.02 | 10000.02 | 10000.02 | 10000.02 | 10000.02 | 10000.02 | 10000.02 | 10000.02
Aggregate benefits |  |  |  | 99693.9774 | 299081.9321 | 299081.9321 | 299081.9321 | 299081.9321 | 299081.9321 | 299081.9321 | 299081.9321 | 299081.9321 | 299081.9321 | 299081.9321 | 299081.9321 | 299081.9321 | 299081.9321 | 299081.9321
Net Total and NPV (indicative only) |  | 2259369.8293 |  | -220306.0326 | -344251.4279 | 289081.9121 | 289081.9121 | 289081.9121 | 289081.9121 | 289081.9121 | 289081.9121 | 289081.9121 | 289081.9121 | 289081.9121 | 289081.9121 | 289081.9121 | 289081.9121 | 289081.9121
Benefits Model (Complete pu benefits or overall benefits - not both) |  |  | Per Unit
Per unit Benefits |  | 99693.9774 |  | Year 1 | Year 2 | Year 3 | Year 4 | Year 5 | Year 6 | Year 7 | Year 8 | Year 9 | Year 10 | Year 11 | Year 12 | Year 13 | Year 14 | Year 15
Safety | % claimed
Public Safety | 0.1% | 12164.9817 |  | 12164.9817 | 36494.945 | 36494.945 | 36494.945 | 36494.945 | 36494.945 | 36494.945 | 36494.945 | 36494.945 | 36494.945 | 36494.945 | 36494.945 | 36494.945 | 36494.945 | 36494.945
Fire |  | 0 |  | 0 | 0 | 0 | 0 | 0 | 0 | 0 | 0 | 0 | 0 | 0 | 0 | 0 | 0 | 0
Environment | 0.1% | 1698.329 |  | 1698.329 | 5094.9871 | 5094.9871 | 5094.9871 | 5094.9871 | 5094.9871 | 5094.9871 | 5094.9871 | 5094.9871 | 5094.9871 | 5094.9871 | 5094.9871 | 5094.9871 | 5094.9871 | 5094.9871
Worker Safety |  | 0 |  | 0 | 0 | 0 | 0 | 0 | 0 | 0 | 0 | 0 | 0 | 0 | 0 | 0 | 0 | 0
Capex efficiency | % claimed
Planning and design efficiencies |  | 0 |  | 0 | 0 | 0 | 0 | 0 | 0 | 0 | 0 | 0 | 0 | 0 | 0 | 0 | 0 | 0
Increased asset/network utilisation |  | 0 |  | 0 | 0 | 0 | 0 | 0 | 0 | 0 | 0 | 0 | 0 | 0 | 0 | 0 | 0 | 0
Improved repex prioritisation | 0.1% | 3497.3333 |  | 3497.3333 | 10492 | 10492 | 10492 | 10492 | 10492 | 10492 | 10492 | 10492 | 10492 | 10492 | 10492 | 10492 | 10492 | 10492
life extension |  | 0 |  | 0 | 0 | 0 | 0 | 0 | 0 | 0 | 0 | 0 | 0 | 0 | 0 | 0 | 0 | 0
lower cost assets |  | 0 |  | 0 | 0 | 0 | 0 | 0 | 0 | 0 | 0 | 0 | 0 | 0 | 0 | 0 | 0 | 0
planned vs unplanned repair trade-off | 0.1% | 2833.3333 |  | 2833.3333 | 8500 | 8500 | 8500 | 8500 | 8500 | 8500 | 8500 | 8500 | 8500 | 8500 | 8500 | 8500 | 8500 | 8500
Opex Efficiency | % claimed
reduced maintenance |  | 0 |  | 0 | 0 | 0 | 0 | 0 | 0 | 0 | 0 | 0 | 0 | 0 | 0 | 0 | 0 | 0
reduced field operations | 0.1% | 10000 |  | 10000 | 30000 | 30000 | 30000 | 30000 | 30000 | 30000 | 30000 | 30000 | 30000 | 30000 | 30000 | 30000 | 30000 | 30000
Market benefits | % claimed
Unserved energy | 0.1% | 42000 |  | 42000 | 126000 | 126000 | 126000 | 126000 | 126000 | 126000 | 126000 | 126000 | 126000 | 126000 | 126000 | 126000 | 126000 | 126000
Value of curtailment |  | 0 |  | 0 | 0 | 0 | 0 | 0 | 0 | 0 | 0 | 0 | 0 | 0 | 0 | 0 | 0 | 0
Wholesale pricing (market efficiency) |  | 0 |  | 0 | 0 | 0 | 0 | 0 | 0 | 0 | 0 | 0 | 0 | 0 | 0 | 0 | 0 | 0
Community value of resilience |  | 0 |  | 0 | 0 | 0 | 0 | 0 | 0 | 0 | 0 | 0 | 0 | 0 | 0 | 0 | 0 | 0
Carbon emission reductions | 0.0004% | 2000 |  | 2000 | 6000 | 6000 | 6000 | 6000 | 6000 | 6000 | 6000 | 6000 | 6000 | 6000 | 6000 | 6000 | 6000 | 6000
Reduced losses | 0.1% | 25500 |  | 25500 | 76500 | 76500 | 76500 | 76500 | 76500 | 76500 | 76500 | 76500 | 76500 | 76500 | 76500 | 76500 | 76500 | 76500
Customer Time |  | 0 |  | 0 | 0 | 0 | 0 | 0 | 0 | 0 | 0 | 0 | 0 | 0 | 0 | 0 | 0 | 0
Overall Project Benefits |  |  |  | Year 1 | Year 2 | Year 3 | Year 4 | Year 5 | Year 6 | Year 7 | Year 8 | Year 9 | Year 10 | Year 11 | Year 12 | Year 13 | Year 14 | Year 15
Safety | % claimed
Public Safety |  | 0 |  | 0 | 0 | 0 | 0 | 0 | 0 | 0 | 0 | 0 | 0 | 0 | 0 | 0 | 0 | 0
Fire |  | 0 |  | 0 | 0 | 0 | 0 | 0 | 0 | 0 | 0 | 0 | 0 | 0 | 0 | 0 | 0 | 0
Environment |  | 0 |  | 0 | 0 | 0 | 0 | 0 | 0 | 0 | 0 | 0 | 0 | 0 | 0 | 0 | 0 | 0
Worker Safety |  | 0 |  | 0 | 0 | 0 | 0 | 0 | 0 | 0 | 0 | 0 | 0 | 0 | 0 | 0 | 0 | 0
Capex efficiency | % claimed
Planning and design efficiencies |  | 0 |  | 0 | 0 | 0 | 0 | 0 | 0 | 0 | 0 | 0 | 0 | 0 | 0 | 0 | 0 | 0
Increased asset/network utilisation |  | 0 |  | 0 | 0 | 0 | 0 | 0 | 0 | 0 | 0 | 0 | 0 | 0 | 0 | 0 | 0 | 0
Improved repex prioritisation |  | 0 |  | 0 | 0 | 0 | 0 | 0 | 0 | 0 | 0 | 0 | 0 | 0 | 0 | 0 | 0 | 0
life extension |  | 0 |  | 0 | 0 | 0 | 0 | 0 | 0 | 0 | 0 | 0 | 0 | 0 | 0 | 0 | 0 | 0
lower cost assets |  | 0 |  | 0 | 0 | 0 | 0 | 0 | 0 | 0 | 0 | 0 | 0 | 0 | 0 | 0 | 0 | 0
planned vs unplanned repair trade-off |  | 0 |  | 0 | 0 | 0 | 0 | 0 | 0 | 0 | 0 | 0 | 0 | 0 | 0 | 0 | 0 | 0
Opex Efficiency | % claimed
reduced maintenance |  | 0 |  | 0 | 0 | 0 | 0 | 0 | 0 | 0 | 0 | 0 | 0 | 0 | 0 | 0 | 0 | 0
reduced field operations |  | 0 |  | 0 | 0 | 0 | 0 | 0 | 0 | 0 | 0 | 0 | 0 | 0 | 0 | 0 | 0 | 0
Market benefits | % claimed
Unserved energy |  | 0 |  | 0 | 0 | 0 | 0 | 0 | 0 | 0 | 0 | 0 | 0 | 0 | 0 | 0 | 0 | 0
Value of curtailment |  | 0 |  | 0 | 0 | 0 | 0 | 0 | 0 | 0 | 0 | 0 | 0 | 0 | 0 | 0 | 0 | 0
Wholesale pricing (market efficiency) |  | 0 |  | 0 | 0 | 0 | 0 | 0 | 0 | 0 | 0 | 0 | 0 | 0 | 0 | 0 | 0 | 0
Community value of resilience |  | 0 |  | 0 | 0 | 0 | 0 | 0 | 0 | 0 | 0 | 0 | 0 | 0 | 0 | 0 | 0 | 0
Carbon emission reductions |  | 0 |  | 0 | 0 | 0 | 0 | 0 | 0 | 0 | 0 | 0 | 0 | 0 | 0 | 0 | 0 | 0
Reduced losses |  | 0 |  | 0 | 0 | 0 | 0 | 0 | 0 | 0 | 0 | 0 | 0 | 0 | 0 | 0 | 0 | 0
Customer Time |  | 0 |  | 0 | 0 | 0 | 0 | 0 | 0 | 0 | 0 | 0 | 0 | 0 | 0 | 0 | 0 | 0
Cost Model (Complete pu costs or overall costs - not both) |  |  | Per Unit
Per unit cost |  | $ |  | Year 1 | Year 2 | Year 3 | Year 4 | Year 5 | Year 6 | Year 7 | Year 8 | Year 9 | Year 10 | Year 11 | Year 12 | Year 13 | Year 14 | Year 15
Capex |  | 316666.67 |  | 316666.67 | 633333.34 | 0 | 0 | 0 | 0 | 0 | 0 | 0 | 0 | 0 | 0 | 0 | 0 | 0
On-going opex (cumulative) |  | 3333.34 |  | 3333.34 | 10000.02 | 10000.02 | 10000.02 | 10000.02 | 10000.02 | 10000.02 | 10000.02 | 10000.02 | 10000.02 | 10000.02 | 10000.02 | 10000.02 | 10000.02 | 10000.02
Overall Project Costs |  |  |  | Year 1 | Year 2 | Year 3 | Year 4 | Year 5 | Year 6 | Year 7 | Year 8 | Year 9 | Year 10 | Year 11 | Year 12 | Year 13 | Year 14 | Year 15
Capex |  |  |  | 0 | 0 | 0 | 0 | 0 | 0 | 0 | 0 | 0 | 0 | 0 | 0 | 0 | 0 | 0
On-going opex |  |  |  | 0 | 0 | 0 | 0 | 0 | 0 | 0 | 0 | 0 | 0 | 0 | 0 | 0 | 0 | 0
316666.67
Project Cost build-up
Built from REP Intertripping Schemes - DC Unit Rate: Labour - $62,262.61 Material - $160,905.88 (Portable cable PD test units have been priced by Network Test at approximately $230,000 per unit) Contracted Services - $25,000 Total - $248,168.49 plus design and project management of $68,500.

## PR109
Trial ultra-sonic discharge detection devices
Project ID |  |  | PR109
Project Master Data |  |  |  |  | Project Description
Reg ID |  |  | OTI_03.19-2 |  | In electrical systems, especially above 1,000 Volts, sufficient and properly maintained equipment insulation helps ensure equipment longevity. Faulty insulation causes electrical partial discharge which damages the insulation further and causes the defect to spread. If partial discharges are not recognized in time, they can become critical and result in complete failure of the equipment. For electricity networks failure of the equipment insulation is not only associated with costly repairs but will also lead to significant downtime. With discharge detection devices, critical defects can be identified early and rectified. Typically, this is done via thermal imaging with infrared cameras. However, defects to insulation material do not always cause an increase in temperature. Ultra-sonic discharge detection devices can safely and accurately detect insulation damage, even those that do not produce a heat signature. Detecting and correcting these problems early will ensure longer, more reliable electrical asset life and thus a more reliable network. This project proposes to trial a small number of devices on the network to test the ability to detect impending failures and defects. This will involve developing a specification, market sourcing strategy, standard design, site specific designs, operating manuals, safety processes and a trial plan, before installing the assets across different parts of the network, complementing the mitigation of other network risk factors. Benefit quantification: Project will lead to asset prioritisation and breakdown expenditure avoidance along with some safety risk reduction.
Reg ID Description |  |  | Safe, Intelligent Networks (Devices)
Asset Class |  |  | Zone Equipment
RIN Classification (Network / Non-Network) |  |  | Network
RIN Category (Primary Driver - Augex/Repex/Non-Network) |  |  | Augex
Project Maturity (Trial, Pilot, BAU) |  |  | Trial
Project Theme |  |  | Emerging Technology Trials
ICT Component (High / Med / Low) |  |  | Low
NIAC Project Prioritisation Principles | Rating (1 – 5) | Weight | Score |  | Project Summary | [6 empty] | AER Capex Objectives
Accelerates decarbonisation | 2 | 29% | 0.58 |  |  | Total NPC (real) | -570284.414 |  | FY25-29 Project Capex | 425000 |  | Meet or manage expected demand | [5 empty] | -
Improves resilience | 3 | 18% | 0.54 |  |  | Total NPV (real) | 1180002.8657 |  | FY25-29 Project Opex | 67500 |  | Complies with regulatory obligations or requirements | [5 empty] | -
Lowers costs for customers | 4 | 18% | 0.72 |  |  | BCR (indicative) | 3.0691 |  | Present Value of benefits | 1750287.2798 |  | Maintains the safety, quality, reliability and security of supply of the network | [5 empty] | YES
Improves fairness | 2 | 18% | 0.36 |  |  | BCR (50% risk) | 2.2663 |  | PV of benefits Year 1-5 | 637898.4861 |  | Project score
Improves safety for employees & the community | 4 | 17% | 0.68
Project score |  | 100% | 2.88
Project quantities/phasing
|  |  |  | Year 1 | Year 2 | Year 3 | Year 4 | Year 5 | Year 6 | Year 7 | Year 8 | Year 9 | Year 10 | Year 11 | Year 12 | Year 13 | Year 14 | Year 15
Quantity (widgets) | Total | 4 |  | Year 1: 2; Year 2: 2
Phasing (%)
Cost Benefit Analysis
Discount rate |  | 3.44% |  | Year 1 | Year 2 | Year 3 | Year 4 | Year 5 | Year 6 | Year 7 | Year 8 | Year 9 | Year 10 | Year 11 | Year 12 | Year 13 | Year 14 | Year 15
Capex Cost |  |  |  | 212500 | 212500 | 0 | 0 | 0 | 0 | 0 | 0 | 0 | 0 | 0 | 0 | 0 | 0 | 0
Capex Cost (50% risk) |  |  |  | 318750 | 318750 | 0 | 0 | 0 | 0 | 0 | 0 | 0 | 0 | 0 | 0 | 0 | 0 | 0
Opex Cost |  |  |  | 7500 | 15000 | 15000 | 15000 | 15000 | 15000 | 15000 | 15000 | 15000 | 15000 | 15000 | 15000 | 15000 | 15000 | 15000
Total and NPC |  | -570284.414 |  | -220000 | -227500 | -15000 | -15000 | -15000 | -15000 | -15000 | -15000 | -15000 | -15000 | -15000 | -15000 | -15000 | -15000 | -15000
Total (50% risk) |  |  |  | 326250 | 333750 | 15000 | 15000 | 15000 | 15000 | 15000 | 15000 | 15000 | 15000 | 15000 | 15000 | 15000 | 15000 | 15000
Aggregate benefits |  |  |  | 78960.2841 | 157920.5681 | 157920.5681 | 157920.5681 | 157920.5681 | 157920.5681 | 157920.5681 | 157920.5681 | 157920.5681 | 157920.5681 | 157920.5681 | 157920.5681 | 157920.5681 | 157920.5681 | 157920.5681
Net Total and NPV (indicative only) |  | 1180002.8657 |  | -141039.7159 | -69579.4319 | 142920.5681 | 142920.5681 | 142920.5681 | 142920.5681 | 142920.5681 | 142920.5681 | 142920.5681 | 142920.5681 | 142920.5681 | 142920.5681 | 142920.5681 | 142920.5681 | 142920.5681
Benefits Model (Complete pu benefits or overall benefits - not both) |  |  | Per Unit
Per unit Benefits |  | 39480.142 |  | Year 1 | Year 2 | Year 3 | Year 4 | Year 5 | Year 6 | Year 7 | Year 8 | Year 9 | Year 10 | Year 11 | Year 12 | Year 13 | Year 14 | Year 15
Safety | % claimed
Public Safety | 0.01% | 912.3736 |  | 1824.7472 | 3649.4945 | 3649.4945 | 3649.4945 | 3649.4945 | 3649.4945 | 3649.4945 | 3649.4945 | 3649.4945 | 3649.4945 | 3649.4945 | 3649.4945 | 3649.4945 | 3649.4945 | 3649.4945
Fire | 0.01% | 656.1649 |  | 1312.3298 | 2624.6596 | 2624.6596 | 2624.6596 | 2624.6596 | 2624.6596 | 2624.6596 | 2624.6596 | 2624.6596 | 2624.6596 | 2624.6596 | 2624.6596 | 2624.6596 | 2624.6596 | 2624.6596
Environment | 0.01% | 127.3747 |  | 254.7494 | 509.4987 | 509.4987 | 509.4987 | 509.4987 | 509.4987 | 509.4987 | 509.4987 | 509.4987 | 509.4987 | 509.4987 | 509.4987 | 509.4987 | 509.4987 | 509.4987
Worker Safety | 0.01% | 786.2288 |  | 1572.4577 | 3144.9153 | 3144.9153 | 3144.9153 | 3144.9153 | 3144.9153 | 3144.9153 | 3144.9153 | 3144.9153 | 3144.9153 | 3144.9153 | 3144.9153 | 3144.9153 | 3144.9153 | 3144.9153
Capex efficiency | % claimed
Planning and design efficiencies |  | 0 |  | 0 | 0 | 0 | 0 | 0 | 0 | 0 | 0 | 0 | 0 | 0 | 0 | 0 | 0 | 0
Increased asset/network utilisation |  | 0 |  | 0 | 0 | 0 | 0 | 0 | 0 | 0 | 0 | 0 | 0 | 0 | 0 | 0 | 0 | 0
Improved repex prioritisation | 0.1% | 2623 |  | 5246 | 10492 | 10492 | 10492 | 10492 | 10492 | 10492 | 10492 | 10492 | 10492 | 10492 | 10492 | 10492 | 10492 | 10492
life extension |  | 0 |  | 0 | 0 | 0 | 0 | 0 | 0 | 0 | 0 | 0 | 0 | 0 | 0 | 0 | 0 | 0
lower cost assets |  | 0 |  | 0 | 0 | 0 | 0 | 0 | 0 | 0 | 0 | 0 | 0 | 0 | 0 | 0 | 0 | 0
planned vs unplanned repair trade-off | 0.1% | 2125 |  | 4250 | 8500 | 8500 | 8500 | 8500 | 8500 | 8500 | 8500 | 8500 | 8500 | 8500 | 8500 | 8500 | 8500 | 8500
Opex Efficiency | % claimed
reduced maintenance |  | 0 |  | 0 | 0 | 0 | 0 | 0 | 0 | 0 | 0 | 0 | 0 | 0 | 0 | 0 | 0 | 0
reduced field operations | 0.01% | 750 |  | 1500 | 3000 | 3000 | 3000 | 3000 | 3000 | 3000 | 3000 | 3000 | 3000 | 3000 | 3000 | 3000 | 3000 | 3000
Market benefits | % claimed
Unserved energy | 0.1% | 31500 |  | 63000 | 126000 | 126000 | 126000 | 126000 | 126000 | 126000 | 126000 | 126000 | 126000 | 126000 | 126000 | 126000 | 126000 | 126000
Value of curtailment |  | 0 |  | 0 | 0 | 0 | 0 | 0 | 0 | 0 | 0 | 0 | 0 | 0 | 0 | 0 | 0 | 0
Wholesale pricing (market efficiency) |  | 0 |  | 0 | 0 | 0 | 0 | 0 | 0 | 0 | 0 | 0 | 0 | 0 | 0 | 0 | 0 | 0
Community value of resilience |  | 0 |  | 0 | 0 | 0 | 0 | 0 | 0 | 0 | 0 | 0 | 0 | 0 | 0 | 0 | 0 | 0
Carbon emission reductions |  | 0 |  | 0 | 0 | 0 | 0 | 0 | 0 | 0 | 0 | 0 | 0 | 0 | 0 | 0 | 0 | 0
Reduced losses |  | 0 |  | 0 | 0 | 0 | 0 | 0 | 0 | 0 | 0 | 0 | 0 | 0 | 0 | 0 | 0 | 0
Customer Time |  | 0 |  | 0 | 0 | 0 | 0 | 0 | 0 | 0 | 0 | 0 | 0 | 0 | 0 | 0 | 0 | 0
Overall Project Benefits |  |  |  | Year 1 | Year 2 | Year 3 | Year 4 | Year 5 | Year 6 | Year 7 | Year 8 | Year 9 | Year 10 | Year 11 | Year 12 | Year 13 | Year 14 | Year 15
Safety | % claimed
Public Safety |  | 0 |  | 0 | 0 | 0 | 0 | 0 | 0 | 0 | 0 | 0 | 0 | 0 | 0 | 0 | 0 | 0
Fire |  | 0 |  | 0 | 0 | 0 | 0 | 0 | 0 | 0 | 0 | 0 | 0 | 0 | 0 | 0 | 0 | 0
Environment |  | 0 |  | 0 | 0 | 0 | 0 | 0 | 0 | 0 | 0 | 0 | 0 | 0 | 0 | 0 | 0 | 0
Worker Safety |  | 0 |  | 0 | 0 | 0 | 0 | 0 | 0 | 0 | 0 | 0 | 0 | 0 | 0 | 0 | 0 | 0
Capex efficiency | % claimed
Planning and design efficiencies |  | 0 |  | 0 | 0 | 0 | 0 | 0 | 0 | 0 | 0 | 0 | 0 | 0 | 0 | 0 | 0 | 0
Increased asset/network utilisation |  | 0 |  | 0 | 0 | 0 | 0 | 0 | 0 | 0 | 0 | 0 | 0 | 0 | 0 | 0 | 0 | 0
Improved repex prioritisation |  | 0 |  | 0 | 0 | 0 | 0 | 0 | 0 | 0 | 0 | 0 | 0 | 0 | 0 | 0 | 0 | 0
life extension |  | 0 |  | 0 | 0 | 0 | 0 | 0 | 0 | 0 | 0 | 0 | 0 | 0 | 0 | 0 | 0 | 0
lower cost assets |  | 0 |  | 0 | 0 | 0 | 0 | 0 | 0 | 0 | 0 | 0 | 0 | 0 | 0 | 0 | 0 | 0
planned vs unplanned repair trade-off |  | 0 |  | 0 | 0 | 0 | 0 | 0 | 0 | 0 | 0 | 0 | 0 | 0 | 0 | 0 | 0 | 0
Opex Efficiency | % claimed
reduced maintenance |  | 0 |  | 0 | 0 | 0 | 0 | 0 | 0 | 0 | 0 | 0 | 0 | 0 | 0 | 0 | 0 | 0
reduced field operations |  | 0 |  | 0 | 0 | 0 | 0 | 0 | 0 | 0 | 0 | 0 | 0 | 0 | 0 | 0 | 0 | 0
Market benefits | % claimed
Unserved energy |  | 0 |  | 0 | 0 | 0 | 0 | 0 | 0 | 0 | 0 | 0 | 0 | 0 | 0 | 0 | 0 | 0
Value of curtailment |  | 0 |  | 0 | 0 | 0 | 0 | 0 | 0 | 0 | 0 | 0 | 0 | 0 | 0 | 0 | 0 | 0
Wholesale pricing (market efficiency) |  | 0 |  | 0 | 0 | 0 | 0 | 0 | 0 | 0 | 0 | 0 | 0 | 0 | 0 | 0 | 0 | 0
Community value of resilience |  | 0 |  | 0 | 0 | 0 | 0 | 0 | 0 | 0 | 0 | 0 | 0 | 0 | 0 | 0 | 0 | 0
Carbon emission reductions |  | 0 |  | 0 | 0 | 0 | 0 | 0 | 0 | 0 | 0 | 0 | 0 | 0 | 0 | 0 | 0 | 0
Reduced losses |  | 0 |  | 0 | 0 | 0 | 0 | 0 | 0 | 0 | 0 | 0 | 0 | 0 | 0 | 0 | 0 | 0
Customer Time |  | 0 |  | 0 | 0 | 0 | 0 | 0 | 0 | 0 | 0 | 0 | 0 | 0 | 0 | 0 | 0 | 0
Cost Model (Complete pu costs or overall costs - not both) |  |  | Per Unit
Per unit cost |  | $ |  | Year 1 | Year 2 | Year 3 | Year 4 | Year 5 | Year 6 | Year 7 | Year 8 | Year 9 | Year 10 | Year 11 | Year 12 | Year 13 | Year 14 | Year 15
Capex |  | 106250 |  | 212500 | 212500 | 0 | 0 | 0 | 0 | 0 | 0 | 0 | 0 | 0 | 0 | 0 | 0 | 0
On-going opex (cumulative) |  | 3750 |  | 7500 | 15000 | 15000 | 15000 | 15000 | 15000 | 15000 | 15000 | 15000 | 15000 | 15000 | 15000 | 15000 | 15000 | 15000
Overall Project Costs |  |  |  | Year 1 | Year 2 | Year 3 | Year 4 | Year 5 | Year 6 | Year 7 | Year 8 | Year 9 | Year 10 | Year 11 | Year 12 | Year 13 | Year 14 | Year 15
Capex |  |  |  | 0 | 0 | 0 | 0 | 0 | 0 | 0 | 0 | 0 | 0 | 0 | 0 | 0 | 0 | 0
On-going opex |  |  |  | 0 | 0 | 0 | 0 | 0 | 0 | 0 | 0 | 0 | 0 | 0 | 0 | 0 | 0 | 0
106250
Project Cost build-up
Estimates from reference project: Early Fault Detection polyphase unit - $11,500 each Solar Power unit (addition) - $3,990 each Initial cost estimates: Planning & Installation - $4,000 (1/3 day for crew + operator + project officer) Equipment & Services - $12,625 (allows for half the sites to have solar units) Design - $1,000 (Install of 22 units / allocated design costs to each site) Project Management - $455 (20,000 PM costs allocated per site) Training / Workshops - $455 (20,000 across project) Total = $18,534 per pole (per site) plus adjustments for higher voltage poles and mounting ultrasonic devices (5 installations per trial site)

## PR180
Barriers to electrification field trial
Project ID |  |  | PR180
Project Master Data |  |  |  |  | Project Description
Reg ID |  |  | OTI_03.19-1 |  | All households must be able to electrify if Australia wishes to meet its emissions reduction goals. Electricity networks like Ausgrid have an important role to play to support customers and provide sustainable, reliable energy options to our customers and the energy system. Greater electrification is expected to unlock more benefits, including greater load flexibility, better network utilisation and lower network costs for all customers. It also supports customers to unlock more value from CER investments and reduce their overall fuel costs and impact on greenhouse gas emissions. During the 2019-2024 regulatory period, Ausgrid conducted DMIA funded research to better understand customer barriers to electrification and the opportunities and challenges this presents the distribution network. To build on the research, Ausgrid is proposing a 'Barriers to electrification - Field trial' to test prioritised solutions to enable capacity with largely existing grid infrastucture and evaluate performance and the interplay with the role of non-network solutions to facilitate low cost customer electrification. This will be conducted across a range of grid and customer segments and include social research and customer education. Overall, the focus will be to reduce barriers and identify a least cost pathway for electrification. It is likely to be complemented with another DMIA based trial that may seek to ensure that customer's electrified assets are fit for purpose and energy efficient. Benefit quantification: Assumes learnings from the project will result in planned electrification which will result in broader customer and network benefits.
Reg ID Description |  |  | CER Support & Enablement
Asset Class |  |  | <asset class>
RIN Classification (Network / Non-Network) |  |  | Network
RIN Category (Primary Driver - Augex/Repex/Non-Network) |  |  | Non-Network
Project Maturity (Trial, Pilot, BAU) |  |  | Trial
Project Theme |  |  | Emerging Technology Trials
ICT Component (High / Med / Low) |  |  | Low
NIAC Project Prioritisation Principles | Rating (1 – 5) | Weight | Score |  | Project Summary | [6 empty] | AER Capex Objectives
Accelerates decarbonisation | 5 | 29% | 1.45 |  |  | Total NPC (real) | -1401953.9922 |  | FY25-29 Project Capex | 1500000 |  | Meet or manage expected demand | [5 empty] | -
Improves resilience | 3 | 18% | 0.54 |  |  | Total NPV (real) | 876112.816 |  | FY25-29 Project Opex | 0 |  | Complies with regulatory obligations or requirements | [5 empty] | YES
Lowers costs for customers | 4 | 18% | 0.72 |  |  | BCR (indicative) | 1.6249 |  | Present Value of benefits | 2278066.8082 |  | Maintains the safety, quality, reliability and security of supply of the network | [5 empty] | -
Improves fairness | 4 | 18% | 0.72 |  |  | BCR (50% risk) | 1.0833 |  | PV of benefits Year 1-5 | 536443.5828 |  | Project score
Improves safety for employees & the community | 3 | 17% | 0.51
Project score |  | 100% | 3.94
Project quantities/phasing
|  |  |  | Year 1 | Year 2 | Year 3 | Year 4 | Year 5 | Year 6 | Year 7 | Year 8 | Year 9 | Year 10 | Year 11 | Year 12 | Year 13 | Year 14 | Year 15
Quantity (widgets) | Total | 0
Phasing (%) |  |  |  | 0% | 0% | 50% | 100% | 100% | 100% | 100% | 100% | 100% | 100% | 100% | 100% | 100% | 100% | 100%
|  |  |  | 33% | 33% | 34%
Cost Benefit Analysis
Discount rate |  | 3.44% |  | Year 1 | Year 2 | Year 3 | Year 4 | Year 5 | Year 6 | Year 7 | Year 8 | Year 9 | Year 10 | Year 11 | Year 12 | Year 13 | Year 14 | Year 15
Capex Cost |  |  |  | 495000 | 495000 | 510000 | 0 | 0 | 0 | 0 | 0 | 0 | 0 | 0 | 0 | 0 | 0 | 0
Capex Cost (50% risk) |  |  |  | 742500 | 742500 | 765000 | 0 | 0 | 0 | 0 | 0 | 0 | 0 | 0 | 0 | 0 | 0 | 0
Opex Cost |  |  |  | 0 | 0 | 0 | 0 | 0 | 0 | 0 | 0 | 0 | 0 | 0 | 0 | 0 | 0 | 0
Total and NPC |  | -1401953.9922 |  | -495000 | -495000 | -510000 | 0 | 0 | 0 | 0 | 0 | 0 | 0 | 0 | 0 | 0 | 0 | 0
Total (50% risk) |  |  |  | 742500 | 742500 | 765000 | 0 | 0 | 0 | 0 | 0 | 0 | 0 | 0 | 0 | 0 | 0 | 0
Aggregate benefits |  |  |  | 0 | 0 | 123625 | 247250 | 247250 | 247250 | 247250 | 247250 | 247250 | 247250 | 247250 | 247250 | 247250 | 247250 | 247250
Net Total and NPV (indicative only) |  | 876112.816 |  | -495000 | -495000 | -386375 | 247250 | 247250 | 247250 | 247250 | 247250 | 247250 | 247250 | 247250 | 247250 | 247250 | 247250 | 247250
Benefits Model (Complete pu benefits or overall benefits - not both) |  |  | Overall
Per unit Benefits |  | 0 |  | Year 1 | Year 2 | Year 3 | Year 4 | Year 5 | Year 6 | Year 7 | Year 8 | Year 9 | Year 10 | Year 11 | Year 12 | Year 13 | Year 14 | Year 15
Safety | % claimed
Public Safety |  | 0 |  | 0 | 0 | 0 | 0 | 0 | 0 | 0 | 0 | 0 | 0 | 0 | 0 | 0 | 0 | 0
Fire |  | 0 |  | 0 | 0 | 0 | 0 | 0 | 0 | 0 | 0 | 0 | 0 | 0 | 0 | 0 | 0 | 0
Environment |  | 0 |  | 0 | 0 | 0 | 0 | 0 | 0 | 0 | 0 | 0 | 0 | 0 | 0 | 0 | 0 | 0
Worker Safety |  | 0 |  | 0 | 0 | 0 | 0 | 0 | 0 | 0 | 0 | 0 | 0 | 0 | 0 | 0 | 0 | 0
Capex efficiency | % claimed
Planning and design efficiencies |  | 0 |  | 0 | 0 | 0 | 0 | 0 | 0 | 0 | 0 | 0 | 0 | 0 | 0 | 0 | 0 | 0
Increased asset/network utilisation |  | 0 |  | 0 | 0 | 0 | 0 | 0 | 0 | 0 | 0 | 0 | 0 | 0 | 0 | 0 | 0 | 0
Improved repex prioritisation |  | 0 |  | 0 | 0 | 0 | 0 | 0 | 0 | 0 | 0 | 0 | 0 | 0 | 0 | 0 | 0 | 0
life extension |  | 0 |  | 0 | 0 | 0 | 0 | 0 | 0 | 0 | 0 | 0 | 0 | 0 | 0 | 0 | 0 | 0
lower cost assets |  | 0 |  | 0 | 0 | 0 | 0 | 0 | 0 | 0 | 0 | 0 | 0 | 0 | 0 | 0 | 0 | 0
planned vs unplanned repair trade-off |  | 0 |  | 0 | 0 | 0 | 0 | 0 | 0 | 0 | 0 | 0 | 0 | 0 | 0 | 0 | 0 | 0
Opex Efficiency | % claimed
reduced maintenance |  | 0 |  | 0 | 0 | 0 | 0 | 0 | 0 | 0 | 0 | 0 | 0 | 0 | 0 | 0 | 0 | 0
reduced field operations |  | 0 |  | 0 | 0 | 0 | 0 | 0 | 0 | 0 | 0 | 0 | 0 | 0 | 0 | 0 | 0 | 0
Market benefits | % claimed
Unserved energy |  | 0 |  | 0 | 0 | 0 | 0 | 0 | 0 | 0 | 0 | 0 | 0 | 0 | 0 | 0 | 0 | 0
Value of curtailment |  | 0 |  | 0 | 0 | 0 | 0 | 0 | 0 | 0 | 0 | 0 | 0 | 0 | 0 | 0 | 0 | 0
Wholesale pricing (market efficiency) |  | 0 |  | 0 | 0 | 0 | 0 | 0 | 0 | 0 | 0 | 0 | 0 | 0 | 0 | 0 | 0 | 0
Community value of resilience |  | 0 |  | 0 | 0 | 0 | 0 | 0 | 0 | 0 | 0 | 0 | 0 | 0 | 0 | 0 | 0 | 0
Carbon emission reductions |  | 0 |  | 0 | 0 | 0 | 0 | 0 | 0 | 0 | 0 | 0 | 0 | 0 | 0 | 0 | 0 | 0
Reduced losses |  | 0 |  | 0 | 0 | 0 | 0 | 0 | 0 | 0 | 0 | 0 | 0 | 0 | 0 | 0 | 0 | 0
Customer Time |  | 0 |  | 0 | 0 | 0 | 0 | 0 | 0 | 0 | 0 | 0 | 0 | 0 | 0 | 0 | 0 | 0
Overall Project Benefits |  |  |  | Year 1 | Year 2 | Year 3 | Year 4 | Year 5 | Year 6 | Year 7 | Year 8 | Year 9 | Year 10 | Year 11 | Year 12 | Year 13 | Year 14 | Year 15
Safety | % claimed
Public Safety |  | 0 |  | 0 | 0 | 0 | 0 | 0 | 0 | 0 | 0 | 0 | 0 | 0 | 0 | 0 | 0 | 0
Fire |  | 0 |  | 0 | 0 | 0 | 0 | 0 | 0 | 0 | 0 | 0 | 0 | 0 | 0 | 0 | 0 | 0
Environment |  | 0 |  | 0 | 0 | 0 | 0 | 0 | 0 | 0 | 0 | 0 | 0 | 0 | 0 | 0 | 0 | 0
Worker Safety |  | 0 |  | 0 | 0 | 0 | 0 | 0 | 0 | 0 | 0 | 0 | 0 | 0 | 0 | 0 | 0 | 0
Capex efficiency | % claimed
Planning and design efficiencies |  | 0 |  | 0 | 0 | 0 | 0 | 0 | 0 | 0 | 0 | 0 | 0 | 0 | 0 | 0 | 0 | 0
Increased asset/network utilisation | 0.065% | 30550 |  | 0 | 0 | 15275 | 30550 | 30550 | 30550 | 30550 | 30550 | 30550 | 30550 | 30550 | 30550 | 30550 | 30550 | 30550
Improved repex prioritisation |  | 0 |  | 0 | 0 | 0 | 0 | 0 | 0 | 0 | 0 | 0 | 0 | 0 | 0 | 0 | 0 | 0
life extension |  | 0 |  | 0 | 0 | 0 | 0 | 0 | 0 | 0 | 0 | 0 | 0 | 0 | 0 | 0 | 0 | 0
lower cost assets | 0.025% | 88000 |  | 0 | 0 | 44000 | 88000 | 88000 | 88000 | 88000 | 88000 | 88000 | 88000 | 88000 | 88000 | 88000 | 88000 | 88000
planned vs unplanned repair trade-off |  | 0 |  | 0 | 0 | 0 | 0 | 0 | 0 | 0 | 0 | 0 | 0 | 0 | 0 | 0 | 0 | 0
Opex Efficiency | % claimed
reduced maintenance |  | 0 |  | 0 | 0 | 0 | 0 | 0 | 0 | 0 | 0 | 0 | 0 | 0 | 0 | 0 | 0 | 0
reduced field operations |  | 0 |  | 0 | 0 | 0 | 0 | 0 | 0 | 0 | 0 | 0 | 0 | 0 | 0 | 0 | 0 | 0
Market benefits | % claimed
Unserved energy |  | 0 |  | 0 | 0 | 0 | 0 | 0 | 0 | 0 | 0 | 0 | 0 | 0 | 0 | 0 | 0 | 0
Value of curtailment |  | 0 |  | 0 | 0 | 0 | 0 | 0 | 0 | 0 | 0 | 0 | 0 | 0 | 0 | 0 | 0 | 0
Wholesale pricing (market efficiency) | 0.3% | 124200 |  | 0 | 0 | 62100 | 124200 | 124200 | 124200 | 124200 | 124200 | 124200 | 124200 | 124200 | 124200 | 124200 | 124200 | 124200
Community value of resilience |  | 0 |  | 0 | 0 | 0 | 0 | 0 | 0 | 0 | 0 | 0 | 0 | 0 | 0 | 0 | 0 | 0
Carbon emission reductions | 0.0003% | 4500 |  | 0 | 0 | 2250 | 4500 | 4500 | 4500 | 4500 | 4500 | 4500 | 4500 | 4500 | 4500 | 4500 | 4500 | 4500
Reduced losses |  | 0 |  | 0 | 0 | 0 | 0 | 0 | 0 | 0 | 0 | 0 | 0 | 0 | 0 | 0 | 0 | 0
Customer Time |  | 0 |  | 0 | 0 | 0 | 0 | 0 | 0 | 0 | 0 | 0 | 0 | 0 | 0 | 0 | 0 | 0
Cost Model (Complete pu costs or overall costs - not both) |  |  | Overall
Per unit cost |  | $ |  | Year 1 | Year 2 | Year 3 | Year 4 | Year 5 | Year 6 | Year 7 | Year 8 | Year 9 | Year 10 | Year 11 | Year 12 | Year 13 | Year 14 | Year 15
Capex |  | 0 |  | 0 | 0 | 0 | 0 | 0 | 0 | 0 | 0 | 0 | 0 | 0 | 0 | 0 | 0 | 0
On-going opex (cumulative) |  | 0 |  | 0 | 0 | 0 | 0 | 0 | 0 | 0 | 0 | 0 | 0 | 0 | 0 | 0 | 0 | 0
Overall Project Costs |  |  |  | Year 1 | Year 2 | Year 3 | Year 4 | Year 5 | Year 6 | Year 7 | Year 8 | Year 9 | Year 10 | Year 11 | Year 12 | Year 13 | Year 14 | Year 15
Capex |  |  |  | 495000 | 495000 | 510000 | 0 | 0 | 0 | 0 | 0 | 0 | 0 | 0 | 0 | 0 | 0 | 0
On-going opex |  |  |  | 0 | 0 | 0 | 0 | 0 | 0 | 0 | 0 | 0 | 0 | 0 | 0 | 0 | 0 | 0
1500000
Project Cost build-up
Estimates based on similar projects: Materials - $280,000 Labour - $245,000 Contracted services - $975,000

## PR181
Bushfire risk mitigation wooden pole wraps
Project ID |  |  | PR181
Project Master Data |  |  |  |  | Project Description
Reg ID |  |  | OTI_03.19-4 |  | Wooden poles are widely used in in electricity distribution networks and have been for quite some time. Wood poles are still heavily used because of the lower cost of the asset as compared to alternative materials such as composite or steel poles. With a changing climate and weather events becoming more extreme and frequent, there is an increased risk to network assets, especially in areas classed as "high bushfire risk". Using a protective barrier/wrap protects existing wooden poles and prevents them from losing their structural integrity from burning and/or scorching. This allows Ausgrid to implement a more resilient asset in high fire-risk areas while still retaining qualities equivalent to a standard wood pole for existing assets. The wraps have a mesh structure that allows the wood to breathe in normal conditions, and an intumescent coating that expands at high temperatures and shields the wooden structure from radiant heat and fire, preventing ignition and not contributing to the burn. This projection proposes to rollout a small number of these wraps across the most bushfire prone areas of the network. This will involve developing a specification, market sourcing strategy, standard design, site specific designs, operating manuals, safety processes and a trial plan, before installing the assets across different parts of the network, complementing the mitigation of other network risk factors. Benefit quantification: Assumes project will lead to increased reliability and public safety from bushfires.
Reg ID Description |  |  | Community Resilience
Asset Class |  |  | DMOH
RIN Classification (Network / Non-Network) |  |  | Network
RIN Category (Primary Driver - Augex/Repex/Non-Network) |  |  | Augex
Project Maturity (Trial, Pilot, BAU) |  |  | Pilot
Project Theme |  |  | Emerging Technology Trials
ICT Component (High / Med / Low) |  |  | Low
NIAC Project Prioritisation Principles | Rating (1 – 5) | Weight | Score |  | Project Summary | [6 empty] | AER Capex Objectives
Accelerates decarbonisation | 2 | 29% | 0.58 |  |  | Total NPC (real) | -266460.8547 |  | FY25-29 Project Capex | 285000 |  | Meet or manage expected demand | [5 empty] | YES
Improves resilience | 5 | 18% | 0.9 |  |  | Total NPV (real) | 736221.9866 |  | FY25-29 Project Opex | 0 |  | Complies with regulatory obligations or requirements | [5 empty] | -
Lowers costs for customers | 3 | 18% | 0.54 |  |  | BCR (indicative) | 3.763 |  | Present Value of benefits | 1002682.8413 |  | Maintains the safety, quality, reliability and security of supply of the network | [5 empty] | YES
Improves fairness | 3 | 18% | 0.54 |  |  | BCR (50% risk) | 2.5086 |  | PV of benefits Year 1-5 | 337044.8521 |  | Project score
Improves safety for employees & the community | 4 | 17% | 0.68
Project score |  | 100% | 3.24
Project quantities/phasing
|  |  |  | Year 1 | Year 2 | Year 3 | Year 4 | Year 5 | Year 6 | Year 7 | Year 8 | Year 9 | Year 10 | Year 11 | Year 12 | Year 13 | Year 14 | Year 15
Quantity (widgets) | Total | 300 |  | Year 1: 100; Year 2: 100; Year 3: 100
Phasing (%)
Cost Benefit Analysis
Discount rate |  | 3.44% |  | Year 1 | Year 2 | Year 3 | Year 4 | Year 5 | Year 6 | Year 7 | Year 8 | Year 9 | Year 10 | Year 11 | Year 12 | Year 13 | Year 14 | Year 15
Capex Cost |  |  |  | 95000 | 95000 | 95000 | 0 | 0 | 0 | 0 | 0 | 0 | 0 | 0 | 0 | 0 | 0 | 0
Capex Cost (50% risk) |  |  |  | 142500 | 142500 | 142500 | 0 | 0 | 0 | 0 | 0 | 0 | 0 | 0 | 0 | 0 | 0 | 0
Opex Cost |  |  |  | 0 | 0 | 0 | 0 | 0 | 0 | 0 | 0 | 0 | 0 | 0 | 0 | 0 | 0 | 0
Total and NPC |  | -266460.8547 |  | -95000 | -95000 | -95000 | 0 | 0 | 0 | 0 | 0 | 0 | 0 | 0 | 0 | 0 | 0 | 0
Total (50% risk) |  |  |  | 142500 | 142500 | 142500 | 0 | 0 | 0 | 0 | 0 | 0 | 0 | 0 | 0 | 0 | 0 | 0
Aggregate benefits |  |  |  | 31499.1575 | 62998.315 | 94497.4725 | 94497.4725 | 94497.4725 | 94497.4725 | 94497.4725 | 94497.4725 | 94497.4725 | 94497.4725 | 94497.4725 | 94497.4725 | 94497.4725 | 94497.4725 | 94497.4725
Net Total and NPV (indicative only) |  | 736221.9866 |  | -63500.8425 | -32001.685 | -502.5275 | 94497.4725 | 94497.4725 | 94497.4725 | 94497.4725 | 94497.4725 | 94497.4725 | 94497.4725 | 94497.4725 | 94497.4725 | 94497.4725 | 94497.4725 | 94497.4725
Benefits Model (Complete pu benefits or overall benefits - not both) |  |  | Per Unit
Per unit Benefits |  | 314.9916 |  | Year 1 | Year 2 | Year 3 | Year 4 | Year 5 | Year 6 | Year 7 | Year 8 | Year 9 | Year 10 | Year 11 | Year 12 | Year 13 | Year 14 | Year 15
Safety | % claimed
Public Safety | 0.05% | 60.8249 |  | 6082.4908 | 12164.9817 | 18247.4725 | 18247.4725 | 18247.4725 | 18247.4725 | 18247.4725 | 18247.4725 | 18247.4725 | 18247.4725 | 18247.4725 | 18247.4725 | 18247.4725 | 18247.4725 | 18247.4725
Fire |  | 0 |  | 0 | 0 | 0 | 0 | 0 | 0 | 0 | 0 | 0 | 0 | 0 | 0 | 0 | 0 | 0
Environment |  | 0 |  | 0 | 0 | 0 | 0 | 0 | 0 | 0 | 0 | 0 | 0 | 0 | 0 | 0 | 0 | 0
Worker Safety |  | 0 |  | 0 | 0 | 0 | 0 | 0 | 0 | 0 | 0 | 0 | 0 | 0 | 0 | 0 | 0 | 0
Capex efficiency | % claimed
Planning and design efficiencies |  | 0 |  | 0 | 0 | 0 | 0 | 0 | 0 | 0 | 0 | 0 | 0 | 0 | 0 | 0 | 0 | 0
Increased asset/network utilisation |  | 0 |  | 0 | 0 | 0 | 0 | 0 | 0 | 0 | 0 | 0 | 0 | 0 | 0 | 0 | 0 | 0
Improved repex prioritisation |  | 0 |  | 0 | 0 | 0 | 0 | 0 | 0 | 0 | 0 | 0 | 0 | 0 | 0 | 0 | 0 | 0
life extension | 0.025% | 254.1667 |  | 25416.6667 | 50833.3333 | 76250 | 76250 | 76250 | 76250 | 76250 | 76250 | 76250 | 76250 | 76250 | 76250 | 76250 | 76250 | 76250
lower cost assets |  | 0 |  | 0 | 0 | 0 | 0 | 0 | 0 | 0 | 0 | 0 | 0 | 0 | 0 | 0 | 0 | 0
planned vs unplanned repair trade-off |  | 0 |  | 0 | 0 | 0 | 0 | 0 | 0 | 0 | 0 | 0 | 0 | 0 | 0 | 0 | 0 | 0
Opex Efficiency | % claimed
reduced maintenance |  | 0 |  | 0 | 0 | 0 | 0 | 0 | 0 | 0 | 0 | 0 | 0 | 0 | 0 | 0 | 0 | 0
reduced field operations |  | 0 |  | 0 | 0 | 0 | 0 | 0 | 0 | 0 | 0 | 0 | 0 | 0 | 0 | 0 | 0 | 0
Market benefits | % claimed
Unserved energy |  | 0 |  | 0 | 0 | 0 | 0 | 0 | 0 | 0 | 0 | 0 | 0 | 0 | 0 | 0 | 0 | 0
Value of curtailment |  | 0 |  | 0 | 0 | 0 | 0 | 0 | 0 | 0 | 0 | 0 | 0 | 0 | 0 | 0 | 0 | 0
Wholesale pricing (market efficiency) |  | 0 |  | 0 | 0 | 0 | 0 | 0 | 0 | 0 | 0 | 0 | 0 | 0 | 0 | 0 | 0 | 0
Community value of resilience |  | 0 |  | 0 | 0 | 0 | 0 | 0 | 0 | 0 | 0 | 0 | 0 | 0 | 0 | 0 | 0 | 0
Carbon emission reductions |  | 0 |  | 0 | 0 | 0 | 0 | 0 | 0 | 0 | 0 | 0 | 0 | 0 | 0 | 0 | 0 | 0
Reduced losses |  | 0 |  | 0 | 0 | 0 | 0 | 0 | 0 | 0 | 0 | 0 | 0 | 0 | 0 | 0 | 0 | 0
Customer Time |  | 0 |  | 0 | 0 | 0 | 0 | 0 | 0 | 0 | 0 | 0 | 0 | 0 | 0 | 0 | 0 | 0
Overall Project Benefits |  |  |  | Year 1 | Year 2 | Year 3 | Year 4 | Year 5 | Year 6 | Year 7 | Year 8 | Year 9 | Year 10 | Year 11 | Year 12 | Year 13 | Year 14 | Year 15
Safety | % claimed
Public Safety |  | 0 |  | 0 | 0 | 0 | 0 | 0 | 0 | 0 | 0 | 0 | 0 | 0 | 0 | 0 | 0 | 0
Fire |  | 0 |  | 0 | 0 | 0 | 0 | 0 | 0 | 0 | 0 | 0 | 0 | 0 | 0 | 0 | 0 | 0
Environment |  | 0 |  | 0 | 0 | 0 | 0 | 0 | 0 | 0 | 0 | 0 | 0 | 0 | 0 | 0 | 0 | 0
Worker Safety |  | 0 |  | 0 | 0 | 0 | 0 | 0 | 0 | 0 | 0 | 0 | 0 | 0 | 0 | 0 | 0 | 0
Capex efficiency | % claimed
Planning and design efficiencies |  | 0 |  | 0 | 0 | 0 | 0 | 0 | 0 | 0 | 0 | 0 | 0 | 0 | 0 | 0 | 0 | 0
Increased asset/network utilisation |  | 0 |  | 0 | 0 | 0 | 0 | 0 | 0 | 0 | 0 | 0 | 0 | 0 | 0 | 0 | 0 | 0
Improved repex prioritisation |  | 0 |  | 0 | 0 | 0 | 0 | 0 | 0 | 0 | 0 | 0 | 0 | 0 | 0 | 0 | 0 | 0
life extension |  | 0 |  | 0 | 0 | 0 | 0 | 0 | 0 | 0 | 0 | 0 | 0 | 0 | 0 | 0 | 0 | 0
lower cost assets |  | 0 |  | 0 | 0 | 0 | 0 | 0 | 0 | 0 | 0 | 0 | 0 | 0 | 0 | 0 | 0 | 0
planned vs unplanned repair trade-off |  | 0 |  | 0 | 0 | 0 | 0 | 0 | 0 | 0 | 0 | 0 | 0 | 0 | 0 | 0 | 0 | 0
Opex Efficiency | % claimed
reduced maintenance |  | 0 |  | 0 | 0 | 0 | 0 | 0 | 0 | 0 | 0 | 0 | 0 | 0 | 0 | 0 | 0 | 0
reduced field operations |  | 0 |  | 0 | 0 | 0 | 0 | 0 | 0 | 0 | 0 | 0 | 0 | 0 | 0 | 0 | 0 | 0
Market benefits | % claimed
Unserved energy |  | 0 |  | 0 | 0 | 0 | 0 | 0 | 0 | 0 | 0 | 0 | 0 | 0 | 0 | 0 | 0 | 0
Value of curtailment |  | 0 |  | 0 | 0 | 0 | 0 | 0 | 0 | 0 | 0 | 0 | 0 | 0 | 0 | 0 | 0 | 0
Wholesale pricing (market efficiency) |  | 0 |  | 0 | 0 | 0 | 0 | 0 | 0 | 0 | 0 | 0 | 0 | 0 | 0 | 0 | 0 | 0
Community value of resilience |  | 0 |  | 0 | 0 | 0 | 0 | 0 | 0 | 0 | 0 | 0 | 0 | 0 | 0 | 0 | 0 | 0
Carbon emission reductions |  | 0 |  | 0 | 0 | 0 | 0 | 0 | 0 | 0 | 0 | 0 | 0 | 0 | 0 | 0 | 0 | 0
Reduced losses |  | 0 |  | 0 | 0 | 0 | 0 | 0 | 0 | 0 | 0 | 0 | 0 | 0 | 0 | 0 | 0 | 0
Customer Time |  | 0 |  | 0 | 0 | 0 | 0 | 0 | 0 | 0 | 0 | 0 | 0 | 0 | 0 | 0 | 0 | 0
Cost Model (Complete pu costs or overall costs - not both) |  |  | Per Unit
Per unit cost |  | $ |  | Year 1 | Year 2 | Year 3 | Year 4 | Year 5 | Year 6 | Year 7 | Year 8 | Year 9 | Year 10 | Year 11 | Year 12 | Year 13 | Year 14 | Year 15
Capex |  | 950 |  | 95000 | 95000 | 95000 | 0 | 0 | 0 | 0 | 0 | 0 | 0 | 0 | 0 | 0 | 0 | 0
On-going opex (cumulative) |  | 0 |  | 0 | 0 | 0 | 0 | 0 | 0 | 0 | 0 | 0 | 0 | 0 | 0 | 0 | 0 | 0
Overall Project Costs |  |  |  | Year 1 | Year 2 | Year 3 | Year 4 | Year 5 | Year 6 | Year 7 | Year 8 | Year 9 | Year 10 | Year 11 | Year 12 | Year 13 | Year 14 | Year 15
Capex |  |  |  | 0 | 0 | 0 | 0 | 0 | 0 | 0 | 0 | 0 | 0 | 0 | 0 | 0 | 0 | 0
On-going opex |  |  |  | 0 | 0 | 0 | 0 | 0 | 0 | 0 | 0 | 0 | 0 | 0 | 0 | 0 | 0 | 0
950
Project Cost build-up
Per site planning and installation cost estimates: Materials - $450 Labour: $400 (2 x 2hours @ $100/hour) Planning: $100 Total (per site): $950

## PR182
Advanced distribution substation monitoring for brownfield sites (increase utility of existing assets)
Project ID |  |  | PR182
Project Master Data |  |  |  |  | Project Description
Reg ID |  |  | OTI_03.19-3 |  | Ausgrid employs condition-based maintenance to manage the majority of our network assets. Generally, this relies on periodic inspections to determine asset condition and respond accordingly, with inspection periods carefully assessed to balance the cost against risk of failure. Most distribution assets do not currently have functionality to provide ongoing visibility of either load or condition data. This project will test a range of advanced substation monitoring devices that can be efficiently and safely be installed into existing distribution substations at low cost. The project will focus on substations that are located in high density areas, where large volumes of EVs are forecast. These substations are typically located within the basements of commercial or high-rise residential sites, which means that outages are difficult to co-ordinate and are avoided as much as possible due to the high cost and customer inconvenience. Online monitoring solutions provide ongoing visibility of the status and condition of substation load and assets, which can then be used to predict and find defects and faults, assess asset condition, assist with outage management, detect reverse power flows, and better plan and manage required maintenance or additional investment. This will involve developing a specification, market sourcing strategy, standard design, site specific designs, operating manuals, safety processes and a trial plan, before installing the assets across different parts of the network, hopefully complementing the mitigation of other network risk factors. Benefit quantification: Assumes the project leads to increased reliability, safety, and asset life extension.
Reg ID Description |  |  | Safe, Intelligent Networks (Devices)
Asset Class |  |  | Distribution Substations
RIN Classification (Network / Non-Network) |  |  | Network
RIN Category (Primary Driver - Augex/Repex/Non-Network) |  |  | Augex
Project Maturity (Trial, Pilot, BAU) |  |  | Pilot
Project Theme |  |  | Emerging Technology Trials
ICT Component (High / Med / Low) |  |  | Medium
NIAC Project Prioritisation Principles | Rating (1 – 5) | Weight | Score |  | Project Summary | [6 empty] | AER Capex Objectives
Accelerates decarbonisation | 2 | 29% | 0.58 |  |  | Total NPC (real) | -1650072.8597 |  | FY25-29 Project Capex | 1750000 |  | Meet or manage expected demand | [5 empty] | YES
Improves resilience | 4 | 18% | 0.72 |  |  | Total NPV (real) | 1424601.5244 |  | FY25-29 Project Opex | 0 |  | Complies with regulatory obligations or requirements | [5 empty] | -
Lowers costs for customers | 3 | 18% | 0.54 |  |  | BCR (indicative) | 1.8634 |  | Present Value of benefits | 3074674.3841 |  | Maintains the safety, quality, reliability and security of supply of the network | [5 empty] | YES
Improves fairness | 2 | 18% | 0.36 |  |  | BCR (50% risk) | 1.2422 |  | PV of benefits Year 1-5 | 1078494.5461 |  | Project score
Improves safety for employees & the community | 4 | 17% | 0.68
Project score |  | 100% | 2.88
Project quantities/phasing
|  |  |  | Year 1 | Year 2 | Year 3 | Year 4 | Year 5 | Year 6 | Year 7 | Year 8 | Year 9 | Year 10 | Year 11 | Year 12 | Year 13 | Year 14 | Year 15
Quantity (widgets) | Total | 40 |  | Year 1: 20; Year 2: 10; Year 3: 10
Phasing (%)
Cost Benefit Analysis
Discount rate |  | 3.44% |  | Year 1 | Year 2 | Year 3 | Year 4 | Year 5 | Year 6 | Year 7 | Year 8 | Year 9 | Year 10 | Year 11 | Year 12 | Year 13 | Year 14 | Year 15
Capex Cost |  |  |  | 875000 | 437500 | 437500 | 0 | 0 | 0 | 0 | 0 | 0 | 0 | 0 | 0 | 0 | 0 | 0
Capex Cost (50% risk) |  |  |  | 1312500 | 656250 | 656250 | 0 | 0 | 0 | 0 | 0 | 0 | 0 | 0 | 0 | 0 | 0 | 0
Opex Cost |  |  |  | 0 | 0 | 0 | 0 | 0 | 0 | 0 | 0 | 0 | 0 | 0 | 0 | 0 | 0 | 0
Total and NPC |  | -1650072.8597 |  | -875000 | -437500 | -437500 | 0 | 0 | 0 | 0 | 0 | 0 | 0 | 0 | 0 | 0 | 0 | 0
Total (50% risk) |  |  |  | 1312500 | 656250 | 656250 | 0 | 0 | 0 | 0 | 0 | 0 | 0 | 0 | 0 | 0 | 0 | 0
Aggregate benefits |  |  |  | 141694.0983 | 212541.1474 | 283388.1966 | 283388.1966 | 283388.1966 | 283388.1966 | 283388.1966 | 283388.1966 | 283388.1966 | 283388.1966 | 283388.1966 | 283388.1966 | 283388.1966 | 283388.1966 | 283388.1966
Net Total and NPV (indicative only) |  | 1424601.5244 |  | -733305.9017 | -224958.8526 | -154111.8034 | 283388.1966 | 283388.1966 | 283388.1966 | 283388.1966 | 283388.1966 | 283388.1966 | 283388.1966 | 283388.1966 | 283388.1966 | 283388.1966 | 283388.1966 | 283388.1966
Benefits Model (Complete pu benefits or overall benefits - not both) |  |  | Per Unit
Per unit Benefits |  | 7084.7049 |  | Year 1 | Year 2 | Year 3 | Year 4 | Year 5 | Year 6 | Year 7 | Year 8 | Year 9 | Year 10 | Year 11 | Year 12 | Year 13 | Year 14 | Year 15
Safety | % claimed
Public Safety | 0.2% | 1824.7472 |  | 36494.945 | 54742.4175 | 72989.8899 | 72989.8899 | 72989.8899 | 72989.8899 | 72989.8899 | 72989.8899 | 72989.8899 | 72989.8899 | 72989.8899 | 72989.8899 | 72989.8899 | 72989.8899 | 72989.8899
Fire |  | 0 |  | 0 | 0 | 0 | 0 | 0 | 0 | 0 | 0 | 0 | 0 | 0 | 0 | 0 | 0 | 0
Environment |  | 0 |  | 0 | 0 | 0 | 0 | 0 | 0 | 0 | 0 | 0 | 0 | 0 | 0 | 0 | 0 | 0
Worker Safety | 0.2% | 1572.4577 |  | 31449.1533 | 47173.73 | 62898.3066 | 62898.3066 | 62898.3066 | 62898.3066 | 62898.3066 | 62898.3066 | 62898.3066 | 62898.3066 | 62898.3066 | 62898.3066 | 62898.3066 | 62898.3066 | 62898.3066
Capex efficiency | % claimed
Planning and design efficiencies |  | 0 |  | 0 | 0 | 0 | 0 | 0 | 0 | 0 | 0 | 0 | 0 | 0 | 0 | 0 | 0 | 0
Increased asset/network utilisation |  | 0 |  | 0 | 0 | 0 | 0 | 0 | 0 | 0 | 0 | 0 | 0 | 0 | 0 | 0 | 0 | 0
Improved repex prioritisation |  | 0 |  | 0 | 0 | 0 | 0 | 0 | 0 | 0 | 0 | 0 | 0 | 0 | 0 | 0 | 0 | 0
life extension | 0.01% | 762.5 |  | 15250 | 22875 | 30500 | 30500 | 30500 | 30500 | 30500 | 30500 | 30500 | 30500 | 30500 | 30500 | 30500 | 30500 | 30500
lower cost assets |  | 0 |  | 0 | 0 | 0 | 0 | 0 | 0 | 0 | 0 | 0 | 0 | 0 | 0 | 0 | 0 | 0
planned vs unplanned repair trade-off |  | 0 |  | 0 | 0 | 0 | 0 | 0 | 0 | 0 | 0 | 0 | 0 | 0 | 0 | 0 | 0 | 0
Opex Efficiency | % claimed
reduced maintenance |  | 0 |  | 0 | 0 | 0 | 0 | 0 | 0 | 0 | 0 | 0 | 0 | 0 | 0 | 0 | 0 | 0
reduced field operations | 0.075% | 562.5 |  | 11250 | 16875 | 22500 | 22500 | 22500 | 22500 | 22500 | 22500 | 22500 | 22500 | 22500 | 22500 | 22500 | 22500 | 22500
Market benefits | % claimed
Unserved energy | 0.075% | 2362.5 |  | 47250 | 70875 | 94500 | 94500 | 94500 | 94500 | 94500 | 94500 | 94500 | 94500 | 94500 | 94500 | 94500 | 94500 | 94500
Value of curtailment |  | 0 |  | 0 | 0 | 0 | 0 | 0 | 0 | 0 | 0 | 0 | 0 | 0 | 0 | 0 | 0 | 0
Wholesale pricing (market efficiency) |  | 0 |  | 0 | 0 | 0 | 0 | 0 | 0 | 0 | 0 | 0 | 0 | 0 | 0 | 0 | 0 | 0
Community value of resilience |  | 0 |  | 0 | 0 | 0 | 0 | 0 | 0 | 0 | 0 | 0 | 0 | 0 | 0 | 0 | 0 | 0
Carbon emission reductions |  | 0 |  | 0 | 0 | 0 | 0 | 0 | 0 | 0 | 0 | 0 | 0 | 0 | 0 | 0 | 0 | 0
Reduced losses |  | 0 |  | 0 | 0 | 0 | 0 | 0 | 0 | 0 | 0 | 0 | 0 | 0 | 0 | 0 | 0 | 0
Customer Time |  | 0 |  | 0 | 0 | 0 | 0 | 0 | 0 | 0 | 0 | 0 | 0 | 0 | 0 | 0 | 0 | 0
Overall Project Benefits |  |  |  | Year 1 | Year 2 | Year 3 | Year 4 | Year 5 | Year 6 | Year 7 | Year 8 | Year 9 | Year 10 | Year 11 | Year 12 | Year 13 | Year 14 | Year 15
Safety | % claimed
Public Safety |  | 0 |  | 0 | 0 | 0 | 0 | 0 | 0 | 0 | 0 | 0 | 0 | 0 | 0 | 0 | 0 | 0
Fire |  | 0 |  | 0 | 0 | 0 | 0 | 0 | 0 | 0 | 0 | 0 | 0 | 0 | 0 | 0 | 0 | 0
Environment |  | 0 |  | 0 | 0 | 0 | 0 | 0 | 0 | 0 | 0 | 0 | 0 | 0 | 0 | 0 | 0 | 0
Worker Safety |  | 0 |  | 0 | 0 | 0 | 0 | 0 | 0 | 0 | 0 | 0 | 0 | 0 | 0 | 0 | 0 | 0
Capex efficiency | % claimed
Planning and design efficiencies |  | 0 |  | 0 | 0 | 0 | 0 | 0 | 0 | 0 | 0 | 0 | 0 | 0 | 0 | 0 | 0 | 0
Increased asset/network utilisation |  | 0 |  | 0 | 0 | 0 | 0 | 0 | 0 | 0 | 0 | 0 | 0 | 0 | 0 | 0 | 0 | 0
Improved repex prioritisation |  | 0 |  | 0 | 0 | 0 | 0 | 0 | 0 | 0 | 0 | 0 | 0 | 0 | 0 | 0 | 0 | 0
life extension |  | 0 |  | 0 | 0 | 0 | 0 | 0 | 0 | 0 | 0 | 0 | 0 | 0 | 0 | 0 | 0 | 0
lower cost assets |  | 0 |  | 0 | 0 | 0 | 0 | 0 | 0 | 0 | 0 | 0 | 0 | 0 | 0 | 0 | 0 | 0
planned vs unplanned repair trade-off |  | 0 |  | 0 | 0 | 0 | 0 | 0 | 0 | 0 | 0 | 0 | 0 | 0 | 0 | 0 | 0 | 0
Opex Efficiency | % claimed
reduced maintenance |  | 0 |  | 0 | 0 | 0 | 0 | 0 | 0 | 0 | 0 | 0 | 0 | 0 | 0 | 0 | 0 | 0
reduced field operations |  | 0 |  | 0 | 0 | 0 | 0 | 0 | 0 | 0 | 0 | 0 | 0 | 0 | 0 | 0 | 0 | 0
Market benefits | % claimed
Unserved energy |  | 0 |  | 0 | 0 | 0 | 0 | 0 | 0 | 0 | 0 | 0 | 0 | 0 | 0 | 0 | 0 | 0
Value of curtailment |  | 0 |  | 0 | 0 | 0 | 0 | 0 | 0 | 0 | 0 | 0 | 0 | 0 | 0 | 0 | 0 | 0
Wholesale pricing (market efficiency) |  | 0 |  | 0 | 0 | 0 | 0 | 0 | 0 | 0 | 0 | 0 | 0 | 0 | 0 | 0 | 0 | 0
Community value of resilience |  | 0 |  | 0 | 0 | 0 | 0 | 0 | 0 | 0 | 0 | 0 | 0 | 0 | 0 | 0 | 0 | 0
Carbon emission reductions |  | 0 |  | 0 | 0 | 0 | 0 | 0 | 0 | 0 | 0 | 0 | 0 | 0 | 0 | 0 | 0 | 0
Reduced losses |  | 0 |  | 0 | 0 | 0 | 0 | 0 | 0 | 0 | 0 | 0 | 0 | 0 | 0 | 0 | 0 | 0
Customer Time |  | 0 |  | 0 | 0 | 0 | 0 | 0 | 0 | 0 | 0 | 0 | 0 | 0 | 0 | 0 | 0 | 0
Cost Model (Complete pu costs or overall costs - not both) |  |  | Per Unit
Per unit cost |  | $ |  | Year 1 | Year 2 | Year 3 | Year 4 | Year 5 | Year 6 | Year 7 | Year 8 | Year 9 | Year 10 | Year 11 | Year 12 | Year 13 | Year 14 | Year 15
Capex |  | 43750 |  | 875000 | 437500 | 437500 | 0 | 0 | 0 | 0 | 0 | 0 | 0 | 0 | 0 | 0 | 0 | 0
On-going opex (cumulative) |  | 0 |  | 0 | 0 | 0 | 0 | 0 | 0 | 0 | 0 | 0 | 0 | 0 | 0 | 0 | 0 | 0
Overall Project Costs |  |  |  | Year 1 | Year 2 | Year 3 | Year 4 | Year 5 | Year 6 | Year 7 | Year 8 | Year 9 | Year 10 | Year 11 | Year 12 | Year 13 | Year 14 | Year 15
Capex |  |  |  | 0 | 0 | 0 | 0 | 0 | 0 | 0 | 0 | 0 | 0 | 0 | 0 | 0 | 0 | 0
On-going opex |  |  |  | 0 | 0 | 0 | 0 | 0 | 0 | 0 | 0 | 0 | 0 | 0 | 0 | 0 | 0 | 0
43750
Project Cost build-up
Estimated from OTI - Retrofit Chamber DM&C unit rate: Labour - $9,228.50 Materials - $24,142.30 Contracted services - $9,956.83 Total per site = $43,327.63

## PR183
Heavy vehicle electrification - Ausgrid fleet trial
Project ID |  |  | PR183
Project Master Data |  |  |  |  | Project Description
Reg ID |  |  | OTI_03.19-1 |  | Ausgrid's strategy is to enable and accelerate electrification across the network to enable lower total energy bills for all customers. Customers expect us to reduce our carbon footprint while ensuring we have the right assets to maintain the network into the future. Electric vehicles have significantly lower operating costs with the elimination of combustion fuel costs and reduced maintenance requirements. As part of our emissions reduction initiatives, Ausgrid is trialling the introduction of electric vehicles in multiple parts of the fleet. For passenger vehicles, this is a relatively simple process given the increasing number of suppliers and variety of vehicles available. For heavy fleet and plant, market capability is immature and there are uncertainties about the technical capabilities of such specialised assets. McKinsey expects to see the parity point of electric trucks with internal combustion engine vehicles to be some time in the late 2020s (in the absence of government subsidies) with depreciation and fuel key drivers of the total cost of ownership. We are proposing to trial a number of electric elevated work platforms (EWPs) to test the economic and technical viability of these innovative vehicles as well as assessing future options to supply power for customer sites while work is performed on the network in a de-energised state. Electric EWPs provide greater strides in emissions reduction than most fleet assets, while also allowing other benefits such as quieter night operations and simpler maintenance. This trial complements Ausgrid's fleet capex program (Attachment 5.10.a in Ausgrid's IP), which is forecasting to renew 110 EWPs of the total fleet of 179 units in the 2024-29 period, and, if successful will enable electrification of the remaining fleet at no or low incremental cost in line with the McKinsey predictions above. Benefit quantification: Assumes the project leads to the no additional cost of electrification of EWPs in the Ausgrid fleet beyond 2030 when ICE to EV price parity has been reached.
Reg ID Description |  |  | CER Support & Enablement
Asset Class |  |  | Fleet
RIN Classification (Network / Non-Network) |  |  | Network
RIN Category (Primary Driver - Augex/Repex/Non-Network) |  |  | Repex
Project Maturity (Trial, Pilot, BAU) |  |  | Trial
Project Theme |  |  | Emerging Technology Trials
ICT Component (High / Med / Low) |  |  | Low
NIAC Project Prioritisation Principles | Rating (1 – 5) | Weight | Score |  | Project Summary | [6 empty] | AER Capex Objectives
Accelerates decarbonisation | 5 | 29% | 1.45 |  |  | Total NPC (real) | -1521070.3837 |  | FY25-29 Project Capex | 1600000 |  | Meet or manage expected demand | [5 empty] | -
Improves resilience | 3 | 18% | 0.54 |  |  | Total NPV (real) | 1296218.733 |  | FY25-29 Project Opex | 0 |  | Complies with regulatory obligations or requirements | [5 empty] | YES
Lowers costs for customers | 2 | 18% | 0.36 |  |  | BCR (indicative) | 1.8522 |  | Present Value of benefits | 2817289.1167 |  | Maintains the safety, quality, reliability and security of supply of the network | [5 empty] | -
Improves fairness | 2 | 18% | 0.36 |  |  | BCR (50% risk) | 1.2348 |  | PV of benefits Year 1-5 | 215451.5182 |  | Project score
Improves safety for employees & the community | 3 | 17% | 0.51
Project score |  | 100% | 3.22
Project quantities/phasing
|  |  |  | Year 1 | Year 2 | Year 3 | Year 4 | Year 5 | Year 6 | Year 7 | Year 8 | Year 9 | Year 10 | Year 11 | Year 12 | Year 13 | Year 14 | Year 15
Quantity (widgets) | Total | 75 |  | 3 | 3 |  |  |  | 6 | 7 | 7 | 7 | 7 | 7 | 7 | 7 | 7 | 7
Phasing (%)
Cost Benefit Analysis
Discount rate |  | 3.44% |  | Year 1 | Year 2 | Year 3 | Year 4 | Year 5 | Year 6 | Year 7 | Year 8 | Year 9 | Year 10 | Year 11 | Year 12 | Year 13 | Year 14 | Year 15
Capex Cost |  |  |  | 800000 | 800000 | 0 | 0 | 0 | 0 | 0 | 0 | 0 | 0 | 0 | 0 | 0 | 0 | 0
Capex Cost (50% risk) |  |  |  | 1200000 | 1200000 | 0 | 0 | 0 | 0 | 0 | 0 | 0 | 0 | 0 | 0 | 0 | 0 | 0
Opex Cost |  |  |  | 0 | 0 | 0 | 0 | 0 | 0 | 0 | 0 | 0 | 0 | 0 | 0 | 0 | 0 | 0
Total and NPC |  | -1521070.3837 |  | -800000 | -800000 | 0 | 0 | 0 | 0 | 0 | 0 | 0 | 0 | 0 | 0 | 0 | 0 | 0
Total (50% risk) |  |  |  | 1200000 | 1200000 | 0 | 0 | 0 | 0 | 0 | 0 | 0 | 0 | 0 | 0 | 0 | 0 | 0
Aggregate benefits |  |  |  | 26668.9974 | 53337.9948 | 53337.9948 | 53337.9948 | 53337.9948 | 106675.9897 | 168903.6503 | 231131.311 | 293358.9716 | 355586.6323 | 417814.2929 | 480041.9536 | 542269.6142 | 604497.2749 | 666724.9355
Net Total and NPV (indicative only) |  | 1296218.733 |  | -773331.0026 | -746662.0052 | 53337.9948 | 53337.9948 | 53337.9948 | 106675.9897 | 168903.6503 | 231131.311 | 293358.9716 | 355586.6323 | 417814.2929 | 480041.9536 | 542269.6142 | 604497.2749 | 666724.9355
Benefits Model (Complete pu benefits or overall benefits - not both) |  |  | Per Unit
Per unit Benefits |  | 8889.6658 |  | Year 1 | Year 2 | Year 3 | Year 4 | Year 5 | Year 6 | Year 7 | Year 8 | Year 9 | Year 10 | Year 11 | Year 12 | Year 13 | Year 14 | Year 15
Safety | % claimed
Public Safety |  | 0 |  | 0 | 0 | 0 | 0 | 0 | 0 | 0 | 0 | 0 | 0 | 0 | 0 | 0 | 0 | 0
Fire |  | 0 |  | 0 | 0 | 0 | 0 | 0 | 0 | 0 | 0 | 0 | 0 | 0 | 0 | 0 | 0 | 0
Environment | 0.5% | 339.6658 |  | 1018.9974 | 2037.9948 | 2037.9948 | 2037.9948 | 2037.9948 | 4075.9897 | 6453.6503 | 8831.311 | 11208.9716 | 13586.6323 | 15964.2929 | 18341.9536 | 20719.6142 | 23097.2749 | 25474.9355
Worker Safety |  | 0 |  | 0 | 0 | 0 | 0 | 0 | 0 | 0 | 0 | 0 | 0 | 0 | 0 | 0 | 0 | 0
Capex efficiency | % claimed
Planning and design efficiencies |  | 0 |  | 0 | 0 | 0 | 0 | 0 | 0 | 0 | 0 | 0 | 0 | 0 | 0 | 0 | 0 | 0
Increased asset/network utilisation |  | 0 |  | 0 | 0 | 0 | 0 | 0 | 0 | 0 | 0 | 0 | 0 | 0 | 0 | 0 | 0 | 0
Improved repex prioritisation |  | 0 |  | 0 | 0 | 0 | 0 | 0 | 0 | 0 | 0 | 0 | 0 | 0 | 0 | 0 | 0 | 0
life extension |  | 0 |  | 0 | 0 | 0 | 0 | 0 | 0 | 0 | 0 | 0 | 0 | 0 | 0 | 0 | 0 | 0
lower cost assets |  | 0 |  | 0 | 0 | 0 | 0 | 0 | 0 | 0 | 0 | 0 | 0 | 0 | 0 | 0 | 0 | 0
planned vs unplanned repair trade-off |  | 0 |  | 0 | 0 | 0 | 0 | 0 | 0 | 0 | 0 | 0 | 0 | 0 | 0 | 0 | 0 | 0
Opex Efficiency | % claimed
reduced maintenance | 0.375% | 6550 |  | 19650 | 39300 | 39300 | 39300 | 39300 | 78600 | 124450 | 170300 | 216150 | 262000 | 307850 | 353700 | 399550 | 445400 | 491250
reduced field operations |  | 0 |  | 0 | 0 | 0 | 0 | 0 | 0 | 0 | 0 | 0 | 0 | 0 | 0 | 0 | 0 | 0
Market benefits | % claimed
Unserved energy |  | 0 |  | 0 | 0 | 0 | 0 | 0 | 0 | 0 | 0 | 0 | 0 | 0 | 0 | 0 | 0 | 0
Value of curtailment |  | 0 |  | 0 | 0 | 0 | 0 | 0 | 0 | 0 | 0 | 0 | 0 | 0 | 0 | 0 | 0 | 0
Wholesale pricing (market efficiency) |  | 0 |  | 0 | 0 | 0 | 0 | 0 | 0 | 0 | 0 | 0 | 0 | 0 | 0 | 0 | 0 | 0
Community value of resilience |  | 0 |  | 0 | 0 | 0 | 0 | 0 | 0 | 0 | 0 | 0 | 0 | 0 | 0 | 0 | 0 | 0
Carbon emission reductions | 0.01% | 2000 |  | 6000 | 12000 | 12000 | 12000 | 12000 | 24000 | 38000 | 52000 | 66000 | 80000 | 94000 | 108000 | 122000 | 136000 | 150000
Reduced losses |  | 0 |  | 0 | 0 | 0 | 0 | 0 | 0 | 0 | 0 | 0 | 0 | 0 | 0 | 0 | 0 | 0
Customer Time |  | 0 |  | 0 | 0 | 0 | 0 | 0 | 0 | 0 | 0 | 0 | 0 | 0 | 0 | 0 | 0 | 0
Overall Project Benefits |  |  |  | Year 1 | Year 2 | Year 3 | Year 4 | Year 5 | Year 6 | Year 7 | Year 8 | Year 9 | Year 10 | Year 11 | Year 12 | Year 13 | Year 14 | Year 15
Safety | % claimed
Public Safety |  | 0 |  | 0 | 0 | 0 | 0 | 0 | 0 | 0 | 0 | 0 | 0 | 0 | 0 | 0 | 0 | 0
Fire |  | 0 |  | 0 | 0 | 0 | 0 | 0 | 0 | 0 | 0 | 0 | 0 | 0 | 0 | 0 | 0 | 0
Environment |  | 0 |  | 0 | 0 | 0 | 0 | 0 | 0 | 0 | 0 | 0 | 0 | 0 | 0 | 0 | 0 | 0
Worker Safety |  | 0 |  | 0 | 0 | 0 | 0 | 0 | 0 | 0 | 0 | 0 | 0 | 0 | 0 | 0 | 0 | 0
Capex efficiency | % claimed
Planning and design efficiencies |  | 0 |  | 0 | 0 | 0 | 0 | 0 | 0 | 0 | 0 | 0 | 0 | 0 | 0 | 0 | 0 | 0
Increased asset/network utilisation |  | 0 |  | 0 | 0 | 0 | 0 | 0 | 0 | 0 | 0 | 0 | 0 | 0 | 0 | 0 | 0 | 0
Improved repex prioritisation |  | 0 |  | 0 | 0 | 0 | 0 | 0 | 0 | 0 | 0 | 0 | 0 | 0 | 0 | 0 | 0 | 0
life extension |  | 0 |  | 0 | 0 | 0 | 0 | 0 | 0 | 0 | 0 | 0 | 0 | 0 | 0 | 0 | 0 | 0
lower cost assets |  | 0 |  | 0 | 0 | 0 | 0 | 0 | 0 | 0 | 0 | 0 | 0 | 0 | 0 | 0 | 0 | 0
planned vs unplanned repair trade-off |  | 0 |  | 0 | 0 | 0 | 0 | 0 | 0 | 0 | 0 | 0 | 0 | 0 | 0 | 0 | 0 | 0
Opex Efficiency | % claimed
reduced maintenance |  | 0 |  | 0 | 0 | 0 | 0 | 0 | 0 | 0 | 0 | 0 | 0 | 0 | 0 | 0 | 0 | 0
reduced field operations |  | 0 |  | 0 | 0 | 0 | 0 | 0 | 0 | 0 | 0 | 0 | 0 | 0 | 0 | 0 | 0 | 0
Market benefits | % claimed
Unserved energy |  | 0 |  | 0 | 0 | 0 | 0 | 0 | 0 | 0 | 0 | 0 | 0 | 0 | 0 | 0 | 0 | 0
Value of curtailment |  | 0 |  | 0 | 0 | 0 | 0 | 0 | 0 | 0 | 0 | 0 | 0 | 0 | 0 | 0 | 0 | 0
Wholesale pricing (market efficiency) |  | 0 |  | 0 | 0 | 0 | 0 | 0 | 0 | 0 | 0 | 0 | 0 | 0 | 0 | 0 | 0 | 0
Community value of resilience |  | 0 |  | 0 | 0 | 0 | 0 | 0 | 0 | 0 | 0 | 0 | 0 | 0 | 0 | 0 | 0 | 0
Carbon emission reductions |  | 0 |  | 0 | 0 | 0 | 0 | 0 | 0 | 0 | 0 | 0 | 0 | 0 | 0 | 0 | 0 | 0
Reduced losses |  | 0 |  | 0 | 0 | 0 | 0 | 0 | 0 | 0 | 0 | 0 | 0 | 0 | 0 | 0 | 0 | 0
Customer Time |  | 0 |  | 0 | 0 | 0 | 0 | 0 | 0 | 0 | 0 | 0 | 0 | 0 | 0 | 0 | 0 | 0
Cost Model (Complete pu costs or overall costs - not both) |  |  | Per Unit
Per unit cost |  | $ |  | Year 1 | Year 2 | Year 3 | Year 4 | Year 5 | Year 6 | Year 7 | Year 8 | Year 9 | Year 10 | Year 11 | Year 12 | Year 13 | Year 14 | Year 15
Capex |  | 266666.6667 |  | 800000 | 800000 | 0 | 0 | 0 | 0 | 0 | 0 | 0 | 0 | 0 | 0 | 0 | 0 | 0
On-going opex (cumulative) |  | 0 |  | 0 | 0 | 0 | 0 | 0 | 0 | 0 | 0 | 0 | 0 | 0 | 0 | 0 | 0 | 0
Overall Project Costs |  |  |  | Year 1 | Year 2 | Year 3 | Year 4 | Year 5 | Year 6 | Year 7 | Year 8 | Year 9 | Year 10 | Year 11 | Year 12 | Year 13 | Year 14 | Year 15
Capex |  |  |  | 0 | 0 | 0 | 0 | 0 | 0 | 0 | 0 | 0 | 0 | 0 | 0 | 0 | 0 | 0
On-going opex |  |  |  | 0 | 0 | 0 | 0 | 0 | 0 | 0 | 0 | 0 | 0 | 0 | 0 | 0 | 0 | 0
1600000
Project Cost build-up
Estimates based on quotes for 2 electric EWPs - Materials - $1,500,000 (includes the marginal cost of materials for 6 x elevated work platform vehicles) Contracted services - $100,000 - includes the services associated with 6 x EWP vehicles

## Output
Output Results
Total Portfolio
| Row Labels | Sum of Safety Benefit | Sum of Capex Benefit | Sum of Opex Benefit | Sum of EUE Benefit | Sum of Other Market Benefit | Sum of Total Refined Capex Cost | Sum of Annual Opex (end state)
| Network Innovation - Safe, Intelligent Networks (Systems) | 316805.2689 | 2460952 | 383600 | 4140000 | 2856009.2 | 12950000 | 210000
| Network Innovation - Safe, Intelligent Networks (Devices) | 1533444.7217 | 539292 | 1249000 | 1709625 | 505500 | 19320000 | 206000
| Network Innovation - Community Resilience | 363331.2291 | 199242 | 222500 | 1366050 | 235500 | 15032500 | 248500
| Network Innovation - CER Support & Enablement | 583919.1196 | 1016900 | 225000 | 1165500 | 3220131.1111 | 26850000 | 430000
| Grand Total | 2797500.3393 | 4216386 | 2080100 | 8381175 | 6817140.3111 | 74152500 | 1094500
| Optimised Option | YES
Option 3 - Optimised Option
| Row Labels | Sum of Safety Benefit | Sum of Capex Benefit | Sum of Opex Benefit | Sum of EUE Benefit | Sum of Other Market Benefit | Sum of Total Refined Capex Cost | Sum of Annual Opex (end state)
| Network Innovation - Safe, Intelligent Networks (Systems) | 316805.2689 | 2413952 | 383600 | 4140000 | 2856009.2 | 12000000 | 200000
| Network Innovation - Safe, Intelligent Networks (Devices) | 1529834.4846 | 539292 | 1219000 | 1644000 | 505500 | 18070000 | 206000
| Network Innovation - Community Resilience | 140821.8283 | 18992 | 120000 | 693000 | 82500 | 3552500 | 99500
| Network Innovation - CER Support & Enablement | 583919.1196 | 775500 | 0 | 630000 | 2511111.1111 | 11050000 | 90000
| Grand Total | 2571380.7013 | 3747736 | 1722600 | 7107000 | 5955120.3111 | 44672500 | 595500
| Trial Option | YES
Option 4 - Trial Option
| Row Labels | Sum of Safety Benefit | Sum of Capex Benefit | Sum of Opex Benefit | Sum of EUE Benefit | Sum of Other Market Benefit | Sum of Total Refined Capex Cost | Sum of Annual Opex (end state)
| Network Innovation - Safe, Intelligent Networks (Systems) | 316805.2689 | 2344452 | 241100 | 4140000 | 2839377.2 | 11050000 | 190000
| Network Innovation - Safe, Intelligent Networks (Devices) | 1529834.4846 | 539292 | 1219000 | 1644000 | 505500 | 18070000 | 206000
| Network Innovation - Community Resilience | 258344.8453 | 199242 | 165000 | 1045800 | 159000 | 10102500 | 189500
| Network Innovation - CER Support & Enablement | 583919.1196 | 775500 | 0 | 1071000 | 2511111.1111 | 14425000 | 165000
| Grand Total | 2688903.7184 | 3858486 | 1625100 | 7900800 | 6014988.3111 | 53647500 | 750500
Project Phasing | Phasing | Assumptions | 2025 | 2026 | 2027 | 2028 | 2029 | sum
| Network Innovation - Safe, Intelligent Networks (Systems) | Largely IT & OT - accelerated deployment for > benefits | 25% | 20% | 15% | 20% | 20% | 100%
| Network Innovation - Safe, Intelligent Networks (Devices) | Field installs - some carry-over + lead time to design/procure + trial moving to implement | 20% | 10% | 15% | 25% | 30% | 100%
| Network Innovation - CER Support & Enablement | upfront due to system and device component | 25% | 30% | 20% | 15% | 10% | 100%
| Network Innovation - Community Resilience | Some build-up required - little up-front expenditure | 10% | 15% | 30% | 25% | 20% | 100%
Real Cost Escalation
| FY22 - 24 Real Cost Escalation | Source | 2025 | 2026 | 2027 | 2028 | 2029 | Total
| Network Innovation - Safe, Intelligent Networks (Systems) | Investment Management | 1.0867 | 1.098 | 1.1056 | 1.1097 | 1.1166 | 1.1024
| Network Innovation - Safe, Intelligent Networks (Devices) | Investment Management | 1.0999 | 1.1064 | 1.1104 | 1.1129 | 1.1168 | 1.1105
| Network Innovation - CER Support & Enablement | Investment Management | 1.1009 | 1.1072 | 1.111 | 1.1134 | 1.1172 | 1.1083
| Network Innovation - Community Resilience | Investment Management | 1.1094 | 1.1136 | 1.1161 | 1.1178 | 1.1203 | 1.1163
| Total |  | 1.0965 | 1.1047 | 1.1102 | 1.1127 | 1.1171 | 1.1082
Option Summary |  |  | FY25 | FY26 | FY27 | FY28 | FY29 | Total
in FY24 Real $ | Option 2 - Total Portfolio | Network Innovation - Safe, Intelligent Networks (Systems) | 3518120.3822 | 2843730.1195 | 2147606.1611 | 2874155.7028 | 2892056.539 | 14275668.9045
|  | Network Innovation - Safe, Intelligent Networks (Devices) | 4250000.1515 | 2137609.1488 | 3217951.7965 | 5375452.4043 | 6473127.6016 | 21454141.1027
|  | Network Innovation - CER Support & Enablement | 7389745.9945 | 8918298.2536 | 5966039.1401 | 4484339.2801 | 2999621.8305 | 29758044.4988
|  | Network Innovation - Community Resilience | 1667670.7681 | 2511120.0509 | 5033486.4471 | 4200906.4768 | 3368303.1423 | 16781486.8852
|  | Total | 16825537.2963 | 16410757.5728 | 16365083.5448 | 16934853.864 | 15733109.1133 | 82269341.3912
| Option 3 - Optimised Portfolio | Network Innovation - Safe, Intelligent Networks (Systems) | 3260034.331 | 2635116.713 | 1990059.7632 | 2663310.3038 | 2679897.9512 | 13228419.0621
|  | Network Innovation - Safe, Intelligent Networks (Devices) | 3975026.0216 | 1999306.2795 | 3009750.9815 | 5027661.7466 | 6054317.5859 | 20066062.6152
|  | Network Innovation - CER Support & Enablement | 3041217.6253 | 3670286.6184 | 2455297.2997 | 1845510.2065 | 1234481.2375 | 12246792.9874
|  | Network Innovation - Community Resilience | 394106.1303 | 593431.1645 | 1189520.08 | 992763.6959 | 796001.7903 | 3965822.8611
|  | Total | 10670384.1082 | 8898140.7754 | 8644628.1245 | 10529245.9528 | 10764698.5649 | 49507097.5258
| Option 4 - Trial Focused Portfolio | Network Innovation - Safe, Intelligent Networks (Systems) | 3001948.2798 | 2426503.3066 | 1832513.3653 | 2452464.9047 | 2467739.3634 | 12181169.2197
|  | Network Innovation - Safe, Intelligent Networks (Devices) | 3975026.0216 | 1999306.2795 | 3009750.9815 | 5027661.7466 | 6054317.5859 | 20066062.6152
|  | Network Innovation - CER Support & Enablement | 3970096.3117 | 4791301.762 | 3205218.4207 | 2409184.1384 | 1611528.6743 | 15987329.3071
|  | Network Innovation - Community Resilience | 1120747.9751 | 1687582.9246 | 3382723.887 | 2823193.5927 | 2263647.5966 | 11277895.9759
|  | Total | 12067818.5882 | 10904694.2726 | 11430206.6545 | 12712504.3824 | 12397233.2202 | 59512457.1179