{"text_format":"1","workbook":"xlsx","n_sheets":21,"sheets":["Summary","Input","DCF","Padmounts","Pillars","RMU","Hiden","Hiden_1","Data>>","Historical_Data","Source_1","Source_2","Source_3","CECV_Cal>>","Cal","100MW_Load","Load_Profile","AER_CECV","Load_Data","Cost Benefit Ratio","NPV Summary"],"not_rendered":{"charts":2,"images":0,"macros":1,"external_links":5,"defined_names":385,"comments":1,"pivot_tables":0},"unopened":[],"bounds":{"document_bytes":16777216,"sheet_cells":100000,"rows_first":2000,"rows_last":500,"rows_between":2000,"halvings":0,"cell_chars":16384,"cell_head_chars":4096},"cells_cut":0,"cells_raw":0,"read":"whole","date_system":"1900"}

{"sheet":"Summary","index":0,"n_rows":36,"n_cols":12,"rows_kept":36,"cut":false,"hidden":false,"merged":[[22,1,24,1],[16,2,18,2],[25,1,27,1],[4,1,6,1],[4,2,6,2],[7,2,9,2],[10,2,12,2],[13,2,15,2],[19,2,21,2],[22,2,24,2],[25,2,27,2],[7,1,9,1],[10,1,12,1],[13,1,15,1],[16,1,18,1],[19,1,21,1],[2,2,3,2],[2,1,3,1],[2,7,2,11],[2,6,3,6],[2,3,3,3],[2,4,3,4],[2,5,3,5]]}
[]
[]
[null,"Target Community","Index ","Option","% Diesel","% Renewable","NPV","Capex"]
[null,null,null,null,null,null,null,2026,2027,2028,2029,2030]
[null,{"$f":"DCF!B286","v":"Aramac"},{"$f":"DCF!C286","v":1},{"$f":"DCF!D286","v":"Diesel Option"},{"$f":"DCF!E286","v":1},{"$f":"DCF!F286","v":0},{"$f":"DCF!G286","v":2047662.8719438503},{"$f":"DCF!H286","v":4060000},{"$f":"DCF!I286","v":0},{"$f":"DCF!J286","v":0},{"$f":"DCF!K286","v":0},{"$f":"DCF!L286","v":0}]
[null,{"$f":"DCF!B287","v":"Aramac"},null,{"$f":"DCF!D287","v":"Pure Renewable"},{"$f":"DCF!E287","v":0},{"$f":"DCF!F287","v":1},{"$f":"DCF!G287","v":-2401585.4003395806},{"$f":"DCF!H287","v":17945514.705882356},{"$f":"DCF!I287","v":0},{"$f":"DCF!J287","v":0},{"$f":"DCF!K287","v":0},{"$f":"DCF!L287","v":0}]
[null,{"$f":"DCF!B288","v":"Aramac"},null,{"$f":"DCF!D288","v":"Hybrid Option "},{"$f":"DCF!E288","v":0.9},{"$f":"DCF!F288","v":9.9999999999999978E-2},{"$f":"DCF!G288","v":1602738.0447155067},{"$f":"DCF!H288","v":5448551.4705882352},{"$f":"DCF!I288","v":0},{"$f":"DCF!J288","v":0},{"$f":"DCF!K288","v":0},{"$f":"DCF!L288","v":0}]
[null,{"$f":"DCF!B289","v":"AUGATHELLA"},{"$f":"DCF!C289","v":2},{"$f":"DCF!D289","v":"Diesel Option"},{"$f":"DCF!E289","v":1},{"$f":"DCF!F289","v":0},{"$f":"DCF!G289","v":4533217.5352113601},{"$f":"DCF!H289","v":0},{"$f":"DCF!I289","v":4700000},{"$f":"DCF!J289","v":0},{"$f":"DCF!K289","v":0},{"$f":"DCF!L289","v":0}]
[null,null,{"$f":"DCF!C290","v":2},{"$f":"DCF!D290","v":"Pure Renewable"},{"$f":"DCF!E290","v":0},{"$f":"DCF!F290","v":1},{"$f":"DCF!G290","v":-3746878.0309859533},{"$f":"DCF!H290","v":0},{"$f":"DCF!I290","v":30576274.685816877},{"$f":"DCF!J290","v":0},{"$f":"DCF!K290","v":0},{"$f":"DCF!L290","v":0}]
[null,null,{"$f":"DCF!C291","v":2},{"$f":"DCF!D291","v":"Hybrid Option "},{"$f":"DCF!E291","v":0.9},{"$f":"DCF!F291","v":9.9999999999999978E-2},{"$f":"DCF!G291","v":3705207.9785916288},{"$f":"DCF!H291","v":0},{"$f":"DCF!I291","v":7287627.4685816877},{"$f":"DCF!J291","v":0},{"$f":"DCF!K291","v":0},{"$f":"DCF!L291","v":0}]
[null,{"$f":"DCF!B292","v":"Duaringa"},{"$f":"DCF!C292","v":3},{"$f":"DCF!D292","v":"Diesel Option"},{"$f":"DCF!E292","v":1},{"$f":"DCF!F292","v":0},{"$f":"DCF!G292","v":3478971.6701691104},{"$f":"DCF!H292","v":0},{"$f":"DCF!I292","v":7880000},{"$f":"DCF!J292","v":0},{"$f":"DCF!K292","v":0},{"$f":"DCF!L292","v":0}]
[null,{"$f":"DCF!B293","v":"Duaringa"},{"$f":"DCF!C293","v":3},{"$f":"DCF!D293","v":"Pure Renewable"},{"$f":"DCF!E293","v":0},{"$f":"DCF!F293","v":1},{"$f":"DCF!G293","v":-5748886.3412316116},{"$f":"DCF!H293","v":0},{"$f":"DCF!I293","v":36507239.263803676},{"$f":"DCF!J293","v":0},{"$f":"DCF!K293","v":0},{"$f":"DCF!L293","v":0}]
[null,{"$f":"DCF!B294","v":"Duaringa"},{"$f":"DCF!C294","v":3},{"$f":"DCF!D294","v":"Hybrid Option "},{"$f":"DCF!E294","v":0.9},{"$f":"DCF!F294","v":9.9999999999999978E-2},{"$f":"DCF!G294","v":2556185.86902904},{"$f":"DCF!H294","v":0},{"$f":"DCF!I294","v":10742723.926380368},{"$f":"DCF!J294","v":0},{"$f":"DCF!K294","v":0},{"$f":"DCF!L294","v":0}]
[null,{"$f":"DCF!B295","v":"EULO"},{"$f":"DCF!C295","v":4},{"$f":"DCF!D295","v":"Diesel Option"},{"$f":"DCF!E295","v":1},{"$f":"DCF!F295","v":0},{"$f":"DCF!G295","v":442978.48621826409},{"$f":"DCF!H295","v":0},{"$f":"DCF!I295","v":0},{"$f":"DCF!J295","v":3820000},{"$f":"DCF!K295","v":0},{"$f":"DCF!L295","v":0}]
[null,{"$f":"DCF!B296","v":"EULO"},{"$f":"DCF!C296","v":4},{"$f":"DCF!D296","v":"Pure Renewable"},{"$f":"DCF!E296","v":0},{"$f":"DCF!F296","v":1},{"$f":"DCF!G296","v":-2525553.3933424102},{"$f":"DCF!H296","v":0},{"$f":"DCF!I296","v":0},{"$f":"DCF!J296","v":13389695.817490494},{"$f":"DCF!K296","v":0},{"$f":"DCF!L296","v":0}]
[null,{"$f":"DCF!B297","v":"EULO"},{"$f":"DCF!C297","v":4},{"$f":"DCF!D297","v":"Hybrid Option "},{"$f":"DCF!E297","v":0.9},{"$f":"DCF!F297","v":9.9999999999999978E-2},{"$f":"DCF!G297","v":146125.29826219793},{"$f":"DCF!H297","v":0},{"$f":"DCF!I297","v":0},{"$f":"DCF!J297","v":4776969.581749049},{"$f":"DCF!K297","v":0},{"$f":"DCF!L297","v":0}]
[null,{"$f":"DCF!B298","v":"KARUMBA"},{"$f":"DCF!C298","v":5},{"$f":"DCF!D298","v":"Diesel Option"},{"$f":"DCF!E298","v":1},{"$f":"DCF!F298","v":0},{"$f":"DCF!G298","v":9648924.9788223747},{"$f":"DCF!H298","v":0},{"$f":"DCF!I298","v":0},{"$f":"DCF!J298","v":4540000},{"$f":"DCF!K298","v":0},{"$f":"DCF!L298","v":0}]
[null,{"$f":"DCF!B299","v":"KARUMBA"},{"$f":"DCF!C299","v":5},{"$f":"DCF!D299","v":"Pure Renewable"},{"$f":"DCF!E299","v":0},{"$f":"DCF!F299","v":1},{"$f":"DCF!G299","v":1594760.3900317217},{"$f":"DCF!H299","v":0},{"$f":"DCF!I299","v":0},{"$f":"DCF!J299","v":30200716.112531967},{"$f":"DCF!K299","v":0},{"$f":"DCF!L299","v":0}]
[null,{"$f":"DCF!B300","v":"KARUMBA"},{"$f":"DCF!C300","v":5},{"$f":"DCF!D300","v":"Hybrid Option "},{"$f":"DCF!E300","v":0.9},{"$f":"DCF!F300","v":9.9999999999999978E-2},{"$f":"DCF!G300","v":8843508.5199433118},{"$f":"DCF!H300","v":0},{"$f":"DCF!I300","v":0},{"$f":"DCF!J300","v":7106071.6112531964},{"$f":"DCF!K300","v":0},{"$f":"DCF!L300","v":0}]
[null,{"$f":"DCF!B301","v":"MORVEN"},{"$f":"DCF!C301","v":6},{"$f":"DCF!D301","v":"Diesel Option"},{"$f":"DCF!E301","v":1},{"$f":"DCF!F301","v":0},{"$f":"DCF!G301","v":444054.75570971437},{"$f":"DCF!H301","v":0},{"$f":"DCF!I301","v":0},{"$f":"DCF!J301","v":0},{"$f":"DCF!K301","v":3580000},{"$f":"DCF!L301","v":0}]
[null,{"$f":"DCF!B302","v":"MORVEN"},{"$f":"DCF!C302","v":6},{"$f":"DCF!D302","v":"Pure Renewable"},{"$f":"DCF!E302","v":0},{"$f":"DCF!F302","v":1},{"$f":"DCF!G302","v":-1395183.0573878901},{"$f":"DCF!H302","v":0},{"$f":"DCF!I302","v":0},{"$f":"DCF!J302","v":0},{"$f":"DCF!K302","v":9593333.3333333321},{"$f":"DCF!L302","v":0}]
[null,{"$f":"DCF!B303","v":"MORVEN"},{"$f":"DCF!C303","v":6},{"$f":"DCF!D303","v":"Hybrid Option "},{"$f":"DCF!E303","v":0.9},{"$f":"DCF!F303","v":9.9999999999999978E-2},{"$f":"DCF!G303","v":260130.97439995385},{"$f":"DCF!H303","v":0},{"$f":"DCF!I303","v":0},{"$f":"DCF!J303","v":0},{"$f":"DCF!K303","v":4181333.333333333},{"$f":"DCF!L303","v":0}]
[null,{"$f":"DCF!B304","v":"Northern"},{"$f":"DCF!C304","v":7},{"$f":"DCF!D304","v":"Diesel Option"},{"$f":"DCF!E304","v":1},{"$f":"DCF!F304","v":0},{"$f":"DCF!G304","v":5189006.2500440627},{"$f":"DCF!H304","v":0},{"$f":"DCF!I304","v":0},{"$f":"DCF!J304","v":0},{"$f":"DCF!K304","v":7480000},{"$f":"DCF!L304","v":0}]
[null,{"$f":"DCF!B305","v":"Northern"},{"$f":"DCF!C305","v":7},{"$f":"DCF!D305","v":"Pure Renewable"},{"$f":"DCF!E305","v":0},{"$f":"DCF!F305","v":1},{"$f":"DCF!G305","v":-377339.79887703946},{"$f":"DCF!H305","v":0},{"$f":"DCF!I305","v":0},{"$f":"DCF!J305","v":0},{"$f":"DCF!K305","v":25652582.547169812},{"$f":"DCF!L305","v":0}]
[null,{"$f":"DCF!B306","v":"Northern"},{"$f":"DCF!C306","v":7},{"$f":"DCF!D306","v":"Hybrid Option "},{"$f":"DCF!E306","v":0.9},{"$f":"DCF!F306","v":9.9999999999999978E-2},{"$f":"DCF!G306","v":4632371.6451519514},{"$f":"DCF!H306","v":0},{"$f":"DCF!I306","v":0},{"$f":"DCF!J306","v":0},{"$f":"DCF!K306","v":9297258.2547169812},{"$f":"DCF!L306","v":0}]
[null,{"$f":"DCF!B307","v":"Tambo"},{"$f":"DCF!C307","v":8},{"$f":"DCF!D307","v":"Diesel Option"},{"$f":"DCF!E307","v":1},{"$f":"DCF!F307","v":0},{"$f":"DCF!G307","v":353088.12816029781},{"$f":"DCF!H307","v":0},{"$f":"DCF!I307","v":0},{"$f":"DCF!J307","v":0},{"$f":"DCF!K307","v":0},{"$f":"DCF!L307","v":3740000}]
[null,{"$f":"DCF!B308","v":"Tambo"},{"$f":"DCF!C308","v":8},{"$f":"DCF!D308","v":"Pure Renewable"},{"$f":"DCF!E308","v":0},{"$f":"DCF!F308","v":1},{"$f":"DCF!G308","v":-2703796.4448647001},{"$f":"DCF!H308","v":0},{"$f":"DCF!I308","v":0},{"$f":"DCF!J308","v":0},{"$f":"DCF!K308","v":0},{"$f":"DCF!L308","v":13448382.352941178}]
[null,{"$f":"DCF!B309","v":"Tambo"},{"$f":"DCF!C309","v":8},{"$f":"DCF!D309","v":"Hybrid Option "},{"$f":"DCF!E309","v":0.9},{"$f":"DCF!F309","v":9.9999999999999978E-2},{"$f":"DCF!G309","v":47399.670857797602},{"$f":"DCF!H309","v":0},{"$f":"DCF!I309","v":0},{"$f":"DCF!J309","v":0},{"$f":"DCF!K309","v":0},{"$f":"DCF!L309","v":4710838.2352941176}]
[]
[null,"Total Capex and NPV Summary",null,null,null,null,2026,2027,2028,2029,2030,"SUM"]
[null,null,null,"Diesel Option",null,"Total Capex",{"$f":"SUMIF($D$5:$D$28,$D31,H$5:H$28)","v":4060000},{"$f":"SUMIF($D$5:$D$28,$D31,I$5:I$28)","v":12580000},{"$f":"SUMIF($D$5:$D$28,$D31,J$5:J$28)","v":8360000},{"$f":"SUMIF($D$5:$D$28,$D31,K$5:K$28)","v":11060000},{"$f":"SUMIF($D$5:$D$28,$D31,L$5:L$28)","v":3740000},{"$f":"SUM(G31:K31)","v":39800000}]
[null,null,null,"Diesel Option",null,"NPV",null,null,null,null,null,{"$f":"SUMIF($D$5:$D$28,$D32,G$5:G$28)","v":26137904.676279034}]
[null,null,null,{"$f":"D15","v":"Pure Renewable"},null,"Total Capex",{"$f":"SUMIF($D$5:$D$28,$D33,H$5:H$28)","v":17945514.705882356},{"$f":"SUMIF($D$5:$D$28,$D33,I$5:I$28)","v":67083513.949620552},{"$f":"SUMIF($D$5:$D$28,$D33,J$5:J$28)","v":43590411.930022463},{"$f":"SUMIF($D$5:$D$28,$D33,K$5:K$28)","v":35245915.880503148},{"$f":"SUMIF($D$5:$D$28,$D33,L$5:L$28)","v":13448382.352941178},{"$f":"SUM(G33:K33)","v":177313738.8189697}]
[null,null,null,{"$f":"D33","v":"Pure Renewable"},null,"NPV",null,null,null,null,null,{"$f":"SUMIF($D$5:$D$28,$D34,G$5:G$28)","v":-17304462.076997466}]
[null,null,null,{"$f":"D16","v":"Hybrid Option "},null,"Total Capex",{"$f":"SUMIF($D$5:$D$28,$D35,H$5:H$28)","v":5448551.4705882352},{"$f":"SUMIF($D$5:$D$28,$D35,I$5:I$28)","v":18030351.394962057},{"$f":"SUMIF($D$5:$D$28,$D35,J$5:J$28)","v":11883041.193002246},{"$f":"SUMIF($D$5:$D$28,$D35,K$5:K$28)","v":13478591.588050313},{"$f":"SUMIF($D$5:$D$28,$D35,L$5:L$28)","v":4710838.2352941176},{"$f":"SUM(G35:K35)","v":53551373.881896973}]
[null,null,null,{"$f":"D35","v":"Hybrid Option "},null,"NPV",null,null,null,null,null,{"$f":"SUMIF($D$5:$D$28,$D36,G$5:G$28)","v":21793668.000951387}]

{"sheet":"Input","index":1,"n_rows":119,"n_cols":31,"rows_kept":119,"cut":false,"hidden":false,"merged":[[39,1,39,2],[52,1,52,2],[65,1,65,2]]}
[null,"1. Model General Input"]
[null,null,"Item","Value","Unit"]
[null,null,"Model Start Year",2023,"[year]"]
[null,null,"Benefit Year",{"$f":"ROUND(IF(Operation_Mode=1,Input!#REF!,Input!#REF!),0)","v":{"$error":"#REF!"}},"Years"]
[null,null,"Effectiveness Rate",{"$f":"#REF!","v":{"$error":"#REF!"}}]
[null,null,"Effectiveness Rate",{"$f":"IF(Operation_Mode=1,Input!#REF!,Input!D5)","v":{"$error":"#REF!"}}]
[null,null,"Program Life",5,"Years"]
[null,null,"Pre-Tax Real WACC",3.5000000000000003E-2,"%"]
[null,null,"Asset Life",20,"[year]"]
[]
[]
[null,"2. Input for Diesel"]
[null,null,"Item","Value","Unit"]
[null,null,"Fuel Consumption Rate",270,"[litres/MWh]"]
[null,null,"Fuel Price",2.2000000000000002,"[$/Litre]"]
[null,null,"O&M as % of Capex",5.0000000000000001E-4,"[% of Capex]"]
[null,null,"Carbon Emission for Diesel Generation",2.8,"[kg/litre]"]
[null,null,"Inefficiency Factor ",0.2,"[%]"]
[null,null,"Connection skid and protection. Includes civil for this componant",1350000,"[$/site]"]
[null,null,"Local Fuel Storage",50000,"[$/site]"]
[null,null,"Land, approvals etc",350000,"[$/site]"]
[null,null,"Additional, Civils, fencing, security etc",450000,"[$/site]"]
[null,null,"2MVA Step up tx including civils",480000,"[$/site]"]
[null,null,"Reclosers, coms and automoation to faciliate islanding",500000,"[$/site]"]
[null,null,"Total Fixed Cost",{"$f":"SUM(D19:D24)","v":3180000},"Fixed Cost Per Site"]
[null,null,"Generator Variable Cost",800000,"cost per MW"]
[]
[null,"3. Input for Renewable"]
[null,null,"Item","Value","Unit"]
[null,null,"Solar Output",4,"[kWh/kW/Day]"]
[null,null,"Battery Duration",2,"[hour]"]
[null,null,"PV Cost",1500000,"[$/MW]"]
[null,null,"Battery Cost",1200000,"[$/MWh]"]
[null,null,"PV Degradation Rate (%)",1.4999999999999999E-2,"[%]"]
[null,null,"O&M as % of Capex",0.01,"[% of Capex]"]
[null,null,"Battery Arbitrage Application",0.5,"[%]"]
[]
[null,"4. Options"]
[null,1,{"$f":"B39+1","v":2},{"$f":"C39+1","v":3},4,null,{"$f":"E39+1","v":5},null,null,null,1,null,null,null,{"$f":"N39+1","v":1},{"$f":"O39+1","v":2},{"$f":"P39+1","v":3}]
[null,"4.1 Diesel Option",null,"No of Sites","Diesel Capacity to Provide as % Total Capacity","Scaled Peak Demand","Peak Day Scaled Consumption","Diesel Capacity","Solar Capacity","BESS Capacity","Diesel Capex","PV Capex","Battery Capex","Fixed Cost","Total Capex"]
[null,1,{"$f":"B41+1","v":2},{"$f":"C41+1","v":3},4,5,6,7,8,9,10,11,12,13,14]
[null,null,"Target Community","[#]","%","[MW]","[MWh]","[MW]","[MW]","[MWh]","[$/location]","[$/location]","[$/location]","[$/location]","[$/location]"]
[null,1,"Aramac",1,1,{"$f":"Historical_Data!H28*E43/1000","v":1.0627450980392157},{"$f":"Historical_Data!J28","v":15.144117647058824},{"$f":"ROUNDUP(F43,1)*E43","v":1.1000000000000001},{"$f":"G43/Average_Solar_Output*(1-E43)","v":0},{"$f":"I43*Duration","v":0},{"$f":"H43*Diesel_Cost","v":880000.00000000012},{"$f":"I43*PV_Cost","v":0},{"$f":"J43*Battery_Cost","v":0},{"$f":"D43*Fixed_Cost_Per_Site","v":3180000},{"$f":"SUM(K43:N43)","v":4060000}]
[null,{"$f":"B43+1","v":2},"Augathella",1,{"$f":"E43","v":1},{"$f":"Historical_Data!H29*E44/1000","v":1.862886894075404},{"$f":"Historical_Data!J29","v":28.098743267504489},1.9000000000000001,0,0,1520000,0,0,3180000,4700000]
[null,3,"Duaringa and Dingo",2,1,{"$f":"Historical_Data!H30*E45/1000","v":1.8288036809815948},{"$f":"Historical_Data!J30","v":30.920245398773005},1.9000000000000001,0,0,1520000,0,0,6360000,7880000]
[null,4,"Thargomindah",1,1,{"$f":"Historical_Data!H31*E46/1000","v":0.73218250950570352},{"$f":"Historical_Data!J31","v":10.47148288973384},0.79999999999999993,0,0,640000,0,0,3180000,3820000]
[null,5,"Karumba",1,1,{"$f":"Historical_Data!H32*E47/1000","v":1.6291611253196931},{"$f":"Historical_Data!J32","v":27.713554987212277},1.7000000000000002,0,0,1360000.0000000002,0,0,3180000,4540000]
[null,6,"Morven",1,1,{"$f":"Historical_Data!H33*E48/1000","v":0.43022222222222217},{"$f":"Historical_Data!J33","v":6.5777777777777775},0.5,0,0,400000,0,0,3180000,3580000]
[null,7,"Clairview and Stanage Bay",2,1,{"$f":"Historical_Data!H34*E49/1000","v":1.3966301886792456},{"$f":"Historical_Data!J34","v":19.787264150943397},1.4000000000000001,0,0,1120000,0,0,6360000,7480000]
[null,8,"Tambo",1,1,{"$f":"Historical_Data!H35*E50/1000","v":0.65259426847662139},{"$f":"Historical_Data!J35","v":10.531674208144796},0.7,0,0,560000,0,0,3180000,3740000]
[null,null,"SUM",null,null,null,null,null,null,null,{"$f":"SUM(K43:K50)","v":8000000},{"$f":"SUM(L43:L50)","v":0},{"$f":"SUM(M43:M50)","v":0},{"$f":"SUM(N43:N50)","v":31800000},{"$f":"SUM(O43:O50)","v":39800000},{"$f":"1-0.0405","v":0.95950000000000002}]
[]
[null,"4.2 Pure Renewable Option",null,"No of Sites","Diesel Capacity to Provide as % Total Capacity","Scaled Peak Demand","Peak Day Scaled Consumption","Diesel Capacity","Solar Capacity","BESS Capacity","Diesel Capex","PV Capex","Battery Capex","Fixed Cost","Total Capex"]
[null,1,{"$f":"B54+1","v":2},{"$f":"C54+1","v":3},4,5,6,7,8,9,10,11,12,13,14]
[null,null,"Target Community","[#]","%","[MW]","[MWh]","[MW]","[MW]","[MWh]","[$/location]","[$/location]","[$/location]","[$/location]","[$/location]"]
[null,1,"Aramac",1,0,{"$f":"F43","v":1.0627450980392157},15.144117647058824,{"$f":"ROUNDUP(F56,1)*E56","v":0},{"$f":"G56/Average_Solar_Output*(1-E56)","v":3.786029411764706},{"$f":"I56*Duration","v":7.572058823529412},{"$f":"H56*Diesel_Cost","v":0},{"$f":"I56*PV_Cost","v":5679044.1176470593},{"$f":"J56*Battery_Cost","v":9086470.5882352944},{"$f":"D56*Fixed_Cost_Per_Site","v":3180000},{"$f":"SUM(K56:N56)","v":17945514.705882356}]
[null,{"$f":"B56+1","v":2},"Augathella",1,{"$f":"E56","v":0},1.862886894075404,28.098743267504489,0,7.0246858168761221,14.049371633752244,0,10537028.725314183,16859245.960502692,3180000,30576274.685816877]
[null,3,"Duaringa and Dingo",2,0,1.8288036809815948,30.920245398773005,0,7.7300613496932513,15.460122699386503,0,11595092.024539877,18552147.239263803,6360000,36507239.263803676]
[null,4,"Thargomindah",1,0,0.73218250950570352,10.47148288973384,0,2.6178707224334601,5.2357414448669202,0,3926806.0836501899,6282889.7338403044,3180000,13389695.817490494]
[null,5,"Karumba",1,0,1.6291611253196931,27.713554987212277,0,6.9283887468030692,13.856777493606138,0,10392583.120204603,16628132.992327366,3180000,30200716.112531967]
[null,6,"Morven",1,0,0.43022222222222217,6.5777777777777775,0,1.6444444444444444,3.2888888888888888,0,2466666.6666666665,3946666.6666666665,3180000,9593333.3333333321]
[null,7,"Clairview and Stanage Bay",2,0,1.3966301886792456,19.787264150943397,0,4.9468160377358492,9.8936320754716984,0,7420224.0566037735,11872358.490566038,6360000,25652582.547169812]
[null,8,"Tambo",1,0,0.65259426847662139,10.531674208144796,0,2.6329185520361991,5.2658371040723981,0,3949377.8280542986,6319004.5248868782,3180000,13448382.352941178]
[null,null,"SUM",null,null,null,null,null,null,null,{"$f":"SUM(K56:K63)","v":0},{"$f":"SUM(L56:L63)","v":55966822.622680649},{"$f":"SUM(M56:M63)","v":89546916.196289033},{"$f":"SUM(N56:N63)","v":31800000},{"$f":"SUM(O56:O63)","v":177313738.8189697}]
[]
[null,"4.3 Hybrid Option 1 (Diesel, Solar & BESS)",null,"No of Sites","Diesel Capacity to Provide as % Total Capacity","Scaled Peak Demand","Peak Day Scaled Consumption","Diesel Capacity","Solar Capacity","BESS Capacity","Diesel Capex","PV Capex","Battery Capex","Fixed Cost","Total Capex"]
[null,1,{"$f":"B67+1","v":2},{"$f":"C67+1","v":3},4,5,6,7,8,9,10,11,12,13,14]
[null,null,"Target Community","[#]","%","[MW]","[MWh]","[MW]","[MW]","[MWh]","[$/location]","[$/location]","[$/location]","[$/location]","[$/location]"]
[null,1,"Aramac",1,0.9,{"$f":"F56","v":1.0627450980392157},15.144117647058824,{"$f":"ROUNDUP(F69,1)*E69","v":0.9900000000000001},{"$f":"G69/Average_Solar_Output*(1-E69)","v":0.37860294117647053},{"$f":"I69*Duration","v":0.75720588235294106},{"$f":"H69*Diesel_Cost","v":792000.00000000012},{"$f":"I69*PV_Cost","v":567904.41176470579},{"$f":"J69*Battery_Cost","v":908647.05882352928},{"$f":"D69*Fixed_Cost_Per_Site","v":3180000},{"$f":"SUM(K69:N69)","v":5448551.4705882352}]
[null,{"$f":"B69+1","v":2},"Augathella",1,0.9,1.862886894075404,28.098743267504489,1.7100000000000002,0.70246858168761206,1.4049371633752241,1368000.0000000002,1053702.872531418,1685924.596050269,3180000,7287627.4685816877]
[null,3,"Duaringa and Dingo",2,0.9,1.8288036809815948,30.920245398773005,1.7100000000000002,0.77300613496932491,1.5460122699386498,1368000.0000000002,1159509.2024539874,1855214.7239263798,6360000,10742723.926380368]
[null,4," Thargomindah",1,0.9,0.73218250950570352,10.47148288973384,0.72,0.26178707224334596,0.52357414448669193,576000,392680.60836501897,628288.97338403028,3180000,4776969.581749049]
[null,5,"Karumba",1,0.9,1.6291611253196931,27.713554987212277,1.5300000000000002,0.6928388746803068,1.3856777493606136,1224000.0000000002,1039258.3120204603,1662813.2992327362,3180000,7106071.6112531964]
[null,6,"Morven",1,0.9,0.43022222222222217,6.5777777777777775,0.45,0.16444444444444439,0.32888888888888879,360000,246666.6666666666,394666.66666666657,3180000,4181333.333333333]
[null,7,"Clairview and Stanage Bay",2,0.9,1.3966301886792456,19.787264150943397,1.2600000000000002,0.49468160377358483,0.98936320754716967,1008000.0000000002,742022.40566037723,1187235.8490566036,6360000,9297258.2547169812]
[null,8,"Tambo",1,0.9,0.65259426847662139,10.531674208144796,0.63,0.26329185520361986,0.52658371040723972,504000,394937.78280542977,631900.4524886877,3180000,4710838.2352941176]
[null,null,"SUM",null,null,null,null,null,null,null,{"$f":"SUM(K69:K76)","v":7200000.0000000009},{"$f":"SUM(L69:L76)","v":5596682.2622680636},{"$f":"SUM(M69:M76)","v":8954691.6196289025},{"$f":"SUM(N69:N76)","v":31800000},{"$f":"SUM(O69:O76)","v":53551373.881896973}]
[]
[null,"5. Build Year"]
[null,null,null,"Build  Year"]
[null,null,"Target Community","[year]"]
[null,1,"Aramac",2026]
[null,{"$f":"B82+1","v":2},"AUGATHELLA",2027]
[null,3,"Duaringa",2027]
[null,4,"EULO",2028]
[null,5,"KARUMBA",2028]
[null,6,"MORVEN",2029]
[null,7,"Northern",2029]
[null,8,"Tambo",2030]
[]
[null,"6. AER VNR Value"]
[null,null,null,null,"Agriculture","Commercial","Industrial","Residential"]
[null,1,"<12",null,44.4,52.2,74.790000000000006,27.86]
[null,{"$f":"B93+1","v":2},"<24",null,{"$f":"E93*1.5","v":66.599999999999994},{"$f":"F93*1.5","v":78.300000000000011},{"$f":"G93*1.5","v":112.185},{"$f":"H93*2","v":55.72}]
[null,{"$f":"B94+1","v":3},"<72",null,{"$f":"E93","v":44.4},{"$f":"F93","v":52.2},{"$f":"G93","v":74.790000000000006},{"$f":"H93*1.5","v":41.79}]
[null,4,">72",null,{"$f":"E93/2","v":22.2},{"$f":"F93/2","v":26.1},{"$f":"G93/2","v":37.395000000000003},{"$f":"H95","v":41.79}]
[]
[null,"7. LGC Forecast"]
[null,null,"Year",null,"Value","Unit"]
[null,1,2023,null,54.5,"[$/MWh]"]
[null,{"$f":"B100+1","v":2},{"$f":"C100+1","v":2024},null,{"$f":"E100","v":54.5},"[$/MWh]"]
[null,{"$f":"B101+1","v":3},{"$f":"C101+1","v":2025},null,{"$f":"E101","v":54.5},"[$/MWh]"]
[null,4,2026,null,54.5,"[$/MWh]"]
[null,5,2027,null,54.5,"[$/MWh]"]
[null,6,2028,null,54.5,"[$/MWh]"]
[null,7,2029,null,54.5,"[$/MWh]"]
[null,8,2030,null,54.5,"[$/MWh]"]
[]
[null,"8. CECV "]
[]
[null,null,null,2024,2025,2026,2027,2028,2029,2030,2031,2032,2033,2034,2035,2036,2037,2038,2039,2040,2041,2042,2043,2044,2045,2046,2047,2048,2049,2050,2051]
[null,1,"CECV Solar  ($/100 MW System)",{"$f":"Cal!HE4","v":10647566.215403199},{"$f":"Cal!HF4","v":8943836.7796421349},{"$f":"Cal!HG4","v":8069913.7125449041},{"$f":"Cal!HH4","v":7621713.7490846217},{"$f":"Cal!HI4","v":7347245.4419462066},{"$f":"Cal!HJ4","v":6786918.5087852255},{"$f":"Cal!HK4","v":8335234.8043558951},{"$f":"Cal!HL4","v":9956986.6778076943},{"$f":"Cal!HM4","v":9831023.7106396593},{"$f":"Cal!HN4","v":8951142.1560975369},{"$f":"Cal!HO4","v":8713895.367647538},{"$f":"Cal!HP4","v":13018489.265557574},{"$f":"Cal!HQ4","v":14525026.755785232},{"$f":"Cal!HR4","v":13283547.764930561},{"$f":"Cal!HS4","v":8452837.2796887141},{"$f":"Cal!HT4","v":7101033.1729561146},{"$f":"Cal!HU4","v":12723582.204653906},{"$f":"Cal!HV4","v":16421074.189316755},{"$f":"Cal!HW4","v":10602594.406702034},{"$f":"Cal!HX4","v":12130563.927985281},{"$f":"Cal!HY4","v":12183179.973310171},{"$f":"X112","v":12183179.973310171},{"$f":"Y112","v":12183179.973310171},12183179.973310171,12183179.973310171,12183179.973310171,12183179.973310171,12183179.973310171]
[null,2,"Battery Arbitrage  ($/1 MWh System)",{"$f":"AER_CECV!DH5","v":12711.146187919996},{"$f":"AER_CECV!DI5","v":23038.803716457136},{"$f":"AER_CECV!DJ5","v":21749.444261583896},{"$f":"AER_CECV!DK5","v":31965.645716459523},{"$f":"AER_CECV!DL5","v":40537.004933435732},{"$f":"AER_CECV!DM5","v":50720.143978049004},{"$f":"AER_CECV!DN5","v":42596.73186983815},{"$f":"AER_CECV!DO5","v":33998.373655582793},{"$f":"AER_CECV!DP5","v":31985.994134731121},{"$f":"AER_CECV!DQ5","v":28464.133440537495},{"$f":"AER_CECV!DR5","v":41449.626126688061},{"$f":"AER_CECV!DS5","v":42258.825250789509},{"$f":"AER_CECV!DT5","v":37927.897698274355},{"$f":"AER_CECV!DU5","v":43429.433957898778},{"$f":"AER_CECV!DV5","v":46256.874119100306},{"$f":"AER_CECV!DW5","v":44063.356980816665},{"$f":"AER_CECV!DX5","v":50130.787200089777},{"$f":"AER_CECV!DY5","v":59756.405175865053},{"$f":"AER_CECV!DZ5","v":82514.211576967253},{"$f":"AER_CECV!EA5","v":66025.348344494472},{"$f":"AER_CECV!EB5","v":64481.184278031971},{"$f":"X113","v":64481.184278031971},{"$f":"Y113","v":64481.184278031971},64481.184278031971,64481.184278031971,64481.184278031971,64481.184278031971,64481.184278031971]
[]
[null,"9. Carbon Assumption"]
[null,null,null,2024,{"$f":"D116+1","v":2025},{"$f":"E116+1","v":2026},2027,2028,2029,2030,2031,2032,2033,2034,2035,2036,2037,2038,2039,2040,2041,2042,2043,2044,2045,2046,2047,2048,2049,2050,2051]
[null,1,"Carbon Conversion (Ton/MWh)",0.81,0.77,0.61,0.57999999999999996,0.54,0.54,0.5,0.46,0.42,0.36,0.28999999999999998,0.26,0.24,0.22,0.21,0.19,0.18,0.16,0.14000000000000001,0.13,0.11,0.1,0.08,0.06,0.05,0.03,0.02,0]
[null,2,"Carbon Price ($/Ton)",70,75,80,84,89,95,105,114,124,134,146,157,169,181,194,207,221,236,252,268,286,305,325,346,369,393,420,421]
[null,null,null,"`"]

{"sheet":"DCF","index":2,"n_rows":309,"n_cols":65,"rows_kept":309,"cut":false,"hidden":false,"merged":[[279,7,279,11],[284,7,284,11]]}
[{"$f":"\"R\"&ROW(Start_1)+Index_Resilence*3-3&\"C\"&COLUMN(Start_1)","v":"R307C2"},"Discounted Cashflow Analysis","All $ in Real AUD2023",null,null,null,null,{"$f":"Hiden_1!B29","v":8},{"$f":"Hiden_1!C29","v":"Tambo"}]
[]
[null,"Year Index",null,null,0,1,{"$f":"F3+1","v":2},{"$f":"G3+1","v":3},4,5,6,7,8,9,10,11,12,13,14,15,16,17,18,19,20,{"$f":"Y3+1","v":21},22,23,24,25,26,27,28,29,30,31,32,33,34,35,36,37,38,39,40,41,42,43,44,45,46,47,48,49,50,51,52,53,54,55,56,57,58,59,60]
[null,"Financial Year",null,"Sum",{"$f":"Input!D3","v":2023},{"$f":"E4+1","v":2024},{"$f":"F4+1","v":2025},2026,2027,2028,2029,2030,2031,2032,2033,2034,2035,2036,2037,2038,2039,2040,2041,2042,2043,{"$f":"Y4+1","v":2044},2045,2046,2047,2048,2049,2050,2051,2052,2053,2054,2055,2056,2057,2058,2059,2060,2061,2062,2063,2064,2065,2066,2067,2068,2069,2070,2071,2072,2073,2074,2075,2076,2077,2078,2079,2080,2081,2082,2083]
[null,"Generation Build Flag",null,null,null,{"$f":"IF(F4=VLOOKUP($H$1,Table_Other,3,FALSE),1,0)","v":0},0,0,0,0,0,1,0,0,0,0,0,0,0,0,0,0,0,0,0,0,0,0,0,0,0,0,0,0,0,0,0,{"$f":"IF(AL4=VLOOKUP($H$1,Table_Other,3,FALSE),1,0)","v":0},0,0,0,0,0,0,0,0,0,0,0,0,0,0,0,0,0,0,0,0,0,0,0,0,0,0,0]
[null,"Operating Start Flag",null,null,null,{"$f":"IF(F4=VLOOKUP($H$1,Table_Other,3,FALSE)+1,1,0)","v":0},0,0,0,0,0,0,1,0,0,0,0,0,0,0,0,0,0,0,0,0,0,0,0,0,0,0,0,0,0,0,0,{"$f":"IF(AL4=VLOOKUP($H$1,Table_Other,3,FALSE)+1,1,0)","v":0},0,0,0,0,0,0,0,0,0,0,0,0,0,0,0,0,0,0,0,0,0,0,0,0,0,0,0]
[null,"Operating Year Count",null,null,null,{"$f":"IF(F4<VLOOKUP($H$1,Table_Other,3,FALSE)+1,0,IF(F6=1,F6,E7+1))","v":0},0,0,0,0,0,0,1,2,3,4,5,6,7,8,9,10,11,12,13,14,15,16,17,18,19,20,21,22,23,24,25,{"$f":"IF(AL4<VLOOKUP($H$1,Table_Other,3,FALSE)+1,0,IF(AL6=1,AL6,AK7+1))","v":26},27,28,29,30,31,32,33,34,35,36,37,38,39,40,41,42,43,44,45,46,47,48,49,50,51,52,53]
[null,"Operating Period Flag",null,{"$f":"SUM(F8:BM8)","v":20},null,{"$f":"IF(OR(F7=0,F7>Asset_Life),0,1)","v":0},0,0,0,0,0,0,1,1,1,1,1,1,1,1,1,1,1,1,1,1,1,1,1,1,1,1,0,0,0,0,0,{"$f":"IF(OR(AL7=0,AL7>Asset_Life),0,1)","v":0},0,0,0,0,0,0,0,0,0,0,0,0,0,0,0,0,0,0,0,0,0,0,0,0,0,0,0]
[]
[null,"VNR Benefit"]
[null,"VNR Benefit",null,{"$f":"SUM(F11:BM11)","v":6651850.8040069407},null,{"$f":"VLOOKUP($H$1,VNR_Benefit,15,FALSE)*F$8","v":0},0,0,0,0,0,0,332592.54020034696,332592.54020034696,332592.54020034696,332592.54020034696,332592.54020034696,332592.54020034696,332592.54020034696,332592.54020034696,332592.54020034696,332592.54020034696,332592.54020034696,332592.54020034696,332592.54020034696,332592.54020034696,332592.54020034696,332592.54020034696,332592.54020034696,332592.54020034696,332592.54020034696,332592.54020034696,0,0,0,0,0,{"$f":"VLOOKUP($H$1,VNR_Benefit,15,FALSE)*AL$8","v":0},0,0,0,0,0,0,0,0,0,0,0,0,0,0,0,0,0,0,0,0,0,0,0,0,0,0,0]
[]
[null,"Diesel Option Analysis"]
[]
[null,"Targeted Unserved Energy(MWh)",null,{"$f":"SUM(F15:BM15)","v":125.53501443729972},null,{"$f":"VLOOKUP($H$1,Data_Table_1,23,FALSE)*F$8","v":0},0,0,0,0,0,0,6.2767507218649881,6.2767507218649881,6.2767507218649881,6.2767507218649881,6.2767507218649881,6.2767507218649881,6.2767507218649881,6.2767507218649881,6.2767507218649881,6.2767507218649881,6.2767507218649881,6.2767507218649881,6.2767507218649881,6.2767507218649881,6.2767507218649881,6.2767507218649881,6.2767507218649881,6.2767507218649881,6.2767507218649881,6.2767507218649881,0,0,0,0,0,{"$f":"VLOOKUP($H$1,Data_Table_1,23,FALSE)*AL$8","v":0},0,0,0,0,0,0,0,0,0,0,0,0,0,0,0,0,0,0,0,0,0,0,0,0,0,0,0]
[null,"Diesel Output (MWh)",null,125.53501443729972,null,{"$f":"VLOOKUP($H$1,Diesel_Table,4,FALSE)*F15","v":0},0,0,0,0,0,0,6.2767507218649881,6.2767507218649881,6.2767507218649881,6.2767507218649881,6.2767507218649881,6.2767507218649881,6.2767507218649881,6.2767507218649881,6.2767507218649881,6.2767507218649881,6.2767507218649881,6.2767507218649881,6.2767507218649881,6.2767507218649881,6.2767507218649881,6.2767507218649881,6.2767507218649881,6.2767507218649881,6.2767507218649881,6.2767507218649881,0,0,0,0,0,{"$f":"VLOOKUP($H$1,Diesel_Table,4,FALSE)*AL15","v":0},0,0,0,0,0,0,0,0,0,0,0,0,0,0,0,0,0,0,0,0,0,0,0,0,0,0,0]
[null,"Renewable Output (MWh)",null,0,null,{"$f":"F15-F16","v":0},{"$f":"G15-G16","v":0},{"$f":"H15-H16","v":0},{"$f":"I15-I16","v":0},{"$f":"J15-J16","v":0},{"$f":"K15-K16","v":0},{"$f":"L15-L16","v":0},{"$f":"M15-M16","v":0},{"$f":"N15-N16","v":0},{"$f":"O15-O16","v":0},{"$f":"P15-P16","v":0},{"$f":"Q15-Q16","v":0},{"$f":"R15-R16","v":0},{"$f":"S15-S16","v":0},{"$f":"T15-T16","v":0},{"$f":"U15-U16","v":0},{"$f":"V15-V16","v":0},{"$f":"W15-W16","v":0},{"$f":"X15-X16","v":0},{"$f":"Y15-Y16","v":0},{"$f":"Z15-Z16","v":0},{"$f":"AA15-AA16","v":0},{"$f":"AB15-AB16","v":0},{"$f":"AC15-AC16","v":0},{"$f":"AD15-AD16","v":0},{"$f":"AE15-AE16","v":0},{"$f":"AF15-AF16","v":0},{"$f":"AG15-AG16","v":0},{"$f":"AH15-AH16","v":0},{"$f":"AI15-AI16","v":0},{"$f":"AJ15-AJ16","v":0},{"$f":"AK15-AK16","v":0},{"$f":"AL15-AL16","v":0},{"$f":"AM15-AM16","v":0},{"$f":"AN15-AN16","v":0},{"$f":"AO15-AO16","v":0},{"$f":"AP15-AP16","v":0},{"$f":"AQ15-AQ16","v":0},{"$f":"AR15-AR16","v":0},{"$f":"AS15-AS16","v":0},{"$f":"AT15-AT16","v":0},{"$f":"AU15-AU16","v":0},{"$f":"AV15-AV16","v":0},{"$f":"AW15-AW16","v":0},{"$f":"AX15-AX16","v":0},{"$f":"AY15-AY16","v":0},{"$f":"AZ15-AZ16","v":0},{"$f":"BA15-BA16","v":0},{"$f":"BB15-BB16","v":0},{"$f":"BC15-BC16","v":0},{"$f":"BD15-BD16","v":0},{"$f":"BE15-BE16","v":0},{"$f":"BF15-BF16","v":0},{"$f":"BG15-BG16","v":0},{"$f":"BH15-BH16","v":0},{"$f":"BI15-BI16","v":0},{"$f":"BJ15-BJ16","v":0},{"$f":"BK15-BK16","v":0},{"$f":"BL15-BL16","v":0},{"$f":"BM15-BM16","v":0}]
[null,"Battery Capacity (MWh)",null,null,null,{"$f":"VLOOKUP($H$1,Diesel_Table,9,FALSE)*F$8","v":0},0,0,0,0,0,0,0,0,0,0,0,0,0,0,0,0,0,0,0,0,0,0,0,0,0,0,0,0,0,0,0,{"$f":"VLOOKUP($H$1,Diesel_Table,9,FALSE)*AL$8","v":0},0,0,0,0,0,0,0,0,0,0,0,0,0,0,0,0,0,0,0,0,0,0,0,0,0,0,0]
[null,"Diesel Consumption (Litre)",null,{"$f":"SUM(F19:BM19)","v":40673.344677685105},null,{"$f":"Fuel_Consumption*F16*(1+Inefficiency_Factor)","v":0},0,0,0,0,0,0,2033.6672338842561,2033.6672338842561,2033.6672338842561,2033.6672338842561,2033.6672338842561,2033.6672338842561,2033.6672338842561,2033.6672338842561,2033.6672338842561,2033.6672338842561,2033.6672338842561,2033.6672338842561,2033.6672338842561,2033.6672338842561,2033.6672338842561,2033.6672338842561,2033.6672338842561,2033.6672338842561,2033.6672338842561,2033.6672338842561,0,0,0,0,0,{"$f":"Fuel_Consumption*AL16*(1+Inefficiency_Factor)","v":0},0,0,0,0,0,0,0,0,0,0,0,0,0,0,0,0,0,0,0,0,0,0,0,0,0,0,0]
[null,"CO2 Emissions (Ton)",null,{"$f":"SUM(E20:BM20)","v":113.88536509751837},null,{"$f":"F19*Carbon_Conversion/1000","v":0},{"$f":"G19*Carbon_Conversion/1000","v":0},{"$f":"H19*Carbon_Conversion/1000","v":0},{"$f":"I19*Carbon_Conversion/1000","v":0},{"$f":"J19*Carbon_Conversion/1000","v":0},{"$f":"K19*Carbon_Conversion/1000","v":0},{"$f":"L19*Carbon_Conversion/1000","v":0},{"$f":"M19*Carbon_Conversion/1000","v":5.6942682548759169},{"$f":"N19*Carbon_Conversion/1000","v":5.6942682548759169},{"$f":"O19*Carbon_Conversion/1000","v":5.6942682548759169},{"$f":"P19*Carbon_Conversion/1000","v":5.6942682548759169},{"$f":"Q19*Carbon_Conversion/1000","v":5.6942682548759169},{"$f":"R19*Carbon_Conversion/1000","v":5.6942682548759169},{"$f":"S19*Carbon_Conversion/1000","v":5.6942682548759169},{"$f":"T19*Carbon_Conversion/1000","v":5.6942682548759169},{"$f":"U19*Carbon_Conversion/1000","v":5.6942682548759169},{"$f":"V19*Carbon_Conversion/1000","v":5.6942682548759169},{"$f":"W19*Carbon_Conversion/1000","v":5.6942682548759169},{"$f":"X19*Carbon_Conversion/1000","v":5.6942682548759169},{"$f":"Y19*Carbon_Conversion/1000","v":5.6942682548759169},{"$f":"Z19*Carbon_Conversion/1000","v":5.6942682548759169},{"$f":"AA19*Carbon_Conversion/1000","v":5.6942682548759169},{"$f":"AB19*Carbon_Conversion/1000","v":5.6942682548759169},{"$f":"AC19*Carbon_Conversion/1000","v":5.6942682548759169},{"$f":"AD19*Carbon_Conversion/1000","v":5.6942682548759169},{"$f":"AE19*Carbon_Conversion/1000","v":5.6942682548759169},{"$f":"AF19*Carbon_Conversion/1000","v":5.6942682548759169},{"$f":"AG19*Carbon_Conversion/1000","v":0},{"$f":"AH19*Carbon_Conversion/1000","v":0},{"$f":"AI19*Carbon_Conversion/1000","v":0},{"$f":"AJ19*Carbon_Conversion/1000","v":0},{"$f":"AK19*Carbon_Conversion/1000","v":0},{"$f":"AL19*Carbon_Conversion/1000","v":0},{"$f":"AM19*Carbon_Conversion/1000","v":0},{"$f":"AN19*Carbon_Conversion/1000","v":0},{"$f":"AO19*Carbon_Conversion/1000","v":0},{"$f":"AP19*Carbon_Conversion/1000","v":0},{"$f":"AQ19*Carbon_Conversion/1000","v":0},{"$f":"AR19*Carbon_Conversion/1000","v":0},{"$f":"AS19*Carbon_Conversion/1000","v":0},{"$f":"AT19*Carbon_Conversion/1000","v":0},{"$f":"AU19*Carbon_Conversion/1000","v":0},{"$f":"AV19*Carbon_Conversion/1000","v":0},{"$f":"AW19*Carbon_Conversion/1000","v":0},{"$f":"AX19*Carbon_Conversion/1000","v":0},{"$f":"AY19*Carbon_Conversion/1000","v":0},{"$f":"AZ19*Carbon_Conversion/1000","v":0},{"$f":"BA19*Carbon_Conversion/1000","v":0},{"$f":"BB19*Carbon_Conversion/1000","v":0},{"$f":"BC19*Carbon_Conversion/1000","v":0},{"$f":"BD19*Carbon_Conversion/1000","v":0},{"$f":"BE19*Carbon_Conversion/1000","v":0},{"$f":"BF19*Carbon_Conversion/1000","v":0},{"$f":"BG19*Carbon_Conversion/1000","v":0},{"$f":"BH19*Carbon_Conversion/1000","v":0},{"$f":"BI19*Carbon_Conversion/1000","v":0},{"$f":"BJ19*Carbon_Conversion/1000","v":0},{"$f":"BK19*Carbon_Conversion/1000","v":0},{"$f":"BL19*Carbon_Conversion/1000","v":0},{"$f":"BM19*Carbon_Conversion/1000","v":0}]
[null,"LGC Price ($/MWh)",null,{"$f":"SUM(F21:Y21)","v":0},null,{"$f":"IF(F$4>2030,0, VLOOKUP(F$4,LGC_Table,3,FALSE))*F$8","v":0},0,0,0,0,0,0,0,0,0,0,0,0,0,0,0,0,0,0,0,0,0,0,0,0,0,0,0,0,0,0,0,0,0,0,0,0,0,0,0,0,0,0,0,0,0,0,0,0,0,0,0,0,0,0,0,0,0,0,0]
[null,"Solar Output Degradation",null,null,null,{"$f":"F$8*(1-Degradation)^F$7","v":0},0,0,0,0,0,0,0.98499999999999999,0.970225,0.95567162500000002,0.94133655062499999,0.92721650236562503,0.91330825483014066,0.89960863100768851,0.88611450154257321,0.87282278401943458,0.85973044225914308,0.84683448562525598,0.83413196834087711,0.82161998881576392,0.80929568898352755,0.79715625364877452,0.78519890984404295,0.77342092619638225,0.76181961230343653,0.75039231811888507,0.73913643334710177,0,0,0,0,0,0,0,0,0,0,0,0,0,0,0,0,0,0,0,0,0,0,0,0,0,0,0,0,0,0,0,0,0]
[null,"Solar Capacity (MW)",null,null,null,{"$f":"VLOOKUP($H$1,Diesel_Table,8,FALSE)*F$8*F22","v":0},0,0,0,0,0,0,0,0,0,0,0,0,0,0,0,0,0,0,0,0,0,0,0,0,0,0,0,0,0,0,0,{"$f":"VLOOKUP($H$1,Diesel_Table,8,FALSE)*AL$8*AL22","v":0},0,0,0,0,0,0,0,0,0,0,0,0,0,0,0,0,0,0,0,0,0,0,0,0,0,0,0]
[null,"CECV (Solar) -Matrix ($/1 MW system)",null,null,null,{"$f":"IFERROR(HLOOKUP(F$4,Matrix,2,FALSE)*F$8,E24)/100","v":0},0,0,0,0,0,0,99569.866778076947,98310.237106396598,89511.421560975374,87138.953676475387,130184.89265557574,145250.26755785232,132835.4776493056,84528.372796887139,71010.331729561149,127235.82204653906,164210.74189316755,106025.94406702035,121305.63927985281,121831.79973310171,121831.79973310171,121831.79973310171,121831.79973310171,121831.79973310171,121831.79973310171,121831.79973310171,0,0,0,0,0,{"$f":"IFERROR(HLOOKUP(AL$4,Matrix,2,FALSE)*AL$8,AK24)/100","v":0},0,0,0,0,0,0,0,0,0,0,0,0,0,0,0,0,0,0,0,0,0,0,0,0,0,0,0]
[null,"CECV (Battery) - ($/1 MWh system)",null,null,null,{"$f":"IFERROR(HLOOKUP(F$4,Matrix,3,FALSE)*F$8,E25)","v":0},0,0,0,0,0,0,33998.373655582793,31985.994134731121,28464.133440537495,41449.626126688061,42258.825250789509,37927.897698274355,43429.433957898778,46256.874119100306,44063.356980816665,50130.787200089777,59756.405175865053,82514.211576967253,66025.348344494472,64481.184278031971,64481.184278031971,64481.184278031971,64481.184278031971,64481.184278031971,64481.184278031971,64481.184278031971,0,0,0,0,0,{"$f":"IFERROR(HLOOKUP(AL$4,Matrix,3,FALSE)*AL$8,AK25)","v":0},0,0,0,0,0,0,0,0,0,0,0,0,0,0,0,0,0,0,0,0,0,0,0,0,0,0,0]
[null,"Solar Maximum Output (MWh)",null,{"$f":"SUM(F26:BM26)","v":0},null,{"$f":"F23*Average_Solar_Output*365*F$8*F22","v":0},0,0,0,0,0,0,0,0,0,0,0,0,0,0,0,0,0,0,0,0,0,0,0,0,0,0,0,0,0,0,0,{"$f":"AL23*Average_Solar_Output*365*AL$8*AL22","v":0},0,0,0,0,0,0,0,0,0,0,0,0,0,0,0,0,0,0,0,0,0,0,0,0,0,0,0]
[null,"Carbon Conversion FOR Solar Output(%)",null,null,null,{"$f":"IFERROR(HLOOKUP(F$4,Carbon_Table,2,FALSE),0)*F$8","v":0},0,0,0,0,0,0,0.46,0.42,0.36,0.28999999999999998,0.26,0.24,0.22,0.21,0.19,0.18,0.16,0.14000000000000001,0.13,0.11,0.1,0.08,0.06,0.05,0.03,0.02,0,0,0,0,0,{"$f":"IFERROR(HLOOKUP(AL$4,Carbon_Table,2,FALSE),0)*AL$8","v":0},0,0,0,0,0,0,0,0,0,0,0,0,0,0,0,0,0,0,0,0,0,0,0,0,0,0,0]
[null,"CO2 Emissions Credit From Solar(Ton)",null,{"$f":"SUM(F28:BM28)","v":0},null,{"$f":"F27*F26","v":0},{"$f":"G27*G26","v":0},0,0,0,0,0,0,0,0,0,0,0,0,0,0,0,0,0,0,0,0,0,0,0,0,0,0,0,0,0,0,0,0,0,0,0,0,0,0,0,0,0,0,0,0,0,0,0,0,0,0,0,0,0,0,0,0,0,0]
[null,"Carbon Cost/Credit ($/ton)",null,null,null,{"$f":"IFERROR(HLOOKUP(F$4,Carbon_Table,3,FALSE),0)*F$8","v":0},0,0,0,0,0,0,114,124,134,146,157,169,181,194,207,221,236,252,268,286,305,325,346,369,393,420,0,0,0,0,0,0,0,0,0,0,0,0,0,0,0,0,0,0,0,0,0,0,0,0,0,0,0,0,0,0,0,0,0]
[]
[null,"Cashflow Inflow (Benefit)",null,"Sum"]
[null,"VNR Benefit",null,{"$f":"SUM(F32:BM32)","v":6651850.8040069407},null,{"$f":"F$11","v":0},{"$f":"G$11","v":0},0,0,0,0,0,332592.54020034696,332592.54020034696,332592.54020034696,332592.54020034696,332592.54020034696,332592.54020034696,332592.54020034696,332592.54020034696,332592.54020034696,332592.54020034696,332592.54020034696,332592.54020034696,332592.54020034696,332592.54020034696,332592.54020034696,332592.54020034696,332592.54020034696,332592.54020034696,332592.54020034696,332592.54020034696,0,0,0,0,0,0,0,0,0,0,0,0,0,0,0,0,0,0,0,0,0,0,0,0,0,0,0,0,0,0,0,0,0]
[null,"CECV (Solar)",null,{"$f":"SUM(E33:BM33)","v":0},null,{"$f":"F24*F23","v":0},{"$f":"G24*G23","v":0},0,0,0,0,0,0,0,0,0,0,0,0,0,0,0,0,0,0,0,0,0,0,0,0,0,0,0,0,0,0,0,0,0,0,0,0,0,0,0,0,0,0,0,0,0,0,0,0,0,0,0,0,0,0,0,0,0,0]
[null,"CECV (Battery)",null,{"$f":"SUM(E34:BM34)","v":0},null,{"$f":"F18*F25","v":0},{"$f":"G18*G25","v":0},0,0,0,0,0,0,0,0,0,0,0,0,0,0,0,0,0,0,0,0,0,0,0,0,0,0,0,0,0,0,0,0,0,0,0,0,0,0,0,0,0,0,0,0,0,0,0,0,0,0,0,0,0,0,0,0,0,0]
[null,"LGC Benefit",null,{"$f":"SUM(E35:BM35)","v":0},null,{"$f":"F26*F21","v":0},0,0,0,0,0,0,0,0,0,0,0,0,0,0,0,0,0,0,0,0,0,0,0,0,0,0,0,0,0,0,0,{"$f":"AL26*AL21","v":0},0,0,0,0,0,0,0,0,0,0,0,0,0,0,0,0,0,0,0,0,0,0,0,0,0,0,0]
[null,"Carbon Credit",null,{"$f":"SUM(E36:BM36)","v":0},null,{"$f":"F29*F28","v":0},0,0,0,0,0,0,0,0,0,0,0,0,0,0,0,0,0,0,0,0,0,0,0,0,0,0,0,0,0,0,0,{"$f":"AL29*AL28","v":0},0,0,0,0,0,0,0,0,0,0,0,0,0,0,0,0,0,0,0,0,0,0,0,0,0,0,0]
[null,"Total Cashflow Inflow",null,{"$f":"SUM(F37:BM37)","v":6651850.8040069407},null,{"$f":"SUM(F32:F36)","v":0},0,0,0,0,0,0,332592.54020034696,332592.54020034696,332592.54020034696,332592.54020034696,332592.54020034696,332592.54020034696,332592.54020034696,332592.54020034696,332592.54020034696,332592.54020034696,332592.54020034696,332592.54020034696,332592.54020034696,332592.54020034696,332592.54020034696,332592.54020034696,332592.54020034696,332592.54020034696,332592.54020034696,332592.54020034696,0,0,0,0,0,{"$f":"SUM(AL32:AL36)","v":0},0,0,0,0,0,0,0,0,0,0,0,0,0,0,0,0,0,0,0,0,0,0,0,0,0,0,0]
[]
[null,"Cashflow Outflow"]
[null,"Diesel Capex",null,{"$f":"SUM(F40:BM40)","v":560000},null,{"$f":"VLOOKUP($H$1,Diesel_Table,10,FALSE)*F$5","v":0},0,0,0,0,0,560000,0,0,0,0,0,0,0,0,0,0,0,0,0,0,0,0,0,0,0,0,0,0,0,0,0,{"$f":"VLOOKUP($H$1,Diesel_Table,10,FALSE)*AL$5","v":0},0,0,0,0,0,0,0,0,0,0,0,0,0,0,0,0,0,0,0,0,0,0,0,0,0,0,0]
[null,"PV Capex",null,{"$f":"SUM(E41:BM41)","v":0},null,{"$f":"VLOOKUP($H$1,Diesel_Table,11,FALSE)*F$5","v":0},0,0,0,0,0,0,0,0,0,0,0,0,0,0,0,0,0,0,0,0,0,0,0,0,0,0,0,0,0,0,0,{"$f":"VLOOKUP($H$1,Diesel_Table,11,FALSE)*AL$5","v":0},0,0,0,0,0,0,0,0,0,0,0,0,0,0,0,0,0,0,0,0,0,0,0,0,0,0,0]
[null,"Battery Capex",null,0,null,{"$f":"VLOOKUP($H$1,Diesel_Table,12,FALSE)*F$5","v":0},0,0,0,0,0,0,0,0,0,0,0,0,0,0,0,0,0,0,0,0,0,0,0,0,0,0,0,0,0,0,0,{"$f":"VLOOKUP($H$1,Diesel_Table,12,FALSE)*AL$5","v":0},0,0,0,0,0,0,0,0,0,0,0,0,0,0,0,0,0,0,0,0,0,0,0,0,0,0,0]
[null,"Fixed Cost",null,3180000,null,{"$f":"VLOOKUP($H$1,Diesel_Table,13,FALSE)*F$5","v":0},0,0,0,0,0,3180000,0,0,0,0,0,0,0,0,0,0,0,0,0,0,0,0,0,0,0,0,0,0,0,0,0,{"$f":"VLOOKUP($H$1,Diesel_Table,13,FALSE)*AL$5","v":0},0,0,0,0,0,0,0,0,0,0,0,0,0,0,0,0,0,0,0,0,0,0,0,0,0,0,0]
[null,"Diesel Fuel Cost",null,{"$f":"SUM(E44:BM44)","v":89481.358290907257},null,{"$f":"F19*(Fuel_Price)","v":0},0,0,0,0,0,0,4474.0679145453641,4474.0679145453641,4474.0679145453641,4474.0679145453641,4474.0679145453641,4474.0679145453641,4474.0679145453641,4474.0679145453641,4474.0679145453641,4474.0679145453641,4474.0679145453641,4474.0679145453641,4474.0679145453641,4474.0679145453641,4474.0679145453641,4474.0679145453641,4474.0679145453641,4474.0679145453641,4474.0679145453641,4474.0679145453641,0,0,0,0,0,0,0,0,0,0,0,0,0,0,0,0,0,0,0,0,0,0,0,0,0,0,0,0,0,0,0,0,0]
[null,"Carbon Cost",null,{"$f":"SUM(E45:BM45)","v":27600.118231383571},null,{"$f":"F20*F29","v":0},0,0,0,0,0,0,649.14658105585454,706.08926360461373,763.03194615337281,831.36316521188382,894.00011601551898,962.33133507402999,1030.6625541325409,1104.6880414459279,1178.7135287593148,1258.4332843275777,1343.8473081507163,1434.9556002287311,1526.0638923067456,1628.5607208945123,1736.7518177371546,1850.637182834673,1970.2168161870673,2101.1849860492134,2237.8474241662352,2391.5926670478852,0,0,0,0,0,{"$f":"AL20*AL29","v":0},0,0,0,0,0,0,0,0,0,0,0,0,0,0,0,0,0,0,0,0,0,0,0,0,0,0,0]
[null,"O&M",null,{"$f":"SUM(F46:BM46)","v":641600},null,{"$f":"(SUM($F41:F$43)*Renewable_O_M+SUM($F40:F$40)*Diesel_O_M)*F$8","v":0},{"$f":"(SUM($F41:G$43)*Renewable_O_M+SUM($F40:G$40)*Diesel_O_M)*G$8","v":0},{"$f":"(SUM($F41:H$43)*Renewable_O_M+SUM($F40:H$40)*Diesel_O_M)*H$8","v":0},{"$f":"(SUM($F41:I$43)*Renewable_O_M+SUM($F40:I$40)*Diesel_O_M)*I$8","v":0},{"$f":"(SUM($F41:J$43)*Renewable_O_M+SUM($F40:J$40)*Diesel_O_M)*J$8","v":0},{"$f":"(SUM($F41:K$43)*Renewable_O_M+SUM($F40:K$40)*Diesel_O_M)*K$8","v":0},{"$f":"(SUM($F41:L$43)*Renewable_O_M+SUM($F40:L$40)*Diesel_O_M)*L$8","v":0},{"$f":"(SUM($F41:M$43)*Renewable_O_M+SUM($F40:M$40)*Diesel_O_M)*M$8","v":32080},{"$f":"(SUM($F41:N$43)*Renewable_O_M+SUM($F40:N$40)*Diesel_O_M)*N$8","v":32080},{"$f":"(SUM($F41:O$43)*Renewable_O_M+SUM($F40:O$40)*Diesel_O_M)*O$8","v":32080},{"$f":"(SUM($F41:P$43)*Renewable_O_M+SUM($F40:P$40)*Diesel_O_M)*P$8","v":32080},{"$f":"(SUM($F41:Q$43)*Renewable_O_M+SUM($F40:Q$40)*Diesel_O_M)*Q$8","v":32080},{"$f":"(SUM($F41:R$43)*Renewable_O_M+SUM($F40:R$40)*Diesel_O_M)*R$8","v":32080},{"$f":"(SUM($F41:S$43)*Renewable_O_M+SUM($F40:S$40)*Diesel_O_M)*S$8","v":32080},{"$f":"(SUM($F41:T$43)*Renewable_O_M+SUM($F40:T$40)*Diesel_O_M)*T$8","v":32080},{"$f":"(SUM($F41:U$43)*Renewable_O_M+SUM($F40:U$40)*Diesel_O_M)*U$8","v":32080},{"$f":"(SUM($F41:V$43)*Renewable_O_M+SUM($F40:V$40)*Diesel_O_M)*V$8","v":32080},{"$f":"(SUM($F41:W$43)*Renewable_O_M+SUM($F40:W$40)*Diesel_O_M)*W$8","v":32080},{"$f":"(SUM($F41:X$43)*Renewable_O_M+SUM($F40:X$40)*Diesel_O_M)*X$8","v":32080},{"$f":"(SUM($F41:Y$43)*Renewable_O_M+SUM($F40:Y$40)*Diesel_O_M)*Y$8","v":32080},{"$f":"(SUM($F41:Z$43)*Renewable_O_M+SUM($F40:Z$40)*Diesel_O_M)*Z$8","v":32080},{"$f":"(SUM($F41:AA$43)*Renewable_O_M+SUM($F40:AA$40)*Diesel_O_M)*AA$8","v":32080},{"$f":"(SUM($F41:AB$43)*Renewable_O_M+SUM($F40:AB$40)*Diesel_O_M)*AB$8","v":32080},{"$f":"(SUM($F41:AC$43)*Renewable_O_M+SUM($F40:AC$40)*Diesel_O_M)*AC$8","v":32080},{"$f":"(SUM($F41:AD$43)*Renewable_O_M+SUM($F40:AD$40)*Diesel_O_M)*AD$8","v":32080},{"$f":"(SUM($F41:AE$43)*Renewable_O_M+SUM($F40:AE$40)*Diesel_O_M)*AE$8","v":32080},{"$f":"(SUM($F41:AF$43)*Renewable_O_M+SUM($F40:AF$40)*Diesel_O_M)*AF$8","v":32080},{"$f":"(SUM($F41:AG$43)*Renewable_O_M+SUM($F40:AG$40)*Diesel_O_M)*AG$8","v":0},{"$f":"(SUM($F41:AH$43)*Renewable_O_M+SUM($F40:AH$40)*Diesel_O_M)*AH$8","v":0},{"$f":"(SUM($F41:AI$43)*Renewable_O_M+SUM($F40:AI$40)*Diesel_O_M)*AI$8","v":0},{"$f":"(SUM($F41:AJ$43)*Renewable_O_M+SUM($F40:AJ$40)*Diesel_O_M)*AJ$8","v":0},{"$f":"(SUM($F41:AK$43)*Renewable_O_M+SUM($F40:AK$40)*Diesel_O_M)*AK$8","v":0},{"$f":"(SUM($F41:AL$43)*Renewable_O_M+SUM($F40:AL$40)*Diesel_O_M)*AL$8","v":0},{"$f":"(SUM($F41:AM$43)*Renewable_O_M+SUM($F40:AM$40)*Diesel_O_M)*AM$8","v":0},{"$f":"(SUM($F41:AN$43)*Renewable_O_M+SUM($F40:AN$40)*Diesel_O_M)*AN$8","v":0},{"$f":"(SUM($F41:AO$43)*Renewable_O_M+SUM($F40:AO$40)*Diesel_O_M)*AO$8","v":0},{"$f":"(SUM($F41:AP$43)*Renewable_O_M+SUM($F40:AP$40)*Diesel_O_M)*AP$8","v":0},{"$f":"(SUM($F41:AQ$43)*Renewable_O_M+SUM($F40:AQ$40)*Diesel_O_M)*AQ$8","v":0},{"$f":"(SUM($F41:AR$43)*Renewable_O_M+SUM($F40:AR$40)*Diesel_O_M)*AR$8","v":0},{"$f":"(SUM($F41:AS$43)*Renewable_O_M+SUM($F40:AS$40)*Diesel_O_M)*AS$8","v":0},{"$f":"(SUM($F41:AT$43)*Renewable_O_M+SUM($F40:AT$40)*Diesel_O_M)*AT$8","v":0},{"$f":"(SUM($F41:AU$43)*Renewable_O_M+SUM($F40:AU$40)*Diesel_O_M)*AU$8","v":0},{"$f":"(SUM($F41:AV$43)*Renewable_O_M+SUM($F40:AV$40)*Diesel_O_M)*AV$8","v":0},{"$f":"(SUM($F41:AW$43)*Renewable_O_M+SUM($F40:AW$40)*Diesel_O_M)*AW$8","v":0},{"$f":"(SUM($F41:AX$43)*Renewable_O_M+SUM($F40:AX$40)*Diesel_O_M)*AX$8","v":0},{"$f":"(SUM($F41:AY$43)*Renewable_O_M+SUM($F40:AY$40)*Diesel_O_M)*AY$8","v":0},{"$f":"(SUM($F41:AZ$43)*Renewable_O_M+SUM($F40:AZ$40)*Diesel_O_M)*AZ$8","v":0},{"$f":"(SUM($F41:BA$43)*Renewable_O_M+SUM($F40:BA$40)*Diesel_O_M)*BA$8","v":0},{"$f":"(SUM($F41:BB$43)*Renewable_O_M+SUM($F40:BB$40)*Diesel_O_M)*BB$8","v":0},{"$f":"(SUM($F41:BC$43)*Renewable_O_M+SUM($F40:BC$40)*Diesel_O_M)*BC$8","v":0},{"$f":"(SUM($F41:BD$43)*Renewable_O_M+SUM($F40:BD$40)*Diesel_O_M)*BD$8","v":0},{"$f":"(SUM($F41:BE$43)*Renewable_O_M+SUM($F40:BE$40)*Diesel_O_M)*BE$8","v":0},{"$f":"(SUM($F41:BF$43)*Renewable_O_M+SUM($F40:BF$40)*Diesel_O_M)*BF$8","v":0},{"$f":"(SUM($F41:BG$43)*Renewable_O_M+SUM($F40:BG$40)*Diesel_O_M)*BG$8","v":0},{"$f":"(SUM($F41:BH$43)*Renewable_O_M+SUM($F40:BH$40)*Diesel_O_M)*BH$8","v":0},{"$f":"(SUM($F41:BI$43)*Renewable_O_M+SUM($F40:BI$40)*Diesel_O_M)*BI$8","v":0},{"$f":"(SUM($F41:BJ$43)*Renewable_O_M+SUM($F40:BJ$40)*Diesel_O_M)*BJ$8","v":0},{"$f":"(SUM($F41:BK$43)*Renewable_O_M+SUM($F40:BK$40)*Diesel_O_M)*BK$8","v":0},{"$f":"(SUM($F41:BL$43)*Renewable_O_M+SUM($F40:BL$40)*Diesel_O_M)*BL$8","v":0},{"$f":"(SUM($F41:BM$43)*Renewable_O_M+SUM($F40:BM$40)*Diesel_O_M)*BM$8","v":0}]
[null,"Total Cashflow Outflow",null,{"$f":"SUM(F47:BM47)","v":4498681.476522292},null,{"$f":"SUM(F40:F46)","v":0},0,0,0,0,0,3740000,37203.21449560122,37260.157178149981,37317.099860698734,37385.431079757247,37448.068030560884,37516.399249619397,37584.730468677903,37658.755955991292,37732.781443304681,37812.501198872938,37897.91522269608,37989.023514774097,38080.131806852107,38182.628635439876,38290.819732282522,38404.705097380036,38524.284730732434,38655.252900594576,38791.915338711602,38945.660581593249,0,0,0,0,0,0,0,0,0,0,0,0,0,0,0,0,0,0,0,0,0,0,0,0,0,0,0,0,0,0,0,0,0]
[]
[null,"Net Cashflow",null,{"$f":"SUM(F49:BM49)","v":2153169.3274846487},null,{"$f":"F37-F47","v":0},{"$f":"G37-G47","v":0},0,0,0,0,-3740000,295389.32570474572,295332.383022197,295275.44033964822,295207.10912058974,295144.47216978611,295076.14095072757,295007.80973166908,294933.78424435569,294859.75875704229,294780.03900147404,294694.62497765088,294603.51668557286,294512.40839349484,294409.91156490706,294301.72046806442,294187.83510296693,294068.25546961452,293937.28729975241,293800.62486163538,293646.87961875374,0,0,0,0,0,0,0,0,0,0,0,0,0,0,0,0,0,0,0,0,0,0,0,0,0,0,0,0,0,0,0,0,0]
[]
[null,"NPV",null,{"$f":"NPV(WACC,DCF!F49:BM49)","v":353088.12816029781}]
[]
[null,"Pure Renewable ( Solar & BESS)"]
[]
[null,"Targeted Unserved Energy(MWh)",null,{"$f":"SUM(F55:BM55)","v":125.53501443729972},null,{"$f":"VLOOKUP($H$1,Data_Table_1,23,FALSE)*F$8","v":0},0,0,0,0,0,0,6.2767507218649881,6.2767507218649881,6.2767507218649881,6.2767507218649881,6.2767507218649881,6.2767507218649881,6.2767507218649881,6.2767507218649881,6.2767507218649881,6.2767507218649881,6.2767507218649881,6.2767507218649881,6.2767507218649881,6.2767507218649881,6.2767507218649881,6.2767507218649881,6.2767507218649881,6.2767507218649881,6.2767507218649881,6.2767507218649881,0,0,0,0,0,{"$f":"VLOOKUP($H$1,Data_Table_1,23,FALSE)*AL$8","v":0},0,0,0,0,0,0,0,0,0,0,0,0,0,0,0,0,0,0,0,0,0,0,0,0,0,0,0]
[null,"Diesel Output (MWh)",null,0,null,{"$f":"VLOOKUP($H$1,Pure_Renewable,4,FALSE)*F55","v":0},0,0,0,0,0,0,0,0,0,0,0,0,0,0,0,0,0,0,0,0,0,0,0,0,0,0,0,0,0,0,0,{"$f":"VLOOKUP($H$1,Pure_Renewable,4,FALSE)*AL55","v":0},0,0,0,0,0,0,0,0,0,0,0,0,0,0,0,0,0,0,0,0,0,0,0,0,0,0,0]
[null,"Renewable Output (MWh)",null,125.53501443729972,null,{"$f":"F55-F56","v":0},{"$f":"G55-G56","v":0},{"$f":"H55-H56","v":0},{"$f":"I55-I56","v":0},{"$f":"J55-J56","v":0},{"$f":"K55-K56","v":0},{"$f":"L55-L56","v":0},{"$f":"M55-M56","v":6.2767507218649881},{"$f":"N55-N56","v":6.2767507218649881},{"$f":"O55-O56","v":6.2767507218649881},{"$f":"P55-P56","v":6.2767507218649881},{"$f":"Q55-Q56","v":6.2767507218649881},{"$f":"R55-R56","v":6.2767507218649881},{"$f":"S55-S56","v":6.2767507218649881},{"$f":"T55-T56","v":6.2767507218649881},{"$f":"U55-U56","v":6.2767507218649881},{"$f":"V55-V56","v":6.2767507218649881},{"$f":"W55-W56","v":6.2767507218649881},{"$f":"X55-X56","v":6.2767507218649881},{"$f":"Y55-Y56","v":6.2767507218649881},{"$f":"Z55-Z56","v":6.2767507218649881},{"$f":"AA55-AA56","v":6.2767507218649881},{"$f":"AB55-AB56","v":6.2767507218649881},{"$f":"AC55-AC56","v":6.2767507218649881},{"$f":"AD55-AD56","v":6.2767507218649881},{"$f":"AE55-AE56","v":6.2767507218649881},{"$f":"AF55-AF56","v":6.2767507218649881},{"$f":"AG55-AG56","v":0},{"$f":"AH55-AH56","v":0},{"$f":"AI55-AI56","v":0},{"$f":"AJ55-AJ56","v":0},{"$f":"AK55-AK56","v":0},{"$f":"AL55-AL56","v":0},{"$f":"AM55-AM56","v":0},{"$f":"AN55-AN56","v":0},{"$f":"AO55-AO56","v":0},{"$f":"AP55-AP56","v":0},{"$f":"AQ55-AQ56","v":0},{"$f":"AR55-AR56","v":0},{"$f":"AS55-AS56","v":0},{"$f":"AT55-AT56","v":0},{"$f":"AU55-AU56","v":0},{"$f":"AV55-AV56","v":0},{"$f":"AW55-AW56","v":0},{"$f":"AX55-AX56","v":0},{"$f":"AY55-AY56","v":0},{"$f":"AZ55-AZ56","v":0},{"$f":"BA55-BA56","v":0},{"$f":"BB55-BB56","v":0},{"$f":"BC55-BC56","v":0},{"$f":"BD55-BD56","v":0},{"$f":"BE55-BE56","v":0},{"$f":"BF55-BF56","v":0},{"$f":"BG55-BG56","v":0},{"$f":"BH55-BH56","v":0},{"$f":"BI55-BI56","v":0},{"$f":"BJ55-BJ56","v":0},{"$f":"BK55-BK56","v":0},{"$f":"BL55-BL56","v":0},{"$f":"BM55-BM56","v":0}]
[null,"Battery Capacity (MWh)",null,null,null,{"$f":"VLOOKUP($H$1,Pure_Renewable,9,FALSE)*F$8","v":0},0,0,0,0,0,0,5.2658371040723981,5.2658371040723981,5.2658371040723981,5.2658371040723981,5.2658371040723981,5.2658371040723981,5.2658371040723981,5.2658371040723981,5.2658371040723981,5.2658371040723981,5.2658371040723981,5.2658371040723981,5.2658371040723981,5.2658371040723981,5.2658371040723981,5.2658371040723981,5.2658371040723981,5.2658371040723981,5.2658371040723981,5.2658371040723981,0,0,0,0,0,{"$f":"VLOOKUP($H$1,Pure_Renewable,9,FALSE)*AL$8","v":0},0,0,0,0,0,0,0,0,0,0,0,0,0,0,0,0,0,0,0,0,0,0,0,0,0,0,0]
[null,"Diesel Consumption (Litre)",null,{"$f":"SUM(F59:BM59)","v":0},null,{"$f":"Fuel_Consumption*F56*(1+Inefficiency_Factor)","v":0},0,0,0,0,0,0,0,0,0,0,0,0,0,0,0,0,0,0,0,0,0,0,0,0,0,0,0,0,0,0,0,{"$f":"Fuel_Consumption*AL56*(1+Inefficiency_Factor)","v":0},0,0,0,0,0,0,0,0,0,0,0,0,0,0,0,0,0,0,0,0,0,0,0,0,0,0,0]
[null,"CO2 Emissions (Ton)",null,{"$f":"SUM(E60:BM60)","v":0},null,{"$f":"F59*Carbon_Conversion/1000","v":0},{"$f":"G59*Carbon_Conversion/1000","v":0},{"$f":"H59*Carbon_Conversion/1000","v":0},{"$f":"I59*Carbon_Conversion/1000","v":0},{"$f":"J59*Carbon_Conversion/1000","v":0},{"$f":"K59*Carbon_Conversion/1000","v":0},{"$f":"L59*Carbon_Conversion/1000","v":0},{"$f":"M59*Carbon_Conversion/1000","v":0},{"$f":"N59*Carbon_Conversion/1000","v":0},{"$f":"O59*Carbon_Conversion/1000","v":0},{"$f":"P59*Carbon_Conversion/1000","v":0},{"$f":"Q59*Carbon_Conversion/1000","v":0},{"$f":"R59*Carbon_Conversion/1000","v":0},{"$f":"S59*Carbon_Conversion/1000","v":0},{"$f":"T59*Carbon_Conversion/1000","v":0},{"$f":"U59*Carbon_Conversion/1000","v":0},{"$f":"V59*Carbon_Conversion/1000","v":0},{"$f":"W59*Carbon_Conversion/1000","v":0},{"$f":"X59*Carbon_Conversion/1000","v":0},{"$f":"Y59*Carbon_Conversion/1000","v":0},{"$f":"Z59*Carbon_Conversion/1000","v":0},{"$f":"AA59*Carbon_Conversion/1000","v":0},{"$f":"AB59*Carbon_Conversion/1000","v":0},{"$f":"AC59*Carbon_Conversion/1000","v":0},{"$f":"AD59*Carbon_Conversion/1000","v":0},{"$f":"AE59*Carbon_Conversion/1000","v":0},{"$f":"AF59*Carbon_Conversion/1000","v":0},{"$f":"AG59*Carbon_Conversion/1000","v":0},{"$f":"AH59*Carbon_Conversion/1000","v":0},{"$f":"AI59*Carbon_Conversion/1000","v":0},{"$f":"AJ59*Carbon_Conversion/1000","v":0},{"$f":"AK59*Carbon_Conversion/1000","v":0},{"$f":"AL59*Carbon_Conversion/1000","v":0},{"$f":"AM59*Carbon_Conversion/1000","v":0},{"$f":"AN59*Carbon_Conversion/1000","v":0},{"$f":"AO59*Carbon_Conversion/1000","v":0},{"$f":"AP59*Carbon_Conversion/1000","v":0},{"$f":"AQ59*Carbon_Conversion/1000","v":0},{"$f":"AR59*Carbon_Conversion/1000","v":0},{"$f":"AS59*Carbon_Conversion/1000","v":0},{"$f":"AT59*Carbon_Conversion/1000","v":0},{"$f":"AU59*Carbon_Conversion/1000","v":0},{"$f":"AV59*Carbon_Conversion/1000","v":0},{"$f":"AW59*Carbon_Conversion/1000","v":0},{"$f":"AX59*Carbon_Conversion/1000","v":0},{"$f":"AY59*Carbon_Conversion/1000","v":0},{"$f":"AZ59*Carbon_Conversion/1000","v":0},{"$f":"BA59*Carbon_Conversion/1000","v":0},{"$f":"BB59*Carbon_Conversion/1000","v":0},{"$f":"BC59*Carbon_Conversion/1000","v":0},{"$f":"BD59*Carbon_Conversion/1000","v":0},{"$f":"BE59*Carbon_Conversion/1000","v":0},{"$f":"BF59*Carbon_Conversion/1000","v":0},{"$f":"BG59*Carbon_Conversion/1000","v":0},{"$f":"BH59*Carbon_Conversion/1000","v":0},{"$f":"BI59*Carbon_Conversion/1000","v":0},{"$f":"BJ59*Carbon_Conversion/1000","v":0},{"$f":"BK59*Carbon_Conversion/1000","v":0},{"$f":"BL59*Carbon_Conversion/1000","v":0},{"$f":"BM59*Carbon_Conversion/1000","v":0}]
[null,"LGC Price ($/MWh)",null,{"$f":"SUM(F61:Y61)","v":0},null,{"$f":"IF(F$4>2030,0, VLOOKUP(F$4,LGC_Table,3,FALSE))*F$8","v":0},0,0,0,0,0,0,0,0,0,0,0,0,0,0,0,0,0,0,0,0,0,0,0,0,0,0,0,0,0,0,0,0,0,0,0,0,0,0,0,0,0,0,0,0,0,0,0,0,0,0,0,0,0,0,0,0,0,0,0]
[null,"Solar Output Degradation",null,null,null,{"$f":"F$8*(1-Degradation)^F$7","v":0},0,0,0,0,0,0,0.98499999999999999,0.970225,0.95567162500000002,0.94133655062499999,0.92721650236562503,0.91330825483014066,0.89960863100768851,0.88611450154257321,0.87282278401943458,0.85973044225914308,0.84683448562525598,0.83413196834087711,0.82161998881576392,0.80929568898352755,0.79715625364877452,0.78519890984404295,0.77342092619638225,0.76181961230343653,0.75039231811888507,0.73913643334710177,0,0,0,0,0,0,0,0,0,0,0,0,0,0,0,0,0,0,0,0,0,0,0,0,0,0,0,0,0,0,0,0,0]
[null,"Solar Capacity (MW)",null,null,null,{"$f":"VLOOKUP($H$1,Pure_Renewable,8,FALSE)*F$8*F62","v":0},0,0,0,0,0,0,2.5934247737556562,2.5545234021493211,2.5162055511170816,2.4784624678503251,2.4412855308325705,2.404666247870082,2.3685962541520307,2.3330673103397501,2.2980713006846538,2.2636002311743839,2.2296462277067683,2.1962015342911667,2.163258511276799,2.1308096336076474,2.0988474891035325,2.0673647767669796,2.0363543051154749,2.0058089905387426,1.9757218556806617,1.9460860278454517,0,0,0,0,0,{"$f":"VLOOKUP($H$1,Pure_Renewable,8,FALSE)*AL$8*AL62","v":0},0,0,0,0,0,0,0,0,0,0,0,0,0,0,0,0,0,0,0,0,0,0,0,0,0,0,0]
[null,"CECV (Solar) -Matrix ($/1 MW system)",null,null,null,{"$f":"IFERROR(HLOOKUP(F$4,Matrix,2,FALSE)*F$8,E64)/100","v":0},0,0,0,0,0,0,99569.866778076947,98310.237106396598,89511.421560975374,87138.953676475387,130184.89265557574,145250.26755785232,132835.4776493056,84528.372796887139,71010.331729561149,127235.82204653906,164210.74189316755,106025.94406702035,121305.63927985281,121831.79973310171,121831.79973310171,121831.79973310171,121831.79973310171,121831.79973310171,121831.79973310171,121831.79973310171,0,0,0,0,0,{"$f":"IFERROR(HLOOKUP(AL$4,Matrix,2,FALSE)*AL$8,AK64)/100","v":0},0,0,0,0,0,0,0,0,0,0,0,0,0,0,0,0,0,0,0,0,0,0,0,0,0,0,0]
[null,"CECV (Battery) - ($/1 MWh system)",null,null,null,{"$f":"IFERROR(HLOOKUP(F$4,Matrix,3,FALSE)*F$8,E65)","v":0},0,0,0,0,0,0,33998.373655582793,31985.994134731121,28464.133440537495,41449.626126688061,42258.825250789509,37927.897698274355,43429.433957898778,46256.874119100306,44063.356980816665,50130.787200089777,59756.405175865053,82514.211576967253,66025.348344494472,64481.184278031971,64481.184278031971,64481.184278031971,64481.184278031971,64481.184278031971,64481.184278031971,64481.184278031971,0,0,0,0,0,{"$f":"IFERROR(HLOOKUP(AL$4,Matrix,3,FALSE)*AL$8,AK65)","v":0},0,0,0,0,0,0,0,0,0,0,0,0,0,0,0,0,0,0,0,0,0,0,0,0,0,0,0]
[null,"Solar Maximum Output (MWh)",null,{"$f":"SUM(F66:BM66)","v":56827.434804899742},null,{"$f":"F63*Average_Solar_Output*365*F$8*F62","v":0},0,0,0,0,0,0,3729.604167138009,3618.5552030614749,3510.8127218903201,3406.2782730960348,3304.8563375146009,3206.4542400651039,3110.9820650671654,3018.3525740797904,2928.4811261865643,2841.2856006543593,2756.6863218948765,2674.605986660456,2594.9695934076408,2517.7043737639292,2442.7397260351072,2370.0071506924123,2299.4401877805453,2230.9743561893797,2164.5470947338413,2100.0977049881408,0,0,0,0,0,{"$f":"AL63*Average_Solar_Output*365*AL$8*AL62","v":0},0,0,0,0,0,0,0,0,0,0,0,0,0,0,0,0,0,0,0,0,0,0,0,0,0,0,0]
[null,"Carbon Conversion FOR Solar Output(%)",null,null,null,{"$f":"IFERROR(HLOOKUP(F$4,Carbon_Table,2,FALSE),0)*F$8","v":0},0,0,0,0,0,0,0.46,0.42,0.36,0.28999999999999998,0.26,0.24,0.22,0.21,0.19,0.18,0.16,0.14000000000000001,0.13,0.11,0.1,0.08,0.06,0.05,0.03,0.02,0,0,0,0,0,{"$f":"IFERROR(HLOOKUP(AL$4,Carbon_Table,2,FALSE),0)*AL$8","v":0},0,0,0,0,0,0,0,0,0,0,0,0,0,0,0,0,0,0,0,0,0,0,0,0,0,0,0]
[null,"CO2 Emissions Credit From Solar(Ton)",null,{"$f":"SUM(F68:BM68)","v":11722.185182151507},null,{"$f":"F67*F66","v":0},{"$f":"G67*G66","v":0},0,0,0,0,0,1715.6179168834842,1519.7931852858194,1263.8925798805151,987.82069919784999,859.26264775379627,769.54901761562496,684.41605431477637,633.85404055675599,556.4114139754472,511.43140811778466,441.06981150318023,374.44483813246387,337.34604714299331,276.9474811140322,244.27397260351074,189.600572055393,137.96641126683272,111.548717809469,64.93641284201523,42.00195409976282,0,0,0,0,0,0,0,0,0,0,0,0,0,0,0,0,0,0,0,0,0,0,0,0,0,0,0,0,0,0,0,0,0]
[null,"Carbon Credit ($/ton)",null,null,null,{"$f":"IFERROR(HLOOKUP(F$4,Carbon_Table,3,FALSE),0)*F$8","v":0},0,0,0,0,0,0,114,124,134,146,157,169,181,194,207,221,236,252,268,286,305,325,346,369,393,420,0,0,0,0,0,0,0,0,0,0,0,0,0,0,0,0,0,0,0,0,0,0,0,0,0,0,0,0,0,0,0,0,0]
[]
[null,"Cashflow Inflow (Benefit)",null,"Sum"]
[null,"VNR Benefit",null,{"$f":"SUM(F72:BM72)","v":6651850.8040069407},null,{"$f":"F$11","v":0},{"$f":"G$11","v":0},0,0,0,0,0,332592.54020034696,332592.54020034696,332592.54020034696,332592.54020034696,332592.54020034696,332592.54020034696,332592.54020034696,332592.54020034696,332592.54020034696,332592.54020034696,332592.54020034696,332592.54020034696,332592.54020034696,332592.54020034696,332592.54020034696,332592.54020034696,332592.54020034696,332592.54020034696,332592.54020034696,332592.54020034696,0,0,0,0,0,0,0,0,0,0,0,0,0,0,0,0,0,0,0,0,0,0,0,0,0,0,0,0,0,0,0,0,0]
[null,"CECV (Solar)",null,{"$f":"SUM(E73:BM73)","v":5179545.3846227238},null,{"$f":"F64*F63","v":0},{"$f":"G64*G63","v":0},0,0,0,0,0,258226.95922181502,251135.80135913866,225229.13582010745,215970.62617489236,317818.49477304844,349278.41589046625,314633.61477864103,197210.38336862918,163186.80539980132,288011.03619820857,366131.8612110308,232854.3410346595,262415.45663801476,259600.37255105074,255706.36696278493,251870.7714583432,248092.70988646804,244371.31923817098,240705.74944959846,237095.16320785446,0,0,0,0,0,0,0,0,0,0,0,0,0,0,0,0,0,0,0,0,0,0,0,0,0,0,0,0,0,0,0,0,0]
[null,"CECV (Battery)",null,{"$f":"SUM(E74:BM74)","v":2789918.3205121695},null,{"$f":"F58*F65*Battery_Application","v":0},0,0,0,0,0,0,89514.948736842707,84216.517362654617,74943.745003225136,109133.48960392133,111264.04499005948,99861.065489517598,114346.16237218259,121790.5820273823,116015.23005978596,131990.27964729519,157333.74779052704,217253.19846763718,173839.36456087203,169773.70634289525,169773.70634289525,169773.70634289525,169773.70634289525,169773.70634289525,169773.70634289525,169773.70634289525,0,0,0,0,0,{"$f":"AL58*AL65*Battery_Application","v":0},0,0,0,0,0,0,0,0,0,0,0,0,0,0,0,0,0,0,0,0,0,0,0,0,0,0,0]
[null,"LGC Benefit",null,{"$f":"SUM(E75:BM75)","v":0},null,{"$f":"F66*F61","v":0},0,0,0,0,0,0,0,0,0,0,0,0,0,0,0,0,0,0,0,0,0,0,0,0,0,0,0,0,0,0,0,{"$f":"AL66*AL61","v":0},0,0,0,0,0,0,0,0,0,0,0,0,0,0,0,0,0,0,0,0,0,0,0,0,0,0,0]
[null,"Carbon Credit",null,{"$f":"SUM(E76:BM76)","v":2073877.4672053242},null,{"$f":"F69*F68","v":0},0,0,0,0,0,0,195580.44252471719,188454.35497544162,169361.60570398901,144221.82208288609,134904.23569734601,130053.78397704061,123879.30583097452,122967.68386801066,115177.16269291757,113026.34119403041,104092.47551475053,94360.099209380889,90408.74063432221,79206.979598613209,74503.561644070782,61620.185918002724,47736.378298324125,41161.47687169406,25520.010246911985,17640.820721900385,0,0,0,0,0,{"$f":"AL69*AL68","v":0},0,0,0,0,0,0,0,0,0,0,0,0,0,0,0,0,0,0,0,0,0,0,0,0,0,0,0]
[null,"Total Cashflow Inflow",null,{"$f":"SUM(F77:BM77)","v":16695191.976347161},null,{"$f":"SUM(F72:F76)","v":0},0,0,0,0,0,0,875914.89068372187,856399.21389758179,802127.02672766859,801918.47806204681,896579.3156608009,911785.80555737158,885451.62318214506,774561.18946436909,726971.73835285194,865620.19723988115,960150.62471665547,877060.1789120246,859256.10203355597,841173.59869290621,832576.17515009793,815857.20391958824,798195.33472803445,787899.04265310732,768592.00623975275,757102.23047299718,0,0,0,0,0,{"$f":"SUM(AL72:AL76)","v":0},0,0,0,0,0,0,0,0,0,0,0,0,0,0,0,0,0,0,0,0,0,0,0,0,0,0,0]
[]
[null,"Cashflow Outflow"]
[null,"Diesel Capex",null,{"$f":"SUM(F80:BM80)","v":0},null,{"$f":"VLOOKUP($H$1,Pure_Renewable,10,FALSE)*F$5","v":0},0,0,0,0,0,0,0,0,0,0,0,0,0,0,0,0,0,0,0,0,0,0,0,0,0,0,0,0,0,0,0,{"$f":"VLOOKUP($H$1,Pure_Renewable,10,FALSE)*AL$5","v":0},0,0,0,0,0,0,0,0,0,0,0,0,0,0,0,0,0,0,0,0,0,0,0,0,0,0,0]
[null,"PV Capex",null,{"$f":"SUM(E81:BM81)","v":3949377.8280542986},null,{"$f":"VLOOKUP($H$1,Pure_Renewable,11,FALSE)*F$5","v":0},0,0,0,0,0,3949377.8280542986,0,0,0,0,0,0,0,0,0,0,0,0,0,0,0,0,0,0,0,0,0,0,0,0,0,{"$f":"VLOOKUP($H$1,Pure_Renewable,11,FALSE)*AL$5","v":0},0,0,0,0,0,0,0,0,0,0,0,0,0,0,0,0,0,0,0,0,0,0,0,0,0,0,0]
[null,"Battery Capex",null,6319004.5248868782,null,{"$f":"VLOOKUP($H$1,Pure_Renewable,12,FALSE)*F$5","v":0},0,0,0,0,0,6319004.5248868782,0,0,0,0,0,0,0,0,0,0,0,0,0,0,0,0,0,0,0,0,0,0,0,0,0,{"$f":"VLOOKUP($H$1,Pure_Renewable,12,FALSE)*AL$5","v":0},0,0,0,0,0,0,0,0,0,0,0,0,0,0,0,0,0,0,0,0,0,0,0,0,0,0,0]
[null,"Fixed Cost",null,3180000,null,{"$f":"VLOOKUP($H$1,Pure_Renewable,13,FALSE)*F$5","v":0},0,0,0,0,0,3180000,0,0,0,0,0,0,0,0,0,0,0,0,0,0,0,0,0,0,0,0,0,0,0,0,0,{"$f":"VLOOKUP($H$1,Pure_Renewable,13,FALSE)*AL$5","v":0},0,0,0,0,0,0,0,0,0,0,0,0,0,0,0,0,0,0,0,0,0,0,0,0,0,0,0]
[null,"Diesel Fuel Cost",null,{"$f":"SUM(E84:BM84)","v":0},null,{"$f":"F59*(Fuel_Price)","v":0},0,0,0,0,0,0,0,0,0,0,0,0,0,0,0,0,0,0,0,0,0,0,0,0,0,0,0,0,0,0,0,0,0,0,0,0,0,0,0,0,0,0,0,0,0,0,0,0,0,0,0,0,0,0,0,0,0,0,0]
[null,"Carbon Cost",null,{"$f":"SUM(E85:BM85)","v":0},null,{"$f":"F60*F69","v":0},0,0,0,0,0,0,0,0,0,0,0,0,0,0,0,0,0,0,0,0,0,0,0,0,0,0,0,0,0,0,0,{"$f":"AL60*AL69","v":0},0,0,0,0,0,0,0,0,0,0,0,0,0,0,0,0,0,0,0,0,0,0,0,0,0,0,0]
[null,"O&M",null,{"$f":"SUM(F86:BM86)","v":2689676.4705882347},null,{"$f":"(SUM($F81:F$83)*Renewable_O_M+SUM($F80:F$80)*Diesel_O_M)*F$8","v":0},{"$f":"(SUM($F81:G$83)*Renewable_O_M+SUM($F80:G$80)*Diesel_O_M)*G$8","v":0},{"$f":"(SUM($F81:H$83)*Renewable_O_M+SUM($F80:H$80)*Diesel_O_M)*H$8","v":0},{"$f":"(SUM($F81:I$83)*Renewable_O_M+SUM($F80:I$80)*Diesel_O_M)*I$8","v":0},{"$f":"(SUM($F81:J$83)*Renewable_O_M+SUM($F80:J$80)*Diesel_O_M)*J$8","v":0},{"$f":"(SUM($F81:K$83)*Renewable_O_M+SUM($F80:K$80)*Diesel_O_M)*K$8","v":0},{"$f":"(SUM($F81:L$83)*Renewable_O_M+SUM($F80:L$80)*Diesel_O_M)*L$8","v":0},{"$f":"(SUM($F81:M$83)*Renewable_O_M+SUM($F80:M$80)*Diesel_O_M)*M$8","v":134483.82352941178},{"$f":"(SUM($F81:N$83)*Renewable_O_M+SUM($F80:N$80)*Diesel_O_M)*N$8","v":134483.82352941178},{"$f":"(SUM($F81:O$83)*Renewable_O_M+SUM($F80:O$80)*Diesel_O_M)*O$8","v":134483.82352941178},{"$f":"(SUM($F81:P$83)*Renewable_O_M+SUM($F80:P$80)*Diesel_O_M)*P$8","v":134483.82352941178},{"$f":"(SUM($F81:Q$83)*Renewable_O_M+SUM($F80:Q$80)*Diesel_O_M)*Q$8","v":134483.82352941178},{"$f":"(SUM($F81:R$83)*Renewable_O_M+SUM($F80:R$80)*Diesel_O_M)*R$8","v":134483.82352941178},{"$f":"(SUM($F81:S$83)*Renewable_O_M+SUM($F80:S$80)*Diesel_O_M)*S$8","v":134483.82352941178},{"$f":"(SUM($F81:T$83)*Renewable_O_M+SUM($F80:T$80)*Diesel_O_M)*T$8","v":134483.82352941178},{"$f":"(SUM($F81:U$83)*Renewable_O_M+SUM($F80:U$80)*Diesel_O_M)*U$8","v":134483.82352941178},{"$f":"(SUM($F81:V$83)*Renewable_O_M+SUM($F80:V$80)*Diesel_O_M)*V$8","v":134483.82352941178},{"$f":"(SUM($F81:W$83)*Renewable_O_M+SUM($F80:W$80)*Diesel_O_M)*W$8","v":134483.82352941178},{"$f":"(SUM($F81:X$83)*Renewable_O_M+SUM($F80:X$80)*Diesel_O_M)*X$8","v":134483.82352941178},{"$f":"(SUM($F81:Y$83)*Renewable_O_M+SUM($F80:Y$80)*Diesel_O_M)*Y$8","v":134483.82352941178},{"$f":"(SUM($F81:Z$83)*Renewable_O_M+SUM($F80:Z$80)*Diesel_O_M)*Z$8","v":134483.82352941178},{"$f":"(SUM($F81:AA$83)*Renewable_O_M+SUM($F80:AA$80)*Diesel_O_M)*AA$8","v":134483.82352941178},{"$f":"(SUM($F81:AB$83)*Renewable_O_M+SUM($F80:AB$80)*Diesel_O_M)*AB$8","v":134483.82352941178},{"$f":"(SUM($F81:AC$83)*Renewable_O_M+SUM($F80:AC$80)*Diesel_O_M)*AC$8","v":134483.82352941178},{"$f":"(SUM($F81:AD$83)*Renewable_O_M+SUM($F80:AD$80)*Diesel_O_M)*AD$8","v":134483.82352941178},{"$f":"(SUM($F81:AE$83)*Renewable_O_M+SUM($F80:AE$80)*Diesel_O_M)*AE$8","v":134483.82352941178},{"$f":"(SUM($F81:AF$83)*Renewable_O_M+SUM($F80:AF$80)*Diesel_O_M)*AF$8","v":134483.82352941178},{"$f":"(SUM($F81:AG$83)*Renewable_O_M+SUM($F80:AG$80)*Diesel_O_M)*AG$8","v":0},{"$f":"(SUM($F81:AH$83)*Renewable_O_M+SUM($F80:AH$80)*Diesel_O_M)*AH$8","v":0},{"$f":"(SUM($F81:AI$83)*Renewable_O_M+SUM($F80:AI$80)*Diesel_O_M)*AI$8","v":0},{"$f":"(SUM($F81:AJ$83)*Renewable_O_M+SUM($F80:AJ$80)*Diesel_O_M)*AJ$8","v":0},{"$f":"(SUM($F81:AK$83)*Renewable_O_M+SUM($F80:AK$80)*Diesel_O_M)*AK$8","v":0},{"$f":"(SUM($F81:AL$83)*Renewable_O_M+SUM($F80:AL$80)*Diesel_O_M)*AL$8","v":0},{"$f":"(SUM($F81:AM$83)*Renewable_O_M+SUM($F80:AM$80)*Diesel_O_M)*AM$8","v":0},{"$f":"(SUM($F81:AN$83)*Renewable_O_M+SUM($F80:AN$80)*Diesel_O_M)*AN$8","v":0},{"$f":"(SUM($F81:AO$83)*Renewable_O_M+SUM($F80:AO$80)*Diesel_O_M)*AO$8","v":0},{"$f":"(SUM($F81:AP$83)*Renewable_O_M+SUM($F80:AP$80)*Diesel_O_M)*AP$8","v":0},{"$f":"(SUM($F81:AQ$83)*Renewable_O_M+SUM($F80:AQ$80)*Diesel_O_M)*AQ$8","v":0},{"$f":"(SUM($F81:AR$83)*Renewable_O_M+SUM($F80:AR$80)*Diesel_O_M)*AR$8","v":0},{"$f":"(SUM($F81:AS$83)*Renewable_O_M+SUM($F80:AS$80)*Diesel_O_M)*AS$8","v":0},{"$f":"(SUM($F81:AT$83)*Renewable_O_M+SUM($F80:AT$80)*Diesel_O_M)*AT$8","v":0},{"$f":"(SUM($F81:AU$83)*Renewable_O_M+SUM($F80:AU$80)*Diesel_O_M)*AU$8","v":0},{"$f":"(SUM($F81:AV$83)*Renewable_O_M+SUM($F80:AV$80)*Diesel_O_M)*AV$8","v":0},{"$f":"(SUM($F81:AW$83)*Renewable_O_M+SUM($F80:AW$80)*Diesel_O_M)*AW$8","v":0},{"$f":"(SUM($F81:AX$83)*Renewable_O_M+SUM($F80:AX$80)*Diesel_O_M)*AX$8","v":0},{"$f":"(SUM($F81:AY$83)*Renewable_O_M+SUM($F80:AY$80)*Diesel_O_M)*AY$8","v":0},{"$f":"(SUM($F81:AZ$83)*Renewable_O_M+SUM($F80:AZ$80)*Diesel_O_M)*AZ$8","v":0},{"$f":"(SUM($F81:BA$83)*Renewable_O_M+SUM($F80:BA$80)*Diesel_O_M)*BA$8","v":0},{"$f":"(SUM($F81:BB$83)*Renewable_O_M+SUM($F80:BB$80)*Diesel_O_M)*BB$8","v":0},{"$f":"(SUM($F81:BC$83)*Renewable_O_M+SUM($F80:BC$80)*Diesel_O_M)*BC$8","v":0},{"$f":"(SUM($F81:BD$83)*Renewable_O_M+SUM($F80:BD$80)*Diesel_O_M)*BD$8","v":0},{"$f":"(SUM($F81:BE$83)*Renewable_O_M+SUM($F80:BE$80)*Diesel_O_M)*BE$8","v":0},{"$f":"(SUM($F81:BF$83)*Renewable_O_M+SUM($F80:BF$80)*Diesel_O_M)*BF$8","v":0},{"$f":"(SUM($F81:BG$83)*Renewable_O_M+SUM($F80:BG$80)*Diesel_O_M)*BG$8","v":0},{"$f":"(SUM($F81:BH$83)*Renewable_O_M+SUM($F80:BH$80)*Diesel_O_M)*BH$8","v":0},{"$f":"(SUM($F81:BI$83)*Renewable_O_M+SUM($F80:BI$80)*Diesel_O_M)*BI$8","v":0},{"$f":"(SUM($F81:BJ$83)*Renewable_O_M+SUM($F80:BJ$80)*Diesel_O_M)*BJ$8","v":0},{"$f":"(SUM($F81:BK$83)*Renewable_O_M+SUM($F80:BK$80)*Diesel_O_M)*BK$8","v":0},{"$f":"(SUM($F81:BL$83)*Renewable_O_M+SUM($F80:BL$80)*Diesel_O_M)*BL$8","v":0},{"$f":"(SUM($F81:BM$83)*Renewable_O_M+SUM($F80:BM$80)*Diesel_O_M)*BM$8","v":0}]
[null,"Total Cashflow Outflow",null,{"$f":"SUM(F87:BM87)","v":16138058.8235294},null,{"$f":"SUM(F80:F86)","v":0},0,0,0,0,0,13448382.352941178,134483.82352941178,134483.82352941178,134483.82352941178,134483.82352941178,134483.82352941178,134483.82352941178,134483.82352941178,134483.82352941178,134483.82352941178,134483.82352941178,134483.82352941178,134483.82352941178,134483.82352941178,134483.82352941178,134483.82352941178,134483.82352941178,134483.82352941178,134483.82352941178,134483.82352941178,134483.82352941178,0,0,0,0,0,0,0,0,0,0,0,0,0,0,0,0,0,0,0,0,0,0,0,0,0,0,0,0,0,0,0,0,0]
[]
[null,"Net Cashflow",null,{"$f":"SUM(F89:BM89)","v":557133.15281774371},null,{"$f":"F77-F87","v":0},{"$f":"G77-G87","v":0},0,0,0,0,-13448382.352941178,741431.06715431006,721915.39036816999,667643.20319825679,667434.654532635,762095.4921313891,777301.98202795978,750967.79965273326,640077.36593495728,592487.91482344014,731136.37371046934,825666.80118724366,742576.35538261279,724772.27850414417,706689.7751634944,698092.35162068612,681373.38039017643,663711.51119862264,653415.21912369551,634108.18271034095,622618.40694358537,0,0,0,0,0,0,0,0,0,0,0,0,0,0,0,0,0,0,0,0,0,0,0,0,0,0,0,0,0,0,0,0,0]
[]
[null,"NPV",null,{"$f":"NPV(WACC,DCF!F89:BM89)","v":-2703796.4448647001}]
[]
[]
[]
[null,"Hybrid Option 1 (Diesel, Solar & BESS)"]
[]
[null,"Targeted Unserved Energy(MWh)",null,{"$f":"SUM(F97:BM97)","v":125.53501443729972},null,{"$f":"VLOOKUP($H$1,Data_Table_1,23,FALSE)*F$8","v":0},0,0,0,0,0,0,6.2767507218649881,6.2767507218649881,6.2767507218649881,6.2767507218649881,6.2767507218649881,6.2767507218649881,6.2767507218649881,6.2767507218649881,6.2767507218649881,6.2767507218649881,6.2767507218649881,6.2767507218649881,6.2767507218649881,6.2767507218649881,6.2767507218649881,6.2767507218649881,6.2767507218649881,6.2767507218649881,6.2767507218649881,6.2767507218649881,0,0,0,0,0,{"$f":"VLOOKUP($H$1,Data_Table_1,23,FALSE)*AL$8","v":0},0,0,0,0,0,0,0,0,0,0,0,0,0,0,0,0,0,0,0,0,0,0,0,0,0,0,0]
[null,"Diesel Output (MWh)",null,112.98151299356981,null,{"$f":"VLOOKUP($H$1,Hybrid_Option1,4,FALSE)*F97","v":0},0,0,0,0,0,0,5.6490756496784895,5.6490756496784895,5.6490756496784895,5.6490756496784895,5.6490756496784895,5.6490756496784895,5.6490756496784895,5.6490756496784895,5.6490756496784895,5.6490756496784895,5.6490756496784895,5.6490756496784895,5.6490756496784895,5.6490756496784895,5.6490756496784895,5.6490756496784895,5.6490756496784895,5.6490756496784895,5.6490756496784895,5.6490756496784895,0,0,0,0,0,{"$f":"VLOOKUP($H$1,Hybrid_Option1,4,FALSE)*AL97","v":0},0,0,0,0,0,0,0,0,0,0,0,0,0,0,0,0,0,0,0,0,0,0,0,0,0,0,0]
[null,"Renewable Output (MWh)",null,12.553501443729971,null,{"$f":"F97-F98","v":0},{"$f":"G97-G98","v":0},0,0,0,0,0,0.62767507218649854,0.62767507218649854,0.62767507218649854,0.62767507218649854,0.62767507218649854,0.62767507218649854,0.62767507218649854,0.62767507218649854,0.62767507218649854,0.62767507218649854,0.62767507218649854,0.62767507218649854,0.62767507218649854,0.62767507218649854,0.62767507218649854,0.62767507218649854,0.62767507218649854,0.62767507218649854,0.62767507218649854,0.62767507218649854,0,0,0,0,0,0,0,0,0,0,0,0,0,0,0,0,0,0,0,0,0,0,0,0,0,0,0,0,0,0,0,0,0]
[null,"Battery Capacity (MWh)",null,null,null,{"$f":"VLOOKUP($H$1,Hybrid_Option1,9,FALSE)*F$8","v":0},0,0,0,0,0,0,0.52658371040723972,0.52658371040723972,0.52658371040723972,0.52658371040723972,0.52658371040723972,0.52658371040723972,0.52658371040723972,0.52658371040723972,0.52658371040723972,0.52658371040723972,0.52658371040723972,0.52658371040723972,0.52658371040723972,0.52658371040723972,0.52658371040723972,0.52658371040723972,0.52658371040723972,0.52658371040723972,0.52658371040723972,0.52658371040723972,0,0,0,0,0,{"$f":"VLOOKUP($H$1,Hybrid_Option1,9,FALSE)*AL$8","v":0},0,0,0,0,0,0,0,0,0,0,0,0,0,0,0,0,0,0,0,0,0,0,0,0,0,0,0]
[null,"Diesel Consumption (Litre)",null,36606.010209916618,null,{"$f":"Fuel_Consumption*F98*(1+Inefficiency_Factor)","v":0},0,0,0,0,0,0,1830.3005104958306,1830.3005104958306,1830.3005104958306,1830.3005104958306,1830.3005104958306,1830.3005104958306,1830.3005104958306,1830.3005104958306,1830.3005104958306,1830.3005104958306,1830.3005104958306,1830.3005104958306,1830.3005104958306,1830.3005104958306,1830.3005104958306,1830.3005104958306,1830.3005104958306,1830.3005104958306,1830.3005104958306,1830.3005104958306,0,0,0,0,0,{"$f":"Fuel_Consumption*AL98*(1+Inefficiency_Factor)","v":0},0,0,0,0,0,0,0,0,0,0,0,0,0,0,0,0,0,0,0,0,0,0,0,0,0,0,0]
[null,"CO2 Emissions (Ton)",null,{"$f":"SUM(E102:BM102)","v":102.4968285877665},null,{"$f":"F101*Carbon_Conversion/1000","v":0},0,0,0,0,0,0,5.1248414293883249,5.1248414293883249,5.1248414293883249,5.1248414293883249,5.1248414293883249,5.1248414293883249,5.1248414293883249,5.1248414293883249,5.1248414293883249,5.1248414293883249,5.1248414293883249,5.1248414293883249,5.1248414293883249,5.1248414293883249,5.1248414293883249,5.1248414293883249,5.1248414293883249,5.1248414293883249,5.1248414293883249,5.1248414293883249,0,0,0,0,0,{"$f":"AL101*Carbon_Conversion/1000","v":0},0,0,0,0,0,0,0,0,0,0,0,0,0,0,0,0,0,0,0,0,0,0,0,0,0,0,0]
[null,"LGC Price ($/MWh)",null,{"$f":"SUM(F103:Y103)","v":0},null,{"$f":"IF(F$4>2030,0, VLOOKUP(F$4,LGC_Table,3,FALSE))*F$8","v":0},0,0,0,0,0,0,0,0,0,0,0,0,0,0,0,0,0,0,0,0,0,0,0,0,0,0,0,0,0,0,0,{"$f":"IF(AL$4>2030,0, VLOOKUP(AL$4,LGC_Table,3,FALSE))*AL$8","v":0},0,0,0,0,0,0,0,0,0,0,0,0,0,0,0,0,0,0,0,0,0,0,0,0,0,0,0]
[null,"Solar Output Degradation",null,null,null,{"$f":"F$8*(1-Degradation)^F$7","v":0},0,0,0,0,0,0,0.98499999999999999,0.970225,0.95567162500000002,0.94133655062499999,0.92721650236562503,0.91330825483014066,0.89960863100768851,0.88611450154257321,0.87282278401943458,0.85973044225914308,0.84683448562525598,0.83413196834087711,0.82161998881576392,0.80929568898352755,0.79715625364877452,0.78519890984404295,0.77342092619638225,0.76181961230343653,0.75039231811888507,0.73913643334710177,0,0,0,0,0,{"$f":"AL$8*(1-Degradation)^AL$7","v":0},0,0,0,0,0,0,0,0,0,0,0,0,0,0,0,0,0,0,0,0,0,0,0,0,0,0,0]
[null,"Solar Capacity (MW)",null,null,null,{"$f":"VLOOKUP($H$1,Hybrid_Option1,8,FALSE)*F$8*F104","v":0},0,0,0,0,0,0,0.25934247737556554,0.25545234021493207,0.25162055511170811,0.24784624678503248,0.24412855308325701,0.24046662478700814,0.236859625415203,0.23330673103397498,0.22980713006846534,0.22636002311743836,0.2229646227706768,0.21962015342911664,0.21632585112767988,0.21308096336076471,0.20988474891035322,0.20673647767669792,0.20363543051154745,0.20058089905387425,0.19757218556806613,0.19460860278454514,0,0,0,0,0,{"$f":"VLOOKUP($H$1,Hybrid_Option1,8,FALSE)*AL$8*AL104","v":0},0,0,0,0,0,0,0,0,0,0,0,0,0,0,0,0,0,0,0,0,0,0,0,0,0,0,0]
[null,"CECV (Solar) -Matrix ($/1 MW system)",null,null,null,{"$f":"IFERROR(HLOOKUP(F$4,Matrix,2,FALSE)*F$8,E106)/100","v":0},0,0,0,0,0,0,99569.866778076947,98310.237106396598,89511.421560975374,87138.953676475387,130184.89265557574,145250.26755785232,132835.4776493056,84528.372796887139,71010.331729561149,127235.82204653906,164210.74189316755,106025.94406702035,121305.63927985281,121831.79973310171,121831.79973310171,121831.79973310171,121831.79973310171,121831.79973310171,121831.79973310171,121831.79973310171,0,0,0,0,0,{"$f":"IFERROR(HLOOKUP(AL$4,Matrix,2,FALSE)*AL$8,AK106)/100","v":0},0,0,0,0,0,0,0,0,0,0,0,0,0,0,0,0,0,0,0,0,0,0,0,0,0,0,0]
[null,"CECV (Battery) - ($/1 MWh system)",null,null,null,{"$f":"IFERROR(HLOOKUP(F$4,Matrix,3,FALSE)*F$8,E107)","v":0},{"$f":"IFERROR(HLOOKUP(G$4,Matrix,3,FALSE)*G$8,F107)","v":0},{"$f":"IFERROR(HLOOKUP(H$4,Matrix,3,FALSE)*H$8,G107)","v":0},{"$f":"IFERROR(HLOOKUP(I$4,Matrix,3,FALSE)*I$8,H107)","v":0},{"$f":"IFERROR(HLOOKUP(J$4,Matrix,3,FALSE)*J$8,I107)","v":0},{"$f":"IFERROR(HLOOKUP(K$4,Matrix,3,FALSE)*K$8,J107)","v":0},{"$f":"IFERROR(HLOOKUP(L$4,Matrix,3,FALSE)*L$8,K107)","v":0},{"$f":"IFERROR(HLOOKUP(M$4,Matrix,3,FALSE)*M$8,L107)","v":33998.373655582793},{"$f":"IFERROR(HLOOKUP(N$4,Matrix,3,FALSE)*N$8,M107)","v":31985.994134731121},{"$f":"IFERROR(HLOOKUP(O$4,Matrix,3,FALSE)*O$8,N107)","v":28464.133440537495},{"$f":"IFERROR(HLOOKUP(P$4,Matrix,3,FALSE)*P$8,O107)","v":41449.626126688061},{"$f":"IFERROR(HLOOKUP(Q$4,Matrix,3,FALSE)*Q$8,P107)","v":42258.825250789509},{"$f":"IFERROR(HLOOKUP(R$4,Matrix,3,FALSE)*R$8,Q107)","v":37927.897698274355},{"$f":"IFERROR(HLOOKUP(S$4,Matrix,3,FALSE)*S$8,R107)","v":43429.433957898778},{"$f":"IFERROR(HLOOKUP(T$4,Matrix,3,FALSE)*T$8,S107)","v":46256.874119100306},{"$f":"IFERROR(HLOOKUP(U$4,Matrix,3,FALSE)*U$8,T107)","v":44063.356980816665},{"$f":"IFERROR(HLOOKUP(V$4,Matrix,3,FALSE)*V$8,U107)","v":50130.787200089777},{"$f":"IFERROR(HLOOKUP(W$4,Matrix,3,FALSE)*W$8,V107)","v":59756.405175865053},{"$f":"IFERROR(HLOOKUP(X$4,Matrix,3,FALSE)*X$8,W107)","v":82514.211576967253},{"$f":"IFERROR(HLOOKUP(Y$4,Matrix,3,FALSE)*Y$8,X107)","v":66025.348344494472},{"$f":"IFERROR(HLOOKUP(Z$4,Matrix,3,FALSE)*Z$8,Y107)","v":64481.184278031971},{"$f":"IFERROR(HLOOKUP(AA$4,Matrix,3,FALSE)*AA$8,Z107)","v":64481.184278031971},{"$f":"IFERROR(HLOOKUP(AB$4,Matrix,3,FALSE)*AB$8,AA107)","v":64481.184278031971},{"$f":"IFERROR(HLOOKUP(AC$4,Matrix,3,FALSE)*AC$8,AB107)","v":64481.184278031971},{"$f":"IFERROR(HLOOKUP(AD$4,Matrix,3,FALSE)*AD$8,AC107)","v":64481.184278031971},{"$f":"IFERROR(HLOOKUP(AE$4,Matrix,3,FALSE)*AE$8,AD107)","v":64481.184278031971},{"$f":"IFERROR(HLOOKUP(AF$4,Matrix,3,FALSE)*AF$8,AE107)","v":64481.184278031971},{"$f":"IFERROR(HLOOKUP(AG$4,Matrix,3,FALSE)*AG$8,AF107)","v":0},{"$f":"IFERROR(HLOOKUP(AH$4,Matrix,3,FALSE)*AH$8,AG107)","v":0},{"$f":"IFERROR(HLOOKUP(AI$4,Matrix,3,FALSE)*AI$8,AH107)","v":0},{"$f":"IFERROR(HLOOKUP(AJ$4,Matrix,3,FALSE)*AJ$8,AI107)","v":0},{"$f":"IFERROR(HLOOKUP(AK$4,Matrix,3,FALSE)*AK$8,AJ107)","v":0},{"$f":"IFERROR(HLOOKUP(AL$4,Matrix,3,FALSE)*AL$8,AK107)","v":0},{"$f":"IFERROR(HLOOKUP(AM$4,Matrix,3,FALSE)*AM$8,AL107)","v":0},{"$f":"IFERROR(HLOOKUP(AN$4,Matrix,3,FALSE)*AN$8,AM107)","v":0},{"$f":"IFERROR(HLOOKUP(AO$4,Matrix,3,FALSE)*AO$8,AN107)","v":0},{"$f":"IFERROR(HLOOKUP(AP$4,Matrix,3,FALSE)*AP$8,AO107)","v":0},{"$f":"IFERROR(HLOOKUP(AQ$4,Matrix,3,FALSE)*AQ$8,AP107)","v":0},{"$f":"IFERROR(HLOOKUP(AR$4,Matrix,3,FALSE)*AR$8,AQ107)","v":0},{"$f":"IFERROR(HLOOKUP(AS$4,Matrix,3,FALSE)*AS$8,AR107)","v":0},{"$f":"IFERROR(HLOOKUP(AT$4,Matrix,3,FALSE)*AT$8,AS107)","v":0},{"$f":"IFERROR(HLOOKUP(AU$4,Matrix,3,FALSE)*AU$8,AT107)","v":0},{"$f":"IFERROR(HLOOKUP(AV$4,Matrix,3,FALSE)*AV$8,AU107)","v":0},{"$f":"IFERROR(HLOOKUP(AW$4,Matrix,3,FALSE)*AW$8,AV107)","v":0},{"$f":"IFERROR(HLOOKUP(AX$4,Matrix,3,FALSE)*AX$8,AW107)","v":0},{"$f":"IFERROR(HLOOKUP(AY$4,Matrix,3,FALSE)*AY$8,AX107)","v":0},{"$f":"IFERROR(HLOOKUP(AZ$4,Matrix,3,FALSE)*AZ$8,AY107)","v":0},{"$f":"IFERROR(HLOOKUP(BA$4,Matrix,3,FALSE)*BA$8,AZ107)","v":0},{"$f":"IFERROR(HLOOKUP(BB$4,Matrix,3,FALSE)*BB$8,BA107)","v":0},{"$f":"IFERROR(HLOOKUP(BC$4,Matrix,3,FALSE)*BC$8,BB107)","v":0},{"$f":"IFERROR(HLOOKUP(BD$4,Matrix,3,FALSE)*BD$8,BC107)","v":0},{"$f":"IFERROR(HLOOKUP(BE$4,Matrix,3,FALSE)*BE$8,BD107)","v":0},{"$f":"IFERROR(HLOOKUP(BF$4,Matrix,3,FALSE)*BF$8,BE107)","v":0},{"$f":"IFERROR(HLOOKUP(BG$4,Matrix,3,FALSE)*BG$8,BF107)","v":0},{"$f":"IFERROR(HLOOKUP(BH$4,Matrix,3,FALSE)*BH$8,BG107)","v":0},{"$f":"IFERROR(HLOOKUP(BI$4,Matrix,3,FALSE)*BI$8,BH107)","v":0},{"$f":"IFERROR(HLOOKUP(BJ$4,Matrix,3,FALSE)*BJ$8,BI107)","v":0},{"$f":"IFERROR(HLOOKUP(BK$4,Matrix,3,FALSE)*BK$8,BJ107)","v":0},{"$f":"IFERROR(HLOOKUP(BL$4,Matrix,3,FALSE)*BL$8,BK107)","v":0},{"$f":"IFERROR(HLOOKUP(BM$4,Matrix,3,FALSE)*BM$8,BL107)","v":0}]
[null,"Solar Maximum Output (MWh)",null,{"$f":"SUM(F108:BM108)","v":5682.7434804899749},null,{"$f":"F105*Average_Solar_Output*365*F$8*F104","v":0},0,0,0,0,0,0,372.96041671380084,361.85552030614741,351.08127218903189,340.62782730960345,330.48563375146006,320.64542400651032,311.09820650671645,301.83525740797899,292.84811261865639,284.12856006543586,275.66863218948754,267.4605986660456,259.49695934076402,251.77043737639283,244.27397260351066,237.00071506924118,229.9440187780545,223.09743561893794,216.4547094733841,210.00977049881408,0,0,0,0,0,{"$f":"AL105*Average_Solar_Output*365*AL$8*AL104","v":0},0,0,0,0,0,0,0,0,0,0,0,0,0,0,0,0,0,0,0,0,0,0,0,0,0,0,0]
[null,"Carbon Conversion FOR Solar Output(%)",null,null,null,{"$f":"IFERROR(HLOOKUP(F$4,Carbon_Table,2,FALSE),0)*F$8","v":0},{"$f":"IFERROR(HLOOKUP(G4,Carbon_Table,2,FALSE),0)","v":0.77},0.61,0.57999999999999996,0.54,0.54,0.5,0.46,0.42,0.36,0.28999999999999998,0.26,0.24,0.22,0.21,0.19,0.18,0.16,0.14000000000000001,0.13,0.11,0.1,0.08,0.06,0.05,0.03,0.02,0,0,0,0,0,0,{"$f":"IFERROR(HLOOKUP(AM4,Carbon_Table,2,FALSE),0)","v":0},0,0,0,0,0,0,0,0,0,0,0,0,0,0,0,0,0,0,0,0,0,0,0,0,0,0]
[null,"CO2 Emissions Credit From Solar(Ton)",null,{"$f":"SUM(F110:BM110)","v":1172.2185182151504},null,{"$f":"F109*F108","v":0},{"$f":"G109*G108","v":0},0,0,0,0,0,171.56179168834839,151.9793185285819,126.38925798805148,98.782069919784988,85.926264775379622,76.954901761562482,68.441605431477626,63.385404055675586,55.641141397544715,51.143140811778451,44.106981150318006,37.444483813246386,33.734604714299323,27.694748111403211,24.427397260351068,18.960057205539297,13.796641126683269,11.154871780946898,6.493641284201523,4.2001954099762813,0,0,0,0,0,0,0,0,0,0,0,0,0,0,0,0,0,0,0,0,0,0,0,0,0,0,0,0,0,0,0,0,0]
[null,"Carbon Credit ($/ton)",null,null,null,{"$f":"IFERROR(HLOOKUP(F$4,Carbon_Table,3,FALSE),0)*F$8","v":0},0,0,0,0,0,0,114,124,134,146,157,169,181,194,207,221,236,252,268,286,305,325,346,369,393,420,0,0,0,0,0,{"$f":"IFERROR(HLOOKUP(AL$4,Carbon_Table,3,FALSE),0)*AL$8","v":0},0,0,0,0,0,0,0,0,0,0,0,0,0,0,0,0,0,0,0,0,0,0,0,0,0,0,0]
[]
[null,"Cashflow Inflow (Benefit)",null,"Sum"]
[null,"VNR Benefit",null,{"$f":"SUM(F114:BM114)","v":6651850.8040069407},null,{"$f":"F$11","v":0},{"$f":"G$11","v":0},0,0,0,0,0,332592.54020034696,332592.54020034696,332592.54020034696,332592.54020034696,332592.54020034696,332592.54020034696,332592.54020034696,332592.54020034696,332592.54020034696,332592.54020034696,332592.54020034696,332592.54020034696,332592.54020034696,332592.54020034696,332592.54020034696,332592.54020034696,332592.54020034696,332592.54020034696,332592.54020034696,332592.54020034696,0,0,0,0,0,0,0,0,0,0,0,0,0,0,0,0,0,0,0,0,0,0,0,0,0,0,0,0,0,0,0,0,0]
[null,"CECV (Solar)",null,{"$f":"SUM(E115:BM115)","v":517954.53846227232},null,{"$f":"F106*F105","v":0},{"$f":"G106*G105","v":0},0,0,0,0,0,25822.695922181494,25113.580135913864,22522.91358201074,21597.062617489231,31781.849477304837,34927.841589046613,31463.361477864095,19721.038336862915,16318.680539980131,28801.103619820857,36613.186121103077,23285.434103465948,26241.545663801477,25960.037255105068,25570.636696278492,25187.077145834315,24809.2709886468,24437.131923817098,24070.574944959841,23709.516320785442,0,0,0,0,0,0,0,0,0,0,0,0,0,0,0,0,0,0,0,0,0,0,0,0,0,0,0,0,0,0,0,0,0]
[null,"CECV (Battery)",null,{"$f":"SUM(E116:BM116)","v":278991.83205121692},null,{"$f":"F100*F107*Battery_Application","v":0},0,0,0,0,0,0,8951.4948736842689,8421.6517362654613,7494.3745003225122,10913.348960392132,11126.404499005946,9986.1065489517587,11434.616237218257,12179.05820273823,11601.523005978594,13199.027964729517,15733.374779052701,21725.319846763716,17383.936456087202,16977.370634289524,16977.370634289524,16977.370634289524,16977.370634289524,16977.370634289524,16977.370634289524,16977.370634289524,0,0,0,0,0,{"$f":"AL100*AL107*Battery_Application","v":0},0,0,0,0,0,0,0,0,0,0,0,0,0,0,0,0,0,0,0,0,0,0,0,0,0,0,0]
[null,"LGC Benefit",null,{"$f":"SUM(E117:BM117)","v":0},null,{"$f":"F108*F103","v":0},0,0,0,0,0,0,0,0,0,0,0,0,0,0,0,0,0,0,0,0,0,0,0,0,0,0,0,0,0,0,0,{"$f":"AL108*AL103","v":0},0,0,0,0,0,0,0,0,0,0,0,0,0,0,0,0,0,0,0,0,0,0,0,0,0,0,0]
[null,"Carbon Credit",null,{"$f":"SUM(E118:BM118)","v":207387.74672053236},null,{"$f":"F111*F110","v":0},0,0,0,0,0,0,19558.044252471718,18845.435497544157,16936.160570398897,14422.182208288608,13490.423569734601,13005.37839770406,12387.93058309745,12296.768386801064,11517.716269291755,11302.634119403037,10409.247551475049,9436.0099209380896,9040.8740634322185,7920.6979598613179,7450.356164407076,6162.0185918002717,4773.6378298324116,4116.1476871694058,2552.0010246911984,1764.0820721900382,0,0,0,0,0,{"$f":"AL111*AL110","v":0},0,0,0,0,0,0,0,0,0,0,0,0,0,0,0,0,0,0,0,0,0,0,0,0,0,0,0]
[null,"Total Cashflow Inflow",null,{"$f":"SUM(F119:BM119)","v":7656184.9212409612},null,{"$f":"SUM(F114:F118)","v":0},0,0,0,0,0,0,386924.7752486844,384973.20757007046,379545.98885307909,379525.13398651697,388991.21774639236,390511.86673604941,387878.44849852676,376789.40512674919,372030.46001559746,385895.30590430036,395348.34865197778,387039.30407151475,385258.89638366789,383450.64604960289,382590.90369532205,380919.00657227112,379152.81965311564,378123.19044562301,376192.48680428753,375043.50922761194,0,0,0,0,0,{"$f":"SUM(AL114:AL118)","v":0},0,0,0,0,0,0,0,0,0,0,0,0,0,0,0,0,0,0,0,0,0,0,0,0,0,0,0]
[]
[null,"Cashflow Outflow"]
[null,"Diesel Capex",null,{"$f":"SUM(F122:BM122)","v":504000},null,{"$f":"VLOOKUP($H$1,Hybrid_Option1,10,FALSE)*F$5","v":0},0,0,0,0,0,504000,0,0,0,0,0,0,0,0,0,0,0,0,0,0,0,0,0,0,0,0,0,0,0,0,0,{"$f":"VLOOKUP($H$1,Hybrid_Option1,10,FALSE)*AL$5","v":0},0,0,0,0,0,0,0,0,0,0,0,0,0,0,0,0,0,0,0,0,0,0,0,0,0,0,0]
[null,"PV Capex",null,{"$f":"SUM(E123:BM123)","v":394937.78280542977},null,{"$f":"VLOOKUP($H$1,Hybrid_Option1,11,FALSE)*F$5","v":0},0,0,0,0,0,394937.78280542977,0,0,0,0,0,0,0,0,0,0,0,0,0,0,0,0,0,0,0,0,0,0,0,0,0,{"$f":"VLOOKUP($H$1,Hybrid_Option1,11,FALSE)*AL$5","v":0},0,0,0,0,0,0,0,0,0,0,0,0,0,0,0,0,0,0,0,0,0,0,0,0,0,0,0]
[null,"Battery Capex",null,631900.4524886877,null,{"$f":"VLOOKUP($H$1,Hybrid_Option1,12,FALSE)*F$5","v":0},0,0,0,0,0,631900.4524886877,0,0,0,0,0,0,0,0,0,0,0,0,0,0,0,0,0,0,0,0,0,0,0,0,0,{"$f":"VLOOKUP($H$1,Hybrid_Option1,12,FALSE)*AL$5","v":0},0,0,0,0,0,0,0,0,0,0,0,0,0,0,0,0,0,0,0,0,0,0,0,0,0,0,0]
[null,"Fixed Cost",null,3180000,null,{"$f":"VLOOKUP($H$1,Hybrid_Option1,13,FALSE)*F$5","v":0},0,0,0,0,0,3180000,0,0,0,0,0,0,0,0,0,0,0,0,0,0,0,0,0,0,0,0,0,0,0,0,0,{"$f":"VLOOKUP($H$1,Hybrid_Option1,13,FALSE)*AL$5","v":0},0,0,0,0,0,0,0,0,0,0,0,0,0,0,0,0,0,0,0,0,0,0,0,0,0,0,0]
[null,"Diesel Fuel Cost",null,{"$f":"SUM(E126:BM126)","v":80533.222461816593},null,{"$f":"F101*(Fuel_Price)","v":0},0,0,0,0,0,0,4026.6611230908279,4026.6611230908279,4026.6611230908279,4026.6611230908279,4026.6611230908279,4026.6611230908279,4026.6611230908279,4026.6611230908279,4026.6611230908279,4026.6611230908279,4026.6611230908279,4026.6611230908279,4026.6611230908279,4026.6611230908279,4026.6611230908279,4026.6611230908279,4026.6611230908279,4026.6611230908279,4026.6611230908279,4026.6611230908279,0,0,0,0,0,{"$f":"AL101*(Fuel_Price)","v":0},0,0,0,0,0,0,0,0,0,0,0,0,0,0,0,0,0,0,0,0,0,0,0,0,0,0,0]
[null,"Carbon Cost",null,{"$f":"SUM(E127:BM127)","v":24840.10640824521},null,{"$f":"F102*F111","v":0},0,0,0,0,0,0,584.231922950269,635.48033724415234,686.72875153803557,748.22684869069542,804.60010441396696,866.09820156662693,927.59629871928678,994.21923730133506,1060.8421758833833,1132.5899558948197,1209.4625773356447,1291.4600402058579,1373.4575030760711,1465.704648805061,1563.076635963439,1665.5734645512057,1773.1951345683603,1891.0664874442919,2014.0626817496118,2152.4334003430963,0,0,0,0,0,{"$f":"AL102*AL111","v":0},0,0,0,0,0,0,0,0,0,0,0,0,0,0,0,0,0,0,0,0,0,0,0,0,0,0,0]
[null,"O&M",null,{"$f":"SUM(F128:BM128)","v":846407.64705882384},null,{"$f":"(SUM($F$123:F125)*Renewable_O_M+SUM($F$122:F122)*Diesel_O_M)*F$8","v":0},{"$f":"(SUM($F$123:G125)*Renewable_O_M+SUM($F$122:G122)*Diesel_O_M)*G$8","v":0},{"$f":"(SUM($F$123:H125)*Renewable_O_M+SUM($F$122:H122)*Diesel_O_M)*H$8","v":0},{"$f":"(SUM($F$123:I125)*Renewable_O_M+SUM($F$122:I122)*Diesel_O_M)*I$8","v":0},{"$f":"(SUM($F$123:J125)*Renewable_O_M+SUM($F$122:J122)*Diesel_O_M)*J$8","v":0},{"$f":"(SUM($F$123:K125)*Renewable_O_M+SUM($F$122:K122)*Diesel_O_M)*K$8","v":0},{"$f":"(SUM($F$123:L125)*Renewable_O_M+SUM($F$122:L122)*Diesel_O_M)*L$8","v":0},{"$f":"(SUM($F$123:M125)*Renewable_O_M+SUM($F$122:M122)*Diesel_O_M)*M$8","v":42320.382352941175},{"$f":"(SUM($F$123:N125)*Renewable_O_M+SUM($F$122:N122)*Diesel_O_M)*N$8","v":42320.382352941175},{"$f":"(SUM($F$123:O125)*Renewable_O_M+SUM($F$122:O122)*Diesel_O_M)*O$8","v":42320.382352941175},{"$f":"(SUM($F$123:P125)*Renewable_O_M+SUM($F$122:P122)*Diesel_O_M)*P$8","v":42320.382352941175},{"$f":"(SUM($F$123:Q125)*Renewable_O_M+SUM($F$122:Q122)*Diesel_O_M)*Q$8","v":42320.382352941175},{"$f":"(SUM($F$123:R125)*Renewable_O_M+SUM($F$122:R122)*Diesel_O_M)*R$8","v":42320.382352941175},{"$f":"(SUM($F$123:S125)*Renewable_O_M+SUM($F$122:S122)*Diesel_O_M)*S$8","v":42320.382352941175},{"$f":"(SUM($F$123:T125)*Renewable_O_M+SUM($F$122:T122)*Diesel_O_M)*T$8","v":42320.382352941175},{"$f":"(SUM($F$123:U125)*Renewable_O_M+SUM($F$122:U122)*Diesel_O_M)*U$8","v":42320.382352941175},{"$f":"(SUM($F$123:V125)*Renewable_O_M+SUM($F$122:V122)*Diesel_O_M)*V$8","v":42320.382352941175},{"$f":"(SUM($F$123:W125)*Renewable_O_M+SUM($F$122:W122)*Diesel_O_M)*W$8","v":42320.382352941175},{"$f":"(SUM($F$123:X125)*Renewable_O_M+SUM($F$122:X122)*Diesel_O_M)*X$8","v":42320.382352941175},{"$f":"(SUM($F$123:Y125)*Renewable_O_M+SUM($F$122:Y122)*Diesel_O_M)*Y$8","v":42320.382352941175},{"$f":"(SUM($F$123:Z125)*Renewable_O_M+SUM($F$122:Z122)*Diesel_O_M)*Z$8","v":42320.382352941175},{"$f":"(SUM($F$123:AA125)*Renewable_O_M+SUM($F$122:AA122)*Diesel_O_M)*AA$8","v":42320.382352941175},{"$f":"(SUM($F$123:AB125)*Renewable_O_M+SUM($F$122:AB122)*Diesel_O_M)*AB$8","v":42320.382352941175},{"$f":"(SUM($F$123:AC125)*Renewable_O_M+SUM($F$122:AC122)*Diesel_O_M)*AC$8","v":42320.382352941175},{"$f":"(SUM($F$123:AD125)*Renewable_O_M+SUM($F$122:AD122)*Diesel_O_M)*AD$8","v":42320.382352941175},{"$f":"(SUM($F$123:AE125)*Renewable_O_M+SUM($F$122:AE122)*Diesel_O_M)*AE$8","v":42320.382352941175},{"$f":"(SUM($F$123:AF125)*Renewable_O_M+SUM($F$122:AF122)*Diesel_O_M)*AF$8","v":42320.382352941175},{"$f":"(SUM($F$123:AG125)*Renewable_O_M+SUM($F$122:AG122)*Diesel_O_M)*AG$8","v":0},{"$f":"(SUM($F$123:AH125)*Renewable_O_M+SUM($F$122:AH122)*Diesel_O_M)*AH$8","v":0},{"$f":"(SUM($F$123:AI125)*Renewable_O_M+SUM($F$122:AI122)*Diesel_O_M)*AI$8","v":0},{"$f":"(SUM($F$123:AJ125)*Renewable_O_M+SUM($F$122:AJ122)*Diesel_O_M)*AJ$8","v":0},{"$f":"(SUM($F$123:AK125)*Renewable_O_M+SUM($F$122:AK122)*Diesel_O_M)*AK$8","v":0},{"$f":"(SUM($F$123:AL125)*Renewable_O_M+SUM($F$122:AL122)*Diesel_O_M)*AL$8","v":0},{"$f":"(SUM($F$123:AM125)*Renewable_O_M+SUM($F$122:AM122)*Diesel_O_M)*AM$8","v":0},{"$f":"(SUM($F$123:AN125)*Renewable_O_M+SUM($F$122:AN122)*Diesel_O_M)*AN$8","v":0},{"$f":"(SUM($F$123:AO125)*Renewable_O_M+SUM($F$122:AO122)*Diesel_O_M)*AO$8","v":0},{"$f":"(SUM($F$123:AP125)*Renewable_O_M+SUM($F$122:AP122)*Diesel_O_M)*AP$8","v":0},{"$f":"(SUM($F$123:AQ125)*Renewable_O_M+SUM($F$122:AQ122)*Diesel_O_M)*AQ$8","v":0},{"$f":"(SUM($F$123:AR125)*Renewable_O_M+SUM($F$122:AR122)*Diesel_O_M)*AR$8","v":0},{"$f":"(SUM($F$123:AS125)*Renewable_O_M+SUM($F$122:AS122)*Diesel_O_M)*AS$8","v":0},{"$f":"(SUM($F$123:AT125)*Renewable_O_M+SUM($F$122:AT122)*Diesel_O_M)*AT$8","v":0},{"$f":"(SUM($F$123:AU125)*Renewable_O_M+SUM($F$122:AU122)*Diesel_O_M)*AU$8","v":0},{"$f":"(SUM($F$123:AV125)*Renewable_O_M+SUM($F$122:AV122)*Diesel_O_M)*AV$8","v":0},{"$f":"(SUM($F$123:AW125)*Renewable_O_M+SUM($F$122:AW122)*Diesel_O_M)*AW$8","v":0},{"$f":"(SUM($F$123:AX125)*Renewable_O_M+SUM($F$122:AX122)*Diesel_O_M)*AX$8","v":0},{"$f":"(SUM($F$123:AY125)*Renewable_O_M+SUM($F$122:AY122)*Diesel_O_M)*AY$8","v":0},{"$f":"(SUM($F$123:AZ125)*Renewable_O_M+SUM($F$122:AZ122)*Diesel_O_M)*AZ$8","v":0},{"$f":"(SUM($F$123:BA125)*Renewable_O_M+SUM($F$122:BA122)*Diesel_O_M)*BA$8","v":0},{"$f":"(SUM($F$123:BB125)*Renewable_O_M+SUM($F$122:BB122)*Diesel_O_M)*BB$8","v":0},{"$f":"(SUM($F$123:BC125)*Renewable_O_M+SUM($F$122:BC122)*Diesel_O_M)*BC$8","v":0},{"$f":"(SUM($F$123:BD125)*Renewable_O_M+SUM($F$122:BD122)*Diesel_O_M)*BD$8","v":0},{"$f":"(SUM($F$123:BE125)*Renewable_O_M+SUM($F$122:BE122)*Diesel_O_M)*BE$8","v":0},{"$f":"(SUM($F$123:BF125)*Renewable_O_M+SUM($F$122:BF122)*Diesel_O_M)*BF$8","v":0},{"$f":"(SUM($F$123:BG125)*Renewable_O_M+SUM($F$122:BG122)*Diesel_O_M)*BG$8","v":0},{"$f":"(SUM($F$123:BH125)*Renewable_O_M+SUM($F$122:BH122)*Diesel_O_M)*BH$8","v":0},{"$f":"(SUM($F$123:BI125)*Renewable_O_M+SUM($F$122:BI122)*Diesel_O_M)*BI$8","v":0},{"$f":"(SUM($F$123:BJ125)*Renewable_O_M+SUM($F$122:BJ122)*Diesel_O_M)*BJ$8","v":0},{"$f":"(SUM($F$123:BK125)*Renewable_O_M+SUM($F$122:BK122)*Diesel_O_M)*BK$8","v":0},{"$f":"(SUM($F$123:BL125)*Renewable_O_M+SUM($F$122:BL122)*Diesel_O_M)*BL$8","v":0},{"$f":"(SUM($F$123:BM125)*Renewable_O_M+SUM($F$122:BM122)*Diesel_O_M)*BM$8","v":0}]
[null,"Total Cashflow Outflow",null,{"$f":"SUM(F129:BM129)","v":5662619.2112230035},null,{"$f":"SUM(F122:F128)","v":0},0,0,0,0,0,4710838.2352941176,46931.275398982274,46982.523813276159,47033.772227570036,47095.270324722696,47151.643580445969,47213.141677598629,47274.639774751289,47341.262713333337,47407.885651915385,47479.633431926821,47556.506053367644,47638.503516237863,47720.500979108074,47812.74812483706,47910.120111995442,48012.616940583204,48120.238610600361,48238.109963476294,48361.106157781614,48499.476876375098,0,0,0,0,0,{"$f":"SUM(AL122:AL128)","v":0},0,0,0,0,0,0,0,0,0,0,0,0,0,0,0,0,0,0,0,0,0,0,0,0,0,0,0]
[]
[null,"Net Cashflow",null,{"$f":"SUM(F131:BM131)","v":1993565.7100179589},null,{"$f":"F119-F129","v":0},{"$f":"G119-G129","v":0},0,0,0,0,-4710838.2352941176,339993.49984970212,337990.68375679431,332512.21662550909,332429.86366179428,341839.5741659464,343298.72505845077,340603.8087237755,329448.14241341583,324622.57436368207,338415.67247237352,347791.84259861015,339400.80055527692,337538.39540455979,335637.89792476583,334680.78358332661,332906.3896316879,331032.58104251529,329885.0804821467,327831.38064650592,326544.03235123685,0,0,0,0,0,0,0,0,0,0,0,0,0,0,0,0,0,0,0,0,0,0,0,0,0,0,0,0,0,0,0,0,0]
[]
[null,"NPV",null,{"$f":"NPV(WACC,DCF!F131:BM131)","v":47399.670857797602}]
[]
[]
[]
[]
[]
[]
[]
[]
[]
[]
[]
[]
[]
[]
[]
[]
[]
[]
[]
[]
[]
[]
[]
[]
[]
[]
[]
[]
[]
[]
[]
[]
[]
[]
[]
[]
[]
[]
[]
[]
[]
[]
[]
[]
[]
[]
[]
[]
[]
[]
[]
[]
[]
[]
[]
[]
[]
[]
[]
[]
[]
[]
[]
[]
[]
[]
[]
[]
[]
[]
[]
[]
[]
[]
[]
[]
[]
[]
[]
[]
[]
[]
[]
[]
[]
[]
[]
[]
[]
[]
[]
[]
[]
[]
[]
[]
[]
[]
[]
[]
[]
[]
[]
[]
[]
[]
[]
[]
[]
[]
[]
[]
[]
[]
[]
[]
[]
[]
[]
[]
[]
[]
[]
[]
[]
[]
[]
[]
[]
[]
[]
[]
[]
[]
[]
[]
[]
[]
[]
[]
[]
[]
[]
[]
[]
[null,"Output",null,null,null,null,null,2026,2027,2028,2029,2030]
[null,null,"Index ","Name","% Diesel","% Renewable","NPV","Capex"]
[null,{"$f":"$I$1","v":"Tambo"},{"$f":"H1","v":8},"Diesel Option",1,0,{"$f":"D51","v":353088.12816029781},{"$f":"SUM(H40:H43)","v":0},{"$f":"SUM(I40:I43)","v":0},0,0,3740000]
[null,{"$f":"$I$1","v":"Tambo"},{"$f":"C281","v":8},"Pure Renewable",0,1,{"$f":"D91","v":-2703796.4448647001},{"$f":"SUM(H80:H83)","v":0},{"$f":"SUM(I80:I83)","v":0},0,0,13448382.352941178]
[null,"Tambo",{"$f":"C282","v":8},"Hybrid Option ",{"$f":"VLOOKUP(H1,Hybrid_Option1,4,FALSE)","v":0.9},{"$f":"1-E283","v":9.9999999999999978E-2},{"$f":"D133","v":47399.670857797602},{"$f":"SUM(H122:H125)","v":0},{"$f":"SUM(I122:I125)","v":0},0,0,4710838.2352941176]
[]
[null,null,"Index ","Name","% Diesel","% Renewable","NPV","Capex"]
[null,"Aramac",1,"Diesel Option",1,0,2047662.8719438503,4060000,0,0,0,0]
[null,"Aramac",1,"Pure Renewable",0,1,-2401585.4003395806,17945514.705882356,0,0,0,0]
[null,"Aramac",1,"Hybrid Option ",0.9,9.9999999999999978E-2,1602738.0447155067,5448551.4705882352,0,0,0,0]
[null,"AUGATHELLA",2,"Diesel Option",1,0,4533217.5352113601,0,4700000,0,0,0]
[null,"AUGATHELLA",2,"Pure Renewable",0,1,-3746878.0309859533,0,30576274.685816877,0,0,0]
[null,"AUGATHELLA",2,"Hybrid Option ",0.9,9.9999999999999978E-2,3705207.9785916288,0,7287627.4685816877,0,0,0]
[null,"Duaringa",3,"Diesel Option",1,0,3478971.6701691104,0,7880000,0,0,0]
[null,"Duaringa",3,"Pure Renewable",0,1,-5748886.3412316116,0,36507239.263803676,0,0,0]
[null,"Duaringa",3,"Hybrid Option ",0.9,9.9999999999999978E-2,2556185.86902904,0,10742723.926380368,0,0,0]
[null,"EULO",4,"Diesel Option",1,0,442978.48621826409,0,0,3820000,0,0]
[null,"EULO",4,"Pure Renewable",0,1,-2525553.3933424102,0,0,13389695.817490494,0,0]
[null,"EULO",4,"Hybrid Option ",0.9,9.9999999999999978E-2,146125.29826219793,0,0,4776969.581749049,0,0]
[null,"KARUMBA",5,"Diesel Option",1,0,9648924.9788223747,0,0,4540000,0,0]
[null,"KARUMBA",5,"Pure Renewable",0,1,1594760.3900317217,0,0,30200716.112531967,0,0]
[null,"KARUMBA",5,"Hybrid Option ",0.9,9.9999999999999978E-2,8843508.5199433118,0,0,7106071.6112531964,0,0]
[null,"MORVEN",6,"Diesel Option",1,0,444054.75570971437,0,0,0,3580000,0]
[null,"MORVEN",6,"Pure Renewable",0,1,-1395183.0573878901,0,0,0,9593333.3333333321,0]
[null,"MORVEN",6,"Hybrid Option ",0.9,9.9999999999999978E-2,260130.97439995385,0,0,0,4181333.333333333,0]
[null,"Northern",7,"Diesel Option",1,0,5189006.2500440627,0,0,0,7480000,0]
[null,"Northern",7,"Pure Renewable",0,1,-377339.79887703946,0,0,0,25652582.547169812,0]
[null,"Northern",7,"Hybrid Option ",0.9,9.9999999999999978E-2,4632371.6451519514,0,0,0,9297258.2547169812,0]
[null,"Tambo",8,"Diesel Option",1,0,353088.12816029781,0,0,0,0,3740000]
[null,"Tambo",8,"Pure Renewable",0,1,-2703796.4448647001,0,0,0,0,13448382.352941178]
[null,"Tambo",8,"Hybrid Option ",0.9,9.9999999999999978E-2,47399.670857797602,0,0,0,0,4710838.2352941176]

{"sheet":"Padmounts","index":3,"n_rows":19,"n_cols":9,"rows_kept":19,"cut":false,"hidden":true,"merged":[]}
["Raise Padmount height or install polemount to replace (where this is possible)"]
[null,"Unit","Comment",null,null,null,"Year",null,"NPV"]
["Padmount size (KVA)",450,"Possibly use average size",null,null,{"$f":"$B$9*$B$12/5","v":15697.583999999997},{"$f":"B14/2","v":2.5},{"$f":"($B$9+$B$10)*$B$12*(1+$B$11)^G3","v":78487.919999999984},{"$f":"H3/(1+$B$13)^$G3","v":73376.94052644544}]
["Average load Percentage",0.2,"Need to confirm",null,null,{"$f":"$B$9*$B$12/5","v":15697.583999999997},{"$f":"G3+$B$14","v":7.5},{"$f":"($B$9+$B$10)*$B$12*(1+$B$11)^G4","v":78487.919999999984},64131.760080666638]
["Average load ",{"$f":"B4*B3","v":90},null,null,null,15697.583999999997,{"$f":"G4+$B$14","v":12.5},78487.919999999984,56051.432800770446]
["Outage Duration",24,"Need to confirm typical duration",null,null,15697.583999999997,{"$f":"G5+$B$14","v":17.5},78487.919999999984,48989.19217354228]
["Lost Energy (kWh)",{"$f":"B6*B5","v":2160},null,null,null,15697.583999999997,{"$f":"G6+$B$14","v":22.5},78487.919999999984,42816.763638257398]
["$/kwh (VCR Average Rate across SE)",51.91,null,null,null,15697.583999999997,{"$f":"G7+$B$14","v":27.5},78487.919999999984,37422.034679814591]
["Total VCR Benefit $",{"$f":"B7*B8","v":112125.59999999999},null,null,null,15697.583999999997,{"$f":"G8+$B$14","v":32.5},78487.919999999984,32707.018480162773]
["Avoided Damage 10% of Capaital cost",0,"Need to confirm",null,null,15697.583999999997,37.5,78487.919999999984,28586.074140932022]
["Average Inflation rate",0,null,null,null,{"$f":"B17*B20/5","v":0},42.5,78487.919999999984,24984.351150395516]
["Effectiveness Rate",0.7,"Will not stop all flood scenarios."]
["WACC",2.7300000000000001E-2,null,null,null,"NPV Benefit per job=",null,null,{"$f":"SUM(I3:I11)","v":409065.5676709871}]
["Frequency of event (one in x years) x=",5,null,null,null,"Total Program NPV Benefit =",null,{"$f":"I13*B16","v":61359835.150648065}]
["Average relocation cost",93942,"Based on sample projects post Brisbane floods (this is total cost, not direct). Would implement some higher cost projects as well so this will still be low end)",null,null,"Total Program Cost =",null,{"$f":"B15*B16","v":14091300}]
["Asset volume requiring relocation",150,"Need to confirm. Approx volume in 2022 floods",null,null,"Average annual cost =",null,{"$f":"H15/5","v":2818260}]
[]
[]
["Model does not consider those impacted more frequently so this will be conservative. Could break this down based on Matts Data"]

{"sheet":"Pillars","index":4,"n_rows":19,"n_cols":9,"rows_kept":19,"cut":false,"hidden":true,"merged":[]}
["Install flood zone pillars "]
[null,null,null,null,null,null,"Year",null,"NPV"]
[null,null,null,null,null,null,{"$f":"$B$14/2","v":10},{"$f":"($B$9+$B$10)*(1+$B$11)^G3","v":3534.6},{"$f":"H3/(1+$B$13)^$G3","v":2700.0225541728596}]
[null,"Unit","Comment",null,null,null,{"$f":"G3+$B$14","v":30},3534.6,{"$f":"H4/(1+$B$13)^$G4","v":1575.5116892386418}]
["Average load Through a pillar to be relocated",2.5,"Need to confirm (What is the average load per customer",null,null,null,{"$f":"G4+$B$14","v":50},3534.6,919.33938814374881]
["Outage Duration",24,"Need to confirm typical duration",null,null,null,70,3534.6,536.45105673633793]
["Lost Energy (kWh)",{"$f":"B6*B5","v":60},null,null,null,null,90,3534.6,313.0288335133709]
["$/kwh (VCR Average Rate across SE)",51.91,null,null,null,null,110,3534.6,182.657950581504]
["Total VCR Benefit $",{"$f":"B7*B8","v":3114.6}]
["Avoided Damage 10% of Capaital cost",{"$f":"B15/10","v":420}]
["Average Inflation rate",0]
["Effectiveness Rate",0.7,"Will not stop all flood scenarios.",null,null,"NPV Benefit per job=",null,null,{"$f":"SUM(I3:I5)","v":5194.8736315552496}]
["WACC",2.7300000000000001E-2,null,null,null,"Total Program NPV Benefit =",null,{"$f":"I12*B16","v":5714360.9947107742}]
["Frequency of event (one in x years) x=",20,null,null,null,"Total Program Cost =",null,{"$f":"B15*B16","v":4620000}]
["Average relocation cost per pillar",4200,"Approximately average cost based on the 3 projects I can see). Estimate is directd",null,null,"Average annual cost =",null,{"$f":"H14/5","v":924000}]
["Asset volume requiring relocation",1100,"Approximate volume in 2022 floods"]
[]
[]
["Model does not consider those impacted more frequently so this will be conservative. Could break this down based on Matts Data"]

{"sheet":"RMU","index":5,"n_rows":16,"n_cols":9,"rows_kept":16,"cut":false,"hidden":true,"merged":[]}
["Raise RMU height or install Water Proof switchgear"]
[null,"Unit","Comment",null,null,null,"Year",null,"NPV"]
["Load through RMU (KVA)",500,null,null,null,null,{"$f":"B14/2","v":5},{"$f":"($B$9+$B$10)*$B$12*(1+$B$11)^G3","v":107878.41038370815},{"$f":"H3/(1+$B$13)^$G3","v":94286.192405613139}]
["Average load Percentage",0.2,"Need to confirm",null,null,null,{"$f":"G3+$B$14","v":15},{"$f":"($B$9+$B$10)*$B$12*(1+$B$11)^G4","v":131503.18029564465},87796.445650571928]
["Average load ",{"$f":"B4*B3","v":100},null,null,null,null,{"$f":"G4+$B$14","v":25},160301.64299195533,81753.390100997873]
["Outage Duration",24,"Need to confirm typical duration",null,null,null,{"$f":"G5+$B$14","v":35},195406.80832318522,76126.279867941295]
["Lost Energy (kWh)",{"$f":"B6*B5","v":2400},null,null,null,null,{"$f":"G6+$B$14","v":45},238199.80897494787,70886.485311162513]
["$/kwh (VCR Average Rate across SE)",51.91,null,null,null,null,{"$f":"G7+$B$14","v":55},290364.23798427841,66007.3473771016]
["Total VCR Benefit $",{"$f":"B7*B8","v":124583.99999999999}]
["Avoided Damage 10% of Capaital cost",{"$f":"B15*0.1","v":15000}]
["Average Inflation rate",0.02]
["Effectiveness Rate",0.7,"Will not stop all flood scenarios."]
["WACC",2.7300000000000001E-2,null,null,null,"NPV Benefit per job=",null,null,{"$f":"SUM(I3:I7)","v":410848.79333628679}]
["Frequency of event (one in x years) x=",10,null,null,null,"Total Program NPV Benefit =",null,{"$f":"H8*B16","v":14518211.899213921}]
["Average relocation cost",150000,"Based on sample projects post Brisbane floods (this is total cost, not direct). Would implement some higher cost projects as well so this will still be low end)",null,null,"Total Program Cost =",null,{"$f":"B15*B16","v":7500000}]
["Asset volume requiring relocation",50,"Need to confirm",null,null,"Average annual cost =",null,{"$f":"H15/5","v":1500000}]

{"sheet":"Hiden","index":6,"n_rows":34,"n_cols":4,"rows_kept":34,"cut":false,"hidden":true,"merged":[]}
[]
[]
[null,"Year List"]
[]
[null,2022]
[null,{"$f":"B5+1","v":2023}]
[null,{"$f":"B6+1","v":2024}]
[null,2025]
[null,2026]
[null,2027]
[null,2028]
[null,2029]
[null,2030]
[null,2031]
[null,2032]
[null,2033]
[null,2034]
[null,2035]
[null,2036]
[null,2037]
[null,2038]
[]
[]
[]
[null,{"$f":"VLOOKUP(Input!#REF!,Hiden!B26:C27,2,FALSE)","v":{"$error":"#REF!"}},null,{"$f":"VLOOKUP(B25,C26:D27,2,FALSE)","v":{"$error":"#REF!"}}]
[null,"Normal Modelling Mode",1,{"$f":"B26","v":"Normal Modelling Mode"}]
[null,"Simulation Mode",2,{"$f":"B27","v":"Simulation Mode"}]
[]
[]
[null,"Distribution Type"]
[null,"Normal"]
[null,"Triangle"]
[null,"Randbetween"]
[null,"Fixed"]

{"sheet":"Hiden_1","index":7,"n_rows":1081,"n_cols":8,"rows_kept":1081,"cut":false,"hidden":true,"merged":[]}
[]
[]
[null,1,2023]
[null,{"$f":"B3+1","v":2},{"$f":"C3+1","v":2024}]
[null,{"$f":"B4+1","v":3},{"$f":"C4+1","v":2025}]
[null,4,2026]
[null,5,2027]
[null,6,2028]
[null,7,2029]
[null,8,2030]
[null,9,2031]
[null,10,2032]
[null,11,2033]
[null,12,2034]
[null,13,2035]
[null,14,2036]
[null,15,2037]
[null,16,2038]
[null,17,2039]
[null,18,2040]
[null,19,2041]
[null,20,2042]
[null,21,2043]
[null,22,2044]
[null,23,2045]
[null,24,2046]
[null,25,2047]
[]
[null,8,{"$f":"VLOOKUP(B29,List_2,2,FALSE)","v":"Tambo"}]
[null,1,"Aramac",null,"Aramac","Aramac"]
[null,{"$f":"B30+1","v":2},"AUGATHELLA",null,"AUGATHELLA","AUGATHELLA"]
[null,{"$f":"B31+1","v":3},"Duaringa",null,"Duaringa","Duaringa"]
[null,4,"EULO",null,"EULO","EULO"]
[null,5,"KARUMBA",null,"KARUMBA","KARUMBA"]
[null,6,"MORVEN",null,"MORVEN","MORVEN"]
[null,7,"Northern",null,"Northern","Northern"]
[null,8,"Tambo",null,"Tambo","Tambo"]
[null,9]
[null,10]
[null,11]
[null,12]
[null,13]
[null,14]
[null,15]
[]
[]
[null,"Feeder Hosting Capacity"]
[null,"Index","feeder ID"]
[null,1,10020655,1.96,null,null,40001062,{"$f":"VLOOKUP(G49,Feeder_Table,2,FALSE)","v":2.9911755339999999}]
[null,{"$f":"B49+1","v":2},10020669,1.495587767,null,null,40001061,3.8885281950000001]
[null,{"$f":"B50+1","v":3},10020670,1.495587767,null,null,60026701,6.1756011739999996]
[null,4,10020673,2.6214796819999999,null,null,10020847,6.4864817769999998]
[null,5,10020674,1.7947053209999999,null,null,40001038,4.5651836340000003]
[null,6,10020675,0.98,null,null,60026766,1.495587767]
[null,7,10020679,5.6014523120000002,null,null,10020675,0.98]
[null,8,10020689,6.6881340600000003,null,null,60026716,1.26032677]
[null,9,10020722,5.6014523120000002,null,null,30053769,2.7668373690000001]
[null,10,10020744,4.486763302,null,null,40216323,0]
[null,11,10020755,4.6380025140000001,null,null,40000974,0.98]
[null,12,10020761,5.6014523120000002,null,null,40001010,4.6211981570000003]
[null,13,10020764,3.92,null,null,10020804,8.9735266029999998]
[null,14,10020767,5.9823510689999999,null,null,10020799,5.4614160040000002]
[null,15,10020768,4.9000000000000004]
[null,16,10020770,9.6016734659999994]
[null,17,10020771,6.553699205]
[null,18,10020772,8.4021784680000007]
[null,19,10020774,4.9000000000000004]
[null,20,10020775,5.9823510689999999]
[null,21,10020776,2.94]
[null,22,10020777,7.00181539]
[null,23,10020779,8.4021784680000007]
[null,24,10020780,1.96]
[null,25,10020782,7.3098952669999999]
[null,26,10020783,11.20290462]
[null,27,10020784,8.9623236990000006]
[null,28,10020785,5.88]
[null,29,10020786,8.9623236990000006]
[null,30,10020788,8.9623236990000006]
[null,31,10020794,8.9623236990000006]
[null,32,10020795,0]
[null,33,10020796,11.20290462]
[null,34,10020797,4.9000000000000004]
[null,35,10020798,3.92]
[null,36,10020799,5.4614160040000002]
[null,37,10020800,8.9623236990000006]
[null,38,10020804,8.9735266029999998]
[null,39,10020805,11.20290462]
[null,40,10020806,5.9823510689999999]
[null,41,10020807,8.9623236990000006]
[null,42,10020808,11.20290462]
[null,43,10020809,7.84]
[null,44,10020811,7.00181539]
[null,45,10020816,7.00181539]
[null,46,10020817,4.9000000000000004]
[null,47,10020820,7.00181539]
[null,48,10020821,7.00181539]
[null,49,10020822,7.00181539]
[null,50,10020824,3.92]
[null,51,10020825,3.92]
[null,52,10020826,6.86]
[null,53,10020827,3.9210166179999999]
[null,54,10020828,5.9823510689999999]
[null,55,10020829,4.9000000000000004]
[null,56,10020830,5.88]
[null,57,10020831,5.88]
[null,58,10020832,9.8025415450000004]
[null,59,10020833,7.00181539]
[null,60,10020834,7.00181539]
[null,61,10020835,7.00181539]
[null,62,10020836,5.8815249270000001]
[null,63,10020838,4.9012707730000002]
[null,64,10020839,5.6014523120000002]
[null,65,10020840,4.9000000000000004]
[null,66,10020844,3.5894106410000002]
[null,{"$f":"B114+1","v":67},10020846,4.9000000000000004]
[null,68,10020847,6.4864817769999998]
[null,69,10020848,6.2512207799999997]
[null,70,10020850,5.9823510689999999]
[null,71,10020855,2.94]
[null,72,10020856,2.94]
[null,73,10020857,4.4363502309999996]
[null,74,10128810,2.57241096]
[null,75,10129302,13.44348555]
[null,76,10129324,6.3520469210000003]
[null,77,10129677,2.9239581069999998]
[null,78,10129863,8.9623236990000006]
[null,79,10130404,11.20290462]
[null,80,10130408,8.9623236990000006]
[null,81,10132684,2.9575668209999999]
[null,82,10132687,1.7947053209999999]
[null,83,10134499,5.6014523120000002]
[null,84,10134518,5.6014523120000002]
[null,85,10134605,4.9000000000000004]
[null,86,20001080,3.5894106410000002]
[null,87,20001081,3.5894106410000002]
[null,88,20001108,2.4500000000000002]
[null,89,20001141,4.1870856029999999]
[null,90,20001148,3.05279151]
[null,91,20001165,1.96]
[null,92,20001178,2.4500000000000002]
[null,93,20001246,4.4811618490000003]
[null,94,20001263,3.43]
[null,95,20001353,1.47]
[null,96,20001488,1.47]
[null,97,20001649,1.47]
[null,98,20001859,0.98]
[null,99,20002064,1.47]
[null,100,20002267,1.7947053209999999]
[null,101,20002331,2.4500000000000002]
[null,102,20002494,0.49]
[null,103,20002622,2.7867225250000001]
[null,104,20002652,2.9911755339999999]
[null,105,20002698,2.4500000000000002]
[null,106,20002752,1.96]
[null,107,20002914,3.05279151]
[null,108,20002948,4.1870856029999999]
[null,109,20002985,2.94]
[null,110,20003026,3.43]
[null,111,20003061,3.43]
[null,112,20003088,2.94]
[null,113,20003281,5.6014523120000002]
[null,114,20003294,3.626940372]
[null,115,20003306,3.388878649]
[null,116,20003317,3.500907695]
[null,117,20003329,3.570925849]
[null,118,20003349,3.304856864]
[null,119,20003387,1.47]
[null,120,20003411,3.43]
[null,121,20003435,1.47]
[null,122,20003471,1.47]
[null,123,20003547,2.9239581069999998]
[null,124,20003550,0.98]
[null,125,20003792,1.495587767]
[null,126,20003866,0.49]
[null,127,20003949,16.152347890000001]
[null,128,20003983,13.056985340000001]
[null,129,20004054,0.74779388400000002]
[null,130,20004081,0.74779388400000002]
[null,{"$f":"B178+1","v":131},20004307,2.632682586]
[null,132,20004592,1.47]
[null,133,20004700,3.6633498119999999]
[null,134,20004715,1.47]
[null,135,20004751,1.96]
[null,136,20004796,1.96]
[null,137,20004893,3.43]
[null,138,20004903,2.4500000000000002]
[null,139,20004937,3.9210166179999999]
[null,140,20004955,3.7389694179999999]
[null,141,20005133,3.192827818]
[null,142,20005188,0.98]
[null,143,20005242,4.7192235729999998]
[null,144,20005265,0.98]
[null,145,20005314,0.98]
[null,146,20005336,1.47]
[null,147,20005357,1.47]
[null,148,20005412,1.47]
[null,149,20005447,0.98]
[null,150,20005482,0.98]
[null,151,20005577,1.47]
[null,152,20005605,1.47]
[null,153,20005628,1.47]
[null,154,20005832,1.47]
[null,155,20005851,2.4500000000000002]
[null,156,20005887,3.220835079]
[null,157,20005919,4.1870856029999999]
[null,158,20005944,3.05279151]
[null,159,20005962,2.94]
[null,160,20005978,3.05279151]
[null,161,20006009,2.4500000000000002]
[null,162,20006023,1.47]
[null,163,20006212,3.05279151]
[null,164,20006383,3.92]
[null,165,20006478,2.3021969000000002]
[null,166,20006518,0.74779388400000002]
[null,167,20006666,0.74779388400000002]
[null,168,20006697,0.89735266000000002]
[null,169,20006799,1.47]
[null,170,20006948,2.4500000000000002]
[null,171,20007111,2.4500000000000002]
[null,172,20007229,0.49]
[null,173,20007292,3.6633498119999999]
[null,174,20007314,3.2902930879999999]
[null,175,20007334,1.47]
[null,176,20007358,2.3806172320000001]
[null,177,20007373,2.3105990790000002]
[null,178,20007392,3.346867756]
[null,179,20007427,2.1425555090000001]
[null,180,20007445,2.7867225250000001]
[null,181,20007634,3.500907695]
[null,182,20007716,1.47]
[null,183,20007736,9.2760050280000002]
[null,184,20008110,3.1407343110000001]
[null,185,20008154,9.4776573109999998]
[null,186,20008189,3.9210166179999999]
[null,187,20008226,4.1338718060000001]
[null,188,20008373,0.98]
[null,189,20008471,3.3440670300000002]
[null,190,20008686,3.3440670300000002]
[null,191,20008745,2.2517838289999998]
[null,192,20008784,0.77906526399999998]
[null,193,20008837,2.9178474310000002]
[null,194,20008889,2.9178474310000002]
[null,{"$f":"B242+1","v":195},20008892,2.9178474310000002]
[null,196,20009089,3.43]
[null,197,20009306,5.0413070810000002]
[null,198,20009512,4.3523284459999996]
[null,199,20009515,2.3021969000000002]
[null,200,20009612,1.47]
[null,201,20009615,2.3929404280000002]
[null,202,20009684,2.5038491829999998]
[null,203,20009806,1.47]
[null,204,20009878,2.9911755339999999]
[null,205,20009956,2.9911755339999999]
[null,206,20010102,2.4500000000000002]
[null,207,20010278,3.192827818]
[null,208,20010282,2.9911755339999999]
[null,209,20010294,3.05279151]
[null,210,20010298,3.05279151]
[null,211,20010317,3.05279151]
[null,212,20010327,3.05279151]
[null,213,20010359,3.05279151]
[null,214,20010374,3.05279151]
[null,215,20010376,3.05279151]
[null,216,20010414,3.05279151]
[null,217,20010419,3.05279151]
[null,218,20010480,3.05279151]
[null,219,20010573,1.96]
[null,220,20010596,2.9911755339999999]
[null,221,20010631,0.20424932000000001]
[null,222,20010674,0.14589237199999999]
[null,223,20010961,2.8567406790000001]
[null,224,20011182,2.9911755339999999]
[null,225,20011211,0.74779388400000002]
[null,226,20011217,3.05279151]
[null,227,20011224,4.2010892340000003]
[null,228,20011228,3.05279151]
[null,229,20011230,2.4366317560000001]
[null,230,20011235,4.2010892340000003]
[null,231,20011243,2.4366317560000001]
[null,232,20011458,2.8007261560000001]
[null,233,20011464,2.94]
[null,234,20011545,0.98]
[null,235,20011824,2.243381651]
[null,236,20011981,2.9178474310000002]
[null,237,20011984,1.4589237159999999]
[null,238,20011987,1.96]
[null,239,20012043,4.2010892340000003]
[null,240,20012178,4.7052199420000003]
[null,241,20012370,1.4589237159999999]
[null,242,20012410,3.2902930879999999]
[null,243,20012469,1.47]
[null,244,20012863,1.47]
[null,245,20012865,5.6014523120000002]
[null,246,20012874,10.76823192]
[null,247,20013230,2.94]
[null,248,20013246,1.47]
[null,249,20013273,0.98]
[null,250,20020666,0.98]
[null,251,20020964,1.7947053209999999]
[null,252,25266408,2.9178474310000002]
[null,253,25267698,3.43]
[null,254,25267699,2.4500000000000002]
[null,255,25267704,4.7052199420000003]
[null,256,25267731,6.3016338510000001]
[null,257,25267735,2.94]
[null,258,25267746,3.3440670300000002]
[null,{"$f":"B306+1","v":259},25267831,3.3440670300000002]
[null,260,25267832,2.7867225250000001]
[null,261,25267835,2.4500000000000002]
[null,262,25267836,3.43]
[null,263,25267897,4.9012707730000002]
[null,264,25267901,3.43]
[null,265,25268197,0.51937684299999998]
[null,266,25268279,2.9178474310000002]
[null,267,25268404,4.3859371600000001]
[null,268,25268407,3.9210166179999999]
[null,269,25268413,2.243381651]
[null,270,25272934,2.243381651]
[null,271,25272938,0]
[null,272,25273020,0.20424932000000001]
[null,273,25273220,0.20424932000000001]
[null,274,25273274,0.98]
[null,275,25273350,1.96]
[null,276,25273354,0.20424932000000001]
[null,277,25273358,1.47]
[null,278,25273362,1.47]
[null,279,25273540,1.47]
[null,280,25274644,2.4500000000000002]
[null,281,25274647,3.7949839409999999]
[null,282,25274650,4.2010892340000003]
[null,283,25275177,1.47]
[null,284,25275672,1.47]
[null,285,25276037,2.94]
[null,286,25279698,4.2010892340000003]
[null,287,25280122,4.2010892340000003]
[null,288,25280582,3.9210166179999999]
[null,289,30053744,3.43]
[null,290,30053745,5.6014523120000002]
[null,291,30053746,3.696958526]
[null,292,30053747,3.108806033]
[null,293,30053748,1.47]
[null,294,30053749,3.3440670300000002]
[null,295,30053750,3.430889541]
[null,296,30053755,2.5626644330000001]
[null,297,30053756,2.5906716940000001]
[null,298,30053764,3.108806033]
[null,299,30053765,3.192827818]
[null,300,30053766,0]
[null,301,30053769,2.7668373690000001]
[null,302,30053770,0]
[null,303,30053771,1.47]
[null,304,30053772,4.2851110180000003]
[null,305,30053773,3.8650020949999999]
[null,306,30053774,3.500907695]
[null,307,30053775,2.243381651]
[null,308,30053776,1.34602899]
[null,309,30053777,1.92930822]
[null,310,30053779,1.0469114369999999]
[null,311,30053780,1.0469114369999999]
[null,312,30053781,3.108806033]
[null,313,30053782,1.47]
[null,314,30053783,2.9911755339999999]
[null,315,30053784,2.5626644330000001]
[null,316,30053801,2.3105990790000002]
[null,317,30053803,3.0751973189999999]
[null,318,30053807,0]
[null,319,30053808,0]
[null,320,30053811,1.7947053209999999]
[null,321,30053812,1.7947053209999999]
[null,322,30053814,3.290853233]
[null,{"$f":"B370+1","v":323},30053815,3.290853233]
[null,324,30053817,3.290853233]
[null,325,30053818,4.2010892340000003]
[null,326,30053819,3.500907695]
[null,327,30053821,3.500907695]
[null,328,30053822,3.360871387]
[null,329,30053823,4.2010892340000003]
[null,330,30053824,4.0330456640000003]
[null,331,30053825,3.472900433]
[null,332,30053826,3.360871387]
[null,333,30053827,3.360871387]
[null,334,30053828,4.2010892340000003]
[null,335,30053829,1.96]
[null,336,30053830,1.47]
[null,337,30053831,1.47]
[null,338,30053832,1.47]
[null,339,30053833,4.2010892340000003]
[null,340,30053834,1.47]
[null,341,30053835,4.2010892340000003]
[null,342,30053836,0]
[null,343,30053837,1.47]
[null,344,30053838,1.47]
[null,345,30053840,2.8903493930000002]
[null,346,30053841,3.108806033]
[null,347,30053842,1.47]
[null,348,30053843,3.080798771]
[null,349,30053845,2.9911755339999999]
[null,350,30053846,2.94]
[null,351,30053847,2.617278593]
[null,352,30053848,0.49]
[null,353,30053862,3.0751973189999999]
[null,354,30053864,2.243381651]
[null,355,30053866,2.9911755339999999]
[null,356,30053867,2.2517838289999998]
[null,357,30053871,2.9911755339999999]
[null,358,30053872,1.0469114369999999]
[null,359,30053875,0]
[null,360,30053878,1.47]
[null,361,30053882,0.98]
[null,362,30053883,2.7447116330000001]
[null,363,30053884,2.2517838289999998]
[null,364,30053885,2.2517838289999998]
[null,365,30053886,0]
[null,366,30184151,3.500907695]
[null,367,30186258,2.4500000000000002]
[null,368,30186511,3.514911326]
[null,369,30187133,3.640944003]
[null,370,30187348,3.5289149559999999]
[null,371,30187535,2.8007261560000001]
[null,372,30188733,2.5626644330000001]
[null,373,30189394,3.360871387]
[null,374,40000959,3.2936539589999998]
[null,375,40000960,4.4531545880000003]
[null,376,40000961,1.96]
[null,377,40000962,4.2178935910000002]
[null,378,40000963,4.486763302]
[null,379,40000964,2.2517838289999998]
[null,380,40000965,2.319001257]
[null,381,40000966,2.0938228739999998]
[null,382,40000967,10.08261416]
[null,383,40000969,10.528937880000001]
[null,384,40000970,2.3929404280000002]
[null,385,40000973,1.47]
[null,386,40000974,0.98]
[null,{"$f":"B434+1","v":387},40000975,2.9911755339999999]
[null,388,40000979,4.4363502309999996]
[null,389,40000982,5.6798726439999996]
[null,390,40000984,2.9911755339999999]
[null,391,40000985,3.276849602]
[null,392,40000998,2.2181751150000002]
[null,393,40000999,2.9911755339999999]
[null,394,40001001,4.0050384030000004]
[null,395,40001002,2.0501315459999998]
[null,396,40001003,3.360871387]
[null,397,40001004,2.94]
[null,398,40001005,5.5454377890000002]
[null,399,40001006,4.5651836340000003]
[null,400,40001009,4.4699589450000001]
[null,401,40001010,4.6211981570000003]
[null,402,40001011,5.5454377890000002]
[null,403,40001014,4.806046083]
[null,404,40001029,5.478220361]
[null,405,40001030,6.0495684970000001]
[null,406,40001031,1.915696691]
[null,407,40001032,2.9911755339999999]
[null,408,40001033,1.915696691]
[null,409,40001034,4.806046083]
[null,410,40001035,4.806046083]
[null,411,40001037,4.806046083]
[null,412,40001038,4.5651836340000003]
[null,413,40001039,3.8313933809999998]
[null,414,40001040,3.8313933809999998]
[null,415,40001041,0]
[null,416,40001042,5.3841159620000001]
[null,417,40001045,0.89735266000000002]
[null,418,40001046,4.4699589450000001]
[null,419,40001052,3.56252367]
[null,420,40001054,1.96]
[null,421,40001059,4.806046083]
[null,422,40001060,4.4699589450000001]
[null,423,40001061,3.8885281950000001]
[null,424,40001062,2.9911755339999999]
[null,425,40001063,3.8885281950000001]
[null,426,40001065,2.9911755339999999]
[null,427,40001066,2.9911755339999999]
[null,428,40001067,2.0445300940000002]
[null,429,40001068,2.1509576880000001]
[null,430,40001072,5.6014523120000002]
[null,431,40001091,1.7947053209999999]
[null,432,40001093,1.949305404]
[null,433,40001094,1.47]
[null,434,40001095,1.47]
[null,435,40001096,1.47]
[null,436,40001097,5.6014523120000002]
[null,437,40001098,4.9000000000000004]
[null,438,40001099,0]
[null,439,40001100,1.47]
[null,440,40001101,1.47]
[null,441,40001102,1.47]
[null,442,40001104,2.7307080020000001]
[null,443,40001105,3.4616975289999998]
[null,444,40001106,0.49]
[null,445,40001107,2.4786426480000001]
[null,446,40001109,5.0413070810000002]
[null,447,40001110,2.5346571710000001]
[null,448,40001111,2.3666136020000001]
[null,449,40001115,2.8399363219999998]
[null,450,40001116,2.8399363219999998]
[null,{"$f":"B498+1","v":451},40001117,2.5878709679999998]
[null,452,40001118,3.8885281950000001]
[null,453,40001119,0.98]
[null,454,40001120,2.9911755339999999]
[null,455,40001121,5.7134813580000001]
[null,456,40001122,2.4500000000000002]
[null,457,40001123,2.7307080020000001]
[null,458,40001124,2.7307080020000001]
[null,459,40001126,3.080798771]
[null,460,40001128,1.47]
[null,461,40001129,1.848479263]
[null,462,40001130,3.024784248]
[null,463,40001131,4.7612344650000002]
[null,464,40001132,4.4671582189999999]
[null,465,40001133,2.7307080020000001]
[null,466,40001134,3.514911326]
[null,467,40001135,2.5346571710000001]
[null,468,40001140,3.7109621559999999]
[null,469,40001142,2.5346571710000001]
[null,470,40001143,2.5346571710000001]
[null,471,40001144,2.5346571710000001]
[null,472,40001145,1.96]
[null,473,40001146,1.96]
[null,474,40001148,0.98]
[null,475,40001153,2.5346571710000001]
[null,476,40001156,1.96]
[null,477,40001157,1.47]
[null,478,40001162,2.1565591400000002]
[null,479,40001170,7.7300041899999998]
[null,480,40001174,5.2429593639999998]
[null,481,40001175,3.0920016760000002]
[null,482,40001176,3.23483871]
[null,483,40001177,4.2991146489999998]
[null,484,40001178,5.1589375789999998]
[null,485,40001179,3.164820556]
[null,486,40001180,7.35]
[null,487,40001183,3.164820556]
[null,488,40001184,1.47]
[null,489,40001189,2.9911755339999999]
[null,490,40001190,2.5346571710000001]
[null,491,40001191,2.3666136020000001]
[null,492,40001193,3.9070129869999999]
[null,493,40001194,3.164820556]
[null,494,40001195,3.92]
[null,495,40001200,3.164820556]
[null,496,40001201,3.92]
[null,497,40001202,3.92]
[null,498,40001204,3.7977846670000002]
[null,499,40001206,2.4500000000000002]
[null,500,40001207,3.164820556]
[null,501,40001208,0.45371763700000001]
[null,502,40001210,0.89735266000000002]
[null,503,40001215,2.9911755339999999]
[null,504,40001225,2.3929404280000002]
[null,505,40001226,3.430889541]
[null,506,40001227,5.2429593639999998]
[null,507,40001230,1.96]
[null,508,40001232,4.4363502309999996]
[null,509,40001236,3.430889541]
[null,510,40001237,2.70270074]
[null,511,40001246,1.47]
[null,512,40001247,4.2010892340000003]
[null,513,40200482,3.0415886049999998]
[null,514,40200483,3.514911326]
[null,{"$f":"B562+1","v":515},40214368,0]
[null,516,40214370,0.302478425]
[null,517,40214378,0]
[null,518,40216323,0]
[null,519,40216325,0]
[null,520,40219767,1.781261835]
[null,521,40223073,1.781261835]
[null,522,40223076,5.6832335150000004]
[null,523,50000011,0]
[null,524,50000015,3.8313933809999998]
[null,525,50000016,1.1216908249999999]
[null,526,50000017,2.243381651]
[null,527,50000020,1.34602899]
[null,528,50000021,1.47]
[null,529,50000022,4.486763302]
[null,530,50000025,3.108806033]
[null,531,50000026,2.4506353860000001]
[null,532,50000027,2.319001257]
[null,533,50000028,1.3779572689999999]
[null,534,50000030,1.7947053209999999]
[null,535,50000031,2.319001257]
[null,536,50000032,5.6014523120000002]
[null,537,50000033,4.2010892340000003]
[null,538,50000034,3.8369948329999999]
[null,539,50000035,4.5371763720000002]
[null,540,50000036,3.92]
[null,541,50000037,2.8847479410000001]
[null,542,50000040,4.5371763720000002]
[null,543,50000043,0]
[null,544,50000044,1.495587767]
[null,545,50000046,1.663631337]
[null,546,50000047,2.1677620449999999]
[null,547,50000049,3.7389694179999999]
[null,548,50000050,1.47]
[null,549,50000052,3.108806033]
[null,550,50000053,3.43]
[null,551,50000054,2.243381651]
[null,552,50000057,2.2517838289999998]
[null,553,50000058,2.7967491249999998]
[null,554,50000059,1.944264097]
[null,555,50000061,1.34602899]
[null,556,50000062,2.2517838289999998]
[null,557,50000063,2.243381651]
[null,558,50000065,5.0413070810000002]
[null,559,50000066,1.47]
[null,560,50000067,3.108806033]
[null,561,50000068,1.47]
[null,562,50000073,3.2432408879999999]
[null,563,50000074,1.6300226229999999]
[null,564,50000075,3.92]
[null,565,50000085,3.3650724759999999]
[null,566,50000086,2.5206535400000001]
[null,567,50000092,1.0469114369999999]
[null,568,50000094,0.89735266000000002]
[null,569,50000095,3.9630275109999999]
[null,570,50000108,4.486763302]
[null,571,50000109,4.6043938000000004]
[null,572,50000110,4.486763302]
[null,573,50000111,0]
[null,574,50000112,3.514911326]
[null,575,50000113,1.47]
[null,576,50000116,2.117348974]
[null,577,50000117,4.41]
[null,578,50000118,1.7947053209999999]
[null,{"$f":"B626+1","v":579},50000120,2.9911755339999999]
[null,580,50000124,4.2178935910000002]
[null,581,50000125,3.7389694179999999]
[null,582,50000126,3.7389694179999999]
[null,583,50000127,4.6043938000000004]
[null,584,50000128,2.5906716940000001]
[null,585,50000129,2.9911755339999999]
[null,586,50000130,3.0079798910000002]
[null,587,50000133,1.869484709]
[null,588,50000137,3.108806033]
[null,589,50000138,0]
[null,590,50000139,2.9911755339999999]
[null,591,50000140,3.8818064520000002]
[null,592,50000142,1.96]
[null,593,50000143,1.47]
[null,594,50000144,4.3411255420000003]
[null,595,50000145,2.2517838289999998]
[null,596,50000148,2.243381651]
[null,597,50000149,1.663631337]
[null,598,50000150,2.243381651]
[null,599,50000151,1.47]
[null,600,50000153,3.108806033]
[null,601,50000154,1.47]
[null,602,50000155,5.2765680780000004]
[null,603,50000156,3.122809664]
[null,604,50000159,1.47]
[null,605,50000160,3.430889541]
[null,606,50000161,1.944264097]
[null,607,50000165,1.1216908249999999]
[null,608,50000166,0.55336747399999997]
[null,609,50000168,2.94]
[null,610,50000169,4.6043938000000004]
[null,611,50000170,3.43]
[null,612,50000173,3.43]
[null,613,50000174,3.514911326]
[null,614,50000175,1.47]
[null,615,50000177,2.94]
[null,616,50000178,2.9911755339999999]
[null,617,50000179,3.3650724759999999]
[null,618,50000180,0]
[null,619,50000184,1.47]
[null,620,50000185,3.9070129869999999]
[null,621,50000187,2.2181751150000002]
[null,622,50000192,4.486763302]
[null,623,50000193,3.108806033]
[null,624,50000194,3.7529730489999999]
[null,625,50000195,5.8955285579999996]
[null,626,50000196,5.8955285579999996]
[null,627,50000204,5.8955285579999996]
[null,628,50000205,5.8955285579999996]
[null,629,50000206,4.2851110180000003]
[null,630,50000207,4.5371763720000002]
[null,631,50000208,4.3971400650000003]
[null,632,50000209,2.4500000000000002]
[null,633,50000211,2.94]
[null,634,50000212,2.94]
[null,635,50000213,4.4671582189999999]
[null,636,50000214,3.164820556]
[null,637,50000229,1.96]
[null,638,50000232,4.8592598799999998]
[null,639,50000233,3.9483517049999999]
[null,640,50000234,2.9911755339999999]
[null,641,50000235,2.3526099710000001]
[null,642,50000236,2.3526099710000001]
[null,{"$f":"B690+1","v":643},50000238,2.8399363219999998]
[null,644,50000239,2.9911755339999999]
[null,645,50000240,1.1216908249999999]
[null,646,50000241,2.2517838289999998]
[null,647,50080258,2.8117050020000001]
[null,648,50080424,1.1216908249999999]
[null,649,50082888,8.9063091760000006]
[null,650,60026644,4.7556330129999997]
[null,651,60026647,4.6043938000000004]
[null,652,60026649,2.2181751150000002]
[null,653,60026651,3.6689512639999999]
[null,654,60026652,1.47]
[null,655,60026656,3.6689512639999999]
[null,656,60026657,3.500907695]
[null,657,60026658,2.243381651]
[null,658,60026660,1.495587767]
[null,659,60026662,1.495587767]
[null,660,60026667,3.500907695]
[null,661,60026669,1.0469114369999999]
[null,662,60026670,4.6884155850000004]
[null,663,60026671,8.9735266029999998]
[null,664,60026672,7.2090691250000001]
[null,665,60026673,1.400363078]
[null,666,60026674,1.1062868320000001]
[null,667,60026675,16.837965650000001]
[null,668,60026676,8.1921240060000002]
[null,669,60026677,7.2090691250000001]
[null,670,60026678,9.9313749490000003]
[null,671,60026680,3.43]
[null,672,60026681,3.9350202489999999]
[null,673,60026682,1.949305404]
[null,674,60026685,0.89735266000000002]
[null,675,60026686,7.1082429840000003]
[null,676,60026687,2.7307080020000001]
[null,677,60026688,4.2010892340000003]
[null,678,60026690,4.2010892340000003]
[null,679,60026691,2.4500000000000002]
[null,680,60026692,2.3105990790000002]
[null,681,60026693,0.98]
[null,682,60026694,2.2825918170000001]
[null,683,60026695,1.400363078]
[null,684,60026696,1.302337662]
[null,685,60026698,1.400363078]
[null,686,60026699,2.4228521829999998]
[null,687,60026701,6.1756011739999996]
[null,688,60026702,3.472900433]
[null,689,60026703,0]
[null,690,60026704,2.772718894]
[null,691,60026705,2.3929404280000002]
[null,692,60026709,2.94]
[null,693,60026710,0.59823510700000004]
[null,694,60026711,3.4280888150000002]
[null,695,60026712,3.4280888150000002]
[null,696,60026713,1.949305404]
[null,697,60026715,2.772718894]
[null,698,60026716,1.26032677]
[null,699,60026717,1.5628051949999999]
[null,700,60026718,0]
[null,701,60026722,2.94]
[null,702,60026724,7.7468085469999997]
[null,703,60026725,1.400363078]
[null,704,60026729,2.3929404280000002]
[null,705,60026730,0]
[null,706,60026731,5.6462639299999999]
[null,{"$f":"B754+1","v":707},60026733,3.92]
[null,708,60026734,2.243381651]
[null,709,60026735,2.9911755339999999]
[null,710,60026740,2.2685881860000001]
[null,711,60026741,1.5628051949999999]
[null,712,60026742,8.1165044000000002]
[null,713,60026743,2.9911755339999999]
[null,714,60026744,1.495587767]
[null,715,60026745,1.34602899]
[null,716,60026746,2.6886971100000001]
[null,717,60026747,2.3929404280000002]
[null,718,60026749,3.92]
[null,719,60026750,1.949305404]
[null,720,60026751,1.47]
[null,721,60026752,2.243381651]
[null,722,60026754,3.768881173]
[null,723,60026755,2.1005446170000002]
[null,724,60026756,4.41]
[null,725,60026758,4.486763302]
[null,726,60026759,1.2712496019999999]
[null,727,60026760,1.949305404]
[null,728,60026761,4.8452562500000003]
[null,729,60026763,1.1964702140000001]
[null,730,60026764,3.500907695]
[null,731,60026765,4.3971400650000003]
[null,732,60026766,1.495587767]
[null,733,60026767,5.6014523120000002]
[null,734,60026768,0]
[null,735,60026770,5.0973216040000002]
[null,736,60026771,3.92]
[null,737,60026773,0.49]
[null,738,60026774,4.9236765819999997]
[null,739,60026775,1.7947053209999999]
[null,740,60026776,5.4446116470000003]
[null,741,60026777,2.243381651]
[null,742,60026778,2.4030230420000001]
[null,743,60026779,5.1113252339999997]
[null,744,60026780,1.1964702140000001]
[null,745,60026781,2.94]
[null,746,60026782,1.96]
[null,747,60026783,1.47]
[null,748,60026784,5.8955285579999996]
[null,749,60026785,2.94]
[null,750,60026786,4.8452562500000003]
[null,751,60026787,4.8452562500000003]
[null,752,60026788,3.7389694179999999]
[null,753,60026790,0.74779388400000002]
[null,754,60026791,3.43]
[null,755,60026792,1.47]
[null,756,60026793,3.92]
[null,757,60026794,1.944264097]
[null,758,60026797,4.4111436949999998]
[null,759,60026798,2.3929404280000002]
[null,760,60026799,4.9000000000000004]
[null,761,60026801,3.43]
[null,762,60026802,3.500907695]
[null,763,60026803,5.6014523120000002]
[null,764,60026805,1.47]
[null,765,60026806,3.500907695]
[null,766,60026807,4.4111436949999998]
[null,767,60026808,5.6014523120000002]
[null,768,60026809,2.0501315459999998]
[null,769,60026812,4.8452562500000003]
[null,770,60026815,3.92]
[null,{"$f":"B818+1","v":771},60026816,1.495587767]
[null,772,60026817,1.5291964810000001]
[null,773,60026819,2.9911755339999999]
[null,774,60026820,1.47]
[null,775,60026821,4.3187197319999999]
[null,776,60026822,4.41]
[null,777,60026823,5.4110029329999998]
[null,778,60026824,6.3016338510000001]
[null,779,60026825,4.41]
[null,780,60026826,2.9911755339999999]
[null,781,60026829,2.9911755339999999]
[null,782,60026830,1.5628051949999999]
[null,783,60026831,2.0501315459999998]
[null,784,60026832,2.369414328]
[null,785,60026833,1.1964702140000001]
[null,786,60026836,1.0250657729999999]
[null,787,60026837,2.243381651]
[null,788,60026838,4.4531545880000003]
[null,789,60026839,4.9012707730000002]
[null,790,60026840,4.4111436949999998]
[null,791,60026841,3.7809803099999999]
[null,792,60026842,5.8395140349999997]
[null,793,60026844,0.49]
[null,794,60026845,4.4111436949999998]
[null,795,60026847,4.41]
[null,796,60026888,5.5174305270000001]
[null,797,60026891,2.1341533309999998]
[null,798,60026892,2.9911755339999999]
[null,799,60026893,0]
[null,800,60026984,0]
[null,801,60026985,0]
[null,802,60026986,4.2010892340000003]
[null,803,60026987,1.1216908249999999]
[null,804,60026988,4.2010892340000003]
[null,805,60026989,1.9605083089999999]
[null,806,60026990,1.1216908249999999]
[null,807,60026995,1.9605083089999999]
[null,808,60026997,0.83752914999999994]
[null,809,60027002,0.82257327199999997]
[null,810,60027003,1.495587767]
[null,811,60300323,12.250376210000001]
[null,812,60322051,0]
[null,813,60322052,6.7301449519999998]
[null,814,60322053,1.302337662]
[null,815,60325532,1.302337662]
[null,816,60327170,2.8007261560000001]
[null,817,60327522,3.500907695]
[null,818,60330584,4.486763302]
[null,819,60330968,5.3773942190000001]
[null,820,60331113,1.47]
[null,821,60331115,1.47]
[null,822,80076113,4.9000000000000004]
[null,823,80076236,1.47]
[null,824,80077053,0.98]
[null,825,81669225,4.7858808550000003]
[null,826,81669226,2.9911755339999999]
[null,827,82536638,1.0469114369999999]
[null,828,82552955,1.0469114369999999]
[null,829,82554035,3.7389694179999999]
[null,830,82554082,4.9000000000000004]
[null,831,82554089,5.6014523120000002]
[null,832,82556060,4.9000000000000004]
[null,833,82556063,4.5371763720000002]
[null,834,82556066,5.9823510689999999]
[null,{"$f":"B882+1","v":835},82556069,1.47]
[null,836,82561111,1.47]
[null,837,82561236,1.47]
[null,838,82561856,2.4500000000000002]
[null,839,82561865,2.94]
[null,840,82563086,3.1592191039999999]
[null,841,82563096,2.632682586]
[null,842,82563105,0.49]
[null,843,82563108,5.6014523120000002]
[null,844,82563111,1.47]
[null,845,82563114,2.982773356]
[null,846,82563120,2.4500000000000002]
[null,847,82563123,4.2010892340000003]
[null,848,82563612,4.7332272030000002]
[null,849,82563748,3.92]
[null,850,82564200,8.9735266029999998]
[null,851,82564420,4.1842848769999996]
[null,852,82564423,3.43]
[null,853,82564438,3.43]
[null,854,82564444,4.2010892340000003]
[null,855,82564447,3.43]
[null,856,82604748,1.96]
[null,857,82610438,4.2010892340000003]
[null,858,82647120,1.96]
[null,859,82647125,5.39]
[null,860,82647129,3.7809803099999999]
[null,861,82647133,2.7447116330000001]
[null,862,82647141,1.47]
[null,863,82647144,4.2010892340000003]
[null,864,82647147,1.47]
[null,865,82649838,4.2010892340000003]
[null,866,82649845,1.96]
[null,867,82652346,4.2010892340000003]
[null,868,82652356,4.2010892340000003]
[null,869,82699749,4.2010892340000003]
[null,870,82736041,4.2010892340000003]
[null,871,82756081,2.5206535400000001]
[null,872,82772961,0.98]
[null,873,82772982,2.8567406790000001]
[null,874,82773001,3.43]
[null,875,82773016,4.2010892340000003]
[null,876,82841186,2.5626644330000001]
[null,877,82842116,5.8955285579999996]
[null,878,82842119,4.41]
[null,879,82843815,6.2344164229999999]
[null,880,82888836,5.4446116470000003]
[null,881,82889348,2.94]
[null,882,82889352,5.39]
[null,883,82906218,3.500907695]
[null,884,82906978,3.43]
[null,885,82907503,2.94]
[null,886,82909162,1.96]
[null,887,82912268,2.4500000000000002]
[null,888,82912274,8.1221058520000007]
[null,889,82912277,2.4500000000000002]
[null,890,82912280,2.94]
[null,891,82912289,1.96]
[null,892,82912317,4.2010892340000003]
[null,893,82912323,1.96]
[null,894,82912329,4.6211981570000003]
[null,895,82912338,2.94]
[null,896,82912341,3.43]
[null,897,82912886,4.2010892340000003]
[null,898,82912904,4.2010892340000003]
[null,{"$f":"B946+1","v":899},82912996,6.6517246200000004]
[null,900,82914179,5.88]
[null,901,82914276,3.05279151]
[null,902,82914279,3.43]
[null,903,82914282,3.43]
[null,904,82914591,4.1870856029999999]
[null,905,82915228,5.0413070810000002]
[null,906,82915231,2.7307080020000001]
[null,907,82915256,3.43]
[null,908,82915259,4.5371763720000002]
[null,909,82915268,4.4111436949999998]
[null,910,82915271,4.4111436949999998]
[null,911,82917286,2.4500000000000002]
[null,912,82917289,4.5371763720000002]
[null,913,82920982,3.6689512639999999]
[null,914,82920985,3.6689512639999999]
[null,915,82921002,4.9000000000000004]
[null,916,82921005,4.9000000000000004]
[null,917,82921008,4.9000000000000004]
[null,918,82921011,11.20290462]
[null,919,82921014,8.4021784680000007]
[null,920,82921017,6.441670158]
[null,921,82921882,9.8000000000000007]
[null,922,82934570,4.9000000000000004]
[null,923,82935792,2.94]
[null,924,82962852,5.6014523120000002]
[null,925,82962855,4.4811618490000003]
[null,926,82962940,1.7947053209999999]
[null,927,82980894,1.7947053209999999]
[null,928,82982249,1.7947053209999999]
[null,929,82987762,7.9820695439999998]
[null,930,82988070,4.2010892340000003]
[null,931,82988107,7.9820695439999998]
[null,932,82991938,6.6517246200000004]
[null,933,83016237,6.6517246200000004]
[null,934,83022292,2.4500000000000002]
[null,935,83022295,2.9911755339999999]
[null,936,83022298,3.640944003]
[null,937,83022301,3.8369948329999999]
[null,938,83029792,4.1170674490000003]
[null,939,83832366,4.1170674490000003]
[null,940,83850808,1.96]
[null,941,83850831,4.0330456640000003]
[null,942,83858040,4.2010892340000003]
[null,943,83864041,5.3841159620000001]
[null,944,83864058,2.4500000000000002]
[null,945,83868946,8.4021784680000007]
[null,946,83868949,8.4021784680000007]
[null,947,83868952,3.9658282370000002]
[null,948,83873150,2.94]
[null,949,83877341,6.497684682]
[null,950,83877378,4.2010892340000003]
[null,951,83877381,1.932501048]
[null,952,83877404,5.6014523120000002]
[null,953,83879351,3.43]
[null,954,83879448,2.1565591400000002]
[null,955,83879451,2.5424992039999998]
[null,956,83896573,2.4786426480000001]
[null,957,83897502,3.192827818]
[null,958,83897505,1.96]
[null,959,83900896,3.43]
[null,960,83909005,4.5371763720000002]
[null,961,83909007,0.98]
[null,962,83915972,6.0122628239999996]
[null,{"$f":"B1010+1","v":963},83921739,4.2010892340000003]
[null,964,83924127,6.0495684970000001]
[null,965,83937549,7.1082429840000003]
[null,966,83946269,1.47]
[null,967,83950986,0]
[null,968,84000793,3.500907695]
[null,969,84026518,2.8567406790000001]
[null,970,84041077,8.2173305410000008]
[null,971,84064137,3.43]
[null,972,84064752,2.8399363219999998]
[null,973,84119333,5.0413070810000002]
[null,974,84119480,3.92]
[null,975,84195246,1.47]
[null,976,84195249,2.7668373690000001]
[null,977,84228730,3.9210166179999999]
[null,978,84231747,3.9210166179999999]
[null,979,84247259,5.5454377890000002]
[null,980,84255558,5.6014523120000002]
[null,981,84326662,4.41]
[null,982,84326665,3.696958526]
[null,983,84332376,7.8420332359999998]
[null,984,84332614,4.9000000000000004]
[null,985,84336483,0.873826561]
[null,986,84375978,3.92]
[null,987,84382900,4.7332272030000002]
[null,988,84410770,4.486763302]
[null,989,84510817,7.8420332359999998]
[null,990,84510820,7.7300041899999998]
[null,991,84510823,4.41]
[null,992,84571892,5.6014523120000002]
[null,993,84572597,5.6014523120000002]
[null,994,84579665,4.7192235729999998]
[null,995,84587749,3.92]
[null,996,84587754,1.495587767]
[null,997,84653782,1.848479263]
[null,998,84653808,5.7134813580000001]
[null,999,84653811,0.82257327199999997]
[null,1000,84653816,0.20424932000000001]
[null,1001,84659987,0.20424932000000001]
[null,1002,84666984,0.20165228299999999]
[null,1003,84667056,4.9000000000000004]
[null,1004,84670103,7.00181539]
[null,1005,84670339,4.41]
[null,1006,84737242,3.92]
[null,1007,84737245,2.243381651]
[null,1008,84738836,2.94]
[null,1009,84928162,4.1870856029999999]
[null,1010,84947451,4.2010892340000003]
[null,1011,84962745,1.1216908249999999]
[null,1012,84965669,5.6014523120000002]
[null,1013,84965685,3.500907695]
[null,1014,84965765,5.39]
[null,1015,84982802,1.47]
[null,1016,84997626,4.9000000000000004]
[null,1017,84997629,2.3929404280000002]
[null,1018,84998125,4.9000000000000004]
[null,1019,84998156,3.92]
[null,1020,84998159,5.8143075]
[null,1021,85005859,5.8143075]
[null,1022,85018902,2.94]
[null,1023,85018905,1.96]
[null,1024,85093128,1.96]
[null,1025,85161016,4.5371763720000002]
[null,1026,85161019,4.9000000000000004]
[null,{"$f":"B1074+1","v":1027},85161218,4.1876457479999996]
[null,1028,85206371,4.9000000000000004]
[null,1029,85221077,3.230469577]
[null,1030,85221946,2.8007261560000001]
[null,1031,91445024,2.9911755339999999]
[null,1032,110819558,3.92]
[null,1033,110819559,3.430889541]

{"sheet":"Data>>","index":8,"n_rows":0,"n_cols":0,"rows_kept":0,"cut":false,"hidden":false,"merged":[]}

{"sheet":"Historical_Data","index":9,"n_rows":35,"n_cols":24,"rows_kept":35,"cut":false,"hidden":false,"merged":[[2,9,2,13],[2,15,2,19],[15,8,15,11],[15,4,15,7]]}
[null,"Historical Outage Information Based on Community"]
[null,1,{"$f":"B2+1","v":2},{"$f":"C2+1","v":3},4,{"$f":"E2+1","v":5},{"$f":"F2+1","v":6},{"$f":"G2+1","v":7},{"$f":"H2+1","v":8},{"$f":"I2+1","v":9},{"$f":"J2+1","v":10},{"$f":"K2+1","v":11},{"$f":"L2+1","v":12},{"$f":"M2+1","v":13},{"$f":"N2+1","v":14},{"$f":"O2+1","v":15},{"$f":"P2+1","v":16},{"$f":"Q2+1","v":17},{"$f":"R2+1","v":18},{"$f":"S2+1","v":19},{"$f":"T2+1","v":20},{"$f":"U2+1","v":21},{"$f":"V2+1","v":22},{"$f":"W2+1","v":23}]
[null,null,"Outrage Data","Feeder ID","Agriculture","Commercial","Industrial","Residential","Total","Customer Outage Minutes (5 Years)",null,null,null,null,"Average Energy Per Minute Per Customer","Customer Unserved Energy (Annual)",null,null,null,null,"Customer No","Customers to be microgridded","Percentage improvement","Customer Unserved Energy (Targeted)"]
[null,null,null,null,"KWh","KWh","KWh","KWh","KWh","<12","<24","<72",">72","Total",null,"<12","<24","<72",">72","Total","[#]","[#]","[%]","MWh"]
[null,1,"Aramac",40001061,{"$f":"VLOOKUP($D5,Source_1!$B$1:I1393,D$2,FALSE)","v":645375.20000000007},{"$f":"VLOOKUP($D5,Source_1!$B$1:J1393,E$2,FALSE)","v":1633566.4999999998},{"$f":"VLOOKUP($D5,Source_1!$B$1:K1393,F$2,FALSE)","v":18194.199999999997},{"$f":"VLOOKUP($D5,Source_1!$B$1:L1393,G$2,FALSE)","v":2561051.8999999994},{"$f":"VLOOKUP($D5,Source_1!$B$1:M1393,H$2,FALSE)","v":4858187.7999999989},{"$f":"VLOOKUP($C5,Source_3,2,FALSE)","v":2306821.4333000975},{"$f":"VLOOKUP($C5,Source_3,3,FALSE)","v":1142313.7333666664},{"$f":"VLOOKUP($C5,Source_3,4,FALSE)","v":580398.01666700002},{"$f":"VLOOKUP($C5,Source_3,5,FALSE)","v":47950.133329999997},{"$f":"SUM(J5:M5)","v":4077483.316663764},{"$f":"VLOOKUP(D5,Source_2!$A$1:$E$1226,4,FALSE)","v":2.1760796291589595E-2},{"$f":"J5/5*$O5","v":10039.65425822323},{"$f":"K5/5*$O5","v":4971.5312905754445},{"$f":"L5/5*$O5","v":2525.9846017466421},{"$f":"M5/5*$O5","v":208.68661670973813},{"$f":"SUM(P5:S5)","v":17745.856767255056},510,271,{"$f":"V5/U5","v":0.53137254901960784},{"$f":"W5*T5/1000","v":9.4296611449531778}]
[null,{"$f":"B5+1","v":2},"AUGATHELLA",60026701,{"$f":"VLOOKUP($D6,Source_1!$B$1:I1394,D$2,FALSE)","v":1864265.5},{"$f":"VLOOKUP($D6,Source_1!$B$1:J1394,E$2,FALSE)","v":2523273.0000000005},{"$f":"VLOOKUP($D6,Source_1!$B$1:K1394,F$2,FALSE)","v":5646415.7999999998},{"$f":"VLOOKUP($D6,Source_1!$B$1:L1394,G$2,FALSE)","v":2779082.9},{"$f":"VLOOKUP($D6,Source_1!$B$1:M1394,H$2,FALSE)","v":12813037.200000001},1197444.4833364431,694704.59999663336,128998.25000100001,347270.46666666667,2368417.800000743,{"$f":"VLOOKUP(D6,Source_2!$A$1:$E$1226,4,FALSE)","v":5.4842490985009477E-2},13134.167656485643,7619.866152511996,1414.9170725523684,3809.0354875053404,25977.98636905535,557,222,0.3985637342908438,10.353883256607338]
[null,3,"Duaringa",40001038,{"$f":"VLOOKUP($D7,Source_1!$B$1:I1395,D$2,FALSE)","v":444782.4},{"$f":"VLOOKUP($D7,Source_1!$B$1:J1395,E$2,FALSE)","v":3369958.9000000008},{"$f":"VLOOKUP($D7,Source_1!$B$1:K1395,F$2,FALSE)","v":4930679.8000000007},{"$f":"VLOOKUP($D7,Source_1!$B$1:L1395,G$2,FALSE)","v":4060633.3},{"$f":"VLOOKUP($D7,Source_1!$B$1:M1395,H$2,FALSE)","v":12806054.400000002},1112431.9166632493,887585.28329629987,247361.06666700001,20458.816666666666,2267837.0832932158,{"$f":"VLOOKUP(D7,Source_2!$A$1:$E$1226,4,FALSE)","v":4.4539751614235984E-2},9909.4882511859178,7906.5656108936955,2203.4800936761299,182.24612253090496,20201.780078286651,652,420,0.64417177914110424,13.013416614847229]
[null,4,"EULO",60026766,{"$f":"VLOOKUP($D8,Source_1!$B$1:I1396,D$2,FALSE)","v":622384},{"$f":"VLOOKUP($D8,Source_1!$B$1:J1396,E$2,FALSE)","v":1989297.2000000002},{"$f":"VLOOKUP($D8,Source_1!$B$1:K1396,F$2,FALSE)","v":62922.8},{"$f":"VLOOKUP($D8,Source_1!$B$1:L1396,G$2,FALSE)","v":1997396.2000000002},{"$f":"VLOOKUP($D8,Source_1!$B$1:M1396,H$2,FALSE)","v":4672000.2},1291374.3166663663,1320475.0166637001,598761.56666366663,220122.94999666669,3430733.8499903996,{"$f":"VLOOKUP(D8,Source_2!$A$1:$E$1226,4,FALSE)","v":1.8797715926654905E-2},4854.9775119344904,4964.3828502978276,2251.0699675884898,827.56173659492049,12897.992066415727,526,216,0.41064638783269963,5.2965138523684354]
[null,5,"KARUMBA",10020675,{"$f":"VLOOKUP($D9,Source_1!$B$1:I1397,D$2,FALSE)","v":6384},{"$f":"VLOOKUP($D9,Source_1!$B$1:J1397,E$2,FALSE)","v":5506983.1000000024},{"$f":"VLOOKUP($D9,Source_1!$B$1:K1397,F$2,FALSE)","v":452313.60000000003},{"$f":"VLOOKUP($D9,Source_1!$B$1:L1397,G$2,FALSE)","v":2784527.1},{"$f":"VLOOKUP($D9,Source_1!$B$1:M1397,H$2,FALSE)","v":8750207.8000000026},988875.88332970324,287950.53333330003,1158141.3999999999,0,2434967.8166630031,{"$f":"VLOOKUP(D9,Source_2!$A$1:$E$1226,4,FALSE)","v":4.5693778719886176E-2},9037.0951588598873,2631.5095904810041,10583.971371587835,0,22252.576120928727,391,387,0.98976982097186705,22.024928283374468]
[null,6,"MORVEN",60026716,{"$f":"VLOOKUP($D10,Source_1!$B$1:I1398,D$2,FALSE)","v":1078643.6000000001},{"$f":"VLOOKUP($D10,Source_1!$B$1:J1398,E$2,FALSE)","v":1665711.7},{"$f":"VLOOKUP($D10,Source_1!$B$1:K1398,F$2,FALSE)","v":17626},{"$f":"VLOOKUP($D10,Source_1!$B$1:L1398,G$2,FALSE)","v":1653806.0000000002},{"$f":"VLOOKUP($D10,Source_1!$B$1:M1398,H$2,FALSE)","v":4415787.3},934536.25000049989,959728.4333390001,171567.05000033331,24353.166666333334,2090184.9000061664,{"$f":"VLOOKUP(D10,Source_2!$A$1:$E$1226,4,FALSE)","v":2.9976952412944069E-2},5602.9097388872369,5753.9467151105137,1028.6114586978376,146.00674365223404,12531.474656347822,360,160,0.44444444444444442,5.5695442917101428]
[null,7,"Northern",30053769,{"$f":"VLOOKUP($D11,Source_1!$B$1:I1399,D$2,FALSE)","v":105217.2},{"$f":"VLOOKUP($D11,Source_1!$B$1:J1399,E$2,FALSE)","v":825219.2},{"$f":"VLOOKUP($D11,Source_1!$B$1:K1399,F$2,FALSE)","v":353730.8},{"$f":"VLOOKUP($D11,Source_1!$B$1:L1399,G$2,FALSE)","v":3735079.2999999989},{"$f":"VLOOKUP($D11,Source_1!$B$1:M1399,H$2,FALSE)","v":5019246.4999999991},6056106.9500242546,3417174.4333259999,723709.51666666684,653080.16666666674,10850071.066683589,{"$f":"VLOOKUP(D11,Source_2!$A$1:$E$1226,4,FALSE)","v":1.846703469375241E-2},22367.667431034599,12621.015762966994,2672.9537504964251,2412.0908191269882,40073.727763625007,1060,531,{"$f":"V11/U11","v":0.50094339622641515},20.074669285363097]
[null,8,"Tambo",40216323,{"$f":"VLOOKUP($D12,Source_1!$B$1:I1400,D$2,FALSE)","v":1462623.7999999996},{"$f":"VLOOKUP($D12,Source_1!$B$1:J1400,E$2,FALSE)","v":1753753.7999999996},{"$f":"VLOOKUP($D12,Source_1!$B$1:K1400,F$2,FALSE)","v":64947.8},{"$f":"VLOOKUP($D12,Source_1!$B$1:L1400,G$2,FALSE)","v":3509908.5},{"$f":"VLOOKUP($D12,Source_1!$B$1:M1400,H$2,FALSE)","v":6791233.8999999985},1589140.833363123,1302562.1999978665,317008.19999633334,75760.799996666668,3284472.0333539899,{"$f":"VLOOKUP(D12,Source_2!$A$1:$E$1226,4,FALSE)","v":2.5857513570822731E-2},8218.2461329270991,6736.2039526571098,1639.4087666934552,391.79718281003903,16985.656035087701,663,245,{"$f":"V12/U12","v":0.36953242835595779},6.2767507218649881]
[]
[null,1,{"$f":"B14+1","v":2},{"$f":"C14+1","v":3},4,5,6,7,8,9,10,11,12,13,14,15,16]
[null,null,"VNR",null,"<12","<24","<72",">72","<12","<24","<72",">72","Sum of VNR","VCR $  with lost consumption","Annual VNR","VNR Improvement Based On Targeted Customer"]
[null,null,null,null,"Weighted Average VNR Rate",null,null,null,"VNR Based on Outrage (Annual)"]
[null,1,"Aramac",null,{"$f":"SUMPRODUCT(Input!$E$93:$H$93,Historical_Data!$E5:$H5)/Historical_Data!$I5","v":38.417304562001497},{"$f":"SUMPRODUCT(Input!$E$94:$H$94,Historical_Data!$E5:$H5)/Historical_Data!$I5","v":64.969323224804128},{"$f":"SUMPRODUCT(Input!$E$95:$H$95,Historical_Data!$E5:$H5)/Historical_Data!$I5","v":45.760670943803369},{"$f":"SUMPRODUCT(Input!$E$96:$H$96,Historical_Data!$E5:$H5)/Historical_Data!$I5","v":33.895385044604495},{"$f":"E17*P5","v":385696.45533535705},322997.02333962364,115590.75016964228,7073.5132270323684,{"$f":"SUM(I17:L17)","v":831357.74207165535},1.0997465001839648,{"$f":"M17*N17","v":914282.76724414632},{"$f":"O17*W5","v":485824.76455522282}]
[null,{"$f":"B17+1","v":2},"AUGATHELLA",null,{"$f":"SUMPRODUCT(Input!$E$93:$H$93,Historical_Data!$E6:$H6)/Historical_Data!$I6","v":55.740798604408958},{"$f":"SUMPRODUCT(Input!$E$94:$H$94,Historical_Data!$E6:$H6)/Historical_Data!$I6","v":86.632544383075697},{"$f":"SUMPRODUCT(Input!$E$95:$H$95,Historical_Data!$E6:$H6)/Historical_Data!$I6","v":58.762145080871228},{"$f":"SUMPRODUCT(Input!$E$96:$H$96,Historical_Data!$E6:$H6)/Historical_Data!$I6","v":33.913092255129015},732108.99417670816,660128.39265059179,83143.562294723873,129176.17189082893,1604557.1210128528,1.1545720143396272,1852576.7473308023,738369.90647654957]
[null,3,"Duaringa",null,{"$f":"SUMPRODUCT(Input!$E$93:$H$93,Historical_Data!$E7:$H7)/Historical_Data!$I7","v":52.908956807180211},{"$f":"SUMPRODUCT(Input!$E$94:$H$94,Historical_Data!$E7:$H7)/Historical_Data!$I7","v":83.780457042959299},{"$f":"SUMPRODUCT(Input!$E$95:$H$95,Historical_Data!$E7:$H7)/Historical_Data!$I7","v":57.325978639369211},{"$f":"SUMPRODUCT(Input!$E$96:$H$96,Historical_Data!$E7:$H7)/Historical_Data!$I7","v":35.288522067968103},524300.68586325552,662415.68052081845,126316.65278235309,6431.1963167334579,1319464.2154831607,1.0719706267078815,1414426.881990107,911133.88103657193]
[null,4,"EULO",null,{"$f":"SUMPRODUCT(Input!$E$93:$H$93,Historical_Data!$E8:$H8)/Historical_Data!$I8","v":41.059205815958656},{"$f":"SUMPRODUCT(Input!$E$94:$H$94,Historical_Data!$E8:$H8)/Historical_Data!$I8","v":67.544229930041539},{"$f":"SUMPRODUCT(Input!$E$95:$H$95,Historical_Data!$E8:$H8)/Historical_Data!$I8","v":47.0146270220622},{"$f":"SUMPRODUCT(Input!$E$96:$H$96,Historical_Data!$E8:$H8)/Historical_Data!$I8","v":32.440445320186413},199341.52089436911,335315.41670127143,105833.2149267385,26846.471265086031,667336.62378746504,1.2503104859902787,834377.97840681719,342634.30291990971]
[null,5,"KARUMBA",null,{"$f":"SUMPRODUCT(Input!$E$93:$H$93,Historical_Data!$E9:$H9)/Historical_Data!$I9","v":45.616451139594659},{"$f":"SUMPRODUCT(Input!$E$94:$H$94,Historical_Data!$E9:$H9)/Historical_Data!$I9","v":72.857538578455262},{"$f":"SUMPRODUCT(Input!$E$95:$H$95,Historical_Data!$E9:$H9)/Historical_Data!$I9","v":50.049313008657926},{"$f":"SUMPRODUCT(Input!$E$96:$H$96,Historical_Data!$E9:$H9)/Historical_Data!$I9","v":31.67394930792387},412240.20975799946,191725.31150804478,529720.49605127412,0,1133686.0173173184,1.049706759100435,1190037.8750756418,1177863.5745633591]
[null,6,"MORVEN",null,{"$f":"SUMPRODUCT(Input!$E$93:$H$93,Historical_Data!$E10:$H10)/Historical_Data!$I10","v":41.269019067109504},{"$f":"SUMPRODUCT(Input!$E$94:$H$94,Historical_Data!$E10:$H10)/Historical_Data!$I10","v":67.120609047451183},{"$f":"SUMPRODUCT(Input!$E$95:$H$95,Historical_Data!$E10:$H10)/Historical_Data!$I10","v":46.486099513896427},{"$f":"SUMPRODUCT(Input!$E$96:$H$96,Historical_Data!$E10:$H10)/Historical_Data!$I10","v":31.068670427128595},231226.5888454309,386208.40794479876,47816.134630161847,4536.2353986695089,669787.36681906099,1.0995935251061169,736493.85175211506,327330.60077871778]
[null,7,"Northern",null,{"$f":"SUMPRODUCT(Input!$E$93:$H$93,Historical_Data!$E11:$H11)/Historical_Data!$I11","v":35.515873099677414},{"$f":"SUMPRODUCT(Input!$E$94:$H$94,Historical_Data!$E11:$H11)/Historical_Data!$I11","v":63.639838623984694},{"$f":"SUMPRODUCT(Input!$E$95:$H$95,Historical_Data!$E11:$H11)/Historical_Data!$I11","v":45.881902074145984},{"$f":"SUMPRODUCT(Input!$E$96:$H$96,Historical_Data!$E11:$H11)/Historical_Data!$I11","v":38.489994498775857},794407.23801641236,803199.40642598656,122640.20222899821,92841.362358745522,1813088.2090301428,1.1642111696236963,2110817.5444659153,1057400.1095390576]
[null,8,"Tambo",null,{"$f":"SUMPRODUCT(Input!$E$93:$H$93,Historical_Data!$E12:$H12)/Historical_Data!$I12","v":38.156533211438941},{"$f":"SUMPRODUCT(Input!$E$94:$H$94,Historical_Data!$E12:$H12)/Historical_Data!$I12","v":64.434231632487297},{"$f":"SUMPRODUCT(Input!$E$95:$H$95,Historical_Data!$E12:$H12)/Historical_Data!$I12","v":45.355965026767819},{"$f":"SUMPRODUCT(Input!$E$96:$H$96,Historical_Data!$E12:$H12)/Historical_Data!$I12","v":33.477130236377228},313579.78151081252,434042.12580918468,74356.966686724918,13116.245315177373,835095.11932189949,1.077764818132501,900036.13939930627,332592.54020034696]
[]
[null,null,"Load Data",null,"Average load MW","Scaled average MW","Peak feeder load MW","Scaled Peak","Peak day consumption (MWh)","Peak Day Scaled MWh","Min day consumption","Min day consumption scaled"]
[null,null,null,null,"KW","KW","KW","KW","MWh","MWh","MWh","MWh"]
[null,1,"Aramac",{"$f":"Historical_Data!D5","v":40001061},744,{"$f":"E28*Historical_Data!W5","v":395.34117647058821},2000,{"$f":"G28*Historical_Data!W5","v":1062.7450980392157},28.5,{"$f":"I28*W5","v":15.144117647058824},18,{"$f":"K28*Historical_Data!W5","v":9.5647058823529409}]
[null,{"$f":"B28+1","v":2},"AUGATHELLA",{"$f":"Historical_Data!D6","v":60026701},1773,{"$f":"E29*Historical_Data!W6","v":706.65350089766605},4674,{"$f":"G29*Historical_Data!W6","v":1862.8868940754039},70.5,28.098743267504489,39,{"$f":"K29*Historical_Data!W6","v":15.543985637342908}]
[null,3,"Duaringa",{"$f":"Historical_Data!D7","v":40001038},1266,{"$f":"E30*Historical_Data!W7","v":815.52147239263797},2839,{"$f":"G30*Historical_Data!W7","v":1828.8036809815949},48,30.920245398773005,32,{"$f":"K30*Historical_Data!W7","v":20.613496932515336}]
[null,4,"EULO",{"$f":"Historical_Data!D8","v":60026766},544,{"$f":"E31*Historical_Data!W8","v":223.39163498098861},1783,{"$f":"G31*Historical_Data!W8","v":732.18250950570348},25.5,10.47148288973384,7,{"$f":"K31*Historical_Data!W8","v":2.8745247148288975}]
[null,5,"KARUMBA",{"$f":"Historical_Data!D9","v":10020675},868,{"$f":"E32*Historical_Data!W9","v":859.12020460358065},1646,{"$f":"G32*Historical_Data!W9","v":1629.1611253196932},28,27.713554987212277,15,{"$f":"K32*Historical_Data!W9","v":14.846547314578006}]
[null,6,"MORVEN",{"$f":"Historical_Data!D10","v":60026716},417,{"$f":"E33*Historical_Data!W10","v":185.33333333333331},968,{"$f":"G33*Historical_Data!W10","v":430.22222222222217},14.8,6.5777777777777775,10.5,{"$f":"K33*Historical_Data!W10","v":4.6666666666666661}]
[null,7,"Northern",{"$f":"Historical_Data!D11","v":30053769},1181,{"$f":"E34*Historical_Data!W11","v":591.61415094339634},2788,{"$f":"G34*Historical_Data!W11","v":1396.6301886792455},39.5,19.787264150943397,22,{"$f":"K34*Historical_Data!W11","v":11.020754716981134}]
[null,8,"Tambo",{"$f":"Historical_Data!D12","v":40216323},781,{"$f":"E35*Historical_Data!W12","v":288.60482654600304},1766,{"$f":"G35*Historical_Data!W12","v":652.59426847662144},28.5,10.531674208144796,20,{"$f":"K35*Historical_Data!W12","v":7.3906485671191557}]

{"sheet":"Source_1","index":10,"n_rows":1392,"n_cols":19,"rows_kept":1392,"cut":false,"hidden":false,"merged":[]}
["Feeder ","EXT REF","Area","Agriculture","Commercial","Industrial","Residential","Total","VCR Investment Rate/MHW",null,null,null,null,null,null,null,null,"VCR QLD Rates"]
[1770,83022295,"Southern",null,5581940.8999999985,61982.400000000001,3671891.8999999994,9315815.1999999993,{"$f":"(D2/H2*$S$2+E2/H2*$S$3+F2/H2*$S$4+G2/H2*$S$5)*1000","v":40577.561580440102},null,null,null,null,null,null,null,null,"Agriculture",42.14]
[1949,82917286,"Southern",140025,3911747.7000000007,224668.9,2844799.4000000018,7121241.0000000019,{"$f":"(D3/H3*$S$2+E3/H3*$S$3+F3/H3*$S$4+G3/H3*$S$5)*1000","v":40842.58383152599},null,null,null,null,null,null,null,null,"Commercial",49.54]
[1950,82917289,"Southern",128615,2896237.9000000004,342085.89999999997,846341.6,4213280.4000000004,46413.851281533505,null,null,null,null,null,null,null,null,"Industrial",70.97]
[1997,83922716,"Southern",98916.1,32089.9,null,547494.69999999995,678500.7,29821.366386210069,null,null,null,null,null,null,null,null,"Residential",26.44]
[2251,83022301,"Southern",null,691032.8,14691.9,2185636.1999999993,2891360.8999999994,32187.151103482101]
[2267,84228730,"Southern",null,null,17507415.699999999,null,17507415.699999999,70970,null,null,null,null,null,null,null,null,"VNR Rate"]
[3153,83921739,"Southern",11046812.200000001,1841406.7,476441.5,749833.79999999993,14114494.200000001,43244.526109408864,null,null,null,null,null,null,null,null,"Agriculture",42.14]
[3166,83937549,"Southern",null,null,25489941.5,null,25489941.5,70970,null,null,null,null,null,null,null,null,"Commercial",49.54]
[3178,84000793,"Southern",2097058.7000000002,472577.79999999993,3124840.5999999996,391405.5,6085882.5999999996,56507.868987153975,null,null,null,null,null,null,null,null,"Industrial",70.97]
[3196,{"$error":"#N/A"},"Southern",null,null,22066.5,null,22066.5,70970,null,null,null,null,null,null,null,null,"Residential",26.44]
[3900,{"$error":"#N/A"},"Southern",null,1.2,null,null,1.2,49540]
[5632,111546806,"Southern",null,null,2522384.9,null,2522384.9,70970]
[6016,{"$error":"#N/A"},"Southern",null,null,194396082,null,194396082,70970]
[6027,{"$error":"#N/A"},"Southern",null,null,298990128.89999998,null,298990128.89999998,70970]
[6046,{"$error":"#N/A"},"Southern",null,null,480770,null,480770,70970]
[6057,{"$error":"#N/A"},"Southern",null,null,49609505.100000001,null,49609505.100000001,70970]
[6058,{"$error":"#N/A"},"Southern",null,null,18111564.800000001,null,18111564.800000001,70970]
[6063,{"$error":"#N/A"},"Southern",null,null,23823769.199999999,null,23823769.199999999,70970]
[6064,{"$error":"#N/A"},"Southern",null,null,225485696,null,225485696,70970]
[6067,{"$error":"#N/A"},"Southern",null,20550,null,null,20550,49540]
[6068,{"$error":"#N/A"},"Southern",null,null,94161213.299999997,null,94161213.299999997,70970]
[6069,{"$error":"#N/A"},"Southern",null,null,68194952.799999997,null,68194952.799999997,70970]
[6070,{"$error":"#N/A"},"Southern",null,null,51920446.700000003,null,51920446.700000003,70970]
[6071,{"$error":"#N/A"},"Southern",null,null,23448850.300000001,null,23448850.300000001,70970]
[6072,{"$error":"#N/A"},"Southern",null,null,256940950.59999999,null,256940950.59999999,70970]
[6073,{"$error":"#N/A"},"Southern",null,null,68237362.900000006,null,68237362.900000006,70970]
[6076,{"$error":"#N/A"},"Southern",null,null,null,null,null,{"$error":"#DIV/0!"}]
[6077,{"$error":"#N/A"},"Southern",null,1695793.8,null,null,1695793.8,49540]
[6079,{"$error":"#N/A"},"Southern",null,null,148995.79999999999,null,148995.79999999999,70970]
[6106,{"$error":"#N/A"},"Southern",null,null,826604,null,826604,70970]
[6111,{"$error":"#N/A"},"Southern",null,null,77065036,null,77065036,70970]
[6113,{"$error":"#N/A"},"Southern",null,null,4255.3999999999996,null,4255.3999999999996,70970]
[6271,{"$error":"#N/A"},"Southern",null,null,275581073,null,275581073,70970]
[6273,{"$error":"#N/A"},"Southern",null,null,36991401.299999997,null,36991401.299999997,70970]
[6274,{"$error":"#N/A"},"Southern",null,null,12600728.5,null,12600728.5,70970]
[6314,{"$error":"#N/A"},"Southern",null,null,100471874.2,null,100471874.2,70970]
[7102,{"$error":"#N/A"},"Southern",null,null,null,null,null,{"$error":"#DIV/0!"}]
[7188,{"$error":"#N/A"},"Southern",null,2171211.4,null,null,2171211.4,49540]
[7190,{"$error":"#N/A"},"Southern",null,3965420.1,null,null,3965420.1,49540]
[7204,{"$error":"#N/A"},"Southern",null,2178701.6,null,null,2178701.6,49540]
[7286,{"$error":"#N/A"},"Southern",null,13634331.5,null,null,13634331.5,49540]
[7374,{"$error":"#N/A"},"Southern",null,null,1306378.8,null,1306378.8,70970]
[7414,{"$error":"#N/A"},"Southern",null,28491603.699999999,null,null,28491603.699999999,49540]
[14013,84119333,"Southern",null,null,4206658.0000000009,null,4206658.0000000009,70970]
[14014,84119480,"Southern",163575.30000000002,991755.9,207918353,1420167.5,210493851.69999999,70546.190644569797]
[14028,84247259,"Southern",2772,9788905.0000000037,495859.60000000003,1920691.1999999997,12208227.800000003,46774.470977679499]
[14032,84332614,"Southern",11614,6407210.4999999972,1119389.7000000002,9358993.5000000037,16897207.700000003,38160.003044704237]
[14038,84510817,"Southern",null,5997418.599999995,31291.9,2414004.4000000004,8442714.8999999948,43014.502351962641]
[14039,84510820,"Southern",null,3452224.3000000012,296997.5,5138954.1999999983,8888176,36900.152904825474]
[14040,84510823,"Southern",null,7507427.5,null,1813877.4,9321304.9000000004,45044.860275517858]
[14062,84588730,"Southern",null,null,10873446.6,null,10873446.6,70970]
[14065,84666984,"Southern",null,3015145.1000000015,121035,1961733.9000000004,5097914.0000000019,41159.65599262758]
[14066,84667056,"Southern",null,801019.8,null,4336371.8000000026,5137391.6000000024,30041.74166594581]
[14067,84670339,"Southern",1715076.5999999996,446661.39999999997,15966,1991585.0999999996,4169289.0999999992,35543.601604407813]
[14068,84670103,"Southern",4416,4348238.9999999963,130222.99999999999,759226.69999999984,5242104.6999999965,46720.495788266111]
[14069,84668557,"Southern",286819.09999999992,1183596.5000000005,782302.5,4582973.9000000032,6835692.0000000037,36194.691894397816]
[14092,84982802,"Southern",1802720.3,861151.2,493056.2,642071.40000000014,3798999.1000000006,44905.677977128231]
[14093,84997626,"Southern",8106,4802017.8,12143.6,419239.20000000007,5241506.5999999996,47730.56364977199]
[14094,84997629,"Southern",null,17692713.500000004,99160.1,90325.1,17882198.700000007,49542.152483240214]
[14095,84998125,"Southern",null,3580187.8,null,null,3580187.8,49540]
[14096,84998156,"Southern",null,5288695.8000000007,null,null,5288695.8000000007,49540]
[14097,84998159,"Southern",34834,9575220.2000000011,549418.30000000005,194374.10000000003,10353846.600000001,50218.609711969271]
[14099,85005859,"Southern",null,3442078.5999999996,26452,8449778.9999999963,11918309.599999996,33210.248963829574]
[14100,85018902,"Southern",null,4203053.5999999996,3063643.1999999997,4348403.2000000011,11615100,46544.395989358687]
[14101,85018905,"Southern",null,632855.10000000021,245977.19999999998,5056385.3999999976,5935217.6999999974,30748.572796916957]
[14114,85206371,"Southern",2870.9,400505.1,21675,4346765.5000000009,4771816.5000000009,{"$f":"(D67/H67*$S$2+E67/H67*$S$3+F67/H67*$S$4+G67/H67*$S$5)*1000","v":28590.528774524333}]
[14117,85221077,"Southern",1472554.5,2914804.8000000003,23580.6,4980341.3999999976,9391281.299999997,36183.200924883386]
[14142,91445024,"Southern",6780,193168.90000000002,13937,11827210.000000006,12041095.900000006,26870.962616949175]
[14148,110819558,"Southern",596220,1949484.6999999997,4115615.1,1146959.3000000005,7808279.1000000006,56877.19210459575]
[14149,110819559,"Southern",439198.60000000003,3010909.2000000007,1244646.1000000001,2474302.8000000007,7169056.7000000011,44834.541554260555]
["2BED1",40214375,"Southern",null,568235.5,11684,312825,892744.5,41726.040485267622]
["2BED2",40214378,"Southern",234917,14817,null,null,249734,42579.050349571953]
["2BIR1",40214368,"Southern",null,322996.2,null,54615,377611.2,46198.98018914694]
["2BIR2",40214370,"Southern",null,762230.89999999991,33889,352228.4,1148348.2999999998,43087.049470966267]
["2WIN1",40214354,"Southern",null,123644,null,260100,383744,33882.921322548362]
["2WIN2",40214355,"Southern",null,415003.7,null,138632,553635.69999999995,43755.692376774125]
["2WIN3",83920316,"Southern",2845,77463,null,49941,130249,40521.196784620231]
["AS-01",25267897,"Southern",597429.80000000005,180019,null,13198,790646.8,43562.799662251207]
["AW109",40001162,"Southern",null,null,15005667.4,null,15005667.4,70970]
["AW113",40001170,"Southern",144623.79999999999,1316228.0999999999,172027.5,2844635.5999999996,4477515,35448.534275150385]
["AW118",40001225,"Southern",null,null,10025165.6,null,10025165.6,70970]
["BB203",40001059,"Southern",56140.799999999996,84589.2,23068.799999999999,394575.49999999994,558374.29999999993,33357.71584759542]
["BB204",40001060,"Southern",1166,5034623.7,1678532.7,4678000.9999999991,11392323.399999999,43211.221119038812]
["BB208",40001061,"Southern",645375.20000000007,1633566.4999999998,18194.199999999997,2561051.8999999994,4858187.7999999989,36459.778262997577]
["BB210",40001062,"Southern",1574056.4,2143174.1999999997,452004,3708354.1999999997,7877588.7999999989,38416.729176318528]
["BB211",40001063,"Southern",140703.29999999999,183057.2,null,270842.40000000002,594602.9,37266.827669357139]
["BD-D",50000011,"Southern",53458,278304.09999999998,33779,339694,705235.1,38878.822429569933]
["BF202",40001029,"Southern",null,5409703.2999999998,826252.80000000005,9704112.9000000041,15940069.000000004,36587.834580515308]
["BF203",40001030,"Southern",3184.3,7670,3072400.4999999995,6998,3090252.7999999993,70786.263443236763]
["BF207",40001031,"Southern",10703.3,534,4332094,null,4343331.3,70896.319284232362]
["BF208",40001032,"Southern",54836.800000000003,1734942.7,11265974.000000002,202069.3,13257822.800000003,67367.68055023333]
["BG207",40001033,"Southern",401751.1,40400.1,null,779531.60000000009,1221682.8,32366.853173344174]
["BG208",40001052,"Southern",232761.2,492757.8,6541403.7999999998,331851.40000000002,7598774.2000000002,66752.523990250964]
["BG-B",82556066,"Southern",1295407.7,1444011.5000000002,31103,10011005.90000001,12781528.100000009,30749.311273195886]
["BG-C",82556069,"Southern",64896.3,4617517.7000000011,5000.2999999999993,16567686.299999991,21255100.599999994,31516.719991576989]
["BG-D",82556060,"Southern",928626.10000000009,432165.30000000005,null,1502997.6000000003,2863789.0000000005,35016.905700804076]
["BG-E",82556063,"Southern",30005.7,4439,null,12406,46850.7,38683.79550358907]
["BK206",40216323,"Southern",1462623.7999999996,1753753.7999999996,64947.8,3509908.5,6791233.8999999985,36212.455631958139]
["BK210",40216325,"Southern",6427,3476723.1999999993,94595.999999999985,3381081.5000000023,6958827.7000000011,38600.894528255099]
["BL101",40000982,"Southern",104385,2154655.8000000003,276287.09999999998,7618969.3000000017,10154297.200000003,32714.630019987984]
["BL103",40001246,"Southern",2068965.8000000003,878258.50000000012,11957224.199999997,938890.3,15843338.799999999,63378.282733434942]
["BL104",40001247,"Southern",null,6926326.4000000004,26211.7,7300566.0999999978,14253104.199999999,37747.385716088429]
["BL106",40000960,"Southern",614335.79999999993,3199365.5,975964.4,3205051.6,7994717.3000000007,42326.754349900519]
["BL107",40000961,"Southern",1708507.6000000003,4411100.2999999989,576705.19999999995,3658093.5000000019,10354406.600000001,41351.590279446813]
["BL109",40000962,"Southern",1057960.5,2850885.8999999985,218256.19999999998,1480043.7000000004,5607146.2999999989,42880.518544344028]
["BR102",40001230,"Southern",39074,5886713.6000000006,145185,7182645.5999999996,13253618.199999999,37234.156874837397]
["BR103",40001174,"Southern",null,3279254.8999999994,1056800.3,4621418.3999999985,8957473.5999999978,40150.3508235849]
["BR107",40001175,"Southern",null,1664850.9999999998,136579.4,10563659.300000003,12365089.700000003,30042.071627672864]
["BR108",40001176,"Southern",16477,618959.70000000007,1145663.5000000002,4357785.6999999993,6138885.8999999994,37121.588596556263]
["BU-01",20003256,"Southern",null,null,null,null,null,{"$error":"#DIV/0!"}]
["BU-02",20003259,"Southern",null,544702.30000000005,null,152030,696732.3,44499.480133187455]
["BU-03",20003262,"Southern",null,603636,null,261212.3,864848.3,42563.049094274676]
["BU-04",20003265,"Southern",95274,352013.3,103654,264917.90000000002,815859.20000000007,43897.695702885983]
["BU-05",20020608,"Southern",null,261385,38962,548533.9,848880.9,35596.727828367919]
["BW209",40001034,"Southern",29244,295985.90000000002,2531196.1,307975.90000000002,3164401.9,64365.19762518155]
["BW210",40001035,"Southern",null,12222475.400000015,2479141.5,10714264.099999996,25415881.000000011,41892.360385815482]
["BW216",40001037,"Southern",75643,10669,null,20755,107067,39833.940243025398]
["BW220",40001038,"Southern",444782.4,3369958.9000000008,4930679.8000000007,4060633.3,12806054.400000002,50209.405958793985]
["BY-A",50000015,"Southern",1800881.9000000001,262115.59999999998,288789.19999999995,792558.8,3144345.5,41447.415459274431]
["BY-D",50000016,"Southern",736502.8,152249.49999999997,281529.90000000002,2214318.8999999994,3384601.0999999996,34599.479667190324]
["BY-F",50000017,"Southern",null,null,1133458.1000000001,null,1133458.1000000001,70970]
["BZ103",{"$error":"#N/A"},"Southern",null,null,25577946.600000001,null,25577946.600000001,70970]
["CALI-MINE",{"$error":"#N/A"},"Southern",null,null,10859886.1,null,10859886.1,70970]
["CAWDOR",83850808,"Southern",412247.6,303254.99999999994,152105.79999999999,7174336.4000000004,8041944.8000000007,28958.140772863801]
["CB-C",82915237,"Southern",25494,6160407.8000000007,67194.899999999994,494837.20000000007,6747933.9000000013,48031.477782110465]
["CB-D",82915268,"Southern",4675,5357023.9000000013,69291,1443,5432432.9000000013,49800.836692525001]
["CB-F",82915228,"Southern",46072.5,10506105.899999997,71768.7,207830.2,10831777.299999995,49207.292746223655]
["CB-H",82915256,"Southern",151851,1788238.2000000004,5052541.8,678642.3000000004,7671273.3000000007,61464.439746397773]
["CB-I",82915231,"Southern",null,8544702.0000000019,134252,1778656.8000000005,10457610.800000003,45886.206370579399]
["CB-J",82915259,"Southern",2487,3932328.5000000009,459094.6,9020896.9999999907,13414807.09999999,{"$f":"(D131/H131*$S$2+E131/H131*$S$3+F131/H131*$S$4+G131/H131*$S$5)*1000","v":34738.24208117016}]
["CB-K",82915271,"Southern",null,8596707.9999999981,1912,7253764.6999999955,15852384.699999994,38972.442274126748]
["CH-C",50000020,"Southern",3311352.7,459168.50000000017,278478.60000000003,2974828.4000000004,7023828.2000000011,37117.32291601324]
["CH-D",84375978,"Southern",647903.49999999988,2711243.5999999992,1475077.5999999999,2781630.6000000006,7615855.2999999998,44624.040030014745]
["CH-E",50000021,"Southern",864774.70000000007,619532.30000000005,622805.39999999991,1339224.9000000001,3446337.3,42579.361455421094]
["CH-F",50000022,"Southern",88190.2,6548149.8000000035,146689,3048799.5000000005,9831828.5000000037,42630.163171580956]
["CI104",40001177,"Southern",null,3262981.2999999993,190409.7,11255879.999999996,14709270.999999996,32140.745602620285]
["CI105",40001178,"Southern",null,10050699.699999999,589364.30000000005,2748053.6000000006,13388117.600000001,45741.858787750702]
["CI109",40001179,"Southern",null,5504175.7999999989,990075.70000000007,118327.9,6612579.3999999994,52335.270444843343]
["CI110",40001180,"Southern",null,8539911.8000000026,210428.9,3562264.0999999996,12312604.800000003,43222.993107762224]
["CI111",40001231,"Southern",null,9808859.2999999933,8028320.3000000007,80733,17917912.599999994,59037.868168471818]
["CL203",40000998,"Southern",466,6862116.8000000017,561229.69999999995,7464463.4999999991,14888276,38766.059298000655]
["CL204",40001010,"Southern",1715809.7,5517179.4000000004,881560.8,9546320.1999999955,17660870.099999994,37404.406496257514]
["CL208",40000999,"Southern",2804,399846.7,43908.1,519997.89999999997,966556.7,38064.469897110022]
["CM201",40001039,"Southern",1090465.8,536538,61627,522587.69999999995,2211218.5,41028.604052471521]
["CM202",40200482,"Southern",2783765.0999999996,50295.5,382002,85620.3,3301682.8999999994,45181.196248737273]
["CN101",84947451,"Southern",null,22353455.400000002,null,5070475.3000000045,27423930.700000007,45268.986456708044]
["CN102",40001096,"Southern",2122,11054135.900000013,65894.600000000006,5282974.5,16405127.000000013,42186.183569807181]
["CN103",40001091,"Southern",10742,8253198.6999999983,2622,8867163.9000000041,17133726.600000001,37583.769332119489]
["CN104",40001093,"Southern",null,1513253.7000000004,9506.5,2150599.9999999986,3673360.1999999993,36071.368281008763]
["CN108",40001094,"Southern",null,6741068.700000002,214202.19999999998,8923769.700000003,15879040.600000005,36847.24783687498]
["CN109",40001095,"Southern",null,1676512.1,null,1797378.2,3473890.3,37588.14405912588]
["CN110",40001090,"Southern",null,8203555.8999999976,3244.1,3883675.8999999994,12090475.899999997,42125.619212309088]
["CO203",40000963,"Southern",128600.50000000001,102519.8,46655.7,709439.5,987215.5,32988.533274649759]
["CO204",40000964,"Southern",196143,8034,null,324625.59999999998,528802.6,32614.384354388578]
["CP101",40001183,"Southern",6039.6,959242.7,null,781248.1,1746530.4,39181.449040909909]
["CP103",40001232,"Southern",11262,4333900.6999999983,202882.9,7459674.4000000022,12007720,35544.500696801726]
["CP105",40001184,"Southern",8609,3709068.6,22094,4101462.9000000004,7841234.5,37509.493174831077]
["CP107",84962745,"Southern",190377.90000000002,798107.3,287780.8,6139067.5999999987,7415333.5999999987,31057.471381732576]
["DG-A",50000027,"Southern",126169.4,2083804.7,1348519.0999999999,602741.19999999995,4161234.4000000004,52914.428759168193]
["DG-B",50000028,"Southern",9547.4,7693.2,166358.39999999999,474314.60000000003,657913.60000000009,38197.693794443527]
["DG-C",50000025,"Southern",70305.100000000006,1976358.8000000003,230688.2,3636436.7,5913788.8000000007,36083.601728895017]
["DG-D",50000026,"Southern",63799.4,132693.6,null,392035.9,588528.9,33350.234552627757]
["DY201",40001040,"Southern",18283,10160830.1,160491.5,3928490.4000000022,14268095.000000002,43411.354963994847]
["DY205",40001053,"Southern",96645.5,5440880.0999999987,2509903,5304646.9999999991,13352075.599999998,44337.415533656793]
["DY207",40001041,"Southern",248727.19999999998,32039.100000000002,null,401130.8,681897.1,33252.054560724777]
["EB10",{"$error":"#N/A"},"Southern",null,null,14518169.5,6527,14524696.5,70949.989440054735]
["EB-B",50000030,"Southern",4686.8999999999996,877004.2,281978.59999999998,5076412.1000000015,6240081.8000000017,31710.586101611676]
["EB-C",50000031,"Southern",1375333.9999999998,5003425,4391,1653891.4999999988,8037041.4999999991,43531.78589285622]
["EB-D",50000032,"Southern",1174336.9999999998,5225584.700000003,665780.89999999991,7871598,14937300.600000003,37740.256014597442]
["EB-E",50000033,"Southern",137284,1790892.5999999994,5769599.8999999994,9553960.1999999899,17251736.699999988,43855.363254819451]
["EB-F",50000034,"Southern",13115,1685610.7,274801.59999999998,10622359.699999997,12595886.999999996,30519.143288440111]
["EB-G",50000035,"Southern",null,1198956.7000000002,174064,6060769.5999999978,7433790.299999998,31208.35749456102]
["EB-H",50000036,"Southern",735591.89999999991,1351861.1000000003,5661716.3999999994,2254863.9,10004033.299999999,55917.412428445241]
["EB-I",50000037,"Southern",11293,5043263.4999999953,3852650.7000000007,2669380.5,11576587.699999996,51338.115929359737]
["EL-01",25267901,"Southern",721336.4,12531,null,83539,817406.4,40648.902181338446]
["EM212",40001001,"Southern",52615,11910225.900000008,605385.19999999995,6198512.0999999978,18766738.200000003,42580.795140734692]
["EM213",40001002,"Southern",null,10149225.200000003,1285899.6999999997,6978280.299999997,18413405.199999999,42282.165671833485]
["EM214",40001004,"Southern",37053,5469963,158704.29999999999,13506321.299999995,19172041.599999994,33429.604063815517]
["EM215",40001005,"Southern",4244979.2,724161.59999999974,1263654.3999999999,1289616.1000000001,7522411.2999999989,45003.839607121728]
["EM226",40001006,"Southern",3553400.3000000003,5274435.5999999996,1551733.3,12939632.500000002,23319201.700000003,37020.402112092881]
["EM244",40001011,"Southern",7544355.8000000017,1471555.3,24571,3699409.6999999993,12739891.800000001,38491.394354856297]
["EM246",40001009,"Southern",2672068.8999999994,3274469.1000000006,1634497.1,10723650.500000004,18304685.600000001,36840.390258710591]
["EM256",82563612,"Southern",1038514.7000000002,10249169.499999991,3357640.0999999996,8828445.700000003,23473769.999999993,43590.044917923282]
["EQ101",{"$error":"#N/A"},"Southern",null,null,4193824.2,null,4193824.2,70970]
["ER-D",50000040,"Southern",433080.39999999997,95721.2,1027189.5,1424715.9999999998,2980707.0999999996,44808.551017642763]
["EV-A",50000043,"Southern",1886568.9000000004,295122.40000000002,null,210165.80000000002,2391857.1,41673.543496390324]
["EV-C",50000044,"Southern",548072,1705026.2000000007,108864.6,2192447.2000000007,4554410.0000000019,38041.629246817916]
["F001Q",60026640,"Southern",6341,2232584,34780.1,1894071.4000000001,4167776.5,39209.639147636633]
["F001R",60026641,"Southern",534594.69999999995,2181053.4,958248.3,3808826.4,7482722.7999999989,39997.400139024263]
["F002D",60026984,"Southern",35253.599999999999,2844005.7,1879995.1999999997,6078644.9999999963,10837899.499999996,40277.201521014293]
["F003D",60026985,"Southern",17677,169697.1,46270,542792.29999999993,776436.39999999991,34499.816631471687]
["F004Q",60026644,"Southern",1037375.5,1588638.3,320367,1915181.7999999998,4861562.5999999996,40273.059064178262]
["F017D",60026986,"Southern",51348,1921114.0000000005,839193.8,1079575,3891230.8000000007,47655.189012689771]
["F021D",60026647,"Southern",604623.59999999986,3624872.4999999991,231679.5,4477463.299999998,8938638.8999999966,{"$f":"(D195/H195*$S$2+E195/H195*$S$3+F195/H195*$S$4+G195/H195*$S$5)*1000","v":38023.847894895953}]
["F022D",60026649,"Southern",33446.5,8633934.5999999996,82082.5,4256124,13005587.6,42096.665373196978]
["F022R",60026650,"Southern",789421.1,2702889.399999999,945652.2,2933185.4,7371148.0999999996,42304.631572929589]
["F023D",60026651,"Southern",null,4174017.6999999993,260243.20000000001,109746.40000000001,4544007.3,50209.424526672745]
["F024D",60026652,"Southern",45719.1,2146676.9000000004,1419,5300216.4000000013,7494031.4000000022,33161.244099671101]
["F026C",60026987,"Southern",7959,5068241.7000000011,415073.9,1048522,6539796.6000000015,47187.522994369574]
["F026D",60026988,"Southern",43432,1227052.3999999999,20666.8,2050200.0000000005,3341351.2,35402.567432001757]
["F027C",60026989,"Southern",null,1624177.9000000001,2091,4598325.9000000004,6224594.8000000007,32482.420901035999]
["F027D",82604748,"Southern",null,1933212.1,49262,377618.19999999995,2360092.2999999998,46291.272922673415]
["F028D",60026656,"Southern",1418089.6999999997,146073.29999999999,null,217255.89999999997,1781418.8999999997,40832.067761266029]
["F029C",60026657,"Southern",144072.80000000002,595613.59999999986,32845,708594.5,1481125.9,38243.996520484849]
["F030C",60026658,"Southern",13356,279098.90000000002,3287,605145.89999999991,900887.79999999993,33991.710545974762]
["F034D",60026660,"Southern",11338.2,490553.89999999991,75023,7828464.0999999996,8405379.1999999993,28206.794652167511]
["F036T",60026662,"Southern",534803.5,693796.9,17099.7,1553840.5999999999,2799540.6999999997,35435.966010067299]
["F049R",60026666,"Southern",4397571.3000000017,4850280.2999999989,1890961.2000000004,7963465.0999999978,19102277.899999999,40327.759772147387]
["F053D",60026990,"Southern",745552.9,501264.9,null,1049984.3999999999,2296802.2000000002,36577.747046741773]
["F058W",60026888,"Southern",1757360.1,3082152.3000000007,192337.40000000002,2292839.8999999994,7324689.7000000002,41096.328188482854]
["F060T",60026667,"Southern",6312139.5999999987,1557417.3000000003,462626.7,6189626.1000000015,14521809.699999999,37160.268445674512]
["F061W",60026889,"Southern",551529,1798606,87638,884151.5,3321924.5,42728.547208101816]
["F063W",60026890,"Southern",143,1435607.7999999998,84186.5,1659289.0999999992,3179226.399999999,38050.878081850358]
["F066C",82536638,"Southern",22172.2,160828.50000000003,91619,634006.30000000005,908626.00000000012,35401.922683260214]
["F067C",60026669,"Southern",1233386.2,745599.1,36179,706755.49999999988,2721919.8,40473.680720497345]
["F069C",60026670,"Southern",891706.5,816498.30000000016,40376,4155504.4000000008,5904085.2000000011,32310.316041509701]
["F070T",60026671,"Southern",null,2187289.7000000007,89495.8,1153838.1000000001,3430623.6000000006,42329.717555723691]
["F071C",60026992,"Southern",32844.800000000003,186258.1,26114,1374126.9,1619343.7999999998,30133.521962414656]
["F071T",60026672,"Southern",16519,479117.39999999997,25188.1,1275001.9999999995,1795826.4999999995,33371.953801216325]
["F073C",60026673,"Southern",2125298.4,114992.2,792491,633606.6,3666388.2,45890.512340728128]
["F074C",60026891,"Southern",2233447.3999999994,2201731.6999999997,505249.60000000003,2257196.0999999992,7197624.7999999989,41503.843163650316]
["F075S",60026674,"Southern",4509,72475.7,8246,147875.4,233106.09999999998,35500.999905193392]
["F076C",60026892,"Southern",150629.59999999998,770825.2,54889.7,1898889.4,2875233.9,34305.511456650536]
["F077C",60026893,"Southern",null,1567403.8000000003,753566,526453.30000000005,2847423.1000000006,50940.511272806623]
["F077S",60026675,"Southern",1926020.8,1313141.0999999994,68756.899999999994,2390021.0000000005,5697939.7999999998,37607.866450080779]
["F078S",60327170,"Southern",897045.5,250686.49999999994,15418.5,574965.4,1738115.9,38269.509358380536]
["F079S",60026676,"Southern",8242959.2999999998,1517080.2000000002,284013,2435665.2000000002,12479717.699999999,40631.515928280976]
["F080C",60026677,"Southern",14162,10755769.599999996,1192525.8999999999,7440409.5999999978,19402867.099999994,41993.567312070074]
["F081C",60026678,"Southern",923,3340951,274543.3,7424935.5000000028,11041352.800000003,34538.271468057785]
["F081S",60300323,"Southern",627984.6,1677745.7,7403706.7000000002,2878404.5,12587841.5,56492.995443341104]
["F082C",82841186,"Southern",23501,4490325.4000000004,2810775.6999999997,6302767.5999999996,13627369.699999999,43263.446446969145]
["F083S",{"$error":"#N/A"},"Southern",null,null,null,null,null,{"$error":"#DIV/0!"}]
["F086S",60322052,"Southern",39400,1530956.1,26228,1947567.9000000001,3544152,36922.507169557066]
["F087D",60026995,"Southern",null,2420067.1000000006,25775,794410.40000000014,3240252.5000000009,44047.057092001312]
["F087S",60322053,"Southern",343618.00000000006,3485511.0999999992,1575082.8,3904260.0000000009,9308471.9000000004,43204.14214603795]
["F088D",60026996,"Southern",139349.29999999999,238716.30000000002,290359.8,143299.09999999998,811724.49999999988,51857.308993383849]
["F088S",60322051,"Southern",55822.2,2351454.9999999995,301177,1928891.3,4637345.5,41234.332414955919]
["F090D",60026997,"Southern",502266,864497.6,296210.59999999998,1770701.6999999997,3433675.9,38393.873916288954]
["F090S",60026680,"Southern",227780.09999999998,322037.40000000002,283651.59999999998,1240295.1000000003,2073764.2000000002,37842.558332331129]
["F091D",60026681,"Southern",792263.8,116453.99999999999,1079410.5,206004,2194132.2999999998,55241.717483034183]
["F092D",60026998,"Southern",1565574.0000000002,407901.2,null,876839.79999999993,2850315,38369.218181148397]
["F095D",60026682,"Southern",1111224.5,283887.70000000007,null,959576.89999999991,2354689.1,36634.140075647359]
["F096D",60027001,"Southern",626507.9,422534.60000000003,null,520196.7,1569239.2,38928.040886309755]
["F097D",60027002,"Southern",221719.5,734609.9,2365396.2000000002,1187565.8999999999,4509291.5,54333.867057829382]
["F099D",60027003,"Southern",5694028.9000000004,3316331.8,201888,2431432.9000000004,11643681.6,41469.060134210471]
["F106R",{"$error":"#N/A"},"Southern",null,124323.9,null,null,124323.9,49540]
["F109R",60026685,"Southern",null,8780813.8999999985,48412.5,784964.9,9614191.2999999989,47761.877557709922]
["F112R",60026686,"Southern",null,4508552.3999999994,1138227,2390378.1999999988,8037157.5999999978,45704.622700692096]
["F118R",60026687,"Southern",null,1437856.6,49208.9,4957874.6000000006,6444940.1000000006,31933.574684580857]
["F121R",60026688,"Southern",47425,6027383.0999999978,200789.9,8036697.8000000007,14312295.799999999,36844.92024745603]
["F127R",{"$error":"#N/A"},"Southern",null,11264,null,null,11264,49540]
["F130R",60026690,"Southern",null,4237758,22116.2,304472.80000000005,4564347,48102.911296183222]
["F133R",60026691,"Southern",null,1701835.3000000005,143085.20000000001,3794442.1999999997,5639362.7000000002,34540.911719333111]
["F136R",60026692,"Southern",38838,2919941.7999999989,432239.6,4125169.8000000003,7516189.1999999993,38055.998379604389]
["F175R",60026694,"Southern",16789,1146883.9999999998,39743.5,1966161.0999999996,3169577.5999999996,35440.05911040007]
["F181R",60026693,"Southern",null,1431639.4000000001,162714,1184433.8,2778787.2,40948.676504627634]
["F184R",60026695,"Southern",15893.5,235480.4,575238.9,59871,886483.8,61753.125188525722]
["F187R",60026696,"Southern",661719,605043.79999999993,458917.6,688917.39999999991,2414597.7999999998,{"$f":"(D259/H259*$S$2+E259/H259*$S$3+F259/H259*$S$4+G259/H259*$S$5)*1000","v":44994.270532342904}]
["F200C",60026697,"Southern",null,6725123.3000000017,372044.7,3630689.8,10727857.800000001,42465.333475337451]
["F2035",60026698,"Southern",null,13006464.599999998,20727.599999999999,4185179.8999999976,17212372.099999994,43949.052821836216]
["F203C",60026699,"Southern",9548.7999999999993,3896017.2999999984,338262.2,6243304.5,10487132.799999997,36472.363808342358]
["F206C",60026701,"Southern",1864265.5,2523273.0000000005,5646415.7999999998,2779082.9,12813037.200000001,52896.761572814292]
["F2075",60026702,"Southern",4749473.6000000006,938238.8,12131,332370,6032213.4000000004,42483.902762127087]
["F2085",60026703,"Southern",1707205.2,2368494.9,57522.799999999996,3209716.8000000017,7342939.7000000011,37890.025132849718]
["F2095",60026704,"Southern",null,10715171.4,35558,3686278.6999999988,14437008.1,43694.53468991266]
["F2140",60026705,"Southern",126973.4,434578.50000000006,null,290294.80000000005,851846.70000000007,40564.895629694875]
["F2180",60026709,"Southern",null,null,23307070,null,23307070,70970]
["F2185",60026710,"Southern",null,null,2419518.7999999998,null,2419518.7999999998,70970]
["F2260",60026711,"Southern",686063.9,2029721.9999999998,147662.1,2536545.8000000007,5399993.8000000007,38335.046017089866]
["F2295",60026712,"Southern",3062958.5000000009,634902.69999999995,102419.2,1611180.7000000002,5411461.1000000015,38879.418218491854]
["F2320",60026713,"Southern",308460.59999999998,229312.80000000002,433,446142.4,984348.8,36760.771041728294]
["F2325",{"$error":"#N/A"},"Southern",null,null,1705273.8,null,1705273.8,70970]
["F2330",60026715,"Southern",1412925.2000000002,334948.00000000006,null,439921.30000000005,2187794.5,40115.975709784449]
["F233C",60026716,"Southern",1078643.6000000001,1665711.7,17626,1653806.0000000002,4415787.3,39166.503056431182]
["F2400",60026717,"Southern",null,2275871.3999999994,163138.59999999998,4125579.9000000004,6564589.9000000004,35555.14536467845]
["F2415",60026718,"Southern",2233399.5999999996,6514699.1000000006,73427.8,6691609.700000002,15513136.200000003,38611.856188821439]
["F2452",60331113,"Southern",45930.400000000001,1910026.2000000002,891771.4,8192916.7000000002,11040644.699999999,34098.365542910738]
["F2465",60026722,"Southern",null,847007.7,5913,679266.2,1532186.9,39381.752576007537]
["F2491",60331115,"Southern",null,4152688.6999999997,2006773,102496.6,6261958.2999999989,56029.579135332155]
["F2525",60026724,"Southern",32633.3,1515368.4999999998,4070084.1999999997,3525177.7999999989,9143263.7999999989,50146.874189280199]
["F2530",60026725,"Southern",2166021.7999999998,551331.6,11771,1567699.7,4296824.0999999996,37440.325763858942]
["F2620",60026729,"Southern",9852515.799999997,1804096.6,118.2,1875910.1,13532640.699999996,40950.426850097334]
["F2638",60026730,"Southern",42733,7714000.9000000004,11243563.499999998,5162770.4000000004,24163067.799999997,54563.093357582678]
["F2645",60026731,"Southern",58829.3,2496506.2000000002,75319.5,4035626.6000000029,6666281.6000000034,35732.570323611886]
["F2660",60026733,"Southern",550718.89999999991,821707.39999999967,24703.200000000001,2759444.7,4156574.1999999997,33351.403425927056]
["F2661",60026734,"Southern",557535.30000000005,1628043.8999999997,165561.20000000001,3429804.6000000006,5780945,35734.943739475129]
["F2685",60026735,"Southern",926803.20000000019,1414226.8999999997,63372,1599880.1000000003,4004282.2,38936.973062987418]
["F2687",82980894,"Southern",782162.00000000012,630300.4,1178,4034254.1999999983,5447894.5999999987,31376.281069020686]
["F2787",82907503,"Southern",86226,1527598.4999999995,25600,9050468.2000000048,10689892.700000005,29974.295676326099]
["F2810",60026740,"Southern",null,3563268.9,518630.5,4610245.8999999985,8692145.2999999989,38566.595232479602]
["F2855",60026741,"Southern",1366025.5000000002,485351.6,3720764.3000000003,485212.30000000005,6057353.7000000002,59184.308226379449]
["F2860",60026742,"Southern",310178,347939.1,10578,592958.69999999995,1261653.7999999998,37043.721995685351]
["F2880",60026743,"Southern",845778.4,215687.3,422314.3,205239.9,1689019.9,48385.717329322179]
["F2885",60026744,"Southern",null,1481358,27771,40177.5,1549306.5,49325.085959427655]
["F2960",60026745,"Southern",1104779.3999999997,330467.49999999994,null,1695839.7000000004,3131086.6,34417.689224565045]
["F2968",60026746,"Southern",null,7035196.5,1816902.3,1541159.1999999995,10393258,49860.923310957929]
["F2980",60026747,"Southern",2510845.100000001,1644586.2,null,2496185.6000000015,6651616.9000000022,38077.803327188012]
["F300C",60026749,"Southern",762,1355850.7,37476.1,1886963.9,3281052.7,36498.029638780252]
["F3010",60026750,"Southern",682672.4,1692835.0999999994,13927,3352336.2999999989,5741770.7999999989,35225.202084346522]
["F3015",60026751,"Southern",821503.7,1676436.7000000002,278278.5,3603919.8000000003,6380138.7000000011,36473.486805702196]
["F303C",60026752,"Southern",75,2452779.5999999996,36683.9,2441829.0999999996,4931367.5999999996,38261.045408782746]
["F3055",60026754,"Southern",null,3960515.6000000015,3368089.3999999994,8369954.8999999948,15698559.899999995,41821.597603866845]
["F3060",60026755,"Southern",488673.30000000005,6244731.299999998,352002.3,8232210.9999999953,15317617.899999993,37381.657335570439]
["F3065",60026756,"Southern",570062.60000000009,87269.599999999991,null,63132.799999999996,720465.00000000012,41660.60138938047]
["F306C",60026757,"Southern",510535.1,621916.70000000007,4925.2,733239.09999999986,1870616.0999999999,38522.113479083178]
["F3085",60026758,"Southern",1502716.3,293675.39999999997,1187527.2,1718048.3999999997,4701967.3,44146.872156682162]
["F3100",60026759,"Southern",null,5144583.6999999993,24698.9,868305.99999999988,6037588.5999999996,46305.501516118529]
["F3105",60026760,"Southern",432166.69999999995,71073.100000000006,null,475305.5,978545.29999999993,35051.564329213987]
["F3125",60026761,"Southern",null,35948.400000000001,7407,3458088.3999999994,3501443.7999999993,26771.360951730832]
["F3130",60026762,"Southern",null,1484254.8,121907,4987764.2000000039,6593926.0000000037,32462.937562538613]
["F3135",60026763,"Southern",null,5441819.7999999998,42819,4903884.7,10388523.5,38724.013936147901]
["F3145",60026764,"Southern",1313494.8,177188.69999999998,68211,302447.09999999998,1861341.6,41349.87100916887]
["F3155",60026765,"Southern",null,5864284.8999999985,232166.1,3799247.3000000026,9895698.3000000007,41174.012012371066]
["F315C",60026766,"Southern",622384,1989297.2000000002,62922.8,1997396.2000000002,4672000.2,38966.999978296233]
["F3160",60026767,"Southern",null,6960092.4999999963,8029707.7999999998,5560747.5999999996,20550547.899999999,51662.735063136679]
["F3215",60026768,"Southern",null,11877090.699999999,658311.19999999995,4090776.1000000015,16626178,44704.894848713877]
["F3253",{"$error":"#N/A"},"Southern",null,null,null,null,null,{"$error":"#DIV/0!"}]
["F3275",60026770,"Southern",10330,7994425.9000000022,45400.5,7152278.4999999981,15202434.9,38731.12999227512]
["F3280",60026771,"Southern",3124035.9000000004,1535216.7999999993,3465777.9000000004,1780053.1,9905083.6999999993,50553.068483913979]
["F3315",{"$error":"#N/A"},"Southern",null,1409379.2999999998,null,null,1409379.2999999998,49540]
["F3317",60026773,"Southern",612515.80000000005,642734.29999999981,10984,1515487.2000000004,2781721.3000000003,35410.265249074379]
["F3327",82610438,"Southern",159943.1,7622752.8999999957,null,594045.59999999986,8376741.599999995,{"$f":"(D323/H323*$S$2+E323/H323*$S$3+F323/H323*$S$4+G323/H323*$S$5)*1000","v":47760.545289352129}]
["F3352",82991938,"Southern",null,4251703.3999999985,8022.6,4252854.2999999989,8512580.299999997,38019.520127169897]
["F3365",60026774,"Southern",1345316,2321420.1999999997,155453.09999999998,9630652.3999999985,13452841.699999999,32510.731833780519]
["F3375",60026775,"Southern",219759.09999999998,394838.7,554.79999999999995,913724.49999999977,1528877.0999999999,34678.52818777912]
["F3385",60026776,"Southern",7156523.9000000004,568276.20000000007,324470.8,182467.8,8231738.7000000002,43439.23859026283]
["F3390",60026777,"Southern",6984.6,4085602.4,null,3759991.5000000009,7852578.5000000009,38472.617523021254]
["F3400",60026778,"Southern",225948.59999999998,59624.899999999994,null,653848,939421.5,31682.298808362379]
["F3410",60026779,"Southern",null,3421230.4999999995,191187.6,7172131,10784549.1,34557.539970029902]
["F3427",60327522,"Southern",null,5827397.4999999991,198595.80000000002,8008032.5000000075,14034025.800000006,36662.03858453787]
["F3460",60026780,"Southern",null,18127241.600000001,null,62500.200000000004,18189741.800000001,49460.628086100704]
["F3465",60026781,"Southern",null,4877559.3,11850.6,9644633.6999999993,14534043.599999998,34228.563882387149]
["F3472",60026782,"Southern",null,1614654,1371794,3868148.7000000007,6854596.7000000011,40793.068243971233]
["F3475",60026783,"Southern",1486051.2000000004,4432510.8999999994,91998.6,8004881.3999999966,14015442.099999996,35702.547864116255]
["F3480",60026784,"Southern",null,6966533.5,12293,248084.8,7226911.2999999998,48783.477654139744]
["F3485",60026785,"Southern",null,2199869.6,276,20412,2220557.6,49330.32180025414]
["F3505",60026786,"Southern",764403.6,1001625.4,94275.3,7747607.6000000061,9607911.900000006,30534.205148675432]
["F351C",60026787,"Southern",366393.4,430444.39999999997,1,657338.19999999995,1454177,37233.518636314562]
["F3521",82912904,"Southern",null,3061828.2,98103,9242550.4999999907,12402481.699999992,32494.97833631152]
["F3522",60330584,"Southern",15345,15138990.099999998,14712,203154.9,15372201.999999998,49247.839317359998]
["F3525",60026788,"Southern",2987575.9,7048240.2000000011,300223.10000000003,5459152.1999999965,15795191.399999999,40563.806368880098]
["F3535",60026790,"Southern",7098,3700622.1999999997,140442.70000000001,3750125.4000000004,7598288.3000000007,38528.212663765327]
["F3645",60026791,"Southern",null,3388646.5,43594,4539962.8999999994,7972203.3999999994,36502.334206124244]
["F3705",60026792,"Southern",1910742.5999999999,177909.6,null,134361.9,2223014.1,41783.299253027675]
["F3743",82987762,"Southern",225855.4,660490.19999999995,8020.1,8119374.5000000019,9013740.2000000011,28565.68678793294]
["F3745",60026793,"Southern",null,3604849.1999999988,88283.799999999988,9047606.0000000019,12740739,33284.445532869016]
["F3765",60026794,"Southern",2078496.8000000003,1623326.4000000001,1376639.4,2432999.0000000005,7511461.5999999996,43937.658788803514]
["F3843",60026797,"Southern",null,58.5,28414355.199999999,7776.4,28422190.099999998,70957.772344573823]
["F3845",60026798,"Southern",null,5376337.6999999983,1778016.9,3203076.8,10357431.399999999,46075.031657269763]
["F3850",60026799,"Southern",null,1751112.8000000007,7172.4000000000005,6518441.1999999983,8276726.3999999985,31365.871737405752]
["F3855",{"$error":"#N/A"},"Southern",null,1831937.5,20281790.599999998,null,22113728.099999998,69194.703657046412]
["F3875",60026801,"Southern",null,12166447.099999996,935463.99999999988,7753086.2999999961,20854997.399999991,41913.564141034134]
["F3890",60026802,"Southern",2622155.6,2403994.6999999997,160322.20000000001,692953.39999999991,5879425.9000000004,44101.463860952812]
["F3893",60026803,"Southern",6557,5370981.3000000007,7790238.0999999996,129671.90000000001,13297448.300000001,61865.73769758518]
["F3905",60026805,"Southern",null,13239821.4,3781.9,3828999.0999999996,17072602.399999999,44363.938903831091]
["F3910",{"$error":"#N/A"},"Southern",null,3120926.6,37001126.400000006,17846,40139899.000000007,69283.993280899886]
["F3915",60026806,"Southern",null,2152403.7999999998,37971,9400598.0000000093,11590972.800000008,30875.466918704184]
["F3930",60026807,"Southern",1175709.3,1058978.6000000001,null,1051245.8999999999,3285933.8000000003,39502.053066924229]
["F3940",60026808,"Southern",null,2178418.0999999996,null,46512.2,2224930.2999999998,49057.094166949857]
["F3950",60026809,"Southern",560806.80000000005,6480152.0000000009,1574743.9999999998,6856819.799999997,15472522.599999998,41215.84064281801]
["F3980",{"$error":"#N/A"},"Southern",null,null,5112088.0999999996,null,5112088.0999999996,70970]
["F4000",60026812,"Southern",1694239.9000000001,791283.40000000014,21339,1028235.7000000002,3535098.0000000005,39403.838241542384]
["F4035",60026815,"Southern",134951,313658.7,632384.1,403439.39999999997,1484433.2,51718.544459258927]
["F4042",60325532,"Southern",null,2605189.5,165556,2382206.6999999988,5152952.1999999993,39549.395062892298]
["F4090",60026816,"Southern",881563.90000000014,743570.10000000021,62994.2,2751699.1000000015,4439827.3000000017,34057.898620966633]
["F4098",60026817,"Southern",null,7666322.0000000009,10463,16727,7693512.0000000009,49518.920990829676]
["F4100",60026818,"Southern",null,1618275.6,126393.5,1786475.8,3531144.9000000004,38620.318319704173]
["F4101",82988070,"Southern",null,7672656.7999999989,2036,3361532.5000000009,11036225.300000001,42507.906402744426]
["F4115",60026819,"Southern",1973431.4000000001,1404594.0999999987,1343107.6999999997,4365591.6000000024,9086724.8000000007,40002.376464950277]
["F4130",60026820,"Southern",null,791772.69999999984,26772.400000000001,9721285.0999999978,10539830.199999997,28288.428672219026]
["F4135",60026821,"Southern",1536138.5999999999,6854881.9999999972,181252.90000000005,5961810.9999999972,14534084.499999996,39549.621170635131]
["F4145",60026822,"Southern",3516.4,7762085.8999999985,3221003.1999999997,7309067.8000000063,18295673.300000004,44083.005478568521]
["F4175",60026823,"Southern",null,5769801.8999999994,4,7166349.7000000048,12936155.600000005,36743.107517506971]
["F4185",60026824,"Southern",1730002.8999999997,1228000.7000000007,162994.19999999998,3613571.7000000011,6734569.5000000019,35762.940898597895]
["F4205",60026825,"Southern",71797.600000000006,146405.19999999998,null,830142.60000000021,1048345.4000000001,30741.237397521851]
["F4230",60026826,"Southern",635969,242844.7,123398,200167.9,1202379.5999999999,43979.66784699275]
["F4355",60026829,"Southern",3249505.6,294267.99999999994,342024,877242.2,4763039.8,41775.827645194149]
["F4370",60026830,"Southern",2335513.4000000004,3092198.5999999996,148798.5,975370.5,6551881,43949.986100938033]
["F4380",60026831,"Southern",140990.20000000001,101061.7,28482,261261.30000000002,531795.20000000007,37377.245898421046]
["F4385",60026832,"Southern",612689,167046.70000000001,null,159779.4,939515.1,40785.693932966067]
["F4425",60026833,"Southern",2940211.2000000007,2016263.9,186414.59999999998,2896585.5999999987,8039475.2999999989,39007.742333632144]
["F4468",82912886,"Southern",null,10792270.699999999,15602.900000000001,4716934.3999999985,15524807.999999998,42543.017203626601]
["F4480",60026836,"Southern",null,3438194.9000000004,null,7867292.7000000011,11305487.600000001,33465.110724989871]
["F4540",60026837,"Southern",56353.7,3388551.3000000007,4888269,6264083.1000000024,14597257.100000003,46774.978322057505]
["F4545",60026838,"Southern",7417,5036517.5,3738240.6999999997,631736.09999999974,9413911.2999999989,56493.805533625542]
["F4550",60026839,"Southern",3752721.7,111296.4,80264,169186.49999999997,4113468.6,{"$f":"(D387/H387*$S$2+E387/H387*$S$3+F387/H387*$S$4+G387/H387*$S$5)*1000","v":42257.024457169791}]
["F4555",60026840,"Southern",null,4378106.9000000022,58082,12867908.400000002,17304097.300000004,32433.994315438809]
["F4575",60026841,"Southern",248697,1579474.9999999998,13731000.4,1214095.8,16773268.200000001,65301.351016374967]
["F4595",60026842,"Southern",null,4258076.3999999994,3663050.6999999997,6216856.4000000041,14137983.500000004,44934.661032176184]
["F4610",60330968,"Southern",329867.2,1983502.9000000001,547768.5,11128521.400000004,13989660.000000004,31828.977525901275]
["F4617",82988107,"Southern",null,1756156.3999999997,175942.5,10078289.500000009,12010388.40000001,30470.005587912539]
["F4645",60026844,"Southern",null,3379158.2000000011,658496.9,6974263.9000000004,11011919.000000002,36191.38133299019]
["F4650",60026845,"Southern",null,7996647.7000000002,null,4307182.1000000015,12303829.800000001,41453.419794704896]
["F4673",82921882,"Southern",8545,1372180.0000000002,15232,2323774.5999999996,3719731.5999999996,35179.822910878851]
["F4715",60026847,"Southern",1462156.2,581467.4,468229.1,1779179.6999999993,4291032.3999999994,39778.979007243106]
["F5550",{"$error":"#N/A"},"Southern",null,null,880684,null,880684,70970]
["FA0452",83022292,"Southern",285626.09999999998,829142.49999999988,706198.5,3791816.3000000003,5612783.4000000004,36254.121942599806]
["FA0752",83016237,"Southern",53251.1,239344.89999999997,35,740360.70000000007,1032991.7,32603.135686375794]
["FA0952",83022298,"Southern",7027,1506863.4999999998,2475494.7000000002,1330236.6000000001,5319621.8000000007,53726.272445345639]
["FB04",83877404,"Southern",117,3070794.4999999995,10192,5718994.2000000048,8800097.7000000048,34552.528070000844]
["FB05",83877381,"Southern",null,7453814.299999997,145803.5,4131568,11731185.799999997,41670.833713758075]
["FB06",83029792,"Southern",1305222.3999999999,9006342.8999999966,12714,9525988.9999999925,19850268.29999999,37981.640829610347]
["FB08",83877378,"Southern",null,12308009.4,null,null,12308009.4,49540]
["FB10",84587754,"Southern",null,11411870,null,null,11411870,49540]
["FB11",84064137,"Southern",null,1867987.6999999997,152691,4155457.5000000014,6176136.2000000011,34527.555792568171]
["FB14",84064752,"Southern",null,7474889.3000000017,85514,5408669.6999999993,12969073,40047.594100981623]
["FB15",83877341,"Southern",null,4785047.200000002,null,7419488.5,12204535.700000003,35496.845179288546]
["FB16",84587749,"Southern",null,6581289.8000000007,null,665945.90000000014,7247235.7000000011,47417.349250556319]
["FC101",{"$error":"#N/A"},"Southern",null,null,null,null,null,{"$error":"#DIV/0!"}]
["FF-B",50000046,"Southern",2869799.3999999994,189531.3,419854,664071.20000000019,4143255.8999999994,42883.619190888021]
["FF-C",50000047,"Southern",null,null,7654808,null,7654808,70970]
["FF-D",50000049,"Southern",3748338.7000000007,284342,21922.7,32775,4087378.4000000008,42683.525586229051]
["FF-E",50000050,"Southern",6649834.4000000004,339197.30000000005,4636,1419769.2000000002,8413436.9000000004,39804.847223136603]
["FV104",40001097,"Southern",null,1394387.0000000005,16786,8386276.9000000004,9797449.9000000004,29803.918225292484]
["FV105",40001153,"Southern",null,1085299.6999999995,159379.6,2718031.899999999,3962711.1999999983,34557.572801671748]
["FV106",40001098,"Southern",null,517558.10000000003,48078.8,4301096.9000000022,4866733.8000000026,29336.50957979251]
["FV110",40001099,"Southern",null,2093064.9000000004,797,9640232.299999997,11734094.199999997,30563.478879179278]
["FV111",40001100,"Southern",null,895408.20000000019,82905.7,9613658.5000000019,10591972.400000002,28741.339101015783]
["FV112",40001101,"Southern",null,902970.29999999993,null,4165578.200000002,5068548.5000000019,30555.303213533422]
["FV113",82914591,"Southern",null,9590139.0000000037,133634,4460520.2,14184293.200000003,42477.664317316849]
["GB-B",50000052,"Southern",2706414.0999999992,766275.7,606484.30000000005,1427717.3999999997,5506891.4999999981,42274.416915423171]
["GB-C",50000053,"Southern",788322.29999999981,729859.3,12024,2357588.7000000002,3887794.3,34097.771055428522]
["GB-D",50000054,"Southern",4071308.3999999994,1112764.9000000004,144756.79999999999,2178869.0000000014,7507699.1000000015,39236.254897056271]
["GC-A",50000057,"Southern",1161368.8999999999,1676644.3000000003,29590.9,2533207.7000000002,5400811.8000000007,37231.277310755388]
["GC-B",50000058,"Southern",794344.2,92858.7,null,368434.7,1255637.5999999999,38080.492376144204]
["GC-C",50000059,"Southern",491162.7,559880.1,6362,5336621.8000000017,6394026.6000000015,29713.021191372587]
["GF102",40001236,"Southern",null,7583784.8999999976,208019,2505837.3999999994,10297641.299999997,44351.724819935218]
["GF103",40001190,"Southern",null,10558918.300000006,13554,1798085.3000000003,12370557.600000007,46205.848901588717]
["GF105",40001189,"Southern",67768,3925258.9999999995,174680.7,6974340.5999999978,11142048.299999997,35371.568899319886]
["GF108",40001191,"Southern",null,5324176.1000000006,25893.699999999997,4580660.8999999994,9930730.6999999993,38940.743210265493]
["GF110",40001195,"Southern",12441,4402059.700000002,679833,1916552.0000000002,7010885.700000002,45290.095681919338]
["GF111",40001194,"Southern",100,12045653.700000001,36456.400000000001,5601464.5,17683674.600000001,42267.003170596683]
["GLENVALE EAST",{"$error":"#N/A"},"Southern",null,6785076.9999999981,1606355.4999999998,9308795.8000000101,17700228.300000008,39336.234175408907]
["GLENVALE WEST",{"$error":"#N/A"},"Southern",31211,595618.60000000009,null,4400511.4000000022,5027341.0000000019,29274.262159658556]
["GOWRIE CREEK FDR",{"$error":"#N/A"},"Southern",null,85567.2,null,null,85567.2,49540]
["GRANADA",83850831,"Southern",76507.900000000009,2336747.0999999982,170382.6,11629883.200000005,14213520.800000003,30856.018388491048]
["GS102",{"$error":"#N/A"},"Southern",null,null,null,null,null,{"$error":"#DIV/0!"}]
["GS104",40001200,"Southern",null,719718.99999999988,10587.6,9612018.2999999952,10342324.899999995,28093.107487273002]
["GS105",40001201,"Southern",14738,1983178.7000000004,1289380.4000000001,3206707.7,6494004.8000000007,42371.451695570046]
["GS108",40001202,"Southern",null,4672390.2999999989,480380.4,10836675,15989445.699999999,34528.05743291026]
["GV-D",50000061,"Southern",2163785.7999999998,538013,175628.2,614890.29999999981,3492317.3,41965.582714377073]
["GV-E",50000062,"Southern",null,null,12905324,null,12905324,70970]
["GV-F",50000063,"Southern",42659,93034.5,181873.2,270064.30000000005,587631,45019.102950661218]
["GY-A",50000066,"Southern",173790.7,5036394.8000000035,517295.60000000003,4536472.5000000037,10263953.600000007,40284.997013431552]
["GY-B",50000065,"Southern",3224946.600000001,466854.99999999994,114700.6,2326794.9,6133297.1000000015,37286.308071069958]
["GY-C",50000067,"Southern",2785587.3999999994,180372.9,null,568798.4,3534758.6999999993,39991.23227223404]
["GY-D",50000068,"Southern",224503.1,688763.10000000021,25081.5,476799.60000000015,1415147.3000000003,40962.873678944947]
["HD-C",50000073,"Southern",38712.799999999996,811473.3,3857049.8,8053631.200000003,12760867.100000003,41416.03965987546]
["HD-D",50000074,"Southern",85157.400000000009,1762993.7000000002,306640,8208591.3999999873,10363382.499999987,31816.314620250687]
["HD-E",50000075,"Southern",16160,3027469.8000000003,2116608.0999999996,5338326.8999999966,10498564.799999997,{"$f":"(D451/H451*$S$2+E451/H451*$S$3+F451/H451*$S$4+G451/H451*$S$5)*1000","v":42103.171700669031}]
["IC104",{"$error":"#N/A"},"Southern",null,null,84421577.5,null,84421577.5,70970]
["KL-B",50000084,"Southern",201374.1,352251.29999999993,161630.5,746185.99999999988,1461441.9,39095.983494793734]
["KL-C",50011904,"Southern",null,null,null,13087.8,13087.8,26440]
["KL-D",50000085,"Southern",436400.39999999997,97262.799999999988,246385.4,838240.5,1618289.1,38841.862449669832]
["KL-E",50000086,"Southern",null,571386.5,28187.3,705840.8,1305414.6000000001,37512.50418296225]
["KR-B",50000090,"Southern",null,9073644.4999999944,5200205.0999999996,5281689.5999999996,19555539.199999996,48999.660285562466]
["KR-C",50000092,"Southern",104853.5,4038186.9000000004,23785859.899999999,7765739.7000000011,35694640,58772.940146952038]
["KR-D",50000093,"Southern",293561.19999999995,563748.89999999991,4749979.9999999991,5330005.5,10937295.599999998,47391.076775322777]
["KR-E",50000094,"Southern",1268677.2,5228195.6999999965,312817.80000000005,6876308.8000000035,13685999.5,37737.627867369127]
["KR-F",50000095,"Southern",1162146.7999999998,1666733.100000001,504632.5,7849090.9999999972,11182603.399999999,33524.086036262364]
["KR-G",50000096,"Southern",21889,13800297.599999994,603497.80000000005,6489814.299999997,20915498.699999992,42982.961459197715]
["KUNW-QMAG MINE",{"$error":"#N/A"},"Southern",null,null,13052947.699999999,null,13052947.699999999,70970]
["LC104",40001102,"Southern",null,null,24008245.399999999,null,24008245.399999999,70970]
["LC106",40001104,"Southern",2003,249728.69999999995,19679750.5,613741.10000000009,20545223.300000001,69376.475157950699]
["LC107",40001105,"Southern",12689,459936.60000000009,168789,10100618.400000004,10742033.000000004,28147.305025966689]
["LC109",40001106,"Southern",361951.30000000005,137120,3228129.1,2326723.1999999988,6053923.5999999996,51646.577802369357]
["LC110",40001107,"Southern",6550,1278082.5999999999,20035,6359296.1000000043,7663963.7000000039,30422.10414409974]
["LM103",40001206,"Southern",299,103469.3,203019.6,308575,615362.9,45023.014864887045]
["LM104",40001207,"Southern",354573.69999999995,207022.40000000002,626,682986.10000000009,1245208.2000000002,34773.466090249]
["LR203",40001065,"Southern",17286,8415276.2999999989,108677.40000000001,5627394.4000000004,14168634.1,40520.657030447277]
["LR204",40001066,"Southern",977557.7,1514871.3000000003,61329.200000000004,2137717.7999999998,4691476,37752.468015609586]
["LR208",40001067,"Southern",null,7860623.4999999981,387640.6,4968283.0000000009,13216547.099999998,41484.930968997192]
["LR209",40001072,"Southern",254815.90000000002,1000051.1,10175,1380419.9999999998,2645462,36855.905724595548]
["LR210",40001068,"Southern",489244.4,818571.7,137918,925674.1,2371408.2000000002,40242.613944743876]
["M001",{"$error":"#N/A"},"Southern",null,null,null,null,null,{"$error":"#DIV/0!"}]
["M005",{"$error":"#N/A"},"Southern",null,null,13672004,null,13672004,70970]
["M020",{"$error":"#N/A"},"Southern",null,null,552116,null,552116,70970]
["M027",{"$error":"#N/A"},"Southern",null,null,2138534.1,null,2138534.1,70970]
["M046",{"$error":"#N/A"},"Southern",null,null,55467678.100000001,null,55467678.100000001,70970]
["MA105",40001109,"Southern",3971.4,1002490.7000000001,2654,9650699,10659815.1,28629.350242106924]
["MA108",40001110,"Southern",159210.70000000004,756128.79999999993,332232.8,10025856.1,11273428.4,29523.401838432746]
["MA111",40001111,"Southern",931507.19999999984,2035764.4000000004,255351.5,3785638.3,7008261.4000000004,36859.363492206496]
["MA119",82561236,"Southern",361499.1,7568973.299999997,1241174.1000000001,2748301.9999999995,11919948.499999996,46220.983262889102]
["MA123",82561111,"Southern",364,2052870.6000000003,229291.9,11300596.500000007,13583123.000000007,30683.309433846691]
["MC-C",50000108,"Southern",65763.7,1526616.100000001,31423.4,4033366.399999999,5657169.5999999996,33103.509964771081]
["MC-D",50000109,"Southern",553535.29999999993,1613247.6,2498976.4,5225538.7000000011,9891298,42336.391238237891]
["MC-E",50000110,"Southern",6287.3,11420186.800000006,443836.5,536979.4,12407290.000000007,49303.096214805963]
["MC-F",50000111,"Southern",null,10050801.699999999,560447.60000000009,3142253.0999999978,13753502.399999997,45135.619735231958]
["MC-G",50000112,"Southern",null,null,7651252.1000000006,null,7651252.1000000006,70970]
["MC-H",50000113,"Southern",959724.60000000009,378594.29999999993,1904663.5000000002,4143894.600000001,7386877.0000000019,41145.520371464147]
["MD203",40001054,"Southern",822,3015394.4999999995,8206250.5000000009,2225888.1000000006,13448355.100000001,58792.867683795761]
["MD204",40001042,"Southern",164583.70000000001,1340450.2000000004,1689032.5,4062462.5,7256528.9000000004,41428.017333604221]
["MD-A",50000116,"Southern",1455933.8999999992,121336.70000000001,null,885140.40000000026,2462410.9999999995,36861.10354445297]
["MD-B",50000117,"Southern",4820396.7,311896.5,27875,776056.10000000009,5936224.3000000007,40611.686721810685]
["MD-C",50000118,"Southern",5166705.9999999972,885131.9,1330867.5,1499261.2,8881966.5999999978,44547.179198917504]
["MD-E",50000120,"Southern",44685.899999999994,3350823,1432145.2000000002,2181394.2000000007,7009048.3000000007,46682.26394416485]
["MG-B",50000124,"Southern",97899.7,5007616.3999999985,146516.20000000001,7054778.1800000062,12306810.480000004,36494.378485561923]
["MG-C",50000125,"Southern",2564559.4000000004,1146245.7000000004,216715,2622626.6999999997,6550146.8000000007,38102.666430621073]
["MG-D",50000126,"Southern",96063.1,5168538.1999999983,171145.09999999998,4059472.2999999989,9495218.6999999955,39975.498070518377]
["MG-E",50000127,"Southern",1684415.9000000004,2988419.0999999992,624888.4,5765158.9999999991,11062882.399999999,37585.747268541883]
["MG-F",50000128,"Southern",112218.2,262815.09999999998,308660,645112.39999999991,1328805.7,42678.253907249185]
["MG-G",50000129,"Southern",378655.59999999992,1423363.7999999998,8496.2999999999993,2972817.1,4783332.8,34635.736859245924]
["MG-H",50000130,"Southern",2405088.8999999994,1219989.0000000002,3463028.7,2469021.9999999995,9557128.5999999996,49475.193817628438]
["ML102",40001112,"Southern",250,136402.70000000001,210766.6,1128067.3999999997,1475486.6999999997,34939.069539562777]
["ML103",40001156,"Southern",null,2721936.1,18225.3,3642505.2999999993,6382666.6999999993,36418.320898222686]
["ML107",40001115,"Southern",20782.199999999997,379248.29999999993,82477.3,4530782.3999999985,5013290.1999999983,28985.160948193268]
["MN-A",50000133,"Southern",66773,368773.10000000009,6455.2,766114.49999999988,1208115.8,34596.871026767469]
["MR201",40000965,"Southern",2599191.2999999998,7065871.9000000013,67515469.099999994,6648565.4999999991,83829097.799999997,64738.07152383549]
["MR202",40000966,"Southern",3219716.3999999994,2910098.5000000005,3734063.3000000003,4100569.9999999995,13964448.200000001,46780.987163316626]
["MT102",40000967,"Southern",1030509.7000000001,192363.00000000003,2380,784752.7,2010005.4000000001,36752.693184804382]
["MT103",40000985,"Southern",3435657.3,972388.59999999986,74886.8,2397355.4,6880288.0999999996,38029.152127801164]
["MT108",40000969,"Southern",320391.3,3568849.7000000007,244753.5,2577641.5999999992,6711636.0999999996,41096.55219820395]
["MT109",40000984,"Southern",2632725.0999999992,1309537.5999999996,66301,723517,4732080.6999999993,42191.313404270542]
["MV201",40001227,"Southern",81714,1627782.0000000002,61285.5,1780950.5999999996,3551732.0999999996,{"$f":"(D515/H515*$S$2+E515/H515*$S$3+F515/H515*$S$4+G515/H515*$S$5)*1000","v":38156.457250534178}]
["MV202",40001208,"Southern",190391.3,869831.89999999991,29184,3317994.8000000003,4407402,31972.017233735434]
["MV-B",50000137,"Southern",2491097.4,195208.09999999998,3729634.3,1210191.2999999996,7626131.0999999996,53937.580217182469]
["MV-C",50000138,"Southern",2286904.5999999996,2103746.5,11822.1,6646672.3000000026,11049145.500000002,34135.381012314479]
["MV-D",50000139,"Southern",3070801.9000000004,160995,21227,5052588.2000000011,8305612.1000000015,32806.27523695695]
["MV-E",50000140,"Southern",1685763.3000000005,3280983.2000000007,2092197.6999999997,5189310.9000000032,12248255.100000005,42395.150975831639]
["NN-C",50000142,"Southern",312,6349955.5000000028,297809.5,6633156.9999999981,13281234,38483.333284015636]
["NN-D",50000143,"Southern",438788.1,165808.6,1716,2218671.1,2824983.8,30261.460962006229]
["NN-E",50000144,"Southern",10882.300000000001,1052268.2999999998,6401.9,5184143.4999999991,6253695.9999999991,30399.790569768662]
["NN-F",50000145,"Southern",1271313.3,429832.60000000003,43885843.5,2240039.6999999993,47827029.099999994,67925.440351656725]
["OY-A",50000148,"Southern",86859.8,511639.1999999999,295872,2580854.9999999991,3475225.9999999991,34024.469194233701]
["OY-B",50000149,"Southern",1539153.2000000002,124940.90000000001,1856189.2,1076752.5999999999,4597035.8999999994,50304.713587727267]
["OY-D",50000150,"Southern",388879.3,1524558.8000000003,610247,3266692.6999999983,5790377.7999999989,38269.454755093873]
["OY-F",50000151,"Southern",1046323.3,802381.79999999993,246788.2,1724738.5999999999,3820231.9,38468.529979030856]
["PB-A",84571892,"Southern",null,14301612.5,155,96291.200000000026,14398058.699999999,49385.74274099883]
["PB-B",50000153,"Southern",118243.4,3450153.3,3062606.4,7765495.9999999916,14396499.09999999,41577.904297997018]
["PB-C",50000154,"Southern",81378.899999999994,2249609.3000000007,3265436,9101150.5999999978,14697574.799999999,39956.072640773367]
["PB-D",50000155,"Southern",null,11900669.899999995,12193.9,1729369.2999999998,13642233.099999994,46630.86369789415]
["PB-E",50000156,"Southern",null,4383596.7999999989,11898,239285.40000000002,4634780.1999999993,48402.40158702671]
["PB-F",50082888,"Southern",2484,7981594.3000000017,1883683.6,7814726.5999999978,17682488.5,41612.878966554956]
["PD203",40001116,"Southern",1233138.7,3009990.0000000009,97140.89999999998,4108078.4999999991,8448348.1000000015,37473.722777947558]
["PD205",40001157,"Southern",45618.799999999996,32650.7,20694044.699999999,4684,20776998.199999999,70862.983914057404]
["PD207",40001117,"Southern",236682.70000000004,11507168.4,3042,6492730.3999999966,18239623.499999996,41224.67846060529]
["PD209",40001118,"Southern",1989746.2999999998,361980.4,19395.8,5650001.6000000006,8021124.0999999996,31484.736700183959]
["PH102",40001119,"Southern",89729.8,4146725,1062432.2000000002,4818799.9000000013,10117686.900000002,40722.732076439323]
["PH103",40001120,"Southern",39,1948098.5999999999,null,7609298.6999999993,9557436.2999999989,31148.552434715159]
["PH105",40001121,"Southern",null,3456833.5999999992,472707.6,4819124,8748665.1999999993,37973.476625439958]
["PH106",40001122,"Southern",null,9869791.1000000015,null,null,9869791.1000000015,49540]
["PH108",40001123,"Southern",null,8582012.0999999996,2617170.4,36311.300000000003,11235493.800000001,54457.200047050879]
["PH109",40001124,"Southern",null,12101,7966054.9000000004,12118.5,7990274.4000000004,70870.008285697913]
["PH111",40001126,"Southern",45635,4549541.9999999991,448330.2,2756550.3000000012,7800057.5,42564.885426293331]
["PT-A",50000159,"Southern",253843.20000000004,1119510.7000000002,140449.09999999998,2206951.2000000002,3720754.2,36142.396850885772]
["PT-B",50000160,"Southern",765122.49999999988,175986.39999999997,394875.8,1014083.8000000003,2350068.5,40763.637146747002]
["PT-C",50000161,"Southern",2524,65340.200000000004,null,478705.60000000003,546569.80000000005,29274.012087751649]
["PV-A",82554035,"Southern",null,1874921.8999999994,512839.69999999995,13126654.299999984,15514415.899999984,30703.611866367461]
["PV-B",82554089,"Southern",1171,10042345.5,170416.3,1903838.0999999989,12117770.9,46211.392409226028]
["PV-C",82552955,"Southern",14339.5,4087715.9,640718.9,13988112.099999996,18730886.399999995,33016.441574969998]
["PV-D",82554082,"Southern",null,3742490.1000000006,264717,6264130.6999999983,10271337.799999999,36004.418115038534]
["QUMA-QMAG",{"$error":"#N/A"},"Southern",null,32108,107474430,null,107506538,70963.5996967924]
["RG104",40001128,"Southern",null,11120193,3804,186342.49999999994,11310339.5,49166.625528791599]
["RG105",40001129,"Southern",51104.6,2553683.5999999996,4202092.5999999996,6187035.8000000035,12993916.600000001,45442.093399460478]
["RG106",40001130,"Southern",10133.4,5151678.9999999972,1245916.6000000001,4388107.9999999991,10795836.999999996,42616.93426438357]
["RG107",40001131,"Southern",60609,8508596,2264208.9,3012445.8000000007,13845859.700000001,47986.177534718197]
["RG111",40001132,"Southern",null,3662172.399999999,275096,6062712.5000000019,9999980.9000000004,36124.639229660927]
["RG112",40001133,"Southern",52122,1914130.5,145981.20000000001,2468038.4999999995,4580272.1999999993,37691.57425927656]
["RG113",40001134,"Southern",null,3936261.9999999991,null,2127961.2999999993,6064223.2999999989,41434.113458849708]
["RG114",40001135,"Southern",141548.9,6996657.6999999946,276251.89999999997,7556364.4000000013,14970822.899999997,38205.993685423928]
["RL-01",20011545,"Southern",339046.8,227881.2,null,46392,613320,43701.935824691842]
["RL201",40001138,"Southern",null,308199.5,6023936.5000000009,145320.30000000002,6477456.3000000007,68951.332850674749]
["RL202",40001210,"Southern",638657.80000000005,1563120.2999999989,108754,3207876.0000000005,5518408.0999999996,35677.776743985283]
["RL203",40001139,"Southern",255195.30000000002,3816494.3000000003,2218043,1888173.2000000002,8177905.7999999998,49787.913756844697]
["ROLE-FA0552",80076236,"Southern",null,null,15861681.5,null,15861681.5,70970]
["ROLE-FA0652",40223076,"Southern",414553.79999999993,1447199.9000000001,248823.1,1836111.8,3946688.6000000006,39367.01557275129]
["ROLE-FA0752",40223073,"Southern",565826,3480689.3000000003,152526.5,5511391.9999999963,9710433.799999997,36334.449419448181]
["RS101",40001140,"Southern",60102,3758540.7999999975,3433770.3000000003,1327209.7999999998,8579622.8999999985,54491.545871439172]
["RS103",40001142,"Southern",null,4445814.6999999974,105376.9,2153982.6000000006,6705174.1999999983,42456.101852655818]
["RS105",40001143,"Southern",null,10406703.999999998,50987.3,10893.2,10468584.499999998,49620.337978740114]
["RS106",40001144,"Southern",16757.099999999999,4226570.3999999985,4215,299629.2,4547171.6999999983,48010.453708620684]
["RS108",40001145,"Southern",null,4612153.3,34250.6,3359609.2,8006013.0999999996,39938.094382083887]
["RS109",40001146,"Southern",4787,6940013.3999999994,56392.7,1158983.0000000002,8160176.0999999996,46402.881973956413]
["RS111",40001148,"Southern",null,3640545.0999999996,2273922.7000000002,121548.70000000001,6036016.5,57148.06212027419]
["RS-D",85081026,"Southern",62732.099999999991,7976523.7999999998,46983.7,6585751.9000000013,14671991.5,39208.190188155444]
["RS-E",50000165,"Southern",1863,4591108.700000003,408192.1,7727270.2999999924,12728434.099999994,36202.446292038403]
["RS-F",50000166,"Southern",null,8886346.6999999974,593901.4,3528288.0999999992,13008536.199999997,44252.998676361443]
["RS-G",50000167,"Southern",8378.7000000000007,7283791.9000000041,1196013.8999999999,8454736.5999999922,16942921.099999994,{"$f":"(D579/H579*$S$2+E579/H579*$S$3+F579/H579*$S$4+G579/H579*$S$5)*1000","v":39521.90223744831}]
["RS-H",50000168,"Southern",32748,4632980.6999999974,2945858.4,1629144.8999999992,9240731.9999999963,52272.918033116861]
["RS-J",50000169,"Southern",5127,3757150.4000000013,1134652.4000000001,8407960.1999999974,13304890,36766.785077666937]
["RS-K",50000170,"Southern",140428.70000000001,2328589.5000000005,500258.60000000003,7568505.9999999916,10537782.799999993,33867.71653046408]
["RS-L",85081013,"Southern",30603.300000000003,1003529.1,392259.60000000003,4156228.7000000016,5582620.7000000011,33807.384642126948]
["SB202",40200483,"Southern",299603.20000000001,342411.60000000003,null,595331.80000000016,1237346.6000000001,36633.973297376826]
["SB-C",50000173,"Southern",30823,4378321.5999999987,1523607.7,1563219.5,7495971.7999999989,49048.062765257462]
["SB-D",50000174,"Southern",2973324.2,242321.3,1165,1945510.9000000004,5162321.4000000004,36577.045984777316]
["SB-E",50000175,"Southern",2772642.2,444632.5,314786.8,2387453.6999999993,5919515.1999999993,37896.841853197715]
["SB-F",50000177,"Southern",6697562.0999999959,427860.8,1229656.6000000001,730310.4,9085389.8999999966,45128.456931055865]
["SB-G",50000178,"Southern",27420.999999999996,1535761.7999999998,832037,5624341.9999999981,8019561.799999998,35537.406655061881]
["SB-H",50000179,"Southern",1622574.0999999994,348996.9,null,1063795.3000000003,3035366.3,37488.499075712869]
["SB-J",50000180,"Southern",329748.89999999997,3138064.4000000004,5688512.7000000002,8562826.8000000063,17719152.800000004,45118.986497650156]
["SK-B",50000184,"Southern",2262663.5000000005,402326,null,1068924.4000000001,3733913.9000000004,38442.833688800383]
["SK-C",50000185,"Southern",1237581.2999999998,463266.60000000003,1959900.6,5608696.1999999993,9269444.6999999993,39105.899888048312]
["SK-D",50000186,"Southern",580628.20000000007,11573.8,65278,417674.8,1075154.8,37870.95567261571]
["SK-E",50000187,"Southern",1372682.9000000001,665761.19999999984,null,2982024.3,5020468.4000000004,33795.928233708233]
["SOLAR FARM 1 (2136)",{"$error":"#N/A"},"Southern",null,null,87849.8,null,87849.8,70970]
["SOLAR FARM 2 (2140)",{"$error":"#N/A"},"Southern",null,null,97310,null,97310,70970]
["SV-01",20020666,"Southern",338085.4,39164,null,57718.8,434968.2,40722.950293837581]
["TB212",83868949,"Southern",10963.1,2890737.6999999993,1036909.7999999999,10445419.500000002,14384030.100000001,34304.399208536139]
["TB221",83868952,"Southern",25245.7,4540022.5999999987,299874,3365512.3000000012,8230654.5999999996,40852.495060842419]
["TB222",83868946,"Southern",363525.50000000006,746369.39999999979,1149,5686423.5,6797467.4000000004,29823.56142171421]
["TB223",85221946,"Southern",6739,4309607.8000000017,73183.7,10558816.099999998,14948346.6,33324.815785646824]
["THEO-FA04",40219767,"Southern",null,null,null,8779,8779,26440]
["THEO-FA06",40000975,"Southern",894761.2,548557,16039910.9,770003.1,18253232.200000003,67034.270746032562]
["THEO-FA08",40000974,"Southern",1284133.9999999998,3270618.7,18992,3925667.3999999994,8499412.0999999996,37800.539810747614]
["THEO-FA10",40000973,"Southern",1697478.8000000005,2471860.0999999996,47137806.299999997,3293037.6999999993,54600182.899999991,66417.83128321718]
["TI203",40001045,"Southern",null,875370.3,221924.4,1787065.0000000005,2884359.7,36876.752206044206]
["TI204",40001046,"Southern",null,921869.29999999981,2525663.2999999998,1024462.6,4471995.1999999993,56351.250257826759]
["TN-C",50080258,"Southern",null,null,31086117.199999999,null,31086117.199999999,70970]
["TN-D",50080259,"Southern",33810.5,760586.89999999979,11495422.4,3655654.5999999992,15945474.4,59677.740591273963]
["TQ-C",82773016,"Southern",null,3740361.8999999994,43049.5,8725164.8999999985,12508576.299999997,33500.703952775191]
["TQ-D",50000193,"Southern",3745,2184568.9999999995,null,9438056.5000000037,11626370.500000004,30785.495475135594]
["TQ-E",50080424,"Southern",null,4187356.4000000004,2327646.0000000005,869032.90000000026,7384035.3000000007,53576.653750829173]
["TQ-F",50000192,"Southern",7,6028286.8000000017,55127.9,7486258.2000000011,13569679.900000002,36883.015709383093]
["TQ-G",50000194,"Southern",54999,7245844.0999999987,188158,9544744.9999999944,17033746.099999994,36808.896995006871]
["TQ-H",50000195,"Southern",null,8772382.2999999989,95833,7087230.8000000054,15955446.100000005,39407.952968735852]
["TQ-J",50000196,"Southern",1643.4,2541588.6000000015,110422.8,13984577.800000001,16638232.600000001,30265.744407732349]
["TQ-K",82888836,"Southern",null,7374511.5,121108.19999999998,7299199.0000000019,14794818.700000003,38318.764272792338]
["TROYS RD",{"$error":"#N/A"},"Southern",142351.5,3754417.2999999989,119625.2,6310611.2000000011,10327005.199999999,35570.320602143198]
["VERM201",83004280,"Southern",null,null,87154982.5,null,87154982.5,70970]
["WB104",84332376,"Southern",29009,147340.29999999999,1923,271573.40000000002,449845.7,35208.858788691323]
["WB106",84332230,"Southern",null,null,null,null,null,{"$error":"#DIV/0!"}]
["WB-C",50000204,"Southern",199.4,4931250.1999999993,1831017.2,3128467.6999999983,9890934.4999999981,46200.539928355611]
["WB-D",50000205,"Southern",null,5619268.5000000019,90736,1246327.1999999997,6956331.7000000011,45680.827235136014]
["WB-E",50000206,"Southern",null,8676515.4000000022,25086,4276094.4999999981,12977695.9,41970.074588972304]
["WB-F",50000207,"Southern",null,3000342.9999999995,8386.6,172038.69999999998,3180768.3,48347.090371216284]
["WB-G",50000208,"Southern",74727.399999999994,7563411.6999999993,200062.4,9293545.7000000011,17131747.200000003,37226.804577760755]
["WB-H",50000209,"Southern",null,3347933.399999998,68241.8,6314986.0999999912,9731161.2999999896,34699.658474061063]
["WB-I",82906218,"Southern",null,17056777.900000006,null,467719.8,17524497.700000007,48923.472920881497]
["WB-J",50000211,"Southern",105654.20000000001,2071349.800000001,803035.79999999993,15418044.299999995,18398084.099999994,31074.51167146258]
["WB-K",50000212,"Southern",null,6513552.9999999981,657,435138.3,6949348.299999998,48095.603376506544]
["WB-L",50000213,"Southern",4074,8427039.6999999993,11565.7,1219219.5999999992,9661898.9999999981,46647.580258394344]
["WB-M",50000214,"Southern",null,16827862.200000007,null,2117455.1000000006,18945317.300000008,46958.189833642951]
["WG-A",82699749,"Southern",5525,3445533.5,39096.400000000001,5761535.4000000022,9251690.3000000026,35240.503086662982]
["WI-01",20013230,"Southern",5638,2226994.6,174387,2236400.4000000004,4643420,39210.23077171568]
["WI-02",20013246,"Southern",null,3365780.6,149717.9,1481834.6999999993,4997333.1999999993,43332.30366848463]
["WL-A",50000229,"Southern",645260.50000000012,1321147.2999999998,411231.6,8849194.3999999985,11226833.799999999,31691.81334990458]
["WL-B",50000230,"Southern",927100.79999999993,235434.19999999998,null,955608.09999999986,2118143.0999999996,35879.405949484717]
["WN211",40000977,"Southern",2536203.0000000009,923121.99999999988,11868,2767555.100000001,6238748.1000000015,36325.154257149763]
["WN212",40000978,"Southern",1201675.2000000002,5793117.0999999978,648943.69999999995,7331690.799999997,14975426.799999995,38565.515421770819]
["WN213",40000979,"Southern",1037236.3999999999,422532.60000000003,null,1172843.8,2632612.7999999998,36333.256820752373]
["WO103",{"$error":"#N/A"},"Southern",null,null,13011771.800000001,null,13011771.800000001,70970]
["WV-B",50000232,"Southern",335471.7,5455480.5999999996,590407.19999999995,3007991.4000000013,9389350.9000000022,{"$f":"(D643/H643*$S$2+E643/H643*$S$3+F643/H643*$S$4+G643/H643*$S$5)*1000","v":43222.77250943939}]
["WV-C",50000233,"Southern",1674728.8000000003,155863.79999999999,2021,1477446.1,3310059.7,35498.353560813426]
["WV-D",50000234,"Southern",3070005.600000001,1767284.7000000002,62818,2390081.8000000003,7290190.1000000015,39035.096804128603]
["WV-E",50000235,"Southern",3940277.8,848997.9,13533,1527750.0000000002,6330558.7000000002,39405.18069408313]
["WV-F",50000236,"Southern",254669.59999999998,567196.9,null,4094476,4916342.5,29918.309558375968]
["YP106",40001193,"Southern",61,4185500.5,195116.1,8516948.7000000048,12897626.300000004,34610.072285549155]
["YP108",40001204,"Southern",233187.40000000002,3750573.5,124612.1,10158134.400000002,14266507.400000002,33158.411462289645]
["YP109",40001215,"Southern",null,14343465.299999995,512032.6,3264928.5000000009,18120426.399999995,45983.406556260736]
["YP111",40001226,"Southern",84425.400000000009,3179640.3000000007,76989.8,11167501.399999995,14508556.899999995,31830.165682432558]
["YP112",40001237,"Southern",3372,5527509.9999999991,712168,6510409.3999999976,12753459.399999997,38942.589096727752]
["YP114",40000959,"Southern",null,5577678.5999999996,null,null,5577678.5999999996,49540]
["YP116",40000970,"Southern",50556.6,3253791.6999999993,1600763.5,9183861.8999999948,14088973.699999994,36890.606884517081]
["YP207",40001003,"Southern",104559.4,3745480.1999999993,213759.5,2838954.9000000004,6902754,40591.0020109365]
["YP208",40001014,"Southern",13281.7,35206,8147,859503.50000000023,916138.20000000019,27951.308228387377]
["YR-C",50000238,"Southern",14208,313946.5,43,139372.5,467570,42431.497615330321]
["YR-D",50000239,"Southern",1091.0999999999999,1470628.6,84386.1,1614981.3000000003,3171087.1000000006,38343.28829599161]
["YR-E",50000240,"Southern",553022.30000000005,2033384.6999999997,264675.59999999998,6478720.9999999972,9329803.5999999978,33668.409518502616]
["YR-F",50000241,"Southern",423491,431010.29999999993,15019.6,1932992.2999999998,2802513.1999999997,32603.742393077751]
[101,30053744,"Northern",3492240.8000000003,1756360.3999999997,null,2990266.1000000006,8238867.3000000007,38019.274471382727]
[102,30053745,"Northern",279876.5,2667101,317165.19999999995,5348880.5999999987,8613023.2999999989,35743.058602662786]
[103,30053746,"Northern",237601,4518119.799999998,752089,6948472.700000003,12456282.5,37806.908726580346]
[104,30053747,"Northern",1786773.7999999998,326295.90000000002,1266072.2,1634434.9999999995,5013576.8999999985,44783.785455051067]
[105,30053748,"Northern",null,12770458.700000003,113920,5857487.1000000015,18741865.800000004,42450.703351103919]
[106,30053749,"Northern",144,6787127.4000000032,2224,5210411.1000000034,11999906.500000007,39513.763404739853]
[107,30053750,"Northern",14712,3717071.6000000006,380649,4024942.4999999986,8137375.0999999996,39103.252100791076]
[108,30053751,"Northern",null,798089.1,977,431147.10000000003,1230213.2,41461.269500278489]
[109,30053752,"Northern",1224645.8000000003,1363934.2000000002,26607.8,3612102.2000000007,6227290.0000000009,34777.280649206958]
[110,30053753,"Northern",150,38549.699999999997,1499.4,573211.29999999993,613410.39999999991,28004.403459739195]
[112,30053765,"Northern",863560.5,986075.09999999986,105725,4127741.8000000007,6083102.4000000004,33187.242806565278]
[113,30053756,"Northern",1142285.5,169565.60000000003,null,1399609.2999999998,2711460.4,34498.700658139795]
[114,30187133,"Northern",9152.7000000000007,7152213.3000000017,2806818.9,472163.99999999994,10440348.900000002,54250.130965738113]
[122,111893994,"Northern",null,5005469.3,null,null,5005469.3,49540]
[123,30053755,"Northern",100198.9,19628.5,null,621989.80000000005,741817.20000000007,29171.860463736884]
[124,{"$error":"#N/A"},"Northern",null,31191171,null,null,31191171,49540]
[125,{"$error":"#N/A"},"Northern",null,17827922.800000001,null,null,17827922.800000001,49540]
[127,30184151,"Northern",null,5999491.5000000019,23791.7,3914781.3999999985,9938064.6000000015,40491.800191659051]
[201,30053769,"Northern",105217.2,825219.2,353730.8,3735079.2999999989,5019246.4999999991,33705.255070457293]
[202,30053770,"Northern",69668.399999999994,1887622.2999999998,68573.8,5296820.3,7322684.7999999998,32961.031783861574]
[203,30053771,"Northern",524736,6488498.799999997,1670347.7,6258483.0000000019,14942065.499999998,42000.315979139559]
[204,30053772,"Northern",6429,8289988.2000000002,256251.60000000003,4335320.3999999985,12887989.199999999,42191.917798627568]
[205,30053773,"Northern",221286.7,91405.000000000015,null,1485238.6,1797930.3,29546.714809801026]
[206,30053774,"Northern",122261.49999999999,543619.5,370614.6,4024319.600000002,5060815.200000002,32561.658846187463]
[207,30053775,"Northern",2037,1712236.5999999999,60448,2630708.1000000006,4405429.7,36036.429560548881]
[208,30053776,"Northern",925502.2,432831,null,1198954.2999999998,2557287.5,36031.718037178063]
[209,30053777,"Northern",120907.8,604464.89999999991,3009,1191529.4000000001,1919911.1,34771.31410094977]
[210,30053778,"Northern",232852.9,4442199.4999999991,415158.10000000003,3337577.9999999995,8427788.4999999981,41243.122927562792]
[211,30053779,"Northern",247637.1,2513366.0999999996,3467243.4,1280368.8000000003,7508615.4000000004,55252.636745517673]
[212,30187348,"Northern",29503.8,7663387.3999999994,7911975.8000000007,4159847.3,19764714.300000001,53245.737382907682]
[213,30053780,"Northern",null,2334144.0000000009,332559.2,1053802.1000000001,3720505.3000000012,44912.648749082553]
[214,30053781,"Northern",45183,277693.09999999998,56167524,1560370.2000000002,58050770.300000004,69648.107566317689]
[215,30053782,"Northern",373,4224774.1999999993,192837.1,5840823.8999999985,10258808.199999997,36790.634704623873]
[216,30053783,"Northern",null,1310528.7999999998,3185016,9346746.8999999985,13842291.699999999,38873.055269309196]
[217,30053784,"Northern",123327.2,2109608.5999999996,1472765.1999999997,1337760.5999999999,5043461.5999999996,49489.730378833447]
[218,30053785,"Northern",8175,894157.3,697.40000000000009,334449.09999999998,1237478.8,43260.034696351962]
[231,{"$error":"#N/A"},"Northern",4283096.2,null,null,null,4283096.2,42140]
[234,{"$error":"#N/A"},"Northern",null,null,83027979.5,null,83027979.5,70970]
[236,30053803,"Northern",null,null,68104641.100000009,35040,68139681.100000009,70947.100990570965]
[241,30053807,"Northern",442615.10000000003,251212.40000000002,10000.799999999999,949736.00000000012,1653564.3000000003,34421.182911363045]
[242,30053808,"Northern",500480.9,245080.3,null,1440876.8999999997,2186438.0999999996,32623.072395234969]
[245,80077053,"Northern",null,null,18734454.800000001,null,18734454.800000001,70970]
[247,84572597,"Northern",null,688952.00000000012,12553367.4,77826.7,13320146.1,69601.406579617003]
[301,30053811,"Northern",null,7795149.9999999963,185226.3,408696.7,8389072.9999999963,48887.783222174847]
[302,30053812,"Northern",null,4650530.5999999996,879611.99999999988,2831385.4000000004,8361528,43972.247601156145]
[303,30053813,"Northern",null,8732187.4000000022,13510,186315.4,8932012.8000000026,49090.564186383606]
[304,30053814,"Northern",6621,3242410.7000000007,101114,10299490.300000001,13649636.000000002,{"$f":"(D707/H707*$S$2+E707/H707*$S$3+F707/H707*$S$4+G707/H707*$S$5)*1000","v":32264.78853575289}]
[305,30053815,"Northern",null,4847125.7000000011,120412.7,1642488.0000000002,6610026.4000000013,44190.395248194473]
[306,30053816,"Northern",null,1894991.0000000007,4343,898155.49999999977,2797489.5000000005,42156.836788842287]
[307,30053817,"Northern",null,1856254.6000000003,743951.59999999986,7992268.6999999946,10592474.899999995,33615.626727989707]
[308,30053818,"Northern",null,3590711.2,null,null,3590711.2,49540]
[309,30053819,"Northern",102,4288038.0999999987,1083260.2000000002,6201197.5000000019,11572597.800000001,39167.726372379409]
[310,30053820,"Northern",null,3076263.7,null,3127490.3,6203754,37894.627548094271]
[311,30053821,"Northern",null,20982265.5,null,525340.10000000009,21507605.600000001,48975.76442047087]
[312,30053822,"Northern",460344.8,3818760.4000000004,14132488.300000001,2953157.4000000004,21364750.899999999,60363.188994401062]
[313,30053823,"Northern",3148,7071835.9999999991,980949.49999999988,1713963.4,9769896.8999999985,47636.796502018355]
[314,30053824,"Northern",1355,6736230.4000000013,1361,5645573.3000000035,12384519.700000005,39011.242554525554]
[315,30053825,"Northern",12135.1,4945264.0999999987,1188114.6000000001,215585.5,6361099.2999999989,52745.652062057903]
[316,30053826,"Northern",96209.4,6575779.700000003,1823416.9000000004,356998.99999999994,8852405.0000000037,52942.148648531103]
[317,30053827,"Northern",null,3601609.9000000004,6647033.1000000006,null,10248643,63439.002954147203]
[318,30053828,"Northern",null,9379126.7999999989,1012814.8999999999,3308585.8000000003,13700527.5,45545.722504261241]
[319,30053829,"Northern",null,762393.00000000012,181033.09999999998,5697442.3999999994,6640868.5,30305.862159896704]
[320,30053830,"Northern",null,4425744.5999999996,1048102.8,9985495.1999999937,15459342.599999994,36072.150719267978]
[321,30053831,"Northern",76158,6923170.8000000166,5838642.3999999994,783257.90000000026,13621229.100000016,57356.128717928979]
[322,30053832,"Northern",null,6284300.6000000015,888471.59999999986,6748923.8999999966,13921696.099999998,39709.287224851869]
[323,30053833,"Northern",33346.300000000003,5378788.0999999996,379450.5,14135695.599999987,19927280.499999985,33549.373142260934]
[324,30053834,"Northern",null,651088.49999999988,96134,10169333.600000003,10916556.100000003,28209.879730659748]
[325,30053835,"Northern",null,3130627.5999999996,510154.6,11687049.700000016,15327831.900000015,32640.138579155468]
[326,30053836,"Northern",null,14751,1092,4558051.9999999991,4573894.9999999991,26525.129820426573]
[327,30053837,"Northern",159763.5,938434.4,242221.5,5901745.7999999998,7242165.1999999993,31268.976420615203]
[328,30053838,"Northern",47963.199999999997,998294.59999999974,1079530,5755397.6000000015,7881185.4000000013,35561.102315395343]
[329,30053839,"Northern",370149.9,96483.099999999991,193285,1849748.3999999994,2509666.3999999994,33073.190008839425]
[330,30053840,"Northern",1305868.6999999995,3762016.9000000004,1128793.8,4294467.3,10491146.699999999,41468.854462019866]
[331,30053841,"Northern",453540,195125.90000000002,157231.20000000001,2030649.8999999997,2836547,33007.665413617331]
[332,30053842,"Northern",616428.19999999995,119532.1,314492.09999999998,547994.6,1598447,42983.2119194443]
[333,30053843,"Northern",72932.399999999994,2220827.3000000007,8701139,3255920.9000000013,14250819.600000001,57308.95219556355]
[334,{"$error":"#N/A"},"Northern",null,null,null,null,null,{"$error":"#DIV/0!"}]
[335,30053845,"Northern",608153.19999999995,884216.69999999984,658535.00000000012,1967810.1999999995,4118715.0999999996,40837.202311954039]
[336,30053846,"Northern",849194.99999999988,75624.60000000002,423257.60000000003,1714980.6999999997,3063057.8999999994,37516.170218003397]
[337,30053847,"Northern",1328211.3999999997,164912.60000000006,124785.5,2126569.8999999994,3744479.3999999994,34510.307011169563]
[338,30053848,"Northern",673639.7,650826.39999999991,458404.3,1770752.1000000003,3553622.5,39391.00326751083]
[341,{"$error":"#N/A"},"Northern",null,3948,null,null,3948,49540]
[352,30053862,"Northern",1039273.4,216149.79999999996,454705,1950411.7000000004,3660539.9000000004,37792.878959193971]
[353,30053863,"Northern",400189.90000000008,47487.899999999994,2155,1983348.6,2433181.4000000004,29512.485294355778]
[354,30053864,"Northern",176471.3,765373.20000000007,333443,2475780.7000000002,3751068.2,35850.369323596933]
[355,30053865,"Northern",753356.3,1887360.5000000005,694480.10000000021,4597886.6000000006,7933083.5000000019,37324.912570629065]
[356,30053866,"Northern",704479.39999999991,50582,1471174.4,725542.2,2951778,52776.725462416209]
[357,30053867,"Northern",103274.30000000002,319099.29999999993,27794,712099.89999999991,1162267.5,35241.990213096389]
[358,30053868,"Northern",701,2486.6999999999998,1343006.2999999998,15289.099999999999,1361483.0999999999,70415.954610821093]
[362,30053871,"Northern",452565.60000000003,68476.899999999994,null,801695.10000000021,1322737.6000000001,33007.512944366295]
[363,30053872,"Northern",null,1051638.0999999999,180071.69999999998,13080525.700000014,14312235.500000015,28697.609086365297]
[366,30053875,"Northern",null,null,1886684.4,null,1886684.4,70970]
[369,30053878,"Northern",7548.1,685904.50000000012,35954.199999999997,9948385.7000000048,10677792.500000006,28084.903630221321]
[370,{"$error":"#N/A"},"Northern",null,null,987698.4,null,987698.4,70970]
[371,{"$error":"#N/A"},"Northern",null,null,2123905.7000000002,null,2123905.7000000002,70970]
[373,30053882,"Northern",37996.6,3334934.9000000004,6552,2947684.8000000026,6327168.3000000026,38755.983971850408]
[374,30053883,"Northern",38688,29449.299999999996,null,1231153.2000000002,1299290.5000000002,27431.064300093014]
[375,30053884,"Northern",null,208189.40000000005,1585.5,1229116.0000000002,1438890.9000000004,29831.346386998492]
[376,30053885,"Northern",null,3348385.600000001,475217.3,1811314.7000000004,5634917.6000000015,43921.912021038253]
[377,30053886,"Northern",45232,7560860.4999999981,24039.5,461849.89999999997,8091981.8999999985,48243.867218857726]
[379,82647141,"Northern",null,3903650.1,66392.5,11464610.900000012,15434653.500000011,32473.875352951716]
[380,30185760,"Northern",null,1302674.0999999999,3064412,1477731.2000000002,5844817.2999999998,54935.336897870184]
[381,30186258,"Northern",null,8985855.5000000019,55361,4473986.9999999991,13515203.5,41980.90453613962]
[382,30186511,"Northern",null,7590699.8000000026,390774.1,89458.799999999988,8070932.700000002,50321.544205293649]
[383,30186550,"Northern",null,8003440.4000000004,3039298.4,79864.3,11122603.100000001,55229.971925906437]
[384,82647147,"Northern",2053.3000000000002,510424.4,28810.3,8278498.8999999976,8819786.8999999985,27925.972763015398]
[385,30187535,"Northern",null,2149781.6,1360912.8,11662017.399999987,15172711.799999988,33707.08602901164]
[386,30188733,"Northern",123359.1,355416.3,10292872.6,1018540.1999999998,11790188.199999999,66175.453186234969]
[388,82563086,"Northern",1809363.7999999998,152673.80000000002,4373,1562663.8000000003,3529074.4000000004,35543.946952776052]
[389,30189394,"Northern",null,1422197.8999999992,104198.39999999999,13440148.900000006,14966545.200000005,28945.102262478053]
[390,82647144,"Northern",null,5994173.5000000009,9087,10630264.800000006,16633525.300000008,{"$f":"(D771/H771*$S$2+E771/H771*$S$3+F771/H771*$S$4+G771/H771*$S$5)*1000","v":34788.804565199411}]
[393,82563102,"Northern",755208.8,1456014.5,52369.599999999999,515800.40000000014,2779393.3,43646.176397561307]
[394,82563111,"Northern",null,4777888.9000000004,55169,92084.7,4925142.6000000006,49348.150752833018]
[398,82649845,"Northern",109741.3,8617790,2781724.5999999996,4711043.8999999957,16220299.799999997,46455.91141046604]
[400,82563105,"Northern",null,4885510.0999999987,139691.5,1049565.8,6074767.3999999985,46041.696322562071]
[401,82563099,"Northern",null,3908093.6999999997,null,8588879.2999999989,12496972.999999998,33663.906498797747]
[402,82563117,"Northern",3248,7094142.8000000007,914216.70000000007,2885547.8000000007,10897155.300000001,45218.824041445027]
[403,82563108,"Northern",null,4145942.6000000006,7732.7999999999993,6406771.2000000067,10560446.600000007,35541.472625598995]
[404,82563120,"Northern",null,8497183.4999999981,null,1283007.3,9780190.7999999989,46509.643104508745]
[405,82563096,"Northern",null,15433664.800000001,null,null,15433664.800000001,49540]
[417,83909007,"Northern",83239.5,1248892.3000000005,147941.1,11784616.199999996,13264689.099999996,29210.067898764399]
[424,83832366,"Northern",836500.3,1036550.7999999997,50988,8932039.8000000082,10856078.900000008,30064.501460651685]
[425,84336483,"Northern",9850,16061296.000000006,7261080.5000000019,3376958.0999999992,26709184.600000005,52442.534621180464]
[431,82563114,"Northern",null,6127800.3000000007,195669,3414953.0000000009,9738422.3000000007,41870.151093365508]
[432,84255558,"Northern",839635.30000000016,2825271.0000000005,49819,3457615.4000000013,7172340.700000002,37686.603829067964]
[1810,82563123,"Northern",null,5556913.4999999981,395190.6,2379086.9000000008,8331190.9999999981,43960.008756010997]
[1843,82647129,"Northern",null,7161611.2000000002,null,3154658.8,10316270,42476.146661535618]
[1845,82652346,"Northern",null,6237723.8000000007,113844.2,397000.8,6748568.8000000007,48542.597813924636]
[1846,82647125,"Northern",null,965721.59999999998,16351,5833808.9999999981,6815881.5999999978,29819.794477357122]
[1847,82647133,"Northern",null,5358102.5999999996,null,101099.3,5459201.8999999994,49112.209661269357]
[1851,82649838,"Northern",5335,3153067.0999999992,83399.899999999994,10495536.9,13737338.899999999,32018.475395769707]
[1856,82647120,"Northern",12005.599999999999,5036467.799999998,313067.3,7632648.7000000011,12994189.399999999,36480.778762929222]
[1857,82652356,"Northern",1475,30929.599999999999,1011394.2,2523452.9000000018,3567251.7000000016,39272.011541546111]
[1872,82756081,"Northern",null,5440113.5,1860184.2,null,7300297.7000000002,55000.564629576678]
[1873,82756092,"Northern",null,null,21339782.600000001,null,21339782.600000001,70970]
[1882,82772961,"Northern",null,5461248.9000000022,103140.7,566128.90000000014,6130518.5000000028,47767.348569456233]
[1885,82772982,"Northern",5293,3306643.8999999994,7047.1,7170888.5000000019,10489872.500000002,33759.477100698787]
[1887,82773001,"Northern",7395,1712555.4999999995,37897.9,1909794.0999999999,3667642.4999999991,37718.014974741949]
[1980,83879351,"Northern",115347.5,1363623.5999999996,5485,4426835.700000002,5911291.8000000017,32116.408659102228]
[1988,83909005,"Northern",null,9399066.4000000004,6677944.2999999998,3306700.9999999986,19383711.699999999,52982.248537415056]
[3160,{"$error":"#N/A"},"Northern",null,null,80244902.799999997,null,80244902.799999997,70970]
[3162,{"$error":"#N/A"},"Northern",null,null,122202687.59999999,null,122202687.59999999,70970]
[3220,84653808,"Northern",165056.90000000002,232662,null,282692.5,680411.4,38147.454534124503]
[3221,84653811,"Northern",117329.2,null,null,65463.7,182792.9,36517.352238516927]
[3222,84653816,"Northern",41884,205315.3,null,203678.4,450877.69999999995,38417.443617193756]
[4000,83950986,"Northern",null,6096317.9000000097,855267.6,569348.00000000012,7520933.5000000093,50228.271724248065]
[4001,83946269,"Northern",95128.2,146866.9,44656,8621257.7999999952,8907908.8999999948,27211.749002731722]
[4008,84057540,"Northern",null,102204,33756,19010,154970,51374.291024069171]
[6175,{"$error":"#N/A"},"Northern",null,null,207674540,null,207674540,70970]
[6176,{"$error":"#N/A"},"Northern",null,null,29.7,null,29.7,70970]
[6177,{"$error":"#N/A"},"Northern",null,null,231774556.90000001,null,231774556.90000001,70970]
[6178,{"$error":"#N/A"},"Northern",null,null,4933941,null,4933941,70970]
[6266,{"$error":"#N/A"},"Northern",null,11106.5,null,null,11106.5,49540]
[6308,{"$error":"#N/A"},"Northern",null,56061796.5,null,null,56061796.5,49540]
[6312,{"$error":"#N/A"},"Northern",4583385,null,null,null,4583385,42140]
[6326,{"$error":"#N/A"},"Northern",null,null,46300104.899999999,null,46300104.899999999,70970]
[6327,{"$error":"#N/A"},"Northern",null,null,53440811.799999997,null,53440811.799999997,70970]
[6330,{"$error":"#N/A"},"Northern",null,null,95714471.5,null,95714471.5,70970]
[6333,{"$error":"#N/A"},"Northern",null,null,105971548.3,null,105971548.3,70970]
[6363,{"$error":"#N/A"},"Northern",null,null,48996.3,null,48996.3,70970]
[7307,{"$error":"#N/A"},"Northern",null,null,48453498.5,null,48453498.5,70970]
[11213,20013273,"Northern",128372.09999999999,40165.199999999997,66956,461642.30000000005,697135.60000000009,34938.789575514435]
[11214,20013453,"Northern",564824.70000000007,247690.2,8617.6,1483050.8,2304183.3000000003,32938.238719983776]
[14017,84195233,"Northern",8327.2000000000007,5477624.3000000017,null,512340.6,5998292.1000000015,47556.653917204203]
[14018,84195246,"Northern",16647,5004547.6999999993,7072.5,379002.1,5407269.2999999989,47926.140554345991]
[14019,84195249,"Northern",null,2798918.1,null,5511,2804429.1,49494.606055114746]
[14023,84231747,"Northern",null,7732933.7999999998,null,638320.80000000005,8371254.5999999996,47778.590129608529]
[14042,84528118,"Northern",null,null,34389573.100000001,null,34389573.100000001,70970]
[14085,84928162,"Northern",108331.6,736635.80000000016,null,1117271.4000000001,1962238.8000000003,35978.641830953507]
[14102,85068151,"Northern",1924972.6,1599828.6000000006,30706,4254857.1999999983,7810364.3999999985,35216.216466929516]
[14108,85161016,"Northern",416280.39999999997,276736.30000000005,51808.6,7946191.3000000026,8691016.6000000034,28192.987995443476]
[14109,85161019,"Northern",null,null,6541413.7999999998,null,6541413.7999999998,70970]
[14110,85161218,"Northern",1017881.3999999998,3554714.7000000011,233648.6,4267874.3000000007,9074119,38396.975625732928]
["0APL",10020682,"Northern",null,3471033.4999999995,15557,3803644,7290234.5,37533.419156818607]
["0KIT",10131875,"Northern",null,362221.69999999995,126786,41026,530033.69999999995,{"$f":"(D835/H835*$S$2+E835/H835*$S$3+F835/H835*$S$4+G835/H835*$S$5)*1000","v":52878.13374508074}]
["0TIH",10020680,"Northern",null,4206619.2,null,1214288.8999999999,5420908.0999999996,44365.576624329799]
["0TIT",10020683,"Northern",null,3787291.2,49122,2680287.4,6516700.5999999996,40200.618276678237]
["0WAI",10020681,"Northern",null,2146228.7000000002,455626.4,3578448,6180303.0999999996,37744.773476562994]
["0WAP",10131881,"Northern",null,null,286221,null,286221,70970]
["1BOR",10020743,"Northern",null,1293081.0999999999,343124.1,3512027,5148232.1999999993,35209.9015563051]
["1BUB",10020724,"Northern",null,1698558.4,43349.100000000006,2781748.3,4523655.8,35540.390543197384]
["1COM",10020721,"Northern",null,734481.5,null,242045.1,976526.6,43814.357902795477]
["1FAR",10020723,"Northern",null,978321.1,108943,2093799,3181063.1,35069.331873360199]
["1RES",10020720,"Northern",null,1169730.3999999999,10853,2411727.7999999998,3592311.1999999997,34096.3679477435]
["2ABS",10020820,"Northern",141754.20000000001,17758089.699999999,30792,520152.60000000003,18450788.5,48867.690869146325]
["2AE1",82921005,"Northern",null,5470486.9000000013,511,1395513.0999999999,6866511.0000000009,44846.873916025186]
["2AE2",82921014,"Northern",null,732637.10000000009,498553.3,774698.49999999988,2005888.9,45944.816771756392]
["2AIR",10020684,"Northern",null,979062,null,316742,1295804,43893.513185636097]
["2APS",10020815,"Northern",null,27881904.599999994,null,223679.50000000003,28105584.099999994,49356.157656371208]
["2AQC",10020677,"Northern",9890828,150672.5,null,45722,10087222.5,42179.370708834867]
["2ART",84659987,"Northern",1591442.6,32706370.700000007,4967265.7,15726896.799999999,54991975.800000004,44655.296668991476]
["2AT1",10020839,"Northern",null,8869421.7000000048,255346.4,5009545.5000000019,14134313.600000007,41739.9447006751]
["2AT2",10020761,"Northern",null,9382962.0999999959,123115,3608841.6999999983,13114918.799999993,43384.728278454917]
["2ATR",10020836,"Northern",6226778.4000000004,2220016.5999999992,150352.79999999999,6285442.6999999965,14882590.499999996,36904.442633424609]
["2AU1",10020687,"Northern",null,629133.19999999995,703316.8,169737,1502187,56963.279740804574]
["2AU3",10020690,"Northern",null,1948549.4,null,2552182.2000000002,4500731.5999999996,36440.927658072302]
["2AU4",10020691,"Northern",null,827728,7104,2020891.7,2855723.7,33246.280985797042]
["2AYT",81669226,"Northern",null,920492.39999999979,148903.70000000001,1521108.2000000002,2590504.2999999998,37207.809264396899]
["2BA1",10020773,"Northern",1463330.5999999994,1444126.2999999998,842142.2,3460069.1999999993,7209668.2999999989,39455.050930429075]
["2BA2",10020778,"Northern",1722612.6999999997,705693.90000000014,359438.1,4146130.4000000013,6933875.1000000015,34999.762934437626]
["2BAM",10020781,"Northern",14645,1174019.3,14856,1948120.3999999992,3151640.6999999993,35327.85006806138]
["2BAR",10020850,"Northern",1243014.5,2624922.5999999996,868274,7814573.7000000067,12550784.800000006,35906.761068997053]
["2BAT",10020780,"Northern",73770.600000000006,2930284.8000000007,601169.80000000005,3682147.9999999995,7287373.2000000011,39561.033583678676]
["2BAY",10020808,"Northern",null,6298739.3000000017,345644.4,20915742.300000019,27560126.000000022,32277.869644064758]
["2BD1",10020729,"Northern",null,326598,358584,568285,1253467,45197.701096239471]
["2BD2",10020730,"Northern",null,382948,null,1115053,1498001,32345.268955094154]
["2BD3",10020731,"Northern",null,313542,96494.6,374274,784310.6,41153.207673082579]
["2BHO",10020692,"Northern",null,1271813.6000000001,2352445.5,874001.1,4498260.2,56258.92694313237]
["2BIB",10020841,"Northern",1346482.4000000001,2211316.2999999998,993917.6,3556163.4000000004,8107879.7000000002,40806.312186156392]
["2BIL",10020679,"Northern",572800,4253144.4999999991,335545.4,6208203.299999997,11369693.199999996,37186.326436671137]
["2BIN",83864058,"Northern",3526269.4000000004,3432370.1999999993,79633.900000000009,5444125.8999999985,12482399.399999999,37511.291210806798]
["2BLW",10020826,"Northern",12643.5,8831637.1999999974,98166.2,24419838.300000008,33362285.200000003,32691.989691521492]
["2BO3",10020801,"Northern",null,260508.4,6157,345649,612314.4,36715.628418995198]
["2BRI",10020796,"Northern",null,2155842.6999999997,134736.09999999998,16954354.399999991,19244933.199999992,29339.452251826995]
["2BTO",10020694,"Northern",null,1351589.5999999999,243040.4,1346409,2941039,40735.733165048128]
["2BUN",10020805,"Northern",null,17298618.299999993,3874562.9000000008,1226643.9000000004,22399825.099999994,51981.823032671804]
["2BUR",10020674,"Northern",1301324.1000000001,35221,null,1600626,2937171.1,33672.943790710735]
["2CAB",10020844,"Northern",725720.6,3083232.6999999993,18418.400000000001,3950908.5999999987,7778280.299999998,37166.877526128752]
["2CAR",10020817,"Northern",4273668.0999999996,13877437.199999992,1946933.5,8849841.2000000011,28947879.999999993,42826.772960403316]
["2CAS",10020845,"Northern",14,79779.200000000012,null,654411.69999999995,734204.89999999991,28950.360963267885]
["2CB2",82921008,"Northern",null,40576802.700000018,122210,3707511.8000000003,44406524.500000015,47670.352167506382]
["2CCK",10020693,"Northern",null,2276820.7999999998,65915,3988614.3,6331350.0999999996,35210.602565478097]
["2CE3",10020701,"Northern",null,189534,14688,487607,691829,33713.895774822966]
["2CE4",10020702,"Northern",null,553206.9,22856,547611,1123673.8999999999,38718.346119812879]
["2CHL",10128810,"Northern",321680.60000000003,130208.6,328,1340186.1999999995,1792403.3999999994,30943.902369299238]
["2CIP",10132616,"Northern",null,12158087.100000001,20454,2082946.6,14261487.700000001,46196.888941537291]
["2CLB",10020834,"Northern",null,5108565.8,1395.1,4847164.0000000084,9957124.9000000078,38297.839985817584]
["2CO1",10020830,"Northern",24440.9,20744468.79999999,72530.8,879922.59999999986,21721363.09999999,48667.460850926065]
["2CO2",83900896,"Northern",null,4589608.8000000007,151867.5,18620850.399999999,23362326.699999999,31267.542414899966]
["2CO3",10020832,"Northern",28813,14790570.900000002,71846,11186817.4,26078047.300000004,39681.553337852871]
["2COL",82921002,"Northern",null,4750217.6000000006,123319.5,12699313.699999992,17572850.799999993,32996.787239950849]
["2CRA",10020700,"Northern",79946.399999999994,1.7,21102.9,51683.5,152734.5,40810.75373933198]
["2CRT",10020671,"Northern",302183.3,963562.39999999991,11908,1641094.7000000002,2918748.4000000004,35873.095531632665]
["2CT1",10020657,"Northern",null,7278150.0000000009,64307.5,4098051.600000001,11440509.100000001,41385.915123217725]
["2CUR",10130408,"Northern",178945,7852897.4000000022,460874.2,5956085.4999999981,14448802.1,40609.624107869822]
["2CW2",10020771,"Northern",4870265.9000000013,355049.30000000005,null,2068841.0000000007,7294156.200000002,38047.211463335538]
["2DA1",10020732,"Northern",null,221669,69155.600000000006,261314,552138.6,41291.43905533864]
["2DA2",10020734,"Northern",null,51284,17801,1001939,1071024,28286.213464871002]
["2DA3",82837137,"Northern",null,622723.80000000005,null,190319,813042.8,{"$f":"(D899/H899*$S$2+E899/H899*$S$3+F899/H899*$S$4+G899/H899*$S$5)*1000","v":44132.696842035868}]
["2DAI",10020847,"Northern",813552.9,1659695.7999999993,309113.30000000005,12040530.900000002,14822892.900000002,30816.781860105053]
["2DAU1",10020747,"Northern",null,424600,8008,483469,916077,37536.071880420539]
["2DEE",10020824,"Northern",92387.099999999991,1166802.3,568186.30000000005,3807695.6000000024,5635071.3000000026,35970.482167812144]
["2DO2",10020704,"Northern",null,1238211.8,67816,568392,1874419.8,43310.574595936305]
["2DO3",10020705,"Northern",null,2128899.2999999998,null,1012989.7,3141889,42092.231453752815]
["2DO4",10020706,"Northern",null,535731,252042.5,2562734,3350507.5,33483.362423453756]
["2EDH",10020784,"Northern",null,2572058.100000001,865580,5539953.5999999996,8977591.7000000011,37351.48080503595]
["2EIN",10020669,"Northern",284270.90000000002,1784804.6999999997,47293,2791323.2,4907691.8,36179.405190440033]
["2ELA",10020765,"Northern",55323.799999999996,525930.39999999991,26821.599999999999,2916443.5000000014,3524519.3000000012,30472.306405018124]
["2ELB",10020833,"Northern",null,14772525.600000005,64743,13720772.699999999,28558041.300000004,38490.138296774574]
["2EME",82889011,"Northern",4493647,2648808.8000000012,6204,8870008.4000000041,16018668.200000005,34681.259738434434]
["2ESP",10020816,"Northern",null,11503109.100000001,22414.7,1050791,12576314.800000001,47648.116291825019]
["2FOG",10134605,"Northern",null,13272472.599999996,1414348.1,17677443.39999998,32364264.099999975,37859.231928496098]
["2FOM",10020661,"Northern",null,12696861.799999999,106351.2,10847590.300000001,23650803.299999997,39041.403966519822]
["2FRE",10020827,"Northern",24105.5,2720605.2000000007,283320.8,10266338.5,13294370,32144.724006778815]
["2GAS",10020807,"Northern",null,8008649.1000000024,29783.9,6270228.5000000019,14308661.500000004,39461.907833727149]
["2GEO",10020744,"Northern",149036.40000000002,657112.79999999993,null,505483.3,1311632.5,39796.772693570805]
["2GIR",10020670,"Northern",148640.5,840115.70000000007,6859.5,1524854.5,2520470.2000000002,35186.694190234826]
["2GLK",10130452,"Northern",null,5920237.8000000007,5850.2,5868757.0000000019,11794845.000000004,38056.770087779871]
["2GO1",10020799,"Northern",683188.20000000007,3518388.3000000007,260306.1,9292618.2999999989,13754500.899999999,33971.516836281575]
["2GO2",10020797,"Northern",51194.6,6048733.7000000011,23997.7,3200915.4000000013,9324841.4000000022,41625.043390764804]
["2GO3",10020782,"Northern",21209,9729746.299999997,42493,5132197,14925645.299999997,41647.539075044209]
["2GR1",10020812,"Northern",null,12087821.400000002,754304.2,307357.5,13149483.100000001,50229.364037130865]
["2GR2",10020822,"Northern",null,14180481.900000004,203617.2,1344455.2,15728554.300000003,47842.870180255537]
["2GU1",10020710,"Northern",null,1248071.6000000001,null,29356,1277427.6000000001,49009.149093067972]
["2GU2",10020708,"Northern",null,1128280.6000000001,13409,1359072.5,2500762.1,37100.903982030119]
["2GU3",10020709,"Northern",null,810755.3,null,631333,1442088.3,39427.032368267603]
["2GU4",10020707,"Northern",null,541734,null,727592,1269326,36298.81908981617]
["2HA1",10020735,"Northern",null,178105,738,856268,1035111,30446.419253587301]
["2HA2",10020736,"Northern",null,23770,null,413386,437156,27696.043609146393]
["2HAB",10020821,"Northern",null,17767556.799999997,null,null,17767556.799999997,49540]
["2HAM",83896573,"Northern",50324,6300970.1000000024,119850.6,22441296.900000006,28912441.600000009,31686.165143244074]
["2HAR",10134518,"Northern",null,1729197.2,87329.1,15958659.600000003,17775185.900000002,28905.978155705256]
["2HEL",10129677,"Northern",null,null,null,56284.2,56284.2,26440]
["2HER",10020787,"Northern",899766.4,2366519.3999999994,309082.10000000003,7700398.7999999989,11275766.699999999,33761.573665851029]
["2HOP",10020659,"Northern",37608.400000000001,3567322.7,710022.6,7458604.5000000037,11773558.200000003,36174.772672886604]
["2HS1",10020802,"Northern",null,5665289.7000000011,95569.2,8772700.3000000007,14533559.200000003,35737.370773843206]
["2HS2",10020803,"Northern",null,19117708.59999999,926017.29999999993,3921122.1,23964847.999999993,46588.453227368671]
["2IN1",10020774,"Northern",1243915.4000000001,6649621.6000000006,680472.79999999993,11707832.799999995,20281842.599999994,36470.508003449359]
["2IN2",10020777,"Northern",4973517.3000000026,3625848.7000000016,3747265.4999999995,12608640.899999991,24955272.399999995,39611.84817806277]
["2IN3",10020798,"Northern",858,25310800.000000007,1748647.8,11908806.000000007,38969111.800000012,43442.189850629351]
["2INL",10020660,"Northern",1826671.7,19782776.100000005,134649,4675125.8,26419222.600000005,45049.81305218269]
["2IRV",10020711,"Northern",null,null,null,59972.499999999993,59972.499999999993,26440]
["2JEN",82920982,"Northern",null,10023159.4,127104.5,5498455.8000000035,15648719.700000003,41597.466557791304]
["2KAR",10020675,"Northern",6384,5506983.1000000024,452313.60000000003,2784527.1,8750207.8000000026,43291.378434464146]
["2KAT",10020655,"Northern",4745317.7999999989,5210680.6999999993,290761.09999999998,3353489.3999999994,13600248.999999996,41720.294163217164]
["2KDA",10020804,"Northern",41526.800000000003,4684275.2,112038,11242040.999999996,16079880.999999996,33520.13821868458]
["2KIP",10132687,"Northern",857879.8,705498.8,598337.1,89300,2251015.7000000002,51499.659158752205]
["2KO1",10020712,"Northern",null,780454.49999999988,null,908784,1689238.5,37112.559825033582]
["2KO2",10020713,"Northern",null,148879,76637,739393,964909,33540.929217159341]
["2KO3",10020714,"Northern",2575,794718.6,null,997744,1795037.6,36689.605445590663]
["2KO4",10020715,"Northern",null,1251460.7,720,615278,1867458.7,41937.426406270723]
["2KU1",10020737,"Northern",null,632723,14915,668591,1316229,38048.97248882983]
["2KU3",82913620,"Northern",null,719607,51457,680682,1451746,39468.657843727487]
["2KUB",83864041,"Northern",7424830.1999999983,2324521.1999999993,3016.7,6616936.6000000024,16369304.699999999,36849.764533920614]
["2KUR",10020842,"Northern",850738.8,1433986,555092.6,6097287.4000000013,8937104.8000000007,34406.780163302996]
["2LA1",10132684,"Northern",1321890.7000000002,1810621.6,82406.899999999994,1080680.9999999998,4295600.2,41862.436707913359]
["2LAP",10020785,"Northern",27563.4,1898397.6,3271,7415009.3000000017,9344241.3000000007,31194.948651636387]
["2LAS",10020814,"Northern",9529,18469745.099999998,3422,177034.2,18659730.299999997,49320.989805624362]
["2LO1",10020716,"Northern",null,850898.49999999988,null,60942,911840.49999999988,47996.133282081682]
["2LO2",10020717,"Northern",null,null,null,null,null,{"$error":"#DIV/0!"}]
["2LO3",10020718,"Northern",null,577689.4,null,1181734.7999999998,1759424.1999999997,34024.654763757375]
["2LOR",82909162,"Northern",57,16528652.200000001,86321.2,11365393.399999993,27980423.799999993,40223.088008695566]
["2MA1",10020838,"Northern",24902,15951216.799999995,367163.5,4612779.2000000039,20956061.5,{"$f":"(D963/H963*$S$2+E963/H963*$S$3+F963/H963*$S$4+G963/H963*$S$5)*1000","v":44821.977936789306}]
["2MA2",10020840,"Northern",580054.30000000005,6412398.7000000048,6035712,12839106.399999989,25867271.399999991,42908.823141508481]
["2MAB1",10020749,"Northern",null,119753,null,795487,915240,29462.479677461652]
["2MAL",10020775,"Northern",1675393.0999999999,10602752.900000002,121576,5414276.0999999996,17813998.100000001,41969.419133596966]
["2MCD",84706956,"Northern",null,4768.3999999999996,null,15899,20667.400000000001,31769.651528494149]
["2MCL",10020818,"Northern",null,15995189.399999997,706693.4,1770509.6,18472392.399999999,48145.793356901617]
["2MCM",84326662,"Northern",null,5657506.0999999996,69824.600000000006,19733029.199999992,25460359.899999991,31695.137039441463]
["2MIM",10020722,"Northern",1286294.7000000004,705117.90000000014,24493,2433503.0000000009,4449408.6000000015,34884.655671767257]
["2MNR",84326665,"Northern",30690,6498959.2000000011,611568.4,25056537.299999975,32197754.899999976,31963.395402081282]
["2MOS",10020846,"Northern",371038.7,9701712.2999999989,5405199.9000000004,6545364.8999999985,22023315.799999997,47809.552956553438]
["2MOU",10020776,"Northern",67310.899999999994,377231.00000000006,4969250.9000000004,2549472.2000000002,7963265.0000000009,55454.676744651835]
["2MP1",10020766,"Northern",null,45623,null,207944,253567,30596.263630519745]
["2MP2",10020763,"Northern",null,222873.2,null,831864.7,1054737.8999999999,31321.185098212554]
["2MP3",10020793,"Northern",null,581662.6,null,342794,924456.6,40974.38274982298]
["2MPR",85093128,"Northern",28119.200000000001,1214947.3999999999,1522287,11996261.099999998,14761614.699999997,32963.283424407491]
["2MRD",10020795,"Northern",7825,7925581.799999997,461574.3,2585527.8000000003,10980508.899999999,44996.307136092742]
["2MU2",10020740,"Northern",null,488034,null,494842,982876,37909.997639580171]
["2MU3",10020790,"Northern",null,231537,443209.9,366707,1041453.9,50526.175631009683]
["2MUT",10020855,"Northern",5700447.6999999993,1703541.4000000001,1376065.9999999998,3306256.9999999977,12086312.099999998,42170.609356844259]
["2NAW",10020686,"Northern",null,313484.7,null,1058479,1371963.7,31718.198373615862]
["2NEP",10020695,"Northern",null,2249678.2000000002,751963,2350810,5352451.2,42405.111239127225]
["2NOR",10020673,"Northern",1288184.7,5347473.8999999976,736236.89999999991,7341042.5999999996,14712938.099999998,38438.675916199223]
["2NSF",85212266,"Northern",null,null,43016.4,null,43016.4,70970]
["2OAB",10020662,"Northern",381397.8,2496993.4000000004,150330.79999999999,3143122.3000000007,6171844.3000000007,37840.599254261811]
["2OUT",10020685,"Northern",null,624064,787982,914955,2327001,47714.041936380781]
["2PAP",10020809,"Northern",null,11126162.500000006,221665.1,5586309.1999999983,16934136.800000004,42200.183338840165]
["2PEE",10020806,"Northern",1935467.4999999998,2883769.5000000005,847158.4,8571471.8000000026,14237867.200000003,35902.504240241826]
["2PET",10020856,"Northern",1580939.3999999997,192474.6,null,654499.89999999991,2427913.8999999994,38494.345024343747]
["2PLW",{"$error":"#N/A"},"Northern",null,1024178.7,null,3470504.0999999987,4494682.7999999989,31703.670212723351]
["2PO2",10020726,"Northern",null,1415193.7999999998,76109,286338,1777640.7999999998,46736.626039411334]
["2POR",10020800,"Northern",2283,20655966.899999991,7058508.2000000002,940719.39999999991,28657477.499999989,54059.459829847212]
["2PPM",84382900,"Northern",null,715758.19999999984,40861,6754604.6000000043,7511223.8000000045,28883.483943322259]
["2RAV",10129324,"Northern",29196.899999999998,2512447.1000000006,1383492.9,4946861.8000000017,8871998.700000003,39977.294384071531]
["2RED",10020829,"Northern",4236,1968936.2999999996,60565.9,10249078.599999994,12282816.799999993,30367.920935611448]
["2REE",10020663,"Northern",null,15711744.799999999,1416312.8,4505875.2000000011,21633932.799999997,46131.736948725294]
["2RIC",82921011,"Northern",null,3085442.9999999995,196996.6,14804652.400000015,18087092.000000015,30865.586595014825]
["2RIR",10020825,"Northern",135139.4,5399102.3000000026,1675767.3,20519036.599999987,27729045.59999999,33705.409436919108]
["2ROS",81669225,"Northern",null,284554.80000000005,521.6,435020.30000000005,720096.70000000007,35600.495705646194]
["2RRD",10020786,"Northern",662,7202786.2999999989,318954,16714381.400000013,24236783.70000001,33891.392098284065]
["2SA1",10020741,"Northern",null,937519,null,331750,1269269,43502.331861882703]
["2SA2",10020742,"Northern",null,397690.89999999997,null,464055.3,861746.2,37100.516739151273]
["2SAC",10129863,"Northern",null,1936901.7,8253758.7000000002,418350.10000000003,10609010.5,65301.522870676767]
["2SCK",10020848,"Northern",403.8,488982.4,103486,538077.40000000014,1130949.6000000001,40507.881256600645]
["2SES",10020788,"Northern",null,16598240.6,500558.6,1473844,18572643.199999999,48284.453045757102]
["2SHS",10020810,"Northern",null,13618158.399999995,15038,1456889.5,15090085.899999995,47331.140267133931]
["2SI1",10020779,"Northern",2055477.9,1913802.7999999986,957831.79999999993,3923613.3999999994,8850725.8999999985,39900.149948152837]
["2SI2",10020772,"Northern",4425874.1000000006,1651559.7000000004,241853.5,6411919.9999999972,12731207.299999997,35740.531049792909]
["2SMC",10020755,"Northern",1833075.2999999996,1093461.0999999999,5313392.5,2089768.2,10329697.1,54576.701282847876]
["2SMI",10020831,"Northern",355352.4,3852222.2000000007,2250183.9000000004,10294362.999999996,16752121.499999996,38066.351597736451]
["2SP2",10020811,"Northern",null,9415888.3000000007,null,2145347.5,11561235.800000001,45253.474916755869]
["2STR",82920985,"Northern",null,6159987.6000000015,196886.2,7622692.9999999972,13979566.799999999,37245.989785463164]
["2TAB",10020837,"Northern",5105475.6000000015,1769374.7000000004,1792746,2488809.899999999,11156406.199999999,44443.960977146933]
["2TAR",10020828,"Northern",1278463.5,2547841.6999999997,18840,7541236.9000000041,11386382.100000003,33445.382808996023]
["2TMI",10020770,"Northern",3950072.1000000006,927325.1,2853032,646528.19999999995,8376957.4000000004,51566.408872510205]
["2TOO",10020783,"Northern",1028,23170816.999999996,247302.3,12982415.399999999,36401562.699999996,41446.893748520306]
["2TRB",10020835,"Northern",null,1170766,128484,9541833.9999999963,10841083.999999996,29462.399523885251]
["2TT1",10020764,"Northern",72524.5,7252500.5000000028,654936.69999999995,12907456.000000002,20887417.700000003,35911.526365415681]
["2TT2",10020768,"Northern",8848.5,640395.99999999977,105846.59999999999,1770772.4,2525863.4999999995,34217.703802283853]
["2TT3",10020767,"Northern",246075.89999999997,10623692.099999987,299151,7486950.4999999972,18655869.499999985,40515.563359295578]
["2TUM",10020689,"Northern",689488.70000000019,113231.50000000001,26844.5,838673.7,1668238.4000000001,35213.329893976785]
["2WH1",10129302,"Northern",null,null,22820.7,null,22820.7,70970]
["2WHI",10020794,"Northern",null,4579415.2,714135.00000000012,474735.8,5768286,50291.959259648364]
["2WHR",10134499,"Northern",1429,5671047.0999999987,313571.39999999997,14726132.500000006,20712180.000000004,33440.081968773935]
["2WHS",10020813,"Northern",null,11077292.399999999,null,745540.5,11822832.899999999,48083.328346457471]
["2WOL",10020857,"Northern",3490715.8000000007,392898.6,90062.399999999994,1046129.7999999999,5019806.6000000006,{"$f":"(D1027/H1027*$S$2+E1027/H1027*$S$3+F1027/H1027*$S$4+G1027/H1027*$S$5)*1000","v":39964.559769294698}]
["2WOR",10130404,"Northern",null,3307221.3000000007,107787.9,12010984.300000003,15425993.500000004,31703.622548330517]
["2YA3",10020791,"Northern",null,828411.3,null,97914,926325.3,47098.294694099364]
["2YAL",10135223,"Northern",null,10640.3,null,92855.400000000009,103495.70000000001,28814.890261141281]
["2YOR3",10135474,"Northern",null,814603,59858,343264,1217725,44081.754944671418]
["3DIM",{"$error":"#N/A"},"Northern",null,null,1074948.8,null,1074948.8,70970]
["4KID",{"$error":"#N/A"},"Northern",null,null,12749,null,12749,70970]
["7122/2",{"$error":"#N/A"},"Northern",null,null,null,null,null,{"$error":"#DIV/0!"}]
["AL01",83879448,"Northern",null,6078479.0000000019,817672.6,2209934.9,9106086.5000000019,45858.201856307875]
["AL-03",25273350,"Northern",null,3156.7,29241,2605813.100000001,2638210.8000000012,26961.194705138798]
["AL-04",25273362,"Northern",null,1916852.1,907123.4,8194296.6000000043,11018272.100000005,34124.824602579924]
["AL-05",25274644,"Northern",null,6886489.5,null,null,6886489.5,49540]
["AL-06",25273358,"Northern",null,2043820.5999999996,5701,6728454.6000000043,8777976.200000003,31847.410581723841]
["AL-07",25273540,"Northern",null,8611039.4000000022,98075.8,1308704.1000000001,10017819.300000003,46732.073496873716]
["AL-08",25274647,"Northern",null,7672725.8999999976,2365856.7000000002,4306361.1000000006,14344943.699999999,46139.733442732155]
["AL-10",25274650,"Northern",null,4943936.5,213896.7,11468010.499999989,16625843.699999988,33882.013496193278]
["AL-11",25273354,"Northern",null,3813786.7,4661,7640563.0000000084,11459010.700000009,34146.252259630048]
["AL13",83879451,"Northern",null,1784808.5,35723,9841775.1999999955,11662306.699999996,30111.642552497786]
["AL25",83924123,"Northern",null,3469508.8999999994,47058,9524889.9000000041,13041456.800000004,32746.132021232468]
["AL26",83924127,"Northern",null,86865.500000000029,null,5203734.8999999985,5290600.3999999985,26819.275110250248]
["ALMADEN",83031323,"Northern",null,109439.7,null,232251,341690.7,33838.670991045408]
["AUR2",10020688,"Northern",null,24271,null,168859,193130,29343.019209858645]
["AV02",82843815,"Northern",null,5221247.6000000006,10136.1,3911189.9999999977,9142573.6999999974,39681.586457542049]
["AV-03",20001080,"Northern",null,4730557.2999999989,null,668729,5399286.2999999989,46678.947808713165]
["AV-04",20001081,"Northern",null,7718447.2999999998,67435.399999999994,5557597.1000000006,13343479.800000001,40027.087754425193]
["AV-05",20001108,"Northern",28087.7,5743035.4000000022,54557,6096698.6999999993,11922378.800000001,37808.076800243922]
["AV-06",20001141,"Northern",null,5591954.2000000002,null,284399.5,5876353.7000000002,48422.022971149599]
["AV-07",20001148,"Northern",64868,1902290.3999999997,249910,5818583.6000000015,8035652.0000000009,33420.121605564804]
["AV-08",20001165,"Northern",null,5986608.7999999998,19644,515958.89999999997,6522211.7000000002,47777.150187872612]
["AV-10",20001178,"Northern",null,3219593.6999999997,18755.599999999999,9135953.2999999989,12374302.599999998,32517.740602367361]
["AV-11",20001196,"Northern",null,2855215,2053,3011572.4000000008,5868840.4000000004,37693.822235479427]
["AV12",82906978,"Northern",null,9890672.700000003,17503.800000000003,1471467.0000000002,11379643.500000004,46585.972374617879]
["AY-03",20001488,"Northern",2231769.0000000005,1346156.0000000005,801702.6,3370355.5000000005,7749983.1000000015,39580.002031488308]
["AY-04",20001649,"Northern",4364123.3,360768.29999999993,91743.5,2532145.0000000009,7348780.1000000006,37453.504349517818]
["AY-05",20001246,"Northern",744514.8,23707.100000000002,null,465036.39999999979,1233258.2999999998,36362.103398777042]
["AY-06",20001263,"Northern",1942173.8,1138968.4999999998,312436.40000000002,2286427,5680005.6999999993,38889.827982038827]
["AY-07",20001353,"Northern",2309466.4,464567.6,2751800,854698.70000000019,6380532.7000000002,53009.53518003285]
["BA-01",20001859,"Northern",210349.59999999998,36841.300000000003,null,496027,743217.89999999991,32028.566623597198]
["BA-02",84653782,"Northern",68941.899999999994,67538,null,393557.1,530037,31425.530500700894]
["BAD4",10020789,"Northern",null,362111,null,510894,873005,36021.576394178723]
["BB-01",20001962,"Northern",2354877.7999999993,554668.80000000005,null,1191322.9000000001,4100869.5,38579.969521097904]
["BB-02",20002064,"Northern",2115858.3000000003,31667.299999999992,null,162126.20000000004,2309651.8000000003,41139.397519574166]
["BD-01",25280567,"Northern",null,null,391124.3,null,391124.3,70970]
["BD-02",20002143,"Northern",null,null,11,null,11,70970]
["BD-03",20002149,"Northern",null,null,541.6,9605,10146.6,28816.899454004299]
["BEGA-03",82912265,"Northern",null,3733031.1,null,null,3733031.1,49540]
["BEGA-04",82912268,"Northern",null,2389398.4,104287.20000000001,3899643.0999999973,6393328.6999999974,35799.601995123456]
["BEGA-08",82912274,"Northern",null,5976761.6000000006,298097.7,9508702.6999999955,15783561.999999996,36028.297213328653]
["BEGA-09",82912277,"Northern",null,1974383.6000000003,6278.5,3978374.4000000004,5959036.5000000009,34140.547356103627]
["BEGA-10",82912280,"Northern",null,2683048.6999999997,125038,6910123.0999999996,9718209.7999999989,33390.494844225323]
["BEGA-15",82912289,"Northern",null,3910580.600000001,4,8116268.7999999961,12026853.399999997,33951.07434135682]
["BK-01",20002248,"Northern",null,364437.6,4279,291460,660176.6,39480.529503772173]
["BK-02",20002251,"Northern",null,237379,9780,115581,362740,42757.357611512372]
["BK-03",20002254,"Northern",null,503481.10000000009,null,527871,1031352.1000000001,37716.86016249931]
["BK-04",20002259,"Northern",24706,33607,67525,137208,263046,42296.900123932704]
["BL-01",20002267,"Northern",14586,871742.99999999988,9381,3784916.8,4680626.8,30880.430805122083]
["BL-02",20002331,"Northern",704980,394477.10000000003,32777.5,7626645.4000000022,8758880.0000000019,28910.657102848767]
["BLRI-04",25280122,"Northern",null,2087911.2,22624.5,5643706.9000000022,7754242.6000000024,32789.842305036982]
["BLRI-05",84737242,"Northern",8192,1096329,45087,11476752.4,12626360.4,28614.937000055852]
["BLRI-08",82914276,"Northern",null,727042.30000000075,969190.1,13604563.799999988,15300796.199999988,30358.274023086462]
["BLRI-09",82914179,"Northern",null,2785679.2999999993,229292.5,8075341.0000000047,11090312.800000004,33162.947152130815]
["BLRI-10",82914279,"Northern",null,32978.100000000006,null,7878944.700000002,7911922.8000000017,26536.284320418294]
["BLRI-11",82914282,"Northern",1738,557635.89999999991,462460.9,9844091.1999999955,10865925.999999996,29523.221785883685]
["BLRI-14",84738836,"Northern",null,8980560,102029,6645869.4999999981,15728458.499999998,39918.38933929857]
["BLRI-15",84737245,"Northern",null,46133.600000000006,23889.200000000001,7498217.0999999959,7568239.8999999957,{"$f":"(D1091/H1091*$S$2+E1091/H1091*$S$3+F1091/H1091*$S$4+G1091/H1091*$S$5)*1000","v":26721.369547495447}]
["BLVA-04",82563751,"Northern",null,null,5357107,null,5357107,70970]
["BLVA-05",82563748,"Northern",null,null,11638206.800000001,null,11638206.800000001,70970]
["BN-03",20002437,"Northern",865010.1,2142749,93197.7,4086893.4999999995,7187850.2999999998,35793.040373002761]
["BN-04",20002494,"Northern",245107.4,1581928.4,187433.4,1312940.6000000003,3327409.8,41087.171358935113]
["BN-05",20002622,"Northern",null,6692024.3999999985,1778,7552920.3999999976,14246722.799999997,37296.176550301097]
["BN-06",20002652,"Northern",27135,9381140.9999999888,1386536.0999999999,4556297.2,15351109.29999999,44606.298192730603]
["BN-07",20002698,"Northern",89640.7,2372180.1999999997,null,8036877.1000000015,10498698.000000002,31793.494462837203]
["BN-08",25280514,"Northern",126794.2,1261155.7,261075.4,4653586.299999998,6302611.5999999978,33222.752275580489]
["BO-01",20020964,"Northern",null,3536238.4,1758274.4000000001,100429.5,5394942.2999999998,56094.268234157018]
["BO-02",20002744,"Northern",null,null,93819.4,null,93819.4,70970]
["BO-03",20002752,"Northern",null,2788975.9999999972,73271,8387868.5,11250115.499999996,32456.658516083677]
["BO-04",20002914,"Northern",null,9904657.0999999996,1660026.8,2732050.6,14296734.5,47613.96615387941]
["BO-05",20002948,"Northern",null,544746.90000000014,49416.800000000003,5520272.4999999981,6114436.1999999983,28857.914425863175]
["BO-06",20002985,"Northern",null,5202630.3000000026,262477.3,241833,5706940.6000000024,49546.754273734681]
["BO-07",20003026,"Northern",null,2014872.3000000003,26833,10244588,12286293.300000001,30325.502523368868]
["BO-08",20003061,"Northern",null,7402661.3999999994,7755631.5,4081804.5000000005,19240097.399999999,53277.688931605931]
["BO-10",20003088,"Northern",null,3517645.4999999986,173671.4,6233431.4999999991,9924748.3999999985,35406.59491055712]
["BO11",82982249,"Northern",null,10972229.500000002,6587654.7999999989,223154.99999999997,17783039.300000001,57188.780367032079]
["BOI1",10020745,"Northern",null,175123,9691,480612,665426,33167.842810470291]
["BOI2",10020746,"Northern",null,339412.6,null,707914,1047326.6,33926.137619344336]
["CB-02",20003281,"Northern",8187.3,479615.4,null,4001110.0000000005,4488912.7,28936.741883619172]
["CB-03",20003294,"Northern",null,2821142.8,20522.5,8160971.1000000034,11002636.400000002,32446.039207566657]
["CB-04",20003306,"Northern",null,3356353.2999999993,17511,3432078.1000000029,6805942.4000000022,37946.345698723511]
["CB-05",20003317,"Northern",null,7009743.0999999996,10491,5413076.8000000026,12433310.900000002,39501.060818482387]
["CB-06",20003329,"Northern",null,10646213.5,null,77623.199999999997,10723836.699999999,49372.793432969753]
["CB-07",20003349,"Northern",null,3568776.1999999993,209904.1,7820969.1000000024,11599649.400000002,34352.804657095927]
["CB-08",20003387,"Northern",null,6238474.9999999991,null,1036364.2999999999,7274839.2999999989,46249.203551754057]
["CB-10",20003411,"Northern",null,5063819.9999999981,null,3536426.5,8600246.4999999981,40041.266196265417]
["CC-01",20003435,"Northern",669398,3433098.0000000009,739578.8,4392167,9234241.8000000007,39732.651310473593]
["CC-02",20003471,"Northern",null,4452623.6000000006,182904,2065975,6701502.6000000006,43003.497308797581]
["CC-03",20003493,"Northern",null,49933,null,null,49933,49540]
["CF-01",20003547,"Northern",null,7465664.7999999998,null,null,7465664.7999999998,49540]
["CF-02",20003550,"Northern",150,136310.5,29843.7,1820369.3000000007,1986673.5000000007,28695.059782596389]
["CHILLAGOE",83031320,"Northern",27848,693386.89999999991,756878.7,807067.5,2285181.0999999996,48389.35863113869]
["CLSO-02",82962852,"Northern",1964648.6000000003,1236712.7,1337304.2999999998,698135.2000000003,5236800.8,49156.771443550038]
["CLSO-04",82962855,"Northern",1394863.9999999998,48813.399999999994,27818.6,161309.79999999999,1632805.7999999998,41301.361098790803]
["CLSO-05",82962940,"Northern",223824.9,80089,1632363.5999999999,145142.20000000001,2081419.7,63940.009218707783]
["CO-01",20003792,"Northern",31229.3,6891123.9999999991,117673.59999999999,5999288.4999999953,13039315.399999995,39087.540515662353]
["CO-02",20003866,"Northern",537951.19999999995,25814.1,56825632.79999999,545097,57934495.099999987,70273.774053793401]
["CO-03",{"$error":"#N/A"},"Northern",null,null,38290678.899999999,null,38290678.899999999,70970]
["COC1",10020696,"Northern",null,624363,88127,546409,1258899,41013.909908578848]
["COC2",10020697,"Northern",null,179627,null,219680,399307,36831.462458709721]
["COC3",84538328,"Northern",null,92059,4136,321383,417578,31973.670308301684]
["COE1",10020698,"Northern",null,446328,null,60685,507013,46775.133024202529]
["COE2",10020699,"Northern",null,null,278,5728,6006,28501.162171162174]
["CR-01",20003949,"Northern",310670.09999999998,278210,916.9,971651.49999999977,1561448.4999999998,33705.690240184034]
["CR-02",20003983,"Northern",370226.8,244514.30000000002,null,610632.49999999988,1225373.5999999999,35792.936190236192]
["CT-01",20004054,"Northern",112766.7,1443757.3999999997,null,5843757.3000000007,7400281.4000000004,31185.932111446462]
["CT-02",20004081,"Northern",1,520175.7,null,4289718.9000000004,4809895.6000000006,28938.198582522247]
["CT-03",20004307,"Northern",1476703.5999999999,2289023.5999999996,2953058.6,2640585.6,9359371.3999999985,48616.744811943252]
["CT-04",20004592,"Northern",94,7669378.1000000024,402488.5,4835150.3,12907110.900000002,41554.685565690772]
["CT-05",25275177,"Northern",null,8512318.6000000015,1481,3829492.2999999993,12343291.9,42375.82248427585]
["CV-01",20004679,"Northern",null,199,null,null,199,49540]
["CW-02",20004688,"Northern",null,632690,null,40370,673060,48154.466763735771]
["CW-03",20004692,"Northern",null,613731.69999999995,null,108213.4,721945.1,46077.507436507287]
["CW-04",82627203,"Northern",572983,251465,null,473053,1297501,37850.145040350639]
["DAU2",10020748,"Northern",3169,165938.20000000001,1155,242384,412646.2,35974.458017546269]
["DG-03",82889352,"Northern",null,1141498.4000000004,9793,7142834.7000000002,8294126.1000000006,29671.768483722477]
["DG-04",20004700,"Northern",null,8658842.0999999996,264753.39999999997,2989272.6000000006,11912868.100000001,44219.825952408552]
["DG-05",20004715,"Northern",null,null,null,391027.8,391027.8,26440]
["DG-06",20004751,"Northern",null,1225433.0000000002,60006.2,9599435.2000000011,10884874.400000002,29286.112618993564]
["DG-07",20004796,"Northern",null,1479709.9000000008,209090.7,9393929.1000000034,11082729.700000005,30364.313660830325]
["DG-08",20004893,"Northern",null,5126635.6999999983,44691.5,10906245.199999997,16077572.399999995,33929.650437836004]
["DG-10",20004903,"Northern",8676,3056210.0999999992,81810.3,8578713.5999999959,11725409.999999994,{"$f":"(D1155/H1155*$S$2+E1155/H1155*$S$3+F1155/H1155*$S$4+G1155/H1155*$S$5)*1000","v":32783.290270361555}]
["DG-11",82889348,"Northern",null,480634.6999999999,962253.7,5676142.9999999991,7119031.3999999985,34018.533623408373]
["DG-12",83873150,"Northern",null,9231408.7000000011,50681.5,8466417.6000000015,17748507.800000004,38582.00036382777]
["DI-01",20005039,"Northern",199094.6,11372.5,null,null,210467.1,42539.85584445265]
["DOO1",10020703,"Northern",null,null,null,207757,207757,26440]
["DR-02",25273020,"Northern",1625,2862535,184589.4,8784287.5000000019,11833036.900000002,32724.932398207933]
["DR-03",20005188,"Northern",28256,3759630.2000000007,886707,5158374,9832967.2000000011,39332.968821252653]
["DR-04",20005242,"Northern",null,12561602.200000001,3401,562659.60000000009,13127662.800000001,48555.471868305453]
["DR-05",20005265,"Northern",51188,5535790.9000000004,1122851.1000000001,9849861.6000000015,16559691.600000001,37230.115250274343]
["DR-06",20005314,"Northern",null,4456093.7999999989,108946.1,7954846.6999999993,12519886.599999998,35049.274193665624]
["DR-07",20005336,"Northern",null,7366823.5000000019,74790,7445056.2000000002,14886669.700000003,38094.992355341899]
["DR-08",20005357,"Northern",null,875440.60000000009,46124,7495696.7000000002,8417261.3000000007,29086.535349924325]
["DR-10",20005412,"Northern",null,3596121.5999999992,1510,15568053.500000002,19165685.100000001,30777.83863327693]
["DR-12",20005133,"Northern",82042,6447598.1000000015,721411.1,9585228,16836279.200000003,37270.897351298379]
["DR-13",80076113,"Northern",null,12183727.799999999,null,959597.4,13143325.199999999,47853.463328138605]
["DR14",84026518,"Northern",264,3967408.3999999994,null,2961244.8,6928917.1999999993,39667.359512969786]
["EA-03",20005447,"Northern",71045.899999999994,3055409.2,1569576.5,3474102.4000000008,8170134,43770.023558365145]
["EA-04",20005482,"Northern",1329600.5999999999,691865.3,437343.8,6221319.9000000032,8680129.6000000034,32929.734584608042]
["EA-05",20005577,"Northern",38534.1,811039.40000000014,521025.4,7081036.5999999996,8451635.5,31473.493999120052]
["EA-06",20005605,"Northern",55585.8,7011496.3999999985,128834.1,3074667.0000000014,10270583.299999999,42853.405300261773]
["EA-07",20005628,"Northern",406311.80000000005,1235553.5999999999,113868.59999999999,6941102.0999999996,8696836.0999999996,31038.333430475945]
["FITR-04",82842119,"Northern",null,null,4938476.7,null,4938476.7,70970]
["FX-01.PC",20005787,"Northern",37225.599999999999,34758,7352.6,171501.5,250837.7,33276.145435873477]
["GA-02",20005832,"Northern",null,5031756.8999999994,48433,7182870.3999999976,12263060.299999997,36094.221946539736]
["GA-03",20005851,"Northern",4488,7139250.5000000009,517088.60000000003,772597.3,8433424.4000000004,48733.803156402282]
["GA-04",20005887,"Northern",null,175534.5,28545.200000000001,2078835.5999999999,2282915.2999999998,28772.966407470311]
["GA-05",20005919,"Northern",null,11244329.400000006,272063.7,3315042.2000000007,14831435.300000006,44769.91886503392]
["GA-06",20005944,"Northern",null,2945671.8999999994,775850.4,6988580.9000000004,10710103.199999999,36019.14571747544]
["GA-07",20005962,"Northern",null,3403240.8,9157690.4000000004,430540.6,12991471.799999999,63880.470447082065]
["GA-08",20005978,"Northern",null,3423679.7,610042.30000000005,3663172.0999999973,7696894.0999999978,40244.553279354601]
["GA-10",20006009,"Northern",null,1756726.8,12486547.5,38731,14282005.300000001,68213.290005360788]
["GA-11",20006023,"Northern",null,9775207.400000006,395675.5,3931108.1000000015,14101991.000000007,43701.868976870006]
["GA-12",25280582,"Northern",null,23971504.199999999,6906.2,6252325.0999999996,30230735.5,44767.350325499021]
["GA-26",25268279,"Northern",null,5495413.4000000013,1653469.8,478834.09999999986,7627717.3000000007,52735.292791462009]
["GARB-LS2",80076128,"Northern",null,null,2664477.2000000002,null,2664477.2000000002,70970]
["GE-01",25273297,"Northern",433573.9,81547,null,632540.1,1147661,34012.659461286916]
["GE-02",25273274,"Northern",321796.90000000002,null,null,66690.600000000006,388487.5,39444.823398436252]
["GE-03",25273293,"Northern",444127.39999999997,2961.4,null,292464.7,739553.5,35960.891348631303]
["GI-01",20006136,"Northern",908375.4,806951.89999999979,877662.79999999993,1411187.3999999994,4004177.4999999991,44417.326717908989]
["GI-02",20006212,"Northern",1616770.6999999997,438781.7,37665.9,1365026.2999999996,3458244.5999999992,37195.867235938145]
["GL-01",20006350,"Northern",654842.9,233401.9,null,703097,1591341.8,36288.680792523643]
["GR-02",20006383,"Northern",173078.30000000002,656129.90000000014,900,1202299.7,2032407.9000000001,35254.178984445003]
["GU-01",20006478,"Northern",443848.30000000005,108210.8,762907.8,131815.4,1446782.3,56465.507033089911]
["GU-02",20006518,"Northern",1363987.1,304319.89999999997,12418,794325.1,2475050.1,38155.868175759351]
["HAPR-FARM",{"$error":"#N/A"},"Northern",20999435.800000001,null,null,null,20999435.800000001,42140]
["HAVI-04",82842116,"Northern",null,null,9316801.4000000004,null,9316801.4000000004,70970]
["HB-01",20006599,"Northern",null,null,null,31966,31966,26440]
["HH-03",20006666,"Northern",11811,3408544.0000000019,435016.69999999995,6804311.4000000022,10659683.100000005,35661.108341485306]
["HH-04",20006697,"Northern",2406813.3000000007,111321.90000000001,2345213.2999999998,1074788.3,5938136.7999999998,50823.21275269374]
["HH-05",20006799,"Northern",2757661.1999999997,1179072.6000000001,92320.1,1411132.7,5440186.5999999996,40160.645529511807]
["HH-06",20006948,"Northern",3027245.9999999995,653007,320284.39999999997,1638755.4,5639292.7999999989,40071.937719566537]
["HH-07",20007111,"Northern",3741602.9000000008,220572.30000000002,null,1361632.4000000001,5323807.6000000006,38431.114340796245]
["HH-08",20007229,"Northern",237993.4,1096001.7999999998,2520921.4,1792978.4000000006,5647895,51460.077020199555]
["HP-02",20007292,"Northern",45908,5725261.2999999998,3597,5946741.4999999963,11721507.799999997,37798.134833131284]
["HP-03",20007314,"Northern",null,8604848.1000000015,877823.4,5639496.7000000011,15122168.200000003,42169.32293611177]
["HP-04",20007334,"Northern",146695.70000000001,4176637.8,126568,7556283.3000000026,12006184.800000003,35137.144884026777]
["HP-05",20007358,"Northern",null,1560790.9000000001,19431,4713579.8,6293801.7000000002,32306.014529819073]
["HP-06",20007373,"Northern",null,4214679,3150,2598306.4000000004,6816135.4000000004,40744.198593238041]
["HP-07",20007392,"Northern",null,132021.9,9732.6,3734492.7999999993,3876247.2999999993,27338.574909810322]
["HP-08",20007427,"Northern",null,2269184.9,55380,8187562.8000000035,10512127.700000003,31661.040321837034]
["HP-10",20007445,"Northern",null,5259978.3000000007,23053,1419576.0999999996,6702607.4000000004,44721.251087449942]
["HP-11",25276037,"Northern",null,13034030.199999999,null,11187.8,13045218,49520.189048584696]
["HT-02",20007497,"Northern",190952,7033,null,73912,271897,38063.551197696186]
["HT-05",84579665,"Northern",2496021.4999999995,56088.6,null,373848.8000000001,2925958.9,40275.869058174394]
["HT-06",20007576,"Northern",null,null,216907.9,null,216907.9,{"$f":"(D1219/H1219*$S$2+E1219/H1219*$S$3+F1219/H1219*$S$4+G1219/H1219*$S$5)*1000","v":70970}]
["HU-20",20007634,"Northern",1135044.6000000001,502402.39999999997,null,2343704.38,3981151.38,33831.252643098436]
["HU-30",20007716,"Northern",11331,6086500.6000000034,378957.60000000003,4469667.9999999991,10946457.200000003,40842.015155003763]
["HU-40",20007736,"Northern",586668.9,58978,1040,1033085.6,1679772.5,32761.930338781]
["IN-03",20008110,"Northern",83373.100000000006,6029030.3999999994,99326.2,2501071.7999999984,8712801.4999999981,43082.472067795876]
["IN-04",20008154,"Northern",1428,3506235.5000000009,243629.59999999998,2594105.9,6345399.0000000009,40917.464023617737]
["IN-05",25267746,"Northern",2508,3497900.6999999988,32181.1,4030819.4,7563409.1999999993,37317.886410403386]
["IN-06",25267735,"Northern",284370,615738.30000000005,19236,2675000.7999999993,3594345.0999999996,31877.63669492949]
["IN-07",25267731,"Northern",182622,3629771.4999999995,122538,3090276.5999999992,7025208.0999999987,39560.110163000012]
["IN-08",25273220,"Northern",279310.90000000002,5671157.7999999998,34331.9,10444771.699999999,16429572.300000001,34773.614735485229]
["JA-03",20008189,"Northern",216646.19999999998,63538.400000000001,408813.5,849952.9,1538951,41433.035863390069]
["JA-04",20008226,"Northern",2825261.8,214661.4,null,1254666.0999999996,4294589.2999999989,37923.121005307774]
["JA-05",20008373,"Northern",1618764.8,59565.2,416028.5,1247324.5999999999,3341683.0999999996,40000.924608620131]
["JA-06",20008471,"Northern",1888907.1000000003,274538.09999999998,1452271.9,818340.70000000007,4434057.8,49143.208624614679]
["JC-01",25268413,"Northern",939554.8,475749.10000000003,null,676543,2091846.9000000001,38745.305216170455]
["JC-03",25268404,"Northern",19612,2220861.3000000007,21513.9,1037283.4,3299270.6000000006,42373.163650474751]
["JC-06",25268407,"Northern",null,995873.1,4349,1082401.3999999999,2082623.5,37578.993476257223]
["JC-08",20008784,"Northern",1037519.3,16145,null,322601.59999999998,1376265.9,38546.673942876892]
["JC-10",20008837,"Northern",121307,18786.099999999999,null,267327.8,407420.9,32179.71244479603]
["JC-11",20008686,"Northern",302985,146246.1,null,344319.9,793551,36691.577289928435]
["JC-13",20008745,"Northern",891533.60000000009,15916,null,438327.1,1345776.7000000002,37113.938046334137]
["KA-01",20008889,"Northern",null,null,1497473.2,null,1497473.2,70970]
["KA-02",20008892,"Northern",10066880.000000011,261906.10000000003,25748.499999999996,2616252.5999999996,12970787.20000001,39179.90738318488]
["KE-02",20009035,"Northern",1397040.1,46380.9,1828380.5,553964.60000000009,3825766.1,53734.588664215516]
["KE-03",20009089,"Northern",null,null,42789941,null,42789941,70970]
["KE-04",20009094,"Northern",null,null,null,null,null,{"$error":"#DIV/0!"}]
["KUB2",10020738,"Northern",null,22897,2954,82519,108370,32534.512503460362]
["LANN-02",84041077,"Northern",54532.800000000003,83670.600000000006,20882,2227173.1999999997,2386258.5999999996,27998.435988454898]
["LANN-03",20009098,"Northern",5012,null,null,30335.5,35347.5,28666.137633496008]
["LANN-05",20009306,"Northern",19272.900000000001,1361878.2,null,1950485.5999999999,3331636.6999999997,35973.443712515233]
["LE-02",{"$error":"#N/A"},"Northern",null,null,104939.6,null,104939.6,70970]
["LJ-91",82651966,"Northern",null,null,45921,46153,92074,48648.898603297348]
["LOC4",10020719,"Northern",null,519973.2,null,666216.6,1186189.8,36566.01939419812]
["LP-01",20009493,"Northern",null,null,null,149469.50000000003,149469.50000000003,26440]
["LU-01",20009512,"Northern",null,1441.1999999999998,2309722.9,null,2311164.1,70956.636640816621]
["LU-02",20009515,"Northern",6436.1,878763.39999999979,null,2363456.5999999992,3248656.0999999987,32719.667863274295]
["MAB2",10020750,"Northern",null,412585,51126,314858,778569,41605.456472066049]
["MACN-02",20009612,"Northern",null,null,2911343.9,null,2911343.9,70970]
["MACN-04",20009615,"Northern",42530.700000000004,987284.9,null,2701155.8999999994,3730971.4999999995,32731.662420900298]
["MACN-08",20009684,"Northern",37381.599999999999,176886.6,64901,1362118.8000000005,1641288.0000000005,31047.974413996813]
["MACN-09",20009806,"Northern",2495966.2000000002,369520.19999999995,963,1418629.9999999995,4285079.4000000004,37586.927254136754]
["MD-01",20009872,"Northern",11209,81718,11564,13185,117676,48352.811618341882]
["ME-PR-1",{"$error":"#N/A"},"Northern",null,5453.4,null,null,5453.4,49540]
["MERI-03",20010102,"Northern",1800631.9999999998,1089850.7,345168.7,327990.59999999998,3563642,45750.535620862021]
["MERI-04",20009956,"Northern",2130236,82005.100000000006,2262692.7000000002,236960.09999999998,4711893.9000000004,55323.657363549712]
["MERI-08",20009882,"Northern",3770737.5,462777.1,623892.4,388864.1,5246271.0999999996,45057.539290335182]
["MERI-10",20009878,"Northern",131139.9,1052554.6000000001,91469,544472.30000000005,1819635.8,43171.931884391372]
["MERI-11",84023546,"Northern",1978620.5000000002,1378145.6,185386.09999999998,1502917.2999999998,5045069.5,40543.819232420887]
["MF-01",20010278,"Northern",null,4694833.1999999993,null,85.9,4694919.0999999996,49539.577353739704]
["MF-02",20010282,"Northern",null,10279844.5,68633.399999999994,1122574.8999999997,11471052.800000001,47407.618007302684]
["MF-04",20010294,"Northern",null,1010992.9,null,null,1010992.9,49540]
["MF-05",20010298,"Northern",null,2200003.2000000002,165564.70000000001,1706648.7000000007,4072216.600000001,40730.1706188713]
["MF-06",20010317,"Northern",null,6465973.0000000019,128054,512842.40000000008,7106869.4000000022,48259.202266471933]
["MF-08",20010327,"Northern",63476,1954310.7999999998,null,3796852.100000002,5814638.9000000022,34375.342757054095]
["MF-10",20010359,"Northern",null,1704346.4,189404.5,1603459.4,3497210.3,40109.347887085889]
["MF-11",20010374,"Northern",null,5078204.7,null,1748.9,5079953.6000000006,49532.047252163873]
["MF-12",20010376,"Northern",null,7970486.7000000011,180046.8,3552080.2999999989,11702613.800000001,42858.189137712121]
["MF-14",20010414,"Northern",null,1249238.0000000002,null,858974,2108212,40128.091045872054]
["MF-26",20010419,"Northern",null,2615072.6999999997,2209612.2000000002,173045,4997729.9000000004,58214.868553020438]
["MILC-09",82561856,"Northern",267541,323738.80000000005,56477,2667678.1999999988,3315434.9999999991,30721.091558121338]
["MILC-10",82561865,"Northern",4110,2502708.6999999997,574752.70000000007,6701664.8999999985,9783236.2999999989,34972.026942965698]
["MILC-11",82564200,"Northern",null,3393948.0999999996,15972.1,4674095.9999999991,8084016.1999999993,36226.15539179647]
["MK-01",20010437,"Northern",null,23424,null,34770,58194,35738.113207547176]
["ML-01",20010444,"Northern",491851.5,483.4,1255858.2,346182.99999999994,2094376.1,56834.063767247913]
["ML-02",20010480,"Northern",840256.49999999988,287654.19999999995,3677438.8,465278.9000000002,5270628.4000000004,{"$f":"(D1283/H1283*$S$2+E1283/H1283*$S$3+F1283/H1283*$S$4+G1283/H1283*$S$5)*1000","v":61273.26368332094}]
["MN-01",20010573,"Northern",32544,48484,null,153483.69999999998,234511.69999999998,33394.540860861096]
["MN-02",20010596,"Northern",3026.4,105108.5,4520,201664,314318.90000000002,34956.180318778162]
["MN-03",20010627,"Northern",null,18011,null,null,18011,49540]
["MP-03",20010631,"Northern",866910.69999999984,24505.200000000001,2256167.6,351076.5,3498660,59207.891517895419]
["MP-04",20010674,"Northern",1345867.7,99233,2963782,79376.400000000009,4488259.1000000006,61063.58437595547]
["MP-05",20010686,"Northern",2670132.8999999994,100701.50000000001,20487.3,459303.7,3250625.3999999994,40332.585300354825]
["MP-06",20010779,"Northern",5259421.3,106964.90000000002,171164.9,922261.5,6459812.6000000006,40784.963598015209]
["MR-CR-1",{"$error":"#N/A"},"Northern",null,null,169272.7,null,169272.7,70970]
["MS-01",20010920,"Northern",117556.5,28832,null,298500.7,444889.2,32085.577033562517]
["MU-01",20010961,"Northern",71620,390215.80000000005,253246,998831.59999999986,1713913.4,38935.067347043325]
["MUNGANA",{"$error":"#N/A"},"Northern",null,null,5254071.5999999996,null,5254071.5999999996,70970]
["MUR1",10020739,"Northern",null,617407,null,368632,986039,40904.034079787918]
["MX-01",20011096,"Northern",66683.600000000006,10354,null,220153.4,297191,30767.553391589921]
["NC-02",20004937,"Northern",1806995.5,1304145.2,null,3294077,6405217.7000000002,35572.489512417349]
["NC-03",20004955,"Northern",87571,900997.6,217402,669545.1,1875515.7000000002,43432.030682547738]
["NC04",82736041,"Northern",null,2969539.5,71995,3007176.3,6048710.7999999998,38310.678260894871]
["NL-NM-1",{"$error":"#N/A"},"Northern",null,null,104772911.3,null,104772911.3,70970]
["NN-01",{"$error":"#N/A"},"Northern",null,null,110868153.09999999,null,110868153.09999999,70970]
["NO-01",20011126,"Northern",382455.69999999995,48752.099999999991,null,485009.3,916217.09999999986,34222.792964680535]
["NS-01",82912996,"Northern",null,4582117.3000000007,null,1320480.4999999993,5902597.7999999998,44372.258509973362]
["NS-02",20011182,"Northern",null,1623986.0999999999,6023,4934460.4000000004,6564469.5,32195.572952239323]
["NS-03",20011211,"Northern",null,8182432.7999999989,null,188055.29999999996,8370488.0999999987,49021.02459759784]
["NS-04",20011217,"Northern",null,10866761,101250.8,1563878.0000000002,12531889.800000001,46830.450387139543]
["NS-06",20011224,"Northern",null,717476.89999999991,null,157165.4,874642.29999999993,45389.136567028596]
["NS-07",20011228,"Northern",null,13381650.000000002,null,444489.9,13826139.900000002,48797.369246639835]
["NS-08",20011230,"Northern",null,2898866.4,43276.2,1,2942143.6,49855.207546633683]
["NS-10",20011235,"Northern",null,5423211.0999999996,124837.9,769195.70000000007,6317244.7000000002,47150.802622067175]
["NS-11",20011243,"Northern",null,7728767.0000000009,92694,1833495.2,9654956.2000000011,45359.006750129018]
["OONN-04",82912317,"Northern",null,1934784.2000000002,82641.7,10289338.900000002,12306764.800000003,30370.647144650073]
["OONN-08",82912323,"Northern",null,849301.50000000047,404244.7,9505890.8000000007,10759437.000000002,29936.454427959379]
["OONN-10",82912329,"Northern",null,3780901.7,256594.5,7330588.6999999946,11368084.899999995,35127.917377798614]
["OONN-15",82912338,"Northern",null,4679999.2,48735.5,4608093.8000000007,9336828.5,38251.095527244615]
["OONN-16",82912341,"Northern",null,14965216.900000002,null,544181.30000000005,15509398.200000003,48729.485764186524]
["PA-01",25267866,"Northern",null,184,null,null,184,49540]
["PA-02",25267801,"Northern",null,874366.2,89974,189602,1153942.2,47415.401922210658]
["PA-03",25267831,"Northern",null,2128490.1999999997,70344,6203561.7999999989,8402395.9999999981,32664.479534170972]
["PA-04",25267832,"Northern",null,2169701,1555,7692631.0000000019,9863887.0000000019,31528.190613903022]
["PA-06",25267699,"Northern",null,22880776.600000001,null,null,22880776.600000001,49540]
["PA-07",25267698,"Northern",null,36229228.799999997,null,null,36229228.799999997,49540]
["PA-12",25267835,"Northern",null,24792659.600000001,null,null,24792659.600000001,49540]
["PA-14",25267704,"Northern",null,3778746.1999999997,11439,5448999.1999999993,9239184.3999999985,35942.831861435734]
["PA-16",25267836,"Northern",null,548119.79999999993,10754529.300000001,4044768.0999999987,15347417.199999999,58468.891291819447]
["PA-17",{"$error":"#N/A"},"Northern",null,1887216,826,1595259.5000000007,3483301.5000000009,38965.895728520773]
["PJ-01",{"$error":"#N/A"},"Northern",null,null,61123749.600000001,null,61123749.600000001,70970]
["POR1",10020725,"Northern",71809,644955.80000000005,null,746053,1462817.8,37395.486240323298]
["POR3",10020727,"Northern",null,505485,24343,644272,1174100,37308.492709309256]
["RASM-01",83897502,"Northern",119885,775038.29999999993,1461953.9,9280734.7000000048,11637611.900000004,33734.141369072458]
["RASM-02",83897505,"Northern",3670,38256.400000000001,5089,7502036.4000000032,7549051.8000000035,26594.715458436778]
["RASM-10",25275672,"Northern",null,6460425.5000000019,65034,7613821.700000003,14139281.200000005,37199.513932716749]
["RD-01",20011420,"Northern",60114,33619.300000000003,null,338450.3,432183.6,30420.705491832643]
["RD-02",20011458,"Northern",null,null,697008,11317,708325,70258.538439275755]
["RD-03",20011464,"Northern",null,320787.5,3983867.8,488791.89999999997,4793447.2,64995.097547335034]
["RI-10",20011487,"Northern",null,3729759.1999999993,69971.7,2124879.1999999993,5924610.0999999987,41508.211378331878]
["RI-50",20011515,"Northern",54110.3,264258.29999999993,2824,472188.50000000006,793381.1,35363.392755385772]
["RI-80",25276003,"Northern",147953.29999999999,80903.899999999994,2307.4,514667.6,745832.2,32197.991438288667]
["RM-04",20011598,"Northern",null,33224.699999999997,10927,10551552.400000006,10595704.100000005,26558.356445986446]
["RM-05",20011656,"Northern",null,116512.59999999999,16741,8887550.9000000004,9020804.5,26820.999032846797]
["RM-06",20011700,"Northern",352414.9,475358.60000000009,114795.1,5523095.2999999989,6465663.8999999985,29784.671750259095]
["RM-07",20011701,"Northern",4129078.9000000004,76047.199999999983,84308,1030549.5000000001,5319983.6000000006,39661.368631662706]
["RM-08",20011759,"Northern",null,225833.09999999998,null,4099910.8000000003,4325743.9000000004,27645.976296932422]
["RN-01",20011824,"Northern",180135.2,1528,null,258129,439792.2,32950.846349707885]
["RO-01",20011865,"Northern",56424.4,558926.20000000007,619,3346822.3000000012,3962791.9000000013,29928.606699231419]
["RO-02",83915972,"Northern",39573.699999999997,648737.5,645897.9,196137.90000000002,1530347,55432.755778264662]
["RP-02",20011984,"Northern",null,5614174.2000000002,null,8945437.9999999981,14559612.199999999,{"$f":"(D1347/H1347*$S$2+E1347/H1347*$S$3+F1347/H1347*$S$4+G1347/H1347*$S$5)*1000","v":35347.340541666352}]
["RP-04",20011981,"Northern",null,456677.7,null,3721218.9000000004,4177896.6000000006,28965.015786652068]
["RP-06",20011987,"Northern",null,45704017.200000003,null,null,45704017.200000003,49540]
["RP-10",25279704,"Northern",null,null,null,null,null,{"$error":"#DIV/0!"}]
["RP-11",25279698,"Northern",null,494953,19161,8286415.8000000017,8800529.8000000007,27836.126586606188]
["RP-12",25279705,"Northern",null,4084.2000000000003,1433,1807398.2999999996,1812915.4999999995,26527.238765403024]
["RP-14",25279910,"Northern",null,1178652.7,null,206746.2,1385398.9,46092.734941539224]
["RS-01",20012043,"Northern",170215.30000000002,null,null,173905,344120.30000000005,34205.831338633616]
["SD-01",20012178,"Northern",117524.5,1412268.9000000004,1103251.1000000001,3301557.2999999989,5934601.7999999989,40526.255580450241]
["SD-03",20012368,"Northern",null,null,null,null,null,{"$error":"#DIV/0!"}]
["SF-01",25272934,"Northern",53442.6,11794,null,122278.7,187515.3,32367.464158924635]
["SF-02",25272945,"Northern",83925,50420.6,null,77821.599999999991,212167.2,38139.915726841849]
["SF-03",25272938,"Northern",361691.2,9310.4,null,450128.9,821130.5,33617.448749011273]
["SOLAR 1 (3261)",{"$error":"#N/A"},"Northern",null,null,229356.1,null,229356.1,70970]
["ST01",20012370,"Northern",null,2457967,18612,6962687.5999999987,9439266.5999999978,32542.998516855121]
["ST02",20012410,"Northern",47253.8,2484662.8000000003,1061157,3128057.0999999992,6721130.6999999993,42120.533715852311]
["ST03",20012466,"Northern",null,null,113310311.59999999,null,113310311.59999999,70970]
["ST04",20012469,"Northern",null,10739709.6,null,null,10739709.6,49540]
["ST05",20012587,"Northern",122340,1354989.7,28489.5,7844901.2000000002,9350720.4000000004,30128.447096011983]
["ST07",20012865,"Northern",null,1074487.7,10893065.299999999,null,11967552.999999998,69045.941555387297]
["ST10",20012874,"Northern",null,3454023.4999999991,332518.09999999998,2851722.4000000013,6638264,40689.956591512484]
["ST11",82935792,"Northern",null,null,7959078.4000000004,null,7959078.4000000004,70970]
["ST12",82934570,"Northern",25577,6888345.7000000002,1915360.4,2992175.7000000011,11821458.800000001,47149.232872511478]
["STE1",10020751,"Northern",null,426709,null,124116,550825,44334.935596605101]
["STE2",10020752,"Northern",null,239814,null,129859,369673,41425.415218314571]
["TH-01",{"$error":"#N/A"},"Northern",null,null,30161665.199999999,null,30161665.199999999,70970]
["TM-03",25266408,"Northern",null,2535089.3000000003,1017593.5,4046309.4999999981,7598992.2999999989,40109.444221571328]
["TM-05",83858040,"Northern",null,1166287.6000000001,null,1270931,2437218.6,37494.094023408485]
["TM-08",25266410,"Northern",null,1962.1000000000001,null,85825.4,87787.5,26956.297992310978]
["TM-10",25268197,"Northern",null,4908019.6999999993,715735.8,6007911.400000005,11631666.900000004,38927.201661870145]
["TOPO-03",82564420,"Northern",null,8166201.5000000009,660048.4,7994692.9000000032,16820942.800000004,39401.889978128929]
["TOPO-04",82564423,"Northern",null,786809.2,1217352.6000000001,39118,2043279.8,61865.399790082593]
["TOPO-11",82564438,"Northern",null,6155860.7000000011,21697.7,null,6177558.4000000013,49615.269496602406]
["TOPO-15",82564444,"Northern",null,25227691.900000002,12338.8,248554.50000000003,25488585.200000003,49325.112103201391]
["TOPO-16",82564447,"Northern",null,3246993.1,5918.1,null,3252911.2,49578.988117167173]
["VC-02",20013025,"Northern",null,null,3321242.0999999996,null,3321242.0999999996,70970]
["VC-04",{"$error":"#N/A"},"Northern",null,null,null,null,null,{"$error":"#DIV/0!"}]
["WAR1",10020753,"Northern",null,341405,null,124768,466173,43357.443738697868]
["WAR2",10020754,"Northern",null,87678.1,75959,367332,530969.1,36624.808080168892]
["WAR3.WR",82913666,"Northern",4439,541975,null,427193,973607,39370.591912342461]
["WL-01",20013260,"Northern",100996.5,null,null,182,101178.5,42111.758822279444]
["WS-01",20013575,"Northern",121110,null,null,null,121110,42140]
["YAM1",10020756,"Northern",null,323626,8215,245538,577379,40021.329681197276]
["YAM2",10020757,"Northern",null,255946,null,645038,900984,33002.106097333584]
["YOR1",10020758,"Northern",null,339824,null,181840,521664,41487.874493927127]
["YOR2",10020759,"Northern",null,42369,null,531859,574228,28144.416886672196]

{"sheet":"Source_2","index":11,"n_rows":1226,"n_cols":6,"rows_kept":1226,"cut":false,"hidden":false,"merged":[]}
["FEEDER_ID","METERED_DAYS","TOTAL_KWH","KWH_FDR_MIN_CALC","KWH_FDR_MIN"]
[10020655,206792,12018410.4,4.0359967181193342E-2,{"$f":"IF(D2>0,D2,$E$2)","v":4.0359967181193342E-2},{"$f":"C2/(B224*60*24)","v":4.1014075763085564E-2}]
[10020657,254745,11299430.800000001,3.0802673043413786E-2,{"$f":"IF(D3>0,D3,$E$2)","v":3.0802673043413786E-2}]
[10020659,279428,10038311.699999999,2.4947570721855602E-2,2.4947570721855602E-2]
[10020660,254372,18194013.600000001,4.9670292589855281E-2,4.9670292589855281E-2]
[10020661,464390,22896491.699999999,3.4239198644099425E-2,3.4239198644099425E-2]
[10020662,159418,6194719.2000000002,2.6984959874878204E-2,2.6984959874878204E-2]
[10020663,212151,19841289.899999999,6.4947483356980015E-2,6.4947483356980015E-2]
[10020669,109587,4379693.3,2.7753781749254525E-2,2.7753781749254525E-2]
[10020670,49894,2105232,2.9301452412447724E-2,2.9301452412447724E-2]
[10020671,45705,2483240.4,3.7730499945301386E-2,3.7730499945301386E-2]
[10020673,188516,12027932.4,4.4307808532609079E-2,4.4307808532609079E-2]
[10020674,20678,2106971.7999999998,7.0759979742291867E-2,7.0759979742291867E-2]
[10020675,115580,7605053.2000000002,4.5693778719886176E-2,4.5693778719886176E-2]
[10020677,3932,9711062.8000000007,1.7151051910252062,1.7151051910252062]
[10020679,393036,11095098.9,1.9603623565440993E-2,1.9603623565440993E-2]
[10020689,39960,1373002.4,2.3860707930152374E-2,2.3860707930152374E-2]
[10020700,2220,112441.5,3.5173141891891892E-2,3.5173141891891892E-2]
[10020711,1253,38766.699999999997,2.1485490378646804E-2,2.1485490378646804E-2]
[10020722,133268,4422756.7,2.3046483922955583E-2,2.3046483922955583E-2]
[10020744,19481,1060399.3,3.7800338934232215E-2,3.7800338934232215E-2]
[10020755,116811,5583933.7999999998,3.3196632214051378E-2,3.3196632214051378E-2]
[10020761,304615,11409866.5,2.6011583155057295E-2,2.6011583155057295E-2]
[10020764,698538,20558013.100000001,2.0437539526999407E-2,2.0437539526999407E-2]
[10020765,147442,3721748.7,1.752925020233945E-2,1.752925020233945E-2]
[10020767,397693,18481692.300000001,3.2272402435211747E-2,3.2272402435211747E-2]
[10020768,66896,2537155.6,2.6338101098886495E-2,2.6338101098886495E-2]
[10020770,31485,7302241.5,0.16106085569848075,0.16106085569848075]
[10020771,98647,6513634.5,4.5853977228569209E-2,4.5853977228569209E-2]
[10020772,271189,10300053.6,2.6375756391299056E-2,2.6375756391299056E-2]
[10020773,182912,6731697.5999999996,2.5557590535339399E-2,2.5557590535339399E-2]
[10020774,571058,19867371.100000001,2.416004238818318E-2,2.416004238818318E-2]
[10020775,338154,15991650.699999999,3.2840992524444813E-2,3.2840992524444813E-2]
[10020776,101927,6759926.0999999996,4.6056423960285302E-2,4.6056423960285302E-2]
[10020777,585970,25155733.300000001,2.9812548826921362E-2,2.9812548826921362E-2]
[10020778,208766,6862106.9000000004,2.2826284039972451E-2,2.2826284039972451E-2]
[10020779,184598,7777584.2000000002,2.9258714281242965E-2,2.9258714281242965E-2]
[10020780,210126,6918360.5,2.2864457582064519E-2,2.2864457582064519E-2]
[10020781,100113,3104730.2,2.1536290380758633E-2,2.1536290380758633E-2]
[10020782,179169,14652012.699999999,5.679000730843195E-2,5.679000730843195E-2]
[10020783,553878,34313437.700000003,4.3021705466827632E-2,4.3021705466827632E-2]
[10020784,278647,8437178,2.1027146852070501E-2,2.1027146852070501E-2]
[10020785,292992,8460805.3000000007,2.0053650734870275E-2,2.0053650734870275E-2]
[10020786,779775,24475411.800000001,2.1797074476611843E-2,2.1797074476611843E-2]
[10020787,492766,10605615.199999999,1.4946263653652151E-2,1.4946263653652151E-2]
[10020788,106163,16240376.699999999,0.10623323921705302,0.10623323921705302]
[10020794,50640,5493178.2000000002,7.5329918707214324E-2,7.5329918707214324E-2]
[10020795,175631,10019198.9,3.9615882241112836E-2,3.9615882241112836E-2]
[10020796,647000,19586685.300000001,2.1022974948480166E-2,2.1022974948480166E-2]
[10020797,127615,6994353.5999999996,3.8061278062923636E-2,3.8061278062923636E-2]
[10020798,608236,34554989.700000003,3.9452647697604218E-2,3.9452647697604218E-2]
[10020799,319092,13584404.699999999,2.9563932580572373E-2,2.9563932580572373E-2]
[10020800,141471,25960051.300000001,0.12743115834890387,0.12743115834890387]
[10020802,476364,14339011.9,2.0903441806638993E-2,2.0903441806638993E-2]
[10020803,224917,21668507.199999999,6.6902788337228597E-2,6.6902788337228597E-2]
[10020804,609487,15366754.5,1.7508752921172505E-2,1.7508752921172505E-2]
[10020805,140050,20254243.800000001,0.10043161073426157,0.10043161073426157]
[10020806,573417,13483525.699999999,1.632940689566038E-2,1.632940689566038E-2]
[10020807,367848,13044185.5,2.4625557710733176E-2,2.4625557710733176E-2]
[10020808,910696,27406640.800000001,2.0898729591921392E-2,2.0898729591921392E-2]
[10020809,357855,15377618.4,2.9841420873445018E-2,2.9841420873445018E-2]
[10020810,99157,13827978.800000001,9.6844025692140304E-2,9.6844025692140304E-2]
[10020811,28906,10367141.699999999,0.24906261531631266,0.24906261531631266]
[10020812,51510,11916019.6,0.16064868202506524,0.16064868202506524]
[10020813,33563,9642457.0999999996,0.19950989970768074,0.19950989970768074]
[10020814,42069,16438011.5,0.27134673426724876,0.27134673426724876]
[10020815,31939,24550370.300000001,0.53379467935404645,{"$f":"IF(D67>0,D67,$E$2)","v":0.53379467935404645}]
[10020816,78506,11696198.5,0.10346164712817421,0.10346164712817421]
[10020817,454904,25293236.600000001,3.8611987669681713E-2,3.8611987669681713E-2]
[10020818,118533,16575705.6,9.7111409199688414E-2,9.7111409199688414E-2]
[10020820,55715,15565285.199999999,0.19400925842831074,0.19400925842831074]
[10020821,608,14810182.4,16.915869883040937,16.915869883040937]
[10020822,101147,12503797.199999999,8.5847256962638535E-2,8.5847256962638535E-2]
[10020824,187205,5203147.9000000004,1.9301285504007788E-2,1.9301285504007788E-2]
[10020825,973315,27792707.800000001,1.9829645621178938E-2,1.9829645621178938E-2]
[10020826,1164471,32921720.100000001,1.9633211668646105E-2,1.9633211668646105E-2]
[10020827,436135,11567952.1,1.8419296936600923E-2,1.8419296936600923E-2]
[10020828,417807,10223186.300000001,1.6992139745278457E-2,1.6992139745278457E-2]
[10020829,378024,10637323,1.9541166331003088E-2,1.9541166331003088E-2]
[10020830,54293,17615151.199999999,0.22530978006168179,0.22530978006168179]
[10020831,600215,16160849.300000001,1.8697986577957713E-2,1.8697986577957713E-2]
[10020832,512192,24273502.300000001,3.2910703055581587E-2,3.2910703055581587E-2]
[10020833,698706,27516474.699999999,2.734864590558992E-2,2.734864590558992E-2]
[10020834,215583,8772900.5,2.8259612371517646E-2,2.8259612371517646E-2]
[10020835,465977,11081847.9,1.6515252272823192E-2,1.6515252272823192E-2]
[10020836,279721,12294773.4,3.0523403975151429E-2,3.0523403975151429E-2]
[10020837,132066,9759409.8000000007,5.1318037319723973E-2,5.1318037319723973E-2]
[10020838,280165,19300699.199999999,4.7840605833467185E-2,4.7840605833467185E-2]
[10020839,360954,13079410.4,2.5163660435648001E-2,2.5163660435648001E-2]
[10020840,651313,24283277.399999999,2.5891371864730679E-2,2.5891371864730679E-2]
[10020841,174133,7290865.2000000002,2.9076055850030341E-2,2.9076055850030341E-2]
[10020842,281806,8455395.6999999993,2.0836329139352763E-2,2.0836329139352763E-2]
[10020844,196534,6689581.9000000004,2.3637350209689476E-2,2.3637350209689476E-2]
[10020845,30648,728942.2,1.6516897060529598E-2,1.6516897060529598E-2]
[10020846,384254,19455652.699999999,3.5161299376338453E-2,3.5161299376338453E-2]
[10020847,540957,14579654.800000001,1.871638647393005E-2,1.871638647393005E-2]
[10020848,29426,1087138.3,2.56561256296397E-2,2.56561256296397E-2]
[10020850,490719,11719515.300000001,1.6584954508928055E-2,1.6584954508928055E-2]
[10020855,179419,10495467.6,4.0622894825334363E-2,4.0622894825334363E-2]
[10020856,39263,1945110.5,3.4403157694408361E-2,3.4403157694408361E-2]
[10020857,60186,4072952.7,4.6994971837304354E-2,4.6994971837304354E-2]
[10128810,68107,1886145.1,1.9231840869677289E-2,1.9231840869677289E-2]
[10129302,335,19129.900000000001,3.9655679933665006E-2,3.9655679933665006E-2]
[10129324,297949,8703625.6999999993,2.0285970128743138E-2,2.0285970128743138E-2]
[10129677,1007,18140.7,1.2510137371731215E-2,1.2510137371731215E-2]
[10129863,11517,8408724.4000000004,0.50702369926581958,0.50702369926581958]
[10130404,561165,15393062.1,1.9048989973240192E-2,1.9048989973240192E-2]
[10130408,244875,14019109.5,3.975698911009018E-2,3.975698911009018E-2]
[10130452,256088,11130542.800000001,3.0183154271621909E-2,3.0183154271621909E-2]
[10131875,5429,1442391.7,0.18450191614989461,0.18450191614989461]
[10132616,99964,12920509.300000001,8.9758071933673897E-2,8.9758071933673897E-2]
[10132684,59197,4077718.3,4.7836019045634823E-2,4.7836019045634823E-2]
[10132687,11689,1867791,0.11096561582114238,0.11096561582114238]
[10134499,600920,20357020.300000001,2.3525293970541466E-2,2.3525293970541466E-2]
[10134518,603229,18015856.600000001,2.0740069737658132E-2,2.0740069737658132E-2]
[10134605,702324,30714181.100000001,3.0369590716756874E-2,3.0369590716756874E-2]
[10135223,3047,88329.8,2.0131322247748242E-2,2.0131322247748242E-2]
[20001080,51197,5181295.7,7.0279938548916718E-2,7.0279938548916718E-2]
[20001081,281308,12715668.6,3.1390239227702968E-2,3.1390239227702968E-2]
[20001108,275895,10998163.199999999,2.7683043669995227E-2,2.7683043669995227E-2]
[20001141,17652,5212489,0.20506367707782561,0.20506367707782561]
[20001148,316473,8078390.2999999998,1.7726609422885644E-2,1.7726609422885644E-2]
[20001165,41312,6446363.5,0.10836176702760565,0.10836176702760565]
[20001178,398376,11985398.5,2.0892808308677676E-2,2.0892808308677676E-2]
[20001196,167618,5497845.5,2.2777674616621658E-2,2.2777674616621658E-2]
[20001246,20904,1220779.8999999999,4.0555100432665733E-2,4.0555100432665733E-2]
[20001263,116182,5889934.7000000002,3.5205388360981527E-2,3.5205388360981527E-2]
[20001353,61474,3734179.6,4.2183366590392325E-2,4.2183366590392325E-2]
[20001488,182955,7966951.2999999998,3.0240250714352952E-2,3.0240250714352952E-2]
[20001649,129419,7520569.7999999998,4.0354336818138499E-2,4.0354336818138499E-2]
[20001859,21781,692223.6,2.2070191145187702E-2,{"$f":"IF(D131>0,D131,$E$2)","v":2.2070191145187702E-2}]
[20001962,87637,3889034.1,3.0817099227495235E-2,3.0817099227495235E-2]
[20002064,26715,2080495,5.4081534510366625E-2,5.4081534510366625E-2]
[20002143,183,8.9,3.377352762598664E-5,3.377352762598664E-5]
[20002149,531,4935.5,6.4546714793889933E-3,6.4546714793889933E-3]
[20002267,144680,4678742.0999999996,2.2457329681596166E-2,2.2457329681596166E-2]
[20002331,310616,9399216.6999999993,2.1013836439347761E-2,2.1013836439347761E-2]
[20002437,253456,7180682.2999999998,1.967436135090728E-2,1.967436135090728E-2]
[20002494,67508,3229574.3,3.3222135606973333E-2,3.3222135606973333E-2]
[20002622,423365,13371436.4,2.1933130330145909E-2,2.1933130330145909E-2]
[20002652,272566,14223287.800000001,3.623813386278716E-2,3.623813386278716E-2]
[20002698,363578,10083388.9,1.9259563017503197E-2,1.9259563017503197E-2]
[20002744,365,36063,6.861301369863014E-2,6.861301369863014E-2]
[20002752,322835,11543911.1,2.4831895335250376E-2,2.4831895335250376E-2]
[20002914,150307,13446532.300000001,6.212531454142374E-2,6.212531454142374E-2]
[20002948,207170,5919329.2999999998,1.9841894807270465E-2,1.9841894807270465E-2]
[20002985,15630,5282915.0999999996,0.23472111590957559,0.23472111590957559]
[20003026,323587,11160857,2.3952121497120987E-2,2.3952121497120987E-2]
[20003061,166347,17442594.5,7.2817140358541019E-2,7.2817140358541019E-2]
[20003088,300674,10897892.5,2.5170054287293808E-2,2.5170054287293808E-2]
[20003281,187432,4655456.7,1.7248687746311553E-2,1.7248687746311553E-2]
[20003294,409434,12260395,2.0794958880904966E-2,2.0794958880904966E-2]
[20003306,153623,6339544.7999999998,2.865756863664078E-2,2.865756863664078E-2]
[20003317,291117,12141623.199999999,2.8963209904532466E-2,2.8963209904532466E-2]
[20003329,3898,8923487.3000000007,1.5897553054272846,1.5897553054272846]
[20003349,341473,12131110.1,2.4670711927118363E-2,2.4670711927118363E-2]
[20003387,57817,6684312.2999999998,8.0285790367308346E-2,8.0285790367308346E-2]
[20003411,126710,7746344.7999999998,4.2454471715816518E-2,4.2454471715816518E-2]
[20003435,140167,7769685.2999999998,3.8494187588138912E-2,3.8494187588138912E-2]
[20003471,76416,5743577.9000000004,5.2195819774509121E-2,5.2195819774509121E-2]
[20003493,694,70956,7.1001440922190198E-2,7.1001440922190198E-2]
[20003547,365,6756904.2000000002,12.855601598173516,12.855601598173516]
[20003550,110351,1956585.6,1.2312892497575917E-2,1.2312892497575917E-2]
[20003792,307523,12600934.6,2.8455266850862464E-2,2.8455266850862464E-2]
[20003866,18245,49235433.200000003,1.8740078408087453,1.8740078408087453]
[20003945,608,35465567.600000001,40.508003929093569,40.508003929093569]
[20003949,50311,1390785.3,1.919705680666256E-2,1.919705680666256E-2]
[20003983,22527,1069280.8,3.2962938301199056E-2,3.2962938301199056E-2]
[20004054,229504,7194641.5,2.1769898648583225E-2,2.1769898648583225E-2]
[20004081,153953,4581641.7,2.0666668561184258E-2,2.0666668561184258E-2]
[20004307,86004,8965889.1999999993,7.2395608860569796E-2,7.2395608860569796E-2]
[20004592,241115,12124640.6,3.4920636648717647E-2,3.4920636648717647E-2]
[20004679,134,822,4.2599502487562189E-3,4.2599502487562189E-3]
[20004700,164378,11317360.6,4.7812226663205809E-2,4.7812226663205809E-2]
[20004715,15444,426697.7,1.9186599794238684E-2,1.9186599794238684E-2]
[20004751,401320,11076470.5,1.9166733287097025E-2,1.9166733287097025E-2]
[20004796,353680,11387439.9,2.2359037477380682E-2,2.2359037477380682E-2]
[20004893,386707,15343076.6,2.7552938802647885E-2,2.7552938802647885E-2]
[20004903,279839,11978431.699999999,2.972550411923364E-2,2.972550411923364E-2]
[20004937,97742,5268476.2,3.7431851484293115E-2,3.7431851484293115E-2]
[20004955,20584,1685502.2,5.6863954473809215E-2,5.6863954473809215E-2]
[20005039,456,80276.5,0.12225344176413255,0.12225344176413255]
[20005133,347975,14014499.9,2.7968364386011128E-2,2.7968364386011128E-2]
[20005188,174227,8124737,3.2384064882149274E-2,3.2384064882149274E-2]
[20005242,54677,11552084.199999999,0.14672130318862492,0.14672130318862492]
[20005265,401317,15273586.4,2.6429623520115575E-2,2.6429623520115575E-2]
[20005314,243599,10266368.6,2.9267043948821174E-2,2.9267043948821174E-2]
[20005336,290734,12948538.9,3.092875584822476E-2,3.092875584822476E-2]
[20005357,221665,9345799.8000000007,2.9279041571741139E-2,2.9279041571741139E-2]
[20005412,578472,16772584.9,2.01351636773738E-2,2.01351636773738E-2]
[20005447,187037,7403775.5,2.7489270913717011E-2,2.7489270913717011E-2]
[20005482,244669,8956251.4000000004,2.5420543786821289E-2,2.5420543786821289E-2]
[20005577,285277,7859128.5,1.9131328936437215E-2,1.9131328936437215E-2]
[20005605,188101,10017959.300000001,3.6985003697777019E-2,3.6985003697777019E-2]
[20005628,296686,8507331.1999999993,1.9912867101544694E-2,{"$f":"IF(D195>0,D195,$E$2)","v":1.9912867101544694E-2}]
[20005787,15368,238095.2,1.0758972468043264E-2,1.0758972468043264E-2]
[20005832,316416,11294354.300000001,2.4787942446722739E-2,2.4787942446722739E-2]
[20005851,138854,7996819.7000000002,3.9994145029231341E-2,3.9994145029231341E-2]
[20005887,121885,2297053,1.3087547232591742E-2,1.3087547232591742E-2]
[20005919,158942,13608435.300000001,5.9457552388082861E-2,5.9457552388082861E-2]
[20005944,405040,10554615.1,1.8095975260330941E-2,1.8095975260330941E-2]
[20005962,55470,11646600.6,0.14580705035755062,0.14580705035755062]
[20005978,199091,7431323.2999999998,2.5921016924700543E-2,2.5921016924700543E-2]
[20006009,9264,11780007.300000001,0.88304842670552675,0.88304842670552675]
[20006023,220603,13945765.800000001,4.390039837777969E-2,4.390039837777969E-2]
[20006136,92404,2852339.1,2.1436204511348714E-2,2.1436204511348714E-2]
[20006212,72908,3358636.6,3.1990817575269899E-2,3.1990817575269899E-2]
[20006350,69870,1361945,1.3536498338183611E-2,1.3536498338183611E-2]
[20006383,52899,1933384.2,2.5380969709572331E-2,2.5380969709572331E-2]
[20006478,13067,1289426.5,6.8526445966514457E-2,6.8526445966514457E-2]
[20006518,43153,2175281.5,3.500595909387013E-2,3.500595909387013E-2]
[20006599,330,24865,5.2325336700336698E-2,5.2325336700336698E-2]
[20006666,306805,10136377.4,2.2943403700142508E-2,2.2943403700142508E-2]
[20006697,61402,5681651.7000000002,6.4258354098129272E-2,6.4258354098129272E-2]
[20006799,90118,6083807.9000000004,4.6881495341909746E-2,4.6881495341909746E-2]
[20006948,96920,6525746.7999999998,4.6757827188517447E-2,4.6757827188517447E-2]
[20007111,73086,5954575.7000000002,5.6578852501010989E-2,5.6578852501010989E-2]
[20007229,84157,5455135,4.5014534672629065E-2,4.5014534672629065E-2]
[20007292,317503,11395034,2.4923285939205474E-2,2.4923285939205474E-2]
[20007314,317105,14034176.1,3.0734159426688321E-2,3.0734159426688321E-2]
[20007334,422183,10862297,1.7867279842048486E-2,1.7867279842048486E-2]
[20007358,244802,5620537,1.5944112770502058E-2,1.5944112770502058E-2]
[20007373,15018,6200273.7000000002,0.28670566153948596,0.28670566153948596]
[20007392,203494,4034907.8,1.3769542618237174E-2,1.3769542618237174E-2]
[20007427,436697,10402828.1,1.6542788662517845E-2,1.6542788662517845E-2]
[20007445,81931,6156146.5999999996,5.2179294840238193E-2,5.2179294840238193E-2]
[20007497,5976,197302.8,2.2927682954038377E-2,2.2927682954038377E-2]
[20007576,215,118516.9,0.38280652454780362,0.38280652454780362]
[20007634,87943,3162706.2,2.4974401032486951E-2,2.4974401032486951E-2]
[20007716,212024,10344436.4,3.3881241693812437E-2,3.3881241693812437E-2]
[20007736,25202,1280035.5,3.5271547562362775E-2,3.5271547562362775E-2]
[20008110,147262,8265246.2999999998,3.8976479845445534E-2,3.8976479845445534E-2]
[20008154,154164,5971863.7999999998,2.6900752697704321E-2,2.6900752697704321E-2]
[20008189,27880,1389136,3.4601068069504227E-2,3.4601068069504227E-2]
[20008226,78523,4474143.8,3.9568588891860421E-2,3.9568588891860421E-2]
[20008373,68631,3448107.7,3.488976171279904E-2,3.488976171279904E-2]
[20008471,36957,4195868.3,7.8842910153842455E-2,7.8842910153842455E-2]
[20008686,13121,703557.7,3.7236623436560562E-2,3.7236623436560562E-2]
[20008745,9079,735706.9,5.6273550990686691E-2,5.6273550990686691E-2]
[20008784,9242,1004723.9,7.5495015208348365E-2,7.5495015208348365E-2]
[20008837,6454,321749.3,3.4619927779499363E-2,3.4619927779499363E-2]
[20008889,465,1490131,2.2254047192353643,2.2254047192353643]
[20008892,126147,10520455.9,5.7915544188746289E-2,5.7915544188746289E-2]
[20009035,20836,3561503.9,0.11870160286150039,0.11870160286150039]
[20009089,365,17236405.100000001,32.793769216133946,32.793769216133946]
[20009098,2050,45933.4,1.556009485094851E-2,1.556009485094851E-2]
[20009306,86349,3229257.4,2.5970652365529551E-2,2.5970652365529551E-2]
[20009483,365,117807.6,0.2241392694063927,0.2241392694063927]
[20009493,6492,158572.79999999999,1.696241528034504E-2,1.696241528034504E-2]
[20009512,365,1686987.9,3.2096421232876713,3.2096421232876713]
[20009515,120340,3190957,1.841401330489539E-2,1.841401330489539E-2]
[20009612,335,2153580.2999999998,4.4643041044776117,4.4643041044776117]
[20009615,183131,3865457.5,1.4658061639542792E-2,1.4658061639542792E-2]
[20009684,59122,1582683.1,1.8590126959695395E-2,1.8590126959695395E-2]
[20009806,77458,4417399.4000000004,3.9603894655454858E-2,3.9603894655454858E-2]
[20009872,1933,95207,3.4203813875955627E-2,3.4203813875955627E-2]
[20009878,28269,1610670.3,3.9567053721980494E-2,3.9567053721980494E-2]
[20009882,31135,3947796.1,8.8052836661135198E-2,8.8052836661135198E-2]
[20009956,17173,3727261.6,0.15072358417929954,{"$f":"IF(D259>0,D259,$E$2)","v":0.15072358417929954}]
[20010102,28138,2698966.5,6.6610359359821833E-2,6.6610359359821833E-2]
[20010278,3190,4522074.5,0.9844293146987112,0.9844293146987112]
[20010282,92911,9849203.5999999996,7.3615876723124515E-2,7.3615876723124515E-2]
[20010294,365,1617252.1,3.0769636605783868,3.0769636605783868]
[20010298,113751,4069967.1,2.4846955557899859E-2,2.4846955557899859E-2]
[20010317,23827,6335498.7999999998,0.18464984867773721,0.18464984867773721]
[20010327,232380,5948898.2000000002,1.7777688723451052E-2,1.7777688723451052E-2]
[20010359,89450,3338232,2.5916340599962735E-2,2.5916340599962735E-2]
[20010374,3419,4087225.4,0.83016992460433525,0.83016992460433525]
[20010376,279778,11123470.800000001,2.7609863892085869E-2,2.7609863892085869E-2]
[20010414,59513,1998892.2,2.3324644755487598E-2,2.3324644755487598E-2]
[20010419,12752,3941409.4,0.21464004557019378,0.21464004557019378]
[20010437,2121,58009,1.8992940960762743E-2,1.8992940960762743E-2]
[20010444,10828,1519072.9,9.7424430745392601E-2,9.7424430745392601E-2]
[20010480,27353,3970200.5,0.10079639090979255,0.10079639090979255]
[20010573,6273,207814.8,2.300587172538392E-2,2.300587172538392E-2]
[20010596,11490,276003.40000000002,1.6681377526351418E-2,1.6681377526351418E-2]
[20010627,315,13975,3.0809082892416226E-2,3.0809082892416226E-2]
[20010631,20412,3396887.2,0.11556679622008841,0.11556679622008841]
[20010674,4633,3941730.3,0.59082942118137993,0.59082942118137993]
[20010686,27282,2975912.3,7.5749789747411811E-2,7.5749789747411811E-2]
[20010779,52245,6170122.9000000004,8.2013734700821989E-2,8.2013734700821989E-2]
[20010920,9192,372583.2,2.8148208587177256E-2,2.8148208587177256E-2]
[20010961,62095,1712498.4,1.9151864079233433E-2,1.9151864079233433E-2]
[20011096,6615,240065,2.5202087007642562E-2,2.5202087007642562E-2]
[20011122,608,83195251.900000006,95.023816588998542,95.023816588998542]
[20011126,10354,732589.7,4.9134908945549761E-2,4.9134908945549761E-2]
[20011182,249466,6468062.4000000004,1.8005299319346125E-2,1.8005299319346125E-2]
[20011211,19521,7757728.7000000002,0.2759751855551571,0.2759751855551571]
[20011217,126152,12118233,6.6708729020018176E-2,6.6708729020018176E-2]
[20011224,10540,936445,6.1699148745519711E-2,6.1699148745519711E-2]
[20011228,30836,11182771.6,0.25184244425707325,0.25184244425707325]
[20011230,2575,2472847.6,0.66689525350593315,0.66689525350593315]
[20011235,59206,5834157.9000000004,6.8430539838304674E-2,6.8430539838304674E-2]
[20011243,137837,8807563.5999999996,4.4373888078753247E-2,4.4373888078753247E-2]
[20011334,365,58731136.899999999,111.74112804414003,111.74112804414003]
[20011420,13138,389859.3,2.0607065382858884E-2,2.0607065382858884E-2]
[20011458,1291,660245,0.35515373526121008,0.35515373526121008]
[20011464,26234,2156641.6,5.7088807569481502E-2,5.7088807569481502E-2]
[20011487,105236,5127076.4000000004,3.3833191324472822E-2,3.3833191324472822E-2]
[20011515,21948,724954.9,2.2937894239920622E-2,2.2937894239920622E-2]
[20011545,8432,529846.69999999995,4.363722690016867E-2,4.363722690016867E-2]
[20011598,348963,10918158.300000001,2.1727387645681634E-2,2.1727387645681634E-2]
[20011656,352996,9167914.1999999993,1.8035918490105649E-2,1.8035918490105649E-2]
[20011700,155665,6308383.7999999998,2.8142627330057068E-2,2.8142627330057068E-2]
[20011701,24758,4756825,0.1334255874644335,0.1334255874644335]
[20011759,142089,4413725.4000000004,2.1571600076947077E-2,2.1571600076947077E-2]
[20011824,10083,432580.2,2.9793009686270619E-2,2.9793009686270619E-2]
[20011865,198400,4059840.9,1.4210352612567204E-2,1.4210352612567204E-2]
[20011981,133738,4314930.9000000004,2.2405597449241553E-2,2.2405597449241553E-2]
[20011984,315024,14284060.800000001,3.1488034774070126E-2,3.1488034774070126E-2]
[20011987,365,29004486.399999999,55.183573820395736,55.183573820395736]
[20012043,6441,326103.3,3.515923381462506E-2,3.515923381462506E-2]
[20012178,127786,5795016.2999999998,3.1492627322241874E-2,3.1492627322241874E-2]
[20012370,287759,9200075.3000000007,2.2202402637469396E-2,2.2202402637469396E-2]
[20012410,150358,6694126.9000000004,3.0917538382467916E-2,3.0917538382467916E-2]
[20012466,335,79584850.200000003,164.97688681592041,164.97688681592041]
[20012469,730,9622755.9000000004,9.1540676369863014,9.1540676369863014]
[20012587,316848,8161109.0999999996,1.7886926460006058E-2,1.7886926460006058E-2]
[20012865,1299,11993319,6.4116195150115471,6.4116195150115471]
[20012874,125534,5899449.9000000004,3.2635303649476102E-2,3.2635303649476102E-2]
[20012961,365,26698774.600000001,50.796755327245052,50.796755327245052]
[20013025,335,3092747.6,6.4111683250414595,6.4111683250414595]
[20013230,97283,4230780.2,3.0200978645349708E-2,{"$f":"IF(D323>0,D323,$E$2)","v":3.0200978645349708E-2}]
[20013246,72887,4521871.2,4.3082968613515897E-2,4.3082968613515897E-2]
[20013260,598,47575.1,5.5247932924563356E-2,5.5247932924563356E-2]
[20013273,19472,575489.1,2.0524096566009311E-2,2.0524096566009311E-2]
[20013453,63092,1975630.6,2.1745477944025305E-2,2.1745477944025305E-2]
[20013575,1128,193824,0.11932624113475178,0.11932624113475178]
[20020666,9143,273564.40000000002,2.0778221347235892E-2,2.0778221347235892E-2]
[20020964,12054,4493776.5,0.25889149867263977,0.25889149867263977]
[25266408,272217,7494418.5999999996,1.9118781564381029E-2,1.9118781564381029E-2]
[25266410,2946,126429.3,2.9802486422267481E-2,2.9802486422267481E-2]
[25267698,365,32204805.100000001,61.272460235920853,61.272460235920853]
[25267699,365,18514551.899999999,35.225555365296806,35.225555365296806]
[25267704,232130,9322488.0999999996,2.7889329554320615E-2,2.7889329554320615E-2]
[25267731,157150,6769557.5,2.9914614045321173E-2,2.9914614045321173E-2]
[25267735,121035,3568621.9,2.0475148946815201E-2,2.0475148946815201E-2]
[25267746,222404,7633782.0999999996,2.3836071156294152E-2,2.3836071156294152E-2]
[25267801,7492,1167214.8,0.10819084801566115,0.10819084801566115]
[25267831,258098,8629256.5999999996,2.3218077263502838E-2,2.3218077263502838E-2]
[25267832,323582,9635533,2.0678969661820222E-2,2.0678969661820222E-2]
[25267835,365,17866745,33.993046042617962,33.993046042617962]
[25267836,167799,12000186.800000001,4.9663365428611349E-2,4.9663365428611349E-2]
[25267837,72283,3510174.7,3.3723300353394915E-2,3.3723300353394915E-2]
[25267897,12241,485004.1,2.7514778431319154E-2,2.7514778431319154E-2]
[25267901,12941,615322.30000000005,3.3019639346092096E-2,3.3019639346092096E-2]
[25268197,396210,11645715.800000001,2.0411657047749651E-2,2.0411657047749651E-2]
[25268279,44287,6065703.5,9.5113556963041579E-2,9.5113556963041579E-2]
[25268404,51642,2834309.1,3.8113748660650891E-2,3.8113748660650891E-2]
[25268407,48182,1728066.7,2.4906527737421535E-2,2.4906527737421535E-2]
[25268413,38673,1621385.9,2.911494920372238E-2,2.911494920372238E-2]
[25272934,5524,178787,2.2476038900957437E-2,2.2476038900957437E-2]
[25272938,16408,632511.1,2.6770101136302075E-2,2.6770101136302075E-2]
[25272945,6128,174236.4,1.9745022845953003E-2,1.9745022845953003E-2]
[25273020,305459,10456191.300000001,2.3771582956577914E-2,2.3771582956577914E-2]
[25273220,525193,16094063.300000001,2.1280620357130089E-2,2.1280620357130089E-2]
[25273274,6671,286717.3,2.9846984876496944E-2,2.9846984876496944E-2]
[25273293,14727,604241.9,2.849272971790287E-2,2.849272971790287E-2]
[25273297,16715,813057.3,3.3779427161232424E-2,3.3779427161232424E-2]
[25273350,93523,2454668.5,1.8226862940429391E-2,1.8226862940429391E-2]
[25273354,355937,11290759.800000001,2.202863264191884E-2,2.202863264191884E-2]
[25273358,288666,8821222.5999999996,2.1221235018248696E-2,2.1221235018248696E-2]
[25273362,293854,9613614.9000000004,2.2719178429877876E-2,2.2719178429877876E-2]
[25273540,58261,8806213.6999999993,0.10496603526468058,0.10496603526468058]
[25274644,8963,6186381.9000000004,0.47931479880248429,0.47931479880248429]
[25274647,232315,13669009.4,4.0859899872538963E-2,4.0859899872538963E-2]
[25274650,418785,16448531.1,2.7275549605804091E-2,2.7275549605804091E-2]
[25275177,187358,11740776.699999999,4.351731526157291E-2,4.351731526157291E-2]
[25275672,320606,13852493,3.0005011776309723E-2,3.0005011776309723E-2]
[25276003,14070,667645.5,3.2952573442312248E-2,3.2952573442312248E-2]
[25276037,2209,10880230.4,3.420423519943665,3.420423519943665]
[25279698,299882,9072304.8000000007,2.1008969083395026E-2,2.1008969083395026E-2]
[25279705,71273,1824607,1.7777955108448422E-2,1.7777955108448422E-2]
[25279910,9427,1069614.5,7.8793661527763043E-2,7.8793661527763043E-2]
[25280122,178392,6300566.2999999998,2.4526846853496171E-2,2.4526846853496171E-2]
[25280514,200060,6264447.9000000004,2.1745031698823688E-2,2.1745031698823688E-2]
[25280567,365,359731.1,0.68441990106544903,0.68441990106544903]
[25280582,730,25218611.899999999,23.990308124048706,23.990308124048706]
[30053744,219949,5871570.7999999998,1.8538296251504768E-2,1.8538296251504768E-2]
[30053745,277305,8841404.1999999993,2.2141194813572702E-2,2.2141194813572702E-2]
[30053746,373118,10720636.1,1.995316811452558E-2,1.995316811452558E-2]
[30053747,83066,3301681,2.7602557337271301E-2,2.7602557337271301E-2]
[30053748,349149,18297527.699999999,3.6393105689357073E-2,3.6393105689357073E-2]
[30053749,244836,11690334.9,3.3158065500988418E-2,3.3158065500988418E-2]
[30053750,198210,7244775.7000000002,2.5382645861011608E-2,2.5382645861011608E-2]
[30053751,22804,1390705.5,4.2350802856224057E-2,4.2350802856224057E-2]
[30053752,235439,5258325.2,1.5509812402457631E-2,{"$f":"IF(D387>0,D387,$E$2)","v":1.5509812402457631E-2}]
[30053753,33659,547982.6,1.130584605075083E-2,1.130584605075083E-2]
[30053755,37276,679992.2,1.2668119045915752E-2,1.2668119045915752E-2]
[30053756,114648,1977314.6,1.1976965484691307E-2,1.1976965484691307E-2]
[30053764,365,4424614.0999999996,8.418215563165905,8.418215563165905]
[30053765,265964,5493501.4000000004,1.4343789113480688E-2,1.4343789113480688E-2]
[30053766,365,31867712,60.63111111111111,60.63111111111111]
[30053767,365,11673131.1,22.209153538812785,22.209153538812785]
[30053769,177576,4722195.0999999996,1.846703469375241E-2,1.846703469375241E-2]
[30053770,284393,7202063.7999999998,1.7586344229444623E-2,1.7586344229444623E-2]
[30053771,284116,12898359.6,3.1526539042738409E-2,3.1526539042738409E-2]
[30053772,211581,11330367.9,3.7188173993253963E-2,3.7188173993253963E-2]
[30053773,83566,1800167.3,1.495962688839427E-2,1.495962688839427E-2]
[30053774,172271,4762545.8,1.9198376234085959E-2,1.9198376234085959E-2]
[30053775,123525,4406697.3,2.4773984685961006E-2,2.4773984685961006E-2]
[30053776,94856,2257690.2999999998,1.6528637999821953E-2,1.6528637999821953E-2]
[30053777,84719,1864471.3,1.5283132899480767E-2,1.5283132899480767E-2]
[30053778,178607,7582448.5999999996,2.9481427410770887E-2,2.9481427410770887E-2]
[30053779,38482,6712263.7999999998,0.12112921120408388,0.12112921120408388]
[30053780,95116,3385046.9,2.4714317400741082E-2,2.4714317400741082E-2]
[30053781,69953,50426056.799999997,0.5005946135262247,0.5005946135262247]
[30053782,228382,9297970,2.827247160945745E-2,2.827247160945745E-2]
[30053783,325342,12864222.800000001,2.7458760490669989E-2,2.7458760490669989E-2]
[30053784,59265,4256116.9000000004,4.9871538616571523E-2,4.9871538616571523E-2]
[30053785,16470,1048438.9,4.420659195169669E-2,4.420659195169669E-2]
[30053798,1803,3905612.9,1.5042879537191101,1.5042879537191101]
[30053801,1065,76357261.099999994,49.789554707876889,49.789554707876889]
[30053803,995,43947005.700000003,30.672114530988274,30.672114530988274]
[30053807,53991,1230818.3,1.5831063150442769E-2,1.5831063150442769E-2]
[30053808,89646,1863262.4,1.4433797628697568E-2,1.4433797628697568E-2]
[30053811,54687,7545936.7999999998,9.5822295772101024E-2,9.5822295772101024E-2]
[30053812,198066,7333803.5,2.5713242541487293E-2,2.5713242541487293E-2]
[30053813,51794,7985103.0999999996,0.10706279658089955,0.10706279658089955]
[30053814,467378,13003251.9,1.9320627076299411E-2,1.9320627076299411E-2]
[30053815,118739,5865624.2999999998,3.4305074224419384E-2,3.4305074224419384E-2]
[30053816,58724,2531434,2.9935635818026322E-2,2.9935635818026322E-2]
[30053817,430644,10324738.6,1.6649384087810606E-2,1.6649384087810606E-2]
[30053818,4847,3601758.6,0.51603491850629257,0.51603491850629257]
[30053819,265330,10677360,2.7945702835462757E-2,2.7945702835462757E-2]
[30053820,168361,5813401.7000000002,2.3978739220418557E-2,2.3978739220418557E-2]
[30053821,35006,18967710.300000001,0.37627895336989847,0.37627895336989847]
[30053822,146614,6632477.2000000002,3.1415055482044311E-2,3.1415055482044311E-2]
[30053823,68986,8723650.5999999996,8.7816233648050968E-2,8.7816233648050968E-2]
[30053824,346785,11246665.1,2.2521689511432796E-2,2.2521689511432796E-2]
[30053825,24497,5752018.0999999996,0.16305902820299992,0.16305902820299992]
[30053826,27908,12638160.6,0.31447973400697532,0.31447973400697532]
[30053827,5481,8466307,1.0726837914816842,1.0726837914816842]
[30053828,171916,11723914.300000001,4.7358053658634318E-2,4.7358053658634318E-2]
[30053829,257811,5847952.7000000002,1.5752152793670125E-2,1.5752152793670125E-2]
[30053830,534086,14725320.4,1.9146573668743318E-2,1.9146573668743318E-2]
[30053831,27532,11812219.5,0.29794167544433142,0.29794167544433142]
[30053832,466862,13269941.6,1.9738674859427888E-2,1.9738674859427888E-2]
[30053833,440649,14889365.1,2.3465018359283694E-2,2.3465018359283694E-2]
[30053834,436165,10032782.1,1.5973793843308534E-2,1.5973793843308534E-2]
[30053835,469228,14895795.1,2.2045364199872509E-2,2.2045364199872509E-2]
[30053836,160203,4609513.5999999996,1.9981218273759611E-2,1.9981218273759611E-2]
[30053837,213088,6461794.5,2.105870481522501E-2,2.105870481522501E-2]
[30053838,222576,6823623.7000000002,2.1289930493154897E-2,2.1289930493154897E-2]
[30053839,80404,2145630,1.8531675455615806E-2,1.8531675455615806E-2]
[30053840,220893,9588248.4000000004,3.0143580074213909E-2,3.0143580074213909E-2]
[30053841,85907,2634307.5,2.1294891083768881E-2,2.1294891083768881E-2]
[30053842,27662,1245720.8,3.1273367395303626E-2,3.1273367395303626E-2]
[30053843,163863,11428777.4,4.8434673917981619E-2,4.8434673917981619E-2]
[30053845,106703,3507276,2.2826053000696636E-2,2.2826053000696636E-2]
[30053846,85393,2731490.2,2.2213392133365081E-2,{"$f":"IF(D451>0,D451,$E$2)","v":2.2213392133365081E-2}]
[30053847,103053,3357801.6,2.2627256524959647E-2,2.2627256524959647E-2]
[30053848,75448,2914758,2.6828245944226486E-2,2.6828245944226486E-2]
[30053862,136044,3024097,1.5436677553667278E-2,1.5436677553667278E-2]
[30053863,131536,2397683.7999999998,1.265857403634324E-2,1.265857403634324E-2]
[30053864,162389,3383260.3,1.4468260285145203E-2,1.4468260285145203E-2]
[30053865,207219,6836344.4000000004,2.2910357587329778E-2,2.2910357587329778E-2]
[30053866,37787,2591910.2999999998,4.763378167976641E-2,4.763378167976641E-2]
[30053867,57581,963707.2,1.162260313490754E-2,1.162260313490754E-2]
[30053868,4978,343711.5,4.7948682536493904E-2,4.7948682536493904E-2]
[30053871,34859,1280383.5,2.5507192069001788E-2,2.5507192069001788E-2]
[30053872,473121,12504012.699999999,1.8353322200404924E-2,1.8353322200404924E-2]
[30053875,365,1867741.2,3.5535410958904108,3.5535410958904108]
[30053878,416186,10800507.300000001,1.8021635258434129E-2,1.8021635258434129E-2]
[30053879,335,692033.3,1.4345632255389718,1.4345632255389718]
[30053880,274,1411635.2,3.5777453365774532,3.5777453365774532]
[30053882,145687,5804107.0999999996,2.7666366460669486E-2,2.7666366460669486E-2]
[30053883,70296,1312455.6000000001,1.2965567030841015E-2,1.2965567030841015E-2]
[30053884,60531,1218223.7,1.3976122657077457E-2,1.3976122657077457E-2]
[30053885,114148,5303431.7,3.2264592288568837E-2,3.2264592288568837E-2]
[30053886,63366,6960241.2000000002,7.6279090258708659E-2,7.6279090258708659E-2]
[30184151,236051,9083294.9000000004,2.6722376437954321E-2,2.6722376437954321E-2]
[30185760,81795,5451651.2999999998,4.6284845752592861E-2,4.6284845752592861E-2]
[30186258,205774,11548520,3.8973852651722547E-2,3.8973852651722547E-2]
[30186511,57664,7729889.5,9.3090642679044891E-2,9.3090642679044891E-2]
[30186550,22264,10195153,0.31800068995288855,0.31800068995288855]
[30187133,33068,8252619.0999999996,0.17330910505960781,0.17330910505960781]
[30187348,149824,32299023.600000001,0.14970817425779581,0.14970817425779581]
[30187535,511891,14445542.1,1.9597192484988667E-2,1.9597192484988667E-2]
[30188733,41639,13489142.800000001,0.22496842570133235,0.22496842570133235]
[30189394,508298,14348178.6,1.9602699433534397E-2,1.9602699433534397E-2]
[40000959,1400,4831946.5999999996,2.3967989087301587,2.3967989087301587]
[40000960,154043,7111450.5,3.2059277550207842E-2,3.2059277550207842E-2]
[40000961,238604,9320098.9000000004,2.7125659682058045E-2,2.7125659682058045E-2]
[40000962,89036,4647239.7,3.6246572079458493E-2,3.6246572079458493E-2]
[40000963,49228,873134.5,1.2317043202603758E-2,1.2317043202603758E-2]
[40000964,20786,447175.9,1.4939806573869164E-2,1.4939806573869164E-2]
[40000965,428979,83414436.599999994,0.13503386432280678,0.13503386432280678]
[40000966,121703,8802778.5999999996,5.0229170147362383E-2,5.0229170147362383E-2]
[40000967,77309,1607021.2,1.4435407836661248E-2,1.4435407836661248E-2]
[40000969,217839,5782142.2000000002,1.8432771577990066E-2,1.8432771577990066E-2]
[40000970,487785,13481853.300000001,1.9193698299455702E-2,1.9193698299455702E-2]
[40000973,177541,43376108.100000001,0.16966389336359863,0.16966389336359863]
[40000974,188115,7154347.7999999998,2.6410956507101152E-2,2.6410956507101152E-2]
[40000975,49272,15328205.4,0.21603724393840992,0.21603724393840992]
[40000977,204580,5250892.0999999996,1.7824092517461247E-2,1.7824092517461247E-2]
[40000978,188025,12148725.300000001,4.4869643886008066E-2,4.4869643886008066E-2]
[40000979,69378,1935035.2,1.9368884148353145E-2,1.9368884148353145E-2]
[40000982,336440,9222601,1.9036333455527812E-2,1.9036333455527812E-2]
[40000984,66267,3518303.7,3.6870032721163376E-2,3.6870032721163376E-2]
[40000985,192397,5782191.2999999998,2.0870443016263247E-2,2.0870443016263247E-2]
[40000998,351423,13742039.199999999,2.7155544110026315E-2,2.7155544110026315E-2]
[40000999,15406,1007210.7,4.540126411787615E-2,4.540126411787615E-2]
[40001001,334431,15676379.5,3.2551930451357014E-2,3.2551930451357014E-2]
[40001002,228590,16706949.6,5.0754837627776078E-2,5.0754837627776078E-2]
[40001003,162257,5974670.9000000004,2.5571020134039758E-2,2.5571020134039758E-2]
[40001004,545306,17831033.100000001,2.2707730842866206E-2,2.2707730842866206E-2]
[40001005,59394,7061585.2999999998,8.2565220065251632E-2,8.2565220065251632E-2]
[40001006,457903,21628425,3.2801138195935241E-2,3.2801138195935241E-2]
[40001009,443173,17623822.5,2.7616225774133352E-2,2.7616225774133352E-2]
[40001010,377008,16505327,3.0402624450645316E-2,3.0402624450645316E-2]
[40001011,156630,15039869.4,6.6681694119900409E-2,6.6681694119900409E-2]
[40001014,39718,907415.4,1.5865592006982562E-2,1.5865592006982562E-2]
[40001029,327401,13313503.1,2.8239034895705537E-2,2.8239034895705537E-2]
[40001030,4194,2839501.4,0.47016594473586604,{"$f":"IF(D515>0,D515,$E$2)","v":0.47016594473586604}]
[40001031,1146,3521614.3,2.1340012967810744,2.1340012967810744]
[40001032,8652,14739966.5,1.1830892102660913,1.1830892102660913]
[40001033,28781,1026364.4,2.4764707812638738E-2,2.4764707812638738E-2]
[40001034,16266,2964993,0.12658446555186689,0.12658446555186689]
[40001035,392041,21826866.199999999,3.8663165261343127E-2,3.8663165261343127E-2]
[40001037,1193,144035,8.3842670205830305E-2,8.3842670205830305E-2]
[40001038,178034,11418609.800000001,4.4539751614235984E-2,4.4539751614235984E-2]
[40001039,25470,2211296.5,6.0291424006456394E-2,6.0291424006456394E-2]
[40001040,170599,13309522.4,5.4178066043112143E-2,5.4178066043112143E-2]
[40001041,20362,655907.30000000005,2.236966803632038E-2,2.236966803632038E-2]
[40001042,159619,6342846.5999999996,2.7595427758182505E-2,2.7595427758182505E-2]
[40001045,98369,2832031.8,1.9992972887800019E-2,1.9992972887800019E-2]
[40001046,59639,3882394.4,4.5207116521441042E-2,4.5207116521441042E-2]
[40001052,13509,6530539.9000000004,0.33570931621717209,0.33570931621717209]
[40001053,230489,12678185.6,3.8198332916345487E-2,3.8198332916345487E-2]
[40001054,129717,12219394.800000001,6.5416952545412965E-2,6.5416952545412965E-2]
[40001057,365,67088,0.12764079147640792,0.12764079147640792]
[40001059,17199,450055.3,1.8171893876258956E-2,1.8171893876258956E-2]
[40001060,218161,9776782.5999999996,3.1121201136367689E-2,3.1121201136367689E-2]
[40001061,141642,4438429.5,2.1760796291589595E-2,2.1760796291589595E-2]
[40001062,169632,7394026.2999999998,3.0269881190524848E-2,3.0269881190524848E-2]
[40001063,23067,472516.3,1.4225357412946827E-2,1.4225357412946827E-2]
[40001065,222024,13214295,4.1331539608330629E-2,4.1331539608330629E-2]
[40001066,110986,4227798.3,2.6453526045327039E-2,2.6453526045327039E-2]
[40001067,209803,12063353.5,3.9929499670855254E-2,3.9929499670855254E-2]
[40001068,61665,2166141,2.4394139030784617E-2,2.4394139030784617E-2]
[40001071,365,92228,0.17547184170471841,0.17547184170471841]
[40001072,72355,2337391.7000000002,2.2433676740454087E-2,2.2433676740454087E-2]
[40001090,196869,10906883.699999999,3.847342543349469E-2,3.847342543349469E-2]
[40001091,381399,14575962.6,2.6539650733221638E-2,2.6539650733221638E-2]
[40001093,120679,3335325.7,1.9193052666808458E-2,1.9193052666808458E-2]
[40001094,441749,13881085.199999999,2.1821537796350415E-2,2.1821537796350415E-2]
[40001095,74253,3823105,3.5755242586532232E-2,3.5755242586532232E-2]
[40001096,291122,14054313.5,3.3525257213661473E-2,3.3525257213661473E-2]
[40001097,409179,9293112.8000000007,1.577194957599377E-2,1.577194957599377E-2]
[40001098,198697,4637356.8,1.6207525361060644E-2,1.6207525361060644E-2]
[40001099,439621,11563493.4,1.8266196905971279E-2,1.8266196905971279E-2]
[40001100,445422,10408148.5,1.6227040655328605E-2,1.6227040655328605E-2]
[40001101,195728,4909328.2,1.7418334088349363E-2,1.7418334088349363E-2]
[40001102,365,23336714.5,44.400141742770167,44.400141742770167]
[40001104,34638,13493413.1,0.27052444609645154,0.27052444609645154]
[40001105,500547,10289396.300000001,1.4275211113486291E-2,1.4275211113486291E-2]
[40001106,103492,5554263.0999999996,3.7269809770588816E-2,3.7269809770588816E-2]
[40001107,312226,7206265.7000000002,1.6027977108106165E-2,1.6027977108106165E-2]
[40001109,467897,10709410.300000001,1.589471718372016E-2,1.589471718372016E-2]
[40001110,401318,11034776.199999999,1.9094680596877734E-2,1.9094680596877734E-2]
[40001111,185475,5674615.7999999998,2.1246558386125713E-2,2.1246558386125713E-2]
[40001112,64870,1497660.7,1.6032713932137781E-2,1.6032713932137781E-2]
[40001115,241610,4787490.2,1.3760382319532397E-2,1.3760382319532397E-2]
[40001116,274442,8272329,2.0932193019532967E-2,2.0932193019532967E-2]
[40001117,262848,15720401.699999999,4.153330299260409E-2,4.153330299260409E-2]
[40001118,235280,6638459.5,1.9593851238713211E-2,1.9593851238713211E-2]
[40001119,235637,9254410.3000000007,2.7273619250985391E-2,2.7273619250985391E-2]
[40001120,254435,8986910.3000000007,2.4528504060194373E-2,2.4528504060194373E-2]
[40001121,225379,7807820.0999999996,2.4057686349068311E-2,2.4057686349068311E-2]
[40001122,1829,9482922.9000000004,3.6005265855658828,3.6005265855658828]
[40001123,23551,10656396.9,0.31422341408008153,0.31422341408008153]
[40001124,5668,6168316.7999999998,0.75574335450482244,0.75574335450482244]
[40001126,129160,7232686.2000000002,3.8887416769897799E-2,3.8887416769897799E-2]
[40001128,50051,9181772.3000000007,0.12739467271161192,0.12739467271161192]
[40001129,297647,10937197.300000001,2.5517730408093405E-2,2.5517730408093405E-2]
[40001130,216026,10237316.4,3.2909221575180767E-2,3.2909221575180767E-2]
[40001131,214803,12234521.800000001,3.9553431257684693E-2,3.9553431257684693E-2]
[40001132,296936,9793580.9000000004,2.2904254947942394E-2,{"$f":"IF(D579>0,D579,$E$2)","v":2.2904254947942394E-2}]
[40001133,139376,4522429.7,2.2533120340342352E-2,2.2533120340342352E-2]
[40001134,113014,5370709.5999999996,3.3001747079516204E-2,3.3001747079516204E-2]
[40001135,444361,13487166.5,2.1077654985973616E-2,2.1077654985973616E-2]
[40001138,14184,4932247.0999999996,0.24148135908222096,0.24148135908222096]
[40001139,118396,6929762.9000000004,4.0646097395369965E-2,4.0646097395369965E-2]
[40001140,78716,6924895.2999999998,6.1092472552523557E-2,6.1092472552523557E-2]
[40001142,114846,4488731,2.7142210486700066E-2,2.7142210486700066E-2]
[40001143,27887,9230377.4000000004,0.22985564261324473,0.22985564261324473]
[40001144,40654,4346453.2,7.4245345544787178E-2,7.4245345544787178E-2]
[40001145,165735,7295050.7000000002,3.0566913630527985E-2,3.0566913630527985E-2]
[40001146,86843,6878782.5999999996,5.500653318184668E-2,5.500653318184668E-2]
[40001148,36875,5231380.5999999996,9.8519408662900182E-2,9.8519408662900182E-2]
[40001153,132378,3646695.2,1.9130272569628053E-2,1.9130272569628053E-2]
[40001156,245695,5563767.2000000002,1.5725705538257688E-2,1.5725705538257688E-2]
[40001157,4167,9177369,1.5294391448684106,1.5294391448684106]
[40001162,334,10088236,20.975207917498338,20.975207917498338]
[40001170,147255,4299768.7,2.0277413236298333E-2,2.0277413236298333E-2]
[40001174,234328,8533158.9000000004,2.528850496597362E-2,2.528850496597362E-2]
[40001175,527871,12510742,1.6458595523864313E-2,1.6458595523864313E-2]
[40001176,210115,5961149.0999999996,1.9702005449396758E-2,1.9702005449396758E-2]
[40001177,484530,12595410.800000001,1.8052159939643687E-2,1.8052159939643687E-2]
[40001178,218208,11724763.6,3.7313924991038111E-2,3.7313924991038111E-2]
[40001179,86644,5878626.5,4.7116701836121239E-2,4.7116701836121239E-2]
[40001180,189502,11857195.9,4.3451593225635847E-2,4.3451593225635847E-2]
[40001183,37748,1133519.7,2.0853196416587193E-2,2.0853196416587193E-2]
[40001184,217519,7554714.5999999996,2.4118948612918106E-2,2.4118948612918106E-2]
[40001185,365,3961027.9,7.5362022450532722,7.5362022450532722]
[40001189,435748,11007328.5,1.7542198988865124E-2,1.7542198988865124E-2]
[40001190,203420,11364700,3.8797329553523635E-2,3.8797329553523635E-2]
[40001191,304567,9549738.9000000004,2.177439816198078E-2,2.177439816198078E-2]
[40001193,504829,12643168.5,1.7391984464046242E-2,1.7391984464046242E-2]
[40001194,413564,16659656.300000001,2.797440242353998E-2,2.797440242353998E-2]
[40001195,150646,6813899.5,3.1410556223051243E-2,3.1410556223051243E-2]
[40001200,510700,10371246.699999999,1.4102711284076322E-2,1.4102711284076322E-2]
[40001201,137630,5953128.5999999996,3.003790658528906E-2,3.003790658528906E-2]
[40001202,538342,14967893.699999999,1.930811756281323E-2,1.930811756281323E-2]
[40001204,510651,13456732.300000001,1.8300077716701058E-2,1.8300077716701058E-2]
[40001205,700,78403329.700000003,77.781081051587307,77.781081051587307]
[40001206,21585,500353.8,1.6097656551617635E-2,1.6097656551617635E-2]
[40001207,44762,942955.6,1.4629155930873905E-2,1.4629155930873905E-2]
[40001208,204563,3689438.5,1.2524797101354812E-2,1.2524797101354812E-2]
[40001210,166167,4462876.5999999996,1.865123557090825E-2,1.865123557090825E-2]
[40001215,269103,15099451.6,3.8965490082896799E-2,3.8965490082896799E-2]
[40001225,365,8512748.5999999996,16.196249238964992,16.196249238964992]
[40001226,604606,14195924,1.6305297260621885E-2,1.6305297260621885E-2]
[40001227,127229,3407535.7,1.8599094829882427E-2,1.8599094829882427E-2]
[40001230,352256,12456524.6,2.4557038930651445E-2,2.4557038930651445E-2]
[40001231,41835,13852821.800000001,0.22995135983958143,0.22995135983958143]
[40001232,353084,11502341.4,2.2622767056375632E-2,2.2622767056375632E-2]
[40001236,243636,9990330.9000000004,2.8475799108779766E-2,2.8475799108779766E-2]
[40001237,353873,12231324.800000001,2.400289243755685E-2,2.400289243755685E-2]
[40001246,62074,14466397,0.1618408516895605,0.1618408516895605]
[40001247,326743,12391070.199999999,2.633540691341853E-2,2.633540691341853E-2]
[40200482,7689,3687543.4,0.33304643357754948,0.33304643357754948]
[40200483,20332,1139828.1000000001,3.8931108187422125E-2,3.8931108187422125E-2]
[40216323,163750,6097201.7000000002,2.5857513570822731E-2,2.5857513570822731E-2]
[40216325,200883,6384087.4000000004,2.20695331500315E-2,2.20695331500315E-2]
[40219767,338,8097,1.6635848126232741E-2,1.6635848126232741E-2]
[40223073,218756,9652751.9000000004,3.0642816336720162E-2,3.0642816336720162E-2]
[40223076,70058,3519276.4,3.4884552006115566E-2,3.4884552006115566E-2]
[50000011,24714,579178.69999999995,1.6274477241869204E-2,1.6274477241869204E-2]
[50000015,63948,2082575,2.2615760287872787E-2,2.2615760287872787E-2]
[50000016,140056,2479674.9,1.2295056679709069E-2,1.2295056679709069E-2]
[50000017,335,483411.6,1.0020970149253732,{"$f":"IF(D643>0,D643,$E$2)","v":1.0020970149253732}]
[50000020,229931,5437220.7999999998,1.6421655965388651E-2,1.6421655965388651E-2]
[50000021,101437,2785755.9,1.9071470058591375E-2,1.9071470058591375E-2]
[50000022,235485,8938979.8000000007,2.6361020282018435E-2,2.6361020282018435E-2]
[50000025,259223,5093196.8,1.3644399695328819E-2,1.3644399695328819E-2]
[50000026,21376,503179.6,1.6346850569693944E-2,1.6346850569693944E-2]
[50000027,45472,3453558.8,5.2742450787786381E-2,5.2742450787786381E-2]
[50000028,31733,520192.9,1.1383892775484336E-2,1.1383892775484336E-2]
[50000030,200350,5534776.7000000002,1.9184401949366388E-2,1.9184401949366388E-2]
[50000031,90878,6588138.5,5.0343275386293226E-2,5.0343275386293226E-2]
[50000032,377956,11475383,2.1084507117818535E-2,2.1084507117818535E-2]
[50000033,298148,14385443.699999999,3.3506484894526657E-2,3.3506484894526657E-2]
[50000034,391742,11612013.5,2.0584717145184558E-2,2.0584717145184558E-2]
[50000035,221931,6405954,2.0044875058764511E-2,2.0044875058764511E-2]
[50000036,97713,9233245.3000000007,6.5620499859566056E-2,6.5620499859566056E-2]
[50000037,180906,10711252.199999999,4.1117318294215409E-2,4.1117318294215409E-2]
[50000040,95127,2928735.7,2.1380304604487803E-2,2.1380304604487803E-2]
[50000043,26393,1585592,4.1719605787729909E-2,4.1719605787729909E-2]
[50000044,158049,4142798.5,1.8202857359285902E-2,1.8202857359285902E-2]
[50000046,55944,2863627.5,3.5546800520758856E-2,3.5546800520758856E-2]
[50000047,365,2800246,5.3277130898021312,5.3277130898021312]
[50000049,26806,1657344.1,4.2935663761015361E-2,4.2935663761015361E-2]
[50000050,145549,4881324.2,2.3289809426531423E-2,2.3289809426531423E-2]
[50000052,92495,3697596.7,2.77612355923143E-2,2.77612355923143E-2]
[50000053,152665,3607750.9,1.6410982015815312E-2,1.6410982015815312E-2]
[50000054,179784,6659075.5,2.5721743793169088E-2,2.5721743793169088E-2]
[50000057,190626,4175922.9,1.5212754075169879E-2,1.5212754075169879E-2]
[50000058,24914,1104202.2,3.0778160204436595E-2,3.0778160204436595E-2]
[50000059,396747,5910829.0999999996,1.0345994879748443E-2,1.0345994879748443E-2]
[50000061,57296,1888562.7,2.2889937779251607E-2,2.2889937779251607E-2]
[50000062,365,4421653.8,8.412583333333334,8.412583333333334]
[50000063,16940,536017.69999999995,2.1973702118588481E-2,2.1973702118588481E-2]
[50000065,164600,4965689.0999999996,2.0950153149048197E-2,2.0950153149048197E-2]
[50000066,274217,9418030.0999999996,2.385081406534079E-2,2.385081406534079E-2]
[50000067,40532,2848561.6,4.8805086790135642E-2,4.8805086790135642E-2]
[50000068,47183,1244008.5,1.8309450261040347E-2,1.8309450261040347E-2]
[50000073,518691,11220249.300000001,1.5022122596433457E-2,1.5022122596433457E-2]
[50000074,487147,9563260.4000000004,1.3632749571598626E-2,1.3632749571598626E-2]
[50000075,350026,9005700,1.7867125108801441E-2,1.7867125108801441E-2]
[50000084,54414,1287462.2,1.6430899625504876E-2,1.6430899625504876E-2]
[50000085,58625,1386465.7,1.642342691305378E-2,1.642342691305378E-2]
[50000086,56186,1235866.3999999999,1.5274989420061147E-2,1.5274989420061147E-2]
[50000090,359008,18178521,3.5163486375419675E-2,3.5163486375419675E-2]
[50000092,454758,32507212.699999999,4.9640585242895975E-2,4.9640585242895975E-2]
[50000093,302951,10283603.1,2.3572759428642474E-2,2.3572759428642474E-2]
[50000094,463171,12071265.699999999,1.8098765688650147E-2,1.8098765688650147E-2]
[50000095,442017,11040460.199999999,1.7345455604648691E-2,1.7345455604648691E-2]
[50000096,427139,17932264.600000001,2.9154353799999012E-2,2.9154353799999012E-2]
[50000108,210262,5597923.7000000002,1.848858573536297E-2,1.848858573536297E-2]
[50000109,310264,8597499.4000000004,1.9243243477955689E-2,1.9243243477955689E-2]
[50000110,136620,10741329.1,5.4598567701979538E-2,5.4598567701979538E-2]
[50000111,220073,12264325.699999999,3.8700307839772359E-2,3.8700307839772359E-2]
[50000112,730,7384516.9000000004,7.0248448439878235,7.0248448439878235]
[50000113,252045,5972421.4000000004,1.6455453832097885E-2,1.6455453832097885E-2]
[50000116,63219,1833343.1,2.0138802109422097E-2,2.0138802109422097E-2]
[50000117,73643,4856055.5,4.5792006896634964E-2,4.5792006896634964E-2]
[50000118,113236,7043067,4.3193143081705465E-2,4.3193143081705465E-2]
[50000120,160067,6648714.7000000002,2.8845189739990822E-2,2.8845189739990822E-2]
[50000124,405587,10537649.800000001,1.8042521977063148E-2,1.8042521977063148E-2]
[50000125,208360,5123288.3,1.7075442010089377E-2,1.7075442010089377E-2]
[50000126,253538,8685671.6999999993,2.3790187105417464E-2,2.3790187105417464E-2]
[50000127,266041,8453094.0999999996,2.2065035976075533E-2,2.2065035976075533E-2]
[50000128,40454,1290469.8,2.2152558049471829E-2,2.2152558049471829E-2]
[50000129,214145,4285736.5,1.3898087290283582E-2,1.3898087290283582E-2]
[50000130,191511,7847809.7000000002,2.8457205315737592E-2,{"$f":"IF(D707>0,D707,$E$2)","v":2.8457205315737592E-2}]
[50000133,52498,1188962,1.5727609729047878E-2,1.5727609729047878E-2]
[50000137,89010,5978375.4000000004,4.6642507396172712E-2,4.6642507396172712E-2]
[50000138,444046,10059395.699999999,1.5731909438061221E-2,1.5731909438061221E-2]
[50000139,282293,7239114.2000000002,1.7808314902916081E-2,1.7808314902916081E-2]
[50000140,361728,10590929.5,2.0332438055051801E-2,2.0332438055051801E-2]
[50000142,444773,11224658.800000001,1.7525573594720102E-2,1.7525573594720102E-2]
[50000143,138387,2461065.6,1.2349955800279892E-2,1.2349955800279892E-2]
[50000144,366571,6067725.5,1.149490348087789E-2,1.149490348087789E-2]
[50000145,168834,46598739.700000003,0.19166895236017495,0.19166895236017495]
[50000148,133054,2951894,1.54067250055533E-2,1.54067250055533E-2]
[50000149,75599,2976803.7,2.7344604977138146E-2,2.7344604977138146E-2]
[50000150,185424,4652202,1.7423288427244225E-2,1.7423288427244225E-2]
[50000151,103730,2823052.5,1.8899577026896749E-2,1.8899577026896749E-2]
[50000153,376021,13078738.6,2.4154122671635657E-2,2.4154122671635657E-2]
[50000154,480751,13972064.4,2.0182636125561881E-2,2.0182636125561881E-2]
[50000155,125972,12424786.6,6.8493983010333867E-2,6.8493983010333867E-2]
[50000156,18234,4033722.9,0.15362490174033855,0.15362490174033855]
[50000159,194006,3531527.6,1.2641102451585118E-2,1.2641102451585118E-2]
[50000160,80497,2075579.5,1.790594249199073E-2,1.790594249199073E-2]
[50000161,28466,486879,1.1877693271505188E-2,1.1877693271505188E-2]
[50000165,428266,12016455.4,1.9484994593183778E-2,1.9484994593183778E-2]
[50000166,207231,10418912.300000001,3.4914446988572601E-2,3.4914446988572601E-2]
[50000167,378911,15977443.199999999,2.9282461228802192E-2,2.9282461228802192E-2]
[50000168,86782,7771001.0999999996,6.2184883289929556E-2,6.2184883289929556E-2]
[50000169,454237,12359913.199999999,1.8896023563812626E-2,1.8896023563812626E-2]
[50000170,401794,9896570.5999999996,1.7104831013460185E-2,1.7104831013460185E-2]
[50000173,111515,6724787.2000000002,4.1877694580200971E-2,4.1877694580200971E-2]
[50000174,138118,4866172.2,2.4466660753848159E-2,2.4466660753848159E-2]
[50000175,140909,4387413.5999999996,2.162257201456259E-2,2.162257201456259E-2]
[50000177,72474,8823057.4000000004,8.4542362701719845E-2,8.4542362701719845E-2]
[50000178,295356,7802949.4000000004,1.8346384908757944E-2,1.8346384908757944E-2]
[50000179,77577,2682898,2.4016443161131665E-2,2.4016443161131665E-2]
[50000180,457290,14493189.6,2.2009479761201864E-2,2.2009479761201864E-2]
[50000184,80201,2342443.2999999998,2.0282748795041348E-2,2.0282748795041348E-2]
[50000185,356795,9218877.9000000004,1.7943072469251718E-2,1.7943072469251718E-2]
[50000186,22744,768053.2,2.345103226247704E-2,2.345103226247704E-2]
[50000187,156457,4217201.4000000004,1.8718319303919501E-2,1.8718319303919501E-2]
[50000192,457940,11745944.6,1.7812171839590826E-2,1.7812171839590826E-2]
[50000193,536196,10939844,1.4168538909072222E-2,1.4168538909072222E-2]
[50000194,518714,14670393.4,1.9640443856237626E-2,1.9640443856237626E-2]
[50000195,520808,14589490.1,1.9453599689755578E-2,1.9453599689755578E-2]
[50000196,634568,14662502.199999999,1.6046023742836771E-2,1.6046023742836771E-2]
[50000204,243004,9555571.4000000004,2.7307424866348795E-2,2.7307424866348795E-2]
[50000205,103290,5891737.7999999998,3.9611623422725659E-2,3.9611623422725659E-2]
[50000206,344924,12428832.6,2.5023291362734981E-2,2.5023291362734981E-2]
[50000207,16155,2765074.9,0.11886047061453282,0.11886047061453282]
[50000208,526227,15379595.9,2.0295946294195386E-2,2.0295946294195386E-2]
[50000209,373661,9043081.8000000007,1.6806458037276213E-2,1.6806458037276213E-2]
[50000211,811501,15853202.5,1.3566426169256449E-2,1.3566426169256449E-2]
[50000212,79270,5654185.7000000002,4.953346596722874E-2,4.953346596722874E-2]
[50000213,147637,8997028.9000000004,4.2319586120763163E-2,4.2319586120763163E-2]
[50000214,160528,17177514.399999999,7.4309961155963097E-2,7.4309961155963097E-2]
[50000229,524231,10147591.6,1.3442430171262499E-2,1.3442430171262499E-2]
[50000230,75622,1621586.8,1.4891194949147661E-2,1.4891194949147661E-2]
[50000232,270582,7905818.4000000004,2.0290158497855239E-2,2.0290158497855239E-2]
[50000233,101405,2218899.2999999998,1.5195525779465181E-2,1.5195525779465181E-2]
[50000234,102655,5393997.2999999998,3.6489517883525724E-2,3.6489517883525724E-2]
[50000235,109565,3910197,2.4783594974064103E-2,2.4783594974064103E-2]
[50000236,272421,4664395.2,1.1890285012291025E-2,1.1890285012291025E-2]
[50000238,19104,423767.7,1.5404267430904523E-2,1.5404267430904523E-2]
[50000239,138676,2844376.3,1.4243714265225738E-2,1.4243714265225738E-2]
[50000240,540851,8977312.9000000004,1.1526732999374031E-2,1.1526732999374031E-2]
[50000241,161656,2607859.7999999998,1.1202886066709557E-2,1.1202886066709557E-2]
[50011904,620,14176.9,1.5879144265232976E-2,{"$f":"IF(D771>0,D771,$E$2)","v":1.5879144265232976E-2}]
[50080258,335,23254327,48.205487147595356,48.205487147595356]
[50080259,350357,11772267.1,2.3333872267747215E-2,2.3333872267747215E-2]
[50080424,88423,6857522,5.38566668802863E-2,5.38566668802863E-2]
[50082888,441376,16616108.1,2.6143161291808648E-2,2.6143161291808648E-2]
[60026640,126408,3992007.6,2.1930791563825075E-2,2.1930791563825075E-2]
[60026641,203385,6809641.4000000004,2.3251063937305548E-2,2.3251063937305548E-2]
[60026644,93894,3448153.1,2.5502702663523641E-2,2.5502702663523641E-2]
[60026647,218632,7540664.7999999998,2.3951538556925691E-2,2.3951538556925691E-2]
[60026649,263695,11812273,3.1107784983071773E-2,3.1107784983071773E-2]
[60026650,178087,6771520.5,2.6405323194094273E-2,2.6405323194094273E-2]
[60026651,35228,4217385.2,8.3136701550534292E-2,8.3136701550534292E-2]
[60026652,207490,7002614.7999999998,2.3436921993563276E-2,2.3436921993563276E-2]
[60026656,14153,678813.9,3.3307322946842834E-2,3.3307322946842834E-2]
[60026657,35214,1319210.1000000001,2.6015735928891916E-2,2.6015735928891916E-2]
[60026658,19541,771783.2,2.7427488642114303E-2,2.7427488642114303E-2]
[60026660,366058,7825835.4000000004,1.4846302817222044E-2,1.4846302817222044E-2]
[60026662,60675,2305888,2.6391612873689511E-2,2.6391612873689511E-2]
[60026666,475441,17219059.5,2.5150713144918787E-2,2.5150713144918787E-2]
[60026667,348713,13212380.4,2.6311792696764005E-2,2.6311792696764005E-2]
[60026669,40809,2275763.7000000002,3.8726542143481424E-2,3.8726542143481424E-2]
[60026670,213093,5375706.0999999996,1.7518779294069309E-2,1.7518779294069309E-2]
[60026671,84140,3141613.2,2.5929116155613659E-2,2.5929116155613659E-2]
[60026672,64659,1647611.1,1.7695516092114012E-2,1.7695516092114012E-2]
[60026673,15369,3553614.1,0.16056916972115587,0.16056916972115587]
[60026674,7996,255498.8,2.2189810182869214E-2,2.2189810182869214E-2]
[60026675,112882,6099089.5999999996,3.7521295590872673E-2,3.7521295590872673E-2]
[60026676,114227,13167666.800000001,8.0052991460473927E-2,8.0052991460473927E-2]
[60026677,433326,17526241.300000001,2.8087400485495396E-2,2.8087400485495396E-2]
[60026678,387362,10199724.6,1.828558837297756E-2,1.828558837297756E-2]
[60026680,50700,1871368.5,2.5632375904010518E-2,2.5632375904010518E-2]
[60026681,11541,1983923.1,0.11937651633307339,0.11937651633307339]
[60026682,44211,2025117.7,3.1809543690735589E-2,3.1809543690735589E-2]
[60026684,1057,117165.8,7.6977425628087875E-2,7.6977425628087875E-2]
[60026685,84059,9327359.5999999996,7.7056984446109936E-2,7.7056984446109936E-2]
[60026686,125217,6994153.9000000004,3.8789072725304428E-2,3.8789072725304428E-2]
[60026687,205705,5477730.2999999998,1.8492401132690017E-2,1.8492401132690017E-2]
[60026688,377946,12698274.800000001,2.3332027297256457E-2,2.3332027297256457E-2]
[60026689,326,9200,1.9597818677573278E-2,1.9597818677573278E-2]
[60026690,13430,4147602.8,0.21446609994208654,0.21446609994208654]
[60026691,170817,5287400.5999999996,2.149555355861666E-2,2.149555355861666E-2]
[60026692,193821,6898075.2999999998,2.4715227294485349E-2,2.4715227294485349E-2]
[60026693,79146,2716944.4,2.383906886569687E-2,2.383906886569687E-2]
[60026694,108672,2983175,1.90633217899326E-2,1.90633217899326E-2]
[60026695,6041,891534.6,0.10248655024002648,0.10248655024002648]
[60026696,54832,1997257.9,2.5295168018269948E-2,2.5295168018269948E-2]
[60026697,173981,9742580.8000000007,3.8887471109552832E-2,3.8887471109552832E-2]
[60026698,341270,15901034.199999999,3.2356740589888099E-2,3.2356740589888099E-2]
[60026699,301338,9839732.8000000007,2.2676024191365766E-2,2.2676024191365766E-2]
[60026701,148857,11755711.699999999,5.4842490985009477E-2,5.4842490985009477E-2]
[60026702,34904,4785107.9000000004,9.5203747341915598E-2,9.5203747341915598E-2]
[60026703,199086,7292827.7000000002,2.5438572679925036E-2,2.5438572679925036E-2]
[60026704,254382,11837103.300000001,3.2314435081884724E-2,3.2314435081884724E-2]
[60026705,17872,717337.3,2.7873260003232866E-2,2.7873260003232866E-2]
[60026709,365,17959828.899999999,34.170146308980215,34.170146308980215]
[60026710,365,1925549,3.6635254946727551,3.6635254946727551]
[60026711,161624,4527842.4000000004,1.9454629262980746E-2,1.9454629262980746E-2]
[60026712,110347,5329097,3.3537493593442103E-2,3.3537493593442103E-2]
[60026713,29520,945259.4,2.2236793322794338E-2,2.2236793322794338E-2]
[60026714,365,1618584.2,3.0794980974124808,3.0794980974124808]
[60026715,30806,1981803.3,4.4674813077539011E-2,4.4674813077539011E-2]
[60026716,95759,4133610.7,2.9976952412944069E-2,2.9976952412944069E-2]
[60026717,271230,5887058.0999999996,1.507294470252799E-2,1.507294470252799E-2]
[60026718,304080,11613518.6,2.6522439727118593E-2,2.6522439727118593E-2]
[60026722,39788,1306044.5,2.2795198231180813E-2,{"$f":"IF(D835>0,D835,$E$2)","v":2.2795198231180813E-2}]
[60026724,195538,8691325.9000000004,3.0866854453411158E-2,3.0866854453411158E-2]
[60026725,101164,3456653.3,2.3728338940290573E-2,2.3728338940290573E-2]
[60026729,111247,10350165.6,6.4609517560024088E-2,6.4609517560024088E-2]
[60026730,308792,19146760.800000001,4.3059281544426883E-2,4.3059281544426883E-2]
[60026731,252262,6086270.7000000002,1.6754710875994006E-2,1.6754710875994006E-2]
[60026733,172964,4360557.4000000004,1.7507486304150638E-2,1.7507486304150638E-2]
[60026734,207950,5521509.7999999998,1.8438960353717507E-2,1.8438960353717507E-2]
[60026735,107718,3541934.4,2.2834407124776423E-2,2.2834407124776423E-2]
[60026740,309874,7866210.7999999998,1.7628605139149749E-2,1.7628605139149749E-2]
[60026741,33691,5183325.8,0.10683956562748377,0.10683956562748377]
[60026742,52852,1091961.6000000001,1.4347738338505008E-2,1.4347738338505008E-2]
[60026743,20586,1429859.3,4.8234618052182175E-2,4.8234618052182175E-2]
[60026744,11231,1363782.8,8.4326541615963757E-2,8.4326541615963757E-2]
[60026745,113117,2685681.4,1.6487853530218956E-2,1.6487853530218956E-2]
[60026746,128292,9202167.8000000007,4.9811323430576773E-2,4.9811323430576773E-2]
[60026747,209983,5996255.5999999996,1.9830492891752614E-2,1.9830492891752614E-2]
[60026749,102620,3366807,2.2783671961281102E-2,2.2783671961281102E-2]
[60026750,163891,5423411,2.2980259067849295E-2,2.2980259067849295E-2]
[60026751,208658,5634933.5999999996,1.8753885944144646E-2,1.8753885944144646E-2]
[60026752,105252,3710707.2,2.4482955193250486E-2,2.4482955193250486E-2]
[60026754,408214,13724844.699999999,2.334839606867422E-2,2.334839606867422E-2]
[60026755,551672,15009215.9,1.8893593652065398E-2,1.8893593652065398E-2]
[60026756,9210,648682.30000000005,4.8911381047170951E-2,4.8911381047170951E-2]
[60026757,39622,1514159.4,2.6538276294314607E-2,2.6538276294314607E-2]
[60026758,100267,4129934.9,2.8603731509092945E-2,2.8603731509092945E-2]
[60026759,95983,5213231.5999999996,3.771813469283334E-2,3.771813469283334E-2]
[60026760,22348,712517.4,2.2140851530338287E-2,2.2140851530338287E-2]
[60026761,251899,3479326.9,9.5919365940758446E-3,9.5919365940758446E-3]
[60026762,333527,6428610.7000000002,1.3385162179107271E-2,1.3385162179107271E-2]
[60026763,279734,8763478.0999999996,2.1755484426474993E-2,2.1755484426474993E-2]
[60026764,18305,1270392.8999999999,4.8195427023581899E-2,4.8195427023581899E-2]
[60026765,267088,10783630,2.8038069641632888E-2,2.8038069641632888E-2]
[60026766,150388,4070809.3,1.8797715926654905E-2,1.8797715926654905E-2]
[60026767,354842,17412307.800000001,3.4076801552991663E-2,3.4076801552991663E-2]
[60026768,273876,15585931.800000001,3.9519942419197006E-2,3.9519942419197006E-2]
[60026770,375871,13881476.5,2.5646868835614109E-2,2.5646868835614109E-2]
[60026771,111259,8635066.4000000004,5.3897427523965605E-2,5.3897427523965605E-2]
[60026773,101196,2154551.5,1.4785330639990163E-2,1.4785330639990163E-2]
[60026774,440209,10400427,1.64070220054565E-2,1.64070220054565E-2]
[60026775,68002,1271208.5,1.2981731133724824E-2,1.2981731133724824E-2]
[60026776,18226,7370515.9000000004,0.28083034233756415,0.28083034233756415]
[60026777,286800,6614676.7999999998,1.6016476832481016E-2,1.6016476832481016E-2]
[60026778,30765,943183.7,2.1290059501236976E-2,2.1290059501236976E-2]
[60026779,380353,10133518.5,1.8501669830394397E-2,1.8501669830394397E-2]
[60026780,10493,13995732.699999999,0.92626120455965355,0.92626120455965355]
[60026781,584722,11261373.300000001,1.3374557695793899E-2,1.3374557695793899E-2]
[60026782,201901,5963494.2000000002,2.0511614190453078E-2,2.0511614190453078E-2]
[60026783,509714,12496710.800000001,1.7025766192195799E-2,1.7025766192195799E-2]
[60026784,56664,6263077,7.6757006702276184E-2,7.6757006702276184E-2]
[60026785,42663,1910969.4,3.1105690723421543E-2,3.1105690723421543E-2]
[60026786,325152,9266928.0999999996,1.9791871912555086E-2,1.9791871912555086E-2]
[60026787,40488,1116496.3,1.9149986484335552E-2,1.9149986484335552E-2]
[60026788,303844,14171451.5,3.2389271349405911E-2,3.2389271349405911E-2]
[60026790,243969,7052972.7000000002,2.0075901890540739E-2,2.0075901890540739E-2]
[60026791,268040,7374857.0999999996,1.9106956206785056E-2,1.9106956206785056E-2]
[60026792,21000,1304410.8,4.3135277777777779E-2,4.3135277777777779E-2]
[60026793,587392,11054464.6,1.3069145524245781E-2,1.3069145524245781E-2]
[60026794,140713,6182052.5999999996,3.0509562608524679E-2,3.0509562608524679E-2]
[60026797,700,24994570.800000001,24.796201190476189,24.796201190476189]
[60026798,185353,9277563.4000000004,3.4759363814511293E-2,3.4759363814511293E-2]
[60026799,258840,8344562.2999999998,2.238771028649187E-2,2.238771028649187E-2]
[60026800,1095,19390854.899999999,12.297599505327245,12.297599505327245]
[60026801,415831,18506306.5,3.0905828897102697E-2,3.0905828897102697E-2]
[60026802,54671,5205399.9000000004,6.6120265619188726E-2,{"$f":"IF(D899>0,D899,$E$2)","v":6.6120265619188726E-2}]
[60026803,10236,11248805.6,0.76315656072250448,0.76315656072250448]
[60026805,273015,14916533.800000001,3.7941886078705488E-2,3.7941886078705488E-2]
[60026806,657481,11085918.5,1.1709166521753311E-2,1.1709166521753311E-2]
[60026807,63655,2517982.9,2.7469943226943856E-2,2.7469943226943856E-2]
[60026808,30423,1881602.2,4.2950011321843486E-2,4.2950011321843486E-2]
[60026809,444910,14093818.9,2.1998548551642155E-2,2.1998548551642155E-2]
[60026811,365,6135375.0999999996,11.67308808980213,11.67308808980213]
[60026812,66439,2797606.4,2.9241593374707962E-2,2.9241593374707962E-2]
[60026815,27714,1400406.2,3.5090723300698401E-2,3.5090723300698401E-2]
[60026816,135225,3830975.4,1.967387379059592E-2,1.967387379059592E-2]
[60026817,53178,6950413.9000000004,9.0764532691046007E-2,9.0764532691046007E-2]
[60026818,115655,3480354.4,2.0897607347523044E-2,2.0897607347523044E-2]
[60026819,261112,8257658.2000000002,2.1961782151379911E-2,2.1961782151379911E-2]
[60026820,541052,10558563.9,1.3551998775841631E-2,1.3551998775841631E-2]
[60026821,491247,13253507.9,1.873563590323311E-2,1.873563590323311E-2]
[60026822,407236,18103707.899999999,3.087158152766455E-2,3.087158152766455E-2]
[60026823,466278,11764049.1,1.7520617617958957E-2,1.7520617617958957E-2]
[60026824,213169,6023214,1.9621931425301053E-2,1.9621931425301053E-2]
[60026825,36828,1044717.4,1.9699635995558934E-2,1.9699635995558934E-2]
[60026826,13318,886347.6,4.6217087150222755E-2,4.6217087150222755E-2]
[60026829,57579,4158471.2,5.0154174650866155E-2,5.0154174650866155E-2]
[60026830,84118,5290992.5999999996,4.36803111898365E-2,4.36803111898365E-2]
[60026831,16294,483717.8,2.0615879396642254E-2,2.0615879396642254E-2]
[60026832,11328,492016.2,3.0162245468455744E-2,3.0162245468455744E-2]
[60026833,210117,7049583.5,2.3299133802701457E-2,2.3299133802701457E-2]
[60026836,516163,10848785.9,1.4595930156214649E-2,1.4595930156214649E-2]
[60026837,393335,14214040.300000001,2.5095303798147749E-2,2.5095303798147749E-2]
[60026838,62039,8240177.7999999998,9.2237877697004214E-2,9.2237877697004214E-2]
[60026839,10622,2942354.6,0.19236507301407979,0.19236507301407979]
[60026840,734455,14571734.699999999,1.3777917242490464E-2,1.3777917242490464E-2]
[60026841,71041,15627611.1,0.15276400541002144,0.15276400541002144]
[60026842,442216,13194787.300000001,2.0720748991694356E-2,2.0720748991694356E-2]
[60026844,398054,9095360.5,1.5867753042161224E-2,1.5867753042161224E-2]
[60026845,261110,10283514.699999999,2.7349889520806473E-2,2.7349889520806473E-2]
[60026847,112334,3351308.1,2.071765709105584E-2,2.071765709105584E-2]
[60026888,127530,5574834.2000000002,3.0356877902367199E-2,3.0356877902367199E-2]
[60026889,49970,2686403.5,3.7333559858137105E-2,3.7333559858137105E-2]
[60026890,95320,2687990.5,1.9583089272392409E-2,1.9583089272392409E-2]
[60026891,134205,7229717.9000000004,3.7410211471670618E-2,3.7410211471670618E-2]
[60026892,112415,2716192.1,1.6779295591236837E-2,1.6779295591236837E-2]
[60026893,20782,2688704.6,8.9844864412579259E-2,8.9844864412579259E-2]
[60026984,355178,10233526,2.0008602103108238E-2,2.0008602103108238E-2]
[60026985,24155,684402.4,1.9676234504013432E-2,1.9676234504013432E-2]
[60026986,59874,3343909.9,3.878410750539095E-2,3.878410750539095E-2]
[60026987,81609,6044738.5999999996,5.143715936831586E-2,5.143715936831586E-2]
[60026988,121751,3173762.4,1.8102534407657158E-2,1.8102534407657158E-2]
[60026989,224107,5770367.0999999996,1.7880741676966808E-2,1.7880741676966808E-2]
[60026990,69045,1959729.3,1.9710668766746323E-2,1.9710668766746323E-2]
[60026992,53787,1322792.3999999999,1.7078584664200147E-2,1.7078584664200147E-2]
[60026995,46794,3060549.8,4.5419964216684948E-2,4.5419964216684948E-2]
[60026996,9680,677787.7,4.8624576733241505E-2,4.8624576733241505E-2]
[60026997,118472,3073170,1.8013925934679362E-2,1.8013925934679362E-2]
[60026998,35336,2510442.1,4.9336726552084119E-2,4.9336726552084119E-2]
[60027001,22649,1356869.3,4.1603176618050346E-2,4.1603176618050346E-2]
[60027002,54048,3848194.8,4.9444151494967434E-2,4.9444151494967434E-2]
[60027003,101029,9623862.0999999996,6.6151674959115156E-2,6.6151674959115156E-2]
[60300323,141990,13591144.699999999,6.6471546802982992E-2,6.6471546802982992E-2]
[60306801,1861,19493380.699999999,7.2740837885843934,7.2740837885843934]
[60322051,99858,4277230.3,2.97452264159551E-2,2.97452264159551E-2]
[60322052,93304,3355466.5,2.4974117609582059E-2,2.4974117609582059E-2]
[60322053,209638,8782382.0999999996,2.9092418637524368E-2,2.9092418637524368E-2]
[60325532,110544,4918145.4000000004,3.0896102456940223E-2,3.0896102456940223E-2]
[60327170,28289,1644205,4.0362297280843361E-2,4.0362297280843361E-2]
[60327522,578318,13184759.5,1.5832263540320569E-2,{"$f":"IF(D963>0,D963,$E$2)","v":1.5832263540320569E-2}]
[60330584,15343,11068226.9,0.50096256798250383,0.50096256798250383]
[60330968,473911,9438639.1999999993,1.38308892504195E-2,1.38308892504195E-2]
[60331113,324778,9346537.6999999993,1.9984885615883945E-2,1.9984885615883945E-2]
[60331115,40806,5857840.4000000004,9.9689867230853851E-2,9.9689867230853851E-2]
[80075911,365,17143381.800000001,32.616784246575342,32.616784246575342]
[80076113,65714,12148674.199999999,0.12838328675100519,0.12838328675100519]
[80076128,730,1865329.3,1.7744761225266363,1.7744761225266363]
[80076236,365,14664532,27.900555555555556,27.900555555555556]
[80077053,365,15694912.800000001,29.860945205479453,29.860945205479453]
[80077055,1025,87737332,59.442636856368566,59.442636856368566]
[80077090,335,12489689.4,25.890732587064676,25.890732587064676]
[80077106,365,20082745,38.209179984779297,38.209179984779297]
[81669225,36266,717259.4,1.3734539391042728E-2,1.3734539391042728E-2]
[81669226,68458,2347003.1,2.3808222032324768E-2,2.3808222032324768E-2]
[82536638,34421,838183.2,1.6910364796684195E-2,1.6910364796684195E-2]
[82552955,518394,17509727,2.3456160061437612E-2,2.3456160061437612E-2]
[82554035,684199,15164733.5,1.5391815729861568E-2,1.5391815729861568E-2]
[82554082,284541,9908576.6999999993,2.4182652207121878E-2,2.4182652207121878E-2]
[82554089,159496,10405626.4,4.5306023000228499E-2,4.5306023000228499E-2]
[82556060,62754,2428903,2.6878576575906626E-2,2.6878576575906626E-2]
[82556063,700,52140.3,5.1726488095238096E-2,5.1726488095238096E-2]
[82556066,416268,10371844.300000001,1.7302962641321883E-2,1.7302962641321883E-2]
[82556069,636436,18792891,2.0505783378061582E-2,2.0505783378061582E-2]
[82561111,558586,12639325.300000001,1.5713442936470142E-2,1.5713442936470142E-2]
[82561236,159543,10682450.9,4.6497613060777064E-2,4.6497613060777064E-2]
[82561856,89528,3384656.4,2.6253862851100585E-2,2.6253862851100585E-2]
[82561865,288200,9599031.6999999993,2.3129750992751948E-2,2.3129750992751948E-2]
[82563086,84830,3152004.2,2.5803274850354302E-2,2.5803274850354302E-2]
[82563096,4331,12853937.5,2.0610356698478669,2.0610356698478669]
[82563099,384743,11607086.6,2.0950288388757055E-2,2.0950288388757055E-2]
[82563102,54194,2290220.5,2.9346992338225224E-2,2.9346992338225224E-2]
[82563105,53422,6022685,7.829022011322842E-2,7.829022011322842E-2]
[82563108,433573,10239928.1,1.6401070132493388E-2,1.6401070132493388E-2]
[82563111,23028,4597501,0.13864465119757591,0.13864465119757591]
[82563114,211749,9600422.5999999996,3.1485202475047762E-2,3.1485202475047762E-2]
[82563117,163158,9991484.5999999996,4.2526452715908644E-2,4.2526452715908644E-2]
[82563120,84572,9168205.6999999993,7.5282711936443369E-2,7.5282711936443369E-2]
[82563123,190882,7935824.5999999996,2.8871183797086974E-2,2.8871183797086974E-2]
[82563612,495954,21755422.300000001,3.0462365769361226E-2,3.0462365769361226E-2]
[82563748,365,9265872.6999999993,17.629133751902586,17.629133751902586]
[82563751,335,2648732.7999999998,5.4907396351575457,5.4907396351575457]
[82564200,260345,8053058,2.1480732831008428E-2,2.1480732831008428E-2]
[82564420,427733,16087320.5,2.6118513996400142E-2,2.6118513996400142E-2]
[82564423,1600,1754434.3,0.7614732204861111,0.7614732204861111]
[82564438,4795,5246568.7,0.7598436884486155,0.7598436884486155]
[82564444,9324,12219033.6,0.91006435006435005,0.91006435006435005]
[82564447,3048,2752503.4,0.62711965040828233,0.62711965040828233]
[82566422,365,8764302.0999999996,16.674851788432267,16.674851788432267]
[82604748,38830,1953072.7,3.4929190989212239E-2,3.4929190989212239E-2]
[82610438,102492,7623382.7999999998,5.1652966410386504E-2,5.1652966410386504E-2]
[82639691,212,0.8,2.6205450733752619E-6,2.6205450733752619E-6]
[82640976,2609,6262804,1.666987138537541,1.666987138537541]
[82647120,272955,12003173.300000001,3.0538136373720538E-2,3.0538136373720538E-2]
[82647125,238316,6614574.9000000004,1.9274638680015888E-2,1.9274638680015888E-2]
[82647129,145392,9200702.9000000004,4.3945863691873616E-2,4.3945863691873616E-2]
[82647133,7698,4930655.4000000004,0.4447994608989348,0.4447994608989348]
[82647141,532475,14182202,1.8496176137638178E-2,1.8496176137638178E-2]
[82647144,418442,14847028.9,2.464006179138593E-2,2.464006179138593E-2]
[82647147,367120,8285698.2999999998,1.5673232601813514E-2,1.5673232601813514E-2]
[82649838,457139,13477482.4,2.0473778823897715E-2,2.0473778823897715E-2]
[82649845,239255,15080557.9,4.3771748355427381E-2,4.3771748355427381E-2]
[82651966,1174,84730,5.0119487033882262E-2,5.0119487033882262E-2]
[82652346,28009,5577929.2000000002,0.13829704539413917,0.13829704539413917]
[82652356,231586,6715956.0999999996,2.0138775240203542E-2,{"$f":"IF(D1027>0,D1027,$E$2)","v":2.0138775240203542E-2}]
[82699749,505466,8820943.5,1.2118827395578206E-2,1.2118827395578206E-2]
[82736041,117356,5514513.4000000004,3.2631677923961662E-2,3.2631677923961662E-2]
[82756081,1408,6286388.5999999996,3.1005309935290404,3.1005309935290404]
[82756092,335,14916828.699999999,30.922115878938641,30.922115878938641]
[82772961,27112,5792825.4000000004,0.14837693333825119,0.14837693333825119]
[82772982,342792,10751631.199999999,2.1781169209186782E-2,2.1781169209186782E-2]
[82773001,89425,3560353.8,2.7648508992638151E-2,2.7648508992638151E-2]
[82773016,606187,12140153.5,1.3907692102895275E-2,1.3907692102895275E-2]
[82841186,317993,12830889.800000001,2.8020554348331218E-2,2.8020554348331218E-2]
[82842116,365,7368768.2999999998,14.019726598173516,14.019726598173516]
[82842119,365,3641023.8,6.9273664383561639,6.9273664383561639]
[82843815,203928,8520928.9000000004,2.9016671257066765E-2,2.9016671257066765E-2]
[82888836,466426,12851739.5,1.9134480276018537E-2,1.9134480276018537E-2]
[82889011,348326,14597181.9,2.9101852503114898E-2,2.9101852503114898E-2]
[82889348,339220,7400586.5999999996,1.5150333854135958E-2,1.5150333854135958E-2]
[82889352,253288,7882117.7999999998,2.1610549716791425E-2,2.1610549716791425E-2]
[82906218,28844,14588326.1,0.35122666807269759,0.35122666807269759]
[82906978,81958,10105291.199999999,8.562389679266616E-2,8.562389679266616E-2]
[82907503,379540,10347844.300000001,1.8933453617829769E-2,1.8933453617829769E-2]
[82909162,468499,23248333.300000001,3.4460427669595409E-2,3.4460427669595409E-2]
[82912265,487,3498251,4.9883798197581566,4.9883798197581566]
[82912268,149462,6306842.4000000004,2.9303446137925807E-2,2.9303446137925807E-2]
[82912274,467771,15349552.699999999,2.2787670884304976E-2,2.2787670884304976E-2]
[82912277,167372,5816813.0999999996,2.4134583691816234E-2,2.4134583691816234E-2]
[82912280,477827,10488399.6,1.5243196456737131E-2,1.5243196456737131E-2]
[82912289,469641,12082166.4,1.7865546946142549E-2,1.7865546946142549E-2]
[82912317,566677,13126136.1,1.6085657776240551E-2,1.6085657776240551E-2]
[82912323,485536,11655669.800000001,1.6670679700143531E-2,1.6670679700143531E-2]
[82912329,314333,10924984.9,2.4136171097035451E-2,2.4136171097035451E-2]
[82912338,192766,9602139.0999999996,3.4591951655259627E-2,3.4591951655259627E-2]
[82912341,31925,13420365,0.29192475854868183,0.29192475854868183]
[82912886,413610,17980801.199999999,3.0189471966345107E-2,3.0189471966345107E-2]
[82912904,528174,11654605.800000001,1.5323503712791618E-2,1.5323503712791618E-2]
[82912996,109446,6174865.5999999996,3.9180062415356535E-2,3.9180062415356535E-2]
[82914179,286360,11144540,2.7026344073504991E-2,2.7026344073504991E-2]
[82914276,466168,14160278.4,2.1094383712881765E-2,2.1094383712881765E-2]
[82914279,327687,9794339.1999999993,2.0756467130049236E-2,2.0756467130049236E-2]
[82914282,316371,9442069.5999999996,2.0725644189188572E-2,2.0725644189188572E-2]
[82914591,196517,12351932.6,4.3648798690302734E-2,4.3648798690302734E-2]
[82915228,68153,7633630.2000000002,7.7782813424696395E-2,7.7782813424696395E-2]
[82915231,136429,9205364.1999999993,4.6856709554257366E-2,4.6856709554257366E-2]
[82915237,69969,5912893,5.8685642133579789E-2,5.8685642133579789E-2]
[82915256,63066,7280329.9000000004,8.0166566022544281E-2,8.0166566022544281E-2]
[82915259,544541,12949587.6,1.6514402343747608E-2,1.6514402343747608E-2]
[82915268,27340,4626499.5,0.11751451627651792,0.11751451627651792]
[82915271,447988,14336173.1,2.2223085805621778E-2,2.2223085805621778E-2]
[82917286,134767,6463020.2999999998,3.3303468517268078E-2,3.3303468517268078E-2]
[82917289,80635,3582040,3.0849231447606842E-2,3.0849231447606842E-2]
[82920982,355505,14725038.5,2.8763930691707726E-2,2.8763930691707726E-2]
[82920985,449814,13439659.9,2.0748792062447539E-2,2.0748792062447539E-2]
[82921002,590377,16636521.199999999,1.9569088433699523E-2,1.9569088433699523E-2]
[82921005,118457,6401417.5,3.7527784929927692E-2,3.7527784929927692E-2]
[82921008,191840,37614025.5,0.13615956547991381,0.13615956547991381]
[82921011,649321,17455575.600000001,1.8668620759223865E-2,1.8668620759223865E-2]
[82921014,52497,1808657.8,2.3925412139952969E-2,2.3925412139952969E-2]
[82921017,621373,21331182,2.3839659646192116E-2,2.3839659646192116E-2]
[82921882,146109,3331536.4,1.5834527266933896E-2,1.5834527266933896E-2]
[82934570,113992,9180851.9000000004,5.593016700489703E-2,5.593016700489703E-2]
[82935792,365,6780831.0999999996,12.901124619482497,12.901124619482497]
[82962852,35517,4753963.4000000004,9.2951642093144757E-2,9.2951642093144757E-2]
[82962855,17138,1687983.2,6.8398328600510885E-2,6.8398328600510885E-2]
[82962940,8481,1849149,0.15141271666077114,0.15141271666077114]
[82980894,174507,5265482.3,2.0953800882231404E-2,2.0953800882231404E-2]
[82982249,48522,14258060.1,0.20406064517126252,{"$f":"IF(D1091>0,D1091,$E$2)","v":0.20406064517126252}]
[82987762,346651,8937400.5999999996,1.7904255849382936E-2,1.7904255849382936E-2]
[82988070,270484,10206012.300000001,2.6203060224141414E-2,2.6203060224141414E-2]
[82988107,689358,11697500.6,1.1783810887166835E-2,1.1783810887166835E-2]
[82991938,177035,7867047.4000000004,3.0859589127071547E-2,3.0859589127071547E-2]
[83004280,365,73319901.900000006,139.49753025114154,139.49753025114154]
[83016237,60085,986795.2,1.1405083539060406E-2,1.1405083539060406E-2]
[83022292,279557,5611728.2000000002,1.3940031808261722E-2,1.3940031808261722E-2]
[83022295,294255,8618441.9000000004,2.0339600337198085E-2,2.0339600337198085E-2]
[83022298,98821,4726649.4000000004,3.3215565686105855E-2,3.3215565686105855E-2]
[83022301,141959,2789909,1.3647861745684005E-2,1.3647861745684005E-2]
[83029792,429932,16831416.199999999,2.7186819013756181E-2,2.7186819013756181E-2]
[83031320,43321,2031228.9,3.2561012557420187E-2,3.2561012557420187E-2]
[83031323,12051,227284.1,1.3097351303257452E-2,1.3097351303257452E-2]
[83832366,409960,10322499.1,1.7485613603224162E-2,1.7485613603224162E-2]
[83850808,255416,7271373.7000000002,1.9769963782395952E-2,1.9769963782395952E-2]
[83850831,452509,13848760.199999999,2.1253045979932626E-2,2.1253045979932626E-2]
[83858040,56287,2515212.2000000002,3.1031590578444204E-2,3.1031590578444204E-2]
[83864041,418787,15527042.300000001,2.5747380563123711E-2,2.5747380563123711E-2]
[83864058,362322,12018781.800000001,2.3035797577845123E-2,2.3035797577845123E-2]
[83868946,287991,6026143.4000000004,1.4531085365707802E-2,1.4531085365707802E-2]
[83868949,665172,13735789.800000001,1.4340265249689805E-2,1.4340265249689805E-2]
[83868952,241435,7506725.7999999998,2.1591749447171196E-2,2.1591749447171196E-2]
[83873150,327576,15942679,3.3797667903360168E-2,3.3797667903360168E-2]
[83877341,386625,11168802.9,2.0061075008082768E-2,2.0061075008082768E-2]
[83877378,365,7842968.5,14.92193398021309,14.92193398021309]
[83877381,214470,11041975.6,3.5753432233464409E-2,3.5753432233464409E-2]
[83877404,309645,8181564.9000000004,1.8348890799679201E-2,1.8348890799679201E-2]
[83879351,306671,5380795.0999999996,1.2184599338994847E-2,1.2184599338994847E-2]
[83879448,107776,8284928.5,5.3383151809720572E-2,5.3383151809720572E-2]
[83879451,385816,10564477.4,1.9015392412157321E-2,1.9015392412157321E-2]
[83896573,882235,29302842.699999999,2.3065505584616848E-2,2.3065505584616848E-2]
[83897502,323193,12469382.4,2.6792948279614141E-2,2.6792948279614141E-2]
[83897505,234237,7490226.0999999996,2.2206337610103346E-2,2.2206337610103346E-2]
[83900896,962291,23382619.300000001,1.6874240816389684E-2,1.6874240816389684E-2]
[83909005,170591,17189606.100000001,6.9975710666643223E-2,6.9975710666643223E-2]
[83909007,388856,11601556.9,2.0718818112903263E-2,2.0718818112903263E-2]
[83915972,9853,1167726.6000000001,8.2301963868872424E-2,8.2301963868872424E-2]
[83921739,33495,12338390.4,0.25580912574016024,0.25580912574016024]
[83922716,43369,557246.19999999995,8.922883344734206E-3,8.922883344734206E-3]
[83924123,325438,11985592.6,2.5575772326662666E-2,2.5575772326662666E-2]
[83924127,213176,5695533.4000000004,1.8553831236995617E-2,1.8553831236995617E-2]
[83925305,365,68171342.599999994,129.70194558599695,129.70194558599695]
[83925331,335,82275112.400000006,170.55371558872307,170.55371558872307]
[83937549,730,22652926.800000001,21.549587899543379,21.549587899543379]
[83946269,323797,8254438.7000000002,1.7703218674732075E-2,1.7703218674732075E-2]
[83950986,32208,7028738.0999999996,0.15154831485966219,0.15154831485966219]
[84000793,29313,6077090.5999999996,0.14397031370230121,0.14397031370230121]
[84023546,89529,4762374.5999999996,3.6940037120188243E-2,3.6940037120188243E-2]
[84026518,91960,6288667.7999999998,4.748945646657967E-2,4.748945646657967E-2]
[84041077,106136,2569448.4,1.681181848446019E-2,1.681181848446019E-2]
[84057540,2796,155119,3.8527012796057858E-2,3.8527012796057858E-2]
[84064137,227932,5754899.9000000004,1.7533555024695474E-2,1.7533555024695474E-2]
[84064752,296042,12049817.4,2.8266018841921078E-2,2.8266018841921078E-2]
[84119333,487,3846291.1,5.4846724560803102,5.4846724560803102]
[84119480,87695,186185086.19999999,1.4743736672558299,1.4743736672558299]
[84195233,44285,5290254.5999999996,8.2957839373753339E-2,8.2957839373753339E-2]
[84195246,44145,5166746.4000000004,8.1278023181183226E-2,8.1278023181183226E-2]
[84195249,1431,2513842.2999999998,1.2199327878717292,1.2199327878717292]
[84228730,365,15688803.4,29.849321537290717,29.849321537290717]
[84231747,48168,7416698.0999999996,0.10692752017245197,0.10692752017245197]
[84247259,188943,11342989.5,4.1690224256345387E-2,4.1690224256345387E-2]
[84255558,208910,6178575.2999999998,2.0538400706843457E-2,2.0538400706843457E-2]
[84326662,807144,23654767.399999999,2.0351909703294029E-2,2.0351909703294029E-2]
[84326665,1010374,30645581.199999999,2.1063144549554037E-2,{"$f":"IF(D1155>0,D1155,$E$2)","v":2.1063144549554037E-2}]
[84332376,18150,435705.4,1.667069941842669E-2,1.667069941842669E-2]
[84332614,550652,16283000.4,2.053500062955672E-2,2.053500062955672E-2]
[84336483,158618,18832031.5,8.2448395849006914E-2,8.2448395849006914E-2]
[84375978,188467,6823317.5999999996,2.5141881602614782E-2,2.5141881602614782E-2]
[84382900,332278,7591747.9000000004,1.586637439968273E-2,1.586637439968273E-2]
[84410770,153753,4447029,2.0085556596185657E-2,2.0085556596185657E-2]
[84510817,191231,7794545.5,2.8305446394383989E-2,2.8305446394383989E-2]
[84510820,357051,8960170.1999999993,1.7427035400171591E-2,1.7427035400171591E-2]
[84510823,119987,8669006.8000000007,5.0173298866636476E-2,5.0173298866636476E-2]
[84528118,365,32372687.699999999,61.591871575342466,61.591871575342466]
[84571892,21423,13331291.300000001,0.43214494611191501,0.43214494611191501]
[84572597,5265,11794598.9,1.5556873087474938,1.5556873087474938]
[84579665,30003,2992449.8,6.9262745021794123E-2,6.9262745021794123E-2]
[84587749,28128,6442857.9000000004,0.15906594407707622,0.15906594407707622]
[84587754,365,10469438.199999999,19.919022450532726,19.919022450532726]
[84588730,365,9762771.5999999996,18.574527397260272,18.574527397260272]
[84653782,15162,499126.9,2.286082988905011E-2,2.286082988905011E-2]
[84653808,4748,513066.8,7.5041362445006088E-2,7.5041362445006088E-2]
[84653811,2789,164874.9,4.1052871399545832E-2,4.1052871399545832E-2]
[84653816,4640,364745,5.4589469588122608E-2,5.4589469588122608E-2]
[84659987,778972,46873750.899999999,4.1787401733024782E-2,4.1787401733024782E-2]
[84666984,167695,4877118.5,2.0196713361890471E-2,2.0196713361890471E-2]
[84667056,300907,5043131.7,1.1638728217245417E-2,1.1638728217245417E-2]
[84668557,252949,6083044.9000000004,1.6700349620323112E-2,1.6700349620323112E-2]
[84670103,88873,4558076.4000000004,3.5616338295470312E-2,3.5616338295470312E-2]
[84670339,114708,3459379.7,2.0943151427004994E-2,2.0943151427004994E-2]
[84706956,1338,21024.400000000001,1.0912016276366052E-2,1.0912016276366052E-2]
[84737242,339492,11958578.9,2.4461750735085233E-2,2.4461750735085233E-2]
[84737245,246221,8225336.5999999996,2.319883074780606E-2,2.319883074780606E-2]
[84738836,322745,15150833.199999999,3.2599767446263909E-2,3.2599767446263909E-2]
[84928162,48815,1716404,2.4417642573434852E-2,2.4417642573434852E-2]
[84947451,253842,23410456.300000001,6.4044804718858359E-2,6.4044804718858359E-2]
[84962745,285862,6991395.5999999996,1.6984194588064636E-2,1.6984194588064636E-2]
[84965669,544818,15473649.199999999,1.9723264874182245E-2,1.9723264874182245E-2]
[84965685,310864,9213479.5,2.0582150563519024E-2,2.0582150563519024E-2]
[84965765,160013,4322350.2,1.8758676378377592E-2,1.8758676378377592E-2]
[84982802,36093,3581825.6,6.89158254755462E-2,6.89158254755462E-2]
[84997626,64553,4976808.8,5.353921928062557E-2,5.353921928062557E-2]
[84997629,45642,15943995.199999999,0.24258838107201458,0.24258838107201458]
[84998125,467,2542041.2999999998,3.7800994825124912,3.7800994825124912]
[84998156,1460,4515505.5,2.1477861015981734,2.1477861015981734]
[84998159,96448,9070116,6.530660736009733E-2,6.530660736009733E-2]
[85005859,420471,11617046.5,1.918656317029659E-2,1.918656317029659E-2]
[85018902,233088,10717161.6,3.1929886280431995E-2,3.1929886280431995E-2]
[85018905,282140,6275574.7999999998,1.5446367248726008E-2,1.5446367248726008E-2]
[85068151,217613,6268473.2999999998,2.0003889741574875E-2,2.0003889741574875E-2]
[85081013,216061,5740197.0999999996,1.8449641472135698E-2,1.8449641472135698E-2]
[85081026,324793,13388444.4,2.8626019752067727E-2,2.8626019752067727E-2]
[85093128,394008,15599108.699999999,2.7493640674808632E-2,2.7493640674808632E-2]
[85161016,318426,8726793.0999999996,1.9031966567149387E-2,1.9031966567149387E-2]
[85161019,335,6898014.7000000002,14.299367122719735,14.299367122719735]
[85161218,190251,7961433.4000000004,2.9060415947587369E-2,2.9060415947587369E-2]
[85206371,209175,4688332.9000000004,1.5564894160923203E-2,1.5564894160923203E-2]
[85212266,337,29776.799999999999,6.136003956478734E-2,6.136003956478734E-2]
[85221077,291867,8825695.8000000007,2.0999138020628118E-2,2.0999138020628118E-2]
[85221946,603324,14792161.1,1.7026231506159579E-2,1.7026231506159579E-2]
[85351479,365,1328435.3999999999,2.527464611872146,2.527464611872146]
[85357540,365,193083.8,0.36735882800608827,0.36735882800608827]
[91445024,517664,10722662,1.4384413549243439E-2,1.4384413549243439E-2]
[110068109,365,105361.7,0.20045985540334854,0.20045985540334854]
[110819558,59196,6800052.7000000002,7.9773275549774383E-2,7.9773275549774383E-2]
[110819559,125953,6250837.7999999998,3.4464122199021327E-2,3.4464122199021327E-2]
[111546806,365,1145182.6000000001,2.1788101217656011,2.1788101217656011]
[111556163,365,457699,0.87081240487062406,{"$f":"IF(D1219>0,D1219,$E$2)","v":0.87081240487062406}]
[111577533,365,88203.7,0.16781525875190259,0.16781525875190259]
[111631949,365,121468.3,0.23110407153729071,0.23110407153729071]
[111705159,906,568953.4,0.43609992028452293,0.43609992028452293]
[111735271,30,0.3,6.9444444444444448E-6,6.9444444444444448E-6]
[111757736,365,811255.8,1.5434851598173516,1.5434851598173516]
[112056118,313,37713,8.3672790202342917E-2,8.3672790202342917E-2]
[112330157,581711,17826001.699999999,2.1280615025712463E-2,2.1280615025712463E-2]

{"sheet":"Source_3","index":12,"n_rows":67,"n_cols":9,"rows_kept":67,"cut":false,"hidden":false,"merged":[]}
[]
[null,"EVENT_YEAR","2017/18 to 2021/22"]
[null,"OUTAGE_TYPE_CODE","Unplanned/Forced"]
[null,"AER_MED_EXCL_DESC","AER MAJOR EVENT DAY EXCLUSION"]
[]
[null,"Feeder","Less than 12 hours","Between 12 and 24 hours","Between 24 and 72 hours","Greater than 72 hours","Grand Total"]
[null,"Alpha",22424.950000000012,219783.01666666666,21267,null,263474.96666666667]
[null,"Aramac",142805.54999999999,183128.38333333333,411678.56666666665,null,737612.5]
[null,"AUGATHELLA",62788.066666666673,57004.066666666666,null,null,119792.13333333333]
[null,"DAINTREE",192859.28333333333,null,2150156.4166666665,null,2343015.6999999997]
[null,"Duaringa",14701.149999999998,61283.816666666666,105350.83333333333,null,181335.8]
[null,"EULO",760.58333333333326,1037.0833333333333,1554.5,6099.8,9451.9666666666672]
[null,"KARUMBA",8075.2833333333328,null,null,null,8075.2833333333328]
[null,"MORVEN",29151.183333333331,39649.4,47895.25,null,116695.83333333333]
[null,"Northern",432131.24999999994,1080787.3666663333,594856.28333333344,81612.649999999994,2189387.5499996664]
[null,"POONA",257504.75,null,null,null,257504.75]
[null,"Rolleston",32554.683333329998,4254.166666666667,null,null,36808.849999996666]
[null,"Springsure",205542.06666666665,11220.766666666666,148296.98333333334,61583,426642.81666666665]
[null,"Tambo",17527.633333333331,31671.416666666664,39149.23333333333,null,88348.283333333326]
[null,"TAROOM",156785.6999999999,289583.01666666666,103961.71666666669,null,550330.43333333323]
[null,"Taroom Feeder",107612.96666666679,14865,11658,null,134135.96666666679]
[null,"Grand Total",1683225.0999999966,1994267.4999996666,3635824.7833333341,149295.45000000001,7462612.8333329959]
[]
[]
[null,"EVENT_YEAR","2017/18 to 2021/22"]
[null,"AER_EXCLUSIONS","AER Reportable",null,null,null,null,null,"  "]
[null,"OUTAGE_TYPE_CODE","Unplanned/Forced"]
[null,"AER_MED_EXCL_DESC","(All)"]
[]
[null,"Feeder","Less than 12 hours","Between 12 and 24 hours","Between 24 and 72 hours","Greater than 72 hours","Grand Total"]
[null,"Alpha",3110024.0666307029,716563.0666732667,647024.98333666672,31627.783329999998,4505239.8999706358]
[null,"Aramac",2164015.8833000977,959185.35003333306,168719.45000033331,47950.133329999997,3339870.8166637644]
[null,"AUGATHELLA",1134656.4166697764,637700.53332996671,128998.25000100001,347270.46666666667,2248625.6666674102]
[null,"DAINTREE",3411014.3500098726,2187459.266696333,157369.69999666666,null,5755843.3167028725]
[null,"Duaringa",1097730.7666632493,826301.46662963321,142010.23333366669,20458.816666666666,2086501.283293216]
[null,"EULO",1290613.733333033,1319437.9333303669,597207.06666366663,214023.1499966667,3421281.8833237332]
[null,"KARUMBA",980800.59999636991,287950.53333330003,1158141.3999999999,null,2426892.5333296699]
[null,"MORVEN",905385.06666716654,920079.03333900007,123671.80000033331,24353.166666333334,1973489.0666728334]
[null,"Northern",5623975.7000242546,2336387.0666596666,128853.23333333334,571467.51666666672,8660683.5166839212]
[null,"POONA",2062762.5999998369,323801.75,3113.1333333333332,null,2389677.4833331704]
[null,"Rolleston",2384479.0833003959,300996.68333636667,32394,436886.3666366667,3154756.1332734292]
[null,"Springsure",442380.59999982,307626.83333333337,143429.78333333333,13480.85,906918.06666648667]
[null,"Tambo",1571613.2000297897,1270890.7833311998,277858.966663,75760.799996666668,3196123.7500206558]
[null,"TAROOM",1224288.5666695233,926165.61669066688,578519.81666900008,32233.383333333331,2761207.3833625233]
[null,"Taroom Feeder",1408545.6333372616,461980.78332663333,263488.76666699996,4705.4833330000001,2138720.6666638949]
[null,"Grand Total",28812286.266631152,13782526.700043067,4550800.5833313335,1820217.9166226669,48965831.466628209]
[]
[]
[null,"Total CMIN"]
[]
[null,"Feeder","Less than 12 hours","Between 12 and 24 hours","Between 24 and 72 hours","Greater than 72 hours","Grand Total"]
[null,"Alpha",{"$f":"C7+C31","v":3132449.0166307031},{"$f":"D7+D31","v":936346.08333993331},668291.98333666672,31627.783329999998,4768714.8666373026]
[null,"Aramac",{"$f":"C8+C32","v":2306821.4333000975},1142313.7333666664,580398.01666700002,47950.133329999997,4077483.3166637644]
[null,"AUGATHELLA",1197444.4833364431,694704.59999663336,128998.25000100001,347270.46666666667,2368417.8000007435]
[null,"DAINTREE",3603873.6333432058,2187459.266696333,2307526.116663333,0,8098859.0167028718]
[null,"Duaringa",1112431.9166632493,887585.28329629987,247361.06666700001,20458.816666666666,2267837.0832932158]
[null,"EULO",1291374.3166663663,1320475.0166637001,598761.56666366663,220122.94999666669,3430733.8499904]
[null,"KARUMBA",988875.88332970324,287950.53333330003,1158141.3999999999,0,2434967.8166630031]
[null,"MORVEN",934536.25000049989,959728.4333390001,171567.05000033331,24353.166666333334,2090184.9000061667]
[null,"Northern",6056106.9500242546,3417174.4333259999,723709.51666666684,653080.16666666674,10850071.066683587]
[null,"POONA",2320267.3499998366,323801.75,3113.1333333333332,0,2647182.2333331704]
[null,"Rolleston",2417033.7666337257,305250.85000303335,32394,436886.3666366667,3191564.9832734261]
[null,"Springsure",647922.66666648665,318847.60000000003,291726.76666666666,75063.850000000006,1333560.8833331533]
[null,"Tambo",1589140.833363123,1302562.1999978665,317008.19999633334,75760.799996666668,3284472.033353989]
[null,"TAROOM",1381074.2666695232,1215748.6333573335,682481.53333566675,32233.383333333331,3311537.8166958564]
[null,"Taroom Feeder",1516158.6000039284,476845.78332663333,275146.76666699996,4705.4833330000001,2272856.6333305617]
[null,"Grand Total",{"$f":"C22+C46","v":30495511.36663115},15776794.200042734,8186625.3666646676,1969513.3666226668,56428444.299961202]

{"sheet":"CECV_Cal>>","index":13,"n_rows":0,"n_cols":0,"rows_kept":0,"cut":false,"hidden":false,"merged":[]}

{"sheet":"Cal","index":14,"n_rows":8033,"n_cols":233,"rows_kept":281,"cut":true,"hidden":false,"merged":[[1,108,1,155],[1,158,1,205],[1,207,2,207],[1,5,1,52],[1,54,2,54],[1,55,2,55],[1,56,2,56],[1,57,2,57],[1,59,1,106]],"bounds":{"rows_first":125,"rows_last":31,"rows_between":125,"halvings":4}}
[]
[null,null,null,null,null,"PV Export Estimated (MW)",null,null,null,null,null,null,null,null,null,null,null,null,null,null,null,null,null,null,null,null,null,null,null,null,null,null,null,null,null,null,null,null,null,null,null,null,null,null,null,null,null,null,null,null,null,null,null,null,"Index","Financial Year","Daily Maxmum","Implied Capacity Limit",null,"Maximum Export With Curtailment(MW)",null,null,null,null,null,null,null,null,null,null,null,null,null,null,null,null,null,null,null,null,null,null,null,null,null,null,null,null,null,null,null,null,null,null,null,null,null,null,null,null,null,null,null,null,null,null,null,null,"Curtailment (MW)",null,null,null,null,null,null,null,null,null,null,null,null,null,null,null,null,null,null,null,null,null,null,null,null,null,null,null,null,null,null,null,null,null,null,null,null,null,null,null,null,null,null,null,null,null,null,null,null,null,"CECV (Real $ 2022)",null,null,null,null,null,null,null,null,null,null,null,null,null,null,null,null,null,null,null,null,null,null,null,null,null,null,null,null,null,null,null,null,null,null,null,null,null,null,null,null,null,null,null,null,null,null,null,"CECV","Financial Year"]
["REGION","YEAR","MONTH","DAY","Day of Week",1,2,3,4,5,6,7,8,9,10,11,12,13,14,15,16,17,18,19,20,21,22,23,24,25,26,27,28,29,30,31,32,33,34,35,36,37,38,39,40,41,42,43,44,45,46,47,48,null,null,null,null,null,null,1,2,3,4,5,6,7,8,9,10,11,12,13,14,15,16,17,18,19,20,21,22,23,24,25,26,27,28,29,30,31,32,33,34,35,36,37,38,39,40,41,42,43,44,45,46,47,48,null,1,2,3,4,5,6,7,8,9,10,11,12,13,14,15,16,17,18,19,20,21,22,23,24,25,26,27,28,29,30,31,32,33,34,35,36,37,38,39,40,41,42,43,44,45,46,47,48,"MWH","Day",1,2,3,4,5,6,7,8,9,10,11,12,13,14,15,16,17,18,19,20,21,22,23,24,25,26,27,28,29,30,31,32,33,34,35,36,37,38,39,40,41,42,43,44,45,46,47,48,"in $",null,null,null,null,null,2024,{"$f":"HE3+1","v":2025},2026,2027,2028,2029,2030,2031,2032,2033,2034,2035,2036,2037,2038,2039,2040,2041,2042,2043,2044]
["QLD1",2022,7,1,"Friday",{"$f":"Load_Data!D5","v":0},{"$f":"Load_Data!E5","v":0},{"$f":"Load_Data!F5","v":0},{"$f":"Load_Data!G5","v":0},{"$f":"Load_Data!H5","v":0},{"$f":"Load_Data!I5","v":0},{"$f":"Load_Data!J5","v":0},{"$f":"Load_Data!K5","v":0},{"$f":"Load_Data!L5","v":0},{"$f":"Load_Data!M5","v":0},{"$f":"Load_Data!N5","v":0},{"$f":"Load_Data!O5","v":0},{"$f":"Load_Data!P5","v":0},{"$f":"Load_Data!Q5","v":0.28664577718622147},{"$f":"Load_Data!R5","v":1.9579263491574164},{"$f":"Load_Data!S5","v":5.9320753399142365},{"$f":"Load_Data!T5","v":12.379300986008491},{"$f":"Load_Data!U5","v":18.98071650286548},{"$f":"Load_Data!V5","v":25.671009768503993},{"$f":"Load_Data!W5","v":30.169476343959879},{"$f":"Load_Data!X5","v":33.28449011258882},{"$f":"Load_Data!Y5","v":36.620533019597843},{"$f":"Load_Data!Z5","v":40.335022203674377},{"$f":"Load_Data!AA5","v":38.121319319136717},{"$f":"Load_Data!AB5","v":37.612252953566347},{"$f":"Load_Data!AC5","v":33.167793611623374},{"$f":"Load_Data!AD5","v":33.918980453147313},{"$f":"Load_Data!AE5","v":30.363933333785138},{"$f":"Load_Data!AF5","v":24.999681457058703},{"$f":"Load_Data!AG5","v":17.567275999657607},{"$f":"Load_Data!AH5","v":12.577830826852434},{"$f":"Load_Data!AI5","v":8.9541916452811954},{"$f":"Load_Data!AJ5","v":5.3191469433793985},{"$f":"Load_Data!AK5","v":2.03341167232242},{"$f":"Load_Data!AL5","v":0.67324640147256609},{"$f":"Load_Data!AM5","v":0.47094162941340939},{"$f":"Load_Data!AN5","v":0.25057487175063803},{"$f":"Load_Data!AO5","v":0.12528743587531899},{"$f":"Load_Data!AP5","v":0},{"$f":"Load_Data!AQ5","v":0},{"$f":"Load_Data!AR5","v":0},{"$f":"Load_Data!AS5","v":0},{"$f":"Load_Data!AT5","v":0},{"$f":"Load_Data!AU5","v":0},{"$f":"Load_Data!AV5","v":0},{"$f":"Load_Data!AW5","v":0},{"$f":"Load_Data!AX5","v":0},{"$f":"Load_Data!AY5","v":0},null,1,2023,{"$f":"MAX(F4:BA4)","v":40.335022203674377},0,null,{"$f":"IF(F4>=$BF4,$BF4,F4)","v":0},0,0,0,0,0,0,0,0,0,0,0,0,0,0,0,{"$f":"IF(V4>=$BF4,$BF4,V4)","v":0},0,0,0,0,0,0,0,0,0,0,0,0,0,0,0,{"$f":"IF(AL4>=$BF4,$BF4,AL4)","v":0},0,0,0,0,0,0,0,0,0,0,0,0,0,0,0,null,{"$f":"F4-BH4","v":0},0,0,0,0,0,0,0,0,0,0,0,0,0.28664577718622147,1.9579263491574164,5.9320753399142365,{"$f":"V4-BX4","v":12.379300986008491},18.98071650286548,25.671009768503993,30.169476343959879,33.28449011258882,36.620533019597843,40.335022203674377,38.121319319136717,37.612252953566347,33.167793611623374,33.918980453147313,30.363933333785138,24.999681457058703,17.567275999657607,12.577830826852434,8.9541916452811954,{"$f":"AL4-CN4","v":5.3191469433793985},2.03341167232242,0.67324640147256609,0.47094162941340939,0.25057487175063803,0.12528743587531899,0,0,0,0,0,0,0,0,0,0,{"$f":"SUM(DE4:EZ4)/2","v":225.88653247888968},1,null,null,null,null,null,null,null,null,null,null,null,null,null,null,null,null,null,null,null,null,null,null,null,null,null,null,null,null,null,null,null,null,null,null,null,null,null,null,null,null,null,null,null,null,null,null,null,null,null,null,null,null,null,"Solar CECV for 100MW System",{"$f":"SUMIF(Cal!$GZ$4:$GZ$8033,HE3,Cal!$GY$4:$GY$8033)","v":10647566.215403199},{"$f":"SUMIF(Cal!$GZ$4:$GZ$8033,HF3,Cal!$GY$4:$GY$8033)","v":8943836.7796421349},{"$f":"SUMIF(Cal!$GZ$4:$GZ$8033,HG3,Cal!$GY$4:$GY$8033)","v":8069913.7125449041},{"$f":"SUMIF(Cal!$GZ$4:$GZ$8033,HH3,Cal!$GY$4:$GY$8033)","v":7621713.7490846217},{"$f":"SUMIF(Cal!$GZ$4:$GZ$8033,HI3,Cal!$GY$4:$GY$8033)","v":7347245.4419462066},{"$f":"SUMIF(Cal!$GZ$4:$GZ$8033,HJ3,Cal!$GY$4:$GY$8033)","v":6786918.5087852255},{"$f":"SUMIF(Cal!$GZ$4:$GZ$8033,HK3,Cal!$GY$4:$GY$8033)","v":8335234.8043558951},{"$f":"SUMIF(Cal!$GZ$4:$GZ$8033,HL3,Cal!$GY$4:$GY$8033)","v":9956986.6778076943},{"$f":"SUMIF(Cal!$GZ$4:$GZ$8033,HM3,Cal!$GY$4:$GY$8033)","v":9831023.7106396593},{"$f":"SUMIF(Cal!$GZ$4:$GZ$8033,HN3,Cal!$GY$4:$GY$8033)","v":8951142.1560975369},{"$f":"SUMIF(Cal!$GZ$4:$GZ$8033,HO3,Cal!$GY$4:$GY$8033)","v":8713895.367647538},{"$f":"SUMIF(Cal!$GZ$4:$GZ$8033,HP3,Cal!$GY$4:$GY$8033)","v":13018489.265557574},{"$f":"SUMIF(Cal!$GZ$4:$GZ$8033,HQ3,Cal!$GY$4:$GY$8033)","v":14525026.755785232},{"$f":"SUMIF(Cal!$GZ$4:$GZ$8033,HR3,Cal!$GY$4:$GY$8033)","v":13283547.764930561},{"$f":"SUMIF(Cal!$GZ$4:$GZ$8033,HS3,Cal!$GY$4:$GY$8033)","v":8452837.2796887141},{"$f":"SUMIF(Cal!$GZ$4:$GZ$8033,HT3,Cal!$GY$4:$GY$8033)","v":7101033.1729561146},{"$f":"SUMIF(Cal!$GZ$4:$GZ$8033,HU3,Cal!$GY$4:$GY$8033)","v":12723582.204653906},{"$f":"SUMIF(Cal!$GZ$4:$GZ$8033,HV3,Cal!$GY$4:$GY$8033)","v":16421074.189316755},{"$f":"SUMIF(Cal!$GZ$4:$GZ$8033,HW3,Cal!$GY$4:$GY$8033)","v":10602594.406702034},{"$f":"SUMIF(Cal!$GZ$4:$GZ$8033,HX3,Cal!$GY$4:$GY$8033)","v":12130563.927985281},{"$f":"SUMIF(Cal!$GZ$4:$GZ$8033,HY3,Cal!$GY$4:$GY$8033)","v":12183179.973310171}]
["QLD1",2022,7,2,"Saturday",{"$f":"Load_Data!D6","v":0},{"$f":"Load_Data!E6","v":0},{"$f":"Load_Data!F6","v":0},{"$f":"Load_Data!G6","v":0},{"$f":"Load_Data!H6","v":0},{"$f":"Load_Data!I6","v":0},{"$f":"Load_Data!J6","v":0},{"$f":"Load_Data!K6","v":0},{"$f":"Load_Data!L6","v":0},{"$f":"Load_Data!M6","v":0},{"$f":"Load_Data!N6","v":0},{"$f":"Load_Data!O6","v":0},{"$f":"Load_Data!P6","v":0},{"$f":"Load_Data!Q6","v":0.32568335634043288},{"$f":"Load_Data!R6","v":1.2850692343253074},{"$f":"Load_Data!S6","v":4.0458621446633556},{"$f":"Load_Data!T6","v":8.4185047215959674},{"$f":"Load_Data!U6","v":15.170413520264075},{"$f":"Load_Data!V6","v":19.657296055955445},{"$f":"Load_Data!W6","v":24.64823234714914},{"$f":"Load_Data!X6","v":29.921746284913958},{"$f":"Load_Data!Y6","v":34.439662729149177},{"$f":"Load_Data!Z6","v":41.83814354620305},{"$f":"Load_Data!AA6","v":37.768942769462591},{"$f":"Load_Data!AB6","v":35.880427186505045},{"$f":"Load_Data!AC6","v":31.185543616628657},{"$f":"Load_Data!AD6","v":34.856308965868415},{"$f":"Load_Data!AE6","v":29.73983796046646},{"$f":"Load_Data!AF6","v":27.059696973486268},{"$f":"Load_Data!AG6","v":21.084044681651569},{"$f":"Load_Data!AH6","v":17.346034108354321},{"$f":"Load_Data!AI6","v":9.8710726745053741},{"$f":"Load_Data!AJ6","v":5.9329362712230527},{"$f":"Load_Data!AK6","v":2.5796478717730928},{"$f":"Load_Data!AL6","v":1.0555144739151596},{"$f":"Load_Data!AM6","v":0.83450221456209062},{"$f":"Load_Data!AN6","v":0.37020326162680572},{"$f":"Load_Data!AO6","v":0.18510163081340286},{"$f":"Load_Data!AP6","v":0},{"$f":"Load_Data!AQ6","v":0},{"$f":"Load_Data!AR6","v":0},{"$f":"Load_Data!AS6","v":0},{"$f":"Load_Data!AT6","v":0},{"$f":"Load_Data!AU6","v":0},{"$f":"Load_Data!AV6","v":0},{"$f":"Load_Data!AW6","v":0},{"$f":"Load_Data!AX6","v":0},{"$f":"Load_Data!AY6","v":0},null,{"$f":"BC4+1","v":2},2023,41.83814354620305,0,null,0,0,0,0,0,0,0,0,0,0,0,0,0,0,0,0,0,0,0,0,0,0,0,0,0,0,0,0,0,0,0,0,0,0,0,0,0,0,0,0,0,0,0,0,0,0,0,0,null,0,0,0,0,0,0,0,0,0,0,0,0,0,0.32568335634043288,1.2850692343253074,4.0458621446633556,8.4185047215959674,15.170413520264075,19.657296055955445,24.64823234714914,29.921746284913958,34.439662729149177,41.83814354620305,37.768942769462591,35.880427186505045,31.185543616628657,34.856308965868415,29.73983796046646,27.059696973486268,21.084044681651569,17.346034108354321,9.8710726745053741,5.9329362712230527,2.5796478717730928,1.0555144739151596,0.83450221456209062,0.37020326162680572,0.18510163081340286,0,0,0,0,0,0,0,0,0,0,{"$f":"SUM(DE5:EZ5)/2","v":217.75021430070109},{"$f":"FB4+1","v":2}]
["QLD1",2022,7,3,"Sunday",{"$f":"Load_Data!D7","v":0},{"$f":"Load_Data!E7","v":0},{"$f":"Load_Data!F7","v":0},{"$f":"Load_Data!G7","v":0},{"$f":"Load_Data!H7","v":0},{"$f":"Load_Data!I7","v":0},{"$f":"Load_Data!J7","v":0},{"$f":"Load_Data!K7","v":0},{"$f":"Load_Data!L7","v":0},{"$f":"Load_Data!M7","v":0},{"$f":"Load_Data!N7","v":0},{"$f":"Load_Data!O7","v":0},{"$f":"Load_Data!P7","v":0},{"$f":"Load_Data!Q7","v":0.30871979270997452},{"$f":"Load_Data!R7","v":0.8541058307474968},{"$f":"Load_Data!S7","v":2.9342266117865812},{"$f":"Load_Data!T7","v":7.0913271317734452},{"$f":"Load_Data!U7","v":10.739725249823215},{"$f":"Load_Data!V7","v":15.455561554129774},{"$f":"Load_Data!W7","v":18.726440022703319},{"$f":"Load_Data!X7","v":26.688124075137072},{"$f":"Load_Data!Y7","v":27.091214290546361},{"$f":"Load_Data!Z7","v":36.161600932141681},{"$f":"Load_Data!AA7","v":31.247414744842182},{"$f":"Load_Data!AB7","v":29.666000967887889},{"$f":"Load_Data!AC7","v":26.701000832988054},{"$f":"Load_Data!AD7","v":31.117270681134062},{"$f":"Load_Data!AE7","v":25.116164051578348},{"$f":"Load_Data!AF7","v":23.704944989913347},{"$f":"Load_Data!AG7","v":17.194378844201719},{"$f":"Load_Data!AH7","v":14.196395908314699},{"$f":"Load_Data!AI7","v":11.041094490169556},{"$f":"Load_Data!AJ7","v":7.026713895641409},{"$f":"Load_Data!AK7","v":3.459813079280929},{"$f":"Load_Data!AL7","v":1.1240885680332546},{"$f":"Load_Data!AM7","v":0.42795346543567542},{"$f":"Load_Data!AN7","v":0.31326963564442067},{"$f":"Load_Data!AO7","v":0.15663481782221028},{"$f":"Load_Data!AP7","v":0},{"$f":"Load_Data!AQ7","v":0},{"$f":"Load_Data!AR7","v":0},{"$f":"Load_Data!AS7","v":0},{"$f":"Load_Data!AT7","v":0},{"$f":"Load_Data!AU7","v":0},{"$f":"Load_Data!AV7","v":0},{"$f":"Load_Data!AW7","v":0},{"$f":"Load_Data!AX7","v":0},{"$f":"Load_Data!AY7","v":0},null,{"$f":"BC5+1","v":3},2023,36.161600932141681,0,null,0,0,0,0,0,0,0,0,0,0,0,0,0,0,0,0,0,0,0,0,0,0,0,0,0,0,0,0,0,0,0,0,0,0,0,0,0,0,0,0,0,0,0,0,0,0,0,0,null,0,0,0,0,0,0,0,0,0,0,0,0,0,0.30871979270997452,0.8541058307474968,2.9342266117865812,7.0913271317734452,10.739725249823215,15.455561554129774,18.726440022703319,26.688124075137072,27.091214290546361,36.161600932141681,31.247414744842182,29.666000967887889,26.701000832988054,31.117270681134062,25.116164051578348,23.704944989913347,17.194378844201719,14.196395908314699,11.041094490169556,7.026713895641409,3.459813079280929,1.1240885680332546,0.42795346543567542,0.31326963564442067,0.15663481782221028,0,0,0,0,0,0,0,0,0,0,184.27209223219333,{"$f":"FB5+1","v":3}]
["QLD1",2022,7,4,"Monday",{"$f":"Load_Data!D8","v":0},{"$f":"Load_Data!E8","v":0},{"$f":"Load_Data!F8","v":0},{"$f":"Load_Data!G8","v":0},{"$f":"Load_Data!H8","v":0},{"$f":"Load_Data!I8","v":0},{"$f":"Load_Data!J8","v":0},{"$f":"Load_Data!K8","v":0},{"$f":"Load_Data!L8","v":0},{"$f":"Load_Data!M8","v":0},{"$f":"Load_Data!N8","v":0},{"$f":"Load_Data!O8","v":0},{"$f":"Load_Data!P8","v":0},{"$f":"Load_Data!Q8","v":0.26196022034207345},{"$f":"Load_Data!R8","v":1.5068063278656258},{"$f":"Load_Data!S8","v":5.8726020406705262},{"$f":"Load_Data!T8","v":13.909264580483418},{"$f":"Load_Data!U8","v":22.399806107627427},{"$f":"Load_Data!V8","v":31.859061734720552},{"$f":"Load_Data!W8","v":42.310933586642051},{"$f":"Load_Data!X8","v":48.766858205486834},{"$f":"Load_Data!Y8","v":57.044751261632435},{"$f":"Load_Data!Z8","v":61.186995947720511},{"$f":"Load_Data!AA8","v":64.345968479516941},{"$f":"Load_Data!AB8","v":65.388083045874879},{"$f":"Load_Data!AC8","v":62.760860379933192},{"$f":"Load_Data!AD8","v":58.556048640976229},{"$f":"Load_Data!AE8","v":53.71979704618952},{"$f":"Load_Data!AF8","v":49.430049536072303},{"$f":"Load_Data!AG8","v":39.521575144803151},{"$f":"Load_Data!AH8","v":31.48959586598707},{"$f":"Load_Data!AI8","v":22.091857674102616},{"$f":"Load_Data!AJ8","v":13.225190592934782},{"$f":"Load_Data!AK8","v":6.0405845029087475},{"$f":"Load_Data!AL8","v":1.7179152532520545},{"$f":"Load_Data!AM8","v":0.9520216024845205},{"$f":"Load_Data!AN8","v":0.47666740866028051},{"$f":"Load_Data!AO8","v":0.23833370433014017},{"$f":"Load_Data!AP8","v":0},{"$f":"Load_Data!AQ8","v":0},{"$f":"Load_Data!AR8","v":0},{"$f":"Load_Data!AS8","v":0},{"$f":"Load_Data!AT8","v":0},{"$f":"Load_Data!AU8","v":0},{"$f":"Load_Data!AV8","v":0},{"$f":"Load_Data!AW8","v":0},{"$f":"Load_Data!AX8","v":0},{"$f":"Load_Data!AY8","v":0},null,4,2023,65.388083045874879,0,null,0,0,0,0,0,0,0,0,0,0,0,0,0,0,0,0,0,0,0,0,0,0,0,0,0,0,0,0,0,0,0,0,0,0,0,0,0,0,0,0,0,0,0,0,0,0,0,0,null,0,0,0,0,0,0,0,0,0,0,0,0,0,0.26196022034207345,1.5068063278656258,5.8726020406705262,13.909264580483418,22.399806107627427,31.859061734720552,42.310933586642051,48.766858205486834,57.044751261632435,61.186995947720511,64.345968479516941,65.388083045874879,62.760860379933192,58.556048640976229,53.71979704618952,49.430049536072303,39.521575144803151,31.48959586598707,22.091857674102616,13.225190592934782,6.0405845029087475,1.7179152532520545,0.9520216024845205,0.47666740866028051,0.23833370433014017,0,0,0,0,0,0,0,0,0,0,377.5367944456089,4]
["QLD1",2022,7,5,"Tuesday",{"$f":"Load_Data!D9","v":0},{"$f":"Load_Data!E9","v":0},{"$f":"Load_Data!F9","v":0},{"$f":"Load_Data!G9","v":0},{"$f":"Load_Data!H9","v":0},{"$f":"Load_Data!I9","v":0},{"$f":"Load_Data!J9","v":0},{"$f":"Load_Data!K9","v":0},{"$f":"Load_Data!L9","v":0},{"$f":"Load_Data!M9","v":0},{"$f":"Load_Data!N9","v":0},{"$f":"Load_Data!O9","v":0},{"$f":"Load_Data!P9","v":0},{"$f":"Load_Data!Q9","v":0.54973423454768777},{"$f":"Load_Data!R9","v":2.0799173913352393},{"$f":"Load_Data!S9","v":8.3428973569804938},{"$f":"Load_Data!T9","v":16.850241139581438},{"$f":"Load_Data!U9","v":26.110082525972622},{"$f":"Load_Data!V9","v":35.853083464711297},{"$f":"Load_Data!W9","v":45.462334082929537},{"$f":"Load_Data!X9","v":53.500523156137362},{"$f":"Load_Data!Y9","v":58.920604178142625},{"$f":"Load_Data!Z9","v":63.202426290396239},{"$f":"Load_Data!AA9","v":63.783114450618385},{"$f":"Load_Data!AB9","v":64.611411386621853},{"$f":"Load_Data!AC9","v":64.246387807410542},{"$f":"Load_Data!AD9","v":61.367761960479037},{"$f":"Load_Data!AE9","v":56.886240055362961},{"$f":"Load_Data!AF9","v":51.092543353597677},{"$f":"Load_Data!AG9","v":42.500918260771449},{"$f":"Load_Data!AH9","v":32.801495379259798},{"$f":"Load_Data!AI9","v":22.780151840886148},{"$f":"Load_Data!AJ9","v":13.709105296686303},{"$f":"Load_Data!AK9","v":5.9219378044654274},{"$f":"Load_Data!AL9","v":1.3159136206328446},{"$f":"Load_Data!AM9","v":0.64609888988383912},{"$f":"Load_Data!AN9","v":0.40401543937193635},{"$f":"Load_Data!AO9","v":0.2020077196859682},{"$f":"Load_Data!AP9","v":0},{"$f":"Load_Data!AQ9","v":0},{"$f":"Load_Data!AR9","v":0},{"$f":"Load_Data!AS9","v":0},{"$f":"Load_Data!AT9","v":0},{"$f":"Load_Data!AU9","v":0},{"$f":"Load_Data!AV9","v":0},{"$f":"Load_Data!AW9","v":0},{"$f":"Load_Data!AX9","v":0},{"$f":"Load_Data!AY9","v":0},null,5,2023,64.611411386621853,0,null,0,0,0,0,0,0,0,0,0,0,0,0,0,0,0,0,0,0,0,0,0,0,0,0,0,0,0,0,0,0,0,0,0,0,0,0,0,0,0,0,0,0,0,0,0,0,0,0,null,0,0,0,0,0,0,0,0,0,0,0,0,0,0.54973423454768777,2.0799173913352393,8.3428973569804938,16.850241139581438,26.110082525972622,35.853083464711297,45.462334082929537,53.500523156137362,58.920604178142625,63.202426290396239,63.783114450618385,64.611411386621853,64.246387807410542,61.367761960479037,56.886240055362961,51.092543353597677,42.500918260771449,32.801495379259798,22.780151840886148,13.709105296686303,5.9219378044654274,1.3159136206328446,0.64609888988383912,0.40401543937193635,0.2020077196859682,0,0,0,0,0,0,0,0,0,0,396.5704735432343,5]
["QLD1",2022,7,6,"Wednesday",{"$f":"Load_Data!D10","v":0},{"$f":"Load_Data!E10","v":0},{"$f":"Load_Data!F10","v":0},{"$f":"Load_Data!G10","v":0},{"$f":"Load_Data!H10","v":0},{"$f":"Load_Data!I10","v":0},{"$f":"Load_Data!J10","v":0},{"$f":"Load_Data!K10","v":0},{"$f":"Load_Data!L10","v":0},{"$f":"Load_Data!M10","v":0},{"$f":"Load_Data!N10","v":0},{"$f":"Load_Data!O10","v":0},{"$f":"Load_Data!P10","v":0},{"$f":"Load_Data!Q10","v":0.4334983183498658},{"$f":"Load_Data!R10","v":2.2902136160620272},{"$f":"Load_Data!S10","v":9.0174372477707081},{"$f":"Load_Data!T10","v":15.789921946379465},{"$f":"Load_Data!U10","v":22.895798688202753},{"$f":"Load_Data!V10","v":31.468016664387864},{"$f":"Load_Data!W10","v":37.55899129203469},{"$f":"Load_Data!X10","v":45.01946595770368},{"$f":"Load_Data!Y10","v":48.708962330168184},{"$f":"Load_Data!Z10","v":51.743203932505644},{"$f":"Load_Data!AA10","v":55.589864760689302},{"$f":"Load_Data!AB10","v":57.160124005236788},{"$f":"Load_Data!AC10","v":50.470348418741331},{"$f":"Load_Data!AD10","v":48.79198531132996},{"$f":"Load_Data!AE10","v":43.946428178682886},{"$f":"Load_Data!AF10","v":41.438030377820247},{"$f":"Load_Data!AG10","v":33.042611921798127},{"$f":"Load_Data!AH10","v":26.450014035718795},{"$f":"Load_Data!AI10","v":16.943395169336043},{"$f":"Load_Data!AJ10","v":9.7847635255645589},{"$f":"Load_Data!AK10","v":3.8638510144308316},{"$f":"Load_Data!AL10","v":0.94545925797890995},{"$f":"Load_Data!AM10","v":0.66080626007681642},{"$f":"Load_Data!AN10","v":0.42410517376153967},{"$f":"Load_Data!AO10","v":0.21205258688076983},{"$f":"Load_Data!AP10","v":0},{"$f":"Load_Data!AQ10","v":0},{"$f":"Load_Data!AR10","v":0},{"$f":"Load_Data!AS10","v":0},{"$f":"Load_Data!AT10","v":0},{"$f":"Load_Data!AU10","v":0},{"$f":"Load_Data!AV10","v":0},{"$f":"Load_Data!AW10","v":0},{"$f":"Load_Data!AX10","v":0},{"$f":"Load_Data!AY10","v":0},null,6,2023,57.160124005236788,0,null,0,0,0,0,0,0,0,0,0,0,0,0,0,0,0,0,0,0,0,0,0,0,0,0,0,0,0,0,0,0,0,0,0,0,0,0,0,0,0,0,0,0,0,0,0,0,0,0,null,0,0,0,0,0,0,0,0,0,0,0,0,0,0.4334983183498658,2.2902136160620272,9.0174372477707081,15.789921946379465,22.895798688202753,31.468016664387864,37.55899129203469,45.01946595770368,48.708962330168184,51.743203932505644,55.589864760689302,57.160124005236788,50.470348418741331,48.79198531132996,43.946428178682886,41.438030377820247,33.042611921798127,26.450014035718795,16.943395169336043,9.7847635255645589,3.8638510144308316,0.94545925797890995,0.66080626007681642,0.42410517376153967,0.21205258688076983,0,0,0,0,0,0,0,0,0,0,327.32467499580582,6]
["QLD1",2022,7,7,"Thursday",{"$f":"Load_Data!D11","v":0},{"$f":"Load_Data!E11","v":0},{"$f":"Load_Data!F11","v":0},{"$f":"Load_Data!G11","v":0},{"$f":"Load_Data!H11","v":0},{"$f":"Load_Data!I11","v":0},{"$f":"Load_Data!J11","v":0},{"$f":"Load_Data!K11","v":0},{"$f":"Load_Data!L11","v":0},{"$f":"Load_Data!M11","v":0},{"$f":"Load_Data!N11","v":0},{"$f":"Load_Data!O11","v":0},{"$f":"Load_Data!P11","v":0},{"$f":"Load_Data!Q11","v":0.41868475406136341},{"$f":"Load_Data!R11","v":2.459037823867523},{"$f":"Load_Data!S11","v":8.3077914873454315},{"$f":"Load_Data!T11","v":15.594815975296989},{"$f":"Load_Data!U11","v":24.410317104664102},{"$f":"Load_Data!V11","v":32.580345627929411},{"$f":"Load_Data!W11","v":40.138099505422446},{"$f":"Load_Data!X11","v":45.336102135417484},{"$f":"Load_Data!Y11","v":49.776484092521819},{"$f":"Load_Data!Z11","v":52.959746524922338},{"$f":"Load_Data!AA11","v":55.062328502204608},{"$f":"Load_Data!AB11","v":52.850277287699917},{"$f":"Load_Data!AC11","v":51.461821183758325},{"$f":"Load_Data!AD11","v":53.973775119387945},{"$f":"Load_Data!AE11","v":49.223010535249855},{"$f":"Load_Data!AF11","v":41.445586717747354},{"$f":"Load_Data!AG11","v":32.389825632914111},{"$f":"Load_Data!AH11","v":24.357652761226351},{"$f":"Load_Data!AI11","v":16.10830545970023},{"$f":"Load_Data!AJ11","v":9.5930775382293305},{"$f":"Load_Data!AK11","v":3.8242449059137087},{"$f":"Load_Data!AL11","v":1.0813848871241163},{"$f":"Load_Data!AM11","v":0.67978597185434497},{"$f":"Load_Data!AN11","v":0.35988158260134506},{"$f":"Load_Data!AO11","v":0.17994079130067253},{"$f":"Load_Data!AP11","v":0},{"$f":"Load_Data!AQ11","v":0},{"$f":"Load_Data!AR11","v":0},{"$f":"Load_Data!AS11","v":0},{"$f":"Load_Data!AT11","v":0},{"$f":"Load_Data!AU11","v":0},{"$f":"Load_Data!AV11","v":0},{"$f":"Load_Data!AW11","v":0},{"$f":"Load_Data!AX11","v":0},{"$f":"Load_Data!AY11","v":0},null,7,2023,55.062328502204608,0,null,0,0,0,0,0,0,0,0,0,0,0,0,0,0,0,0,0,0,0,0,0,0,0,0,0,0,0,0,0,0,0,0,0,0,0,0,0,0,0,0,0,0,0,0,0,0,0,0,null,0,0,0,0,0,0,0,0,0,0,0,0,0,0.41868475406136341,2.459037823867523,8.3077914873454315,15.594815975296989,24.410317104664102,32.580345627929411,40.138099505422446,45.336102135417484,49.776484092521819,52.959746524922338,55.062328502204608,52.850277287699917,51.461821183758325,53.973775119387945,49.223010535249855,41.445586717747354,32.389825632914111,24.357652761226351,16.10830545970023,9.5930775382293305,3.8242449059137087,1.0813848871241163,0.67978597185434497,0.35988158260134506,0.17994079130067253,0,0,0,0,0,0,0,0,0,0,332.28616195418056,7]
["QLD1",2022,7,8,"Friday",{"$f":"Load_Data!D12","v":0},{"$f":"Load_Data!E12","v":0},{"$f":"Load_Data!F12","v":0},{"$f":"Load_Data!G12","v":0},{"$f":"Load_Data!H12","v":0},{"$f":"Load_Data!I12","v":0},{"$f":"Load_Data!J12","v":0},{"$f":"Load_Data!K12","v":0},{"$f":"Load_Data!L12","v":0},{"$f":"Load_Data!M12","v":0},{"$f":"Load_Data!N12","v":0},{"$f":"Load_Data!O12","v":0},{"$f":"Load_Data!P12","v":0},{"$f":"Load_Data!Q12","v":0.3408942276622704},{"$f":"Load_Data!R12","v":2.0290749824788108},{"$f":"Load_Data!S12","v":6.4492032430190323},{"$f":"Load_Data!T12","v":12.555982532769471},{"$f":"Load_Data!U12","v":20.769573275275715},{"$f":"Load_Data!V12","v":28.972825515621953},{"$f":"Load_Data!W12","v":35.704809128225236},{"$f":"Load_Data!X12","v":40.260452228308658},{"$f":"Load_Data!Y12","v":44.413743559136861},{"$f":"Load_Data!Z12","v":45.961483470049373},{"$f":"Load_Data!AA12","v":45.518627865833331},{"$f":"Load_Data!AB12","v":49.012617121685622},{"$f":"Load_Data!AC12","v":46.709823094738198},{"$f":"Load_Data!AD12","v":44.542898290647692},{"$f":"Load_Data!AE12","v":37.45989872173746},{"$f":"Load_Data!AF12","v":30.857828878500236},{"$f":"Load_Data!AG12","v":24.206069269672504},{"$f":"Load_Data!AH12","v":18.697412534605469},{"$f":"Load_Data!AI12","v":13.273357738453589},{"$f":"Load_Data!AJ12","v":7.3249019000121933},{"$f":"Load_Data!AK12","v":2.9558353935195139},{"$f":"Load_Data!AL12","v":0.97360791394417667},{"$f":"Load_Data!AM12","v":0.95842750025837942},{"$f":"Load_Data!AN12","v":0.36760048402868573},{"$f":"Load_Data!AO12","v":0.18380024201434286},{"$f":"Load_Data!AP12","v":0},{"$f":"Load_Data!AQ12","v":0},{"$f":"Load_Data!AR12","v":0},{"$f":"Load_Data!AS12","v":0},{"$f":"Load_Data!AT12","v":0},{"$f":"Load_Data!AU12","v":0},{"$f":"Load_Data!AV12","v":0},{"$f":"Load_Data!AW12","v":0},{"$f":"Load_Data!AX12","v":0},{"$f":"Load_Data!AY12","v":0},null,8,2023,49.012617121685622,0,null,0,0,0,0,0,0,0,0,0,0,0,0,0,0,0,0,0,0,0,0,0,0,0,0,0,0,0,0,0,0,0,0,0,0,0,0,0,0,0,0,0,0,0,0,0,0,0,0,null,0,0,0,0,0,0,0,0,0,0,0,0,0,0.3408942276622704,2.0290749824788108,6.4492032430190323,12.555982532769471,20.769573275275715,28.972825515621953,35.704809128225236,40.260452228308658,44.413743559136861,45.961483470049373,45.518627865833331,49.012617121685622,46.709823094738198,44.542898290647692,37.45989872173746,30.857828878500236,24.206069269672504,18.697412534605469,13.273357738453589,7.3249019000121933,2.9558353935195139,0.97360791394417667,0.95842750025837942,0.36760048402868573,0.18380024201434286,0,0,0,0,0,0,0,0,0,0,280.25037455609936,8]
["QLD1",2022,7,9,"Saturday",{"$f":"Load_Data!D13","v":0},{"$f":"Load_Data!E13","v":0},{"$f":"Load_Data!F13","v":0},{"$f":"Load_Data!G13","v":0},{"$f":"Load_Data!H13","v":0},{"$f":"Load_Data!I13","v":0},{"$f":"Load_Data!J13","v":0},{"$f":"Load_Data!K13","v":0},{"$f":"Load_Data!L13","v":0},{"$f":"Load_Data!M13","v":0},{"$f":"Load_Data!N13","v":0},{"$f":"Load_Data!O13","v":0},{"$f":"Load_Data!P13","v":0},{"$f":"Load_Data!Q13","v":0.28823799562331159},{"$f":"Load_Data!R13","v":1.5335337894634882},{"$f":"Load_Data!S13","v":3.7210940504366832},{"$f":"Load_Data!T13","v":7.5162413510052568},{"$f":"Load_Data!U13","v":10.701641051626181},{"$f":"Load_Data!V13","v":15.138943648961703},{"$f":"Load_Data!W13","v":18.435672265445021},{"$f":"Load_Data!X13","v":24.107427280165393},{"$f":"Load_Data!Y13","v":26.619784261697383},{"$f":"Load_Data!Z13","v":36.462513214444186},{"$f":"Load_Data!AA13","v":32.25249027116579},{"$f":"Load_Data!AB13","v":40.443235762932169},{"$f":"Load_Data!AC13","v":42.121269097947447},{"$f":"Load_Data!AD13","v":47.092299344018016},{"$f":"Load_Data!AE13","v":38.10572759395491},{"$f":"Load_Data!AF13","v":35.477985268792764},{"$f":"Load_Data!AG13","v":34.29029787010677},{"$f":"Load_Data!AH13","v":32.297265271645792},{"$f":"Load_Data!AI13","v":21.361313169079814},{"$f":"Load_Data!AJ13","v":11.756542045793902},{"$f":"Load_Data!AK13","v":5.2056852959186033},{"$f":"Load_Data!AL13","v":1.3479714543183794},{"$f":"Load_Data!AM13","v":0.98662989527792866},{"$f":"Load_Data!AN13","v":0.43647726229195416},{"$f":"Load_Data!AO13","v":0.21823863114597716},{"$f":"Load_Data!AP13","v":0},{"$f":"Load_Data!AQ13","v":0},{"$f":"Load_Data!AR13","v":0},{"$f":"Load_Data!AS13","v":0},{"$f":"Load_Data!AT13","v":0},{"$f":"Load_Data!AU13","v":0},{"$f":"Load_Data!AV13","v":0},{"$f":"Load_Data!AW13","v":0},{"$f":"Load_Data!AX13","v":0},{"$f":"Load_Data!AY13","v":0},null,9,2023,47.092299344018016,0,null,0,0,0,0,0,0,0,0,0,0,0,0,0,0,0,0,0,0,0,0,0,0,0,0,0,0,0,0,0,0,0,0,0,0,0,0,0,0,0,0,0,0,0,0,0,0,0,0,null,0,0,0,0,0,0,0,0,0,0,0,0,0,0.28823799562331159,1.5335337894634882,3.7210940504366832,7.5162413510052568,10.701641051626181,15.138943648961703,18.435672265445021,24.107427280165393,26.619784261697383,36.462513214444186,32.25249027116579,40.443235762932169,42.121269097947447,47.092299344018016,38.10572759395491,35.477985268792764,34.29029787010677,32.297265271645792,21.361313169079814,11.756542045793902,5.2056852959186033,1.3479714543183794,0.98662989527792866,0.43647726229195416,0.21823863114597716,0,0,0,0,0,0,0,0,0,0,243.95925857162945,9]
["QLD1",2022,7,10,"Sunday",{"$f":"Load_Data!D14","v":0},{"$f":"Load_Data!E14","v":0},{"$f":"Load_Data!F14","v":0},{"$f":"Load_Data!G14","v":0},{"$f":"Load_Data!H14","v":0},{"$f":"Load_Data!I14","v":0},{"$f":"Load_Data!J14","v":0},{"$f":"Load_Data!K14","v":0},{"$f":"Load_Data!L14","v":0},{"$f":"Load_Data!M14","v":0},{"$f":"Load_Data!N14","v":0},{"$f":"Load_Data!O14","v":0},{"$f":"Load_Data!P14","v":0},{"$f":"Load_Data!Q14","v":0.54114786008893578},{"$f":"Load_Data!R14","v":2.8498995068777795},{"$f":"Load_Data!S14","v":10.621349978770676},{"$f":"Load_Data!T14","v":19.363834856947058},{"$f":"Load_Data!U14","v":28.288679133185525},{"$f":"Load_Data!V14","v":37.943570571920823},{"$f":"Load_Data!W14","v":48.365976802888049},{"$f":"Load_Data!X14","v":55.421242129136814},{"$f":"Load_Data!Y14","v":60.772844268422318},{"$f":"Load_Data!Z14","v":64.414042187473768},{"$f":"Load_Data!AA14","v":67.91803159776947},{"$f":"Load_Data!AB14","v":68.912417629454055},{"$f":"Load_Data!AC14","v":68.959106189637211},{"$f":"Load_Data!AD14","v":67.240744639063649},{"$f":"Load_Data!AE14","v":62.79759371767809},{"$f":"Load_Data!AF14","v":55.890091394923417},{"$f":"Load_Data!AG14","v":46.454790090524128},{"$f":"Load_Data!AH14","v":35.995586997679638},{"$f":"Load_Data!AI14","v":25.371568844339375},{"$f":"Load_Data!AJ14","v":15.590296642804747},{"$f":"Load_Data!AK14","v":6.8781031607046534},{"$f":"Load_Data!AL14","v":1.8242047965144523},{"$f":"Load_Data!AM14","v":0.55768625116906634},{"$f":"Load_Data!AN14","v":0.50710902775068856},{"$f":"Load_Data!AO14","v":0.25355451387534428},{"$f":"Load_Data!AP14","v":0},{"$f":"Load_Data!AQ14","v":0},{"$f":"Load_Data!AR14","v":0},{"$f":"Load_Data!AS14","v":0},{"$f":"Load_Data!AT14","v":0},{"$f":"Load_Data!AU14","v":0},{"$f":"Load_Data!AV14","v":0},{"$f":"Load_Data!AW14","v":0},{"$f":"Load_Data!AX14","v":0},{"$f":"Load_Data!AY14","v":0},null,10,2023,68.959106189637211,0,null,0,0,0,0,0,0,0,0,0,0,0,0,0,0,0,0,0,0,0,0,0,0,0,0,0,0,0,0,0,0,0,0,0,0,0,0,0,0,0,0,0,0,0,0,0,0,0,0,null,0,0,0,0,0,0,0,0,0,0,0,0,0,0.54114786008893578,2.8498995068777795,10.621349978770676,19.363834856947058,28.288679133185525,37.943570571920823,48.365976802888049,55.421242129136814,60.772844268422318,64.414042187473768,67.91803159776947,68.912417629454055,68.959106189637211,67.240744639063649,62.79759371767809,55.890091394923417,46.454790090524128,35.995586997679638,25.371568844339375,15.590296642804747,6.8781031607046534,1.8242047965144523,0.55768625116906634,0.50710902775068856,0.25355451387534428,0,0,0,0,0,0,0,0,0,0,426.86673639479989,10]
["QLD1",2022,7,11,"Monday",{"$f":"Load_Data!D15","v":0},{"$f":"Load_Data!E15","v":0},{"$f":"Load_Data!F15","v":0},{"$f":"Load_Data!G15","v":0},{"$f":"Load_Data!H15","v":0},{"$f":"Load_Data!I15","v":0},{"$f":"Load_Data!J15","v":0},{"$f":"Load_Data!K15","v":0},{"$f":"Load_Data!L15","v":0},{"$f":"Load_Data!M15","v":0},{"$f":"Load_Data!N15","v":0},{"$f":"Load_Data!O15","v":0},{"$f":"Load_Data!P15","v":0},{"$f":"Load_Data!Q15","v":0.5846560038248082},{"$f":"Load_Data!R15","v":2.7478944025539653},{"$f":"Load_Data!S15","v":10.70758101833866},{"$f":"Load_Data!T15","v":18.882601906666675},{"$f":"Load_Data!U15","v":28.183696251456841},{"$f":"Load_Data!V15","v":37.397676506767482},{"$f":"Load_Data!W15","v":46.335073164886722},{"$f":"Load_Data!X15","v":53.731424051209743},{"$f":"Load_Data!Y15","v":59.737903145503843},{"$f":"Load_Data!Z15","v":65.195063512274899},{"$f":"Load_Data!AA15","v":68.131323866498434},{"$f":"Load_Data!AB15","v":69.120201426190491},{"$f":"Load_Data!AC15","v":68.10984580814808},{"$f":"Load_Data!AD15","v":64.663723673284409},{"$f":"Load_Data!AE15","v":59.315770143245516},{"$f":"Load_Data!AF15","v":52.774370693903528},{"$f":"Load_Data!AG15","v":44.200593355640152},{"$f":"Load_Data!AH15","v":34.671264707055684},{"$f":"Load_Data!AI15","v":22.725464375635912},{"$f":"Load_Data!AJ15","v":12.804085923199754},{"$f":"Load_Data!AK15","v":5.3941265099922537},{"$f":"Load_Data!AL15","v":1.5191569593257628},{"$f":"Load_Data!AM15","v":0.65831769190176448},{"$f":"Load_Data!AN15","v":0.43247803497775239},{"$f":"Load_Data!AO15","v":0.2162390174888762},{"$f":"Load_Data!AP15","v":0},{"$f":"Load_Data!AQ15","v":0},{"$f":"Load_Data!AR15","v":0},{"$f":"Load_Data!AS15","v":0},{"$f":"Load_Data!AT15","v":0},{"$f":"Load_Data!AU15","v":0},{"$f":"Load_Data!AV15","v":0},{"$f":"Load_Data!AW15","v":0},{"$f":"Load_Data!AX15","v":0},{"$f":"Load_Data!AY15","v":0},null,11,2023,69.120201426190491,0,null,0,0,0,0,0,0,0,0,0,0,0,0,0,0,0,0,0,0,0,0,0,0,0,0,0,0,0,0,0,0,0,0,0,0,0,0,0,0,0,0,0,0,0,0,0,0,0,0,null,0,0,0,0,0,0,0,0,0,0,0,0,0,0.5846560038248082,2.7478944025539653,10.70758101833866,18.882601906666675,28.183696251456841,37.397676506767482,46.335073164886722,53.731424051209743,59.737903145503843,65.195063512274899,68.131323866498434,69.120201426190491,68.10984580814808,64.663723673284409,59.315770143245516,52.774370693903528,44.200593355640152,34.671264707055684,22.725464375635912,12.804085923199754,5.3941265099922537,1.5191569593257628,0.65831769190176448,0.43247803497775239,0.2162390174888762,0,0,0,0,0,0,0,0,0,0,414.12026607498598,11]
["QLD1",2022,7,12,"Tuesday",{"$f":"Load_Data!D16","v":0},{"$f":"Load_Data!E16","v":0},{"$f":"Load_Data!F16","v":0},{"$f":"Load_Data!G16","v":0},{"$f":"Load_Data!H16","v":0},{"$f":"Load_Data!I16","v":0},{"$f":"Load_Data!J16","v":0},{"$f":"Load_Data!K16","v":0},{"$f":"Load_Data!L16","v":0},{"$f":"Load_Data!M16","v":0},{"$f":"Load_Data!N16","v":0},{"$f":"Load_Data!O16","v":0},{"$f":"Load_Data!P16","v":0},{"$f":"Load_Data!Q16","v":0.33199301274269433},{"$f":"Load_Data!R16","v":2.383722195721103},{"$f":"Load_Data!S16","v":7.6366841526594618},{"$f":"Load_Data!T16","v":15.230800928911359},{"$f":"Load_Data!U16","v":23.162196631335171},{"$f":"Load_Data!V16","v":30.105599085538614},{"$f":"Load_Data!W16","v":34.765563050189051},{"$f":"Load_Data!X16","v":42.615568320616809},{"$f":"Load_Data!Y16","v":44.88298176924291},{"$f":"Load_Data!Z16","v":48.962371014579503},{"$f":"Load_Data!AA16","v":51.558810294454119},{"$f":"Load_Data!AB16","v":53.398318205035253},{"$f":"Load_Data!AC16","v":53.649871192746815},{"$f":"Load_Data!AD16","v":52.482308767348762},{"$f":"Load_Data!AE16","v":48.400592945293361},{"$f":"Load_Data!AF16","v":43.704130318897285},{"$f":"Load_Data!AG16","v":34.280928377931488},{"$f":"Load_Data!AH16","v":27.792439358652764},{"$f":"Load_Data!AI16","v":16.680822434848189},{"$f":"Load_Data!AJ16","v":8.9588301132672026},{"$f":"Load_Data!AK16","v":4.2534125330287749},{"$f":"Load_Data!AL16","v":1.3689426726870544},{"$f":"Load_Data!AM16","v":0.75307390362286442},{"$f":"Load_Data!AN16","v":0.4535304312817765},{"$f":"Load_Data!AO16","v":0.2419957191823966},{"$f":"Load_Data!AP16","v":0},{"$f":"Load_Data!AQ16","v":0},{"$f":"Load_Data!AR16","v":0},{"$f":"Load_Data!AS16","v":0},{"$f":"Load_Data!AT16","v":0},{"$f":"Load_Data!AU16","v":0},{"$f":"Load_Data!AV16","v":0},{"$f":"Load_Data!AW16","v":0},{"$f":"Load_Data!AX16","v":0},{"$f":"Load_Data!AY16","v":0},null,12,2023,53.649871192746815,0,null,0,0,0,0,0,0,0,0,0,0,0,0,0,0,0,0,0,0,0,0,0,0,0,0,0,0,0,0,0,0,0,0,0,0,0,0,0,0,0,0,0,0,0,0,0,0,0,0,null,0,0,0,0,0,0,0,0,0,0,0,0,0,0.33199301274269433,2.383722195721103,7.6366841526594618,15.230800928911359,23.162196631335171,30.105599085538614,34.765563050189051,42.615568320616809,44.88298176924291,48.962371014579503,51.558810294454119,53.398318205035253,53.649871192746815,52.482308767348762,48.400592945293361,43.704130318897285,34.280928377931488,27.792439358652764,16.680822434848189,8.9588301132672026,4.2534125330287749,1.3689426726870544,0.75307390362286442,0.4535304312817765,0.2419957191823966,0,0,0,0,0,0,0,0,0,0,324.02774371490733,12]
["QLD1",2022,7,13,"Wednesday",{"$f":"Load_Data!D17","v":0},{"$f":"Load_Data!E17","v":0},{"$f":"Load_Data!F17","v":0},{"$f":"Load_Data!G17","v":0},{"$f":"Load_Data!H17","v":0},{"$f":"Load_Data!I17","v":0},{"$f":"Load_Data!J17","v":0},{"$f":"Load_Data!K17","v":0},{"$f":"Load_Data!L17","v":0},{"$f":"Load_Data!M17","v":0},{"$f":"Load_Data!N17","v":0},{"$f":"Load_Data!O17","v":0},{"$f":"Load_Data!P17","v":0},{"$f":"Load_Data!Q17","v":0.41724259960199234},{"$f":"Load_Data!R17","v":2.7257592456330291},{"$f":"Load_Data!S17","v":9.4583196152655979},{"$f":"Load_Data!T17","v":17.505190131682539},{"$f":"Load_Data!U17","v":26.991897825453027},{"$f":"Load_Data!V17","v":35.026503868668037},{"$f":"Load_Data!W17","v":42.709452639207484},{"$f":"Load_Data!X17","v":51.814717108482981},{"$f":"Load_Data!Y17","v":55.111649947969475},{"$f":"Load_Data!Z17","v":55.672795203443982},{"$f":"Load_Data!AA17","v":57.33606597875044},{"$f":"Load_Data!AB17","v":59.243278214009521},{"$f":"Load_Data!AC17","v":61.764855902082786},{"$f":"Load_Data!AD17","v":59.823268473872957},{"$f":"Load_Data!AE17","v":55.552848792246145},{"$f":"Load_Data!AF17","v":47.868268018887569},{"$f":"Load_Data!AG17","v":39.788811604632443},{"$f":"Load_Data!AH17","v":31.3927328971007},{"$f":"Load_Data!AI17","v":21.35811071760866},{"$f":"Load_Data!AJ17","v":11.836031551685162},{"$f":"Load_Data!AK17","v":4.9847513313034604},{"$f":"Load_Data!AL17","v":1.322820596399563},{"$f":"Load_Data!AM17","v":0.78474219426212244},{"$f":"Load_Data!AN17","v":0.51328068984158548},{"$f":"Load_Data!AO17","v":0.25664034492079274},{"$f":"Load_Data!AP17","v":0},{"$f":"Load_Data!AQ17","v":0},{"$f":"Load_Data!AR17","v":0},{"$f":"Load_Data!AS17","v":0},{"$f":"Load_Data!AT17","v":0},{"$f":"Load_Data!AU17","v":0},{"$f":"Load_Data!AV17","v":0},{"$f":"Load_Data!AW17","v":0},{"$f":"Load_Data!AX17","v":0},{"$f":"Load_Data!AY17","v":0},null,13,2023,61.764855902082786,0,null,0,0,0,0,0,0,0,0,0,0,0,0,0,0,0,0,0,0,0,0,0,0,0,0,0,0,0,0,0,0,0,0,0,0,0,0,0,0,0,0,0,0,0,0,0,0,0,0,null,0,0,0,0,0,0,0,0,0,0,0,0,0,0.41724259960199234,2.7257592456330291,9.4583196152655979,17.505190131682539,26.991897825453027,35.026503868668037,42.709452639207484,51.814717108482981,55.111649947969475,55.672795203443982,57.33606597875044,59.243278214009521,61.764855902082786,59.823268473872957,55.552848792246145,47.868268018887569,39.788811604632443,31.3927328971007,21.35811071760866,11.836031551685162,4.9847513313034604,1.322820596399563,0.78474219426212244,0.51328068984158548,0.25664034492079274,0,0,0,0,0,0,0,0,0,0,375.63001774650598,13]
["QLD1",2022,7,14,"Thursday",{"$f":"Load_Data!D18","v":0},{"$f":"Load_Data!E18","v":0},{"$f":"Load_Data!F18","v":0},{"$f":"Load_Data!G18","v":0},{"$f":"Load_Data!H18","v":0},{"$f":"Load_Data!I18","v":0},{"$f":"Load_Data!J18","v":0},{"$f":"Load_Data!K18","v":0},{"$f":"Load_Data!L18","v":0},{"$f":"Load_Data!M18","v":0},{"$f":"Load_Data!N18","v":0},{"$f":"Load_Data!O18","v":0},{"$f":"Load_Data!P18","v":0},{"$f":"Load_Data!Q18","v":0.4951523852918141},{"$f":"Load_Data!R18","v":2.2837838605389784},{"$f":"Load_Data!S18","v":6.9627411479503953},{"$f":"Load_Data!T18","v":14.002772550884293},{"$f":"Load_Data!U18","v":22.06716892166116},{"$f":"Load_Data!V18","v":30.629677039476118},{"$f":"Load_Data!W18","v":38.256382850705187},{"$f":"Load_Data!X18","v":41.747962998187674},{"$f":"Load_Data!Y18","v":43.801045596754825},{"$f":"Load_Data!Z18","v":44.134112920951985},{"$f":"Load_Data!AA18","v":42.587101408166525},{"$f":"Load_Data!AB18","v":45.874071366152855},{"$f":"Load_Data!AC18","v":44.098790501265739},{"$f":"Load_Data!AD18","v":44.501291070548341},{"$f":"Load_Data!AE18","v":37.024619712730356},{"$f":"Load_Data!AF18","v":33.051936318270947},{"$f":"Load_Data!AG18","v":26.040184781489923},{"$f":"Load_Data!AH18","v":17.487305733489023},{"$f":"Load_Data!AI18","v":11.457175450434868},{"$f":"Load_Data!AJ18","v":7.540931521294854},{"$f":"Load_Data!AK18","v":3.5629702565383732},{"$f":"Load_Data!AL18","v":1.3126334063290035},{"$f":"Load_Data!AM18","v":1.0232812698709834},{"$f":"Load_Data!AN18","v":0.54278338444199326},{"$f":"Load_Data!AO18","v":0.27139169222099663},{"$f":"Load_Data!AP18","v":0},{"$f":"Load_Data!AQ18","v":0},{"$f":"Load_Data!AR18","v":0},{"$f":"Load_Data!AS18","v":0},{"$f":"Load_Data!AT18","v":0},{"$f":"Load_Data!AU18","v":0},{"$f":"Load_Data!AV18","v":0},{"$f":"Load_Data!AW18","v":0},{"$f":"Load_Data!AX18","v":0},{"$f":"Load_Data!AY18","v":0},null,14,2023,45.874071366152855,0,null,0,0,0,0,0,0,0,0,0,0,0,0,0,0,0,0,0,0,0,0,0,0,0,0,0,0,0,0,0,0,0,0,0,0,0,0,0,0,0,0,0,0,0,0,0,0,0,0,null,0,0,0,0,0,0,0,0,0,0,0,0,0,0.4951523852918141,2.2837838605389784,6.9627411479503953,14.002772550884293,22.06716892166116,30.629677039476118,38.256382850705187,41.747962998187674,43.801045596754825,44.134112920951985,42.587101408166525,45.874071366152855,44.098790501265739,44.501291070548341,37.024619712730356,33.051936318270947,26.040184781489923,17.487305733489023,11.457175450434868,7.540931521294854,3.5629702565383732,1.3126334063290035,1.0232812698709834,0.54278338444199326,0.27139169222099663,0,0,0,0,0,0,0,0,0,0,280.37863407282362,14]
["QLD1",2022,7,15,"Friday",{"$f":"Load_Data!D19","v":0},{"$f":"Load_Data!E19","v":0},{"$f":"Load_Data!F19","v":0},{"$f":"Load_Data!G19","v":0},{"$f":"Load_Data!H19","v":0},{"$f":"Load_Data!I19","v":0},{"$f":"Load_Data!J19","v":0},{"$f":"Load_Data!K19","v":0},{"$f":"Load_Data!L19","v":0},{"$f":"Load_Data!M19","v":0},{"$f":"Load_Data!N19","v":0},{"$f":"Load_Data!O19","v":0},{"$f":"Load_Data!P19","v":0},{"$f":"Load_Data!Q19","v":0.36333890516475276},{"$f":"Load_Data!R19","v":1.501092497730117},{"$f":"Load_Data!S19","v":4.6208044704234572},{"$f":"Load_Data!T19","v":10.406891641659143},{"$f":"Load_Data!U19","v":17.068940659038038},{"$f":"Load_Data!V19","v":25.489882357251165},{"$f":"Load_Data!W19","v":31.924885466249414},{"$f":"Load_Data!X19","v":38.162945591396188},{"$f":"Load_Data!Y19","v":41.549999626104267},{"$f":"Load_Data!Z19","v":57.496317055439597},{"$f":"Load_Data!AA19","v":49.507017403764607},{"$f":"Load_Data!AB19","v":49.410167888245986},{"$f":"Load_Data!AC19","v":50.302106102001702},{"$f":"Load_Data!AD19","v":50.457110514728896},{"$f":"Load_Data!AE19","v":46.583562322243324},{"$f":"Load_Data!AF19","v":41.120279768052967},{"$f":"Load_Data!AG19","v":36.785861341298045},{"$f":"Load_Data!AH19","v":34.403642978456752},{"$f":"Load_Data!AI19","v":22.27911695541847},{"$f":"Load_Data!AJ19","v":12.917124250841219},{"$f":"Load_Data!AK19","v":5.7675062494175888},{"$f":"Load_Data!AL19","v":1.8104475281798487},{"$f":"Load_Data!AM19","v":0.82815873684969554},{"$f":"Load_Data!AN19","v":0.7135796326730075},{"$f":"Load_Data!AO19","v":0.35678981633650375},{"$f":"Load_Data!AP19","v":0},{"$f":"Load_Data!AQ19","v":0},{"$f":"Load_Data!AR19","v":0},{"$f":"Load_Data!AS19","v":0},{"$f":"Load_Data!AT19","v":0},{"$f":"Load_Data!AU19","v":0},{"$f":"Load_Data!AV19","v":0},{"$f":"Load_Data!AW19","v":0},{"$f":"Load_Data!AX19","v":0},{"$f":"Load_Data!AY19","v":0},null,15,2023,57.496317055439597,0,null,0,0,0,0,0,0,0,0,0,0,0,0,0,0,0,0,0,0,0,0,0,0,0,0,0,0,0,0,0,0,0,0,0,0,0,0,0,0,0,0,0,0,0,0,0,0,0,0,null,0,0,0,0,0,0,0,0,0,0,0,0,0,0.36333890516475276,1.501092497730117,4.6208044704234572,10.406891641659143,17.068940659038038,25.489882357251165,31.924885466249414,38.162945591396188,41.549999626104267,57.496317055439597,49.507017403764607,49.410167888245986,50.302106102001702,50.457110514728896,46.583562322243324,41.120279768052967,36.785861341298045,34.403642978456752,22.27911695541847,12.917124250841219,5.7675062494175888,1.8104475281798487,0.82815873684969554,0.7135796326730075,0.35678981633650375,0,0,0,0,0,0,0,0,0,0,315.91378487948236,15]
["QLD1",2022,7,16,"Saturday",{"$f":"Load_Data!D20","v":0},{"$f":"Load_Data!E20","v":0},{"$f":"Load_Data!F20","v":0},{"$f":"Load_Data!G20","v":0},{"$f":"Load_Data!H20","v":0},{"$f":"Load_Data!I20","v":0},{"$f":"Load_Data!J20","v":0},{"$f":"Load_Data!K20","v":0},{"$f":"Load_Data!L20","v":0},{"$f":"Load_Data!M20","v":0},{"$f":"Load_Data!N20","v":0},{"$f":"Load_Data!O20","v":0},{"$f":"Load_Data!P20","v":0},{"$f":"Load_Data!Q20","v":0.3040083388280666},{"$f":"Load_Data!R20","v":2.2726376075044059},{"$f":"Load_Data!S20","v":7.0793437610896754},{"$f":"Load_Data!T20","v":13.887258077507411},{"$f":"Load_Data!U20","v":19.566060927884639},{"$f":"Load_Data!V20","v":28.08568186564359},{"$f":"Load_Data!W20","v":35.635367370472053},{"$f":"Load_Data!X20","v":44.941038490326214},{"$f":"Load_Data!Y20","v":50.4032761075119},{"$f":"Load_Data!Z20","v":54.144863849672333},{"$f":"Load_Data!AA20","v":54.235105284685801},{"$f":"Load_Data!AB20","v":54.519412276737654},{"$f":"Load_Data!AC20","v":53.598541353254824},{"$f":"Load_Data!AD20","v":52.559259600113847},{"$f":"Load_Data!AE20","v":47.323429006562705},{"$f":"Load_Data!AF20","v":43.651873738454981},{"$f":"Load_Data!AG20","v":34.527733310287765},{"$f":"Load_Data!AH20","v":26.610407766424967},{"$f":"Load_Data!AI20","v":18.856566248730473},{"$f":"Load_Data!AJ20","v":11.339928597832072},{"$f":"Load_Data!AK20","v":5.130010542440349},{"$f":"Load_Data!AL20","v":1.4824476322080613},{"$f":"Load_Data!AM20","v":0.62147394825237345},{"$f":"Load_Data!AN20","v":0.66235279284241355},{"$f":"Load_Data!AO20","v":0.33117639642120666},{"$f":"Load_Data!AP20","v":0},{"$f":"Load_Data!AQ20","v":0},{"$f":"Load_Data!AR20","v":0},{"$f":"Load_Data!AS20","v":0},{"$f":"Load_Data!AT20","v":0},{"$f":"Load_Data!AU20","v":0},{"$f":"Load_Data!AV20","v":0},{"$f":"Load_Data!AW20","v":0},{"$f":"Load_Data!AX20","v":0},{"$f":"Load_Data!AY20","v":0},null,16,2023,54.519412276737654,0,null,0,0,0,0,0,0,0,0,0,0,0,0,0,0,0,{"$f":"IF(U19>=$BF19,$BF19,U19)","v":0},0,0,0,0,0,0,0,0,0,0,0,0,0,0,0,{"$f":"IF(AK19>=$BF19,$BF19,AK19)","v":0},0,0,0,0,0,0,0,0,0,0,0,0,0,0,0,{"$f":"IF(BA19>=$BF19,$BF19,BA19)","v":0},null,0,0,0,0,0,0,0,0,0,0,0,0,0,0.3040083388280666,2.2726376075044059,{"$f":"U19-BW19","v":7.0793437610896754},13.887258077507411,19.566060927884639,28.08568186564359,35.635367370472053,44.941038490326214,50.4032761075119,54.144863849672333,54.235105284685801,54.519412276737654,53.598541353254824,52.559259600113847,47.323429006562705,43.651873738454981,34.527733310287765,26.610407766424967,{"$f":"AK19-CM19","v":18.856566248730473},11.339928597832072,5.130010542440349,1.4824476322080613,0.62147394825237345,0.66235279284241355,0.33117639642120666,0,0,0,0,0,0,0,0,0,{"$f":"BA19-DC19","v":0},330.8846274458449,16]
["QLD1",2022,7,17,"Sunday",{"$f":"Load_Data!D21","v":0},{"$f":"Load_Data!E21","v":0},{"$f":"Load_Data!F21","v":0},{"$f":"Load_Data!G21","v":0},{"$f":"Load_Data!H21","v":0},{"$f":"Load_Data!I21","v":0},{"$f":"Load_Data!J21","v":0},{"$f":"Load_Data!K21","v":0},{"$f":"Load_Data!L21","v":0},{"$f":"Load_Data!M21","v":0},{"$f":"Load_Data!N21","v":0},{"$f":"Load_Data!O21","v":0},{"$f":"Load_Data!P21","v":0},{"$f":"Load_Data!Q21","v":0.59324312336861773},{"$f":"Load_Data!R21","v":3.2322650122552941},{"$f":"Load_Data!S21","v":11.05624537758923},{"$f":"Load_Data!T21","v":20.189613473060973},{"$f":"Load_Data!U21","v":31.626999647542942},{"$f":"Load_Data!V21","v":40.814811912870233},{"$f":"Load_Data!W21","v":49.598465426193307},{"$f":"Load_Data!X21","v":55.492184456512462},{"$f":"Load_Data!Y21","v":61.340636796278858},{"$f":"Load_Data!Z21","v":67.522668069259765},{"$f":"Load_Data!AA21","v":70.755000699643958},{"$f":"Load_Data!AB21","v":72.449960380938776},{"$f":"Load_Data!AC21","v":71.944641579746232},{"$f":"Load_Data!AD21","v":68.719776556638507},{"$f":"Load_Data!AE21","v":63.158632709101347},{"$f":"Load_Data!AF21","v":55.581825965299835},{"$f":"Load_Data!AG21","v":46.891969128170921},{"$f":"Load_Data!AH21","v":36.408930840199602},{"$f":"Load_Data!AI21","v":24.955212038432538},{"$f":"Load_Data!AJ21","v":14.397261462276834},{"$f":"Load_Data!AK21","v":6.2590807319490498},{"$f":"Load_Data!AL21","v":1.5160807007647084},{"$f":"Load_Data!AM21","v":0.6573663529086019},{"$f":"Load_Data!AN21","v":0.60023270178589616},{"$f":"Load_Data!AO21","v":0.30011635089294819},{"$f":"Load_Data!AP21","v":0},{"$f":"Load_Data!AQ21","v":0},{"$f":"Load_Data!AR21","v":0},{"$f":"Load_Data!AS21","v":0},{"$f":"Load_Data!AT21","v":0},{"$f":"Load_Data!AU21","v":0},{"$f":"Load_Data!AV21","v":0},{"$f":"Load_Data!AW21","v":0},{"$f":"Load_Data!AX21","v":0},{"$f":"Load_Data!AY21","v":0},null,17,2023,72.449960380938776,0,null,{"$f":"IF(F20>=$BF20,$BF20,F20)","v":0},0,0,0,0,0,0,0,0,0,0,0,0,0,0,0,0,0,0,0,0,0,0,0,0,0,0,0,0,0,0,0,0,0,0,0,0,0,0,0,0,0,0,0,0,0,0,0,null,{"$f":"F20-BH20","v":0},0,0,0,0,0,0,0,0,0,0,0,0,0.59324312336861773,3.2322650122552941,11.05624537758923,20.189613473060973,31.626999647542942,40.814811912870233,49.598465426193307,55.492184456512462,61.340636796278858,67.522668069259765,70.755000699643958,72.449960380938776,71.944641579746232,68.719776556638507,63.158632709101347,55.581825965299835,46.891969128170921,36.408930840199602,24.955212038432538,14.397261462276834,6.2590807319490498,1.5160807007647084,0.6573663529086019,0.60023270178589616,0.30011635089294819,0,0,0,0,0,0,0,0,0,0,438.03161074684073,17]
["QLD1",2022,7,18,"Monday",{"$f":"Load_Data!D22","v":0},{"$f":"Load_Data!E22","v":0},{"$f":"Load_Data!F22","v":0},{"$f":"Load_Data!G22","v":0},{"$f":"Load_Data!H22","v":0},{"$f":"Load_Data!I22","v":0},{"$f":"Load_Data!J22","v":0},{"$f":"Load_Data!K22","v":0},{"$f":"Load_Data!L22","v":0},{"$f":"Load_Data!M22","v":0},{"$f":"Load_Data!N22","v":0},{"$f":"Load_Data!O22","v":0},{"$f":"Load_Data!P22","v":0},{"$f":"Load_Data!Q22","v":0.60132314870847814},{"$f":"Load_Data!R22","v":3.2748221803621762},{"$f":"Load_Data!S22","v":11.080920700026828},{"$f":"Load_Data!T22","v":21.468068937673408},{"$f":"Load_Data!U22","v":32.184877117746339},{"$f":"Load_Data!V22","v":41.724120645146584},{"$f":"Load_Data!W22","v":50.891697071497724},{"$f":"Load_Data!X22","v":57.738226261475923},{"$f":"Load_Data!Y22","v":64.271161565613525},{"$f":"Load_Data!Z22","v":68.700491715025436},{"$f":"Load_Data!AA22","v":71.736210880303346},{"$f":"Load_Data!AB22","v":72.8965855008407},{"$f":"Load_Data!AC22","v":72.137995647402803},{"$f":"Load_Data!AD22","v":69.206602272570663},{"$f":"Load_Data!AE22","v":64.246638074607901},{"$f":"Load_Data!AF22","v":56.51203459470949},{"$f":"Load_Data!AG22","v":48.619095942637259},{"$f":"Load_Data!AH22","v":37.812438933595168},{"$f":"Load_Data!AI22","v":27.108024158500992},{"$f":"Load_Data!AJ22","v":15.911454725236506},{"$f":"Load_Data!AK22","v":7.2993787431560948},{"$f":"Load_Data!AL22","v":1.9820399517863101},{"$f":"Load_Data!AM22","v":0.56917058706975132},{"$f":"Load_Data!AN22","v":0.68759130182539263},{"$f":"Load_Data!AO22","v":0.34379764831669191},{"$f":"Load_Data!AP22","v":0},{"$f":"Load_Data!AQ22","v":0},{"$f":"Load_Data!AR22","v":0},{"$f":"Load_Data!AS22","v":0},{"$f":"Load_Data!AT22","v":0},{"$f":"Load_Data!AU22","v":0},{"$f":"Load_Data!AV22","v":0},{"$f":"Load_Data!AW22","v":0},{"$f":"Load_Data!AX22","v":0},{"$f":"Load_Data!AY22","v":0},null,18,2023,72.8965855008407,0,null,0,0,0,0,0,0,0,0,0,0,0,0,0,0,0,0,0,0,0,0,0,0,0,0,0,0,0,0,0,0,0,0,0,0,0,0,0,0,0,0,0,0,0,0,0,0,0,0,null,0,0,0,0,0,0,0,0,0,0,0,0,0,0.60132314870847814,3.2748221803621762,11.080920700026828,21.468068937673408,32.184877117746339,41.724120645146584,50.891697071497724,57.738226261475923,64.271161565613525,68.700491715025436,71.736210880303346,72.8965855008407,72.137995647402803,69.206602272570663,64.246638074607901,56.51203459470949,48.619095942637259,37.812438933595168,27.108024158500992,15.911454725236506,7.2993787431560948,1.9820399517863101,0.56917058706975132,0.68759130182539263,0.34379764831669191,0,0,0,0,0,0,0,0,0,0,449.50238415291767,18]
["QLD1",2022,7,19,"Tuesday",{"$f":"Load_Data!D23","v":0},{"$f":"Load_Data!E23","v":0},{"$f":"Load_Data!F23","v":0},{"$f":"Load_Data!G23","v":0},{"$f":"Load_Data!H23","v":0},{"$f":"Load_Data!I23","v":0},{"$f":"Load_Data!J23","v":0},{"$f":"Load_Data!K23","v":0},{"$f":"Load_Data!L23","v":0},{"$f":"Load_Data!M23","v":0},{"$f":"Load_Data!N23","v":0},{"$f":"Load_Data!O23","v":0},{"$f":"Load_Data!P23","v":0},{"$f":"Load_Data!Q23","v":0.57600803784723731},{"$f":"Load_Data!R23","v":3.0658372506903446},{"$f":"Load_Data!S23","v":10.234307835204886},{"$f":"Load_Data!T23","v":19.449901925916109},{"$f":"Load_Data!U23","v":28.634056825131516},{"$f":"Load_Data!V23","v":39.227694710378842},{"$f":"Load_Data!W23","v":47.45396439847682},{"$f":"Load_Data!X23","v":54.492386178477112},{"$f":"Load_Data!Y23","v":59.777120700450304},{"$f":"Load_Data!Z23","v":62.39899011689365},{"$f":"Load_Data!AA23","v":62.865515464860586},{"$f":"Load_Data!AB23","v":63.717450657079425},{"$f":"Load_Data!AC23","v":62.448449694890307},{"$f":"Load_Data!AD23","v":59.2200162586619},{"$f":"Load_Data!AE23","v":54.421676496232251},{"$f":"Load_Data!AF23","v":49.15414238960178},{"$f":"Load_Data!AG23","v":43.162201040247595},{"$f":"Load_Data!AH23","v":34.791212281799609},{"$f":"Load_Data!AI23","v":24.563860986712903},{"$f":"Load_Data!AJ23","v":14.839637663976985},{"$f":"Load_Data!AK23","v":6.3208336924340278},{"$f":"Load_Data!AL23","v":1.5257037822320634},{"$f":"Load_Data!AM23","v":0.69082387247981958},{"$f":"Load_Data!AN23","v":0.60105271548962524},{"$f":"Load_Data!AO23","v":0.30052835514880832},{"$f":"Load_Data!AP23","v":0},{"$f":"Load_Data!AQ23","v":0},{"$f":"Load_Data!AR23","v":0},{"$f":"Load_Data!AS23","v":0},{"$f":"Load_Data!AT23","v":0},{"$f":"Load_Data!AU23","v":0},{"$f":"Load_Data!AV23","v":0},{"$f":"Load_Data!AW23","v":0},{"$f":"Load_Data!AX23","v":0},{"$f":"Load_Data!AY23","v":0},null,19,2023,63.717450657079425,0,null,0,0,0,0,0,0,0,0,0,0,0,0,0,0,0,0,0,0,0,0,0,0,0,0,0,0,0,0,0,0,0,0,0,0,0,0,0,0,0,0,0,0,0,0,0,0,0,0,null,0,0,0,0,0,0,0,0,0,0,0,0,0,0.57600803784723731,3.0658372506903446,10.234307835204886,19.449901925916109,28.634056825131516,39.227694710378842,47.45396439847682,54.492386178477112,59.777120700450304,62.39899011689365,62.865515464860586,63.717450657079425,62.448449694890307,59.2200162586619,54.421676496232251,49.15414238960178,43.162201040247595,34.791212281799609,24.563860986712903,14.839637663976985,6.3208336924340278,1.5257037822320634,0.69082387247981958,0.60105271548962524,0.30052835514880832,0,0,0,0,0,0,0,0,0,0,401.96668666565728,19]
["QLD1",2022,7,20,"Wednesday",{"$f":"Load_Data!D24","v":0},{"$f":"Load_Data!E24","v":0},{"$f":"Load_Data!F24","v":0},{"$f":"Load_Data!G24","v":0},{"$f":"Load_Data!H24","v":0},{"$f":"Load_Data!I24","v":0},{"$f":"Load_Data!J24","v":0},{"$f":"Load_Data!K24","v":0},{"$f":"Load_Data!L24","v":0},{"$f":"Load_Data!M24","v":0},{"$f":"Load_Data!N24","v":0},{"$f":"Load_Data!O24","v":0},{"$f":"Load_Data!P24","v":0},{"$f":"Load_Data!Q24","v":0.64659488577792235},{"$f":"Load_Data!R24","v":3.2964370406221568},{"$f":"Load_Data!S24","v":10.827126534674782},{"$f":"Load_Data!T24","v":20.396066786531168},{"$f":"Load_Data!U24","v":30.088536218991575},{"$f":"Load_Data!V24","v":39.925744417553773},{"$f":"Load_Data!W24","v":49.317420975280768},{"$f":"Load_Data!X24","v":57.250992086629729},{"$f":"Load_Data!Y24","v":61.435984709947832},{"$f":"Load_Data!Z24","v":61.707551686202244},{"$f":"Load_Data!AA24","v":63.304222793397827},{"$f":"Load_Data!AB24","v":64.864249062793789},{"$f":"Load_Data!AC24","v":67.036542856593371},{"$f":"Load_Data!AD24","v":65.132010815247014},{"$f":"Load_Data!AE24","v":60.958541433679322},{"$f":"Load_Data!AF24","v":55.359261783299161},{"$f":"Load_Data!AG24","v":45.75468334171115},{"$f":"Load_Data!AH24","v":35.95629765592345},{"$f":"Load_Data!AI24","v":25.449905906389986},{"$f":"Load_Data!AJ24","v":15.477710813926462},{"$f":"Load_Data!AK24","v":7.3773145535672597},{"$f":"Load_Data!AL24","v":1.9126719432619308},{"$f":"Load_Data!AM24","v":0.53588104267853331},{"$f":"Load_Data!AN24","v":0.72212956774824189},{"$f":"Load_Data!AO24","v":0.36106678127811659},{"$f":"Load_Data!AP24","v":0},{"$f":"Load_Data!AQ24","v":0},{"$f":"Load_Data!AR24","v":0},{"$f":"Load_Data!AS24","v":0},{"$f":"Load_Data!AT24","v":0},{"$f":"Load_Data!AU24","v":0},{"$f":"Load_Data!AV24","v":0},{"$f":"Load_Data!AW24","v":0},{"$f":"Load_Data!AX24","v":0},{"$f":"Load_Data!AY24","v":0},null,20,2023,67.036542856593371,0,null,0,0,0,0,0,0,0,0,0,0,0,0,0,0,0,0,0,0,0,0,0,0,0,0,0,0,0,0,0,0,0,0,0,0,0,0,0,0,0,0,0,0,0,0,0,0,0,0,null,0,0,0,0,0,0,0,0,0,0,0,0,0,0.64659488577792235,3.2964370406221568,10.827126534674782,20.396066786531168,30.088536218991575,39.925744417553773,49.317420975280768,57.250992086629729,61.435984709947832,61.707551686202244,63.304222793397827,64.864249062793789,67.036542856593371,65.132010815247014,60.958541433679322,55.359261783299161,45.75468334171115,35.95629765592345,25.449905906389986,15.477710813926462,7.3773145535672597,1.9126719432619308,0.53588104267853331,0.72212956774824189,0.36106678127811659,0,0,0,0,0,0,0,0,0,0,422.54747284685374,20]
["QLD1",2022,7,21,"Thursday",{"$f":"Load_Data!D25","v":0},{"$f":"Load_Data!E25","v":0},{"$f":"Load_Data!F25","v":0},{"$f":"Load_Data!G25","v":0},{"$f":"Load_Data!H25","v":0},{"$f":"Load_Data!I25","v":0},{"$f":"Load_Data!J25","v":0},{"$f":"Load_Data!K25","v":0},{"$f":"Load_Data!L25","v":0},{"$f":"Load_Data!M25","v":0},{"$f":"Load_Data!N25","v":0},{"$f":"Load_Data!O25","v":0},{"$f":"Load_Data!P25","v":0},{"$f":"Load_Data!Q25","v":0.68618613560872765},{"$f":"Load_Data!R25","v":3.332595009070983},{"$f":"Load_Data!S25","v":10.933519309139038},{"$f":"Load_Data!T25","v":20.421089575456666},{"$f":"Load_Data!U25","v":30.151351098535045},{"$f":"Load_Data!V25","v":38.979020340562592},{"$f":"Load_Data!W25","v":47.114015816232815},{"$f":"Load_Data!X25","v":53.826119563255517},{"$f":"Load_Data!Y25","v":61.198018933110333},{"$f":"Load_Data!Z25","v":65.48770986854089},{"$f":"Load_Data!AA25","v":68.987610038735241},{"$f":"Load_Data!AB25","v":71.781809102564196},{"$f":"Load_Data!AC25","v":71.553118311019773},{"$f":"Load_Data!AD25","v":67.891161064389024},{"$f":"Load_Data!AE25","v":65.922315330580417},{"$f":"Load_Data!AF25","v":59.547287657944416},{"$f":"Load_Data!AG25","v":50.677735552422668},{"$f":"Load_Data!AH25","v":39.350194992704914},{"$f":"Load_Data!AI25","v":28.338127755749255},{"$f":"Load_Data!AJ25","v":18.405719528853655},{"$f":"Load_Data!AK25","v":8.8347368048506798},{"$f":"Load_Data!AL25","v":2.6469041994761291},{"$f":"Load_Data!AM25","v":0.64807959151956485},{"$f":"Load_Data!AN25","v":0.89993263582465677},{"$f":"Load_Data!AO25","v":0.44996831531632414},{"$f":"Load_Data!AP25","v":0},{"$f":"Load_Data!AQ25","v":0},{"$f":"Load_Data!AR25","v":0},{"$f":"Load_Data!AS25","v":0},{"$f":"Load_Data!AT25","v":0},{"$f":"Load_Data!AU25","v":0},{"$f":"Load_Data!AV25","v":0},{"$f":"Load_Data!AW25","v":0},{"$f":"Load_Data!AX25","v":0},{"$f":"Load_Data!AY25","v":0},null,21,2023,71.781809102564196,0,null,0,0,0,0,0,0,0,0,0,0,0,0,0,0,0,0,0,0,0,0,0,0,0,0,0,0,0,0,0,0,0,0,0,0,0,0,0,0,0,0,0,0,0,0,0,0,0,0,null,0,0,0,0,0,0,0,0,0,0,0,0,0,0.68618613560872765,3.332595009070983,10.933519309139038,20.421089575456666,30.151351098535045,38.979020340562592,47.114015816232815,53.826119563255517,61.198018933110333,65.48770986854089,68.987610038735241,71.781809102564196,71.553118311019773,67.891161064389024,65.922315330580417,59.547287657944416,50.677735552422668,39.350194992704914,28.338127755749255,18.405719528853655,8.8347368048506798,2.6469041994761291,0.64807959151956485,0.89993263582465677,0.44996831531632414,0,0,0,0,0,0,0,0,0,0,444.03216326573175,21]
["QLD1",2022,7,22,"Friday",{"$f":"Load_Data!D26","v":0},{"$f":"Load_Data!E26","v":0},{"$f":"Load_Data!F26","v":0},{"$f":"Load_Data!G26","v":0},{"$f":"Load_Data!H26","v":0},{"$f":"Load_Data!I26","v":0},{"$f":"Load_Data!J26","v":0},{"$f":"Load_Data!K26","v":0},{"$f":"Load_Data!L26","v":0},{"$f":"Load_Data!M26","v":0},{"$f":"Load_Data!N26","v":0},{"$f":"Load_Data!O26","v":0},{"$f":"Load_Data!P26","v":0},{"$f":"Load_Data!Q26","v":0.66610674100993772},{"$f":"Load_Data!R26","v":3.7301588033765363},{"$f":"Load_Data!S26","v":12.556198822482784},{"$f":"Load_Data!T26","v":21.806786222531365},{"$f":"Load_Data!U26","v":32.505088587874845},{"$f":"Load_Data!V26","v":42.210517514792805},{"$f":"Load_Data!W26","v":52.062848325781466},{"$f":"Load_Data!X26","v":59.071845231190721},{"$f":"Load_Data!Y26","v":65.85948280739143},{"$f":"Load_Data!Z26","v":70.421588327632236},{"$f":"Load_Data!AA26","v":73.316713637034852},{"$f":"Load_Data!AB26","v":73.963717518565403},{"$f":"Load_Data!AC26","v":72.970861520115037},{"$f":"Load_Data!AD26","v":70.640224172515587},{"$f":"Load_Data!AE26","v":65.191340718428577},{"$f":"Load_Data!AF26","v":59.283573293719513},{"$f":"Load_Data!AG26","v":50.982526390631008},{"$f":"Load_Data!AH26","v":40.601082407717371},{"$f":"Load_Data!AI26","v":28.2702942299432},{"$f":"Load_Data!AJ26","v":16.842654742768616},{"$f":"Load_Data!AK26","v":8.0805944348783711},{"$f":"Load_Data!AL26","v":2.4951704195890749},{"$f":"Load_Data!AM26","v":0.71513154410984447},{"$f":"Load_Data!AN26","v":0.93914070725182386},{"$f":"Load_Data!AO26","v":0.46957235102990752},{"$f":"Load_Data!AP26","v":0},{"$f":"Load_Data!AQ26","v":0},{"$f":"Load_Data!AR26","v":0},{"$f":"Load_Data!AS26","v":0},{"$f":"Load_Data!AT26","v":0},{"$f":"Load_Data!AU26","v":0},{"$f":"Load_Data!AV26","v":0},{"$f":"Load_Data!AW26","v":0},{"$f":"Load_Data!AX26","v":0},{"$f":"Load_Data!AY26","v":0},null,22,2023,73.963717518565403,0,null,0,0,0,0,0,0,0,0,0,0,0,0,0,0,0,0,0,0,0,0,0,0,0,0,0,0,0,0,0,0,0,0,0,0,0,0,0,0,0,0,0,0,0,0,0,0,0,0,null,0,0,0,0,0,0,0,0,0,0,0,0,0,0.66610674100993772,3.7301588033765363,12.556198822482784,21.806786222531365,32.505088587874845,42.210517514792805,52.062848325781466,59.071845231190721,65.85948280739143,70.421588327632236,73.316713637034852,73.963717518565403,72.970861520115037,70.640224172515587,65.191340718428577,59.283573293719513,50.982526390631008,40.601082407717371,28.2702942299432,16.842654742768616,8.0805944348783711,2.4951704195890749,0.71513154410984447,0.93914070725182386,0.46957235102990752,0,0,0,0,0,0,0,0,0,0,462.82660973618107,22]
["QLD1",2022,7,23,"Saturday",{"$f":"Load_Data!D27","v":0},{"$f":"Load_Data!E27","v":0},{"$f":"Load_Data!F27","v":0},{"$f":"Load_Data!G27","v":0},{"$f":"Load_Data!H27","v":0},{"$f":"Load_Data!I27","v":0},{"$f":"Load_Data!J27","v":0},{"$f":"Load_Data!K27","v":0},{"$f":"Load_Data!L27","v":0},{"$f":"Load_Data!M27","v":0},{"$f":"Load_Data!N27","v":0},{"$f":"Load_Data!O27","v":0},{"$f":"Load_Data!P27","v":0},{"$f":"Load_Data!Q27","v":0.39093481839439076},{"$f":"Load_Data!R27","v":2.869261040817713},{"$f":"Load_Data!S27","v":8.2273978780587704},{"$f":"Load_Data!T27","v":15.954996871828426},{"$f":"Load_Data!U27","v":23.381904865614118},{"$f":"Load_Data!V27","v":33.296890653012461},{"$f":"Load_Data!W27","v":41.64197703546207},{"$f":"Load_Data!X27","v":45.648233751623543},{"$f":"Load_Data!Y27","v":52.496384894368312},{"$f":"Load_Data!Z27","v":54.775284541434253},{"$f":"Load_Data!AA27","v":59.152321462304172},{"$f":"Load_Data!AB27","v":57.003103761352591},{"$f":"Load_Data!AC27","v":56.245853807661014},{"$f":"Load_Data!AD27","v":56.436164265737389},{"$f":"Load_Data!AE27","v":52.750059340683009},{"$f":"Load_Data!AF27","v":52.95716897760245},{"$f":"Load_Data!AG27","v":42.163468010092039},{"$f":"Load_Data!AH27","v":32.181901155775975},{"$f":"Load_Data!AI27","v":23.046468536011254},{"$f":"Load_Data!AJ27","v":15.124093227263996},{"$f":"Load_Data!AK27","v":7.3305618148175435},{"$f":"Load_Data!AL27","v":2.1752977410529359},{"$f":"Load_Data!AM27","v":0.81571818695902709},{"$f":"Load_Data!AN27","v":0.91671856506739258},{"$f":"Load_Data!AO27","v":0.45836127993769205},{"$f":"Load_Data!AP27","v":0},{"$f":"Load_Data!AQ27","v":0},{"$f":"Load_Data!AR27","v":0},{"$f":"Load_Data!AS27","v":0},{"$f":"Load_Data!AT27","v":0},{"$f":"Load_Data!AU27","v":0},{"$f":"Load_Data!AV27","v":0},{"$f":"Load_Data!AW27","v":0},{"$f":"Load_Data!AX27","v":0},{"$f":"Load_Data!AY27","v":0},null,23,2023,59.152321462304172,0,null,0,0,0,0,0,0,0,0,0,0,0,0,0,0,0,0,0,0,0,0,0,0,0,0,0,0,0,0,0,0,0,0,0,0,0,0,0,0,0,0,0,0,0,0,0,0,0,0,null,0,0,0,0,0,0,0,0,0,0,0,0,0,0.39093481839439076,2.869261040817713,8.2273978780587704,15.954996871828426,23.381904865614118,33.296890653012461,41.64197703546207,45.648233751623543,52.496384894368312,54.775284541434253,59.152321462304172,57.003103761352591,56.245853807661014,56.436164265737389,52.750059340683009,52.95716897760245,42.163468010092039,32.181901155775975,23.046468536011254,15.124093227263996,7.3305618148175435,2.1752977410529359,0.81571818695902709,0.91671856506739258,0.45836127993769205,0,0,0,0,0,0,0,0,0,0,368.72026324146628,23]
["QLD1",2022,7,24,"Sunday",{"$f":"Load_Data!D28","v":0},{"$f":"Load_Data!E28","v":0},{"$f":"Load_Data!F28","v":0},{"$f":"Load_Data!G28","v":0},{"$f":"Load_Data!H28","v":0},{"$f":"Load_Data!I28","v":0},{"$f":"Load_Data!J28","v":0},{"$f":"Load_Data!K28","v":0},{"$f":"Load_Data!L28","v":0},{"$f":"Load_Data!M28","v":0},{"$f":"Load_Data!N28","v":0},{"$f":"Load_Data!O28","v":0},{"$f":"Load_Data!P28","v":0},{"$f":"Load_Data!Q28","v":0.37557612378602517},{"$f":"Load_Data!R28","v":3.1345721772593258},{"$f":"Load_Data!S28","v":10.26877506763474},{"$f":"Load_Data!T28","v":19.605043533416829},{"$f":"Load_Data!U28","v":29.535452595198496},{"$f":"Load_Data!V28","v":38.56768243158551},{"$f":"Load_Data!W28","v":47.351364344060222},{"$f":"Load_Data!X28","v":54.442902476307644},{"$f":"Load_Data!Y28","v":59.677194280180089},{"$f":"Load_Data!Z28","v":64.640556994413956},{"$f":"Load_Data!AA28","v":67.670331051992065},{"$f":"Load_Data!AB28","v":69.368202832484045},{"$f":"Load_Data!AC28","v":68.654381408005648},{"$f":"Load_Data!AD28","v":65.495766954587182},{"$f":"Load_Data!AE28","v":59.993810665209899},{"$f":"Load_Data!AF28","v":54.715873407051355},{"$f":"Load_Data!AG28","v":48.175199977439185},{"$f":"Load_Data!AH28","v":37.901232956293242},{"$f":"Load_Data!AI28","v":25.43342346132621},{"$f":"Load_Data!AJ28","v":15.785176987730216},{"$f":"Load_Data!AK28","v":7.6656493457961075},{"$f":"Load_Data!AL28","v":2.2139282177281046},{"$f":"Load_Data!AM28","v":0.62529116579348487},{"$f":"Load_Data!AN28","v":0.9325873001108379},{"$f":"Load_Data!AO28","v":0.46629564745941454},{"$f":"Load_Data!AP28","v":0},{"$f":"Load_Data!AQ28","v":0},{"$f":"Load_Data!AR28","v":0},{"$f":"Load_Data!AS28","v":0},{"$f":"Load_Data!AT28","v":0},{"$f":"Load_Data!AU28","v":0},{"$f":"Load_Data!AV28","v":0},{"$f":"Load_Data!AW28","v":0},{"$f":"Load_Data!AX28","v":0},{"$f":"Load_Data!AY28","v":0},null,24,2023,69.368202832484045,0,null,0,0,0,0,0,0,0,0,0,0,0,0,0,0,0,0,0,0,0,0,0,0,0,0,0,0,0,0,0,0,0,0,0,0,0,0,0,0,0,0,0,0,0,0,0,0,0,0,null,0,0,0,0,0,0,0,0,0,0,0,0,0,0.37557612378602517,3.1345721772593258,10.26877506763474,19.605043533416829,29.535452595198496,38.56768243158551,47.351364344060222,54.442902476307644,59.677194280180089,64.640556994413956,67.670331051992065,69.368202832484045,68.654381408005648,65.495766954587182,59.993810665209899,54.715873407051355,48.175199977439185,37.901232956293242,25.43342346132621,15.785176987730216,7.6656493457961075,2.2139282177281046,0.62529116579348487,0.9325873001108379,0.46629564745941454,0,0,0,0,0,0,0,0,0,0,426.34813570142501,24]
["QLD1",2022,7,25,"Monday",{"$f":"Load_Data!D29","v":0},{"$f":"Load_Data!E29","v":0},{"$f":"Load_Data!F29","v":0},{"$f":"Load_Data!G29","v":0},{"$f":"Load_Data!H29","v":0},{"$f":"Load_Data!I29","v":0},{"$f":"Load_Data!J29","v":0},{"$f":"Load_Data!K29","v":0},{"$f":"Load_Data!L29","v":0},{"$f":"Load_Data!M29","v":0},{"$f":"Load_Data!N29","v":0},{"$f":"Load_Data!O29","v":0},{"$f":"Load_Data!P29","v":0},{"$f":"Load_Data!Q29","v":0.79094492281192985},{"$f":"Load_Data!R29","v":4.1731370336755838},{"$f":"Load_Data!S29","v":13.185248517570185},{"$f":"Load_Data!T29","v":22.830246806929107},{"$f":"Load_Data!U29","v":33.332252911811331},{"$f":"Load_Data!V29","v":43.181984342661409},{"$f":"Load_Data!W29","v":51.996556761750824},{"$f":"Load_Data!X29","v":59.067242491360176},{"$f":"Load_Data!Y29","v":65.094478442275943},{"$f":"Load_Data!Z29","v":69.789857724849384},{"$f":"Load_Data!AA29","v":72.515790172236848},{"$f":"Load_Data!AB29","v":73.538759443982173},{"$f":"Load_Data!AC29","v":73.081649446279712},{"$f":"Load_Data!AD29","v":71.001854601536664},{"$f":"Load_Data!AE29","v":66.32027443850663},{"$f":"Load_Data!AF29","v":59.791655674626497},{"$f":"Load_Data!AG29","v":50.89583727355248},{"$f":"Load_Data!AH29","v":40.654467890116223},{"$f":"Load_Data!AI29","v":29.227376678923399},{"$f":"Load_Data!AJ29","v":18.123003427966534},{"$f":"Load_Data!AK29","v":8.6966670354217612},{"$f":"Load_Data!AL29","v":2.5941418380251084},{"$f":"Load_Data!AM29","v":0.55574554237446572},{"$f":"Load_Data!AN29","v":1.0109078555200075},{"$f":"Load_Data!AO29","v":0.50228066739319466},{"$f":"Load_Data!AP29","v":0},{"$f":"Load_Data!AQ29","v":0},{"$f":"Load_Data!AR29","v":0},{"$f":"Load_Data!AS29","v":0},{"$f":"Load_Data!AT29","v":0},{"$f":"Load_Data!AU29","v":0},{"$f":"Load_Data!AV29","v":0},{"$f":"Load_Data!AW29","v":0},{"$f":"Load_Data!AX29","v":0},{"$f":"Load_Data!AY29","v":0},null,25,2023,73.538759443982173,0,null,0,0,0,0,0,0,0,0,0,0,0,0,0,0,0,0,0,0,0,0,0,0,0,0,0,0,0,0,0,0,0,0,0,0,0,0,0,0,0,0,0,0,0,0,0,0,0,0,null,0,0,0,0,0,0,0,0,0,0,0,0,0,0.79094492281192985,4.1731370336755838,13.185248517570185,22.830246806929107,33.332252911811331,43.181984342661409,51.996556761750824,59.067242491360176,65.094478442275943,69.789857724849384,72.515790172236848,73.538759443982173,73.081649446279712,71.001854601536664,66.32027443850663,59.791655674626497,50.89583727355248,40.654467890116223,29.227376678923399,18.123003427966534,8.6966670354217612,2.5941418380251084,0.55574554237446572,1.0109078555200075,0.50228066739319466,0,0,0,0,0,0,0,0,0,0,465.97618097107886,25]
["QLD1",2022,7,26,"Tuesday",{"$f":"Load_Data!D30","v":0},{"$f":"Load_Data!E30","v":0},{"$f":"Load_Data!F30","v":0},{"$f":"Load_Data!G30","v":0},{"$f":"Load_Data!H30","v":0},{"$f":"Load_Data!I30","v":0},{"$f":"Load_Data!J30","v":0},{"$f":"Load_Data!K30","v":0},{"$f":"Load_Data!L30","v":0},{"$f":"Load_Data!M30","v":0},{"$f":"Load_Data!N30","v":0},{"$f":"Load_Data!O30","v":0},{"$f":"Load_Data!P30","v":0},{"$f":"Load_Data!Q30","v":0.85471256051064992},{"$f":"Load_Data!R30","v":4.0150678966535835},{"$f":"Load_Data!S30","v":13.0613611761183},{"$f":"Load_Data!T30","v":22.972535127572772},{"$f":"Load_Data!U30","v":33.698430616851624},{"$f":"Load_Data!V30","v":43.549345168558204},{"$f":"Load_Data!W30","v":52.895729797976109},{"$f":"Load_Data!X30","v":59.751813304836666},{"$f":"Load_Data!Y30","v":65.695090239792023},{"$f":"Load_Data!Z30","v":69.990768467343131},{"$f":"Load_Data!AA30","v":72.426988094825532},{"$f":"Load_Data!AB30","v":73.619098711779714},{"$f":"Load_Data!AC30","v":70.303050385449467},{"$f":"Load_Data!AD30","v":72.594475635718268},{"$f":"Load_Data!AE30","v":61.794100893341017},{"$f":"Load_Data!AF30","v":55.916813784608429},{"$f":"Load_Data!AG30","v":47.369871798787891},{"$f":"Load_Data!AH30","v":37.835225944975868},{"$f":"Load_Data!AI30","v":24.668043154742705},{"$f":"Load_Data!AJ30","v":13.620512328900656},{"$f":"Load_Data!AK30","v":6.3836285679046947},{"$f":"Load_Data!AL30","v":2.1703580435037195},{"$f":"Load_Data!AM30","v":0.66210649147423017},{"$f":"Load_Data!AN30","v":0.88624528872157715},{"$f":"Load_Data!AO30","v":0.44312464176478417},{"$f":"Load_Data!AP30","v":0},{"$f":"Load_Data!AQ30","v":0},{"$f":"Load_Data!AR30","v":0},{"$f":"Load_Data!AS30","v":0},{"$f":"Load_Data!AT30","v":0},{"$f":"Load_Data!AU30","v":0},{"$f":"Load_Data!AV30","v":0},{"$f":"Load_Data!AW30","v":0},{"$f":"Load_Data!AX30","v":0},{"$f":"Load_Data!AY30","v":0},null,26,2023,73.619098711779714,0,null,0,0,0,0,0,0,0,0,0,0,0,0,0,0,0,0,0,0,0,0,0,0,0,0,0,0,0,0,0,0,0,0,0,0,0,0,0,0,0,0,0,0,0,0,0,0,0,0,null,0,0,0,0,0,0,0,0,0,0,0,0,0,0.85471256051064992,4.0150678966535835,13.0613611761183,22.972535127572772,33.698430616851624,43.549345168558204,52.895729797976109,59.751813304836666,65.695090239792023,69.990768467343131,72.426988094825532,73.619098711779714,70.303050385449467,72.594475635718268,61.794100893341017,55.916813784608429,47.369871798787891,37.835225944975868,24.668043154742705,13.620512328900656,6.3836285679046947,2.1703580435037195,0.66210649147423017,0.88624528872157715,0.44312464176478417,0,0,0,0,0,0,0,0,0,0,453.58924906135576,26]
["QLD1",2022,7,27,"Wednesday",{"$f":"Load_Data!D31","v":0},{"$f":"Load_Data!E31","v":0},{"$f":"Load_Data!F31","v":0},{"$f":"Load_Data!G31","v":0},{"$f":"Load_Data!H31","v":0},{"$f":"Load_Data!I31","v":0},{"$f":"Load_Data!J31","v":0},{"$f":"Load_Data!K31","v":0},{"$f":"Load_Data!L31","v":0},{"$f":"Load_Data!M31","v":0},{"$f":"Load_Data!N31","v":0},{"$f":"Load_Data!O31","v":0},{"$f":"Load_Data!P31","v":0},{"$f":"Load_Data!Q31","v":0.69103023333892932},{"$f":"Load_Data!R31","v":4.1474275516635233},{"$f":"Load_Data!S31","v":11.539058155437164},{"$f":"Load_Data!T31","v":21.314815216098737},{"$f":"Load_Data!U31","v":31.523488599185018},{"$f":"Load_Data!V31","v":40.018950589318287},{"$f":"Load_Data!W31","v":47.0462854398993},{"$f":"Load_Data!X31","v":54.832907115382909},{"$f":"Load_Data!Y31","v":57.971937241797825},{"$f":"Load_Data!Z31","v":60.566116743563072},{"$f":"Load_Data!AA31","v":65.652639200664495},{"$f":"Load_Data!AB31","v":68.340189414566524},{"$f":"Load_Data!AC31","v":66.298425385061691},{"$f":"Load_Data!AD31","v":66.122952838607176},{"$f":"Load_Data!AE31","v":61.914524394527014},{"$f":"Load_Data!AF31","v":54.759384943050868},{"$f":"Load_Data!AG31","v":48.788660295969507},{"$f":"Load_Data!AH31","v":39.455638069595864},{"$f":"Load_Data!AI31","v":27.984466366446036},{"$f":"Load_Data!AJ31","v":17.362565733243716},{"$f":"Load_Data!AK31","v":7.9005232241322654},{"$f":"Load_Data!AL31","v":2.2985044814270408},{"$f":"Load_Data!AM31","v":0.56454049663741213},{"$f":"Load_Data!AN31","v":0.92387970261441321},{"$f":"Load_Data!AO31","v":0.4619418487112022},{"$f":"Load_Data!AP31","v":0},{"$f":"Load_Data!AQ31","v":0},{"$f":"Load_Data!AR31","v":0},{"$f":"Load_Data!AS31","v":0},{"$f":"Load_Data!AT31","v":0},{"$f":"Load_Data!AU31","v":0},{"$f":"Load_Data!AV31","v":0},{"$f":"Load_Data!AW31","v":0},{"$f":"Load_Data!AX31","v":0},{"$f":"Load_Data!AY31","v":0},null,27,2023,68.340189414566524,0,null,0,0,0,0,0,0,0,0,0,0,0,0,0,0,0,0,0,0,0,0,0,0,0,0,0,0,0,0,0,0,0,0,0,0,0,0,0,0,0,0,0,0,0,0,0,0,0,0,null,0,0,0,0,0,0,0,0,0,0,0,0,0,0.69103023333892932,4.1474275516635233,11.539058155437164,21.314815216098737,31.523488599185018,40.018950589318287,47.0462854398993,54.832907115382909,57.971937241797825,60.566116743563072,65.652639200664495,68.340189414566524,66.298425385061691,66.122952838607176,61.914524394527014,54.759384943050868,48.788660295969507,39.455638069595864,27.984466366446036,17.362565733243716,7.9005232241322654,2.2985044814270408,0.56454049663741213,0.92387970261441321,0.4619418487112022,0,0,0,0,0,0,0,0,0,0,429.24042664046993,27]
["QLD1",2022,7,28,"Thursday",{"$f":"Load_Data!D32","v":0},{"$f":"Load_Data!E32","v":0},{"$f":"Load_Data!F32","v":0},{"$f":"Load_Data!G32","v":0},{"$f":"Load_Data!H32","v":0},{"$f":"Load_Data!I32","v":0},{"$f":"Load_Data!J32","v":0},{"$f":"Load_Data!K32","v":0},{"$f":"Load_Data!L32","v":0},{"$f":"Load_Data!M32","v":0},{"$f":"Load_Data!N32","v":0},{"$f":"Load_Data!O32","v":0},{"$f":"Load_Data!P32","v":0},{"$f":"Load_Data!Q32","v":0.48147267630554247},{"$f":"Load_Data!R32","v":3.7112822633294038},{"$f":"Load_Data!S32","v":11.025082753530368},{"$f":"Load_Data!T32","v":20.328926213249339},{"$f":"Load_Data!U32","v":30.596211149813758},{"$f":"Load_Data!V32","v":40.107952095268438},{"$f":"Load_Data!W32","v":47.130033701285967},{"$f":"Load_Data!X32","v":53.274934370784422},{"$f":"Load_Data!Y32","v":58.483829963818387},{"$f":"Load_Data!Z32","v":64.75552769690124},{"$f":"Load_Data!AA32","v":67.135642348067236},{"$f":"Load_Data!AB32","v":67.89087243585162},{"$f":"Load_Data!AC32","v":67.471349427135266},{"$f":"Load_Data!AD32","v":64.99949588714199},{"$f":"Load_Data!AE32","v":59.529327583463044},{"$f":"Load_Data!AF32","v":54.416972785586495},{"$f":"Load_Data!AG32","v":47.00822167234081},{"$f":"Load_Data!AH32","v":38.972566465943217},{"$f":"Load_Data!AI32","v":27.443359299222749},{"$f":"Load_Data!AJ32","v":16.655301839708088},{"$f":"Load_Data!AK32","v":7.5758669598761692},{"$f":"Load_Data!AL32","v":2.150567275527925},{"$f":"Load_Data!AM32","v":0.64364991755306633},{"$f":"Load_Data!AN32","v":1.064306021396306},{"$f":"Load_Data!AO32","v":0.53204209218565679},{"$f":"Load_Data!AP32","v":0},{"$f":"Load_Data!AQ32","v":0},{"$f":"Load_Data!AR32","v":0},{"$f":"Load_Data!AS32","v":0},{"$f":"Load_Data!AT32","v":0},{"$f":"Load_Data!AU32","v":0},{"$f":"Load_Data!AV32","v":0},{"$f":"Load_Data!AW32","v":0},{"$f":"Load_Data!AX32","v":0},{"$f":"Load_Data!AY32","v":0},null,28,2023,67.89087243585162,0,null,0,0,0,0,0,0,0,0,0,0,0,0,0,0,0,0,0,0,0,0,0,0,0,0,0,0,0,0,0,0,0,0,0,0,0,0,0,0,0,0,0,0,0,0,0,0,0,0,null,0,0,0,0,0,0,0,0,0,0,0,0,0,0.48147267630554247,3.7112822633294038,11.025082753530368,20.328926213249339,30.596211149813758,40.107952095268438,47.130033701285967,53.274934370784422,58.483829963818387,64.75552769690124,67.135642348067236,67.89087243585162,67.471349427135266,64.99949588714199,59.529327583463044,54.416972785586495,47.00822167234081,38.972566465943217,27.443359299222749,16.655301839708088,7.5758669598761692,2.150567275527925,0.64364991755306633,1.064306021396306,0.53204209218565679,0,0,0,0,0,0,0,0,0,0,426.6923974476432,28]
["QLD1",2022,7,29,"Friday",{"$f":"Load_Data!D33","v":0},{"$f":"Load_Data!E33","v":0},{"$f":"Load_Data!F33","v":0},{"$f":"Load_Data!G33","v":0},{"$f":"Load_Data!H33","v":0},{"$f":"Load_Data!I33","v":0},{"$f":"Load_Data!J33","v":0},{"$f":"Load_Data!K33","v":0},{"$f":"Load_Data!L33","v":0},{"$f":"Load_Data!M33","v":0},{"$f":"Load_Data!N33","v":0},{"$f":"Load_Data!O33","v":0},{"$f":"Load_Data!P33","v":0},{"$f":"Load_Data!Q33","v":0.50465176340774787},{"$f":"Load_Data!R33","v":3.0022003991934407},{"$f":"Load_Data!S33","v":8.2129606972500291},{"$f":"Load_Data!T33","v":15.476878466678597},{"$f":"Load_Data!U33","v":24.370144341378108},{"$f":"Load_Data!V33","v":36.1691717925247},{"$f":"Load_Data!W33","v":44.027393147306888},{"$f":"Load_Data!X33","v":51.532221788739882},{"$f":"Load_Data!Y33","v":58.396148850431551},{"$f":"Load_Data!Z33","v":66.672790166094643},{"$f":"Load_Data!AA33","v":68.872924977499267},{"$f":"Load_Data!AB33","v":73.882690640631054},{"$f":"Load_Data!AC33","v":72.66368164636016},{"$f":"Load_Data!AD33","v":69.220647408233532},{"$f":"Load_Data!AE33","v":64.647293716181352},{"$f":"Load_Data!AF33","v":60.429890051453818},{"$f":"Load_Data!AG33","v":51.370381612044014},{"$f":"Load_Data!AH33","v":40.30627899491882},{"$f":"Load_Data!AI33","v":29.434828138850271},{"$f":"Load_Data!AJ33","v":18.287426071712208},{"$f":"Load_Data!AK33","v":8.6880784286607575},{"$f":"Load_Data!AL33","v":2.6805397460899885},{"$f":"Load_Data!AM33","v":0.64570233524653153},{"$f":"Load_Data!AN33","v":1.1823555755193469},{"$f":"Load_Data!AO33","v":0.59117978516366909},{"$f":"Load_Data!AP33","v":0},{"$f":"Load_Data!AQ33","v":0},{"$f":"Load_Data!AR33","v":0},{"$f":"Load_Data!AS33","v":0},{"$f":"Load_Data!AT33","v":0},{"$f":"Load_Data!AU33","v":0},{"$f":"Load_Data!AV33","v":0},{"$f":"Load_Data!AW33","v":0},{"$f":"Load_Data!AX33","v":0},{"$f":"Load_Data!AY33","v":0},null,29,2023,73.882690640631054,0,null,0,0,0,0,0,0,0,0,0,0,0,0,0,0,0,0,0,0,0,0,0,0,0,0,0,0,0,0,0,0,0,0,0,0,0,0,0,0,0,0,0,0,0,0,0,0,0,0,null,0,0,0,0,0,0,0,0,0,0,0,0,0,0.50465176340774787,3.0022003991934407,8.2129606972500291,15.476878466678597,24.370144341378108,36.1691717925247,44.027393147306888,51.532221788739882,58.396148850431551,66.672790166094643,68.872924977499267,73.882690640631054,72.66368164636016,69.220647408233532,64.647293716181352,60.429890051453818,51.370381612044014,40.30627899491882,29.434828138850271,18.287426071712208,8.6880784286607575,2.6805397460899885,0.64570233524653153,1.1823555755193469,0.59117978516366909,0,0,0,0,0,0,0,0,0,0,435.63423027078517,29]
["QLD1",2022,7,30,"Saturday",{"$f":"Load_Data!D34","v":0},{"$f":"Load_Data!E34","v":0},{"$f":"Load_Data!F34","v":0},{"$f":"Load_Data!G34","v":0},{"$f":"Load_Data!H34","v":0},{"$f":"Load_Data!I34","v":0},{"$f":"Load_Data!J34","v":0},{"$f":"Load_Data!K34","v":0},{"$f":"Load_Data!L34","v":0},{"$f":"Load_Data!M34","v":0},{"$f":"Load_Data!N34","v":0},{"$f":"Load_Data!O34","v":0},{"$f":"Load_Data!P34","v":0},{"$f":"Load_Data!Q34","v":0.80055882798361255},{"$f":"Load_Data!R34","v":4.5073045926720132},{"$f":"Load_Data!S34","v":12.352283717943353},{"$f":"Load_Data!T34","v":21.35241673013838},{"$f":"Load_Data!U34","v":31.539104476445484},{"$f":"Load_Data!V34","v":41.234743064227899},{"$f":"Load_Data!W34","v":49.341818854464471},{"$f":"Load_Data!X34","v":55.626751098995499},{"$f":"Load_Data!Y34","v":61.539467312050334},{"$f":"Load_Data!Z34","v":67.169642881540781},{"$f":"Load_Data!AA34","v":69.628724114580436},{"$f":"Load_Data!AB34","v":70.899499787105285},{"$f":"Load_Data!AC34","v":70.95279535878079},{"$f":"Load_Data!AD34","v":68.889200660312937},{"$f":"Load_Data!AE34","v":64.160899944061001},{"$f":"Load_Data!AF34","v":57.41607128188322},{"$f":"Load_Data!AG34","v":49.273693427104725},{"$f":"Load_Data!AH34","v":38.647274360675041},{"$f":"Load_Data!AI34","v":27.513552156537159},{"$f":"Load_Data!AJ34","v":16.863552612999417},{"$f":"Load_Data!AK34","v":7.6995544623639054},{"$f":"Load_Data!AL34","v":2.4618986331374959},{"$f":"Load_Data!AM34","v":0.72212893613199247},{"$f":"Load_Data!AN34","v":1.1282062534739301},{"$f":"Load_Data!AO34","v":0.56410512414096081},{"$f":"Load_Data!AP34","v":0},{"$f":"Load_Data!AQ34","v":0},{"$f":"Load_Data!AR34","v":0},{"$f":"Load_Data!AS34","v":0},{"$f":"Load_Data!AT34","v":0},{"$f":"Load_Data!AU34","v":0},{"$f":"Load_Data!AV34","v":0},{"$f":"Load_Data!AW34","v":0},{"$f":"Load_Data!AX34","v":0},{"$f":"Load_Data!AY34","v":0},null,30,2023,70.95279535878079,0,null,0,0,0,0,0,0,0,0,0,0,0,0,0,0,0,0,0,0,0,0,0,0,0,0,0,0,0,0,0,0,0,0,0,0,0,0,0,0,0,0,0,0,0,0,0,0,0,0,null,0,0,0,0,0,0,0,0,0,0,0,0,0,0.80055882798361255,4.5073045926720132,12.352283717943353,21.35241673013838,31.539104476445484,41.234743064227899,49.341818854464471,55.626751098995499,61.539467312050334,67.169642881540781,69.628724114580436,70.899499787105285,70.95279535878079,68.889200660312937,64.160899944061001,57.41607128188322,49.273693427104725,38.647274360675041,27.513552156537159,16.863552612999417,7.6995544623639054,2.4618986331374959,0.72212893613199247,1.1282062534739301,0.56410512414096081,0,0,0,0,0,0,0,0,0,0,446.14262433487505,30]
["QLD1",2022,7,31,"Sunday",{"$f":"Load_Data!D35","v":0},{"$f":"Load_Data!E35","v":0},{"$f":"Load_Data!F35","v":0},{"$f":"Load_Data!G35","v":0},{"$f":"Load_Data!H35","v":0},{"$f":"Load_Data!I35","v":0},{"$f":"Load_Data!J35","v":0},{"$f":"Load_Data!K35","v":0},{"$f":"Load_Data!L35","v":0},{"$f":"Load_Data!M35","v":0},{"$f":"Load_Data!N35","v":0},{"$f":"Load_Data!O35","v":0},{"$f":"Load_Data!P35","v":0},{"$f":"Load_Data!Q35","v":0.62338535553094609},{"$f":"Load_Data!R35","v":3.9221480383126472},{"$f":"Load_Data!S35","v":10.750882279969289},{"$f":"Load_Data!T35","v":19.497923462128146},{"$f":"Load_Data!U35","v":29.095358370662428},{"$f":"Load_Data!V35","v":37.930892065017943},{"$f":"Load_Data!W35","v":46.039359146396585},{"$f":"Load_Data!X35","v":52.79135722104207},{"$f":"Load_Data!Y35","v":58.359670718665981},{"$f":"Load_Data!Z35","v":61.804681241303093},{"$f":"Load_Data!AA35","v":63.522083609941319},{"$f":"Load_Data!AB35","v":66.212221381520621},{"$f":"Load_Data!AC35","v":65.898639522218332},{"$f":"Load_Data!AD35","v":64.882528645891114},{"$f":"Load_Data!AE35","v":61.179572216553424},{"$f":"Load_Data!AF35","v":55.714023866857943},{"$f":"Load_Data!AG35","v":46.913488761193662},{"$f":"Load_Data!AH35","v":37.572706333075772},{"$f":"Load_Data!AI35","v":26.649936566508853},{"$f":"Load_Data!AJ35","v":15.723185604452183},{"$f":"Load_Data!AK35","v":6.6785833512226693},{"$f":"Load_Data!AL35","v":1.8388236792881065},{"$f":"Load_Data!AM35","v":0.63865583904281575},{"$f":"Load_Data!AN35","v":1.0633021754018783},{"$f":"Load_Data!AO35","v":0.53165308510493459},{"$f":"Load_Data!AP35","v":0},{"$f":"Load_Data!AQ35","v":0},{"$f":"Load_Data!AR35","v":0},{"$f":"Load_Data!AS35","v":0},{"$f":"Load_Data!AT35","v":0},{"$f":"Load_Data!AU35","v":0},{"$f":"Load_Data!AV35","v":0},{"$f":"Load_Data!AW35","v":0},{"$f":"Load_Data!AX35","v":0},{"$f":"Load_Data!AY35","v":0},null,31,2023,66.212221381520621,0,null,0,0,0,0,0,0,0,0,0,0,0,0,0,0,0,0,0,0,0,0,0,0,0,0,0,0,0,0,0,0,0,0,0,0,0,0,0,0,0,0,0,0,0,0,0,0,0,0,null,0,0,0,0,0,0,0,0,0,0,0,0,0,0.62338535553094609,3.9221480383126472,10.750882279969289,19.497923462128146,29.095358370662428,37.930892065017943,46.039359146396585,52.79135722104207,58.359670718665981,61.804681241303093,63.522083609941319,66.212221381520621,65.898639522218332,64.882528645891114,61.179572216553424,55.714023866857943,46.913488761193662,37.572706333075772,26.649936566508853,15.723185604452183,6.6785833512226693,1.8388236792881065,0.63865583904281575,1.0633021754018783,0.53165308510493459,0,0,0,0,0,0,0,0,0,0,417.91753126865132,31]
["QLD1",2022,8,1,"Monday",{"$f":"Load_Data!D36","v":0},{"$f":"Load_Data!E36","v":0},{"$f":"Load_Data!F36","v":0},{"$f":"Load_Data!G36","v":0},{"$f":"Load_Data!H36","v":0},{"$f":"Load_Data!I36","v":0},{"$f":"Load_Data!J36","v":0},{"$f":"Load_Data!K36","v":0},{"$f":"Load_Data!L36","v":0},{"$f":"Load_Data!M36","v":0},{"$f":"Load_Data!N36","v":0},{"$f":"Load_Data!O36","v":0},{"$f":"Load_Data!P36","v":0},{"$f":"Load_Data!Q36","v":0.57825279968429555},{"$f":"Load_Data!R36","v":2.7461634310591667},{"$f":"Load_Data!S36","v":11.571043323497673},{"$f":"Load_Data!T36","v":20.247348415707123},{"$f":"Load_Data!U36","v":30.718083260255224},{"$f":"Load_Data!V36","v":37.700272789356823},{"$f":"Load_Data!W36","v":44.736164059088672},{"$f":"Load_Data!X36","v":52.188683709730597},{"$f":"Load_Data!Y36","v":57.888580381765173},{"$f":"Load_Data!Z36","v":63.70089212934279},{"$f":"Load_Data!AA36","v":66.624205655794427},{"$f":"Load_Data!AB36","v":67.955254193031905},{"$f":"Load_Data!AC36","v":69.333051490751444},{"$f":"Load_Data!AD36","v":67.225804486249402},{"$f":"Load_Data!AE36","v":63.658086518986167},{"$f":"Load_Data!AF36","v":57.018859947385756},{"$f":"Load_Data!AG36","v":48.532837295922235},{"$f":"Load_Data!AH36","v":38.44780725105619},{"$f":"Load_Data!AI36","v":27.280105406917187},{"$f":"Load_Data!AJ36","v":16.768886426854923},{"$f":"Load_Data!AK36","v":8.1435872451799316},{"$f":"Load_Data!AL36","v":2.3774698194362966},{"$f":"Load_Data!AM36","v":0.7679655123395458},{"$f":"Load_Data!AN36","v":0.90576224526676896},{"$f":"Load_Data!AO36","v":0.45288273174915167},{"$f":"Load_Data!AP36","v":0},{"$f":"Load_Data!AQ36","v":0},{"$f":"Load_Data!AR36","v":0},{"$f":"Load_Data!AS36","v":0},{"$f":"Load_Data!AT36","v":0},{"$f":"Load_Data!AU36","v":0},{"$f":"Load_Data!AV36","v":0},{"$f":"Load_Data!AW36","v":0},{"$f":"Load_Data!AX36","v":0},{"$f":"Load_Data!AY36","v":0},null,32,2023,69.333051490751444,0,null,0,0,0,0,0,0,0,0,0,0,0,0,0,0,0,0,0,0,0,0,0,0,0,0,0,0,0,0,0,{"$f":"IF(AI35>=$BF35,$BF35,AI35)","v":0},0,0,0,0,0,0,0,0,0,0,0,0,0,0,0,{"$f":"IF(AY35>=$BF35,$BF35,AY35)","v":0},0,0,null,0,0,0,0,0,0,0,0,0,0,0,0,0,0.57825279968429555,2.7461634310591667,11.571043323497673,20.247348415707123,30.718083260255224,37.700272789356823,44.736164059088672,52.188683709730597,57.888580381765173,63.70089212934279,66.624205655794427,67.955254193031905,69.333051490751444,67.225804486249402,63.658086518986167,57.018859947385756,{"$f":"AI35-CK35","v":48.532837295922235},38.44780725105619,27.280105406917187,16.768886426854923,8.1435872451799316,2.3774698194362966,0.7679655123395458,0.90576224526676896,0.45288273174915167,0,0,0,0,0,0,0,{"$f":"AY35-DA35","v":0},0,0,428.7840252632044,32]
["QLD1",2022,8,2,"Tuesday",{"$f":"Load_Data!D37","v":0},{"$f":"Load_Data!E37","v":0},{"$f":"Load_Data!F37","v":0},{"$f":"Load_Data!G37","v":0},{"$f":"Load_Data!H37","v":0},{"$f":"Load_Data!I37","v":0},{"$f":"Load_Data!J37","v":0},{"$f":"Load_Data!K37","v":0},{"$f":"Load_Data!L37","v":0},{"$f":"Load_Data!M37","v":0},{"$f":"Load_Data!N37","v":0},{"$f":"Load_Data!O37","v":0},{"$f":"Load_Data!P37","v":0},{"$f":"Load_Data!Q37","v":0.50042300448076382},{"$f":"Load_Data!R37","v":2.7148576048899797},{"$f":"Load_Data!S37","v":10.526369157723115},{"$f":"Load_Data!T37","v":19.948067334772198},{"$f":"Load_Data!U37","v":27.012210772459511},{"$f":"Load_Data!V37","v":39.009413275959453},{"$f":"Load_Data!W37","v":45.811268644225002},{"$f":"Load_Data!X37","v":52.361707724000183},{"$f":"Load_Data!Y37","v":61.479072339108754},{"$f":"Load_Data!Z37","v":68.527747091452696},{"$f":"Load_Data!AA37","v":73.215308545606987},{"$f":"Load_Data!AB37","v":74.085916975500737},{"$f":"Load_Data!AC37","v":73.123886286152114},{"$f":"Load_Data!AD37","v":71.400350010551421},{"$f":"Load_Data!AE37","v":67.240406889966351},{"$f":"Load_Data!AF37","v":61.130778918624742},{"$f":"Load_Data!AG37","v":52.584134758883891},{"$f":"Load_Data!AH37","v":41.73926613000242},{"$f":"Load_Data!AI37","v":29.969534975791206},{"$f":"Load_Data!AJ37","v":19.049636363394608},{"$f":"Load_Data!AK37","v":9.4744767883510494},{"$f":"Load_Data!AL37","v":3.341586315470134},{"$f":"Load_Data!AM37","v":0.83214006869765866},{"$f":"Load_Data!AN37","v":1.7296629621383941},{"$f":"Load_Data!AO37","v":0.52064284896353863},{"$f":"Load_Data!AP37","v":7.2094447266581778E-3},{"$f":"Load_Data!AQ37","v":0},{"$f":"Load_Data!AR37","v":0},{"$f":"Load_Data!AS37","v":0},{"$f":"Load_Data!AT37","v":0},{"$f":"Load_Data!AU37","v":0},{"$f":"Load_Data!AV37","v":0},{"$f":"Load_Data!AW37","v":0},{"$f":"Load_Data!AX37","v":0},{"$f":"Load_Data!AY37","v":0},null,33,2023,74.085916975500737,0,null,0,0,0,0,0,0,0,0,0,0,0,0,0,0,0,{"$f":"IF(U36>=$BF36,$BF36,U36)","v":0},0,0,0,0,0,0,0,0,0,0,0,0,0,0,0,0,0,0,0,0,0,0,0,0,0,0,0,0,0,0,0,0,null,0,0,0,0,0,0,0,0,0,0,0,0,0,0.50042300448076382,2.7148576048899797,{"$f":"U36-BW36","v":10.526369157723115},19.948067334772198,27.012210772459511,39.009413275959453,45.811268644225002,52.361707724000183,61.479072339108754,68.527747091452696,73.215308545606987,74.085916975500737,73.123886286152114,71.400350010551421,67.240406889966351,61.130778918624742,52.584134758883891,41.73926613000242,29.969534975791206,19.049636363394608,9.4744767883510494,3.341586315470134,0.83214006869765866,1.7296629621383941,0.52064284896353863,7.2094447266581778E-3,0,0,0,0,0,0,0,0,0,453.66803761594684,33]
["QLD1",2022,8,3,"Wednesday",{"$f":"Load_Data!D38","v":0},{"$f":"Load_Data!E38","v":0},{"$f":"Load_Data!F38","v":0},{"$f":"Load_Data!G38","v":0},{"$f":"Load_Data!H38","v":0},{"$f":"Load_Data!I38","v":0},{"$f":"Load_Data!J38","v":0},{"$f":"Load_Data!K38","v":0},{"$f":"Load_Data!L38","v":0},{"$f":"Load_Data!M38","v":0},{"$f":"Load_Data!N38","v":0},{"$f":"Load_Data!O38","v":0},{"$f":"Load_Data!P38","v":0},{"$f":"Load_Data!Q38","v":0.60174391707091524},{"$f":"Load_Data!R38","v":2.7518754094835276},{"$f":"Load_Data!S38","v":8.8354691938060075},{"$f":"Load_Data!T38","v":17.864178146023097},{"$f":"Load_Data!U38","v":27.521289408911148},{"$f":"Load_Data!V38","v":38.482093904023436},{"$f":"Load_Data!W38","v":45.224312665397569},{"$f":"Load_Data!X38","v":49.773087983936804},{"$f":"Load_Data!Y38","v":53.957363752154386},{"$f":"Load_Data!Z38","v":58.086752121487976},{"$f":"Load_Data!AA38","v":62.78823732252269},{"$f":"Load_Data!AB38","v":70.29700510783627},{"$f":"Load_Data!AC38","v":66.893274525202003},{"$f":"Load_Data!AD38","v":61.774940627873001},{"$f":"Load_Data!AE38","v":57.689738047606177},{"$f":"Load_Data!AF38","v":52.30504838396439},{"$f":"Load_Data!AG38","v":45.039833577531638},{"$f":"Load_Data!AH38","v":34.745769481021235},{"$f":"Load_Data!AI38","v":25.233704451034928},{"$f":"Load_Data!AJ38","v":15.970278645342271},{"$f":"Load_Data!AK38","v":7.8862752645645768},{"$f":"Load_Data!AL38","v":2.7758399103401787},{"$f":"Load_Data!AM38","v":0.86106958296840419},{"$f":"Load_Data!AN38","v":1.0635848188560948},{"$f":"Load_Data!AO38","v":0.5317924094280474},{"$f":"Load_Data!AP38","v":0},{"$f":"Load_Data!AQ38","v":0},{"$f":"Load_Data!AR38","v":0},{"$f":"Load_Data!AS38","v":0},{"$f":"Load_Data!AT38","v":0},{"$f":"Load_Data!AU38","v":0},{"$f":"Load_Data!AV38","v":0},{"$f":"Load_Data!AW38","v":0},{"$f":"Load_Data!AX38","v":0},{"$f":"Load_Data!AY38","v":0},null,34,2023,70.29700510783627,0,null,{"$f":"IF(F37>=$BF37,$BF37,F37)","v":0},0,0,0,0,0,0,0,0,0,0,0,0,0,0,0,0,0,0,0,0,0,0,0,0,0,0,0,0,0,0,0,0,0,0,0,0,0,0,0,0,0,0,0,0,0,0,0,null,{"$f":"F37-BH37","v":0},0,0,0,0,0,0,0,0,0,0,0,0,0.60174391707091524,2.7518754094835276,8.8354691938060075,17.864178146023097,27.521289408911148,38.482093904023436,45.224312665397569,49.773087983936804,53.957363752154386,58.086752121487976,62.78823732252269,70.29700510783627,66.893274525202003,61.774940627873001,57.689738047606177,52.30504838396439,45.039833577531638,34.745769481021235,25.233704451034928,15.970278645342271,7.8862752645645768,2.7758399103401787,0.86106958296840419,1.0635848188560948,0.5317924094280474,0,0,0,0,0,0,0,0,0,0,404.47727932919344,34]
["QLD1",2022,8,4,"Thursday",{"$f":"Load_Data!D39","v":0},{"$f":"Load_Data!E39","v":0},{"$f":"Load_Data!F39","v":0},{"$f":"Load_Data!G39","v":0},{"$f":"Load_Data!H39","v":0},{"$f":"Load_Data!I39","v":0},{"$f":"Load_Data!J39","v":0},{"$f":"Load_Data!K39","v":0},{"$f":"Load_Data!L39","v":0},{"$f":"Load_Data!M39","v":0},{"$f":"Load_Data!N39","v":0},{"$f":"Load_Data!O39","v":0},{"$f":"Load_Data!P39","v":0},{"$f":"Load_Data!Q39","v":0.70879210029762407},{"$f":"Load_Data!R39","v":3.1033423166831722},{"$f":"Load_Data!S39","v":12.241618818019557},{"$f":"Load_Data!T39","v":21.652979270977276},{"$f":"Load_Data!U39","v":33.930021171296822},{"$f":"Load_Data!V39","v":44.459688283805939},{"$f":"Load_Data!W39","v":53.941401859163108},{"$f":"Load_Data!X39","v":62.297786625958985},{"$f":"Load_Data!Y39","v":69.218458923871822},{"$f":"Load_Data!Z39","v":72.699399753129626},{"$f":"Load_Data!AA39","v":74.805427419737498},{"$f":"Load_Data!AB39","v":75.267082510728017},{"$f":"Load_Data!AC39","v":75.987072035184099},{"$f":"Load_Data!AD39","v":74.722184784195036},{"$f":"Load_Data!AE39","v":70.310304065515467},{"$f":"Load_Data!AF39","v":63.008240172744223},{"$f":"Load_Data!AG39","v":53.428115385387976},{"$f":"Load_Data!AH39","v":42.104461763526949},{"$f":"Load_Data!AI39","v":29.987825766471616},{"$f":"Load_Data!AJ39","v":18.889849650426761},{"$f":"Load_Data!AK39","v":8.9337987840219526},{"$f":"Load_Data!AL39","v":2.6983218168827534},{"$f":"Load_Data!AM39","v":0.55834971760793339},{"$f":"Load_Data!AN39","v":0.92636370358547249},{"$f":"Load_Data!AO39","v":0.46318346090850349},{"$f":"Load_Data!AP39","v":0},{"$f":"Load_Data!AQ39","v":0},{"$f":"Load_Data!AR39","v":0},{"$f":"Load_Data!AS39","v":0},{"$f":"Load_Data!AT39","v":0},{"$f":"Load_Data!AU39","v":0},{"$f":"Load_Data!AV39","v":0},{"$f":"Load_Data!AW39","v":0},{"$f":"Load_Data!AX39","v":0},{"$f":"Load_Data!AY39","v":0},null,35,2023,75.987072035184099,0,null,0,0,0,0,0,0,0,0,0,0,0,0,0,0,0,0,0,0,0,0,0,0,0,0,0,0,0,0,0,0,0,0,0,0,0,0,0,0,0,0,0,0,0,0,0,0,0,0,null,0,0,0,0,0,0,0,0,0,0,0,0,0,0.70879210029762407,3.1033423166831722,12.241618818019557,21.652979270977276,33.930021171296822,44.459688283805939,53.941401859163108,62.297786625958985,69.218458923871822,72.699399753129626,74.805427419737498,75.267082510728017,75.987072035184099,74.722184784195036,70.310304065515467,63.008240172744223,53.428115385387976,42.104461763526949,29.987825766471616,18.889849650426761,8.9337987840219526,2.6983218168827534,0.55834971760793339,0.92636370358547249,0.46318346090850349,0,0,0,0,0,0,0,0,0,0,483.17203508006406,35]
["QLD1",2022,8,5,"Friday",{"$f":"Load_Data!D40","v":0},{"$f":"Load_Data!E40","v":0},{"$f":"Load_Data!F40","v":0},{"$f":"Load_Data!G40","v":0},{"$f":"Load_Data!H40","v":0},{"$f":"Load_Data!I40","v":0},{"$f":"Load_Data!J40","v":0},{"$f":"Load_Data!K40","v":0},{"$f":"Load_Data!L40","v":0},{"$f":"Load_Data!M40","v":0},{"$f":"Load_Data!N40","v":0},{"$f":"Load_Data!O40","v":0},{"$f":"Load_Data!P40","v":0},{"$f":"Load_Data!Q40","v":1.3020614725811812},{"$f":"Load_Data!R40","v":4.1022263906503262},{"$f":"Load_Data!S40","v":15.968927628457877},{"$f":"Load_Data!T40","v":26.971681586762635},{"$f":"Load_Data!U40","v":39.201186752461851},{"$f":"Load_Data!V40","v":49.96046411784689},{"$f":"Load_Data!W40","v":59.494711731199523},{"$f":"Load_Data!X40","v":66.469166108903053},{"$f":"Load_Data!Y40","v":72.491956364032859},{"$f":"Load_Data!Z40","v":76.612908219804865},{"$f":"Load_Data!AA40","v":79.34037974549355},{"$f":"Load_Data!AB40","v":80.507532660222097},{"$f":"Load_Data!AC40","v":80.026973955317487},{"$f":"Load_Data!AD40","v":78.115544790755081},{"$f":"Load_Data!AE40","v":73.878680056345786},{"$f":"Load_Data!AF40","v":67.177938916224306},{"$f":"Load_Data!AG40","v":58.120693861517879},{"$f":"Load_Data!AH40","v":46.757510230100827},{"$f":"Load_Data!AI40","v":34.094101833649034},{"$f":"Load_Data!AJ40","v":21.703953268814089},{"$f":"Load_Data!AK40","v":10.883802679332206},{"$f":"Load_Data!AL40","v":3.3967823001638835},{"$f":"Load_Data!AM40","v":0.78746523270639668},{"$f":"Load_Data!AN40","v":1.1215498016475125},{"$f":"Load_Data!AO40","v":0.56077650993952344},{"$f":"Load_Data!AP40","v":0},{"$f":"Load_Data!AQ40","v":0},{"$f":"Load_Data!AR40","v":0},{"$f":"Load_Data!AS40","v":0},{"$f":"Load_Data!AT40","v":0},{"$f":"Load_Data!AU40","v":0},{"$f":"Load_Data!AV40","v":0},{"$f":"Load_Data!AW40","v":0},{"$f":"Load_Data!AX40","v":0},{"$f":"Load_Data!AY40","v":0},null,36,2023,80.507532660222097,0,null,0,0,0,0,0,0,0,0,0,0,0,0,0,0,0,0,0,0,0,0,0,0,0,0,0,0,0,0,0,0,0,0,0,0,0,0,0,0,0,0,0,0,0,0,0,0,0,0,null,0,0,0,0,0,0,0,0,0,0,0,0,0,1.3020614725811812,4.1022263906503262,15.968927628457877,26.971681586762635,39.201186752461851,49.96046411784689,59.494711731199523,66.469166108903053,72.491956364032859,76.612908219804865,79.34037974549355,80.507532660222097,80.026973955317487,78.115544790755081,73.878680056345786,67.177938916224306,58.120693861517879,46.757510230100827,34.094101833649034,21.703953268814089,10.883802679332206,3.3967823001638835,0.78746523270639668,1.1215498016475125,0.56077650993952344,0,0,0,0,0,0,0,0,0,0,524.52448810746546,36]
["QLD1",2022,8,6,"Saturday",{"$f":"Load_Data!D41","v":0},{"$f":"Load_Data!E41","v":0},{"$f":"Load_Data!F41","v":0},{"$f":"Load_Data!G41","v":0},{"$f":"Load_Data!H41","v":0},{"$f":"Load_Data!I41","v":0},{"$f":"Load_Data!J41","v":0},{"$f":"Load_Data!K41","v":0},{"$f":"Load_Data!L41","v":0},{"$f":"Load_Data!M41","v":0},{"$f":"Load_Data!N41","v":0},{"$f":"Load_Data!O41","v":0},{"$f":"Load_Data!P41","v":0},{"$f":"Load_Data!Q41","v":1.3065940094723643},{"$f":"Load_Data!R41","v":4.0445914320445899},{"$f":"Load_Data!S41","v":15.561868258353387},{"$f":"Load_Data!T41","v":26.179428655142488},{"$f":"Load_Data!U41","v":37.558735864817777},{"$f":"Load_Data!V41","v":48.395940878568425},{"$f":"Load_Data!W41","v":56.466217632812409},{"$f":"Load_Data!X41","v":60.67455215224097},{"$f":"Load_Data!Y41","v":65.948752026845241},{"$f":"Load_Data!Z41","v":67.802453307849476},{"$f":"Load_Data!AA41","v":68.520307251966798},{"$f":"Load_Data!AB41","v":66.928869471749067},{"$f":"Load_Data!AC41","v":64.552377245070033},{"$f":"Load_Data!AD41","v":58.931284909098792},{"$f":"Load_Data!AE41","v":51.271669896364521},{"$f":"Load_Data!AF41","v":42.084139879313447},{"$f":"Load_Data!AG41","v":33.948320011659469},{"$f":"Load_Data!AH41","v":25.87419552612641},{"$f":"Load_Data!AI41","v":18.130328630102106},{"$f":"Load_Data!AJ41","v":10.494718546175507},{"$f":"Load_Data!AK41","v":4.4667402648611167},{"$f":"Load_Data!AL41","v":1.1307179428153868},{"$f":"Load_Data!AM41","v":0.58862855040642259},{"$f":"Load_Data!AN41","v":0.40950515501155399},{"$f":"Load_Data!AO41","v":0.20475418662154418},{"$f":"Load_Data!AP41","v":0},{"$f":"Load_Data!AQ41","v":0},{"$f":"Load_Data!AR41","v":0},{"$f":"Load_Data!AS41","v":0},{"$f":"Load_Data!AT41","v":0},{"$f":"Load_Data!AU41","v":0},{"$f":"Load_Data!AV41","v":0},{"$f":"Load_Data!AW41","v":0},{"$f":"Load_Data!AX41","v":0},{"$f":"Load_Data!AY41","v":0},null,37,2023,68.520307251966798,0,null,0,0,0,0,0,0,0,0,0,0,0,0,0,0,0,0,0,0,0,0,0,0,0,0,0,0,0,0,0,0,0,0,0,0,0,0,0,0,0,0,0,0,0,0,0,0,0,0,null,0,0,0,0,0,0,0,0,0,0,0,0,0,1.3065940094723643,4.0445914320445899,15.561868258353387,26.179428655142488,37.558735864817777,48.395940878568425,56.466217632812409,60.67455215224097,65.948752026845241,67.802453307849476,68.520307251966798,66.928869471749067,64.552377245070033,58.931284909098792,51.271669896364521,42.084139879313447,33.948320011659469,25.87419552612641,18.130328630102106,10.494718546175507,4.4667402648611167,1.1307179428153868,0.58862855040642259,0.40950515501155399,0.20475418662154418,0,0,0,0,0,0,0,0,0,0,415.73784584274455,37]
["QLD1",2022,8,7,"Sunday",{"$f":"Load_Data!D42","v":0},{"$f":"Load_Data!E42","v":0},{"$f":"Load_Data!F42","v":0},{"$f":"Load_Data!G42","v":0},{"$f":"Load_Data!H42","v":0},{"$f":"Load_Data!I42","v":0},{"$f":"Load_Data!J42","v":0},{"$f":"Load_Data!K42","v":0},{"$f":"Load_Data!L42","v":0},{"$f":"Load_Data!M42","v":0},{"$f":"Load_Data!N42","v":0},{"$f":"Load_Data!O42","v":0},{"$f":"Load_Data!P42","v":0},{"$f":"Load_Data!Q42","v":0.9897467522703346},{"$f":"Load_Data!R42","v":3.896385050171161},{"$f":"Load_Data!S42","v":14.708351758195573},{"$f":"Load_Data!T42","v":25.252370322607653},{"$f":"Load_Data!U42","v":33.857957405944148},{"$f":"Load_Data!V42","v":44.528844611392181},{"$f":"Load_Data!W42","v":51.833600524660419},{"$f":"Load_Data!X42","v":54.455153363745602},{"$f":"Load_Data!Y42","v":60.013420828174837},{"$f":"Load_Data!Z42","v":66.198651526483445},{"$f":"Load_Data!AA42","v":70.40207294667529},{"$f":"Load_Data!AB42","v":70.71386456097683},{"$f":"Load_Data!AC42","v":69.598832244934712},{"$f":"Load_Data!AD42","v":67.741365363335575},{"$f":"Load_Data!AE42","v":64.799191974465984},{"$f":"Load_Data!AF42","v":58.917523524751459},{"$f":"Load_Data!AG42","v":49.947417453230983},{"$f":"Load_Data!AH42","v":39.122983877791512},{"$f":"Load_Data!AI42","v":28.747369778731457},{"$f":"Load_Data!AJ42","v":18.7956603941883},{"$f":"Load_Data!AK42","v":9.0293548742119292},{"$f":"Load_Data!AL42","v":3.0768480477759828},{"$f":"Load_Data!AM42","v":0.8819196988557263},{"$f":"Load_Data!AN42","v":1.0561869407625877},{"$f":"Load_Data!AO42","v":0.52809507949706114},{"$f":"Load_Data!AP42","v":0},{"$f":"Load_Data!AQ42","v":0},{"$f":"Load_Data!AR42","v":0},{"$f":"Load_Data!AS42","v":0},{"$f":"Load_Data!AT42","v":0},{"$f":"Load_Data!AU42","v":0},{"$f":"Load_Data!AV42","v":0},{"$f":"Load_Data!AW42","v":0},{"$f":"Load_Data!AX42","v":0},{"$f":"Load_Data!AY42","v":0},null,38,2023,70.71386456097683,0,null,0,0,0,0,0,0,0,0,0,0,0,0,0,0,0,0,0,0,0,0,0,0,0,0,0,0,0,0,0,0,0,0,0,0,0,0,0,0,0,0,0,0,0,0,0,0,0,0,null,0,0,0,0,0,0,0,0,0,0,0,0,0,0.9897467522703346,3.896385050171161,14.708351758195573,25.252370322607653,33.857957405944148,44.528844611392181,51.833600524660419,54.455153363745602,60.013420828174837,66.198651526483445,70.40207294667529,70.71386456097683,69.598832244934712,67.741365363335575,64.799191974465984,58.917523524751459,49.947417453230983,39.122983877791512,28.747369778731457,18.7956603941883,9.0293548742119292,3.0768480477759828,0.8819196988557263,1.0561869407625877,0.52809507949706114,0,0,0,0,0,0,0,0,0,0,454.54658445191541,38]
["QLD1",2022,8,8,"Monday",{"$f":"Load_Data!D43","v":0},{"$f":"Load_Data!E43","v":0},{"$f":"Load_Data!F43","v":0},{"$f":"Load_Data!G43","v":0},{"$f":"Load_Data!H43","v":0},{"$f":"Load_Data!I43","v":0},{"$f":"Load_Data!J43","v":0},{"$f":"Load_Data!K43","v":0},{"$f":"Load_Data!L43","v":0},{"$f":"Load_Data!M43","v":0},{"$f":"Load_Data!N43","v":0},{"$f":"Load_Data!O43","v":0},{"$f":"Load_Data!P43","v":0},{"$f":"Load_Data!Q43","v":1.2779998564604758},{"$f":"Load_Data!R43","v":4.2328410552909723},{"$f":"Load_Data!S43","v":14.541208925306515},{"$f":"Load_Data!T43","v":24.894068157956937},{"$f":"Load_Data!U43","v":35.11251006971213},{"$f":"Load_Data!V43","v":43.544431812310677},{"$f":"Load_Data!W43","v":52.140991962165614},{"$f":"Load_Data!X43","v":55.829647047266661},{"$f":"Load_Data!Y43","v":60.452433883591375},{"$f":"Load_Data!Z43","v":64.339838104736529},{"$f":"Load_Data!AA43","v":67.596174533785955},{"$f":"Load_Data!AB43","v":73.703151364700147},{"$f":"Load_Data!AC43","v":68.061770615385527},{"$f":"Load_Data!AD43","v":64.7244782154321},{"$f":"Load_Data!AE43","v":60.359646491578445},{"$f":"Load_Data!AF43","v":58.784231619474603},{"$f":"Load_Data!AG43","v":49.419679283736855},{"$f":"Load_Data!AH43","v":36.81955457974361},{"$f":"Load_Data!AI43","v":26.6735744980429},{"$f":"Load_Data!AJ43","v":17.146497266363976},{"$f":"Load_Data!AK43","v":8.6458162690998854},{"$f":"Load_Data!AL43","v":2.769189879661945},{"$f":"Load_Data!AM43","v":0.67903093329193898},{"$f":"Load_Data!AN43","v":1.0414000381450728},{"$f":"Load_Data!AO43","v":0.52070162818830357},{"$f":"Load_Data!AP43","v":0},{"$f":"Load_Data!AQ43","v":0},{"$f":"Load_Data!AR43","v":0},{"$f":"Load_Data!AS43","v":0},{"$f":"Load_Data!AT43","v":0},{"$f":"Load_Data!AU43","v":0},{"$f":"Load_Data!AV43","v":0},{"$f":"Load_Data!AW43","v":0},{"$f":"Load_Data!AX43","v":0},{"$f":"Load_Data!AY43","v":0},null,39,2023,73.703151364700147,0,null,0,0,0,0,0,0,0,0,0,0,0,0,0,0,0,0,0,0,0,0,0,0,0,0,0,0,0,0,0,0,0,0,0,0,0,0,0,0,0,0,0,0,0,0,0,0,0,0,null,0,0,0,0,0,0,0,0,0,0,0,0,0,1.2779998564604758,4.2328410552909723,14.541208925306515,24.894068157956937,35.11251006971213,43.544431812310677,52.140991962165614,55.829647047266661,60.452433883591375,64.339838104736529,67.596174533785955,73.703151364700147,68.061770615385527,64.7244782154321,60.359646491578445,58.784231619474603,49.419679283736855,36.81955457974361,26.6735744980429,17.146497266363976,8.6458162690998854,2.769189879661945,0.67903093329193898,1.0414000381450728,0.52070162818830357,0,0,0,0,0,0,0,0,0,0,446.65543404571451,39]
["QLD1",2022,8,9,"Tuesday",{"$f":"Load_Data!D44","v":0},{"$f":"Load_Data!E44","v":0},{"$f":"Load_Data!F44","v":0},{"$f":"Load_Data!G44","v":0},{"$f":"Load_Data!H44","v":0},{"$f":"Load_Data!I44","v":0},{"$f":"Load_Data!J44","v":0},{"$f":"Load_Data!K44","v":0},{"$f":"Load_Data!L44","v":0},{"$f":"Load_Data!M44","v":0},{"$f":"Load_Data!N44","v":0},{"$f":"Load_Data!O44","v":0},{"$f":"Load_Data!P44","v":0},{"$f":"Load_Data!Q44","v":0.83102420326516091},{"$f":"Load_Data!R44","v":3.4188773178151561},{"$f":"Load_Data!S44","v":10.54878427380855},{"$f":"Load_Data!T44","v":18.082110883172618},{"$f":"Load_Data!U44","v":25.84212604405996},{"$f":"Load_Data!V44","v":35.728536846400033},{"$f":"Load_Data!W44","v":38.46936410572679},{"$f":"Load_Data!X44","v":45.092737175549324},{"$f":"Load_Data!Y44","v":49.599866369072274},{"$f":"Load_Data!Z44","v":51.949126021346828},{"$f":"Load_Data!AA44","v":49.68623129678226},{"$f":"Load_Data!AB44","v":64.071525434658909},{"$f":"Load_Data!AC44","v":55.003897440255791},{"$f":"Load_Data!AD44","v":51.67402396653474},{"$f":"Load_Data!AE44","v":46.290833757686308},{"$f":"Load_Data!AF44","v":43.381130357040227},{"$f":"Load_Data!AG44","v":35.981916842475457},{"$f":"Load_Data!AH44","v":28.445309445600063},{"$f":"Load_Data!AI44","v":19.330024529303724},{"$f":"Load_Data!AJ44","v":10.678527957016509},{"$f":"Load_Data!AK44","v":5.5989854813312725},{"$f":"Load_Data!AL44","v":1.9284908132500111},{"$f":"Load_Data!AM44","v":0.4522541285685987},{"$f":"Load_Data!AN44","v":0.90419142227118088},{"$f":"Load_Data!AO44","v":0.45209732025135763},{"$f":"Load_Data!AP44","v":0},{"$f":"Load_Data!AQ44","v":0},{"$f":"Load_Data!AR44","v":0},{"$f":"Load_Data!AS44","v":0},{"$f":"Load_Data!AT44","v":0},{"$f":"Load_Data!AU44","v":0},{"$f":"Load_Data!AV44","v":0},{"$f":"Load_Data!AW44","v":0},{"$f":"Load_Data!AX44","v":0},{"$f":"Load_Data!AY44","v":0},null,40,2023,64.071525434658909,0,null,0,0,0,0,0,0,0,0,0,0,0,0,0,0,0,0,0,0,0,0,0,0,0,0,0,0,0,0,0,0,0,0,0,0,0,0,0,0,0,0,0,0,0,0,0,0,0,0,null,0,0,0,0,0,0,0,0,0,0,0,0,0,0.83102420326516091,3.4188773178151561,10.54878427380855,18.082110883172618,25.84212604405996,35.728536846400033,38.46936410572679,45.092737175549324,49.599866369072274,51.949126021346828,49.68623129678226,64.071525434658909,55.003897440255791,51.67402396653474,46.290833757686308,43.381130357040227,35.981916842475457,28.445309445600063,19.330024529303724,10.678527957016509,5.5989854813312725,1.9284908132500111,0.4522541285685987,0.90419142227118088,0.45209732025135763,0,0,0,0,0,0,0,0,0,0,346.72099671662158,40]
["QLD1",2022,8,10,"Wednesday",{"$f":"Load_Data!D45","v":0},{"$f":"Load_Data!E45","v":0},{"$f":"Load_Data!F45","v":0},{"$f":"Load_Data!G45","v":0},{"$f":"Load_Data!H45","v":0},{"$f":"Load_Data!I45","v":0},{"$f":"Load_Data!J45","v":0},{"$f":"Load_Data!K45","v":0},{"$f":"Load_Data!L45","v":0},{"$f":"Load_Data!M45","v":0},{"$f":"Load_Data!N45","v":0},{"$f":"Load_Data!O45","v":0},{"$f":"Load_Data!P45","v":0},{"$f":"Load_Data!Q45","v":0.80295618427104654},{"$f":"Load_Data!R45","v":3.4558589450252786},{"$f":"Load_Data!S45","v":10.660352822819458},{"$f":"Load_Data!T45","v":17.919689737391582},{"$f":"Load_Data!U45","v":26.166010175168108},{"$f":"Load_Data!V45","v":32.640663290099425},{"$f":"Load_Data!W45","v":39.095632841045614},{"$f":"Load_Data!X45","v":46.190722812009056},{"$f":"Load_Data!Y45","v":50.494535205912129},{"$f":"Load_Data!Z45","v":52.365083477968156},{"$f":"Load_Data!AA45","v":52.84290786631157},{"$f":"Load_Data!AB45","v":60.621188083375799},{"$f":"Load_Data!AC45","v":55.406380756459541},{"$f":"Load_Data!AD45","v":53.021151420233934},{"$f":"Load_Data!AE45","v":49.168007141689927},{"$f":"Load_Data!AF45","v":46.484630240305549},{"$f":"Load_Data!AG45","v":38.641151789890984},{"$f":"Load_Data!AH45","v":31.431607794459886},{"$f":"Load_Data!AI45","v":20.178616995831835},{"$f":"Load_Data!AJ45","v":12.273441754908047},{"$f":"Load_Data!AK45","v":5.160168256561608},{"$f":"Load_Data!AL45","v":1.9207489796689083},{"$f":"Load_Data!AM45","v":0.58594404827066593},{"$f":"Load_Data!AN45","v":0.91091781914419234},{"$f":"Load_Data!AO45","v":0.4554605186878633},{"$f":"Load_Data!AP45","v":0},{"$f":"Load_Data!AQ45","v":0},{"$f":"Load_Data!AR45","v":0},{"$f":"Load_Data!AS45","v":0},{"$f":"Load_Data!AT45","v":0},{"$f":"Load_Data!AU45","v":0},{"$f":"Load_Data!AV45","v":0},{"$f":"Load_Data!AW45","v":0},{"$f":"Load_Data!AX45","v":0},{"$f":"Load_Data!AY45","v":0},null,41,2023,60.621188083375799,0,null,0,0,0,0,0,0,0,0,0,0,0,0,0,0,0,0,0,0,0,0,0,0,0,0,0,0,0,0,0,0,0,0,0,0,0,0,0,0,0,0,0,0,0,0,0,0,0,0,null,0,0,0,0,0,0,0,0,0,0,0,0,0,0.80295618427104654,3.4558589450252786,10.660352822819458,17.919689737391582,26.166010175168108,32.640663290099425,39.095632841045614,46.190722812009056,50.494535205912129,52.365083477968156,52.84290786631157,60.621188083375799,55.406380756459541,53.021151420233934,49.168007141689927,46.484630240305549,38.641151789890984,31.431607794459886,20.178616995831835,12.273441754908047,5.160168256561608,1.9207489796689083,0.58594404827066593,0.91091781914419234,0.4554605186878633,0,0,0,0,0,0,0,0,0,0,354.4469144787551,41]
["QLD1",2022,8,11,"Thursday",{"$f":"Load_Data!D46","v":0},{"$f":"Load_Data!E46","v":0},{"$f":"Load_Data!F46","v":0},{"$f":"Load_Data!G46","v":0},{"$f":"Load_Data!H46","v":0},{"$f":"Load_Data!I46","v":0},{"$f":"Load_Data!J46","v":0},{"$f":"Load_Data!K46","v":0},{"$f":"Load_Data!L46","v":0},{"$f":"Load_Data!M46","v":0},{"$f":"Load_Data!N46","v":0},{"$f":"Load_Data!O46","v":0},{"$f":"Load_Data!P46","v":0},{"$f":"Load_Data!Q46","v":0.99324860913320412},{"$f":"Load_Data!R46","v":4.3603720178105201},{"$f":"Load_Data!S46","v":12.267402051144364},{"$f":"Load_Data!T46","v":22.637614376539368},{"$f":"Load_Data!U46","v":33.528166431213734},{"$f":"Load_Data!V46","v":41.091162787076094},{"$f":"Load_Data!W46","v":46.932208858338967},{"$f":"Load_Data!X46","v":49.599425280206646},{"$f":"Load_Data!Y46","v":53.697825884608555},{"$f":"Load_Data!Z46","v":54.289653427860785},{"$f":"Load_Data!AA46","v":55.688322440928417},{"$f":"Load_Data!AB46","v":57.848226029020367},{"$f":"Load_Data!AC46","v":58.486446931169198},{"$f":"Load_Data!AD46","v":54.197608660147836},{"$f":"Load_Data!AE46","v":51.761156025671383},{"$f":"Load_Data!AF46","v":50.440334070806138},{"$f":"Load_Data!AG46","v":41.450868182184131},{"$f":"Load_Data!AH46","v":33.872823880352072},{"$f":"Load_Data!AI46","v":23.703648662530796},{"$f":"Load_Data!AJ46","v":14.142283760791782},{"$f":"Load_Data!AK46","v":5.9247499070835756},{"$f":"Load_Data!AL46","v":1.8307408523659556},{"$f":"Load_Data!AM46","v":0.72601764379088918},{"$f":"Load_Data!AN46","v":1.0469837171650704},{"$f":"Load_Data!AO46","v":0.52349346769830241},{"$f":"Load_Data!AP46","v":0},{"$f":"Load_Data!AQ46","v":0},{"$f":"Load_Data!AR46","v":0},{"$f":"Load_Data!AS46","v":0},{"$f":"Load_Data!AT46","v":0},{"$f":"Load_Data!AU46","v":0},{"$f":"Load_Data!AV46","v":0},{"$f":"Load_Data!AW46","v":0},{"$f":"Load_Data!AX46","v":0},{"$f":"Load_Data!AY46","v":0},null,42,2023,58.486446931169198,0,null,0,0,0,0,0,0,0,0,0,0,0,0,0,0,0,0,0,0,0,0,0,0,0,0,0,0,0,0,0,0,0,0,0,0,0,0,0,0,0,0,0,0,0,0,0,0,0,0,null,0,0,0,0,0,0,0,0,0,0,0,0,0,0.99324860913320412,4.3603720178105201,12.267402051144364,22.637614376539368,33.528166431213734,41.091162787076094,46.932208858338967,49.599425280206646,53.697825884608555,54.289653427860785,55.688322440928417,57.848226029020367,58.486446931169198,54.197608660147836,51.761156025671383,50.440334070806138,41.450868182184131,33.872823880352072,23.703648662530796,14.142283760791782,5.9247499070835756,1.8307408523659556,0.72601764379088918,1.0469837171650704,0.52349346769830241,0,0,0,0,0,0,0,0,0,0,385.52039197781897,42]
["QLD1",2022,8,12,"Friday",{"$f":"Load_Data!D47","v":0},{"$f":"Load_Data!E47","v":0},{"$f":"Load_Data!F47","v":0},{"$f":"Load_Data!G47","v":0},{"$f":"Load_Data!H47","v":0},{"$f":"Load_Data!I47","v":0},{"$f":"Load_Data!J47","v":0},{"$f":"Load_Data!K47","v":0},{"$f":"Load_Data!L47","v":0},{"$f":"Load_Data!M47","v":0},{"$f":"Load_Data!N47","v":0},{"$f":"Load_Data!O47","v":0},{"$f":"Load_Data!P47","v":0},{"$f":"Load_Data!Q47","v":0.81526654064748749},{"$f":"Load_Data!R47","v":4.168187724279111},{"$f":"Load_Data!S47","v":10.199907489479425},{"$f":"Load_Data!T47","v":17.955719970740663},{"$f":"Load_Data!U47","v":27.956976454098641},{"$f":"Load_Data!V47","v":40.694022310034626},{"$f":"Load_Data!W47","v":47.744087276726447},{"$f":"Load_Data!X47","v":52.284378994655242},{"$f":"Load_Data!Y47","v":56.587499435833024},{"$f":"Load_Data!Z47","v":64.835688969599246},{"$f":"Load_Data!AA47","v":64.254528090172286},{"$f":"Load_Data!AB47","v":67.577567463973168},{"$f":"Load_Data!AC47","v":67.600372850156177},{"$f":"Load_Data!AD47","v":64.887146429943812},{"$f":"Load_Data!AE47","v":61.104747910180215},{"$f":"Load_Data!AF47","v":59.295273451717847},{"$f":"Load_Data!AG47","v":49.02071454960091},{"$f":"Load_Data!AH47","v":40.18106452414537},{"$f":"Load_Data!AI47","v":26.795914394893138},{"$f":"Load_Data!AJ47","v":18.159132192875109},{"$f":"Load_Data!AK47","v":8.6052036424786369},{"$f":"Load_Data!AL47","v":2.8398265286684112},{"$f":"Load_Data!AM47","v":0.73684797741539676},{"$f":"Load_Data!AN47","v":1.0749210741925346},{"$f":"Load_Data!AO47","v":0.53746375532780166},{"$f":"Load_Data!AP47","v":0},{"$f":"Load_Data!AQ47","v":0},{"$f":"Load_Data!AR47","v":0},{"$f":"Load_Data!AS47","v":0},{"$f":"Load_Data!AT47","v":0},{"$f":"Load_Data!AU47","v":0},{"$f":"Load_Data!AV47","v":0},{"$f":"Load_Data!AW47","v":0},{"$f":"Load_Data!AX47","v":0},{"$f":"Load_Data!AY47","v":0},null,43,2023,67.600372850156177,0,null,0,0,0,0,0,0,0,0,0,0,0,0,0,0,0,0,0,0,0,0,0,0,0,0,0,0,0,0,0,0,0,0,0,0,0,0,0,0,0,0,0,0,0,0,0,0,0,0,null,0,0,0,0,0,0,0,0,0,0,0,0,0,0.81526654064748749,4.168187724279111,10.199907489479425,17.955719970740663,27.956976454098641,40.694022310034626,47.744087276726447,52.284378994655242,56.587499435833024,64.835688969599246,64.254528090172286,67.577567463973168,67.600372850156177,64.887146429943812,61.104747910180215,59.295273451717847,49.02071454960091,40.18106452414537,26.795914394893138,18.159132192875109,8.6052036424786369,2.8398265286684112,0.73684797741539676,1.0749210741925346,0.53746375532780166,0,0,0,0,0,0,0,0,0,0,427.9562300009174,43]
["QLD1",2022,8,13,"Saturday",{"$f":"Load_Data!D48","v":0},{"$f":"Load_Data!E48","v":0},{"$f":"Load_Data!F48","v":0},{"$f":"Load_Data!G48","v":0},{"$f":"Load_Data!H48","v":0},{"$f":"Load_Data!I48","v":0},{"$f":"Load_Data!J48","v":0},{"$f":"Load_Data!K48","v":0},{"$f":"Load_Data!L48","v":0},{"$f":"Load_Data!M48","v":0},{"$f":"Load_Data!N48","v":0},{"$f":"Load_Data!O48","v":0},{"$f":"Load_Data!P48","v":0},{"$f":"Load_Data!Q48","v":0.96897569967209807},{"$f":"Load_Data!R48","v":4.3116541031687641},{"$f":"Load_Data!S48","v":12.121976311168455},{"$f":"Load_Data!T48","v":22.051416237180515},{"$f":"Load_Data!U48","v":32.647563310238645},{"$f":"Load_Data!V48","v":42.063541798248508},{"$f":"Load_Data!W48","v":47.675851342380234},{"$f":"Load_Data!X48","v":53.887210804661443},{"$f":"Load_Data!Y48","v":57.768128522687725},{"$f":"Load_Data!Z48","v":60.692808666741925},{"$f":"Load_Data!AA48","v":63.794047444496414},{"$f":"Load_Data!AB48","v":63.155913298582242},{"$f":"Load_Data!AC48","v":60.689304703127412},{"$f":"Load_Data!AD48","v":58.88667492896198},{"$f":"Load_Data!AE48","v":49.236208439279686},{"$f":"Load_Data!AF48","v":46.496097002204301},{"$f":"Load_Data!AG48","v":39.566392122419138},{"$f":"Load_Data!AH48","v":34.341198692577933},{"$f":"Load_Data!AI48","v":21.947577792487689},{"$f":"Load_Data!AJ48","v":14.089461833525249},{"$f":"Load_Data!AK48","v":6.4775302063457092},{"$f":"Load_Data!AL48","v":1.826169666025244},{"$f":"Load_Data!AM48","v":0.6349240828546171},{"$f":"Load_Data!AN48","v":0.91168247889504406},{"$f":"Load_Data!AO48","v":0.45584284856328933},{"$f":"Load_Data!AP48","v":0},{"$f":"Load_Data!AQ48","v":0},{"$f":"Load_Data!AR48","v":0},{"$f":"Load_Data!AS48","v":0},{"$f":"Load_Data!AT48","v":0},{"$f":"Load_Data!AU48","v":0},{"$f":"Load_Data!AV48","v":0},{"$f":"Load_Data!AW48","v":0},{"$f":"Load_Data!AX48","v":0},{"$f":"Load_Data!AY48","v":0},null,44,2023,63.794047444496414,0,null,0,0,0,0,0,0,0,0,0,0,0,0,0,0,0,0,0,0,0,0,0,0,0,0,0,0,0,0,0,0,0,0,0,0,0,0,0,0,0,0,0,0,0,0,0,0,0,0,null,0,0,0,0,0,0,0,0,0,0,0,0,0,0.96897569967209807,4.3116541031687641,12.121976311168455,22.051416237180515,32.647563310238645,42.063541798248508,47.675851342380234,53.887210804661443,57.768128522687725,60.692808666741925,63.794047444496414,63.155913298582242,60.689304703127412,58.88667492896198,49.236208439279686,46.496097002204301,39.566392122419138,34.341198692577933,21.947577792487689,14.089461833525249,6.4775302063457092,1.826169666025244,0.6349240828546171,0.91168247889504406,0.45584284856328933,0,0,0,0,0,0,0,0,0,0,398.34907616824717,44]
["QLD1",2022,8,14,"Sunday",{"$f":"Load_Data!D49","v":0},{"$f":"Load_Data!E49","v":0},{"$f":"Load_Data!F49","v":0},{"$f":"Load_Data!G49","v":0},{"$f":"Load_Data!H49","v":0},{"$f":"Load_Data!I49","v":0},{"$f":"Load_Data!J49","v":0},{"$f":"Load_Data!K49","v":0},{"$f":"Load_Data!L49","v":0},{"$f":"Load_Data!M49","v":0},{"$f":"Load_Data!N49","v":0},{"$f":"Load_Data!O49","v":0},{"$f":"Load_Data!P49","v":0},{"$f":"Load_Data!Q49","v":1.3333864865825504},{"$f":"Load_Data!R49","v":4.9021730352484951},{"$f":"Load_Data!S49","v":14.614968159797382},{"$f":"Load_Data!T49","v":24.227610752735512},{"$f":"Load_Data!U49","v":27.449654458993528},{"$f":"Load_Data!V49","v":40.261400152485805},{"$f":"Load_Data!W49","v":46.75804945557892},{"$f":"Load_Data!X49","v":52.996916438916273},{"$f":"Load_Data!Y49","v":56.416998376057869},{"$f":"Load_Data!Z49","v":57.129230308395975},{"$f":"Load_Data!AA49","v":58.739564819649168},{"$f":"Load_Data!AB49","v":60.482189679575129},{"$f":"Load_Data!AC49","v":58.441517673000789},{"$f":"Load_Data!AD49","v":55.676636459663406},{"$f":"Load_Data!AE49","v":50.33973096851112},{"$f":"Load_Data!AF49","v":43.918101440071993},{"$f":"Load_Data!AG49","v":35.071369801871697},{"$f":"Load_Data!AH49","v":27.812577001688577},{"$f":"Load_Data!AI49","v":21.081736311737203},{"$f":"Load_Data!AJ49","v":13.393153592141987},{"$f":"Load_Data!AK49","v":6.0616012627927258},{"$f":"Load_Data!AL49","v":1.7115218994261532},{"$f":"Load_Data!AM49","v":0.44188645792592524},{"$f":"Load_Data!AN49","v":2.2001131522782909},{"$f":"Load_Data!AO49","v":0.50491243088666449},{"$f":"Load_Data!AP49","v":8.6015701101816271E-3},{"$f":"Load_Data!AQ49","v":0},{"$f":"Load_Data!AR49","v":0},{"$f":"Load_Data!AS49","v":0},{"$f":"Load_Data!AT49","v":0},{"$f":"Load_Data!AU49","v":0},{"$f":"Load_Data!AV49","v":0},{"$f":"Load_Data!AW49","v":0},{"$f":"Load_Data!AX49","v":0},{"$f":"Load_Data!AY49","v":0},null,45,2023,60.482189679575129,0,null,0,0,0,0,0,0,0,0,0,0,0,0,0,0,0,0,0,0,0,0,0,0,0,0,0,0,0,0,0,0,0,0,0,0,0,0,0,0,0,0,0,0,0,0,0,0,0,0,null,0,0,0,0,0,0,0,0,0,0,0,0,0,1.3333864865825504,4.9021730352484951,14.614968159797382,24.227610752735512,27.449654458993528,40.261400152485805,46.75804945557892,52.996916438916273,56.416998376057869,57.129230308395975,58.739564819649168,60.482189679575129,58.441517673000789,55.676636459663406,50.33973096851112,43.918101440071993,35.071369801871697,27.812577001688577,21.081736311737203,13.393153592141987,6.0616012627927258,1.7115218994261532,0.44188645792592524,2.2001131522782909,0.50491243088666449,8.6015701101816271E-3,0,0,0,0,0,0,0,0,0,380.98780107306163,45]
["QLD1",2022,8,15,"Monday",{"$f":"Load_Data!D50","v":0},{"$f":"Load_Data!E50","v":0},{"$f":"Load_Data!F50","v":0},{"$f":"Load_Data!G50","v":0},{"$f":"Load_Data!H50","v":0},{"$f":"Load_Data!I50","v":0},{"$f":"Load_Data!J50","v":0},{"$f":"Load_Data!K50","v":0},{"$f":"Load_Data!L50","v":0},{"$f":"Load_Data!M50","v":0},{"$f":"Load_Data!N50","v":0},{"$f":"Load_Data!O50","v":0},{"$f":"Load_Data!P50","v":0},{"$f":"Load_Data!Q50","v":1.2892017882867386},{"$f":"Load_Data!R50","v":5.0459097383048075},{"$f":"Load_Data!S50","v":13.591129723642384},{"$f":"Load_Data!T50","v":21.653758668852383},{"$f":"Load_Data!U50","v":30.640715414515135},{"$f":"Load_Data!V50","v":39.406583164698525},{"$f":"Load_Data!W50","v":47.292758835410439},{"$f":"Load_Data!X50","v":53.539395498211753},{"$f":"Load_Data!Y50","v":57.132032627250759},{"$f":"Load_Data!Z50","v":59.747754013549439},{"$f":"Load_Data!AA50","v":59.523735852751471},{"$f":"Load_Data!AB50","v":59.572525974638623},{"$f":"Load_Data!AC50","v":58.041292988294181},{"$f":"Load_Data!AD50","v":51.187416323084904},{"$f":"Load_Data!AE50","v":43.312785518830182},{"$f":"Load_Data!AF50","v":42.959986906156487},{"$f":"Load_Data!AG50","v":33.938476579043936},{"$f":"Load_Data!AH50","v":28.349840341496492},{"$f":"Load_Data!AI50","v":21.360877343802013},{"$f":"Load_Data!AJ50","v":13.394975781494455},{"$f":"Load_Data!AK50","v":5.6930883692606882},{"$f":"Load_Data!AL50","v":1.8599241702924956},{"$f":"Load_Data!AM50","v":0.5650708943363949},{"$f":"Load_Data!AN50","v":1.0588271410109316},{"$f":"Load_Data!AO50","v":0.52949309434760805},{"$f":"Load_Data!AP50","v":0},{"$f":"Load_Data!AQ50","v":0},{"$f":"Load_Data!AR50","v":0},{"$f":"Load_Data!AS50","v":0},{"$f":"Load_Data!AT50","v":0},{"$f":"Load_Data!AU50","v":0},{"$f":"Load_Data!AV50","v":0},{"$f":"Load_Data!AW50","v":0},{"$f":"Load_Data!AX50","v":0},{"$f":"Load_Data!AY50","v":0},null,46,2023,59.747754013549439,0,null,0,0,0,0,0,0,0,0,0,0,0,0,0,0,0,0,0,0,0,0,0,0,0,0,0,0,0,0,0,0,0,0,0,0,0,0,0,0,0,0,0,0,0,0,0,0,0,0,null,0,0,0,0,0,0,0,0,0,0,0,0,0,1.2892017882867386,5.0459097383048075,13.591129723642384,21.653758668852383,30.640715414515135,39.406583164698525,47.292758835410439,53.539395498211753,57.132032627250759,59.747754013549439,59.523735852751471,59.572525974638623,58.041292988294181,51.187416323084904,43.312785518830182,42.959986906156487,33.938476579043936,28.349840341496492,21.360877343802013,13.394975781494455,5.6930883692606882,1.8599241702924956,0.5650708943363949,1.0588271410109316,0.52949309434760805,0,0,0,0,0,0,0,0,0,0,375.34377837578165,46]
["QLD1",2022,8,16,"Tuesday",{"$f":"Load_Data!D51","v":0},{"$f":"Load_Data!E51","v":0},{"$f":"Load_Data!F51","v":0},{"$f":"Load_Data!G51","v":0},{"$f":"Load_Data!H51","v":0},{"$f":"Load_Data!I51","v":0},{"$f":"Load_Data!J51","v":0},{"$f":"Load_Data!K51","v":0},{"$f":"Load_Data!L51","v":0},{"$f":"Load_Data!M51","v":0},{"$f":"Load_Data!N51","v":0},{"$f":"Load_Data!O51","v":0},{"$f":"Load_Data!P51","v":0},{"$f":"Load_Data!Q51","v":1.5160660283098937},{"$f":"Load_Data!R51","v":5.5490670407811669},{"$f":"Load_Data!S51","v":13.751223109395896},{"$f":"Load_Data!T51","v":24.023489833616029},{"$f":"Load_Data!U51","v":33.165031673815058},{"$f":"Load_Data!V51","v":41.107555893586103},{"$f":"Load_Data!W51","v":48.128953304753622},{"$f":"Load_Data!X51","v":49.586883867191311},{"$f":"Load_Data!Y51","v":55.254135342392509},{"$f":"Load_Data!Z51","v":57.984456072934556},{"$f":"Load_Data!AA51","v":60.46349754192434},{"$f":"Load_Data!AB51","v":63.931886890288489},{"$f":"Load_Data!AC51","v":61.023220355145632},{"$f":"Load_Data!AD51","v":56.72576162261381},{"$f":"Load_Data!AE51","v":49.740692484969919},{"$f":"Load_Data!AF51","v":44.802608634967584},{"$f":"Load_Data!AG51","v":37.546880233687958},{"$f":"Load_Data!AH51","v":31.328163212734111},{"$f":"Load_Data!AI51","v":23.551503943990792},{"$f":"Load_Data!AJ51","v":14.905869518294027},{"$f":"Load_Data!AK51","v":7.5493620060893329},{"$f":"Load_Data!AL51","v":2.0235646158117042},{"$f":"Load_Data!AM51","v":0.59731620173038658},{"$f":"Load_Data!AN51","v":0.96097764022726673},{"$f":"Load_Data!AO51","v":0.48056834395577536},{"$f":"Load_Data!AP51","v":0},{"$f":"Load_Data!AQ51","v":0},{"$f":"Load_Data!AR51","v":0},{"$f":"Load_Data!AS51","v":0},{"$f":"Load_Data!AT51","v":0},{"$f":"Load_Data!AU51","v":0},{"$f":"Load_Data!AV51","v":0},{"$f":"Load_Data!AW51","v":0},{"$f":"Load_Data!AX51","v":0},{"$f":"Load_Data!AY51","v":0},null,47,2023,63.931886890288489,0,null,0,0,0,0,0,0,0,0,0,0,0,0,0,0,0,0,0,0,0,0,0,0,0,0,0,0,0,0,0,0,0,0,0,0,0,0,0,0,0,0,0,0,0,0,0,0,0,0,null,0,0,0,0,0,0,0,0,0,0,0,0,0,1.5160660283098937,5.5490670407811669,13.751223109395896,24.023489833616029,33.165031673815058,41.107555893586103,48.128953304753622,49.586883867191311,55.254135342392509,57.984456072934556,60.46349754192434,63.931886890288489,61.023220355145632,56.72576162261381,49.740692484969919,44.802608634967584,37.546880233687958,31.328163212734111,23.551503943990792,14.905869518294027,7.5493620060893329,2.0235646158117042,0.59731620173038658,0.96097764022726673,0.48056834395577536,0,0,0,0,0,0,0,0,0,0,392.84936770660363,47]
["QLD1",2022,8,17,"Wednesday",{"$f":"Load_Data!D52","v":0},{"$f":"Load_Data!E52","v":0},{"$f":"Load_Data!F52","v":0},{"$f":"Load_Data!G52","v":0},{"$f":"Load_Data!H52","v":0},{"$f":"Load_Data!I52","v":0},{"$f":"Load_Data!J52","v":0},{"$f":"Load_Data!K52","v":0},{"$f":"Load_Data!L52","v":0},{"$f":"Load_Data!M52","v":0},{"$f":"Load_Data!N52","v":0},{"$f":"Load_Data!O52","v":0},{"$f":"Load_Data!P52","v":0},{"$f":"Load_Data!Q52","v":1.8632402104354642},{"$f":"Load_Data!R52","v":6.4271685297911914},{"$f":"Load_Data!S52","v":17.557564998125407},{"$f":"Load_Data!T52","v":29.072085957421116},{"$f":"Load_Data!U52","v":41.230529003534656},{"$f":"Load_Data!V52","v":51.920451307038661},{"$f":"Load_Data!W52","v":60.933697864069146},{"$f":"Load_Data!X52","v":67.515459011528918},{"$f":"Load_Data!Y52","v":73.775580921425274},{"$f":"Load_Data!Z52","v":77.847443644448504},{"$f":"Load_Data!AA52","v":80.262384930946212},{"$f":"Load_Data!AB52","v":80.681407041778627},{"$f":"Load_Data!AC52","v":80.006855406465633},{"$f":"Load_Data!AD52","v":76.694917338507352},{"$f":"Load_Data!AE52","v":72.030810230276572},{"$f":"Load_Data!AF52","v":64.673906420297484},{"$f":"Load_Data!AG52","v":56.784873820760062},{"$f":"Load_Data!AH52","v":46.389227517589013},{"$f":"Load_Data!AI52","v":33.455319607840508},{"$f":"Load_Data!AJ52","v":22.346160351405686},{"$f":"Load_Data!AK52","v":11.020898360673323},{"$f":"Load_Data!AL52","v":3.487643317932263},{"$f":"Load_Data!AM52","v":0.85454003005089252},{"$f":"Load_Data!AN52","v":1.3727863626758605},{"$f":"Load_Data!AO52","v":0.68647270518007264},{"$f":"Load_Data!AP52","v":0},{"$f":"Load_Data!AQ52","v":0},{"$f":"Load_Data!AR52","v":0},{"$f":"Load_Data!AS52","v":0},{"$f":"Load_Data!AT52","v":0},{"$f":"Load_Data!AU52","v":0},{"$f":"Load_Data!AV52","v":0},{"$f":"Load_Data!AW52","v":0},{"$f":"Load_Data!AX52","v":0},{"$f":"Load_Data!AY52","v":0},null,48,2023,80.681407041778627,0,null,0,0,0,0,0,0,0,0,0,0,0,0,0,0,0,0,0,0,0,0,0,0,0,0,0,0,0,0,0,0,0,0,0,0,0,0,0,0,0,0,0,0,{"$f":"IF(AV51>=$BF51,$BF51,AV51)","v":0},0,0,0,0,0,null,0,0,0,0,0,0,0,0,0,0,0,0,0,1.8632402104354642,6.4271685297911914,17.557564998125407,29.072085957421116,41.230529003534656,51.920451307038661,60.933697864069146,67.515459011528918,73.775580921425274,77.847443644448504,80.262384930946212,80.681407041778627,80.006855406465633,76.694917338507352,72.030810230276572,64.673906420297484,56.784873820760062,46.389227517589013,33.455319607840508,22.346160351405686,11.020898360673323,3.487643317932263,0.85454003005089252,1.3727863626758605,0.68647270518007264,0,0,0,0,{"$f":"AV51-CX51","v":0},0,0,0,0,0,529.44571244509882,48]
["QLD1",2022,8,18,"Thursday",{"$f":"Load_Data!D53","v":0},{"$f":"Load_Data!E53","v":0},{"$f":"Load_Data!F53","v":0},{"$f":"Load_Data!G53","v":0},{"$f":"Load_Data!H53","v":0},{"$f":"Load_Data!I53","v":0},{"$f":"Load_Data!J53","v":0},{"$f":"Load_Data!K53","v":0},{"$f":"Load_Data!L53","v":0},{"$f":"Load_Data!M53","v":0},{"$f":"Load_Data!N53","v":0},{"$f":"Load_Data!O53","v":0},{"$f":"Load_Data!P53","v":0},{"$f":"Load_Data!Q53","v":1.4690682913885611},{"$f":"Load_Data!R53","v":5.788535156793114},{"$f":"Load_Data!S53","v":16.165089555034896},{"$f":"Load_Data!T53","v":28.130780579540993},{"$f":"Load_Data!U53","v":38.602789796169311},{"$f":"Load_Data!V53","v":47.079747871407577},{"$f":"Load_Data!W53","v":52.166097302101669},{"$f":"Load_Data!X53","v":56.272619376750669},{"$f":"Load_Data!Y53","v":64.676057327849065},{"$f":"Load_Data!Z53","v":67.73096368925242},{"$f":"Load_Data!AA53","v":68.060046296674926},{"$f":"Load_Data!AB53","v":67.05845590468995},{"$f":"Load_Data!AC53","v":65.201615873272218},{"$f":"Load_Data!AD53","v":59.708389976217724},{"$f":"Load_Data!AE53","v":52.485855019211137},{"$f":"Load_Data!AF53","v":49.778053649284082},{"$f":"Load_Data!AG53","v":47.982910868001447},{"$f":"Load_Data!AH53","v":41.104122758380804},{"$f":"Load_Data!AI53","v":27.613328963177846},{"$f":"Load_Data!AJ53","v":16.634131892086817},{"$f":"Load_Data!AK53","v":8.2532341464738828},{"$f":"Load_Data!AL53","v":2.9946727741945125},{"$f":"Load_Data!AM53","v":0.74449467830707494},{"$f":"Load_Data!AN53","v":1.260271220629777},{"$f":"Load_Data!AO53","v":0.63021352504126349},{"$f":"Load_Data!AP53","v":0},{"$f":"Load_Data!AQ53","v":0},{"$f":"Load_Data!AR53","v":0},{"$f":"Load_Data!AS53","v":0},{"$f":"Load_Data!AT53","v":0},{"$f":"Load_Data!AU53","v":0},{"$f":"Load_Data!AV53","v":0},{"$f":"Load_Data!AW53","v":0},{"$f":"Load_Data!AX53","v":0},{"$f":"Load_Data!AY53","v":0},null,49,2023,68.060046296674926,0,null,0,0,0,0,0,0,0,0,0,0,0,0,0,0,0,0,0,0,0,0,0,0,0,0,0,0,0,0,0,0,0,{"$f":"IF(AK52>=$BF52,$BF52,AK52)","v":0},0,0,0,0,0,0,0,0,0,0,0,0,0,0,0,0,null,0,0,0,0,0,0,0,0,0,0,0,0,0,1.4690682913885611,5.788535156793114,16.165089555034896,28.130780579540993,38.602789796169311,47.079747871407577,52.166097302101669,56.272619376750669,64.676057327849065,67.73096368925242,68.060046296674926,67.05845590468995,65.201615873272218,59.708389976217724,52.485855019211137,49.778053649284082,47.982910868001447,41.104122758380804,{"$f":"AK52-CM52","v":27.613328963177846},16.634131892086817,8.2532341464738828,2.9946727741945125,0.74449467830707494,1.260271220629777,0.63021352504126349,0,0,0,0,0,0,0,0,0,0,443.7957732459659,49]
["QLD1",2022,8,19,"Friday",{"$f":"Load_Data!D54","v":0},{"$f":"Load_Data!E54","v":0},{"$f":"Load_Data!F54","v":0},{"$f":"Load_Data!G54","v":0},{"$f":"Load_Data!H54","v":0},{"$f":"Load_Data!I54","v":0},{"$f":"Load_Data!J54","v":0},{"$f":"Load_Data!K54","v":0},{"$f":"Load_Data!L54","v":0},{"$f":"Load_Data!M54","v":0},{"$f":"Load_Data!N54","v":0},{"$f":"Load_Data!O54","v":0},{"$f":"Load_Data!P54","v":0},{"$f":"Load_Data!Q54","v":1.3183733411786065},{"$f":"Load_Data!R54","v":5.9399952037444459},{"$f":"Load_Data!S54","v":14.191443182012966},{"$f":"Load_Data!T54","v":25.532987594592587},{"$f":"Load_Data!U54","v":38.028531585697138},{"$f":"Load_Data!V54","v":47.283626616237498},{"$f":"Load_Data!W54","v":51.812368447258962},{"$f":"Load_Data!X54","v":54.914056751724416},{"$f":"Load_Data!Y54","v":59.585953267753766},{"$f":"Load_Data!Z54","v":68.329085912456989},{"$f":"Load_Data!AA54","v":69.033409256507042},{"$f":"Load_Data!AB54","v":70.042905223907198},{"$f":"Load_Data!AC54","v":68.589698914376555},{"$f":"Load_Data!AD54","v":65.984371300028471},{"$f":"Load_Data!AE54","v":62.291563258659131},{"$f":"Load_Data!AF54","v":57.519121636493978},{"$f":"Load_Data!AG54","v":50.151165217026282},{"$f":"Load_Data!AH54","v":44.266351044037023},{"$f":"Load_Data!AI54","v":32.14654078416028},{"$f":"Load_Data!AJ54","v":20.087905815227629},{"$f":"Load_Data!AK54","v":10.231450429902424},{"$f":"Load_Data!AL54","v":3.3843915012776273},{"$f":"Load_Data!AM54","v":0.77686187888483216},{"$f":"Load_Data!AN54","v":1.4908911229882384},{"$f":"Load_Data!AO54","v":0.74552838402358423},{"$f":"Load_Data!AP54","v":0},{"$f":"Load_Data!AQ54","v":0},{"$f":"Load_Data!AR54","v":0},{"$f":"Load_Data!AS54","v":0},{"$f":"Load_Data!AT54","v":0},{"$f":"Load_Data!AU54","v":0},{"$f":"Load_Data!AV54","v":0},{"$f":"Load_Data!AW54","v":0},{"$f":"Load_Data!AX54","v":0},{"$f":"Load_Data!AY54","v":0},null,50,2023,70.042905223907198,0,null,0,0,0,0,0,0,0,0,0,0,0,0,0,0,0,0,0,0,0,0,0,0,0,0,0,0,0,0,0,0,{"$f":"IF(AJ53>=$BF53,$BF53,AJ53)","v":0},0,0,0,0,0,0,0,0,0,0,0,0,0,0,0,0,0,null,0,0,0,0,0,0,0,0,0,0,0,0,0,1.3183733411786065,5.9399952037444459,14.191443182012966,25.532987594592587,38.028531585697138,47.283626616237498,51.812368447258962,54.914056751724416,59.585953267753766,68.329085912456989,69.033409256507042,70.042905223907198,68.589698914376555,65.984371300028471,62.291563258659131,57.519121636493978,50.151165217026282,{"$f":"AJ53-CL53","v":44.266351044037023},32.14654078416028,20.087905815227629,10.231450429902424,3.3843915012776273,0.77686187888483216,1.4908911229882384,0.74552838402358423,0,0,0,0,0,0,0,0,0,0,461.83928883507883,50]
["QLD1",2022,8,20,"Saturday",{"$f":"Load_Data!D55","v":0},{"$f":"Load_Data!E55","v":0},{"$f":"Load_Data!F55","v":0},{"$f":"Load_Data!G55","v":0},{"$f":"Load_Data!H55","v":0},{"$f":"Load_Data!I55","v":0},{"$f":"Load_Data!J55","v":0},{"$f":"Load_Data!K55","v":0},{"$f":"Load_Data!L55","v":0},{"$f":"Load_Data!M55","v":0},{"$f":"Load_Data!N55","v":0},{"$f":"Load_Data!O55","v":0},{"$f":"Load_Data!P55","v":0},{"$f":"Load_Data!Q55","v":1.4012950382484397},{"$f":"Load_Data!R55","v":6.0107430323149167},{"$f":"Load_Data!S55","v":14.930099922159922},{"$f":"Load_Data!T55","v":24.342605267162671},{"$f":"Load_Data!U55","v":33.75117418400044},{"$f":"Load_Data!V55","v":42.129185244641363},{"$f":"Load_Data!W55","v":49.822513678691166},{"$f":"Load_Data!X55","v":61.00835126143587},{"$f":"Load_Data!Y55","v":63.189588893923066},{"$f":"Load_Data!Z55","v":65.220978241476317},{"$f":"Load_Data!AA55","v":69.367510467374132},{"$f":"Load_Data!AB55","v":68.059006766004984},{"$f":"Load_Data!AC55","v":65.068242582087237},{"$f":"Load_Data!AD55","v":65.975712678644967},{"$f":"Load_Data!AE55","v":54.903238270146147},{"$f":"Load_Data!AF55","v":52.394390681225879},{"$f":"Load_Data!AG55","v":47.206167449034339},{"$f":"Load_Data!AH55","v":44.973517678997375},{"$f":"Load_Data!AI55","v":28.856643844484431},{"$f":"Load_Data!AJ55","v":17.67589534340771},{"$f":"Load_Data!AK55","v":8.5537530408977691},{"$f":"Load_Data!AL55","v":3.0408201418426901},{"$f":"Load_Data!AM55","v":0.67009749151396991},{"$f":"Load_Data!AN55","v":1.4329235309619668},{"$f":"Load_Data!AO55","v":0.71654458801044862},{"$f":"Load_Data!AP55","v":0},{"$f":"Load_Data!AQ55","v":0},{"$f":"Load_Data!AR55","v":0},{"$f":"Load_Data!AS55","v":0},{"$f":"Load_Data!AT55","v":0},{"$f":"Load_Data!AU55","v":0},{"$f":"Load_Data!AV55","v":0},{"$f":"Load_Data!AW55","v":0},{"$f":"Load_Data!AX55","v":0},{"$f":"Load_Data!AY55","v":0},null,51,2023,69.367510467374132,0,null,{"$f":"IF(F54>=$BF54,$BF54,F54)","v":0},0,0,0,0,0,0,0,0,0,0,0,0,0,0,0,{"$f":"IF(V54>=$BF54,$BF54,V54)","v":0},0,0,0,0,0,0,0,0,0,0,0,0,0,0,0,0,0,0,0,0,0,0,0,0,0,0,0,0,0,0,0,null,{"$f":"F54-BH54","v":0},0,0,0,0,0,0,0,0,0,0,0,0,1.4012950382484397,6.0107430323149167,14.930099922159922,{"$f":"V54-BX54","v":24.342605267162671},33.75117418400044,42.129185244641363,49.822513678691166,61.00835126143587,63.189588893923066,65.220978241476317,69.367510467374132,68.059006766004984,65.068242582087237,65.975712678644967,54.903238270146147,52.394390681225879,47.206167449034339,44.973517678997375,28.856643844484431,17.67589534340771,8.5537530408977691,3.0408201418426901,0.67009749151396991,1.4329235309619668,0.71654458801044862,0,0,0,0,0,0,0,0,0,0,445.35049965934411,51]
["QLD1",2022,8,21,"Sunday",{"$f":"Load_Data!D56","v":0},{"$f":"Load_Data!E56","v":0},{"$f":"Load_Data!F56","v":0},{"$f":"Load_Data!G56","v":0},{"$f":"Load_Data!H56","v":0},{"$f":"Load_Data!I56","v":0},{"$f":"Load_Data!J56","v":0},{"$f":"Load_Data!K56","v":0},{"$f":"Load_Data!L56","v":0},{"$f":"Load_Data!M56","v":0},{"$f":"Load_Data!N56","v":0},{"$f":"Load_Data!O56","v":0},{"$f":"Load_Data!P56","v":0},{"$f":"Load_Data!Q56","v":1.7498312255975781},{"$f":"Load_Data!R56","v":6.5743095263207385},{"$f":"Load_Data!S56","v":14.471405346146247},{"$f":"Load_Data!T56","v":23.397941557659806},{"$f":"Load_Data!U56","v":32.554350611678935},{"$f":"Load_Data!V56","v":42.710068852272528},{"$f":"Load_Data!W56","v":49.37766318595353},{"$f":"Load_Data!X56","v":53.213198962013095},{"$f":"Load_Data!Y56","v":58.542466937352025},{"$f":"Load_Data!Z56","v":62.704517177082984},{"$f":"Load_Data!AA56","v":64.740901808532627},{"$f":"Load_Data!AB56","v":67.918629415583538},{"$f":"Load_Data!AC56","v":65.749349907711292},{"$f":"Load_Data!AD56","v":60.965800073567912},{"$f":"Load_Data!AE56","v":59.39297252140878},{"$f":"Load_Data!AF56","v":53.255196036014432},{"$f":"Load_Data!AG56","v":46.489166628778634},{"$f":"Load_Data!AH56","v":37.19294447999993},{"$f":"Load_Data!AI56","v":24.655310766555129},{"$f":"Load_Data!AJ56","v":15.292074528049026},{"$f":"Load_Data!AK56","v":7.1532929483621182},{"$f":"Load_Data!AL56","v":1.9870383199411497},{"$f":"Load_Data!AM56","v":0.65434744823789126},{"$f":"Load_Data!AN56","v":1.2004268209809847},{"$f":"Load_Data!AO56","v":0.60029623301995694},{"$f":"Load_Data!AP56","v":0},{"$f":"Load_Data!AQ56","v":0},{"$f":"Load_Data!AR56","v":0},{"$f":"Load_Data!AS56","v":0},{"$f":"Load_Data!AT56","v":0},{"$f":"Load_Data!AU56","v":0},{"$f":"Load_Data!AV56","v":0},{"$f":"Load_Data!AW56","v":0},{"$f":"Load_Data!AX56","v":0},{"$f":"Load_Data!AY56","v":0},null,52,2023,67.918629415583538,0,null,0,0,0,0,0,0,0,0,0,0,0,0,0,0,0,0,0,0,0,0,0,0,0,0,0,0,0,0,0,0,0,0,0,0,0,0,0,0,0,0,0,0,0,0,0,0,0,0,null,0,0,0,0,0,0,0,0,0,0,0,0,0,1.7498312255975781,6.5743095263207385,14.471405346146247,23.397941557659806,32.554350611678935,42.710068852272528,49.37766318595353,53.213198962013095,58.542466937352025,62.704517177082984,64.740901808532627,67.918629415583538,65.749349907711292,60.965800073567912,59.39297252140878,53.255196036014432,46.489166628778634,37.19294447999993,24.655310766555129,15.292074528049026,7.1532929483621182,1.9870383199411497,0.65434744823789126,1.2004268209809847,0.60029623301995694,0,0,0,0,0,0,0,0,0,0,426.27175065941049,52]
["QLD1",2022,8,22,"Monday",{"$f":"Load_Data!D57","v":0},{"$f":"Load_Data!E57","v":0},{"$f":"Load_Data!F57","v":0},{"$f":"Load_Data!G57","v":0},{"$f":"Load_Data!H57","v":0},{"$f":"Load_Data!I57","v":0},{"$f":"Load_Data!J57","v":0},{"$f":"Load_Data!K57","v":0},{"$f":"Load_Data!L57","v":0},{"$f":"Load_Data!M57","v":0},{"$f":"Load_Data!N57","v":0},{"$f":"Load_Data!O57","v":0},{"$f":"Load_Data!P57","v":0},{"$f":"Load_Data!Q57","v":2.0370495135386033},{"$f":"Load_Data!R57","v":7.1849141856945558},{"$f":"Load_Data!S57","v":14.753066147815549},{"$f":"Load_Data!T57","v":25.494565713307736},{"$f":"Load_Data!U57","v":32.994559654681801},{"$f":"Load_Data!V57","v":41.54331459147221},{"$f":"Load_Data!W57","v":49.429369643517205},{"$f":"Load_Data!X57","v":54.284542124701531},{"$f":"Load_Data!Y57","v":59.158354837936258},{"$f":"Load_Data!Z57","v":60.242116212926732},{"$f":"Load_Data!AA57","v":62.229940007868947},{"$f":"Load_Data!AB57","v":63.358757491158137},{"$f":"Load_Data!AC57","v":66.151162641688757},{"$f":"Load_Data!AD57","v":63.272714549569045},{"$f":"Load_Data!AE57","v":58.325546930917447},{"$f":"Load_Data!AF57","v":53.875335547557754},{"$f":"Load_Data!AG57","v":44.401582303419275},{"$f":"Load_Data!AH57","v":37.501376960396811},{"$f":"Load_Data!AI57","v":27.360197380568785},{"$f":"Load_Data!AJ57","v":17.566288090609945},{"$f":"Load_Data!AK57","v":8.9096887662272444},{"$f":"Load_Data!AL57","v":2.8777926391910085},{"$f":"Load_Data!AM57","v":0.64961263930123525},{"$f":"Load_Data!AN57","v":1.3171127200798671},{"$f":"Load_Data!AO57","v":0.65863427476630843},{"$f":"Load_Data!AP57","v":0},{"$f":"Load_Data!AQ57","v":0},{"$f":"Load_Data!AR57","v":0},{"$f":"Load_Data!AS57","v":0},{"$f":"Load_Data!AT57","v":0},{"$f":"Load_Data!AU57","v":0},{"$f":"Load_Data!AV57","v":0},{"$f":"Load_Data!AW57","v":0},{"$f":"Load_Data!AX57","v":0},{"$f":"Load_Data!AY57","v":0},null,53,2023,66.151162641688757,0,null,0,0,0,0,0,0,0,0,0,0,0,0,0,0,0,0,0,0,0,0,0,0,0,0,0,0,0,0,0,0,0,0,0,0,0,0,0,0,0,0,0,0,0,0,0,0,0,0,null,0,0,0,0,0,0,0,0,0,0,0,0,0,2.0370495135386033,7.1849141856945558,14.753066147815549,25.494565713307736,32.994559654681801,41.54331459147221,49.429369643517205,54.284542124701531,59.158354837936258,60.242116212926732,62.229940007868947,63.358757491158137,66.151162641688757,63.272714549569045,58.325546930917447,53.875335547557754,44.401582303419275,37.501376960396811,27.360197380568785,17.566288090609945,8.9096887662272444,2.8777926391910085,0.64961263930123525,1.3171127200798671,0.65863427476630843,0,0,0,0,0,0,0,0,0,0,427.78879778445639,53]
["QLD1",2022,8,23,"Tuesday",{"$f":"Load_Data!D58","v":0},{"$f":"Load_Data!E58","v":0},{"$f":"Load_Data!F58","v":0},{"$f":"Load_Data!G58","v":0},{"$f":"Load_Data!H58","v":0},{"$f":"Load_Data!I58","v":0},{"$f":"Load_Data!J58","v":0},{"$f":"Load_Data!K58","v":0},{"$f":"Load_Data!L58","v":0},{"$f":"Load_Data!M58","v":0},{"$f":"Load_Data!N58","v":0},{"$f":"Load_Data!O58","v":0},{"$f":"Load_Data!P58","v":0},{"$f":"Load_Data!Q58","v":1.9381289830493305},{"$f":"Load_Data!R58","v":7.3669316550072859},{"$f":"Load_Data!S58","v":16.198429365865287},{"$f":"Load_Data!T58","v":27.593979206356323},{"$f":"Load_Data!U58","v":38.274529270761839},{"$f":"Load_Data!V58","v":48.358748257581567},{"$f":"Load_Data!W58","v":55.789926520778955},{"$f":"Load_Data!X58","v":59.227661004399494},{"$f":"Load_Data!Y58","v":63.137395291071904},{"$f":"Load_Data!Z58","v":66.858991182774858},{"$f":"Load_Data!AA58","v":68.473040716408093},{"$f":"Load_Data!AB58","v":70.67692607251044},{"$f":"Load_Data!AC58","v":69.076549847181496},{"$f":"Load_Data!AD58","v":66.384804866554632},{"$f":"Load_Data!AE58","v":64.335096903886765},{"$f":"Load_Data!AF58","v":59.445905942106293},{"$f":"Load_Data!AG58","v":50.542694953767089},{"$f":"Load_Data!AH58","v":42.479285378431143},{"$f":"Load_Data!AI58","v":29.989507108249413},{"$f":"Load_Data!AJ58","v":19.523665260196445},{"$f":"Load_Data!AK58","v":9.0232111913252986},{"$f":"Load_Data!AL58","v":3.0165244616884395},{"$f":"Load_Data!AM58","v":0.74167844236599711},{"$f":"Load_Data!AN58","v":1.3787465478595002},{"$f":"Load_Data!AO58","v":0.68937488304551719},{"$f":"Load_Data!AP58","v":0},{"$f":"Load_Data!AQ58","v":0},{"$f":"Load_Data!AR58","v":0},{"$f":"Load_Data!AS58","v":0},{"$f":"Load_Data!AT58","v":0},{"$f":"Load_Data!AU58","v":0},{"$f":"Load_Data!AV58","v":0},{"$f":"Load_Data!AW58","v":0},{"$f":"Load_Data!AX58","v":0},{"$f":"Load_Data!AY58","v":0},null,54,2023,70.67692607251044,0,null,0,0,0,0,0,0,0,0,0,0,0,0,0,0,0,0,0,0,0,0,0,0,0,0,0,0,0,0,0,0,0,0,0,0,0,0,0,0,0,0,0,0,0,0,0,0,0,0,null,0,0,0,0,0,0,0,0,0,0,0,0,0,1.9381289830493305,7.3669316550072859,16.198429365865287,27.593979206356323,38.274529270761839,48.358748257581567,55.789926520778955,59.227661004399494,63.137395291071904,66.858991182774858,68.473040716408093,70.67692607251044,69.076549847181496,66.384804866554632,64.335096903886765,59.445905942106293,50.542694953767089,42.479285378431143,29.989507108249413,19.523665260196445,9.0232111913252986,3.0165244616884395,0.74167844236599711,1.3787465478595002,0.68937488304551719,0,0,0,0,0,0,0,0,0,0,470.26086665661171,54]
["QLD1",2022,8,24,"Wednesday",{"$f":"Load_Data!D59","v":0},{"$f":"Load_Data!E59","v":0},{"$f":"Load_Data!F59","v":0},{"$f":"Load_Data!G59","v":0},{"$f":"Load_Data!H59","v":0},{"$f":"Load_Data!I59","v":0},{"$f":"Load_Data!J59","v":0},{"$f":"Load_Data!K59","v":0},{"$f":"Load_Data!L59","v":0},{"$f":"Load_Data!M59","v":0},{"$f":"Load_Data!N59","v":0},{"$f":"Load_Data!O59","v":0},{"$f":"Load_Data!P59","v":0},{"$f":"Load_Data!Q59","v":0.99843776824672414},{"$f":"Load_Data!R59","v":4.9460956797790736},{"$f":"Load_Data!S59","v":13.729584056084363},{"$f":"Load_Data!T59","v":22.321950090553202},{"$f":"Load_Data!U59","v":30.648327565697485},{"$f":"Load_Data!V59","v":42.166645848382259},{"$f":"Load_Data!W59","v":47.304188712784068},{"$f":"Load_Data!X59","v":51.237000707093536},{"$f":"Load_Data!Y59","v":54.552091148303951},{"$f":"Load_Data!Z59","v":68.390025959815091},{"$f":"Load_Data!AA59","v":70.071084120800435},{"$f":"Load_Data!AB59","v":72.178701295293891},{"$f":"Load_Data!AC59","v":74.227104922811264},{"$f":"Load_Data!AD59","v":72.152228810164033},{"$f":"Load_Data!AE59","v":69.538007318643608},{"$f":"Load_Data!AF59","v":65.533699171871788},{"$f":"Load_Data!AG59","v":55.255142064172915},{"$f":"Load_Data!AH59","v":46.800717663146322},{"$f":"Load_Data!AI59","v":35.289046041086657},{"$f":"Load_Data!AJ59","v":22.650310045767206},{"$f":"Load_Data!AK59","v":11.079178986364926},{"$f":"Load_Data!AL59","v":3.7577456107627021},{"$f":"Load_Data!AM59","v":0.83894661569205875},{"$f":"Load_Data!AN59","v":1.6579580516414016},{"$f":"Load_Data!AO59","v":0.8290618483501655},{"$f":"Load_Data!AP59","v":0},{"$f":"Load_Data!AQ59","v":0},{"$f":"Load_Data!AR59","v":0},{"$f":"Load_Data!AS59","v":0},{"$f":"Load_Data!AT59","v":0},{"$f":"Load_Data!AU59","v":0},{"$f":"Load_Data!AV59","v":0},{"$f":"Load_Data!AW59","v":0},{"$f":"Load_Data!AX59","v":0},{"$f":"Load_Data!AY59","v":0},null,55,2023,74.227104922811264,0,null,0,0,0,0,0,0,0,0,0,0,0,0,0,0,0,0,0,0,0,0,0,0,0,0,0,0,0,0,0,0,0,0,0,0,0,0,0,0,0,0,0,0,0,0,0,0,0,0,null,0,0,0,0,0,0,0,0,0,0,0,0,0,0.99843776824672414,4.9460956797790736,13.729584056084363,22.321950090553202,30.648327565697485,42.166645848382259,47.304188712784068,51.237000707093536,54.552091148303951,68.390025959815091,70.071084120800435,72.178701295293891,74.227104922811264,72.152228810164033,69.538007318643608,65.533699171871788,55.255142064172915,46.800717663146322,35.289046041086657,22.650310045767206,11.079178986364926,3.7577456107627021,0.83894661569205875,1.6579580516414016,0.8290618483501655,0,0,0,0,0,0,0,0,0,0,469.07664005165464,55]
["QLD1",2022,8,25,"Thursday",{"$f":"Load_Data!D60","v":0},{"$f":"Load_Data!E60","v":0},{"$f":"Load_Data!F60","v":0},{"$f":"Load_Data!G60","v":0},{"$f":"Load_Data!H60","v":0},{"$f":"Load_Data!I60","v":0},{"$f":"Load_Data!J60","v":0},{"$f":"Load_Data!K60","v":0},{"$f":"Load_Data!L60","v":0},{"$f":"Load_Data!M60","v":0},{"$f":"Load_Data!N60","v":0},{"$f":"Load_Data!O60","v":0},{"$f":"Load_Data!P60","v":0},{"$f":"Load_Data!Q60","v":2.705335546832174},{"$f":"Load_Data!R60","v":9.4917763284974885},{"$f":"Load_Data!S60","v":20.460891111021763},{"$f":"Load_Data!T60","v":32.742730221894689},{"$f":"Load_Data!U60","v":44.953828120757883},{"$f":"Load_Data!V60","v":57.153792817479655},{"$f":"Load_Data!W60","v":66.256801243384956},{"$f":"Load_Data!X60","v":72.528639487247105},{"$f":"Load_Data!Y60","v":77.929096860880321},{"$f":"Load_Data!Z60","v":81.702372830052354},{"$f":"Load_Data!AA60","v":84.095545131762023},{"$f":"Load_Data!AB60","v":85.012073380281265},{"$f":"Load_Data!AC60","v":85.219511875056625},{"$f":"Load_Data!AD60","v":83.205647363751027},{"$f":"Load_Data!AE60","v":78.512259494416696},{"$f":"Load_Data!AF60","v":72.679814689850389},{"$f":"Load_Data!AG60","v":63.461611139790953},{"$f":"Load_Data!AH60","v":51.485585838735147},{"$f":"Load_Data!AI60","v":38.343244667663775},{"$f":"Load_Data!AJ60","v":25.039666359630562},{"$f":"Load_Data!AK60","v":13.062824242175713},{"$f":"Load_Data!AL60","v":4.4379798161269326},{"$f":"Load_Data!AM60","v":0.84981838432770052},{"$f":"Load_Data!AN60","v":1.6293425249428437},{"$f":"Load_Data!AO60","v":0.81475408500088686},{"$f":"Load_Data!AP60","v":0},{"$f":"Load_Data!AQ60","v":0},{"$f":"Load_Data!AR60","v":0},{"$f":"Load_Data!AS60","v":0},{"$f":"Load_Data!AT60","v":0},{"$f":"Load_Data!AU60","v":0},{"$f":"Load_Data!AV60","v":0},{"$f":"Load_Data!AW60","v":0},{"$f":"Load_Data!AX60","v":0},{"$f":"Load_Data!AY60","v":0},null,56,2023,85.219511875056625,0,null,0,0,0,0,0,0,0,0,0,0,0,0,0,0,0,0,0,0,0,0,0,0,0,0,0,0,0,0,0,0,0,0,0,0,0,0,0,0,0,0,0,0,0,0,0,0,0,0,null,0,0,0,0,0,0,0,0,0,0,0,0,0,2.705335546832174,9.4917763284974885,20.460891111021763,32.742730221894689,44.953828120757883,57.153792817479655,66.256801243384956,72.528639487247105,77.929096860880321,81.702372830052354,84.095545131762023,85.012073380281265,85.219511875056625,83.205647363751027,78.512259494416696,72.679814689850389,63.461611139790953,51.485585838735147,38.343244667663775,25.039666359630562,13.062824242175713,4.4379798161269326,0.84981838432770052,1.6293425249428437,0.81475408500088686,0,0,0,0,0,0,0,0,0,0,576.88747178078052,56]
["QLD1",2022,8,26,"Friday",{"$f":"Load_Data!D61","v":0},{"$f":"Load_Data!E61","v":0},{"$f":"Load_Data!F61","v":0},{"$f":"Load_Data!G61","v":0},{"$f":"Load_Data!H61","v":0},{"$f":"Load_Data!I61","v":0},{"$f":"Load_Data!J61","v":0},{"$f":"Load_Data!K61","v":0},{"$f":"Load_Data!L61","v":0},{"$f":"Load_Data!M61","v":0},{"$f":"Load_Data!N61","v":0},{"$f":"Load_Data!O61","v":0},{"$f":"Load_Data!P61","v":0},{"$f":"Load_Data!Q61","v":2.8398956622913341},{"$f":"Load_Data!R61","v":6.7115962086141536},{"$f":"Load_Data!S61","v":12.900180611223485},{"$f":"Load_Data!T61","v":23.048352629555584},{"$f":"Load_Data!U61","v":29.78001068860468},{"$f":"Load_Data!V61","v":43.812722793199626},{"$f":"Load_Data!W61","v":50.164025604084316},{"$f":"Load_Data!X61","v":57.537517863526467},{"$f":"Load_Data!Y61","v":57.585502133010088},{"$f":"Load_Data!Z61","v":65.150221884916775},{"$f":"Load_Data!AA61","v":68.321321829919128},{"$f":"Load_Data!AB61","v":70.925658914674543},{"$f":"Load_Data!AC61","v":68.18579611269169},{"$f":"Load_Data!AD61","v":68.093978639112933},{"$f":"Load_Data!AE61","v":64.989425929281481},{"$f":"Load_Data!AF61","v":59.348288194194751},{"$f":"Load_Data!AG61","v":50.662520155134459},{"$f":"Load_Data!AH61","v":41.379783525350064},{"$f":"Load_Data!AI61","v":32.208250245237743},{"$f":"Load_Data!AJ61","v":19.905092789622824},{"$f":"Load_Data!AK61","v":9.4299957864546986},{"$f":"Load_Data!AL61","v":3.2700195305734079},{"$f":"Load_Data!AM61","v":0.7060604377449573},{"$f":"Load_Data!AN61","v":1.4866890914832134},{"$f":"Load_Data!AO61","v":0.74342736827107181},{"$f":"Load_Data!AP61","v":0},{"$f":"Load_Data!AQ61","v":0},{"$f":"Load_Data!AR61","v":0},{"$f":"Load_Data!AS61","v":0},{"$f":"Load_Data!AT61","v":0},{"$f":"Load_Data!AU61","v":0},{"$f":"Load_Data!AV61","v":0},{"$f":"Load_Data!AW61","v":0},{"$f":"Load_Data!AX61","v":0},{"$f":"Load_Data!AY61","v":0},null,57,2023,70.925658914674543,0,null,0,0,0,0,0,0,0,0,0,0,0,0,0,0,0,0,0,0,0,0,0,0,0,0,0,0,0,0,0,0,0,0,0,0,0,0,0,0,0,0,0,0,0,0,0,0,0,0,null,0,0,0,0,0,0,0,0,0,0,0,0,0,2.8398956622913341,6.7115962086141536,12.900180611223485,23.048352629555584,29.78001068860468,43.812722793199626,50.164025604084316,57.537517863526467,57.585502133010088,65.150221884916775,68.321321829919128,70.925658914674543,68.18579611269169,68.093978639112933,64.989425929281481,59.348288194194751,50.662520155134459,41.379783525350064,32.208250245237743,19.905092789622824,9.4299957864546986,3.2700195305734079,0.7060604377449573,1.4866890914832134,0.74342736827107181,0,0,0,0,0,0,0,0,0,0,454.59316731438673,57]
["QLD1",2022,8,27,"Saturday",{"$f":"Load_Data!D62","v":0},{"$f":"Load_Data!E62","v":0},{"$f":"Load_Data!F62","v":0},{"$f":"Load_Data!G62","v":0},{"$f":"Load_Data!H62","v":0},{"$f":"Load_Data!I62","v":0},{"$f":"Load_Data!J62","v":0},{"$f":"Load_Data!K62","v":0},{"$f":"Load_Data!L62","v":0},{"$f":"Load_Data!M62","v":0},{"$f":"Load_Data!N62","v":0},{"$f":"Load_Data!O62","v":7.1632893283332631E-3},{"$f":"Load_Data!P62","v":1.4326578656666531E-2},{"$f":"Load_Data!Q62","v":3.1388782106966282},{"$f":"Load_Data!R62","v":9.5824177707877904},{"$f":"Load_Data!S62","v":19.589042975207857},{"$f":"Load_Data!T62","v":29.745729980697316},{"$f":"Load_Data!U62","v":41.423094116277568},{"$f":"Load_Data!V62","v":51.416905607179984},{"$f":"Load_Data!W62","v":59.53206868040958},{"$f":"Load_Data!X62","v":65.180587838910299},{"$f":"Load_Data!Y62","v":69.663437758651042},{"$f":"Load_Data!Z62","v":74.807978406766466},{"$f":"Load_Data!AA62","v":77.511693676806587},{"$f":"Load_Data!AB62","v":78.670312527165848},{"$f":"Load_Data!AC62","v":77.826866520524376},{"$f":"Load_Data!AD62","v":76.488537260055722},{"$f":"Load_Data!AE62","v":73.089190990939585},{"$f":"Load_Data!AF62","v":65.673353746290104},{"$f":"Load_Data!AG62","v":56.589329777879314},{"$f":"Load_Data!AH62","v":45.55520537391736},{"$f":"Load_Data!AI62","v":33.370423549734753},{"$f":"Load_Data!AJ62","v":21.558032026748215},{"$f":"Load_Data!AK62","v":11.123624565883974},{"$f":"Load_Data!AL62","v":3.784979612466302},{"$f":"Load_Data!AM62","v":0.78634156532191335},{"$f":"Load_Data!AN62","v":1.6123366575825269},{"$f":"Load_Data!AO62","v":0.80625115132072822},{"$f":"Load_Data!AP62","v":0},{"$f":"Load_Data!AQ62","v":0},{"$f":"Load_Data!AR62","v":0},{"$f":"Load_Data!AS62","v":0},{"$f":"Load_Data!AT62","v":0},{"$f":"Load_Data!AU62","v":0},{"$f":"Load_Data!AV62","v":0},{"$f":"Load_Data!AW62","v":0},{"$f":"Load_Data!AX62","v":0},{"$f":"Load_Data!AY62","v":0},null,58,2023,78.670312527165848,0,null,0,0,0,0,0,0,0,0,0,0,0,0,0,0,0,0,0,0,0,0,0,0,0,0,0,0,0,0,0,0,0,0,0,0,0,0,0,0,0,0,0,0,0,0,0,0,0,0,null,0,0,0,0,0,0,0,0,0,0,0,7.1632893283332631E-3,1.4326578656666531E-2,3.1388782106966282,9.5824177707877904,19.589042975207857,29.745729980697316,41.423094116277568,51.416905607179984,59.53206868040958,65.180587838910299,69.663437758651042,74.807978406766466,77.511693676806587,78.670312527165848,77.826866520524376,76.488537260055722,73.089190990939585,65.673353746290104,56.589329777879314,45.55520537391736,33.370423549734753,21.558032026748215,11.123624565883974,3.784979612466302,0.78634156532191335,1.6123366575825269,0.80625115132072822,0,0,0,0,0,0,0,0,0,0,524.27405510810343,58]
["QLD1",2022,8,28,"Sunday",{"$f":"Load_Data!D63","v":0},{"$f":"Load_Data!E63","v":0},{"$f":"Load_Data!F63","v":0},{"$f":"Load_Data!G63","v":0},{"$f":"Load_Data!H63","v":0},{"$f":"Load_Data!I63","v":0},{"$f":"Load_Data!J63","v":0},{"$f":"Load_Data!K63","v":0},{"$f":"Load_Data!L63","v":0},{"$f":"Load_Data!M63","v":0},{"$f":"Load_Data!N63","v":0},{"$f":"Load_Data!O63","v":7.1632893283332631E-3},{"$f":"Load_Data!P63","v":1.4326578656666531E-2},{"$f":"Load_Data!Q63","v":2.6745749861600903},{"$f":"Load_Data!R63","v":8.5683969861761486},{"$f":"Load_Data!S63","v":16.627867694670783},{"$f":"Load_Data!T63","v":24.303324026949184},{"$f":"Load_Data!U63","v":32.866752705360291},{"$f":"Load_Data!V63","v":41.244068480848675},{"$f":"Load_Data!W63","v":47.644346019500802},{"$f":"Load_Data!X63","v":56.193817290965868},{"$f":"Load_Data!Y63","v":62.788780565666279},{"$f":"Load_Data!Z63","v":65.693356892482839},{"$f":"Load_Data!AA63","v":69.551333612865562},{"$f":"Load_Data!AB63","v":73.704624157658643},{"$f":"Load_Data!AC63","v":74.866385120525422},{"$f":"Load_Data!AD63","v":74.475045770285064},{"$f":"Load_Data!AE63","v":68.621988867334167},{"$f":"Load_Data!AF63","v":61.694361267525167},{"$f":"Load_Data!AG63","v":54.065517482876011},{"$f":"Load_Data!AH63","v":48.60553853511891},{"$f":"Load_Data!AI63","v":32.882380521652891},{"$f":"Load_Data!AJ63","v":20.677145667451601},{"$f":"Load_Data!AK63","v":10.720682118372988},{"$f":"Load_Data!AL63","v":3.3162015241472118},{"$f":"Load_Data!AM63","v":0.74230589430852922},{"$f":"Load_Data!AN63","v":1.4151110056074536},{"$f":"Load_Data!AO63","v":0.70763832533319149},{"$f":"Load_Data!AP63","v":0},{"$f":"Load_Data!AQ63","v":0},{"$f":"Load_Data!AR63","v":0},{"$f":"Load_Data!AS63","v":0},{"$f":"Load_Data!AT63","v":0},{"$f":"Load_Data!AU63","v":0},{"$f":"Load_Data!AV63","v":0},{"$f":"Load_Data!AW63","v":0},{"$f":"Load_Data!AX63","v":0},{"$f":"Load_Data!AY63","v":0},null,59,2023,74.866385120525422,0,null,0,0,0,0,0,0,0,0,0,0,0,0,0,0,0,0,0,0,0,0,0,0,0,0,0,0,0,0,0,0,0,0,0,0,0,0,0,0,0,0,0,0,0,0,0,0,0,0,null,0,0,0,0,0,0,0,0,0,0,0,7.1632893283332631E-3,1.4326578656666531E-2,2.6745749861600903,8.5683969861761486,16.627867694670783,24.303324026949184,32.866752705360291,41.244068480848675,47.644346019500802,56.193817290965868,62.788780565666279,65.693356892482839,69.551333612865562,73.704624157658643,74.866385120525422,74.475045770285064,68.621988867334167,61.694361267525167,54.065517482876011,48.60553853511891,32.882380521652891,20.677145667451601,10.720682118372988,3.3162015241472118,0.74230589430852922,1.4151110056074536,0.70763832533319149,0,0,0,0,0,0,0,0,0,0,477.33651769391429,59]
["QLD1",2022,8,29,"Monday",{"$f":"Load_Data!D64","v":0},{"$f":"Load_Data!E64","v":0},{"$f":"Load_Data!F64","v":0},{"$f":"Load_Data!G64","v":0},{"$f":"Load_Data!H64","v":0},{"$f":"Load_Data!I64","v":0},{"$f":"Load_Data!J64","v":0},{"$f":"Load_Data!K64","v":0},{"$f":"Load_Data!L64","v":0},{"$f":"Load_Data!M64","v":0},{"$f":"Load_Data!N64","v":0},{"$f":"Load_Data!O64","v":1.3937296611540598E-2},{"$f":"Load_Data!P64","v":2.7874593223081182E-2},{"$f":"Load_Data!Q64","v":2.1230074321937895},{"$f":"Load_Data!R64","v":7.4746058484309801},{"$f":"Load_Data!S64","v":15.48719598340646},{"$f":"Load_Data!T64","v":21.890418493101087},{"$f":"Load_Data!U64","v":28.698494426009653},{"$f":"Load_Data!V64","v":41.758698571816588},{"$f":"Load_Data!W64","v":46.891455302441884},{"$f":"Load_Data!X64","v":53.875171974216826},{"$f":"Load_Data!Y64","v":57.072172861933538},{"$f":"Load_Data!Z64","v":61.764718446342471},{"$f":"Load_Data!AA64","v":61.620817724886493},{"$f":"Load_Data!AB64","v":62.561196408065086},{"$f":"Load_Data!AC64","v":57.846820410607904},{"$f":"Load_Data!AD64","v":58.686126895887348},{"$f":"Load_Data!AE64","v":48.151857684551736},{"$f":"Load_Data!AF64","v":42.24272414652242},{"$f":"Load_Data!AG64","v":36.391230238287626},{"$f":"Load_Data!AH64","v":30.526000997149762},{"$f":"Load_Data!AI64","v":25.237448095192523},{"$f":"Load_Data!AJ64","v":16.870947837573539},{"$f":"Load_Data!AK64","v":7.6388779369837527},{"$f":"Load_Data!AL64","v":2.2123581729492683},{"$f":"Load_Data!AM64","v":0.72568511234693367},{"$f":"Load_Data!AN64","v":1.2869222184379443},{"$f":"Load_Data!AO64","v":0.64346762613782904},{"$f":"Load_Data!AP64","v":0},{"$f":"Load_Data!AQ64","v":0},{"$f":"Load_Data!AR64","v":0},{"$f":"Load_Data!AS64","v":0},{"$f":"Load_Data!AT64","v":0},{"$f":"Load_Data!AU64","v":0},{"$f":"Load_Data!AV64","v":0},{"$f":"Load_Data!AW64","v":0},{"$f":"Load_Data!AX64","v":0},{"$f":"Load_Data!AY64","v":0},null,60,2023,62.561196408065086,0,null,0,0,0,0,0,0,0,0,0,0,0,0,0,0,0,0,0,0,0,0,0,0,0,0,0,0,0,0,0,0,0,0,0,0,0,0,0,0,0,0,0,0,0,0,0,0,0,0,null,0,0,0,0,0,0,0,0,0,0,0,1.3937296611540598E-2,2.7874593223081182E-2,2.1230074321937895,7.4746058484309801,15.48719598340646,21.890418493101087,28.698494426009653,41.758698571816588,46.891455302441884,53.875171974216826,57.072172861933538,61.764718446342471,61.620817724886493,62.561196408065086,57.846820410607904,58.686126895887348,48.151857684551736,42.24272414652242,36.391230238287626,30.526000997149762,25.237448095192523,16.870947837573539,7.6388779369837527,2.2123581729492683,0.72568511234693367,1.2869222184379443,0.64346762613782904,0,0,0,0,0,0,0,0,0,0,394.86011636765403,60]
["QLD1",2022,8,30,"Tuesday",{"$f":"Load_Data!D65","v":0},{"$f":"Load_Data!E65","v":0},{"$f":"Load_Data!F65","v":0},{"$f":"Load_Data!G65","v":0},{"$f":"Load_Data!H65","v":0},{"$f":"Load_Data!I65","v":0},{"$f":"Load_Data!J65","v":0},{"$f":"Load_Data!K65","v":0},{"$f":"Load_Data!L65","v":0},{"$f":"Load_Data!M65","v":0},{"$f":"Load_Data!N65","v":0},{"$f":"Load_Data!O65","v":1.6193569996632688E-2},{"$f":"Load_Data!P65","v":3.2387139993265389E-2},{"$f":"Load_Data!Q65","v":2.7484649793499969},{"$f":"Load_Data!R65","v":8.1516745964284034},{"$f":"Load_Data!S65","v":15.218498773433964},{"$f":"Load_Data!T65","v":24.800800861135251},{"$f":"Load_Data!U65","v":34.936196797781406},{"$f":"Load_Data!V65","v":44.070479799605309},{"$f":"Load_Data!W65","v":53.431047741603919},{"$f":"Load_Data!X65","v":57.35455105773768},{"$f":"Load_Data!Y65","v":60.446890999532812},{"$f":"Load_Data!Z65","v":64.569717643579779},{"$f":"Load_Data!AA65","v":66.18406073315505},{"$f":"Load_Data!AB65","v":69.16217058708844},{"$f":"Load_Data!AC65","v":64.312094057028347},{"$f":"Load_Data!AD65","v":65.69290663318958},{"$f":"Load_Data!AE65","v":58.795634072353856},{"$f":"Load_Data!AF65","v":50.493772162932714},{"$f":"Load_Data!AG65","v":40.609778418739758},{"$f":"Load_Data!AH65","v":35.21189574391326},{"$f":"Load_Data!AI65","v":23.816781141504372},{"$f":"Load_Data!AJ65","v":12.968357760989427},{"$f":"Load_Data!AK65","v":5.6320499042892376},{"$f":"Load_Data!AL65","v":1.9342919602971143},{"$f":"Load_Data!AM65","v":0.74977142908583538},{"$f":"Load_Data!AN65","v":1.1238016687313264},{"$f":"Load_Data!AO65","v":0.56198365689512786},{"$f":"Load_Data!AP65","v":0},{"$f":"Load_Data!AQ65","v":0},{"$f":"Load_Data!AR65","v":0},{"$f":"Load_Data!AS65","v":0},{"$f":"Load_Data!AT65","v":0},{"$f":"Load_Data!AU65","v":0},{"$f":"Load_Data!AV65","v":0},{"$f":"Load_Data!AW65","v":0},{"$f":"Load_Data!AX65","v":0},{"$f":"Load_Data!AY65","v":0},null,61,2023,69.16217058708844,0,null,0,0,0,0,0,0,0,0,0,0,0,0,0,0,0,0,0,0,0,0,0,0,0,0,0,0,0,0,0,0,0,0,0,0,0,0,0,0,0,0,0,0,0,0,0,0,0,0,null,0,0,0,0,0,0,0,0,0,0,0,1.6193569996632688E-2,3.2387139993265389E-2,2.7484649793499969,8.1516745964284034,15.218498773433964,24.800800861135251,34.936196797781406,44.070479799605309,53.431047741603919,57.35455105773768,60.446890999532812,64.569717643579779,66.18406073315505,69.16217058708844,64.312094057028347,65.69290663318958,58.795634072353856,50.493772162932714,40.609778418739758,35.21189574391326,23.816781141504372,12.968357760989427,5.6320499042892376,1.9342919602971143,0.74977142908583538,1.1238016687313264,0.56198365689512786,0,0,0,0,0,0,0,0,0,0,431.51312694518589,61]
["QLD1",2022,8,31,"Wednesday",{"$f":"Load_Data!D66","v":0},{"$f":"Load_Data!E66","v":0},{"$f":"Load_Data!F66","v":0},{"$f":"Load_Data!G66","v":0},{"$f":"Load_Data!H66","v":0},{"$f":"Load_Data!I66","v":0},{"$f":"Load_Data!J66","v":0},{"$f":"Load_Data!K66","v":0},{"$f":"Load_Data!L66","v":0},{"$f":"Load_Data!M66","v":0},{"$f":"Load_Data!N66","v":0},{"$f":"Load_Data!O66","v":0},{"$f":"Load_Data!P66","v":0},{"$f":"Load_Data!Q66","v":0.89675430539730738},{"$f":"Load_Data!R66","v":2.6567136057242022},{"$f":"Load_Data!S66","v":4.5276023358255344},{"$f":"Load_Data!T66","v":8.2368315336020892},{"$f":"Load_Data!U66","v":13.497243096323224},{"$f":"Load_Data!V66","v":24.624072988523803},{"$f":"Load_Data!W66","v":25.53191912954243},{"$f":"Load_Data!X66","v":28.191161542001797},{"$f":"Load_Data!Y66","v":26.846767542964944},{"$f":"Load_Data!Z66","v":34.400924053519624},{"$f":"Load_Data!AA66","v":35.269319705187343},{"$f":"Load_Data!AB66","v":43.634607512830847},{"$f":"Load_Data!AC66","v":38.33942148824945},{"$f":"Load_Data!AD66","v":35.76241875407878},{"$f":"Load_Data!AE66","v":29.461972850950652},{"$f":"Load_Data!AF66","v":28.605901866094207},{"$f":"Load_Data!AG66","v":27.691677403607102},{"$f":"Load_Data!AH66","v":22.926114412419331},{"$f":"Load_Data!AI66","v":15.028269881255941},{"$f":"Load_Data!AJ66","v":11.136645764316381},{"$f":"Load_Data!AK66","v":6.4485211435184429},{"$f":"Load_Data!AL66","v":1.887543243412237},{"$f":"Load_Data!AM66","v":0.76393095318585147},{"$f":"Load_Data!AN66","v":0.90401110132553431},{"$f":"Load_Data!AO66","v":0.45201206758162399},{"$f":"Load_Data!AP66","v":0},{"$f":"Load_Data!AQ66","v":0},{"$f":"Load_Data!AR66","v":0},{"$f":"Load_Data!AS66","v":0},{"$f":"Load_Data!AT66","v":0},{"$f":"Load_Data!AU66","v":0},{"$f":"Load_Data!AV66","v":0},{"$f":"Load_Data!AW66","v":0},{"$f":"Load_Data!AX66","v":0},{"$f":"Load_Data!AY66","v":0},null,62,2023,43.634607512830847,0,null,0,0,0,0,0,0,0,0,0,0,0,0,0,0,0,0,0,0,0,0,0,0,0,0,0,0,0,0,0,0,0,0,0,0,0,0,0,0,0,0,0,0,0,0,0,0,0,0,null,0,0,0,0,0,0,0,0,0,0,0,0,0,0.89675430539730738,2.6567136057242022,4.5276023358255344,8.2368315336020892,13.497243096323224,24.624072988523803,25.53191912954243,28.191161542001797,26.846767542964944,34.400924053519624,35.269319705187343,43.634607512830847,38.33942148824945,35.76241875407878,29.461972850950652,28.605901866094207,27.691677403607102,22.926114412419331,15.028269881255941,11.136645764316381,6.4485211435184429,1.887543243412237,0.76393095318585147,0.90401110132553431,0.45201206758162399,0,0,0,0,0,0,0,0,0,0,233.86117914071934,62]
["QLD1",2022,9,1,"Thursday",{"$f":"Load_Data!D67","v":0},{"$f":"Load_Data!E67","v":0},{"$f":"Load_Data!F67","v":0},{"$f":"Load_Data!G67","v":0},{"$f":"Load_Data!H67","v":0},{"$f":"Load_Data!I67","v":0},{"$f":"Load_Data!J67","v":0},{"$f":"Load_Data!K67","v":0},{"$f":"Load_Data!L67","v":0},{"$f":"Load_Data!M67","v":0},{"$f":"Load_Data!N67","v":0},{"$f":"Load_Data!O67","v":2.4351179104857016E-2},{"$f":"Load_Data!P67","v":4.8702358209714039E-2},{"$f":"Load_Data!Q67","v":2.6844808104345939},{"$f":"Load_Data!R67","v":6.1750425594317075},{"$f":"Load_Data!S67","v":15.475935888956368},{"$f":"Load_Data!T67","v":26.013048504097991},{"$f":"Load_Data!U67","v":35.941095045780678},{"$f":"Load_Data!V67","v":44.359956600722079},{"$f":"Load_Data!W67","v":52.285728270607876},{"$f":"Load_Data!X67","v":58.664644391292832},{"$f":"Load_Data!Y67","v":63.351033689560509},{"$f":"Load_Data!Z67","v":66.785835620833595},{"$f":"Load_Data!AA67","v":69.06844208363502},{"$f":"Load_Data!AB67","v":67.431307461845876},{"$f":"Load_Data!AC67","v":66.539246794460865},{"$f":"Load_Data!AD67","v":64.901442377702281},{"$f":"Load_Data!AE67","v":60.286079573017034},{"$f":"Load_Data!AF67","v":53.699533094452121},{"$f":"Load_Data!AG67","v":43.860945009692969},{"$f":"Load_Data!AH67","v":36.852261590549695},{"$f":"Load_Data!AI67","v":25.881782885485755},{"$f":"Load_Data!AJ67","v":15.009014214075625},{"$f":"Load_Data!AK67","v":6.8830799469394357},{"$f":"Load_Data!AL67","v":2.3921867659094707},{"$f":"Load_Data!AM67","v":0.74706828567776062},{"$f":"Load_Data!AN67","v":0.47402574152190402},{"$f":"Load_Data!AO67","v":0.23705285437355655},{"$f":"Load_Data!AP67","v":0},{"$f":"Load_Data!AQ67","v":0},{"$f":"Load_Data!AR67","v":0},{"$f":"Load_Data!AS67","v":0},{"$f":"Load_Data!AT67","v":0},{"$f":"Load_Data!AU67","v":0},{"$f":"Load_Data!AV67","v":0},{"$f":"Load_Data!AW67","v":0},{"$f":"Load_Data!AX67","v":0},{"$f":"Load_Data!AY67","v":0},null,63,2023,69.06844208363502,0,null,0,0,0,0,0,0,0,0,0,0,0,0,0,0,0,0,0,0,0,0,0,0,0,0,0,0,0,0,0,0,0,0,0,0,0,0,0,0,0,0,0,0,0,0,0,0,0,0,null,0,0,0,0,0,0,0,0,0,0,0,2.4351179104857016E-2,4.8702358209714039E-2,2.6844808104345939,6.1750425594317075,15.475935888956368,26.013048504097991,35.941095045780678,44.359956600722079,52.285728270607876,58.664644391292832,63.351033689560509,66.785835620833595,69.06844208363502,67.431307461845876,66.539246794460865,64.901442377702281,60.286079573017034,53.699533094452121,43.860945009692969,36.852261590549695,25.881782885485755,15.009014214075625,6.8830799469394357,2.3921867659094707,0.74706828567776062,0.47402574152190402,0.23705285437355655,0,0,0,0,0,0,0,0,0,0,443.03666179918616,63]
["QLD1",2022,9,2,"Friday",{"$f":"Load_Data!D68","v":0},{"$f":"Load_Data!E68","v":0},{"$f":"Load_Data!F68","v":0},{"$f":"Load_Data!G68","v":0},{"$f":"Load_Data!H68","v":0},{"$f":"Load_Data!I68","v":0},{"$f":"Load_Data!J68","v":0},{"$f":"Load_Data!K68","v":0},{"$f":"Load_Data!L68","v":0},{"$f":"Load_Data!M68","v":0},{"$f":"Load_Data!N68","v":0},{"$f":"Load_Data!O68","v":2.3213740077669409E-2},{"$f":"Load_Data!P68","v":4.6427480155338818E-2},{"$f":"Load_Data!Q68","v":2.1522160976184215},{"$f":"Load_Data!R68","v":5.4828284894596599},{"$f":"Load_Data!S68","v":14.530514034924449},{"$f":"Load_Data!T68","v":24.572633473605741},{"$f":"Load_Data!U68","v":32.125985636554347},{"$f":"Load_Data!V68","v":40.682121464833614},{"$f":"Load_Data!W68","v":48.474181029658133},{"$f":"Load_Data!X68","v":52.211176640604108},{"$f":"Load_Data!Y68","v":57.156746302955931},{"$f":"Load_Data!Z68","v":62.755679000268607},{"$f":"Load_Data!AA68","v":63.960238407083004},{"$f":"Load_Data!AB68","v":65.368610120026005},{"$f":"Load_Data!AC68","v":64.797993453364086},{"$f":"Load_Data!AD68","v":64.988763786682085},{"$f":"Load_Data!AE68","v":62.533092018127832},{"$f":"Load_Data!AF68","v":60.315081140786944},{"$f":"Load_Data!AG68","v":51.997931852640363},{"$f":"Load_Data!AH68","v":42.528050835183521},{"$f":"Load_Data!AI68","v":30.274774646959973},{"$f":"Load_Data!AJ68","v":18.200624682752938},{"$f":"Load_Data!AK68","v":8.3908810334976831},{"$f":"Load_Data!AL68","v":2.7892584083617891},{"$f":"Load_Data!AM68","v":0.72180402065089677},{"$f":"Load_Data!AN68","v":0.60481933288000067},{"$f":"Load_Data!AO68","v":0.30245049954846337},{"$f":"Load_Data!AP68","v":0},{"$f":"Load_Data!AQ68","v":0},{"$f":"Load_Data!AR68","v":0},{"$f":"Load_Data!AS68","v":0},{"$f":"Load_Data!AT68","v":0},{"$f":"Load_Data!AU68","v":0},{"$f":"Load_Data!AV68","v":0},{"$f":"Load_Data!AW68","v":0},{"$f":"Load_Data!AX68","v":0},{"$f":"Load_Data!AY68","v":0},null,64,2023,65.368610120026005,0,null,0,0,0,0,0,0,0,0,0,0,0,0,0,0,0,0,0,0,0,0,0,0,0,0,0,0,0,0,0,0,0,0,0,0,0,0,0,0,0,0,0,0,0,0,0,0,0,0,null,0,0,0,0,0,0,0,0,0,0,0,2.3213740077669409E-2,4.6427480155338818E-2,2.1522160976184215,5.4828284894596599,14.530514034924449,24.572633473605741,32.125985636554347,40.682121464833614,48.474181029658133,52.211176640604108,57.156746302955931,62.755679000268607,63.960238407083004,65.368610120026005,64.797993453364086,64.988763786682085,62.533092018127832,60.315081140786944,51.997931852640363,42.528050835183521,30.274774646959973,18.200624682752938,8.3908810334976831,2.7892584083617891,0.72180402065089677,0.60481933288000067,0.30245049954846337,0,0,0,0,0,0,0,0,0,0,438.99404881463073,64]
["QLD1",2022,9,3,"Saturday",{"$f":"Load_Data!D69","v":0},{"$f":"Load_Data!E69","v":0},{"$f":"Load_Data!F69","v":0},{"$f":"Load_Data!G69","v":0},{"$f":"Load_Data!H69","v":0},{"$f":"Load_Data!I69","v":0},{"$f":"Load_Data!J69","v":0},{"$f":"Load_Data!K69","v":0},{"$f":"Load_Data!L69","v":0},{"$f":"Load_Data!M69","v":0},{"$f":"Load_Data!N69","v":0},{"$f":"Load_Data!O69","v":2.3625074177492284E-2},{"$f":"Load_Data!P69","v":4.7250148354984568E-2},{"$f":"Load_Data!Q69","v":1.9617530512797205},{"$f":"Load_Data!R69","v":5.7373728963829818},{"$f":"Load_Data!S69","v":13.704881977519761},{"$f":"Load_Data!T69","v":18.10813789706253},{"$f":"Load_Data!U69","v":24.326656340476376},{"$f":"Load_Data!V69","v":39.362218942429081},{"$f":"Load_Data!W69","v":42.248363071476042},{"$f":"Load_Data!X69","v":47.082755830306056},{"$f":"Load_Data!Y69","v":49.413286606120472},{"$f":"Load_Data!Z69","v":56.701912864302642},{"$f":"Load_Data!AA69","v":57.731356975326278},{"$f":"Load_Data!AB69","v":62.767236635207134},{"$f":"Load_Data!AC69","v":62.960688458476774},{"$f":"Load_Data!AD69","v":62.18360681508733},{"$f":"Load_Data!AE69","v":60.233664961131097},{"$f":"Load_Data!AF69","v":57.971728309011816},{"$f":"Load_Data!AG69","v":48.549897732382703},{"$f":"Load_Data!AH69","v":39.00545886467939},{"$f":"Load_Data!AI69","v":28.863383517505465},{"$f":"Load_Data!AJ69","v":18.236833572254778},{"$f":"Load_Data!AK69","v":9.3274987766788584},{"$f":"Load_Data!AL69","v":3.5547625771227969},{"$f":"Load_Data!AM69","v":0.90302069373448401},{"$f":"Load_Data!AN69","v":0.86020556167250695},{"$f":"Load_Data!AO69","v":0.42950634038823382},{"$f":"Load_Data!AP69","v":0},{"$f":"Load_Data!AQ69","v":0},{"$f":"Load_Data!AR69","v":0},{"$f":"Load_Data!AS69","v":0},{"$f":"Load_Data!AT69","v":0},{"$f":"Load_Data!AU69","v":0},{"$f":"Load_Data!AV69","v":0},{"$f":"Load_Data!AW69","v":0},{"$f":"Load_Data!AX69","v":0},{"$f":"Load_Data!AY69","v":0},null,65,2023,{"$f":"MAX(F68:BA68)","v":62.960688458476774},0,null,0,0,0,0,0,0,0,0,0,0,0,0,0,0,0,0,0,0,0,0,0,0,0,0,0,0,0,0,0,0,0,0,0,0,0,0,0,0,0,0,0,0,0,0,0,0,0,0,null,0,0,0,0,0,0,0,0,0,0,0,2.3625074177492284E-2,4.7250148354984568E-2,1.9617530512797205,5.7373728963829818,13.704881977519761,18.10813789706253,24.326656340476376,39.362218942429081,42.248363071476042,47.082755830306056,49.413286606120472,56.701912864302642,57.731356975326278,62.767236635207134,62.960688458476774,62.18360681508733,60.233664961131097,57.971728309011816,48.549897732382703,39.00545886467939,28.863383517505465,18.236833572254778,9.3274987766788584,3.5547625771227969,0.90302069373448401,0.86020556167250695,0.42950634038823382,0,0,0,0,0,0,0,0,0,0,406.14853224527388,65]
["QLD1",2022,9,4,"Sunday",{"$f":"Load_Data!D70","v":0},{"$f":"Load_Data!E70","v":0},{"$f":"Load_Data!F70","v":0},{"$f":"Load_Data!G70","v":0},{"$f":"Load_Data!H70","v":0},{"$f":"Load_Data!I70","v":0},{"$f":"Load_Data!J70","v":0},{"$f":"Load_Data!K70","v":0},{"$f":"Load_Data!L70","v":0},{"$f":"Load_Data!M70","v":0},{"$f":"Load_Data!N70","v":0},{"$f":"Load_Data!O70","v":4.2850934897176174E-2},{"$f":"Load_Data!P70","v":8.5701869794352348E-2},{"$f":"Load_Data!Q70","v":2.9489699737859967},{"$f":"Load_Data!R70","v":7.1536784296378597},{"$f":"Load_Data!S70","v":16.412239771827203},{"$f":"Load_Data!T70","v":25.337199186576836},{"$f":"Load_Data!U70","v":37.059400622568994},{"$f":"Load_Data!V70","v":44.642410868270119},{"$f":"Load_Data!W70","v":48.618465243294075},{"$f":"Load_Data!X70","v":54.330013935860933},{"$f":"Load_Data!Y70","v":59.814707951188737},{"$f":"Load_Data!Z70","v":59.682754976848415},{"$f":"Load_Data!AA70","v":62.227901163312559},{"$f":"Load_Data!AB70","v":63.577573228904541},{"$f":"Load_Data!AC70","v":64.025979778473769},{"$f":"Load_Data!AD70","v":61.754480539029032},{"$f":"Load_Data!AE70","v":55.124669462370747},{"$f":"Load_Data!AF70","v":51.739071382157398},{"$f":"Load_Data!AG70","v":45.278984044227791},{"$f":"Load_Data!AH70","v":38.812829651124545},{"$f":"Load_Data!AI70","v":27.79146021401856},{"$f":"Load_Data!AJ70","v":17.34616283949094},{"$f":"Load_Data!AK70","v":8.7330848863968544},{"$f":"Load_Data!AL70","v":2.9191994089765037},{"$f":"Load_Data!AM70","v":0.59372720264157386},{"$f":"Load_Data!AN70","v":0.82904430266153351},{"$f":"Load_Data!AO70","v":0.41456298443922979},{"$f":"Load_Data!AP70","v":0},{"$f":"Load_Data!AQ70","v":0},{"$f":"Load_Data!AR70","v":0},{"$f":"Load_Data!AS70","v":0},{"$f":"Load_Data!AT70","v":0},{"$f":"Load_Data!AU70","v":0},{"$f":"Load_Data!AV70","v":0},{"$f":"Load_Data!AW70","v":0},{"$f":"Load_Data!AX70","v":0},{"$f":"Load_Data!AY70","v":0},null,66,2023,64.025979778473769,0,null,0,0,0,0,0,0,0,0,0,0,0,0,0,0,0,{"$f":"IF(U69>=$BF69,$BF69,U69)","v":0},0,0,0,0,0,0,0,0,0,0,0,0,0,0,0,0,0,0,0,0,0,0,0,0,0,0,0,0,0,0,0,0,null,0,0,0,0,0,0,0,0,0,0,0,4.2850934897176174E-2,8.5701869794352348E-2,2.9489699737859967,7.1536784296378597,{"$f":"U69-BW69","v":16.412239771827203},25.337199186576836,37.059400622568994,44.642410868270119,48.618465243294075,54.330013935860933,59.814707951188737,59.682754976848415,62.227901163312559,63.577573228904541,64.025979778473769,61.754480539029032,55.124669462370747,51.739071382157398,45.278984044227791,38.812829651124545,27.79146021401856,17.34616283949094,8.7330848863968544,2.9191994089765037,0.59372720264157386,0.82904430266153351,0.41456298443922979,0,0,0,0,0,0,0,0,0,0,{"$f":"SUM(DE69:EZ69)/2","v":428.64856242638814},66]
["QLD1",2022,9,5,"Monday",{"$f":"Load_Data!D71","v":0},{"$f":"Load_Data!E71","v":0},{"$f":"Load_Data!F71","v":0},{"$f":"Load_Data!G71","v":0},{"$f":"Load_Data!H71","v":0},{"$f":"Load_Data!I71","v":0},{"$f":"Load_Data!J71","v":0},{"$f":"Load_Data!K71","v":0},{"$f":"Load_Data!L71","v":0},{"$f":"Load_Data!M71","v":0},{"$f":"Load_Data!N71","v":0},{"$f":"Load_Data!O71","v":4.4813548116945615E-2},{"$f":"Load_Data!P71","v":8.9627096233891229E-2},{"$f":"Load_Data!Q71","v":3.5287007091802089},{"$f":"Load_Data!R71","v":7.9084294327404381},{"$f":"Load_Data!S71","v":19.859864211524769},{"$f":"Load_Data!T71","v":29.268963939872013},{"$f":"Load_Data!U71","v":36.89780324482404},{"$f":"Load_Data!V71","v":44.153252834989729},{"$f":"Load_Data!W71","v":50.690545129731547},{"$f":"Load_Data!X71","v":54.938225709095065},{"$f":"Load_Data!Y71","v":56.469655917202978},{"$f":"Load_Data!Z71","v":58.66235555417407},{"$f":"Load_Data!AA71","v":59.523269679585511},{"$f":"Load_Data!AB71","v":58.536302664658393},{"$f":"Load_Data!AC71","v":57.287965881811274},{"$f":"Load_Data!AD71","v":58.982172756893725},{"$f":"Load_Data!AE71","v":52.707239762239887},{"$f":"Load_Data!AF71","v":49.199878653094167},{"$f":"Load_Data!AG71","v":42.895066854984776},{"$f":"Load_Data!AH71","v":35.93335456964779},{"$f":"Load_Data!AI71","v":22.796824672675495},{"$f":"Load_Data!AJ71","v":14.101954972904574},{"$f":"Load_Data!AK71","v":7.6795926830793713},{"$f":"Load_Data!AL71","v":2.906794804017983},{"$f":"Load_Data!AM71","v":0.72777098622392888},{"$f":"Load_Data!AN71","v":0.90177723419309253},{"$f":"Load_Data!AO71","v":0.45092860070915075},{"$f":"Load_Data!AP71","v":0},{"$f":"Load_Data!AQ71","v":0},{"$f":"Load_Data!AR71","v":0},{"$f":"Load_Data!AS71","v":0},{"$f":"Load_Data!AT71","v":0},{"$f":"Load_Data!AU71","v":0},{"$f":"Load_Data!AV71","v":0},{"$f":"Load_Data!AW71","v":0},{"$f":"Load_Data!AX71","v":0},{"$f":"Load_Data!AY71","v":0},null,{"$f":"BC69+1","v":67},2023,59.523269679585511,0,null,{"$f":"IF(F70>=$BF70,$BF70,F70)","v":0},0,0,0,0,0,0,0,0,0,0,0,0,0,0,0,0,0,0,0,0,0,0,0,0,0,0,0,0,0,0,0,0,0,0,0,0,0,0,0,0,0,0,0,0,0,0,0,null,{"$f":"F70-BH70","v":0},0,0,0,0,0,0,0,0,0,0,4.4813548116945615E-2,8.9627096233891229E-2,3.5287007091802089,7.9084294327404381,19.859864211524769,29.268963939872013,36.89780324482404,44.153252834989729,50.690545129731547,54.938225709095065,56.469655917202978,58.66235555417407,59.523269679585511,58.536302664658393,57.287965881811274,58.982172756893725,52.707239762239887,49.199878653094167,42.895066854984776,35.93335456964779,22.796824672675495,14.101954972904574,7.6795926830793713,2.906794804017983,0.72777098622392888,0.90177723419309253,0.45092860070915075,0,0,0,0,0,0,0,0,0,0,413.5715660522024,{"$f":"FB69+1","v":67}]
["QLD1",2022,9,6,"Tuesday",{"$f":"Load_Data!D72","v":0},{"$f":"Load_Data!E72","v":0},{"$f":"Load_Data!F72","v":0},{"$f":"Load_Data!G72","v":0},{"$f":"Load_Data!H72","v":0},{"$f":"Load_Data!I72","v":0},{"$f":"Load_Data!J72","v":0},{"$f":"Load_Data!K72","v":0},{"$f":"Load_Data!L72","v":0},{"$f":"Load_Data!M72","v":0},{"$f":"Load_Data!N72","v":0},{"$f":"Load_Data!O72","v":4.4786552091534364E-2},{"$f":"Load_Data!P72","v":8.9573104183068714E-2},{"$f":"Load_Data!Q72","v":3.1565202812052893},{"$f":"Load_Data!R72","v":8.1727018769713151},{"$f":"Load_Data!S72","v":19.34175448770986},{"$f":"Load_Data!T72","v":28.819360483002775},{"$f":"Load_Data!U72","v":39.776141025925696},{"$f":"Load_Data!V72","v":50.338685874685531},{"$f":"Load_Data!W72","v":54.594591136178039},{"$f":"Load_Data!X72","v":62.427692994193848},{"$f":"Load_Data!Y72","v":64.73411865888842},{"$f":"Load_Data!Z72","v":70.628192387483907},{"$f":"Load_Data!AA72","v":70.326519745625944},{"$f":"Load_Data!AB72","v":72.261832695890277},{"$f":"Load_Data!AC72","v":69.798449308306559},{"$f":"Load_Data!AD72","v":65.96338905675907},{"$f":"Load_Data!AE72","v":56.791983081838936},{"$f":"Load_Data!AF72","v":51.307082450342691},{"$f":"Load_Data!AG72","v":43.383004534326368},{"$f":"Load_Data!AH72","v":38.528103618630901},{"$f":"Load_Data!AI72","v":25.165538424717582},{"$f":"Load_Data!AJ72","v":15.952495596363006},{"$f":"Load_Data!AK72","v":6.7967373303753993},{"$f":"Load_Data!AL72","v":2.1841612218637443},{"$f":"Load_Data!AM72","v":0.75322020901742948},{"$f":"Load_Data!AN72","v":0.5997042450216955},{"$f":"Load_Data!AO72","v":0.2998921061234523},{"$f":"Load_Data!AP72","v":0},{"$f":"Load_Data!AQ72","v":0},{"$f":"Load_Data!AR72","v":0},{"$f":"Load_Data!AS72","v":0},{"$f":"Load_Data!AT72","v":0},{"$f":"Load_Data!AU72","v":0},{"$f":"Load_Data!AV72","v":0},{"$f":"Load_Data!AW72","v":0},{"$f":"Load_Data!AX72","v":0},{"$f":"Load_Data!AY72","v":0},null,68,2023,72.261832695890277,0,null,0,0,0,0,0,0,0,0,0,0,0,0,0,0,0,0,0,0,0,0,0,0,0,0,0,0,0,0,0,0,0,0,0,0,0,0,0,0,0,0,0,0,0,0,0,0,0,0,null,0,0,0,0,0,0,0,0,0,0,0,4.4786552091534364E-2,8.9573104183068714E-2,3.1565202812052893,8.1727018769713151,19.34175448770986,28.819360483002775,39.776141025925696,50.338685874685531,54.594591136178039,62.427692994193848,64.73411865888842,70.628192387483907,70.326519745625944,72.261832695890277,69.798449308306559,65.96338905675907,56.791983081838936,51.307082450342691,43.383004534326368,38.528103618630901,25.165538424717582,15.952495596363006,6.7967373303753993,2.1841612218637443,0.75322020901742948,0.5997042450216955,0.2998921061234523,0,0,0,0,0,0,0,0,0,0,461.11811624386115,68]
["QLD1",2022,9,7,"Wednesday",{"$f":"Load_Data!D73","v":0},{"$f":"Load_Data!E73","v":0},{"$f":"Load_Data!F73","v":0},{"$f":"Load_Data!G73","v":0},{"$f":"Load_Data!H73","v":0},{"$f":"Load_Data!I73","v":0},{"$f":"Load_Data!J73","v":0},{"$f":"Load_Data!K73","v":0},{"$f":"Load_Data!L73","v":0},{"$f":"Load_Data!M73","v":0},{"$f":"Load_Data!N73","v":0},{"$f":"Load_Data!O73","v":8.581508539640946E-2},{"$f":"Load_Data!P73","v":0.17163017079281895},{"$f":"Load_Data!Q73","v":4.7590975377229778},{"$f":"Load_Data!R73","v":10.661878688194532},{"$f":"Load_Data!S73","v":24.42882334623518},{"$f":"Load_Data!T73","v":37.488420299832661},{"$f":"Load_Data!U73","v":50.937014504610943},{"$f":"Load_Data!V73","v":61.602892380652207},{"$f":"Load_Data!W73","v":68.489961770748181},{"$f":"Load_Data!X73","v":72.663700772911412},{"$f":"Load_Data!Y73","v":78.615333319775587},{"$f":"Load_Data!Z73","v":87.361353528534252},{"$f":"Load_Data!AA73","v":80.492912196741287},{"$f":"Load_Data!AB73","v":79.79301329521374},{"$f":"Load_Data!AC73","v":79.770319831464661},{"$f":"Load_Data!AD73","v":78.896775850241568},{"$f":"Load_Data!AE73","v":73.57587296750981},{"$f":"Load_Data!AF73","v":68.236865061607176},{"$f":"Load_Data!AG73","v":60.275255580535955},{"$f":"Load_Data!AH73","v":48.545120585333862},{"$f":"Load_Data!AI73","v":35.305081217396442},{"$f":"Load_Data!AJ73","v":22.908021971004928},{"$f":"Load_Data!AK73","v":12.016646000112134},{"$f":"Load_Data!AL73","v":4.3332517947699332},{"$f":"Load_Data!AM73","v":0.91464915117615864},{"$f":"Load_Data!AN73","v":0.81679632315409556},{"$f":"Load_Data!AO73","v":0.40845996353340652},{"$f":"Load_Data!AP73","v":0},{"$f":"Load_Data!AQ73","v":0},{"$f":"Load_Data!AR73","v":0},{"$f":"Load_Data!AS73","v":0},{"$f":"Load_Data!AT73","v":0},{"$f":"Load_Data!AU73","v":0},{"$f":"Load_Data!AV73","v":0},{"$f":"Load_Data!AW73","v":0},{"$f":"Load_Data!AX73","v":0},{"$f":"Load_Data!AY73","v":0},null,69,2023,87.361353528534252,0,null,0,0,0,0,0,0,0,0,0,0,0,0,0,0,0,0,0,0,0,{"$f":"IF(Y72>=$BF72,$BF72,Y72)","v":0},0,0,0,0,0,0,0,0,0,0,0,0,0,0,0,0,0,0,0,0,0,0,0,0,0,0,0,0,null,0,0,0,0,0,0,0,0,0,0,0,8.581508539640946E-2,0.17163017079281895,4.7590975377229778,10.661878688194532,24.42882334623518,37.488420299832661,50.937014504610943,61.602892380652207,{"$f":"Y72-CA72","v":68.489961770748181},72.663700772911412,78.615333319775587,87.361353528534252,80.492912196741287,79.79301329521374,79.770319831464661,78.896775850241568,73.57587296750981,68.236865061607176,60.275255580535955,48.545120585333862,35.305081217396442,22.908021971004928,12.016646000112134,4.3332517947699332,0.91464915117615864,0.81679632315409556,0.40845996353340652,0,0,0,0,0,0,0,0,0,0,571.7774815976012,69]
["QLD1",2022,9,8,"Thursday",{"$f":"Load_Data!D74","v":0},{"$f":"Load_Data!E74","v":0},{"$f":"Load_Data!F74","v":0},{"$f":"Load_Data!G74","v":0},{"$f":"Load_Data!H74","v":0},{"$f":"Load_Data!I74","v":0},{"$f":"Load_Data!J74","v":0},{"$f":"Load_Data!K74","v":0},{"$f":"Load_Data!L74","v":0},{"$f":"Load_Data!M74","v":0},{"$f":"Load_Data!N74","v":0},{"$f":"Load_Data!O74","v":8.7617376560370025E-2},{"$f":"Load_Data!P74","v":0.17523475312074011},{"$f":"Load_Data!Q74","v":4.5090186680254014},{"$f":"Load_Data!R74","v":10.31179238659897},{"$f":"Load_Data!S74","v":22.492155723747569},{"$f":"Load_Data!T74","v":34.613407952536377},{"$f":"Load_Data!U74","v":47.428716090595493},{"$f":"Load_Data!V74","v":60.043500946496387},{"$f":"Load_Data!W74","v":65.751662454998709},{"$f":"Load_Data!X74","v":68.616968915845106},{"$f":"Load_Data!Y74","v":73.338813316597339},{"$f":"Load_Data!Z74","v":78.50687904483523},{"$f":"Load_Data!AA74","v":78.381487928072119},{"$f":"Load_Data!AB74","v":79.740648349012517},{"$f":"Load_Data!AC74","v":77.884856029165434},{"$f":"Load_Data!AD74","v":74.757388455794853},{"$f":"Load_Data!AE74","v":74.200732260697336},{"$f":"Load_Data!AF74","v":67.99699786911097},{"$f":"Load_Data!AG74","v":56.860533938705295},{"$f":"Load_Data!AH74","v":45.439654090503907},{"$f":"Load_Data!AI74","v":34.191086766850823},{"$f":"Load_Data!AJ74","v":22.597158086990479},{"$f":"Load_Data!AK74","v":11.412252364291671},{"$f":"Load_Data!AL74","v":3.9051217800144395},{"$f":"Load_Data!AM74","v":0.8507523994137588},{"$f":"Load_Data!AN74","v":0.80474999082478926},{"$f":"Load_Data!AO74","v":0.40243720189059073},{"$f":"Load_Data!AP74","v":0},{"$f":"Load_Data!AQ74","v":0},{"$f":"Load_Data!AR74","v":0},{"$f":"Load_Data!AS74","v":0},{"$f":"Load_Data!AT74","v":0},{"$f":"Load_Data!AU74","v":0},{"$f":"Load_Data!AV74","v":0},{"$f":"Load_Data!AW74","v":0},{"$f":"Load_Data!AX74","v":0},{"$f":"Load_Data!AY74","v":0},null,70,2023,79.740648349012517,0,null,0,0,0,0,0,0,0,0,0,0,0,0,0,0,0,0,0,0,0,0,0,0,0,0,0,0,0,0,0,0,0,0,0,0,0,0,0,0,0,0,0,0,0,0,0,0,0,0,null,0,0,0,0,0,0,0,0,0,0,0,8.7617376560370025E-2,0.17523475312074011,4.5090186680254014,10.31179238659897,22.492155723747569,34.613407952536377,47.428716090595493,60.043500946496387,65.751662454998709,68.616968915845106,73.338813316597339,78.50687904483523,78.381487928072119,79.740648349012517,77.884856029165434,74.757388455794853,74.200732260697336,67.99699786911097,56.860533938705295,45.439654090503907,34.191086766850823,22.597158086990479,11.412252364291671,3.9051217800144395,0.8507523994137588,0.80474999082478926,0.40243720189059073,0,0,0,0,0,0,0,0,0,0,547.65081257064833,70]
["QLD1",2022,9,9,"Friday",{"$f":"Load_Data!D75","v":0},{"$f":"Load_Data!E75","v":0},{"$f":"Load_Data!F75","v":0},{"$f":"Load_Data!G75","v":0},{"$f":"Load_Data!H75","v":0},{"$f":"Load_Data!I75","v":0},{"$f":"Load_Data!J75","v":0},{"$f":"Load_Data!K75","v":0},{"$f":"Load_Data!L75","v":0},{"$f":"Load_Data!M75","v":0},{"$f":"Load_Data!N75","v":0},{"$f":"Load_Data!O75","v":9.3609282929900325E-2},{"$f":"Load_Data!P75","v":0.1872185658598006},{"$f":"Load_Data!Q75","v":3.3803202541139936},{"$f":"Load_Data!R75","v":9.4455698603722862},{"$f":"Load_Data!S75","v":20.20317561491489},{"$f":"Load_Data!T75","v":31.687485072948281},{"$f":"Load_Data!U75","v":39.38065181578213},{"$f":"Load_Data!V75","v":48.46465687815715},{"$f":"Load_Data!W75","v":57.682350717785503},{"$f":"Load_Data!X75","v":61.358307437272842},{"$f":"Load_Data!Y75","v":63.26242691899543},{"$f":"Load_Data!Z75","v":63.321596238441913},{"$f":"Load_Data!AA75","v":62.357811815253484},{"$f":"Load_Data!AB75","v":61.810546925415075},{"$f":"Load_Data!AC75","v":65.307040575925157},{"$f":"Load_Data!AD75","v":66.797031990327042},{"$f":"Load_Data!AE75","v":61.16423525968451},{"$f":"Load_Data!AF75","v":58.201737039849789},{"$f":"Load_Data!AG75","v":51.917160151573768},{"$f":"Load_Data!AH75","v":42.592535323375515},{"$f":"Load_Data!AI75","v":31.304885608334416},{"$f":"Load_Data!AJ75","v":22.94902965806256},{"$f":"Load_Data!AK75","v":10.73074332058482},{"$f":"Load_Data!AL75","v":3.0303057008205956},{"$f":"Load_Data!AM75","v":0.78322842633270495},{"$f":"Load_Data!AN75","v":0.80474916700258359},{"$f":"Load_Data!AO75","v":0.40243719450132542},{"$f":"Load_Data!AP75","v":0},{"$f":"Load_Data!AQ75","v":0},{"$f":"Load_Data!AR75","v":0},{"$f":"Load_Data!AS75","v":0},{"$f":"Load_Data!AT75","v":0},{"$f":"Load_Data!AU75","v":0},{"$f":"Load_Data!AV75","v":0},{"$f":"Load_Data!AW75","v":0},{"$f":"Load_Data!AX75","v":0},{"$f":"Load_Data!AY75","v":0},null,71,2023,66.797031990327042,0,null,0,0,0,0,0,0,0,0,0,0,0,0,0,0,0,0,0,0,0,0,0,0,0,0,0,0,0,0,0,0,0,0,0,0,0,0,0,0,0,0,0,0,0,0,0,0,0,0,null,0,0,0,0,0,0,0,0,0,0,0,9.3609282929900325E-2,0.1872185658598006,3.3803202541139936,9.4455698603722862,20.20317561491489,31.687485072948281,39.38065181578213,48.46465687815715,57.682350717785503,61.358307437272842,63.26242691899543,63.321596238441913,62.357811815253484,61.810546925415075,65.307040575925157,66.797031990327042,61.16423525968451,58.201737039849789,51.917160151573768,42.592535323375515,31.304885608334416,22.94902965806256,10.73074332058482,3.0303057008205956,0.78322842633270495,0.80474916700258359,0.40243719450132542,0,0,0,0,0,0,0,0,0,0,469.31042340730869,71]
["QLD1",2022,9,10,"Saturday",{"$f":"Load_Data!D76","v":0},{"$f":"Load_Data!E76","v":0},{"$f":"Load_Data!F76","v":0},{"$f":"Load_Data!G76","v":0},{"$f":"Load_Data!H76","v":0},{"$f":"Load_Data!I76","v":0},{"$f":"Load_Data!J76","v":0},{"$f":"Load_Data!K76","v":0},{"$f":"Load_Data!L76","v":0},{"$f":"Load_Data!M76","v":0},{"$f":"Load_Data!N76","v":0},{"$f":"Load_Data!O76","v":0.10141025658347801},{"$f":"Load_Data!P76","v":0.26173036553374712},{"$f":"Load_Data!Q76","v":4.453862193807848},{"$f":"Load_Data!R76","v":11.197371541667813},{"$f":"Load_Data!S76","v":21.463458538194637},{"$f":"Load_Data!T76","v":32.396898867506643},{"$f":"Load_Data!U76","v":43.193282995487181},{"$f":"Load_Data!V76","v":53.809284026254048},{"$f":"Load_Data!W76","v":60.746785938941159},{"$f":"Load_Data!X76","v":65.130339030883874},{"$f":"Load_Data!Y76","v":70.995111558274161},{"$f":"Load_Data!Z76","v":74.912675955866391},{"$f":"Load_Data!AA76","v":75.767779809095288},{"$f":"Load_Data!AB76","v":74.668014478453429},{"$f":"Load_Data!AC76","v":74.79218687997809},{"$f":"Load_Data!AD76","v":73.312618096211295},{"$f":"Load_Data!AE76","v":72.653528420101438},{"$f":"Load_Data!AF76","v":65.735610042974841},{"$f":"Load_Data!AG76","v":54.776300080068033},{"$f":"Load_Data!AH76","v":43.970423533477373},{"$f":"Load_Data!AI76","v":33.189832590872498},{"$f":"Load_Data!AJ76","v":21.297024334240248},{"$f":"Load_Data!AK76","v":11.103682550220817},{"$f":"Load_Data!AL76","v":4.0867622087398576},{"$f":"Load_Data!AM76","v":0.86902927131274088},{"$f":"Load_Data!AN76","v":0.83449965789278069},{"$f":"Load_Data!AO76","v":0.41731243994642381},{"$f":"Load_Data!AP76","v":0},{"$f":"Load_Data!AQ76","v":0},{"$f":"Load_Data!AR76","v":0},{"$f":"Load_Data!AS76","v":0},{"$f":"Load_Data!AT76","v":0},{"$f":"Load_Data!AU76","v":0},{"$f":"Load_Data!AV76","v":0},{"$f":"Load_Data!AW76","v":0},{"$f":"Load_Data!AX76","v":0},{"$f":"Load_Data!AY76","v":0},null,72,2023,75.767779809095288,0,null,0,0,0,0,0,0,0,0,0,0,0,0,0,0,0,0,0,0,0,0,0,0,0,0,0,0,0,0,0,0,0,0,0,{"$f":"IF(AM75>=$BF75,$BF75,AM75)","v":0},0,0,0,0,0,0,0,0,0,0,0,0,0,0,null,0,0,0,0,0,0,0,0,0,0,0,0.10141025658347801,0.26173036553374712,4.453862193807848,11.197371541667813,21.463458538194637,32.396898867506643,43.193282995487181,53.809284026254048,60.746785938941159,65.130339030883874,70.995111558274161,74.912675955866391,75.767779809095288,74.668014478453429,74.79218687997809,73.312618096211295,72.653528420101438,65.735610042974841,54.776300080068033,43.970423533477373,33.189832590872498,21.297024334240248,{"$f":"AM75-CO75","v":11.103682550220817},4.0867622087398576,0.86902927131274088,0.83449965789278069,0.41731243994642381,0,0,0,0,0,0,0,0,0,0,523.06840783129314,72]
["QLD1",2022,9,11,"Sunday",{"$f":"Load_Data!D77","v":0},{"$f":"Load_Data!E77","v":0},{"$f":"Load_Data!F77","v":0},{"$f":"Load_Data!G77","v":0},{"$f":"Load_Data!H77","v":0},{"$f":"Load_Data!I77","v":0},{"$f":"Load_Data!J77","v":0},{"$f":"Load_Data!K77","v":0},{"$f":"Load_Data!L77","v":0},{"$f":"Load_Data!M77","v":0},{"$f":"Load_Data!N77","v":0},{"$f":"Load_Data!O77","v":9.5844531639647609E-2},{"$f":"Load_Data!P77","v":0.27085597271005929},{"$f":"Load_Data!Q77","v":5.8655492568066174},{"$f":"Load_Data!R77","v":11.885921336423555},{"$f":"Load_Data!S77","v":23.902930211419797},{"$f":"Load_Data!T77","v":35.942341926441436},{"$f":"Load_Data!U77","v":44.588859852695009},{"$f":"Load_Data!V77","v":52.472834742556905},{"$f":"Load_Data!W77","v":61.084196102069178},{"$f":"Load_Data!X77","v":63.317054773194883},{"$f":"Load_Data!Y77","v":68.511236705819584},{"$f":"Load_Data!Z77","v":75.709582690463336},{"$f":"Load_Data!AA77","v":73.283800667615679},{"$f":"Load_Data!AB77","v":73.434288280885013},{"$f":"Load_Data!AC77","v":71.390191943928983},{"$f":"Load_Data!AD77","v":72.152694416466076},{"$f":"Load_Data!AE77","v":68.667966183825854},{"$f":"Load_Data!AF77","v":62.189648319670162},{"$f":"Load_Data!AG77","v":55.022927816241385},{"$f":"Load_Data!AH77","v":43.307983852553328},{"$f":"Load_Data!AI77","v":31.095072356056637},{"$f":"Load_Data!AJ77","v":18.906649136013257},{"$f":"Load_Data!AK77","v":9.7960516875077062},{"$f":"Load_Data!AL77","v":4.6827368424688878},{"$f":"Load_Data!AM77","v":1.0179072596242744},{"$f":"Load_Data!AN77","v":0.77278367094629163},{"$f":"Load_Data!AO77","v":0.38645282838583012},{"$f":"Load_Data!AP77","v":0},{"$f":"Load_Data!AQ77","v":0},{"$f":"Load_Data!AR77","v":0},{"$f":"Load_Data!AS77","v":0},{"$f":"Load_Data!AT77","v":0},{"$f":"Load_Data!AU77","v":0},{"$f":"Load_Data!AV77","v":0},{"$f":"Load_Data!AW77","v":0},{"$f":"Load_Data!AX77","v":0},{"$f":"Load_Data!AY77","v":0},null,73,2023,75.709582690463336,0,null,0,0,0,0,0,0,0,0,0,0,0,0,0,0,0,0,0,0,0,0,0,0,0,0,0,0,0,0,0,0,0,0,0,0,0,0,0,0,0,0,0,0,0,0,0,0,0,0,null,0,0,0,0,0,0,0,0,0,0,0,9.5844531639647609E-2,0.27085597271005929,5.8655492568066174,11.885921336423555,23.902930211419797,35.942341926441436,44.588859852695009,52.472834742556905,61.084196102069178,63.317054773194883,68.511236705819584,75.709582690463336,73.283800667615679,73.434288280885013,71.390191943928983,72.152694416466076,68.667966183825854,62.189648319670162,55.022927816241385,43.307983852553328,31.095072356056637,18.906649136013257,9.7960516875077062,4.6827368424688878,1.0179072596242744,0.77278367094629163,0.38645282838583012,0,0,0,0,0,0,0,0,0,0,514.87718168221454,73]
["QLD1",2022,9,12,"Monday",{"$f":"Load_Data!D78","v":0},{"$f":"Load_Data!E78","v":0},{"$f":"Load_Data!F78","v":0},{"$f":"Load_Data!G78","v":0},{"$f":"Load_Data!H78","v":0},{"$f":"Load_Data!I78","v":0},{"$f":"Load_Data!J78","v":0},{"$f":"Load_Data!K78","v":0},{"$f":"Load_Data!L78","v":0},{"$f":"Load_Data!M78","v":0},{"$f":"Load_Data!N78","v":0},{"$f":"Load_Data!O78","v":7.7227653946143685E-2},{"$f":"Load_Data!P78","v":0.27892974901863571},{"$f":"Load_Data!Q78","v":5.1249589302243788},{"$f":"Load_Data!R78","v":9.9963880421975109},{"$f":"Load_Data!S78","v":20.22047971013043},{"$f":"Load_Data!T78","v":28.521900959233616},{"$f":"Load_Data!U78","v":36.203714971531156},{"$f":"Load_Data!V78","v":38.480434634701268},{"$f":"Load_Data!W78","v":42.962927378737014},{"$f":"Load_Data!X78","v":48.701167983018543},{"$f":"Load_Data!Y78","v":51.535141729632187},{"$f":"Load_Data!Z78","v":53.616662166411921},{"$f":"Load_Data!AA78","v":56.511422108083394},{"$f":"Load_Data!AB78","v":57.303740703140015},{"$f":"Load_Data!AC78","v":55.850559992654283},{"$f":"Load_Data!AD78","v":60.128917513572908},{"$f":"Load_Data!AE78","v":53.738965830456998},{"$f":"Load_Data!AF78","v":51.648514702245109},{"$f":"Load_Data!AG78","v":41.48489947567397},{"$f":"Load_Data!AH78","v":35.23188267700764},{"$f":"Load_Data!AI78","v":24.618166849725405},{"$f":"Load_Data!AJ78","v":14.975692588573336},{"$f":"Load_Data!AK78","v":8.9671045136018677},{"$f":"Load_Data!AL78","v":3.0736039410877027},{"$f":"Load_Data!AM78","v":0.88163732346841195},{"$f":"Load_Data!AN78","v":0.65739407131983685},{"$f":"Load_Data!AO78","v":0.32873863735987235},{"$f":"Load_Data!AP78","v":0},{"$f":"Load_Data!AQ78","v":0},{"$f":"Load_Data!AR78","v":0},{"$f":"Load_Data!AS78","v":0},{"$f":"Load_Data!AT78","v":0},{"$f":"Load_Data!AU78","v":0},{"$f":"Load_Data!AV78","v":0},{"$f":"Load_Data!AW78","v":0},{"$f":"Load_Data!AX78","v":0},{"$f":"Load_Data!AY78","v":0},null,74,2023,60.128917513572908,0,null,0,0,0,0,0,0,0,0,0,0,0,0,0,0,0,0,0,0,0,0,0,0,0,0,0,0,0,0,0,0,0,0,0,0,0,0,0,0,0,0,0,0,0,0,0,0,0,0,null,0,0,0,0,0,0,0,0,0,0,0,7.7227653946143685E-2,0.27892974901863571,5.1249589302243788,9.9963880421975109,20.22047971013043,28.521900959233616,36.203714971531156,38.480434634701268,42.962927378737014,48.701167983018543,51.535141729632187,53.616662166411921,56.511422108083394,57.303740703140015,55.850559992654283,60.128917513572908,53.738965830456998,51.648514702245109,41.48489947567397,35.23188267700764,24.618166849725405,14.975692588573336,8.9671045136018677,3.0736039410877027,0.88163732346841195,0.65739407131983685,0.32873863735987235,0,0,0,0,0,0,0,0,0,0,400.56058741837677,74]
["QLD1",2022,9,13,"Tuesday",{"$f":"Load_Data!D79","v":0},{"$f":"Load_Data!E79","v":0},{"$f":"Load_Data!F79","v":0},{"$f":"Load_Data!G79","v":0},{"$f":"Load_Data!H79","v":0},{"$f":"Load_Data!I79","v":0},{"$f":"Load_Data!J79","v":0},{"$f":"Load_Data!K79","v":0},{"$f":"Load_Data!L79","v":0},{"$f":"Load_Data!M79","v":0},{"$f":"Load_Data!N79","v":0},{"$f":"Load_Data!O79","v":0.12343619108856695},{"$f":"Load_Data!P79","v":0.24687238217713384},{"$f":"Load_Data!Q79","v":4.7437486743276889},{"$f":"Load_Data!R79","v":11.314230349282782},{"$f":"Load_Data!S79","v":23.152637434464101},{"$f":"Load_Data!T79","v":34.006527656333645},{"$f":"Load_Data!U79","v":44.645095361144072},{"$f":"Load_Data!V79","v":56.949027922271654},{"$f":"Load_Data!W79","v":62.823313158107716},{"$f":"Load_Data!X79","v":68.435908813472096},{"$f":"Load_Data!Y79","v":73.329252121379483},{"$f":"Load_Data!Z79","v":78.394511464872522},{"$f":"Load_Data!AA79","v":80.67893182257437},{"$f":"Load_Data!AB79","v":81.259210954372122},{"$f":"Load_Data!AC79","v":80.863758055943904},{"$f":"Load_Data!AD79","v":76.302523912913244},{"$f":"Load_Data!AE79","v":71.050723136051545},{"$f":"Load_Data!AF79","v":66.843730464491415},{"$f":"Load_Data!AG79","v":57.518975383815949},{"$f":"Load_Data!AH79","v":45.420395346117253},{"$f":"Load_Data!AI79","v":33.257883832426174},{"$f":"Load_Data!AJ79","v":24.736089618767082},{"$f":"Load_Data!AK79","v":12.682457917048318},{"$f":"Load_Data!AL79","v":4.1752459317091493},{"$f":"Load_Data!AM79","v":0.9186694704630427},{"$f":"Load_Data!AN79","v":1.0306116579018536},{"$f":"Load_Data!AO79","v":0.51536682186361094},{"$f":"Load_Data!AP79","v":0},{"$f":"Load_Data!AQ79","v":0},{"$f":"Load_Data!AR79","v":0},{"$f":"Load_Data!AS79","v":0},{"$f":"Load_Data!AT79","v":0},{"$f":"Load_Data!AU79","v":0},{"$f":"Load_Data!AV79","v":0},{"$f":"Load_Data!AW79","v":0},{"$f":"Load_Data!AX79","v":0},{"$f":"Load_Data!AY79","v":0},null,75,2023,81.259210954372122,0,null,0,0,0,0,0,0,0,0,0,0,0,0,0,0,0,0,0,0,0,0,0,0,0,0,0,0,0,0,0,0,0,0,0,0,0,0,0,0,0,0,0,0,0,0,0,0,0,0,null,0,0,0,0,0,0,0,0,0,0,0,0.12343619108856695,0.24687238217713384,4.7437486743276889,11.314230349282782,23.152637434464101,34.006527656333645,44.645095361144072,56.949027922271654,62.823313158107716,68.435908813472096,73.329252121379483,78.394511464872522,80.67893182257437,81.259210954372122,80.863758055943904,76.302523912913244,71.050723136051545,66.843730464491415,57.518975383815949,45.420395346117253,33.257883832426174,24.736089618767082,12.682457917048318,4.1752459317091493,0.9186694704630427,1.0306116579018536,0.51536682186361094,0,0,0,0,0,0,0,0,0,0,547.70956792769027,75]
["QLD1",2022,9,14,"Wednesday",{"$f":"Load_Data!D80","v":0},{"$f":"Load_Data!E80","v":0},{"$f":"Load_Data!F80","v":0},{"$f":"Load_Data!G80","v":0},{"$f":"Load_Data!H80","v":0},{"$f":"Load_Data!I80","v":0},{"$f":"Load_Data!J80","v":0},{"$f":"Load_Data!K80","v":0},{"$f":"Load_Data!L80","v":0},{"$f":"Load_Data!M80","v":0},{"$f":"Load_Data!N80","v":0},{"$f":"Load_Data!O80","v":0.1047966001919009},{"$f":"Load_Data!P80","v":0.36388442916077257},{"$f":"Load_Data!Q80","v":6.5562331901321711},{"$f":"Load_Data!R80","v":13.790717059530719},{"$f":"Load_Data!S80","v":28.8231379312748},{"$f":"Load_Data!T80","v":42.04201865644297},{"$f":"Load_Data!U80","v":55.249248288643486},{"$f":"Load_Data!V80","v":65.43452672696705},{"$f":"Load_Data!W80","v":73.75235817719998},{"$f":"Load_Data!X80","v":78.804989778787956},{"$f":"Load_Data!Y80","v":83.684954987221218},{"$f":"Load_Data!Z80","v":86.594019362367575},{"$f":"Load_Data!AA80","v":88.322406779137438},{"$f":"Load_Data!AB80","v":88.843422716295251},{"$f":"Load_Data!AC80","v":88.186404533499342},{"$f":"Load_Data!AD80","v":86.070591421998344},{"$f":"Load_Data!AE80","v":81.477410779239406},{"$f":"Load_Data!AF80","v":75.077032463295751},{"$f":"Load_Data!AG80","v":65.170378822500069},{"$f":"Load_Data!AH80","v":53.468722135639766},{"$f":"Load_Data!AI80","v":40.414818858300528},{"$f":"Load_Data!AJ80","v":26.785075254330454},{"$f":"Load_Data!AK80","v":14.604994150494136},{"$f":"Load_Data!AL80","v":5.4806319673111403},{"$f":"Load_Data!AM80","v":1.0611583578374082},{"$f":"Load_Data!AN80","v":1.1796167582462376},{"$f":"Load_Data!AO80","v":0.5898277298836655},{"$f":"Load_Data!AP80","v":0},{"$f":"Load_Data!AQ80","v":0},{"$f":"Load_Data!AR80","v":0},{"$f":"Load_Data!AS80","v":0},{"$f":"Load_Data!AT80","v":0},{"$f":"Load_Data!AU80","v":0},{"$f":"Load_Data!AV80","v":0},{"$f":"Load_Data!AW80","v":0},{"$f":"Load_Data!AX80","v":0},{"$f":"Load_Data!AY80","v":0},null,76,2023,88.843422716295251,0,null,0,0,0,0,0,0,0,0,0,0,0,0,0,0,0,0,0,0,0,0,0,0,0,0,0,0,0,0,0,0,0,0,0,0,0,0,0,0,0,0,0,0,0,0,0,0,0,0,null,0,0,0,0,0,0,0,0,0,0,0,0.1047966001919009,0.36388442916077257,6.5562331901321711,13.790717059530719,28.8231379312748,42.04201865644297,55.249248288643486,65.43452672696705,73.75235817719998,78.804989778787956,83.684954987221218,86.594019362367575,88.322406779137438,88.843422716295251,88.186404533499342,86.070591421998344,81.477410779239406,75.077032463295751,65.170378822500069,53.468722135639766,40.414818858300528,26.785075254330454,14.604994150494136,5.4806319673111403,1.0611583578374082,1.1796167582462376,0.5898277298836655,0,0,0,0,0,0,0,0,0,0,625.96668895796483,76]
["QLD1",2022,9,15,"Thursday",{"$f":"Load_Data!D81","v":0},{"$f":"Load_Data!E81","v":0},{"$f":"Load_Data!F81","v":0},{"$f":"Load_Data!G81","v":0},{"$f":"Load_Data!H81","v":0},{"$f":"Load_Data!I81","v":0},{"$f":"Load_Data!J81","v":0},{"$f":"Load_Data!K81","v":0},{"$f":"Load_Data!L81","v":0},{"$f":"Load_Data!M81","v":0},{"$f":"Load_Data!N81","v":0},{"$f":"Load_Data!O81","v":0.16387045280926468},{"$f":"Load_Data!P81","v":0.44417713752492055},{"$f":"Load_Data!Q81","v":7.5562928475069233},{"$f":"Load_Data!R81","v":15.010482052624436},{"$f":"Load_Data!S81","v":30.32210624716436},{"$f":"Load_Data!T81","v":43.195742604857671},{"$f":"Load_Data!U81","v":54.855885307129647},{"$f":"Load_Data!V81","v":64.704922491817683},{"$f":"Load_Data!W81","v":72.475007156580645},{"$f":"Load_Data!X81","v":77.022911509729951},{"$f":"Load_Data!Y81","v":81.994078287983214},{"$f":"Load_Data!Z81","v":85.798232640137911},{"$f":"Load_Data!AA81","v":87.476776261857097},{"$f":"Load_Data!AB81","v":88.091059203745715},{"$f":"Load_Data!AC81","v":87.979405360231482},{"$f":"Load_Data!AD81","v":86.323051717187212},{"$f":"Load_Data!AE81","v":82.040390380822572},{"$f":"Load_Data!AF81","v":75.859731778851952},{"$f":"Load_Data!AG81","v":66.695193777504386},{"$f":"Load_Data!AH81","v":54.66112637591047},{"$f":"Load_Data!AI81","v":40.146343018871811},{"$f":"Load_Data!AJ81","v":26.155889079613857},{"$f":"Load_Data!AK81","v":14.168020516705996},{"$f":"Load_Data!AL81","v":5.2961762749572943},{"$f":"Load_Data!AM81","v":1.113043638365633},{"$f":"Load_Data!AN81","v":1.0947067782775837},{"$f":"Load_Data!AO81","v":0.54741607543382331},{"$f":"Load_Data!AP81","v":0},{"$f":"Load_Data!AQ81","v":0},{"$f":"Load_Data!AR81","v":0},{"$f":"Load_Data!AS81","v":0},{"$f":"Load_Data!AT81","v":0},{"$f":"Load_Data!AU81","v":0},{"$f":"Load_Data!AV81","v":0},{"$f":"Load_Data!AW81","v":0},{"$f":"Load_Data!AX81","v":0},{"$f":"Load_Data!AY81","v":0},null,77,2023,88.091059203745715,0,null,0,0,0,0,0,0,0,0,0,0,0,0,0,0,0,0,0,0,0,0,0,0,0,0,0,0,0,0,0,0,0,0,0,0,0,0,0,0,0,0,0,0,0,0,0,0,0,0,null,0,0,0,0,0,0,0,0,0,0,0,0.16387045280926468,0.44417713752492055,7.5562928475069233,15.010482052624436,30.32210624716436,43.195742604857671,54.855885307129647,64.704922491817683,72.475007156580645,77.022911509729951,81.994078287983214,85.798232640137911,87.476776261857097,88.091059203745715,87.979405360231482,86.323051717187212,82.040390380822572,75.859731778851952,66.695193777504386,54.66112637591047,40.146343018871811,26.155889079613857,14.168020516705996,5.2961762749572943,1.113043638365633,1.0947067782775837,0.54741607543382331,0,0,0,0,0,0,0,0,0,0,625.5960194871019,77]
["QLD1",2022,9,16,"Friday",{"$f":"Load_Data!D82","v":0},{"$f":"Load_Data!E82","v":0},{"$f":"Load_Data!F82","v":0},{"$f":"Load_Data!G82","v":0},{"$f":"Load_Data!H82","v":0},{"$f":"Load_Data!I82","v":0},{"$f":"Load_Data!J82","v":0},{"$f":"Load_Data!K82","v":0},{"$f":"Load_Data!L82","v":0},{"$f":"Load_Data!M82","v":0},{"$f":"Load_Data!N82","v":0},{"$f":"Load_Data!O82","v":0.10564730729021152},{"$f":"Load_Data!P82","v":0.41473401482930883},{"$f":"Load_Data!Q82","v":7.1563695483289171},{"$f":"Load_Data!R82","v":14.731915402144768},{"$f":"Load_Data!S82","v":29.062137625700537},{"$f":"Load_Data!T82","v":42.206345243645181},{"$f":"Load_Data!U82","v":54.396079899988372},{"$f":"Load_Data!V82","v":63.770096873319936},{"$f":"Load_Data!W82","v":70.507824811346808},{"$f":"Load_Data!X82","v":74.736157228372292},{"$f":"Load_Data!Y82","v":79.87427741712898},{"$f":"Load_Data!Z82","v":82.555466369870587},{"$f":"Load_Data!AA82","v":84.788589383006936},{"$f":"Load_Data!AB82","v":86.521242033934286},{"$f":"Load_Data!AC82","v":87.037791628764509},{"$f":"Load_Data!AD82","v":85.535343801060037},{"$f":"Load_Data!AE82","v":81.469883435308432},{"$f":"Load_Data!AF82","v":75.25166376475498},{"$f":"Load_Data!AG82","v":66.104748077424134},{"$f":"Load_Data!AH82","v":54.277547135255176},{"$f":"Load_Data!AI82","v":40.356033573976234},{"$f":"Load_Data!AJ82","v":27.007779755819339},{"$f":"Load_Data!AK82","v":14.679538876710643},{"$f":"Load_Data!AL82","v":5.4934376817939761},{"$f":"Load_Data!AM82","v":1.194594175058969},{"$f":"Load_Data!AN82","v":1.2466351002329543},{"$f":"Load_Data!AO82","v":0.62337942736783392},{"$f":"Load_Data!AP82","v":0},{"$f":"Load_Data!AQ82","v":0},{"$f":"Load_Data!AR82","v":0},{"$f":"Load_Data!AS82","v":0},{"$f":"Load_Data!AT82","v":0},{"$f":"Load_Data!AU82","v":0},{"$f":"Load_Data!AV82","v":0},{"$f":"Load_Data!AW82","v":0},{"$f":"Load_Data!AX82","v":0},{"$f":"Load_Data!AY82","v":0},null,78,2023,87.037791628764509,0,null,0,0,0,0,0,0,0,0,0,0,0,0,0,0,0,0,0,0,0,0,0,0,0,0,0,0,0,0,0,0,0,0,0,0,0,0,0,0,0,0,0,0,0,0,0,0,0,0,null,0,0,0,0,0,0,0,0,0,0,0,0.10564730729021152,0.41473401482930883,7.1563695483289171,14.731915402144768,29.062137625700537,42.206345243645181,54.396079899988372,63.770096873319936,70.507824811346808,74.736157228372292,79.87427741712898,82.555466369870587,84.788589383006936,86.521242033934286,87.037791628764509,85.535343801060037,81.469883435308432,75.25166376475498,66.104748077424134,54.277547135255176,40.356033573976234,27.007779755819339,14.679538876710643,5.4934376817939761,1.194594175058969,1.2466351002329543,0.62337942736783392,0,0,0,0,0,0,0,0,0,0,615.55262979621705,78]
["QLD1",2022,9,17,"Saturday",{"$f":"Load_Data!D83","v":0},{"$f":"Load_Data!E83","v":0},{"$f":"Load_Data!F83","v":0},{"$f":"Load_Data!G83","v":0},{"$f":"Load_Data!H83","v":0},{"$f":"Load_Data!I83","v":0},{"$f":"Load_Data!J83","v":0},{"$f":"Load_Data!K83","v":0},{"$f":"Load_Data!L83","v":0},{"$f":"Load_Data!M83","v":0},{"$f":"Load_Data!N83","v":0},{"$f":"Load_Data!O83","v":0.106635269291412},{"$f":"Load_Data!P83","v":0.46516624828924308},{"$f":"Load_Data!Q83","v":7.1520893858607808},{"$f":"Load_Data!R83","v":14.376059784842887},{"$f":"Load_Data!S83","v":28.584510631125902},{"$f":"Load_Data!T83","v":39.689468271404941},{"$f":"Load_Data!U83","v":50.386943383801494},{"$f":"Load_Data!V83","v":57.330551241794915},{"$f":"Load_Data!W83","v":62.218866176140608},{"$f":"Load_Data!X83","v":65.401295277775574},{"$f":"Load_Data!Y83","v":69.109055947523672},{"$f":"Load_Data!Z83","v":72.787699119751409},{"$f":"Load_Data!AA83","v":75.37200549931606},{"$f":"Load_Data!AB83","v":75.560599989870298},{"$f":"Load_Data!AC83","v":75.546655494043492},{"$f":"Load_Data!AD83","v":73.310460443592447},{"$f":"Load_Data!AE83","v":73.299083306285155},{"$f":"Load_Data!AF83","v":67.513108479913114},{"$f":"Load_Data!AG83","v":60.302061483143163},{"$f":"Load_Data!AH83","v":49.828886222615907},{"$f":"Load_Data!AI83","v":38.091971986656425},{"$f":"Load_Data!AJ83","v":25.642531032384092},{"$f":"Load_Data!AK83","v":13.888638018150507},{"$f":"Load_Data!AL83","v":4.8903762081948532},{"$f":"Load_Data!AM83","v":1.0301527468690987},{"$f":"Load_Data!AN83","v":1.1700464142793647},{"$f":"Load_Data!AO83","v":0.58508508439103923},{"$f":"Load_Data!AP83","v":0},{"$f":"Load_Data!AQ83","v":0},{"$f":"Load_Data!AR83","v":0},{"$f":"Load_Data!AS83","v":0},{"$f":"Load_Data!AT83","v":0},{"$f":"Load_Data!AU83","v":0},{"$f":"Load_Data!AV83","v":0},{"$f":"Load_Data!AW83","v":0},{"$f":"Load_Data!AX83","v":0},{"$f":"Load_Data!AY83","v":0},null,79,2023,75.560599989870298,0,null,0,0,0,0,0,0,0,0,0,0,0,0,0,0,0,0,0,0,0,0,0,0,0,0,0,0,0,0,0,0,0,0,0,0,0,0,0,0,0,0,0,0,0,0,0,0,0,0,null,0,0,0,0,0,0,0,0,0,0,0,0.106635269291412,0.46516624828924308,7.1520893858607808,14.376059784842887,28.584510631125902,39.689468271404941,50.386943383801494,57.330551241794915,62.218866176140608,65.401295277775574,69.109055947523672,72.787699119751409,75.37200549931606,75.560599989870298,75.546655494043492,73.310460443592447,73.299083306285155,67.513108479913114,60.302061483143163,49.828886222615907,38.091971986656425,25.642531032384092,13.888638018150507,4.8903762081948532,1.0301527468690987,1.1700464142793647,0.58508508439103923,0,0,0,0,0,0,0,0,0,0,551.82000157365383,79]
["QLD1",2022,9,18,"Sunday",{"$f":"Load_Data!D84","v":0},{"$f":"Load_Data!E84","v":0},{"$f":"Load_Data!F84","v":0},{"$f":"Load_Data!G84","v":0},{"$f":"Load_Data!H84","v":0},{"$f":"Load_Data!I84","v":0},{"$f":"Load_Data!J84","v":0},{"$f":"Load_Data!K84","v":0},{"$f":"Load_Data!L84","v":0},{"$f":"Load_Data!M84","v":0},{"$f":"Load_Data!N84","v":0},{"$f":"Load_Data!O84","v":0.15171027650861116},{"$f":"Load_Data!P84","v":0.46632957817752552},{"$f":"Load_Data!Q84","v":6.2066976111982415},{"$f":"Load_Data!R84","v":13.015690651143915},{"$f":"Load_Data!S84","v":25.661277495273872},{"$f":"Load_Data!T84","v":38.389204711244524},{"$f":"Load_Data!U84","v":48.910105628272873},{"$f":"Load_Data!V84","v":59.289472539694785},{"$f":"Load_Data!W84","v":67.082122053510247},{"$f":"Load_Data!X84","v":69.919206034221887},{"$f":"Load_Data!Y84","v":75.505588158065578},{"$f":"Load_Data!Z84","v":81.095454550445325},{"$f":"Load_Data!AA84","v":82.6578450878159},{"$f":"Load_Data!AB84","v":81.34273220489257},{"$f":"Load_Data!AC84","v":77.733624271421519},{"$f":"Load_Data!AD84","v":79.725396394172421},{"$f":"Load_Data!AE84","v":76.287637726748997},{"$f":"Load_Data!AF84","v":71.830657482234599},{"$f":"Load_Data!AG84","v":61.96771394646531},{"$f":"Load_Data!AH84","v":49.635807039610334},{"$f":"Load_Data!AI84","v":37.748700112931523},{"$f":"Load_Data!AJ84","v":24.452576772917279},{"$f":"Load_Data!AK84","v":13.310586764735843},{"$f":"Load_Data!AL84","v":4.7902847683618583},{"$f":"Load_Data!AM84","v":1.0064679000580861},{"$f":"Load_Data!AN84","v":1.1675329237761178},{"$f":"Load_Data!AO84","v":0.58382833913941556},{"$f":"Load_Data!AP84","v":0},{"$f":"Load_Data!AQ84","v":0},{"$f":"Load_Data!AR84","v":0},{"$f":"Load_Data!AS84","v":0},{"$f":"Load_Data!AT84","v":0},{"$f":"Load_Data!AU84","v":0},{"$f":"Load_Data!AV84","v":0},{"$f":"Load_Data!AW84","v":0},{"$f":"Load_Data!AX84","v":0},{"$f":"Load_Data!AY84","v":0},null,80,2023,82.6578450878159,0,null,0,0,0,0,0,0,0,0,0,0,0,0,0,0,0,0,0,0,0,0,0,0,0,0,0,0,0,0,0,0,0,0,0,0,0,0,0,0,0,0,0,0,0,0,0,0,0,0,null,0,0,0,0,0,0,0,0,0,0,0,0.15171027650861116,0.46632957817752552,6.2066976111982415,13.015690651143915,25.661277495273872,38.389204711244524,48.910105628272873,59.289472539694785,67.082122053510247,69.919206034221887,75.505588158065578,81.095454550445325,82.6578450878159,81.34273220489257,77.733624271421519,79.725396394172421,76.287637726748997,71.830657482234599,61.96771394646531,49.635807039610334,37.748700112931523,24.452576772917279,13.310586764735843,4.7902847683618583,1.0064679000580861,1.1675329237761178,0.58382833913941556,0,0,0,0,0,0,0,0,0,0,574.96712551151995,80]
["QLD1",2022,9,19,"Monday",{"$f":"Load_Data!D85","v":0},{"$f":"Load_Data!E85","v":0},{"$f":"Load_Data!F85","v":0},{"$f":"Load_Data!G85","v":0},{"$f":"Load_Data!H85","v":0},{"$f":"Load_Data!I85","v":0},{"$f":"Load_Data!J85","v":0},{"$f":"Load_Data!K85","v":0},{"$f":"Load_Data!L85","v":0},{"$f":"Load_Data!M85","v":0},{"$f":"Load_Data!N85","v":0},{"$f":"Load_Data!O85","v":0.1469611227496361},{"$f":"Load_Data!P85","v":0.47995062414015421},{"$f":"Load_Data!Q85","v":7.5286714259079055},{"$f":"Load_Data!R85","v":14.897522488962933},{"$f":"Load_Data!S85","v":29.635325147905622},{"$f":"Load_Data!T85","v":40.278801867695719},{"$f":"Load_Data!U85","v":51.635408481346936},{"$f":"Load_Data!V85","v":61.786143125939454},{"$f":"Load_Data!W85","v":68.979830998022763},{"$f":"Load_Data!X85","v":73.032365408983125},{"$f":"Load_Data!Y85","v":76.349634071201052},{"$f":"Load_Data!Z85","v":79.689919488224817},{"$f":"Load_Data!AA85","v":81.348046886140722},{"$f":"Load_Data!AB85","v":83.072023252053711},{"$f":"Load_Data!AC85","v":83.373952561759893},{"$f":"Load_Data!AD85","v":81.59959990765519},{"$f":"Load_Data!AE85","v":77.740055721105961},{"$f":"Load_Data!AF85","v":70.665326929466431},{"$f":"Load_Data!AG85","v":59.831868536971086},{"$f":"Load_Data!AH85","v":52.049386207047945},{"$f":"Load_Data!AI85","v":36.188968293870879},{"$f":"Load_Data!AJ85","v":22.930597771438695},{"$f":"Load_Data!AK85","v":12.204022691798533},{"$f":"Load_Data!AL85","v":4.5713384678001487},{"$f":"Load_Data!AM85","v":1.0731536809904034},{"$f":"Load_Data!AN85","v":1.1333365362339347},{"$f":"Load_Data!AO85","v":0.59202290781642541},{"$f":"Load_Data!AP85","v":0},{"$f":"Load_Data!AQ85","v":0},{"$f":"Load_Data!AR85","v":0},{"$f":"Load_Data!AS85","v":0},{"$f":"Load_Data!AT85","v":0},{"$f":"Load_Data!AU85","v":0},{"$f":"Load_Data!AV85","v":0},{"$f":"Load_Data!AW85","v":0},{"$f":"Load_Data!AX85","v":0},{"$f":"Load_Data!AY85","v":0},null,81,2023,83.373952561759893,0,null,0,0,0,0,0,0,0,0,0,0,0,0,0,0,0,0,0,0,0,0,0,0,0,0,0,0,0,0,0,0,0,0,0,0,0,0,0,0,0,0,0,0,0,0,0,0,0,0,null,0,0,0,0,0,0,0,0,0,0,0,0.1469611227496361,0.47995062414015421,7.5286714259079055,14.897522488962933,29.635325147905622,40.278801867695719,51.635408481346936,61.786143125939454,68.979830998022763,73.032365408983125,76.349634071201052,79.689919488224817,81.348046886140722,83.072023252053711,83.373952561759893,81.59959990765519,77.740055721105961,70.665326929466431,59.831868536971086,52.049386207047945,36.188968293870879,22.930597771438695,12.204022691798533,4.5713384678001487,1.0731536809904034,1.1333365362339347,0.59202290781642541,0,0,0,0,0,0,0,0,0,0,586.40711730161502,81]
["QLD1",2022,9,20,"Tuesday",{"$f":"Load_Data!D86","v":0},{"$f":"Load_Data!E86","v":0},{"$f":"Load_Data!F86","v":0},{"$f":"Load_Data!G86","v":0},{"$f":"Load_Data!H86","v":0},{"$f":"Load_Data!I86","v":0},{"$f":"Load_Data!J86","v":0},{"$f":"Load_Data!K86","v":0},{"$f":"Load_Data!L86","v":0},{"$f":"Load_Data!M86","v":0},{"$f":"Load_Data!N86","v":0},{"$f":"Load_Data!O86","v":0.1478239346526905},{"$f":"Load_Data!P86","v":0.4845538747567959},{"$f":"Load_Data!Q86","v":5.3451916156817862},{"$f":"Load_Data!R86","v":11.904461729618768},{"$f":"Load_Data!S86","v":24.069625384862999},{"$f":"Load_Data!T86","v":33.075232104133903},{"$f":"Load_Data!U86","v":41.459476448800046},{"$f":"Load_Data!V86","v":52.195866185766491},{"$f":"Load_Data!W86","v":59.589244674623885},{"$f":"Load_Data!X86","v":64.27317640998767},{"$f":"Load_Data!Y86","v":70.118976984660762},{"$f":"Load_Data!Z86","v":77.486071329184753},{"$f":"Load_Data!AA86","v":79.794810959412644},{"$f":"Load_Data!AB86","v":80.333275836193636},{"$f":"Load_Data!AC86","v":78.118978348066008},{"$f":"Load_Data!AD86","v":75.065061498216267},{"$f":"Load_Data!AE86","v":70.005996759654593},{"$f":"Load_Data!AF86","v":65.135563193087748},{"$f":"Load_Data!AG86","v":56.656129054617864},{"$f":"Load_Data!AH86","v":45.77177081554234},{"$f":"Load_Data!AI86","v":33.404014472759762},{"$f":"Load_Data!AJ86","v":23.490242782003268},{"$f":"Load_Data!AK86","v":12.190153612609143},{"$f":"Load_Data!AL86","v":4.5477437176185296},{"$f":"Load_Data!AM86","v":1.012820401307106},{"$f":"Load_Data!AN86","v":1.2636974784265755},{"$f":"Load_Data!AO86","v":0.6319089579251117},{"$f":"Load_Data!AP86","v":0},{"$f":"Load_Data!AQ86","v":0},{"$f":"Load_Data!AR86","v":0},{"$f":"Load_Data!AS86","v":0},{"$f":"Load_Data!AT86","v":0},{"$f":"Load_Data!AU86","v":0},{"$f":"Load_Data!AV86","v":0},{"$f":"Load_Data!AW86","v":0},{"$f":"Load_Data!AX86","v":0},{"$f":"Load_Data!AY86","v":0},null,82,2023,80.333275836193636,0,null,0,0,0,0,0,0,0,0,0,0,0,0,0,0,0,0,0,0,0,0,0,0,0,0,0,0,0,0,0,0,0,0,0,0,0,0,0,0,0,0,0,0,0,0,0,0,0,0,null,0,0,0,0,0,0,0,0,0,0,0,0.1478239346526905,0.4845538747567959,5.3451916156817862,11.904461729618768,24.069625384862999,33.075232104133903,41.459476448800046,52.195866185766491,59.589244674623885,64.27317640998767,70.118976984660762,77.486071329184753,79.794810959412644,80.333275836193636,78.118978348066008,75.065061498216267,70.005996759654593,65.135563193087748,56.656129054617864,45.77177081554234,33.404014472759762,23.490242782003268,12.190153612609143,4.5477437176185296,1.012820401307106,1.2636974784265755,0.6319089579251117,0,0,0,0,0,0,0,0,0,0,533.78593428208546,82]
["QLD1",2022,9,21,"Wednesday",{"$f":"Load_Data!D87","v":0},{"$f":"Load_Data!E87","v":0},{"$f":"Load_Data!F87","v":0},{"$f":"Load_Data!G87","v":0},{"$f":"Load_Data!H87","v":0},{"$f":"Load_Data!I87","v":0},{"$f":"Load_Data!J87","v":0},{"$f":"Load_Data!K87","v":0},{"$f":"Load_Data!L87","v":0},{"$f":"Load_Data!M87","v":0},{"$f":"Load_Data!N87","v":0},{"$f":"Load_Data!O87","v":0.26441006075149964},{"$f":"Load_Data!P87","v":0.52882012150299929},{"$f":"Load_Data!Q87","v":7.8572605797791244},{"$f":"Load_Data!R87","v":15.623466931752844},{"$f":"Load_Data!S87","v":30.226538685155575},{"$f":"Load_Data!T87","v":43.800537411640292},{"$f":"Load_Data!U87","v":54.398936324224287},{"$f":"Load_Data!V87","v":64.117784916388757},{"$f":"Load_Data!W87","v":73.05996550322503},{"$f":"Load_Data!X87","v":76.4671241133059},{"$f":"Load_Data!Y87","v":83.372034883335147},{"$f":"Load_Data!Z87","v":85.481335187818956},{"$f":"Load_Data!AA87","v":85.193338399554861},{"$f":"Load_Data!AB87","v":84.718367050152921},{"$f":"Load_Data!AC87","v":84.594912681796814},{"$f":"Load_Data!AD87","v":82.655627372208798},{"$f":"Load_Data!AE87","v":77.937245275689875},{"$f":"Load_Data!AF87","v":71.814428148985414},{"$f":"Load_Data!AG87","v":61.493502270090396},{"$f":"Load_Data!AH87","v":51.692867141162459},{"$f":"Load_Data!AI87","v":39.097953283363942},{"$f":"Load_Data!AJ87","v":26.017942564246376},{"$f":"Load_Data!AK87","v":14.327152452171696},{"$f":"Load_Data!AL87","v":5.4450425768755881},{"$f":"Load_Data!AM87","v":1.3041763310529486},{"$f":"Load_Data!AN87","v":1.3896397364748447},{"$f":"Load_Data!AO87","v":0.69488464456194687},{"$f":"Load_Data!AP87","v":0},{"$f":"Load_Data!AQ87","v":0},{"$f":"Load_Data!AR87","v":0},{"$f":"Load_Data!AS87","v":0},{"$f":"Load_Data!AT87","v":0},{"$f":"Load_Data!AU87","v":0},{"$f":"Load_Data!AV87","v":0},{"$f":"Load_Data!AW87","v":0},{"$f":"Load_Data!AX87","v":0},{"$f":"Load_Data!AY87","v":0},null,83,2023,85.481335187818956,0,null,0,0,0,0,0,0,0,0,0,0,0,0,0,0,0,0,0,0,0,0,0,0,0,0,0,0,0,0,0,0,0,0,0,0,0,0,0,0,0,0,0,0,0,0,0,0,0,0,null,0,0,0,0,0,0,0,0,0,0,0,0.26441006075149964,0.52882012150299929,7.8572605797791244,15.623466931752844,30.226538685155575,43.800537411640292,54.398936324224287,64.117784916388757,73.05996550322503,76.4671241133059,83.372034883335147,85.481335187818956,85.193338399554861,84.718367050152921,84.594912681796814,82.655627372208798,77.937245275689875,71.814428148985414,61.493502270090396,51.692867141162459,39.097953283363942,26.017942564246376,14.327152452171696,5.4450425768755881,1.3041763310529486,1.3896397364748447,0.69488464456194687,0,0,0,0,0,0,0,0,0,0,611.78764732363447,83]
["QLD1",2022,9,22,"Thursday",{"$f":"Load_Data!D88","v":0},{"$f":"Load_Data!E88","v":0},{"$f":"Load_Data!F88","v":0},{"$f":"Load_Data!G88","v":0},{"$f":"Load_Data!H88","v":0},{"$f":"Load_Data!I88","v":0},{"$f":"Load_Data!J88","v":0},{"$f":"Load_Data!K88","v":0},{"$f":"Load_Data!L88","v":0},{"$f":"Load_Data!M88","v":0},{"$f":"Load_Data!N88","v":0},{"$f":"Load_Data!O88","v":0.41403610318383177},{"$f":"Load_Data!P88","v":0.82807220636766354},{"$f":"Load_Data!Q88","v":9.8516943338610226},{"$f":"Load_Data!R88","v":18.875316461354373},{"$f":"Load_Data!S88","v":33.744855500247489},{"$f":"Load_Data!T88","v":47.507058154594311},{"$f":"Load_Data!U88","v":60.709031177393456},{"$f":"Load_Data!V88","v":71.180886356844212},{"$f":"Load_Data!W88","v":79.022496032554287},{"$f":"Load_Data!X88","v":83.294226523387792},{"$f":"Load_Data!Y88","v":86.858390417640479},{"$f":"Load_Data!Z88","v":89.046750682751707},{"$f":"Load_Data!AA88","v":91.08009735668108},{"$f":"Load_Data!AB88","v":91.620020323959167},{"$f":"Load_Data!AC88","v":91.267214718857176},{"$f":"Load_Data!AD88","v":89.324587565922997},{"$f":"Load_Data!AE88","v":84.75710619444466},{"$f":"Load_Data!AF88","v":78.314239364393728},{"$f":"Load_Data!AG88","v":68.862560225925549},{"$f":"Load_Data!AH88","v":56.575684312237598},{"$f":"Load_Data!AI88","v":42.28987935725165},{"$f":"Load_Data!AJ88","v":28.101717922313689},{"$f":"Load_Data!AK88","v":15.596808340815823},{"$f":"Load_Data!AL88","v":5.8772427241266634},{"$f":"Load_Data!AM88","v":1.2357713915747688},{"$f":"Load_Data!AN88","v":1.4490486700123273},{"$f":"Load_Data!AO88","v":0.72462939159263928},{"$f":"Load_Data!AP88","v":0},{"$f":"Load_Data!AQ88","v":0},{"$f":"Load_Data!AR88","v":0},{"$f":"Load_Data!AS88","v":0},{"$f":"Load_Data!AT88","v":0},{"$f":"Load_Data!AU88","v":0},{"$f":"Load_Data!AV88","v":0},{"$f":"Load_Data!AW88","v":0},{"$f":"Load_Data!AX88","v":0},{"$f":"Load_Data!AY88","v":0},null,84,2023,91.620020323959167,0,null,{"$f":"IF(F87>=$BF87,$BF87,F87)","v":0},0,0,0,0,0,0,0,0,0,0,0,0,0,0,0,0,0,0,0,0,0,0,0,0,0,0,0,0,0,0,0,0,0,0,0,0,0,0,0,0,0,0,0,0,0,0,0,null,{"$f":"F87-BH87","v":0},0,0,0,0,0,0,0,0,0,0,0.41403610318383177,0.82807220636766354,9.8516943338610226,18.875316461354373,33.744855500247489,47.507058154594311,60.709031177393456,71.180886356844212,79.022496032554287,83.294226523387792,86.858390417640479,89.046750682751707,91.08009735668108,91.620020323959167,91.267214718857176,89.324587565922997,84.75710619444466,78.314239364393728,68.862560225925549,56.575684312237598,42.28987935725165,28.101717922313689,15.596808340815823,5.8772427241266634,1.2357713915747688,1.4490486700123273,0.72462939159263928,0,0,0,0,0,0,0,0,0,0,664.20471090514513,84]
["QLD1",2022,9,23,"Friday",{"$f":"Load_Data!D89","v":0},{"$f":"Load_Data!E89","v":0},{"$f":"Load_Data!F89","v":0},{"$f":"Load_Data!G89","v":0},{"$f":"Load_Data!H89","v":0},{"$f":"Load_Data!I89","v":0},{"$f":"Load_Data!J89","v":0},{"$f":"Load_Data!K89","v":0},{"$f":"Load_Data!L89","v":0},{"$f":"Load_Data!M89","v":0},{"$f":"Load_Data!N89","v":0},{"$f":"Load_Data!O89","v":0.34236914781039979},{"$f":"Load_Data!P89","v":0.73931211244525374},{"$f":"Load_Data!Q89","v":8.3605747158537955},{"$f":"Load_Data!R89","v":16.790197098154522},{"$f":"Load_Data!S89","v":28.128548546163358},{"$f":"Load_Data!T89","v":40.187565612847791},{"$f":"Load_Data!U89","v":51.558966703724693},{"$f":"Load_Data!V89","v":62.030736481757643},{"$f":"Load_Data!W89","v":66.039314535939766},{"$f":"Load_Data!X89","v":66.142795100428202},{"$f":"Load_Data!Y89","v":69.956994423198566},{"$f":"Load_Data!Z89","v":77.145432828251288},{"$f":"Load_Data!AA89","v":79.265866861825074},{"$f":"Load_Data!AB89","v":82.31561715610593},{"$f":"Load_Data!AC89","v":82.409903698799042},{"$f":"Load_Data!AD89","v":77.529617938644193},{"$f":"Load_Data!AE89","v":76.917541294795711},{"$f":"Load_Data!AF89","v":72.019085485733868},{"$f":"Load_Data!AG89","v":63.139620882221095},{"$f":"Load_Data!AH89","v":49.490928126156462},{"$f":"Load_Data!AI89","v":37.31805749069693},{"$f":"Load_Data!AJ89","v":24.513435449566757},{"$f":"Load_Data!AK89","v":13.420999135085063},{"$f":"Load_Data!AL89","v":5.5496366255781924},{"$f":"Load_Data!AM89","v":1.3500208821570583},{"$f":"Load_Data!AN89","v":1.1048829518391261},{"$f":"Load_Data!AO89","v":0.55250658934561869},{"$f":"Load_Data!AP89","v":0},{"$f":"Load_Data!AQ89","v":0},{"$f":"Load_Data!AR89","v":0},{"$f":"Load_Data!AS89","v":0},{"$f":"Load_Data!AT89","v":0},{"$f":"Load_Data!AU89","v":0},{"$f":"Load_Data!AV89","v":0},{"$f":"Load_Data!AW89","v":0},{"$f":"Load_Data!AX89","v":0},{"$f":"Load_Data!AY89","v":0},null,85,2023,82.409903698799042,0,null,0,0,0,0,0,0,0,0,0,0,0,0,0,0,0,0,0,0,0,0,0,0,0,0,0,0,0,0,0,0,0,0,0,0,0,0,0,0,0,0,0,0,0,0,0,0,0,0,null,0,0,0,0,0,0,0,0,0,0,0,0.34236914781039979,0.73931211244525374,8.3605747158537955,16.790197098154522,28.128548546163358,40.187565612847791,51.558966703724693,62.030736481757643,66.039314535939766,66.142795100428202,69.956994423198566,77.145432828251288,79.265866861825074,82.31561715610593,82.409903698799042,77.529617938644193,76.917541294795711,72.019085485733868,63.139620882221095,49.490928126156462,37.31805749069693,24.513435449566757,13.420999135085063,5.5496366255781924,1.3500208821570583,1.1048829518391261,0.55250658934561869,0,0,0,0,0,0,0,0,0,0,577.16026393756249,85]
["QLD1",2022,9,24,"Saturday",{"$f":"Load_Data!D90","v":0},{"$f":"Load_Data!E90","v":0},{"$f":"Load_Data!F90","v":0},{"$f":"Load_Data!G90","v":0},{"$f":"Load_Data!H90","v":0},{"$f":"Load_Data!I90","v":0},{"$f":"Load_Data!J90","v":0},{"$f":"Load_Data!K90","v":0},{"$f":"Load_Data!L90","v":0},{"$f":"Load_Data!M90","v":0},{"$f":"Load_Data!N90","v":0},{"$f":"Load_Data!O90","v":0.37289504782871769},{"$f":"Load_Data!P90","v":0.86188857317434342},{"$f":"Load_Data!Q90","v":7.6174966090414493},{"$f":"Load_Data!R90","v":16.964391119585894},{"$f":"Load_Data!S90","v":29.489972433806265},{"$f":"Load_Data!T90","v":37.913237882726818},{"$f":"Load_Data!U90","v":48.684240847504},{"$f":"Load_Data!V90","v":57.296686448988908},{"$f":"Load_Data!W90","v":65.307382374438376},{"$f":"Load_Data!X90","v":69.227000036099213},{"$f":"Load_Data!Y90","v":72.784123312265578},{"$f":"Load_Data!Z90","v":75.758669839962351},{"$f":"Load_Data!AA90","v":77.582190340200825},{"$f":"Load_Data!AB90","v":79.889445355015781},{"$f":"Load_Data!AC90","v":78.52353775226419},{"$f":"Load_Data!AD90","v":75.681392789060581},{"$f":"Load_Data!AE90","v":71.174393868893659},{"$f":"Load_Data!AF90","v":62.393360886980965},{"$f":"Load_Data!AG90","v":53.793515770559495},{"$f":"Load_Data!AH90","v":44.430967978162208},{"$f":"Load_Data!AI90","v":33.040501603270755},{"$f":"Load_Data!AJ90","v":22.367740174533779},{"$f":"Load_Data!AK90","v":12.238847912506436},{"$f":"Load_Data!AL90","v":3.998126391310397},{"$f":"Load_Data!AM90","v":0.82422431542362595},{"$f":"Load_Data!AN90","v":0.76686048175599653},{"$f":"Load_Data!AO90","v":0.55411651365999592},{"$f":"Load_Data!AP90","v":0},{"$f":"Load_Data!AQ90","v":0},{"$f":"Load_Data!AR90","v":0},{"$f":"Load_Data!AS90","v":0},{"$f":"Load_Data!AT90","v":0},{"$f":"Load_Data!AU90","v":0},{"$f":"Load_Data!AV90","v":0},{"$f":"Load_Data!AW90","v":0},{"$f":"Load_Data!AX90","v":0},{"$f":"Load_Data!AY90","v":0},null,86,2023,79.889445355015781,0,null,0,0,0,0,0,0,0,0,0,0,0,0,0,0,0,0,0,0,0,0,0,0,0,0,0,0,0,0,0,0,0,0,0,0,0,0,0,0,0,0,0,0,0,0,0,0,0,0,null,0,0,0,0,0,0,0,0,0,0,0,0.37289504782871769,0.86188857317434342,7.6174966090414493,16.964391119585894,29.489972433806265,37.913237882726818,48.684240847504,57.296686448988908,65.307382374438376,69.227000036099213,72.784123312265578,75.758669839962351,77.582190340200825,79.889445355015781,78.52353775226419,75.681392789060581,71.174393868893659,62.393360886980965,53.793515770559495,44.430967978162208,33.040501603270755,22.367740174533779,12.238847912506436,3.998126391310397,0.82422431542362595,0.76686048175599653,0.55411651365999592,0,0,0,0,0,0,0,0,0,0,549.76860332951014,86]
["QLD1",2022,9,25,"Sunday",{"$f":"Load_Data!D91","v":0},{"$f":"Load_Data!E91","v":0},{"$f":"Load_Data!F91","v":0},{"$f":"Load_Data!G91","v":0},{"$f":"Load_Data!H91","v":0},{"$f":"Load_Data!I91","v":0},{"$f":"Load_Data!J91","v":0},{"$f":"Load_Data!K91","v":0},{"$f":"Load_Data!L91","v":0},{"$f":"Load_Data!M91","v":0},{"$f":"Load_Data!N91","v":0},{"$f":"Load_Data!O91","v":0.35472877289590865},{"$f":"Load_Data!P91","v":0.926273034340788},{"$f":"Load_Data!Q91","v":8.9792260852585972},{"$f":"Load_Data!R91","v":17.812885545528573},{"$f":"Load_Data!S91","v":30.921020279332268},{"$f":"Load_Data!T91","v":40.640315124130517},{"$f":"Load_Data!U91","v":51.342574256526873},{"$f":"Load_Data!V91","v":61.542595618524047},{"$f":"Load_Data!W91","v":65.134637664864599},{"$f":"Load_Data!X91","v":69.249054781926333},{"$f":"Load_Data!Y91","v":71.962076302045546},{"$f":"Load_Data!Z91","v":74.094180207203777},{"$f":"Load_Data!AA91","v":77.735977312512802},{"$f":"Load_Data!AB91","v":80.199833729877795},{"$f":"Load_Data!AC91","v":80.691994330274667},{"$f":"Load_Data!AD91","v":79.03300366722786},{"$f":"Load_Data!AE91","v":72.864933419561098},{"$f":"Load_Data!AF91","v":68.088104036276107},{"$f":"Load_Data!AG91","v":59.014894447369969},{"$f":"Load_Data!AH91","v":48.36973947331564},{"$f":"Load_Data!AI91","v":36.510673677696019},{"$f":"Load_Data!AJ91","v":24.537091722088178},{"$f":"Load_Data!AK91","v":12.882437221572051},{"$f":"Load_Data!AL91","v":4.8506846472819491},{"$f":"Load_Data!AM91","v":1.0656360197185819},{"$f":"Load_Data!AN91","v":0.82957001954726606},{"$f":"Load_Data!AO91","v":0.6444664512215853},{"$f":"Load_Data!AP91","v":0},{"$f":"Load_Data!AQ91","v":0},{"$f":"Load_Data!AR91","v":0},{"$f":"Load_Data!AS91","v":0},{"$f":"Load_Data!AT91","v":0},{"$f":"Load_Data!AU91","v":0},{"$f":"Load_Data!AV91","v":0},{"$f":"Load_Data!AW91","v":0},{"$f":"Load_Data!AX91","v":0},{"$f":"Load_Data!AY91","v":0},null,87,2023,80.691994330274667,0,null,0,0,0,0,0,0,0,0,0,0,0,0,0,0,0,0,0,0,0,0,0,0,0,0,0,0,0,0,0,0,0,0,0,0,0,0,0,0,0,0,0,0,0,0,0,0,0,0,null,0,0,0,0,0,0,0,0,0,0,0,0.35472877289590865,0.926273034340788,8.9792260852585972,17.812885545528573,30.921020279332268,40.640315124130517,51.342574256526873,61.542595618524047,65.134637664864599,69.249054781926333,71.962076302045546,74.094180207203777,77.735977312512802,80.199833729877795,80.691994330274667,79.03300366722786,72.864933419561098,68.088104036276107,59.014894447369969,48.36973947331564,36.510673677696019,24.537091722088178,12.882437221572051,4.8506846472819491,1.0656360197185819,0.82957001954726606,0.6444664512215853,0,0,0,0,0,0,0,0,0,0,570.13930392405973,87]
["QLD1",2022,9,26,"Monday",{"$f":"Load_Data!D92","v":0},{"$f":"Load_Data!E92","v":0},{"$f":"Load_Data!F92","v":0},{"$f":"Load_Data!G92","v":0},{"$f":"Load_Data!H92","v":0},{"$f":"Load_Data!I92","v":0},{"$f":"Load_Data!J92","v":0},{"$f":"Load_Data!K92","v":0},{"$f":"Load_Data!L92","v":0},{"$f":"Load_Data!M92","v":0},{"$f":"Load_Data!N92","v":0},{"$f":"Load_Data!O92","v":0.3129064160627501},{"$f":"Load_Data!P92","v":0.86813674031543175},{"$f":"Load_Data!Q92","v":9.1190682864680106},{"$f":"Load_Data!R92","v":17.912898171998631},{"$f":"Load_Data!S92","v":32.611632412483019},{"$f":"Load_Data!T92","v":44.433515570371235},{"$f":"Load_Data!U92","v":54.640384919794784},{"$f":"Load_Data!V92","v":63.157294621866853},{"$f":"Load_Data!W92","v":70.451740328111256},{"$f":"Load_Data!X92","v":74.839618161763056},{"$f":"Load_Data!Y92","v":80.430425579688418},{"$f":"Load_Data!Z92","v":83.321243751419104},{"$f":"Load_Data!AA92","v":84.877456939450255},{"$f":"Load_Data!AB92","v":84.345898809737974},{"$f":"Load_Data!AC92","v":83.487415772212131},{"$f":"Load_Data!AD92","v":79.612087646650124},{"$f":"Load_Data!AE92","v":75.76461784826499},{"$f":"Load_Data!AF92","v":67.107507691669184},{"$f":"Load_Data!AG92","v":57.753472558790875},{"$f":"Load_Data!AH92","v":47.824698353555441},{"$f":"Load_Data!AI92","v":34.294945897784693},{"$f":"Load_Data!AJ92","v":22.104173439082231},{"$f":"Load_Data!AK92","v":11.816404867501962},{"$f":"Load_Data!AL92","v":4.7711969957365685},{"$f":"Load_Data!AM92","v":1.0410788279610788},{"$f":"Load_Data!AN92","v":1.2887230622954902},{"$f":"Load_Data!AO92","v":0.64442536790288196},{"$f":"Load_Data!AP92","v":0},{"$f":"Load_Data!AQ92","v":0},{"$f":"Load_Data!AR92","v":0},{"$f":"Load_Data!AS92","v":0},{"$f":"Load_Data!AT92","v":0},{"$f":"Load_Data!AU92","v":0},{"$f":"Load_Data!AV92","v":0},{"$f":"Load_Data!AW92","v":0},{"$f":"Load_Data!AX92","v":0},{"$f":"Load_Data!AY92","v":0},null,88,2023,84.877456939450255,0,null,0,0,0,0,0,0,0,0,0,0,0,0,0,0,0,0,0,0,0,0,0,0,0,0,0,0,0,0,0,0,0,0,0,0,0,0,0,0,0,0,0,0,0,0,0,0,0,0,null,0,0,0,0,0,0,0,0,0,0,0,0.3129064160627501,0.86813674031543175,9.1190682864680106,17.912898171998631,32.611632412483019,44.433515570371235,54.640384919794784,63.157294621866853,70.451740328111256,74.839618161763056,80.430425579688418,83.321243751419104,84.877456939450255,84.345898809737974,83.487415772212131,79.612087646650124,75.76461784826499,67.107507691669184,57.753472558790875,47.824698353555441,34.294945897784693,22.104173439082231,11.816404867501962,4.7711969957365685,1.0410788279610788,1.2887230622954902,0.64442536790288196,0,0,0,0,0,0,0,0,0,0,594.41648451946901,88]
["QLD1",2022,9,27,"Tuesday",{"$f":"Load_Data!D93","v":0},{"$f":"Load_Data!E93","v":0},{"$f":"Load_Data!F93","v":0},{"$f":"Load_Data!G93","v":0},{"$f":"Load_Data!H93","v":0},{"$f":"Load_Data!I93","v":0},{"$f":"Load_Data!J93","v":0},{"$f":"Load_Data!K93","v":0},{"$f":"Load_Data!L93","v":0},{"$f":"Load_Data!M93","v":0},{"$f":"Load_Data!N93","v":0},{"$f":"Load_Data!O93","v":0.38987820765322484},{"$f":"Load_Data!P93","v":0.77975641530644968},{"$f":"Load_Data!Q93","v":6.0900951425762795},{"$f":"Load_Data!R93","v":12.87072619156517},{"$f":"Load_Data!S93","v":21.023917038291071},{"$f":"Load_Data!T93","v":32.097240255141379},{"$f":"Load_Data!U93","v":41.981897616699115},{"$f":"Load_Data!V93","v":53.654074271771194},{"$f":"Load_Data!W93","v":56.60095354177578},{"$f":"Load_Data!X93","v":59.712740413004937},{"$f":"Load_Data!Y93","v":62.180559811991174},{"$f":"Load_Data!Z93","v":74.381602903447387},{"$f":"Load_Data!AA93","v":72.432447417922489},{"$f":"Load_Data!AB93","v":70.377602344489944},{"$f":"Load_Data!AC93","v":70.457236973037197},{"$f":"Load_Data!AD93","v":65.320843020364265},{"$f":"Load_Data!AE93","v":58.617156919457614},{"$f":"Load_Data!AF93","v":54.688433954010776},{"$f":"Load_Data!AG93","v":46.831095161199812},{"$f":"Load_Data!AH93","v":38.385154022770216},{"$f":"Load_Data!AI93","v":27.732747072105102},{"$f":"Load_Data!AJ93","v":17.473329359574898},{"$f":"Load_Data!AK93","v":8.8971332714491762},{"$f":"Load_Data!AL93","v":3.4886552638645325},{"$f":"Load_Data!AM93","v":0.93495406151625871},{"$f":"Load_Data!AN93","v":1.191059883468977},{"$f":"Load_Data!AO93","v":0.59559377848962525},{"$f":"Load_Data!AP93","v":0},{"$f":"Load_Data!AQ93","v":0},{"$f":"Load_Data!AR93","v":0},{"$f":"Load_Data!AS93","v":0},{"$f":"Load_Data!AT93","v":0},{"$f":"Load_Data!AU93","v":0},{"$f":"Load_Data!AV93","v":0},{"$f":"Load_Data!AW93","v":0},{"$f":"Load_Data!AX93","v":0},{"$f":"Load_Data!AY93","v":0},null,89,2023,74.381602903447387,0,null,0,0,0,0,0,0,0,0,0,0,0,0,0,0,0,0,0,0,0,0,0,0,0,0,0,0,0,0,0,0,0,0,0,0,0,0,0,0,0,0,0,0,0,0,0,0,0,0,null,0,0,0,0,0,0,0,0,0,0,0,0.38987820765322484,0.77975641530644968,6.0900951425762795,12.87072619156517,21.023917038291071,32.097240255141379,41.981897616699115,53.654074271771194,56.60095354177578,59.712740413004937,62.180559811991174,74.381602903447387,72.432447417922489,70.377602344489944,70.457236973037197,65.320843020364265,58.617156919457614,54.688433954010776,46.831095161199812,38.385154022770216,27.732747072105102,17.473329359574898,8.8971332714491762,3.4886552638645325,0.93495406151625871,1.191059883468977,0.59559377848962525,0,0,0,0,0,0,0,0,0,0,479.59344215647201,89]
["QLD1",2022,9,28,"Wednesday",{"$f":"Load_Data!D94","v":0},{"$f":"Load_Data!E94","v":0},{"$f":"Load_Data!F94","v":0},{"$f":"Load_Data!G94","v":0},{"$f":"Load_Data!H94","v":0},{"$f":"Load_Data!I94","v":0},{"$f":"Load_Data!J94","v":0},{"$f":"Load_Data!K94","v":0},{"$f":"Load_Data!L94","v":0},{"$f":"Load_Data!M94","v":0},{"$f":"Load_Data!N94","v":0},{"$f":"Load_Data!O94","v":0.31429142244458547},{"$f":"Load_Data!P94","v":0.62858284488917082},{"$f":"Load_Data!Q94","v":4.6353109895621909},{"$f":"Load_Data!R94","v":10.740607626600083},{"$f":"Load_Data!S94","v":19.57381734098886},{"$f":"Load_Data!T94","v":27.02062849299281},{"$f":"Load_Data!U94","v":33.138649779266025},{"$f":"Load_Data!V94","v":39.615223507373685},{"$f":"Load_Data!W94","v":42.086223218528438},{"$f":"Load_Data!X94","v":51.749123032612523},{"$f":"Load_Data!Y94","v":54.03501319164539},{"$f":"Load_Data!Z94","v":61.744956900057524},{"$f":"Load_Data!AA94","v":59.847090571790986},{"$f":"Load_Data!AB94","v":63.596791562110425},{"$f":"Load_Data!AC94","v":58.26301484324955},{"$f":"Load_Data!AD94","v":57.67558414461724},{"$f":"Load_Data!AE94","v":52.356867945794662},{"$f":"Load_Data!AF94","v":51.957885527130323},{"$f":"Load_Data!AG94","v":42.843837419703725},{"$f":"Load_Data!AH94","v":34.639973580159669},{"$f":"Load_Data!AI94","v":23.384748081840922},{"$f":"Load_Data!AJ94","v":15.157289810132452},{"$f":"Load_Data!AK94","v":7.9823779832092407},{"$f":"Load_Data!AL94","v":3.435228766343295},{"$f":"Load_Data!AM94","v":0.81784508066791717},{"$f":"Load_Data!AN94","v":1.0377754959030321},{"$f":"Load_Data!AO94","v":0.51895158470665292},{"$f":"Load_Data!AP94","v":0},{"$f":"Load_Data!AQ94","v":0},{"$f":"Load_Data!AR94","v":0},{"$f":"Load_Data!AS94","v":0},{"$f":"Load_Data!AT94","v":0},{"$f":"Load_Data!AU94","v":0},{"$f":"Load_Data!AV94","v":0},{"$f":"Load_Data!AW94","v":0},{"$f":"Load_Data!AX94","v":0},{"$f":"Load_Data!AY94","v":0},null,90,2023,63.596791562110425,0,null,0,0,0,0,0,0,0,0,0,0,0,0,0,0,0,0,0,0,0,0,0,0,0,0,0,0,0,0,0,0,0,0,0,0,0,0,0,0,0,0,0,0,0,0,0,0,0,0,null,0,0,0,0,0,0,0,0,0,0,0,0.31429142244458547,0.62858284488917082,4.6353109895621909,10.740607626600083,19.57381734098886,27.02062849299281,33.138649779266025,39.615223507373685,42.086223218528438,51.749123032612523,54.03501319164539,61.744956900057524,59.847090571790986,63.596791562110425,58.26301484324955,57.67558414461724,52.356867945794662,51.957885527130323,42.843837419703725,34.639973580159669,23.384748081840922,15.157289810132452,7.9823779832092407,3.435228766343295,0.81784508066791717,1.0377754959030321,0.51895158470665292,0,0,0,0,0,0,0,0,0,0,409.39884537216062,90]
["QLD1",2022,9,29,"Thursday",{"$f":"Load_Data!D95","v":0},{"$f":"Load_Data!E95","v":0},{"$f":"Load_Data!F95","v":0},{"$f":"Load_Data!G95","v":0},{"$f":"Load_Data!H95","v":0},{"$f":"Load_Data!I95","v":0},{"$f":"Load_Data!J95","v":0},{"$f":"Load_Data!K95","v":0},{"$f":"Load_Data!L95","v":0},{"$f":"Load_Data!M95","v":0},{"$f":"Load_Data!N95","v":0},{"$f":"Load_Data!O95","v":0.36891048691357059},{"$f":"Load_Data!P95","v":0.73782097382714118},{"$f":"Load_Data!Q95","v":5.6039999441940651},{"$f":"Load_Data!R95","v":10.470178914560988},{"$f":"Load_Data!S95","v":18.916330438956276},{"$f":"Load_Data!T95","v":26.417243109482968},{"$f":"Load_Data!U95","v":32.753691083211464},{"$f":"Load_Data!V95","v":38.474514234437855},{"$f":"Load_Data!W95","v":44.828038316284236},{"$f":"Load_Data!X95","v":52.804724908368485},{"$f":"Load_Data!Y95","v":53.373059007277888},{"$f":"Load_Data!Z95","v":59.55928456963786},{"$f":"Load_Data!AA95","v":60.288633536817315},{"$f":"Load_Data!AB95","v":60.258468273047086},{"$f":"Load_Data!AC95","v":58.778032903007684},{"$f":"Load_Data!AD95","v":54.379807968145087},{"$f":"Load_Data!AE95","v":50.38447709807555},{"$f":"Load_Data!AF95","v":43.216399416478332},{"$f":"Load_Data!AG95","v":32.894119586879086},{"$f":"Load_Data!AH95","v":25.128031307397187},{"$f":"Load_Data!AI95","v":18.514024294993568},{"$f":"Load_Data!AJ95","v":11.839814760068332},{"$f":"Load_Data!AK95","v":6.367289810137498},{"$f":"Load_Data!AL95","v":2.621435090868518},{"$f":"Load_Data!AM95","v":1.04655250603837},{"$f":"Load_Data!AN95","v":0.87639119170218471},{"$f":"Load_Data!AO95","v":0.43825862356255452},{"$f":"Load_Data!AP95","v":0},{"$f":"Load_Data!AQ95","v":0},{"$f":"Load_Data!AR95","v":0},{"$f":"Load_Data!AS95","v":0},{"$f":"Load_Data!AT95","v":0},{"$f":"Load_Data!AU95","v":0},{"$f":"Load_Data!AV95","v":0},{"$f":"Load_Data!AW95","v":0},{"$f":"Load_Data!AX95","v":0},{"$f":"Load_Data!AY95","v":0},null,91,2023,60.288633536817315,0,null,0,0,0,0,0,0,0,0,0,0,0,0,0,0,0,0,0,0,0,0,0,0,0,0,0,0,0,0,0,0,0,0,0,0,0,0,0,0,0,0,0,0,0,0,0,0,0,0,null,0,0,0,0,0,0,0,0,0,0,0,0.36891048691357059,0.73782097382714118,5.6039999441940651,10.470178914560988,18.916330438956276,26.417243109482968,32.753691083211464,38.474514234437855,44.828038316284236,52.804724908368485,53.373059007277888,59.55928456963786,60.288633536817315,60.258468273047086,58.778032903007684,54.379807968145087,50.38447709807555,43.216399416478332,32.894119586879086,25.128031307397187,18.514024294993568,11.839814760068332,6.367289810137498,2.621435090868518,1.04655250603837,0.87639119170218471,0.43825862356255452,0,0,0,0,0,0,0,0,0,0,385.66976617718558,91]
["QLD1",2022,9,30,"Friday",{"$f":"Load_Data!D96","v":0},{"$f":"Load_Data!E96","v":0},{"$f":"Load_Data!F96","v":0},{"$f":"Load_Data!G96","v":0},{"$f":"Load_Data!H96","v":0},{"$f":"Load_Data!I96","v":0},{"$f":"Load_Data!J96","v":0},{"$f":"Load_Data!K96","v":0},{"$f":"Load_Data!L96","v":0},{"$f":"Load_Data!M96","v":0},{"$f":"Load_Data!N96","v":0},{"$f":"Load_Data!O96","v":0.21364978999565146},{"$f":"Load_Data!P96","v":0.42729957999130291},{"$f":"Load_Data!Q96","v":4.1460466168286416},{"$f":"Load_Data!R96","v":10.288320740295848},{"$f":"Load_Data!S96","v":17.39888280832999},{"$f":"Load_Data!T96","v":24.401536817004164},{"$f":"Load_Data!U96","v":32.177575495875608},{"$f":"Load_Data!V96","v":45.984640543618113},{"$f":"Load_Data!W96","v":48.684802056795029},{"$f":"Load_Data!X96","v":56.471044468535936},{"$f":"Load_Data!Y96","v":58.553980519214889},{"$f":"Load_Data!Z96","v":65.378432198758631},{"$f":"Load_Data!AA96","v":62.31621186613728},{"$f":"Load_Data!AB96","v":59.84593972856954},{"$f":"Load_Data!AC96","v":63.233654487433078},{"$f":"Load_Data!AD96","v":58.883607392840688},{"$f":"Load_Data!AE96","v":51.768135484910218},{"$f":"Load_Data!AF96","v":59.382223680976665},{"$f":"Load_Data!AG96","v":37.569853715894673},{"$f":"Load_Data!AH96","v":32.062953945279908},{"$f":"Load_Data!AI96","v":23.088965388415257},{"$f":"Load_Data!AJ96","v":18.104813106460043},{"$f":"Load_Data!AK96","v":8.7229419025803239},{"$f":"Load_Data!AL96","v":3.4913926359525593},{"$f":"Load_Data!AM96","v":0.77720560541909944},{"$f":"Load_Data!AN96","v":0.87000414625191347},{"$f":"Load_Data!AO96","v":0.43506429179374428},{"$f":"Load_Data!AP96","v":0},{"$f":"Load_Data!AQ96","v":0},{"$f":"Load_Data!AR96","v":0},{"$f":"Load_Data!AS96","v":0},{"$f":"Load_Data!AT96","v":0},{"$f":"Load_Data!AU96","v":0},{"$f":"Load_Data!AV96","v":0},{"$f":"Load_Data!AW96","v":0},{"$f":"Load_Data!AX96","v":0},{"$f":"Load_Data!AY96","v":0},null,92,2023,65.378432198758631,0,null,0,0,0,0,0,0,0,0,0,0,0,0,0,0,0,0,0,0,0,0,0,{"$f":"IF(AA95>=$BF95,$BF95,AA95)","v":0},0,0,0,0,0,0,0,0,0,0,0,0,0,0,0,0,0,0,0,0,0,0,0,0,0,0,null,0,0,0,0,0,0,0,0,0,0,0,0.21364978999565146,0.42729957999130291,4.1460466168286416,10.288320740295848,17.39888280832999,24.401536817004164,32.177575495875608,45.984640543618113,48.684802056795029,56.471044468535936,{"$f":"AA95-CC95","v":58.553980519214889},65.378432198758631,62.31621186613728,59.84593972856954,63.233654487433078,58.883607392840688,51.768135484910218,59.382223680976665,37.569853715894673,32.062953945279908,23.088965388415257,18.104813106460043,8.7229419025803239,3.4913926359525593,0.77720560541909944,0.87000414625191347,0.43506429179374428,0,0,0,0,0,0,0,0,0,0,422.33958950707938,92]
["QLD1",2022,10,1,"Saturday",{"$f":"Load_Data!D97","v":0},{"$f":"Load_Data!E97","v":0},{"$f":"Load_Data!F97","v":0},{"$f":"Load_Data!G97","v":0},{"$f":"Load_Data!H97","v":0},{"$f":"Load_Data!I97","v":0},{"$f":"Load_Data!J97","v":0},{"$f":"Load_Data!K97","v":0},{"$f":"Load_Data!L97","v":0},{"$f":"Load_Data!M97","v":0},{"$f":"Load_Data!N97","v":0},{"$f":"Load_Data!O97","v":0.27252823601644544},{"$f":"Load_Data!P97","v":0.54505647203289109},{"$f":"Load_Data!Q97","v":2.676005893426594},{"$f":"Load_Data!R97","v":6.5060655710647275},{"$f":"Load_Data!S97","v":12.947992215455331},{"$f":"Load_Data!T97","v":19.529915376849342},{"$f":"Load_Data!U97","v":23.02994528070025},{"$f":"Load_Data!V97","v":30.22449129978898},{"$f":"Load_Data!W97","v":30.858312718122281},{"$f":"Load_Data!X97","v":43.001698663974871},{"$f":"Load_Data!Y97","v":48.917753775187933},{"$f":"Load_Data!Z97","v":57.766651964532933},{"$f":"Load_Data!AA97","v":49.608932809062196},{"$f":"Load_Data!AB97","v":58.51636136626599},{"$f":"Load_Data!AC97","v":58.911529397534736},{"$f":"Load_Data!AD97","v":62.174934477886069},{"$f":"Load_Data!AE97","v":59.10676278967221},{"$f":"Load_Data!AF97","v":52.794558716332141},{"$f":"Load_Data!AG97","v":40.348586151025287},{"$f":"Load_Data!AH97","v":40.962025370250913},{"$f":"Load_Data!AI97","v":27.931309743878341},{"$f":"Load_Data!AJ97","v":21.943256704011972},{"$f":"Load_Data!AK97","v":10.178719771590879},{"$f":"Load_Data!AL97","v":4.282371365682816},{"$f":"Load_Data!AM97","v":1.1515596552844367},{"$f":"Load_Data!AN97","v":0.62503261080438899},{"$f":"Load_Data!AO97","v":0.31254192295520788},{"$f":"Load_Data!AP97","v":0},{"$f":"Load_Data!AQ97","v":0},{"$f":"Load_Data!AR97","v":0},{"$f":"Load_Data!AS97","v":0},{"$f":"Load_Data!AT97","v":0},{"$f":"Load_Data!AU97","v":0},{"$f":"Load_Data!AV97","v":0},{"$f":"Load_Data!AW97","v":0},{"$f":"Load_Data!AX97","v":0},{"$f":"Load_Data!AY97","v":0},null,93,2023,62.174934477886069,0,null,0,0,0,0,0,0,0,0,0,0,0,0,0,0,0,0,0,0,0,0,0,0,0,0,0,0,0,0,0,0,0,0,0,0,0,0,0,0,0,0,0,0,0,0,0,0,0,0,null,0,0,0,0,0,0,0,0,0,0,0,0.27252823601644544,0.54505647203289109,2.676005893426594,6.5060655710647275,12.947992215455331,19.529915376849342,23.02994528070025,30.22449129978898,30.858312718122281,43.001698663974871,48.917753775187933,57.766651964532933,49.608932809062196,58.51636136626599,58.911529397534736,62.174934477886069,59.10676278967221,52.794558716332141,40.348586151025287,40.962025370250913,27.931309743878341,21.943256704011972,10.178719771590879,4.282371365682816,1.1515596552844367,0.62503261080438899,0.31254192295520788,0,0,0,0,0,0,0,0,0,0,382.56245015969512,93]
["QLD1",2022,10,2,"Sunday",{"$f":"Load_Data!D98","v":0},{"$f":"Load_Data!E98","v":0},{"$f":"Load_Data!F98","v":0},{"$f":"Load_Data!G98","v":0},{"$f":"Load_Data!H98","v":0},{"$f":"Load_Data!I98","v":0},{"$f":"Load_Data!J98","v":0},{"$f":"Load_Data!K98","v":0},{"$f":"Load_Data!L98","v":0},{"$f":"Load_Data!M98","v":0},{"$f":"Load_Data!N98","v":0},{"$f":"Load_Data!O98","v":0.62333609256749689},{"$f":"Load_Data!P98","v":1.6440058085637237},{"$f":"Load_Data!Q98","v":9.8962798894821553},{"$f":"Load_Data!R98","v":18.148553970400595},{"$f":"Load_Data!S98","v":34.204209897551692},{"$f":"Load_Data!T98","v":48.146202355992756},{"$f":"Load_Data!U98","v":59.992792398239402},{"$f":"Load_Data!V98","v":69.091285932538739},{"$f":"Load_Data!W98","v":76.118533478394639},{"$f":"Load_Data!X98","v":80.219537247966997},{"$f":"Load_Data!Y98","v":83.23288367452929},{"$f":"Load_Data!Z98","v":84.744856325889742},{"$f":"Load_Data!AA98","v":85.015258208656292},{"$f":"Load_Data!AB98","v":83.918849810196718},{"$f":"Load_Data!AC98","v":81.919485356482653},{"$f":"Load_Data!AD98","v":80.297084907858135},{"$f":"Load_Data!AE98","v":74.829831553736597},{"$f":"Load_Data!AF98","v":69.086950545904386},{"$f":"Load_Data!AG98","v":59.259661352644777},{"$f":"Load_Data!AH98","v":48.314699261216042},{"$f":"Load_Data!AI98","v":35.655266121015643},{"$f":"Load_Data!AJ98","v":24.757811310603852},{"$f":"Load_Data!AK98","v":14.105182535185644},{"$f":"Load_Data!AL98","v":5.7181107575330916},{"$f":"Load_Data!AM98","v":1.22028559683821},{"$f":"Load_Data!AN98","v":0.85092709276898881},{"$f":"Load_Data!AO98","v":0.42550400649943415},{"$f":"Load_Data!AP98","v":0},{"$f":"Load_Data!AQ98","v":0},{"$f":"Load_Data!AR98","v":0},{"$f":"Load_Data!AS98","v":0},{"$f":"Load_Data!AT98","v":0},{"$f":"Load_Data!AU98","v":0},{"$f":"Load_Data!AV98","v":0},{"$f":"Load_Data!AW98","v":0},{"$f":"Load_Data!AX98","v":0},{"$f":"Load_Data!AY98","v":0},null,94,2023,85.015258208656292,0,null,0,0,0,0,0,0,0,0,0,0,0,0,0,0,0,0,0,0,0,0,0,0,0,0,0,0,0,0,0,0,0,0,0,0,0,0,0,0,0,0,0,0,0,0,0,0,0,0,null,0,0,0,0,0,0,0,0,0,0,0,0.62333609256749689,1.6440058085637237,9.8962798894821553,18.148553970400595,34.204209897551692,48.146202355992756,59.992792398239402,69.091285932538739,76.118533478394639,80.219537247966997,83.23288367452929,84.744856325889742,85.015258208656292,83.918849810196718,81.919485356482653,80.297084907858135,74.829831553736597,69.086950545904386,59.259661352644777,48.314699261216042,35.655266121015643,24.757811310603852,14.105182535185644,5.7181107575330916,1.22028559683821,0.85092709276898881,0.42550400649943415,0,0,0,0,0,0,0,0,0,0,615.71869274462881,94]
["QLD1",2022,10,3,"Monday",{"$f":"Load_Data!D99","v":0},{"$f":"Load_Data!E99","v":0},{"$f":"Load_Data!F99","v":0},{"$f":"Load_Data!G99","v":0},{"$f":"Load_Data!H99","v":0},{"$f":"Load_Data!I99","v":0},{"$f":"Load_Data!J99","v":0},{"$f":"Load_Data!K99","v":0},{"$f":"Load_Data!L99","v":0},{"$f":"Load_Data!M99","v":0},{"$f":"Load_Data!N99","v":0},{"$f":"Load_Data!O99","v":0.5556381925157492},{"$f":"Load_Data!P99","v":1.6914624139958245},{"$f":"Load_Data!Q99","v":10.011713709811518},{"$f":"Load_Data!R99","v":18.331965005627207},{"$f":"Load_Data!S99","v":34.285823327908844},{"$f":"Load_Data!T99","v":46.36314373132106},{"$f":"Load_Data!U99","v":57.753022150954855},{"$f":"Load_Data!V99","v":66.835367885814946},{"$f":"Load_Data!W99","v":73.522242112764374},{"$f":"Load_Data!X99","v":78.774246842590912},{"$f":"Load_Data!Y99","v":83.134067147979124},{"$f":"Load_Data!Z99","v":85.225467239844249},{"$f":"Load_Data!AA99","v":85.67533603485046},{"$f":"Load_Data!AB99","v":85.525345884323229},{"$f":"Load_Data!AC99","v":84.332074169760759},{"$f":"Load_Data!AD99","v":81.438624724926925},{"$f":"Load_Data!AE99","v":76.436121673706651},{"$f":"Load_Data!AF99","v":68.670135204402399},{"$f":"Load_Data!AG99","v":58.735602316013725},{"$f":"Load_Data!AH99","v":47.319272021333681},{"$f":"Load_Data!AI99","v":34.943125488843108},{"$f":"Load_Data!AJ99","v":22.621639029399802},{"$f":"Load_Data!AK99","v":12.360071784197757},{"$f":"Load_Data!AL99","v":4.7173778059016129},{"$f":"Load_Data!AM99","v":1.0592829270837327},{"$f":"Load_Data!AN99","v":0.81628662420323639},{"$f":"Load_Data!AO99","v":0.40818122327924578},{"$f":"Load_Data!AP99","v":0},{"$f":"Load_Data!AQ99","v":0},{"$f":"Load_Data!AR99","v":0},{"$f":"Load_Data!AS99","v":0},{"$f":"Load_Data!AT99","v":0},{"$f":"Load_Data!AU99","v":0},{"$f":"Load_Data!AV99","v":0},{"$f":"Load_Data!AW99","v":0},{"$f":"Load_Data!AX99","v":0},{"$f":"Load_Data!AY99","v":0},null,95,2023,85.67533603485046,0,null,0,0,0,0,0,0,0,0,0,0,0,0,0,0,0,0,0,0,0,0,0,0,0,0,0,0,0,0,0,0,0,0,0,0,0,0,0,0,0,0,0,0,0,0,0,0,0,0,null,0,0,0,0,0,0,0,0,0,0,0,0.5556381925157492,1.6914624139958245,10.011713709811518,18.331965005627207,34.285823327908844,46.36314373132106,57.753022150954855,66.835367885814946,73.522242112764374,78.774246842590912,83.134067147979124,85.225467239844249,85.67533603485046,85.525345884323229,84.332074169760759,81.438624724926925,76.436121673706651,68.670135204402399,58.735602316013725,47.319272021333681,34.943125488843108,22.621639029399802,12.360071784197757,4.7173778059016129,1.0592829270837327,0.81628662420323639,0.40818122327924578,0,0,0,0,0,0,0,0,0,0,610.77131833667761,95]
["QLD1",2022,10,4,"Tuesday",{"$f":"Load_Data!D100","v":0},{"$f":"Load_Data!E100","v":0},{"$f":"Load_Data!F100","v":0},{"$f":"Load_Data!G100","v":0},{"$f":"Load_Data!H100","v":0},{"$f":"Load_Data!I100","v":0},{"$f":"Load_Data!J100","v":0},{"$f":"Load_Data!K100","v":0},{"$f":"Load_Data!L100","v":0},{"$f":"Load_Data!M100","v":0},{"$f":"Load_Data!N100","v":0},{"$f":"Load_Data!O100","v":0.54024289868241937},{"$f":"Load_Data!P100","v":1.5905763124137651},{"$f":"Load_Data!Q100","v":8.8756419508033666},{"$f":"Load_Data!R100","v":16.448547399348364},{"$f":"Load_Data!S100","v":29.099807231175294},{"$f":"Load_Data!T100","v":41.355725018882353},{"$f":"Load_Data!U100","v":52.539915836580633},{"$f":"Load_Data!V100","v":61.663173853078888},{"$f":"Load_Data!W100","v":70.319411240899456},{"$f":"Load_Data!X100","v":75.514460909909729},{"$f":"Load_Data!Y100","v":80.329153636985836},{"$f":"Load_Data!Z100","v":82.37073790757637},{"$f":"Load_Data!AA100","v":81.761670691649442},{"$f":"Load_Data!AB100","v":82.174810021924955},{"$f":"Load_Data!AC100","v":81.227992230502437},{"$f":"Load_Data!AD100","v":77.340162791405561},{"$f":"Load_Data!AE100","v":71.791862001521679},{"$f":"Load_Data!AF100","v":63.13788788360192},{"$f":"Load_Data!AG100","v":52.38711426543118},{"$f":"Load_Data!AH100","v":40.319680156908241},{"$f":"Load_Data!AI100","v":28.516683777170421},{"$f":"Load_Data!AJ100","v":18.923473130294909},{"$f":"Load_Data!AK100","v":10.334479208272651},{"$f":"Load_Data!AL100","v":4.1692533327142689},{"$f":"Load_Data!AM100","v":1.1122506197698243},{"$f":"Load_Data!AN100","v":0.72778723248372723},{"$f":"Load_Data!AO100","v":0.36394013486425925},{"$f":"Load_Data!AP100","v":0},{"$f":"Load_Data!AQ100","v":0},{"$f":"Load_Data!AR100","v":0},{"$f":"Load_Data!AS100","v":0},{"$f":"Load_Data!AT100","v":0},{"$f":"Load_Data!AU100","v":0},{"$f":"Load_Data!AV100","v":0},{"$f":"Load_Data!AW100","v":0},{"$f":"Load_Data!AX100","v":0},{"$f":"Load_Data!AY100","v":0},null,96,2023,82.37073790757637,0,null,0,0,0,0,0,0,0,0,0,0,0,0,0,0,0,0,0,0,0,0,0,0,0,0,0,0,0,0,0,0,0,0,0,0,0,0,0,0,0,0,0,0,0,0,0,0,0,0,null,0,0,0,0,0,0,0,0,0,0,0,0.54024289868241937,1.5905763124137651,8.8756419508033666,16.448547399348364,29.099807231175294,41.355725018882353,52.539915836580633,61.663173853078888,70.319411240899456,75.514460909909729,80.329153636985836,82.37073790757637,81.761670691649442,82.174810021924955,81.227992230502437,77.340162791405561,71.791862001521679,63.13788788360192,52.38711426543118,40.319680156908241,28.516683777170421,18.923473130294909,10.334479208272651,4.1692533327142689,1.1122506197698243,0.72778723248372723,0.36394013486425925,0,0,0,0,0,0,0,0,0,0,567.46822083742575,96]
["QLD1",2022,10,5,"Wednesday",{"$f":"Load_Data!D101","v":0},{"$f":"Load_Data!E101","v":0},{"$f":"Load_Data!F101","v":0},{"$f":"Load_Data!G101","v":0},{"$f":"Load_Data!H101","v":0},{"$f":"Load_Data!I101","v":0},{"$f":"Load_Data!J101","v":0},{"$f":"Load_Data!K101","v":0},{"$f":"Load_Data!L101","v":0},{"$f":"Load_Data!M101","v":0},{"$f":"Load_Data!N101","v":0},{"$f":"Load_Data!O101","v":0.75347310015001379},{"$f":"Load_Data!P101","v":1.9664890772263504},{"$f":"Load_Data!Q101","v":10.041444961715683},{"$f":"Load_Data!R101","v":18.458555405269131},{"$f":"Load_Data!S101","v":31.471598519346539},{"$f":"Load_Data!T101","v":46.600069293162164},{"$f":"Load_Data!U101","v":58.355779027793965},{"$f":"Load_Data!V101","v":68.161232791340765},{"$f":"Load_Data!W101","v":75.879137268813608},{"$f":"Load_Data!X101","v":80.435379565059137},{"$f":"Load_Data!Y101","v":84.023813483458781},{"$f":"Load_Data!Z101","v":86.576773760287878},{"$f":"Load_Data!AA101","v":87.892312526658898},{"$f":"Load_Data!AB101","v":87.916698498800628},{"$f":"Load_Data!AC101","v":86.968934547350187},{"$f":"Load_Data!AD101","v":84.267063573422519},{"$f":"Load_Data!AE101","v":79.825153011198751},{"$f":"Load_Data!AF101","v":72.671712945579088},{"$f":"Load_Data!AG101","v":63.196409360026252},{"$f":"Load_Data!AH101","v":50.956555324475602},{"$f":"Load_Data!AI101","v":37.619073375165243},{"$f":"Load_Data!AJ101","v":25.051392206793764},{"$f":"Load_Data!AK101","v":13.827076756969866},{"$f":"Load_Data!AL101","v":5.5644755138703523},{"$f":"Load_Data!AM101","v":1.2309240846949483},{"$f":"Load_Data!AN101","v":0.82024837262766082},{"$f":"Load_Data!AO101","v":0.41019863970649201},{"$f":"Load_Data!AP101","v":0},{"$f":"Load_Data!AQ101","v":0},{"$f":"Load_Data!AR101","v":0},{"$f":"Load_Data!AS101","v":0},{"$f":"Load_Data!AT101","v":0},{"$f":"Load_Data!AU101","v":0},{"$f":"Load_Data!AV101","v":0},{"$f":"Load_Data!AW101","v":0},{"$f":"Load_Data!AX101","v":0},{"$f":"Load_Data!AY101","v":0},null,97,2023,87.916698498800628,0,null,0,0,0,0,0,0,0,0,0,0,0,0,0,0,0,0,0,0,0,0,0,0,0,0,0,0,0,0,0,0,0,0,0,0,0,0,0,0,0,0,0,0,0,0,0,0,0,0,null,0,0,0,0,0,0,0,0,0,0,0,0.75347310015001379,1.9664890772263504,10.041444961715683,18.458555405269131,31.471598519346539,46.600069293162164,58.355779027793965,68.161232791340765,75.879137268813608,80.435379565059137,84.023813483458781,86.576773760287878,87.892312526658898,87.916698498800628,86.968934547350187,84.267063573422519,79.825153011198751,72.671712945579088,63.196409360026252,50.956555324475602,37.619073375165243,25.051392206793764,13.827076756969866,5.5644755138703523,1.2309240846949483,0.82024837262766082,0.41019863970649201,0,0,0,0,0,0,0,0,0,0,630.4709874954824,97]
["QLD1",2022,10,6,"Thursday",{"$f":"Load_Data!D102","v":0},{"$f":"Load_Data!E102","v":0},{"$f":"Load_Data!F102","v":0},{"$f":"Load_Data!G102","v":0},{"$f":"Load_Data!H102","v":0},{"$f":"Load_Data!I102","v":0},{"$f":"Load_Data!J102","v":0},{"$f":"Load_Data!K102","v":0},{"$f":"Load_Data!L102","v":0},{"$f":"Load_Data!M102","v":0},{"$f":"Load_Data!N102","v":0},{"$f":"Load_Data!O102","v":1.1936289167907403},{"$f":"Load_Data!P102","v":2.3872578335814802},{"$f":"Load_Data!Q102","v":11.510467508208903},{"$f":"Load_Data!R102","v":20.633677182836323},{"$f":"Load_Data!S102","v":35.570442713069554},{"$f":"Load_Data!T102","v":47.157513121426788},{"$f":"Load_Data!U102","v":57.15998225670478},{"$f":"Load_Data!V102","v":65.683308631494626},{"$f":"Load_Data!W102","v":72.679780695259439},{"$f":"Load_Data!X102","v":76.500395937628468},{"$f":"Load_Data!Y102","v":80.584511424824584},{"$f":"Load_Data!Z102","v":84.44658257626142},{"$f":"Load_Data!AA102","v":85.220640718348079},{"$f":"Load_Data!AB102","v":85.251127243363797},{"$f":"Load_Data!AC102","v":85.542881258232057},{"$f":"Load_Data!AD102","v":84.099960346130288},{"$f":"Load_Data!AE102","v":79.712761089813043},{"$f":"Load_Data!AF102","v":72.880802498931317},{"$f":"Load_Data!AG102","v":64.18341227376267},{"$f":"Load_Data!AH102","v":51.714395400865953},{"$f":"Load_Data!AI102","v":38.433993615062512},{"$f":"Load_Data!AJ102","v":25.656545005612475},{"$f":"Load_Data!AK102","v":13.86975580396558},{"$f":"Load_Data!AL102","v":5.4562445104141233},{"$f":"Load_Data!AM102","v":1.3076828453700262},{"$f":"Load_Data!AN102","v":0.89985141399469581},{"$f":"Load_Data!AO102","v":0.44996514253944642},{"$f":"Load_Data!AP102","v":0},{"$f":"Load_Data!AQ102","v":0},{"$f":"Load_Data!AR102","v":0},{"$f":"Load_Data!AS102","v":0},{"$f":"Load_Data!AT102","v":0},{"$f":"Load_Data!AU102","v":0},{"$f":"Load_Data!AV102","v":0},{"$f":"Load_Data!AW102","v":0},{"$f":"Load_Data!AX102","v":0},{"$f":"Load_Data!AY102","v":0},null,98,2023,85.542881258232057,0,null,0,0,0,0,0,0,0,0,0,0,0,0,0,0,0,0,0,0,0,0,0,0,0,0,0,0,0,0,0,0,0,0,0,0,0,0,0,0,0,0,0,0,0,0,0,0,0,0,null,0,0,0,0,0,0,0,0,0,0,0,1.1936289167907403,2.3872578335814802,11.510467508208903,20.633677182836323,35.570442713069554,47.157513121426788,57.15998225670478,65.683308631494626,72.679780695259439,76.500395937628468,80.584511424824584,84.44658257626142,85.220640718348079,85.251127243363797,85.542881258232057,84.099960346130288,79.712761089813043,72.880802498931317,64.18341227376267,51.714395400865953,38.433993615062512,25.656545005612475,13.86975580396558,5.4562445104141233,1.3076828453700262,0.89985141399469581,0.44996514253944642,0,0,0,0,0,0,0,0,0,0,625.09378398224658,98]
["QLD1",2022,10,7,"Friday",{"$f":"Load_Data!D103","v":0},{"$f":"Load_Data!E103","v":0},{"$f":"Load_Data!F103","v":0},{"$f":"Load_Data!G103","v":0},{"$f":"Load_Data!H103","v":0},{"$f":"Load_Data!I103","v":0},{"$f":"Load_Data!J103","v":0},{"$f":"Load_Data!K103","v":0},{"$f":"Load_Data!L103","v":0},{"$f":"Load_Data!M103","v":0},{"$f":"Load_Data!N103","v":0},{"$f":"Load_Data!O103","v":0.9766811914953768},{"$f":"Load_Data!P103","v":1.9533623829907543},{"$f":"Load_Data!Q103","v":10.244128306303878},{"$f":"Load_Data!R103","v":18.534894229616995},{"$f":"Load_Data!S103","v":33.01708241826249},{"$f":"Load_Data!T103","v":45.285788448748576},{"$f":"Load_Data!U103","v":56.914237775455234},{"$f":"Load_Data!V103","v":65.500776688279601},{"$f":"Load_Data!W103","v":70.406154388838686},{"$f":"Load_Data!X103","v":73.909322083526959},{"$f":"Load_Data!Y103","v":76.193851838943843},{"$f":"Load_Data!Z103","v":78.40259869826501},{"$f":"Load_Data!AA103","v":79.001522254395169},{"$f":"Load_Data!AB103","v":78.933375168604996},{"$f":"Load_Data!AC103","v":73.039347611925706},{"$f":"Load_Data!AD103","v":66.77721020753539},{"$f":"Load_Data!AE103","v":59.180041192225509},{"$f":"Load_Data!AF103","v":56.956325104269048},{"$f":"Load_Data!AG103","v":49.76141260147692},{"$f":"Load_Data!AH103","v":39.178624256736477},{"$f":"Load_Data!AI103","v":30.253091266231312},{"$f":"Load_Data!AJ103","v":19.121726871703597},{"$f":"Load_Data!AK103","v":8.9876894592605421},{"$f":"Load_Data!AL103","v":3.8064873951953238},{"$f":"Load_Data!AM103","v":1.0063961610904051},{"$f":"Load_Data!AN103","v":0.70700805478324646},{"$f":"Load_Data!AO103","v":0.35356345648146242},{"$f":"Load_Data!AP103","v":0},{"$f":"Load_Data!AQ103","v":0},{"$f":"Load_Data!AR103","v":0},{"$f":"Load_Data!AS103","v":0},{"$f":"Load_Data!AT103","v":0},{"$f":"Load_Data!AU103","v":0},{"$f":"Load_Data!AV103","v":0},{"$f":"Load_Data!AW103","v":0},{"$f":"Load_Data!AX103","v":0},{"$f":"Load_Data!AY103","v":0},null,99,2023,79.001522254395169,0,null,0,0,0,0,0,0,0,0,0,0,0,0,0,0,0,0,0,0,0,0,0,0,0,0,0,0,0,0,0,0,0,0,0,0,0,0,0,0,0,0,0,0,0,0,0,0,0,0,null,0,0,0,0,0,0,0,0,0,0,0,0.9766811914953768,1.9533623829907543,10.244128306303878,18.534894229616995,33.01708241826249,45.285788448748576,56.914237775455234,65.500776688279601,70.406154388838686,73.909322083526959,76.193851838943843,78.40259869826501,79.001522254395169,78.933375168604996,73.039347611925706,66.77721020753539,59.180041192225509,56.956325104269048,49.76141260147692,39.178624256736477,30.253091266231312,19.121726871703597,8.9876894592605421,3.8064873951953238,1.0063961610904051,0.70700805478324646,0.35356345648146242,0,0,0,0,0,0,0,0,0,0,549.20134975632118,99]
["QLD1",2022,10,8,"Saturday",{"$f":"Load_Data!D104","v":0},{"$f":"Load_Data!E104","v":0},{"$f":"Load_Data!F104","v":0},{"$f":"Load_Data!G104","v":0},{"$f":"Load_Data!H104","v":0},{"$f":"Load_Data!I104","v":0},{"$f":"Load_Data!J104","v":0},{"$f":"Load_Data!K104","v":0},{"$f":"Load_Data!L104","v":0},{"$f":"Load_Data!M104","v":0},{"$f":"Load_Data!N104","v":0},{"$f":"Load_Data!O104","v":0.89235367852097747},{"$f":"Load_Data!P104","v":1.7847073570419554},{"$f":"Load_Data!Q104","v":9.2511321806552118},{"$f":"Load_Data!R104","v":16.717557004268478},{"$f":"Load_Data!S104","v":32.693810123784367},{"$f":"Load_Data!T104","v":43.535121962089171},{"$f":"Load_Data!U104","v":47.836018016298986},{"$f":"Load_Data!V104","v":63.057026142587269},{"$f":"Load_Data!W104","v":70.069262287340024},{"$f":"Load_Data!X104","v":74.090313530458502},{"$f":"Load_Data!Y104","v":78.090944078309306},{"$f":"Load_Data!Z104","v":81.77107790601454},{"$f":"Load_Data!AA104","v":84.243274664642641},{"$f":"Load_Data!AB104","v":84.042422514182874},{"$f":"Load_Data!AC104","v":84.28491240416956},{"$f":"Load_Data!AD104","v":81.364646945343495},{"$f":"Load_Data!AE104","v":76.637351951037715},{"$f":"Load_Data!AF104","v":69.430433539331744},{"$f":"Load_Data!AG104","v":59.97468562578635},{"$f":"Load_Data!AH104","v":48.754809225067589},{"$f":"Load_Data!AI104","v":35.540256198647199},{"$f":"Load_Data!AJ104","v":24.024803736285271},{"$f":"Load_Data!AK104","v":13.038296310132901},{"$f":"Load_Data!AL104","v":5.0772126242287339},{"$f":"Load_Data!AM104","v":1.1563005854795143},{"$f":"Load_Data!AN104","v":0.74408301776343311},{"$f":"Load_Data!AO104","v":0.36082682289811369},{"$f":"Load_Data!AP104","v":2.2587391693442867E-2},{"$f":"Load_Data!AQ104","v":0},{"$f":"Load_Data!AR104","v":0},{"$f":"Load_Data!AS104","v":0},{"$f":"Load_Data!AT104","v":0},{"$f":"Load_Data!AU104","v":0},{"$f":"Load_Data!AV104","v":0},{"$f":"Load_Data!AW104","v":0},{"$f":"Load_Data!AX104","v":0},{"$f":"Load_Data!AY104","v":0},null,100,2023,84.28491240416956,0,null,0,0,0,0,0,0,0,0,0,0,0,0,0,0,0,0,0,0,0,0,0,0,0,0,0,0,0,0,0,0,0,0,0,0,0,0,{"$f":"IF(AP103>=$BF103,$BF103,AP103)","v":0},0,0,0,0,0,0,0,0,0,0,0,null,0,0,0,0,0,0,0,0,0,0,0,0.89235367852097747,1.7847073570419554,9.2511321806552118,16.717557004268478,32.693810123784367,43.535121962089171,47.836018016298986,63.057026142587269,70.069262287340024,74.090313530458502,78.090944078309306,81.77107790601454,84.243274664642641,84.042422514182874,84.28491240416956,81.364646945343495,76.637351951037715,69.430433539331744,59.97468562578635,48.754809225067589,35.540256198647199,24.024803736285271,13.038296310132901,5.0772126242287339,1.1563005854795143,{"$f":"AP103-CR103","v":0.74408301776343311},0.36082682289811369,2.2587391693442867E-2,0,0,0,0,0,0,0,0,0,594.24311391202968,100]
["QLD1",2022,10,9,"Sunday",{"$f":"Load_Data!D105","v":0},{"$f":"Load_Data!E105","v":0},{"$f":"Load_Data!F105","v":0},{"$f":"Load_Data!G105","v":0},{"$f":"Load_Data!H105","v":0},{"$f":"Load_Data!I105","v":0},{"$f":"Load_Data!J105","v":0},{"$f":"Load_Data!K105","v":0},{"$f":"Load_Data!L105","v":0},{"$f":"Load_Data!M105","v":0},{"$f":"Load_Data!N105","v":0},{"$f":"Load_Data!O105","v":0.74254410729742504},{"$f":"Load_Data!P105","v":1.8696021719910041},{"$f":"Load_Data!Q105","v":8.8137565079356381},{"$f":"Load_Data!R105","v":15.757910843880268},{"$f":"Load_Data!S105","v":32.000406846629673},{"$f":"Load_Data!T105","v":42.774410857836187},{"$f":"Load_Data!U105","v":53.058049203390823},{"$f":"Load_Data!V105","v":61.614949525090601},{"$f":"Load_Data!W105","v":67.967372232282173},{"$f":"Load_Data!X105","v":72.612064240106974},{"$f":"Load_Data!Y105","v":76.946684341015342},{"$f":"Load_Data!Z105","v":79.65367183434077},{"$f":"Load_Data!AA105","v":80.952316984309178},{"$f":"Load_Data!AB105","v":81.674899903211141},{"$f":"Load_Data!AC105","v":80.440130050761397},{"$f":"Load_Data!AD105","v":77.451615267785499},{"$f":"Load_Data!AE105","v":72.34383695022261},{"$f":"Load_Data!AF105","v":65.177133906618607},{"$f":"Load_Data!AG105","v":56.181784573820096},{"$f":"Load_Data!AH105","v":45.964336071910395},{"$f":"Load_Data!AI105","v":34.30241579573682},{"$f":"Load_Data!AJ105","v":22.874047117907097},{"$f":"Load_Data!AK105","v":12.195798441752153},{"$f":"Load_Data!AL105","v":4.6159288539168637},{"$f":"Load_Data!AM105","v":1.1501203863593661},{"$f":"Load_Data!AN105","v":0.82042172002334823},{"$f":"Load_Data!AO105","v":0.41024979576214265},{"$f":"Load_Data!AP105","v":0},{"$f":"Load_Data!AQ105","v":0},{"$f":"Load_Data!AR105","v":0},{"$f":"Load_Data!AS105","v":0},{"$f":"Load_Data!AT105","v":0},{"$f":"Load_Data!AU105","v":0},{"$f":"Load_Data!AV105","v":0},{"$f":"Load_Data!AW105","v":0},{"$f":"Load_Data!AX105","v":0},{"$f":"Load_Data!AY105","v":0},null,101,2023,81.674899903211141,0,null,{"$f":"IF(F104>=$BF104,$BF104,F104)","v":0},0,0,0,0,0,0,0,0,0,0,0,0,0,0,0,0,0,0,0,0,0,0,0,0,0,0,0,0,0,0,0,0,0,0,0,0,0,0,0,0,0,0,0,0,0,0,0,null,{"$f":"F104-BH104","v":0},0,0,0,0,0,0,0,0,0,0,0.74254410729742504,1.8696021719910041,8.8137565079356381,15.757910843880268,32.000406846629673,42.774410857836187,53.058049203390823,61.614949525090601,67.967372232282173,72.612064240106974,76.946684341015342,79.65367183434077,80.952316984309178,81.674899903211141,80.440130050761397,77.451615267785499,72.34383695022261,65.177133906618607,56.181784573820096,45.964336071910395,34.30241579573682,22.874047117907097,12.195798441752153,4.6159288539168637,1.1501203863593661,0.82042172002334823,0.41024979576214265,0,0,0,0,0,0,0,0,0,0,575.18322926594669,101]
["QLD1",2022,10,10,"Monday",{"$f":"Load_Data!D106","v":0},{"$f":"Load_Data!E106","v":0},{"$f":"Load_Data!F106","v":0},{"$f":"Load_Data!G106","v":0},{"$f":"Load_Data!H106","v":0},{"$f":"Load_Data!I106","v":0},{"$f":"Load_Data!J106","v":0},{"$f":"Load_Data!K106","v":0},{"$f":"Load_Data!L106","v":0},{"$f":"Load_Data!M106","v":0},{"$f":"Load_Data!N106","v":0},{"$f":"Load_Data!O106","v":1.0252072139322248},{"$f":"Load_Data!P106","v":3.8621242294851177},{"$f":"Load_Data!Q106","v":10.678598209316473},{"$f":"Load_Data!R106","v":21.414150675401615},{"$f":"Load_Data!S106","v":32.23517487779025},{"$f":"Load_Data!T106","v":42.328896452433177},{"$f":"Load_Data!U106","v":52.053758049230893},{"$f":"Load_Data!V106","v":62.154704888590942},{"$f":"Load_Data!W106","v":70.324391085166411},{"$f":"Load_Data!X106","v":74.31288271273533},{"$f":"Load_Data!Y106","v":77.430734704858963},{"$f":"Load_Data!Z106","v":81.395923591354446},{"$f":"Load_Data!AA106","v":82.770395373716894},{"$f":"Load_Data!AB106","v":83.051425908268499},{"$f":"Load_Data!AC106","v":82.179385674797473},{"$f":"Load_Data!AD106","v":80.472986530260215},{"$f":"Load_Data!AE106","v":75.57269209220874},{"$f":"Load_Data!AF106","v":68.078990397229319},{"$f":"Load_Data!AG106","v":58.380289580272624},{"$f":"Load_Data!AH106","v":48.044673344561048},{"$f":"Load_Data!AI106","v":35.680097153266132},{"$f":"Load_Data!AJ106","v":22.932796183374073},{"$f":"Load_Data!AK106","v":12.164604019755032},{"$f":"Load_Data!AL106","v":5.3235988550332198},{"$f":"Load_Data!AM106","v":1.4191432058234388},{"$f":"Load_Data!AN106","v":0.87690077050899007},{"$f":"Load_Data!AO106","v":0.43851995561629475},{"$f":"Load_Data!AP106","v":0},{"$f":"Load_Data!AQ106","v":0},{"$f":"Load_Data!AR106","v":0},{"$f":"Load_Data!AS106","v":0},{"$f":"Load_Data!AT106","v":0},{"$f":"Load_Data!AU106","v":0},{"$f":"Load_Data!AV106","v":0},{"$f":"Load_Data!AW106","v":0},{"$f":"Load_Data!AX106","v":0},{"$f":"Load_Data!AY106","v":0},null,102,2023,83.051425908268499,0,null,0,0,0,0,0,0,0,0,0,0,0,0,0,0,0,0,0,0,0,0,0,0,0,0,0,0,0,0,0,0,0,0,0,0,0,0,0,0,0,0,0,0,0,0,0,0,0,0,null,0,0,0,0,0,0,0,0,0,0,0,1.0252072139322248,3.8621242294851177,10.678598209316473,21.414150675401615,32.23517487779025,42.328896452433177,52.053758049230893,62.154704888590942,70.324391085166411,74.31288271273533,77.430734704858963,81.395923591354446,82.770395373716894,83.051425908268499,82.179385674797473,80.472986530260215,75.57269209220874,68.078990397229319,58.380289580272624,48.044673344561048,35.680097153266132,22.932796183374073,12.164604019755032,5.3235988550332198,1.4191432058234388,0.87690077050899007,0.43851995561629475,0,0,0,0,0,0,0,0,0,0,593.30152286749376,102]
["QLD1",2022,10,11,"Tuesday",{"$f":"Load_Data!D107","v":0},{"$f":"Load_Data!E107","v":0},{"$f":"Load_Data!F107","v":0},{"$f":"Load_Data!G107","v":0},{"$f":"Load_Data!H107","v":0},{"$f":"Load_Data!I107","v":0},{"$f":"Load_Data!J107","v":0},{"$f":"Load_Data!K107","v":0},{"$f":"Load_Data!L107","v":0},{"$f":"Load_Data!M107","v":0},{"$f":"Load_Data!N107","v":0},{"$f":"Load_Data!O107","v":0.92058756116428708},{"$f":"Load_Data!P107","v":2.0460594834119035},{"$f":"Load_Data!Q107","v":10.682093117057216},{"$f":"Load_Data!R107","v":19.318126750702529},{"$f":"Load_Data!S107","v":34.413887967913254},{"$f":"Load_Data!T107","v":45.049431966632461},{"$f":"Load_Data!U107","v":55.182781431846905},{"$f":"Load_Data!V107","v":63.584097497783745},{"$f":"Load_Data!W107","v":70.479797593105999},{"$f":"Load_Data!X107","v":73.565495540698848},{"$f":"Load_Data!Y107","v":75.687288986627465},{"$f":"Load_Data!Z107","v":77.500336216407462},{"$f":"Load_Data!AA107","v":77.820443289168068},{"$f":"Load_Data!AB107","v":77.146954897043855},{"$f":"Load_Data!AC107","v":75.615080798254937},{"$f":"Load_Data!AD107","v":71.499145763126563},{"$f":"Load_Data!AE107","v":65.56465417722778},{"$f":"Load_Data!AF107","v":57.51417213550247},{"$f":"Load_Data!AG107","v":48.048765707748245},{"$f":"Load_Data!AH107","v":40.693208809752704},{"$f":"Load_Data!AI107","v":28.167900520052541},{"$f":"Load_Data!AJ107","v":18.354908901759433},{"$f":"Load_Data!AK107","v":8.6433689096004134},{"$f":"Load_Data!AL107","v":3.6044247516762473},{"$f":"Load_Data!AM107","v":1.0273230228220194},{"$f":"Load_Data!AN107","v":0.71190796600767381},{"$f":"Load_Data!AO107","v":0.35596950276676176},{"$f":"Load_Data!AP107","v":0},{"$f":"Load_Data!AQ107","v":0},{"$f":"Load_Data!AR107","v":0},{"$f":"Load_Data!AS107","v":0},{"$f":"Load_Data!AT107","v":0},{"$f":"Load_Data!AU107","v":0},{"$f":"Load_Data!AV107","v":0},{"$f":"Load_Data!AW107","v":0},{"$f":"Load_Data!AX107","v":0},{"$f":"Load_Data!AY107","v":0},null,103,2023,77.820443289168068,0,null,0,0,0,0,0,0,0,0,0,0,0,0,0,0,0,0,0,0,0,0,0,0,0,0,0,0,0,0,0,0,0,0,0,0,0,0,0,0,0,0,0,0,0,0,0,0,0,0,null,0,0,0,0,0,0,0,0,0,0,0,0.92058756116428708,2.0460594834119035,10.682093117057216,19.318126750702529,34.413887967913254,45.049431966632461,55.182781431846905,63.584097497783745,70.479797593105999,73.565495540698848,75.687288986627465,77.500336216407462,77.820443289168068,77.146954897043855,75.615080798254937,71.499145763126563,65.56465417722778,57.51417213550247,48.048765707748245,40.693208809752704,28.167900520052541,18.354908901759433,8.6433689096004134,3.6044247516762473,1.0273230228220194,0.71190796600767381,0.35596950276676176,0,0,0,0,0,0,0,0,0,0,551.59910663293101,103]
["QLD1",2022,10,12,"Wednesday",{"$f":"Load_Data!D108","v":0},{"$f":"Load_Data!E108","v":0},{"$f":"Load_Data!F108","v":0},{"$f":"Load_Data!G108","v":0},{"$f":"Load_Data!H108","v":0},{"$f":"Load_Data!I108","v":0},{"$f":"Load_Data!J108","v":0},{"$f":"Load_Data!K108","v":0},{"$f":"Load_Data!L108","v":0},{"$f":"Load_Data!M108","v":0},{"$f":"Load_Data!N108","v":0},{"$f":"Load_Data!O108","v":0.48319311369740836},{"$f":"Load_Data!P108","v":0.99287585618264818},{"$f":"Load_Data!Q108","v":5.9290955653605852},{"$f":"Load_Data!R108","v":10.865315274538521},{"$f":"Load_Data!S108","v":21.288979211781715},{"$f":"Load_Data!T108","v":32.789571826287187},{"$f":"Load_Data!U108","v":39.78181227437689},{"$f":"Load_Data!V108","v":50.635040515052779},{"$f":"Load_Data!W108","v":55.63643593614502},{"$f":"Load_Data!X108","v":56.960931575384031},{"$f":"Load_Data!Y108","v":58.31264857836932},{"$f":"Load_Data!Z108","v":68.695875974566405},{"$f":"Load_Data!AA108","v":65.111470179979392},{"$f":"Load_Data!AB108","v":69.100769540093083},{"$f":"Load_Data!AC108","v":60.339837685467458},{"$f":"Load_Data!AD108","v":50.895273120785923},{"$f":"Load_Data!AE108","v":47.799822187882178},{"$f":"Load_Data!AF108","v":65.291136262704896},{"$f":"Load_Data!AG108","v":43.445881369864416},{"$f":"Load_Data!AH108","v":38.774203705303023},{"$f":"Load_Data!AI108","v":25.517331652005076},{"$f":"Load_Data!AJ108","v":17.68635435340445},{"$f":"Load_Data!AK108","v":8.9118300697386488},{"$f":"Load_Data!AL108","v":3.8093874430013561},{"$f":"Load_Data!AM108","v":1.2772624235932557},{"$f":"Load_Data!AN108","v":0.83171817506432888},{"$f":"Load_Data!AO108","v":0.43410350306444734},{"$f":"Load_Data!AP108","v":0},{"$f":"Load_Data!AQ108","v":0},{"$f":"Load_Data!AR108","v":0},{"$f":"Load_Data!AS108","v":0},{"$f":"Load_Data!AT108","v":0},{"$f":"Load_Data!AU108","v":0},{"$f":"Load_Data!AV108","v":0},{"$f":"Load_Data!AW108","v":0},{"$f":"Load_Data!AX108","v":0},{"$f":"Load_Data!AY108","v":0},null,104,2023,69.100769540093083,0,null,0,0,0,0,0,0,0,0,0,0,0,0,0,0,0,0,0,0,0,0,0,0,0,0,0,0,0,0,0,0,0,0,0,0,0,0,0,0,0,0,0,0,0,0,0,0,0,0,null,0,0,0,0,0,0,0,0,0,0,0,0.48319311369740836,0.99287585618264818,5.9290955653605852,10.865315274538521,21.288979211781715,32.789571826287187,39.78181227437689,50.635040515052779,55.63643593614502,56.960931575384031,58.31264857836932,68.695875974566405,65.111470179979392,69.100769540093083,60.339837685467458,50.895273120785923,47.799822187882178,65.291136262704896,43.445881369864416,38.774203705303023,25.517331652005076,17.68635435340445,8.9118300697386488,3.8093874430013561,1.2772624235932557,0.83171817506432888,0.43410350306444734,0,0,0,0,0,0,0,0,0,0,450.79907868684722,104]
["QLD1",2022,10,13,"Thursday",{"$f":"Load_Data!D109","v":0},{"$f":"Load_Data!E109","v":0},{"$f":"Load_Data!F109","v":0},{"$f":"Load_Data!G109","v":0},{"$f":"Load_Data!H109","v":0},{"$f":"Load_Data!I109","v":0},{"$f":"Load_Data!J109","v":0},{"$f":"Load_Data!K109","v":0},{"$f":"Load_Data!L109","v":0},{"$f":"Load_Data!M109","v":0},{"$f":"Load_Data!N109","v":0},{"$f":"Load_Data!O109","v":0.93105748754086592},{"$f":"Load_Data!P109","v":2.42679184680004},{"$f":"Load_Data!Q109","v":9.3069324073886524},{"$f":"Load_Data!R109","v":17.467150546480994},{"$f":"Load_Data!S109","v":28.367923364385312},{"$f":"Load_Data!T109","v":39.930872576103276},{"$f":"Load_Data!U109","v":51.141741968459165},{"$f":"Load_Data!V109","v":60.257084366047152},{"$f":"Load_Data!W109","v":66.511693525668264},{"$f":"Load_Data!X109","v":69.062865636019239},{"$f":"Load_Data!Y109","v":70.159714687570087},{"$f":"Load_Data!Z109","v":79.572105906173775},{"$f":"Load_Data!AA109","v":73.846065841126318},{"$f":"Load_Data!AB109","v":73.457228556538496},{"$f":"Load_Data!AC109","v":69.447177609466621},{"$f":"Load_Data!AD109","v":68.524074527475946},{"$f":"Load_Data!AE109","v":63.299998799077088},{"$f":"Load_Data!AF109","v":56.734284040404638},{"$f":"Load_Data!AG109","v":52.841911867916259},{"$f":"Load_Data!AH109","v":55.363348420706224},{"$f":"Load_Data!AI109","v":33.743339538051821},{"$f":"Load_Data!AJ109","v":23.094729068068197},{"$f":"Load_Data!AK109","v":11.974145791875289},{"$f":"Load_Data!AL109","v":4.7750891083428213},{"$f":"Load_Data!AM109","v":1.2167045204691924},{"$f":"Load_Data!AN109","v":0.73968413904178565},{"$f":"Load_Data!AO109","v":0.46948120505218077},{"$f":"Load_Data!AP109","v":0},{"$f":"Load_Data!AQ109","v":0},{"$f":"Load_Data!AR109","v":0},{"$f":"Load_Data!AS109","v":0},{"$f":"Load_Data!AT109","v":0},{"$f":"Load_Data!AU109","v":0},{"$f":"Load_Data!AV109","v":0},{"$f":"Load_Data!AW109","v":0},{"$f":"Load_Data!AX109","v":0},{"$f":"Load_Data!AY109","v":0},null,105,2023,79.572105906173775,0,null,0,0,0,0,0,0,0,0,0,0,0,0,0,0,0,0,0,0,0,0,0,0,0,0,0,0,0,0,0,0,0,0,0,0,0,0,0,0,0,0,0,0,0,0,0,0,0,0,null,0,0,0,0,0,0,0,0,0,0,0,0.93105748754086592,2.42679184680004,9.3069324073886524,17.467150546480994,28.367923364385312,39.930872576103276,51.141741968459165,60.257084366047152,66.511693525668264,69.062865636019239,70.159714687570087,79.572105906173775,73.846065841126318,73.457228556538496,69.447177609466621,68.524074527475946,63.299998799077088,56.734284040404638,52.841911867916259,55.363348420706224,33.743339538051821,23.094729068068197,11.974145791875289,4.7750891083428213,1.2167045204691924,0.73968413904178565,0.46948120505218077,0,0,0,0,0,0,0,0,0,0,542.33159867612483,105]
["QLD1",2022,10,14,"Friday",{"$f":"Load_Data!D110","v":0},{"$f":"Load_Data!E110","v":0},{"$f":"Load_Data!F110","v":0},{"$f":"Load_Data!G110","v":0},{"$f":"Load_Data!H110","v":0},{"$f":"Load_Data!I110","v":0},{"$f":"Load_Data!J110","v":0},{"$f":"Load_Data!K110","v":0},{"$f":"Load_Data!L110","v":0},{"$f":"Load_Data!M110","v":0},{"$f":"Load_Data!N110","v":0},{"$f":"Load_Data!O110","v":0.71283523549551309},{"$f":"Load_Data!P110","v":1.4256704709910262},{"$f":"Load_Data!Q110","v":5.8933123858443137},{"$f":"Load_Data!R110","v":11.310895091334876},{"$f":"Load_Data!S110","v":20.655400077055987},{"$f":"Load_Data!T110","v":31.019395051684899},{"$f":"Load_Data!U110","v":40.584026347849068},{"$f":"Load_Data!V110","v":49.288789251362111},{"$f":"Load_Data!W110","v":58.512141819656314},{"$f":"Load_Data!X110","v":63.557390433782089},{"$f":"Load_Data!Y110","v":68.709065979730298},{"$f":"Load_Data!Z110","v":71.891665286535101},{"$f":"Load_Data!AA110","v":75.812479852438969},{"$f":"Load_Data!AB110","v":77.997264019120507},{"$f":"Load_Data!AC110","v":77.169284381460628},{"$f":"Load_Data!AD110","v":75.655016404730347},{"$f":"Load_Data!AE110","v":71.02426462093571},{"$f":"Load_Data!AF110","v":67.097368703201639},{"$f":"Load_Data!AG110","v":54.228583495311533},{"$f":"Load_Data!AH110","v":53.491506134711344},{"$f":"Load_Data!AI110","v":29.186461212870096},{"$f":"Load_Data!AJ110","v":21.230292261870584},{"$f":"Load_Data!AK110","v":10.573334200347704},{"$f":"Load_Data!AL110","v":4.8561905820670983},{"$f":"Load_Data!AM110","v":1.2396420671981068},{"$f":"Load_Data!AN110","v":0.63757433825342724},{"$f":"Load_Data!AO110","v":0.3188352546535434},{"$f":"Load_Data!AP110","v":0},{"$f":"Load_Data!AQ110","v":0},{"$f":"Load_Data!AR110","v":0},{"$f":"Load_Data!AS110","v":0},{"$f":"Load_Data!AT110","v":0},{"$f":"Load_Data!AU110","v":0},{"$f":"Load_Data!AV110","v":0},{"$f":"Load_Data!AW110","v":0},{"$f":"Load_Data!AX110","v":0},{"$f":"Load_Data!AY110","v":0},null,106,2023,77.997264019120507,0,null,0,0,0,0,0,0,0,0,0,0,0,0,0,0,0,0,0,0,0,0,0,0,0,0,0,0,0,0,0,0,0,0,0,0,0,0,0,0,0,0,0,0,0,0,0,0,0,0,null,0,0,0,0,0,0,0,0,0,0,0,0.71283523549551309,1.4256704709910262,5.8933123858443137,11.310895091334876,20.655400077055987,31.019395051684899,40.584026347849068,49.288789251362111,58.512141819656314,63.557390433782089,68.709065979730298,71.891665286535101,75.812479852438969,77.997264019120507,77.169284381460628,75.655016404730347,71.02426462093571,67.097368703201639,54.228583495311533,53.491506134711344,29.186461212870096,21.230292261870584,10.573334200347704,4.8561905820670983,1.2396420671981068,0.63757433825342724,0.3188352546535434,0,0,0,0,0,0,0,0,0,0,522.03934248024643,106]
["QLD1",2022,10,15,"Saturday",{"$f":"Load_Data!D111","v":0},{"$f":"Load_Data!E111","v":0},{"$f":"Load_Data!F111","v":0},{"$f":"Load_Data!G111","v":0},{"$f":"Load_Data!H111","v":0},{"$f":"Load_Data!I111","v":0},{"$f":"Load_Data!J111","v":0},{"$f":"Load_Data!K111","v":0},{"$f":"Load_Data!L111","v":0},{"$f":"Load_Data!M111","v":0},{"$f":"Load_Data!N111","v":0},{"$f":"Load_Data!O111","v":0.83076600550134394},{"$f":"Load_Data!P111","v":1.6615320110026883},{"$f":"Load_Data!Q111","v":5.9286376830197103},{"$f":"Load_Data!R111","v":10.195743355036733},{"$f":"Load_Data!S111","v":17.515609089304622},{"$f":"Load_Data!T111","v":27.729082207992899},{"$f":"Load_Data!U111","v":36.323466799067525},{"$f":"Load_Data!V111","v":44.025893776434607},{"$f":"Load_Data!W111","v":50.14122897412755},{"$f":"Load_Data!X111","v":60.896520254910556},{"$f":"Load_Data!Y111","v":64.565180856229645},{"$f":"Load_Data!Z111","v":68.031824189846418},{"$f":"Load_Data!AA111","v":63.260171001683659},{"$f":"Load_Data!AB111","v":79.757472116844838},{"$f":"Load_Data!AC111","v":67.025617721449692},{"$f":"Load_Data!AD111","v":81.877848965238428},{"$f":"Load_Data!AE111","v":66.931723052290039},{"$f":"Load_Data!AF111","v":58.640435857113523},{"$f":"Load_Data!AG111","v":52.701465823476653},{"$f":"Load_Data!AH111","v":44.79742137255387},{"$f":"Load_Data!AI111","v":32.251455707776181},{"$f":"Load_Data!AJ111","v":21.368000905066008},{"$f":"Load_Data!AK111","v":12.176139928601332},{"$f":"Load_Data!AL111","v":5.5920798326871806},{"$f":"Load_Data!AM111","v":1.4352463700045364},{"$f":"Load_Data!AN111","v":0.5398971702500317},{"$f":"Load_Data!AO111","v":0.39461227706803303},{"$f":"Load_Data!AP111","v":0},{"$f":"Load_Data!AQ111","v":0},{"$f":"Load_Data!AR111","v":0},{"$f":"Load_Data!AS111","v":0},{"$f":"Load_Data!AT111","v":0},{"$f":"Load_Data!AU111","v":0},{"$f":"Load_Data!AV111","v":0},{"$f":"Load_Data!AW111","v":0},{"$f":"Load_Data!AX111","v":0},{"$f":"Load_Data!AY111","v":0},null,107,2023,81.877848965238428,0,null,0,0,0,0,0,0,0,0,0,0,0,0,0,0,0,0,0,0,0,0,0,0,0,0,0,0,0,0,0,0,0,0,0,0,0,0,0,0,0,0,0,0,0,0,0,0,0,0,null,0,0,0,0,0,0,0,0,0,0,0,0.83076600550134394,1.6615320110026883,5.9286376830197103,10.195743355036733,17.515609089304622,27.729082207992899,36.323466799067525,44.025893776434607,50.14122897412755,60.896520254910556,64.565180856229645,68.031824189846418,63.260171001683659,79.757472116844838,67.025617721449692,81.877848965238428,66.931723052290039,58.640435857113523,52.701465823476653,44.79742137255387,32.251455707776181,21.368000905066008,12.176139928601332,5.5920798326871806,1.4352463700045364,0.5398971702500317,0.39461227706803303,0,0,0,0,0,0,0,0,0,0,488.29753665228901,107]
["QLD1",2022,10,16,"Sunday",{"$f":"Load_Data!D112","v":0},{"$f":"Load_Data!E112","v":0},{"$f":"Load_Data!F112","v":0},{"$f":"Load_Data!G112","v":0},{"$f":"Load_Data!H112","v":0},{"$f":"Load_Data!I112","v":0},{"$f":"Load_Data!J112","v":0},{"$f":"Load_Data!K112","v":0},{"$f":"Load_Data!L112","v":0},{"$f":"Load_Data!M112","v":0},{"$f":"Load_Data!N112","v":0},{"$f":"Load_Data!O112","v":1.5858677332384479},{"$f":"Load_Data!P112","v":4.0426997367572479},{"$f":"Load_Data!Q112","v":14.526784357777267},{"$f":"Load_Data!R112","v":25.010868978797284},{"$f":"Load_Data!S112","v":41.803471558456614},{"$f":"Load_Data!T112","v":53.76152324003376},{"$f":"Load_Data!U112","v":65.643299076269187},{"$f":"Load_Data!V112","v":73.794897582927021},{"$f":"Load_Data!W112","v":79.943289130899501},{"$f":"Load_Data!X112","v":83.006578279195764},{"$f":"Load_Data!Y112","v":85.748856029896331},{"$f":"Load_Data!Z112","v":87.384089987895621},{"$f":"Load_Data!AA112","v":88.042509709284388},{"$f":"Load_Data!AB112","v":87.773782258939306},{"$f":"Load_Data!AC112","v":87.077008312495678},{"$f":"Load_Data!AD112","v":84.760987460739983},{"$f":"Load_Data!AE112","v":80.384234681955562},{"$f":"Load_Data!AF112","v":73.243327618463113},{"$f":"Load_Data!AG112","v":63.685432069456624},{"$f":"Load_Data!AH112","v":52.305018476510945},{"$f":"Load_Data!AI112","v":39.51765241845154},{"$f":"Load_Data!AJ112","v":27.033387430895068},{"$f":"Load_Data!AK112","v":15.697036612654298},{"$f":"Load_Data!AL112","v":6.9504623226506563},{"$f":"Load_Data!AM112","v":1.6955866942502482},{"$f":"Load_Data!AN112","v":0.56806270684768589},{"$f":"Load_Data!AO112","v":0.61492456462362466},{"$f":"Load_Data!AP112","v":0},{"$f":"Load_Data!AQ112","v":0},{"$f":"Load_Data!AR112","v":0},{"$f":"Load_Data!AS112","v":0},{"$f":"Load_Data!AT112","v":0},{"$f":"Load_Data!AU112","v":0},{"$f":"Load_Data!AV112","v":0},{"$f":"Load_Data!AW112","v":0},{"$f":"Load_Data!AX112","v":0},{"$f":"Load_Data!AY112","v":0},null,108,2023,88.042509709284388,0,null,0,0,0,0,0,0,0,0,0,0,0,0,0,0,0,0,0,0,0,0,0,0,0,0,0,0,0,0,0,0,0,0,0,0,0,0,0,0,0,0,0,0,0,0,0,0,0,0,null,0,0,0,0,0,0,0,0,0,0,0,1.5858677332384479,4.0426997367572479,14.526784357777267,25.010868978797284,41.803471558456614,53.76152324003376,65.643299076269187,73.794897582927021,79.943289130899501,83.006578279195764,85.748856029896331,87.384089987895621,88.042509709284388,87.773782258939306,87.077008312495678,84.760987460739983,80.384234681955562,73.243327618463113,63.685432069456624,52.305018476510945,39.51765241845154,27.033387430895068,15.697036612654298,6.9504623226506563,1.6955866942502482,0.56806270684768589,0.61492456462362466,0,0,0,0,0,0,0,0,0,0,662.8008195151815,108]
["QLD1",2022,10,17,"Monday",{"$f":"Load_Data!D113","v":0},{"$f":"Load_Data!E113","v":0},{"$f":"Load_Data!F113","v":0},{"$f":"Load_Data!G113","v":0},{"$f":"Load_Data!H113","v":0},{"$f":"Load_Data!I113","v":0},{"$f":"Load_Data!J113","v":0},{"$f":"Load_Data!K113","v":0},{"$f":"Load_Data!L113","v":0},{"$f":"Load_Data!M113","v":0},{"$f":"Load_Data!N113","v":0},{"$f":"Load_Data!O113","v":1.632187232528381},{"$f":"Load_Data!P113","v":4.0366566425004473},{"$f":"Load_Data!Q113","v":14.530412923858357},{"$f":"Load_Data!R113","v":25.024169205216275},{"$f":"Load_Data!S113","v":40.074984432706628},{"$f":"Load_Data!T113","v":51.690970097117948},{"$f":"Load_Data!U113","v":62.704327821643034},{"$f":"Load_Data!V113","v":70.375570232508963},{"$f":"Load_Data!W113","v":76.526296450040931},{"$f":"Load_Data!X113","v":79.945211757117121},{"$f":"Load_Data!Y113","v":82.77205183211376},{"$f":"Load_Data!Z113","v":84.634638812139713},{"$f":"Load_Data!AA113","v":84.910795665457954},{"$f":"Load_Data!AB113","v":83.382213484735104},{"$f":"Load_Data!AC113","v":81.675498680130104},{"$f":"Load_Data!AD113","v":78.033030359872185},{"$f":"Load_Data!AE113","v":71.650669011798016},{"$f":"Load_Data!AF113","v":63.272928812431687},{"$f":"Load_Data!AG113","v":53.484339252988676},{"$f":"Load_Data!AH113","v":42.072288780599827},{"$f":"Load_Data!AI113","v":30.17884146055934},{"$f":"Load_Data!AJ113","v":20.315632517928638},{"$f":"Load_Data!AK113","v":11.677340273884797},{"$f":"Load_Data!AL113","v":4.5669230267232903},{"$f":"Load_Data!AM113","v":1.6304954962238674},{"$f":"Load_Data!AN113","v":0.73890386824989784},{"$f":"Load_Data!AO113","v":0.36964315961491434},{"$f":"Load_Data!AP113","v":2.5275842495479326E-4},{"$f":"Load_Data!AQ113","v":0},{"$f":"Load_Data!AR113","v":0},{"$f":"Load_Data!AS113","v":0},{"$f":"Load_Data!AT113","v":0},{"$f":"Load_Data!AU113","v":0},{"$f":"Load_Data!AV113","v":0},{"$f":"Load_Data!AW113","v":0},{"$f":"Load_Data!AX113","v":0},{"$f":"Load_Data!AY113","v":0},null,109,2023,84.910795665457954,0,null,0,0,0,0,0,0,0,0,0,0,0,0,0,0,0,0,0,0,0,0,0,0,0,0,0,0,0,0,0,0,0,0,0,0,0,0,0,0,0,0,0,0,0,0,0,0,0,0,null,0,0,0,0,0,0,0,0,0,0,0,1.632187232528381,4.0366566425004473,14.530412923858357,25.024169205216275,40.074984432706628,51.690970097117948,62.704327821643034,70.375570232508963,76.526296450040931,79.945211757117121,82.77205183211376,84.634638812139713,84.910795665457954,83.382213484735104,81.675498680130104,78.033030359872185,71.650669011798016,63.272928812431687,53.484339252988676,42.072288780599827,30.17884146055934,20.315632517928638,11.677340273884797,4.5669230267232903,1.6304954962238674,0.73890386824989784,0.36964315961491434,2.5275842495479326E-4,0,0,0,0,0,0,0,0,0,610.95363702455757,109]
["QLD1",2022,10,18,"Tuesday",{"$f":"Load_Data!D114","v":0},{"$f":"Load_Data!E114","v":0},{"$f":"Load_Data!F114","v":0},{"$f":"Load_Data!G114","v":0},{"$f":"Load_Data!H114","v":0},{"$f":"Load_Data!I114","v":0},{"$f":"Load_Data!J114","v":0},{"$f":"Load_Data!K114","v":0},{"$f":"Load_Data!L114","v":0},{"$f":"Load_Data!M114","v":0},{"$f":"Load_Data!N114","v":0},{"$f":"Load_Data!O114","v":0.98563964033548968},{"$f":"Load_Data!P114","v":1.9712792806709794},{"$f":"Load_Data!Q114","v":7.4620281313400207},{"$f":"Load_Data!R114","v":13.165910157685229},{"$f":"Load_Data!S114","v":25.438925746751284},{"$f":"Load_Data!T114","v":37.311511107631326},{"$f":"Load_Data!U114","v":46.344562423957996},{"$f":"Load_Data!V114","v":56.592316991998359},{"$f":"Load_Data!W114","v":56.761504876626987},{"$f":"Load_Data!X114","v":63.094092987433328},{"$f":"Load_Data!Y114","v":53.318791845432244},{"$f":"Load_Data!Z114","v":55.717763014035611},{"$f":"Load_Data!AA114","v":57.711439550203025},{"$f":"Load_Data!AB114","v":67.41428325581721},{"$f":"Load_Data!AC114","v":52.848578789209746},{"$f":"Load_Data!AD114","v":51.216790812802216},{"$f":"Load_Data!AE114","v":46.825337150468485},{"$f":"Load_Data!AF114","v":44.369253503806291},{"$f":"Load_Data!AG114","v":33.721584493263045},{"$f":"Load_Data!AH114","v":40.189701366334965},{"$f":"Load_Data!AI114","v":19.053183266570553},{"$f":"Load_Data!AJ114","v":23.634278655762404},{"$f":"Load_Data!AK114","v":12.783185160723745},{"$f":"Load_Data!AL114","v":5.2401479657479122},{"$f":"Load_Data!AM114","v":1.4988679117021622},{"$f":"Load_Data!AN114","v":0.81657277023474717},{"$f":"Load_Data!AO114","v":0.40843910235352099},{"$f":"Load_Data!AP114","v":0},{"$f":"Load_Data!AQ114","v":0},{"$f":"Load_Data!AR114","v":0},{"$f":"Load_Data!AS114","v":0},{"$f":"Load_Data!AT114","v":0},{"$f":"Load_Data!AU114","v":0},{"$f":"Load_Data!AV114","v":0},{"$f":"Load_Data!AW114","v":0},{"$f":"Load_Data!AX114","v":0},{"$f":"Load_Data!AY114","v":0},null,110,2023,67.41428325581721,0,null,0,0,0,0,0,0,0,0,0,0,0,0,0,0,0,0,0,0,0,0,0,0,0,0,0,0,0,0,0,0,0,0,0,0,0,0,0,0,0,0,0,0,0,0,0,0,0,0,null,0,0,0,0,0,0,0,0,0,0,0,0.98563964033548968,1.9712792806709794,7.4620281313400207,13.165910157685229,25.438925746751284,37.311511107631326,46.344562423957996,56.592316991998359,56.761504876626987,63.094092987433328,53.318791845432244,55.717763014035611,57.711439550203025,67.41428325581721,52.848578789209746,51.216790812802216,46.825337150468485,44.369253503806291,33.721584493263045,40.189701366334965,19.053183266570553,23.634278655762404,12.783185160723745,5.2401479657479122,1.4988679117021622,0.81657277023474717,0.40843910235352099,0,0,0,0,0,0,0,0,0,0,437.94798497944942,110]
["QLD1",2022,10,19,"Wednesday",{"$f":"Load_Data!D115","v":0},{"$f":"Load_Data!E115","v":0},{"$f":"Load_Data!F115","v":0},{"$f":"Load_Data!G115","v":0},{"$f":"Load_Data!H115","v":0},{"$f":"Load_Data!I115","v":0},{"$f":"Load_Data!J115","v":0},{"$f":"Load_Data!K115","v":0},{"$f":"Load_Data!L115","v":0},{"$f":"Load_Data!M115","v":0},{"$f":"Load_Data!N115","v":0},{"$f":"Load_Data!O115","v":1.4015660317497716},{"$f":"Load_Data!P115","v":3.6568250421497495},{"$f":"Load_Data!Q115","v":12.831768940550784},{"$f":"Load_Data!R115","v":22.006712838951813},{"$f":"Load_Data!S115","v":34.68302316140808},{"$f":"Load_Data!T115","v":47.410159883823098},{"$f":"Load_Data!U115","v":57.546081458509803},{"$f":"Load_Data!V115","v":65.683101605293871},{"$f":"Load_Data!W115","v":72.550649603822066},{"$f":"Load_Data!X115","v":77.704407413476545},{"$f":"Load_Data!Y115","v":81.546349692277786},{"$f":"Load_Data!Z115","v":82.18499895839048},{"$f":"Load_Data!AA115","v":83.791285187095895},{"$f":"Load_Data!AB115","v":84.668511769745052},{"$f":"Load_Data!AC115","v":83.662719197181985},{"$f":"Load_Data!AD115","v":78.754525248185303},{"$f":"Load_Data!AE115","v":65.976621735847644},{"$f":"Load_Data!AF115","v":61.393583793323167},{"$f":"Load_Data!AG115","v":37.749465809460645},{"$f":"Load_Data!AH115","v":44.581768173860283},{"$f":"Load_Data!AI115","v":32.037899445560818},{"$f":"Load_Data!AJ115","v":34.475138880995068},{"$f":"Load_Data!AK115","v":13.701361271695028},{"$f":"Load_Data!AL115","v":5.9778045426365685},{"$f":"Load_Data!AM115","v":1.9809722163811501},{"$f":"Load_Data!AN115","v":0.92163775194957043},{"$f":"Load_Data!AO115","v":0.46096910579407963},{"$f":"Load_Data!AP115","v":0},{"$f":"Load_Data!AQ115","v":0},{"$f":"Load_Data!AR115","v":0},{"$f":"Load_Data!AS115","v":0},{"$f":"Load_Data!AT115","v":0},{"$f":"Load_Data!AU115","v":0},{"$f":"Load_Data!AV115","v":0},{"$f":"Load_Data!AW115","v":0},{"$f":"Load_Data!AX115","v":0},{"$f":"Load_Data!AY115","v":0},null,111,2023,84.668511769745052,0,null,0,0,0,0,0,0,0,0,0,0,0,0,0,0,0,0,0,0,0,0,0,0,0,0,0,0,0,0,0,0,0,0,0,0,0,0,0,0,0,0,0,0,0,0,0,0,0,0,null,0,0,0,0,0,0,0,0,0,0,0,1.4015660317497716,3.6568250421497495,12.831768940550784,22.006712838951813,34.68302316140808,47.410159883823098,57.546081458509803,65.683101605293871,72.550649603822066,77.704407413476545,81.546349692277786,82.18499895839048,83.791285187095895,84.668511769745052,83.662719197181985,78.754525248185303,65.976621735847644,61.393583793323167,37.749465809460645,44.581768173860283,32.037899445560818,34.475138880995068,13.701361271695028,5.9778045426365685,1.9809722163811501,0.92163775194957043,0.46096910579407963,0,0,0,0,0,0,0,0,0,0,594.66995438005813,111]
["QLD1",2022,10,20,"Thursday",{"$f":"Load_Data!D116","v":0},{"$f":"Load_Data!E116","v":0},{"$f":"Load_Data!F116","v":0},{"$f":"Load_Data!G116","v":0},{"$f":"Load_Data!H116","v":0},{"$f":"Load_Data!I116","v":0},{"$f":"Load_Data!J116","v":0},{"$f":"Load_Data!K116","v":0},{"$f":"Load_Data!L116","v":0},{"$f":"Load_Data!M116","v":0},{"$f":"Load_Data!N116","v":0},{"$f":"Load_Data!O116","v":1.5621881898240189},{"$f":"Load_Data!P116","v":3.8006498138188705},{"$f":"Load_Data!Q116","v":12.805248775851345},{"$f":"Load_Data!R116","v":22.008439953300652},{"$f":"Load_Data!S116","v":34.022473562413325},{"$f":"Load_Data!T116","v":44.869155045478351},{"$f":"Load_Data!U116","v":53.956346913907524},{"$f":"Load_Data!V116","v":63.453351154301238},{"$f":"Load_Data!W116","v":70.420867712975138},{"$f":"Load_Data!X116","v":75.697076922375146},{"$f":"Load_Data!Y116","v":77.655778976490723},{"$f":"Load_Data!Z116","v":82.969580904133053},{"$f":"Load_Data!AA116","v":85.354615682572202},{"$f":"Load_Data!AB116","v":100},{"$f":"Load_Data!AC116","v":84.940445931391537},{"$f":"Load_Data!AD116","v":88.530205090277363},{"$f":"Load_Data!AE116","v":71.793722951282234},{"$f":"Load_Data!AF116","v":79.551260479374861},{"$f":"Load_Data!AG116","v":56.556425476371409},{"$f":"Load_Data!AH116","v":55.101882452467002},{"$f":"Load_Data!AI116","v":29.038357806341057},{"$f":"Load_Data!AJ116","v":18.596461753082103},{"$f":"Load_Data!AK116","v":10.756624726579414},{"$f":"Load_Data!AL116","v":5.9046345833860441},{"$f":"Load_Data!AM116","v":1.5178874420741313},{"$f":"Load_Data!AN116","v":0.86347101564987394},{"$f":"Load_Data!AO116","v":0.4534141815364468},{"$f":"Load_Data!AP116","v":0},{"$f":"Load_Data!AQ116","v":0},{"$f":"Load_Data!AR116","v":0},{"$f":"Load_Data!AS116","v":0},{"$f":"Load_Data!AT116","v":0},{"$f":"Load_Data!AU116","v":0},{"$f":"Load_Data!AV116","v":0},{"$f":"Load_Data!AW116","v":0},{"$f":"Load_Data!AX116","v":0},{"$f":"Load_Data!AY116","v":0},null,112,2023,100,0,null,0,0,0,0,0,0,0,0,0,0,0,0,0,0,0,0,0,0,0,0,0,0,0,0,0,0,0,0,0,0,0,0,0,0,0,0,0,0,0,0,0,0,0,0,0,0,0,0,null,0,0,0,0,0,0,0,0,0,0,0,1.5621881898240189,3.8006498138188705,12.805248775851345,22.008439953300652,34.022473562413325,44.869155045478351,53.956346913907524,63.453351154301238,70.420867712975138,75.697076922375146,77.655778976490723,82.969580904133053,85.354615682572202,100,84.940445931391537,88.530205090277363,71.793722951282234,79.551260479374861,56.556425476371409,55.101882452467002,29.038357806341057,18.596461753082103,10.756624726579414,5.9046345833860441,1.5178874420741313,0.86347101564987394,0.4534141815364468,0,0,0,0,0,0,0,0,0,0,616.0902837486276,112]
["QLD1",2022,10,21,"Friday",{"$f":"Load_Data!D117","v":0},{"$f":"Load_Data!E117","v":0},{"$f":"Load_Data!F117","v":0},{"$f":"Load_Data!G117","v":0},{"$f":"Load_Data!H117","v":0},{"$f":"Load_Data!I117","v":0},{"$f":"Load_Data!J117","v":0},{"$f":"Load_Data!K117","v":0},{"$f":"Load_Data!L117","v":0},{"$f":"Load_Data!M117","v":0},{"$f":"Load_Data!N117","v":0},{"$f":"Load_Data!O117","v":1.472126993751828},{"$f":"Load_Data!P117","v":3.2222216387570022},{"$f":"Load_Data!Q117","v":11.919290970736412},{"$f":"Load_Data!R117","v":20.616360302715815},{"$f":"Load_Data!S117","v":31.217156943344072},{"$f":"Load_Data!T117","v":41.721023859128458},{"$f":"Load_Data!U117","v":51.029072027820767},{"$f":"Load_Data!V117","v":58.176576756998401},{"$f":"Load_Data!W117","v":62.55863169490847},{"$f":"Load_Data!X117","v":66.309382639543173},{"$f":"Load_Data!Y117","v":64.99685185147051},{"$f":"Load_Data!Z117","v":68.33589755787402},{"$f":"Load_Data!AA117","v":68.690488385805139},{"$f":"Load_Data!AB117","v":78.67391368022102},{"$f":"Load_Data!AC117","v":69.444493823138316},{"$f":"Load_Data!AD117","v":67.550337057393463},{"$f":"Load_Data!AE117","v":61.964538845205787},{"$f":"Load_Data!AF117","v":57.627335812437472},{"$f":"Load_Data!AG117","v":50.50590362198529},{"$f":"Load_Data!AH117","v":39.067539843862569},{"$f":"Load_Data!AI117","v":26.321667420721116},{"$f":"Load_Data!AJ117","v":23.019309296911228},{"$f":"Load_Data!AK117","v":10.796461378768017},{"$f":"Load_Data!AL117","v":3.7754610075626029},{"$f":"Load_Data!AM117","v":1.1175130129514999},{"$f":"Load_Data!AN117","v":0.75892063645713348},{"$f":"Load_Data!AO117","v":0.37958671146106521},{"$f":"Load_Data!AP117","v":0},{"$f":"Load_Data!AQ117","v":0},{"$f":"Load_Data!AR117","v":0},{"$f":"Load_Data!AS117","v":0},{"$f":"Load_Data!AT117","v":0},{"$f":"Load_Data!AU117","v":0},{"$f":"Load_Data!AV117","v":0},{"$f":"Load_Data!AW117","v":0},{"$f":"Load_Data!AX117","v":0},{"$f":"Load_Data!AY117","v":0},null,113,2023,78.67391368022102,0,null,0,0,0,0,0,0,0,0,0,0,0,0,0,0,0,0,0,0,0,0,0,0,0,0,0,0,0,0,0,0,0,0,0,0,0,0,0,0,0,0,0,0,0,0,0,0,0,0,null,0,0,0,0,0,0,0,0,0,0,0,1.472126993751828,3.2222216387570022,11.919290970736412,20.616360302715815,31.217156943344072,41.721023859128458,51.029072027820767,58.176576756998401,62.55863169490847,66.309382639543173,64.99685185147051,68.33589755787402,68.690488385805139,78.67391368022102,69.444493823138316,67.550337057393463,61.964538845205787,57.627335812437472,50.50590362198529,39.067539843862569,26.321667420721116,23.019309296911228,10.796461378768017,3.7754610075626029,1.1175130129514999,0.75892063645713348,0.37958671146106521,0,0,0,0,0,0,0,0,0,0,520.63403188596556,113]
["QLD1",2022,10,22,"Saturday",{"$f":"Load_Data!D118","v":0},{"$f":"Load_Data!E118","v":0},{"$f":"Load_Data!F118","v":0},{"$f":"Load_Data!G118","v":0},{"$f":"Load_Data!H118","v":0},{"$f":"Load_Data!I118","v":0},{"$f":"Load_Data!J118","v":0},{"$f":"Load_Data!K118","v":0},{"$f":"Load_Data!L118","v":0},{"$f":"Load_Data!M118","v":0},{"$f":"Load_Data!N118","v":0},{"$f":"Load_Data!O118","v":1.2760517775068108},{"$f":"Load_Data!P118","v":2.5521035550136211},{"$f":"Load_Data!Q118","v":6.4734603767411141},{"$f":"Load_Data!R118","v":12.441398110999865},{"$f":"Load_Data!S118","v":21.979631853270003},{"$f":"Load_Data!T118","v":32.284150609844893},{"$f":"Load_Data!U118","v":41.035353837727932},{"$f":"Load_Data!V118","v":51.104308537344359},{"$f":"Load_Data!W118","v":57.526680817294427},{"$f":"Load_Data!X118","v":65.115665737089401},{"$f":"Load_Data!Y118","v":67.38188147196324},{"$f":"Load_Data!Z118","v":72.054434277266949},{"$f":"Load_Data!AA118","v":74.49090986503748},{"$f":"Load_Data!AB118","v":74.37964424408041},{"$f":"Load_Data!AC118","v":72.753078964362203},{"$f":"Load_Data!AD118","v":71.002020751537557},{"$f":"Load_Data!AE118","v":66.369349068805462},{"$f":"Load_Data!AF118","v":58.036688817726031},{"$f":"Load_Data!AG118","v":46.411005196028363},{"$f":"Load_Data!AH118","v":38.164181900970327},{"$f":"Load_Data!AI118","v":26.621449592829684},{"$f":"Load_Data!AJ118","v":18.536277379536582},{"$f":"Load_Data!AK118","v":11.075503652585322},{"$f":"Load_Data!AL118","v":4.0772317661723489},{"$f":"Load_Data!AM118","v":1.1755823051488823},{"$f":"Load_Data!AN118","v":0.39210984637653545},{"$f":"Load_Data!AO118","v":0.38290253219008802},{"$f":"Load_Data!AP118","v":0},{"$f":"Load_Data!AQ118","v":0},{"$f":"Load_Data!AR118","v":0},{"$f":"Load_Data!AS118","v":0},{"$f":"Load_Data!AT118","v":0},{"$f":"Load_Data!AU118","v":0},{"$f":"Load_Data!AV118","v":0},{"$f":"Load_Data!AW118","v":0},{"$f":"Load_Data!AX118","v":0},{"$f":"Load_Data!AY118","v":0},null,114,2023,74.49090986503748,0,null,0,0,0,0,0,0,0,0,0,0,0,0,0,0,0,0,0,0,0,0,0,0,0,0,0,0,0,0,0,0,0,0,0,0,0,0,0,0,0,0,0,0,0,0,0,0,0,0,null,0,0,0,0,0,0,0,0,0,0,0,1.2760517775068108,2.5521035550136211,6.4734603767411141,12.441398110999865,21.979631853270003,32.284150609844893,41.035353837727932,51.104308537344359,57.526680817294427,65.115665737089401,67.38188147196324,72.054434277266949,74.49090986503748,74.37964424408041,72.753078964362203,71.002020751537557,66.369349068805462,58.036688817726031,46.411005196028363,38.164181900970327,26.621449592829684,18.536277379536582,11.075503652585322,4.0772317661723489,1.1755823051488823,0.39210984637653545,0.38290253219008802,0,0,0,0,0,0,0,0,0,0,497.54652842272492,114]
["QLD1",2022,10,23,"Sunday",{"$f":"Load_Data!D119","v":0},{"$f":"Load_Data!E119","v":0},{"$f":"Load_Data!F119","v":0},{"$f":"Load_Data!G119","v":0},{"$f":"Load_Data!H119","v":0},{"$f":"Load_Data!I119","v":0},{"$f":"Load_Data!J119","v":0},{"$f":"Load_Data!K119","v":0},{"$f":"Load_Data!L119","v":0},{"$f":"Load_Data!M119","v":0},{"$f":"Load_Data!N119","v":0},{"$f":"Load_Data!O119","v":1.1941658683475782},{"$f":"Load_Data!P119","v":2.3883317366951569},{"$f":"Load_Data!Q119","v":10.13881117666498},{"$f":"Load_Data!R119","v":17.889290616634803},{"$f":"Load_Data!S119","v":29.96948534390641},{"$f":"Load_Data!T119","v":40.210281839937053},{"$f":"Load_Data!U119","v":50.768397329898043},{"$f":"Load_Data!V119","v":58.933934223286791},{"$f":"Load_Data!W119","v":64.493101391127908},{"$f":"Load_Data!X119","v":70.761400255133282},{"$f":"Load_Data!Y119","v":73.603781087011257},{"$f":"Load_Data!Z119","v":76.252621513691267},{"$f":"Load_Data!AA119","v":78.386475626534704},{"$f":"Load_Data!AB119","v":77.461715804807355},{"$f":"Load_Data!AC119","v":72.369362223092082},{"$f":"Load_Data!AD119","v":73.398621312882184},{"$f":"Load_Data!AE119","v":64.699444434522349},{"$f":"Load_Data!AF119","v":56.398433673685467},{"$f":"Load_Data!AG119","v":45.331170190697883},{"$f":"Load_Data!AH119","v":36.453523017485018},{"$f":"Load_Data!AI119","v":26.387698076004352},{"$f":"Load_Data!AJ119","v":18.127403086269165},{"$f":"Load_Data!AK119","v":10.338982489832331},{"$f":"Load_Data!AL119","v":5.8697896514326091},{"$f":"Load_Data!AM119","v":2.0535637313698158},{"$f":"Load_Data!AN119","v":0.50065068810863456},{"$f":"Load_Data!AO119","v":0.49239725856917005},{"$f":"Load_Data!AP119","v":0},{"$f":"Load_Data!AQ119","v":0},{"$f":"Load_Data!AR119","v":0},{"$f":"Load_Data!AS119","v":0},{"$f":"Load_Data!AT119","v":0},{"$f":"Load_Data!AU119","v":0},{"$f":"Load_Data!AV119","v":0},{"$f":"Load_Data!AW119","v":0},{"$f":"Load_Data!AX119","v":0},{"$f":"Load_Data!AY119","v":0},null,115,2023,78.386475626534704,0,null,0,0,0,0,0,0,0,0,0,0,0,0,0,0,0,0,0,0,0,0,0,0,0,0,0,0,0,0,0,0,0,0,0,0,0,0,0,0,0,0,0,0,0,0,0,0,0,0,null,0,0,0,0,0,0,0,0,0,0,0,1.1941658683475782,2.3883317366951569,10.13881117666498,17.889290616634803,29.96948534390641,40.210281839937053,50.768397329898043,58.933934223286791,64.493101391127908,70.761400255133282,73.603781087011257,76.252621513691267,78.386475626534704,77.461715804807355,72.369362223092082,73.398621312882184,64.699444434522349,56.398433673685467,45.331170190697883,36.453523017485018,26.387698076004352,18.127403086269165,10.338982489832331,5.8697896514326091,2.0535637313698158,0.50065068810863456,0.49239725856917005,0,0,0,0,0,0,0,0,0,0,532.43641682381383,115]
["QLD1",2022,10,24,"Monday",{"$f":"Load_Data!D120","v":0},{"$f":"Load_Data!E120","v":0},{"$f":"Load_Data!F120","v":0},{"$f":"Load_Data!G120","v":0},{"$f":"Load_Data!H120","v":0},{"$f":"Load_Data!I120","v":0},{"$f":"Load_Data!J120","v":0},{"$f":"Load_Data!K120","v":0},{"$f":"Load_Data!L120","v":0},{"$f":"Load_Data!M120","v":0},{"$f":"Load_Data!N120","v":0},{"$f":"Load_Data!O120","v":1.6599774403589822},{"$f":"Load_Data!P120","v":3.5168467109284451},{"$f":"Load_Data!Q120","v":11.619971788295567},{"$f":"Load_Data!R120","v":19.72309686566269},{"$f":"Load_Data!S120","v":33.746703530778746},{"$f":"Load_Data!T120","v":43.924177985751719},{"$f":"Load_Data!U120","v":52.1382457606122},{"$f":"Load_Data!V120","v":57.672489230118451},{"$f":"Load_Data!W120","v":64.807329857395843},{"$f":"Load_Data!X120","v":68.794051647295262},{"$f":"Load_Data!Y120","v":67.874073705005742},{"$f":"Load_Data!Z120","v":72.497861003862639},{"$f":"Load_Data!AA120","v":72.304155975727852},{"$f":"Load_Data!AB120","v":72.178976926279674},{"$f":"Load_Data!AC120","v":68.949989677962719},{"$f":"Load_Data!AD120","v":64.549319839132451},{"$f":"Load_Data!AE120","v":61.819904228577926},{"$f":"Load_Data!AF120","v":56.789698335444228},{"$f":"Load_Data!AG120","v":47.512977126905596},{"$f":"Load_Data!AH120","v":40.564175228813646},{"$f":"Load_Data!AI120","v":27.668063639831054},{"$f":"Load_Data!AJ120","v":18.036774528582562},{"$f":"Load_Data!AK120","v":9.893641114664522},{"$f":"Load_Data!AL120","v":4.9751673167794701},{"$f":"Load_Data!AM120","v":1.5571394892102675},{"$f":"Load_Data!AN120","v":0.65355620532468084},{"$f":"Load_Data!AO120","v":0.53949296547592873},{"$f":"Load_Data!AP120","v":0},{"$f":"Load_Data!AQ120","v":0},{"$f":"Load_Data!AR120","v":0},{"$f":"Load_Data!AS120","v":0},{"$f":"Load_Data!AT120","v":0},{"$f":"Load_Data!AU120","v":0},{"$f":"Load_Data!AV120","v":0},{"$f":"Load_Data!AW120","v":0},{"$f":"Load_Data!AX120","v":0},{"$f":"Load_Data!AY120","v":0},null,116,2023,72.497861003862639,0,null,0,0,0,0,0,0,0,0,0,0,0,0,0,0,0,0,0,0,0,0,0,0,0,0,0,0,0,0,0,0,0,0,0,0,0,0,0,0,0,0,0,0,0,0,0,0,0,0,null,0,0,0,0,0,0,0,0,0,0,0,1.6599774403589822,3.5168467109284451,11.619971788295567,19.72309686566269,33.746703530778746,43.924177985751719,52.1382457606122,57.672489230118451,64.807329857395843,68.794051647295262,67.874073705005742,72.497861003862639,72.304155975727852,72.178976926279674,68.949989677962719,64.549319839132451,61.819904228577926,56.789698335444228,47.512977126905596,40.564175228813646,27.668063639831054,18.036774528582562,9.893641114664522,4.9751673167794701,1.5571394892102675,0.65355620532468084,0.53949296547592873,0,0,0,0,0,0,0,0,0,0,522.98392906238939,116]
["QLD1",2022,10,25,"Tuesday",{"$f":"Load_Data!D121","v":0},{"$f":"Load_Data!E121","v":0},{"$f":"Load_Data!F121","v":0},{"$f":"Load_Data!G121","v":0},{"$f":"Load_Data!H121","v":0},{"$f":"Load_Data!I121","v":0},{"$f":"Load_Data!J121","v":0},{"$f":"Load_Data!K121","v":0},{"$f":"Load_Data!L121","v":0},{"$f":"Load_Data!M121","v":0},{"$f":"Load_Data!N121","v":0},{"$f":"Load_Data!O121","v":1.3310672979758451},{"$f":"Load_Data!P121","v":2.6576118214590894},{"$f":"Load_Data!Q121","v":10.368155150486148},{"$f":"Load_Data!R121","v":18.078698479513218},{"$f":"Load_Data!S121","v":30.452271831077898},{"$f":"Load_Data!T121","v":40.92694249422081},{"$f":"Load_Data!U121","v":51.61662193371275},{"$f":"Load_Data!V121","v":59.955506661971967},{"$f":"Load_Data!W121","v":64.022979714977708},{"$f":"Load_Data!X121","v":64.523119526036083},{"$f":"Load_Data!Y121","v":64.356739484054771},{"$f":"Load_Data!Z121","v":62.606347075130927},{"$f":"Load_Data!AA121","v":59.572374288533005},{"$f":"Load_Data!AB121","v":77.833411071135956},{"$f":"Load_Data!AC121","v":67.44052958480637},{"$f":"Load_Data!AD121","v":62.263807848099006},{"$f":"Load_Data!AE121","v":51.45641622855711},{"$f":"Load_Data!AF121","v":47.389322684648015},{"$f":"Load_Data!AG121","v":35.588141128851156},{"$f":"Load_Data!AH121","v":31.495000895971572},{"$f":"Load_Data!AI121","v":19.778992548135648},{"$f":"Load_Data!AJ121","v":13.526836417722921},{"$f":"Load_Data!AK121","v":6.905429798446729},{"$f":"Load_Data!AL121","v":3.9503947201324752},{"$f":"Load_Data!AM121","v":1.1255340145614048},{"$f":"Load_Data!AN121","v":0.82930996967057569},{"$f":"Load_Data!AO121","v":0.41486848652026315},{"$f":"Load_Data!AP121","v":0},{"$f":"Load_Data!AQ121","v":0},{"$f":"Load_Data!AR121","v":0},{"$f":"Load_Data!AS121","v":0},{"$f":"Load_Data!AT121","v":0},{"$f":"Load_Data!AU121","v":0},{"$f":"Load_Data!AV121","v":0},{"$f":"Load_Data!AW121","v":0},{"$f":"Load_Data!AX121","v":0},{"$f":"Load_Data!AY121","v":0},null,117,2023,77.833411071135956,0,null,0,0,0,0,0,0,0,0,0,0,0,0,0,0,0,0,0,0,0,0,0,0,0,0,0,0,0,0,0,0,0,0,0,{"$f":"IF(AM120>=$BF120,$BF120,AM120)","v":0},0,0,0,0,0,0,0,0,0,0,0,0,0,0,null,0,0,0,0,0,0,0,0,0,0,0,1.3310672979758451,2.6576118214590894,10.368155150486148,18.078698479513218,30.452271831077898,40.92694249422081,51.61662193371275,59.955506661971967,64.022979714977708,64.523119526036083,64.356739484054771,62.606347075130927,59.572374288533005,77.833411071135956,67.44052958480637,62.263807848099006,51.45641622855711,47.389322684648015,35.588141128851156,31.495000895971572,19.778992548135648,13.526836417722921,{"$f":"AM120-CO120","v":6.905429798446729},3.9503947201324752,1.1255340145614048,0.82930996967057569,0.41486848652026315,0,0,0,0,0,0,0,0,0,0,475.23321557820475,117]
["QLD1",2022,10,26,"Wednesday",{"$f":"Load_Data!D122","v":0},{"$f":"Load_Data!E122","v":0},{"$f":"Load_Data!F122","v":0},{"$f":"Load_Data!G122","v":0},{"$f":"Load_Data!H122","v":0},{"$f":"Load_Data!I122","v":0},{"$f":"Load_Data!J122","v":0},{"$f":"Load_Data!K122","v":0},{"$f":"Load_Data!L122","v":0},{"$f":"Load_Data!M122","v":0},{"$f":"Load_Data!N122","v":0},{"$f":"Load_Data!O122","v":1.076290960902379},{"$f":"Load_Data!P122","v":2.1507792865692523},{"$f":"Load_Data!Q122","v":7.8322267326826704},{"$f":"Load_Data!R122","v":13.513674178796087},{"$f":"Load_Data!S122","v":24.566375941456613},{"$f":"Load_Data!T122","v":33.536577035723276},{"$f":"Load_Data!U122","v":43.348082040056894},{"$f":"Load_Data!V122","v":51.492223446788344},{"$f":"Load_Data!W122","v":56.076926264576386},{"$f":"Load_Data!X122","v":68.230375435226492},{"$f":"Load_Data!Y122","v":67.141105560662865},{"$f":"Load_Data!Z122","v":68.12406105135274},{"$f":"Load_Data!AA122","v":72.558770825353349},{"$f":"Load_Data!AB122","v":73.560271138549282},{"$f":"Load_Data!AC122","v":70.959370748212891},{"$f":"Load_Data!AD122","v":70.963994569859906},{"$f":"Load_Data!AE122","v":67.409804613568525},{"$f":"Load_Data!AF122","v":59.613050276057542},{"$f":"Load_Data!AG122","v":51.585735224821448},{"$f":"Load_Data!AH122","v":40.25900847666162},{"$f":"Load_Data!AI122","v":30.384259434472234},{"$f":"Load_Data!AJ122","v":40.337417746848395},{"$f":"Load_Data!AK122","v":16.269660385575843},{"$f":"Load_Data!AL122","v":6.3782550594382652},{"$f":"Load_Data!AM122","v":1.9040223132477858},{"$f":"Load_Data!AN122","v":0.61189711680758818},{"$f":"Load_Data!AO122","v":0.55544303233579329},{"$f":"Load_Data!AP122","v":0},{"$f":"Load_Data!AQ122","v":0},{"$f":"Load_Data!AR122","v":0},{"$f":"Load_Data!AS122","v":0},{"$f":"Load_Data!AT122","v":0},{"$f":"Load_Data!AU122","v":0},{"$f":"Load_Data!AV122","v":0},{"$f":"Load_Data!AW122","v":0},{"$f":"Load_Data!AX122","v":0},{"$f":"Load_Data!AY122","v":0},null,118,2023,73.560271138549282,0,null,{"$f":"IF(F121>=$BF121,$BF121,F121)","v":0},0,0,0,0,0,0,0,0,0,0,0,0,0,0,0,0,0,0,0,0,0,0,0,{"$f":"IF(AD121>=$BF121,$BF121,AD121)","v":0},0,0,0,0,0,0,0,0,0,0,0,0,0,0,0,0,0,0,0,0,0,0,0,null,{"$f":"F121-BH121","v":0},0,0,0,0,0,0,0,0,0,0,1.076290960902379,2.1507792865692523,7.8322267326826704,13.513674178796087,24.566375941456613,33.536577035723276,43.348082040056894,51.492223446788344,56.076926264576386,68.230375435226492,67.141105560662865,68.12406105135274,72.558770825353349,{"$f":"AD121-CF121","v":73.560271138549282},70.959370748212891,70.963994569859906,67.409804613568525,59.613050276057542,51.585735224821448,40.25900847666162,30.384259434472234,40.337417746848395,16.269660385575843,6.3782550594382652,1.9040223132477858,0.61189711680758818,0.55544303233579329,0,0,0,0,0,0,0,0,0,0,520.21982944830222,118]
["QLD1",2022,10,27,"Thursday",{"$f":"Load_Data!D123","v":0},{"$f":"Load_Data!E123","v":0},{"$f":"Load_Data!F123","v":0},{"$f":"Load_Data!G123","v":0},{"$f":"Load_Data!H123","v":0},{"$f":"Load_Data!I123","v":0},{"$f":"Load_Data!J123","v":0},{"$f":"Load_Data!K123","v":0},{"$f":"Load_Data!L123","v":0},{"$f":"Load_Data!M123","v":0},{"$f":"Load_Data!N123","v":0},{"$f":"Load_Data!O123","v":1.5168044073521465},{"$f":"Load_Data!P123","v":4.0022681747566349},{"$f":"Load_Data!Q123","v":12.856865259521843},{"$f":"Load_Data!R123","v":21.711462344287057},{"$f":"Load_Data!S123","v":33.490539017312877},{"$f":"Load_Data!T123","v":44.214672541228708},{"$f":"Load_Data!U123","v":55.425082682082859},{"$f":"Load_Data!V123","v":63.287777601187159},{"$f":"Load_Data!W123","v":68.268871788803025},{"$f":"Load_Data!X123","v":72.535305216536372},{"$f":"Load_Data!Y123","v":75.270711033466341},{"$f":"Load_Data!Z123","v":78.136324590456312},{"$f":"Load_Data!AA123","v":78.924411748183317},{"$f":"Load_Data!AB123","v":80.835267388118353},{"$f":"Load_Data!AC123","v":79.941693885135507},{"$f":"Load_Data!AD123","v":76.38962844635499},{"$f":"Load_Data!AE123","v":72.695538667410631},{"$f":"Load_Data!AF123","v":67.813886458448252},{"$f":"Load_Data!AG123","v":59.004373749326163},{"$f":"Load_Data!AH123","v":48.691637600379927},{"$f":"Load_Data!AI123","v":36.175104405517629},{"$f":"Load_Data!AJ123","v":24.509981086803904},{"$f":"Load_Data!AK123","v":13.948533492013377},{"$f":"Load_Data!AL123","v":6.7575581860904492},{"$f":"Load_Data!AM123","v":1.7893407870604419},{"$f":"Load_Data!AN123","v":0.61530688166128422},{"$f":"Load_Data!AO123","v":0.66677740760730797},{"$f":"Load_Data!AP123","v":0},{"$f":"Load_Data!AQ123","v":0},{"$f":"Load_Data!AR123","v":0},{"$f":"Load_Data!AS123","v":0},{"$f":"Load_Data!AT123","v":0},{"$f":"Load_Data!AU123","v":0},{"$f":"Load_Data!AV123","v":0},{"$f":"Load_Data!AW123","v":0},{"$f":"Load_Data!AX123","v":0},{"$f":"Load_Data!AY123","v":0},null,119,2023,80.835267388118353,0,null,0,0,0,0,0,0,0,0,0,0,0,0,0,0,0,0,{"$f":"IF(V122>=$BF122,$BF122,V122)","v":0},0,0,0,0,0,0,0,0,0,0,0,0,0,0,0,0,0,0,0,0,0,0,0,0,0,0,0,0,0,0,0,null,0,0,0,0,0,0,0,0,0,0,0,1.5168044073521465,4.0022681747566349,12.856865259521843,21.711462344287057,33.490539017312877,{"$f":"V122-BX122","v":44.214672541228708},55.425082682082859,63.287777601187159,68.268871788803025,72.535305216536372,75.270711033466341,78.136324590456312,78.924411748183317,80.835267388118353,79.941693885135507,76.38962844635499,72.695538667410631,67.813886458448252,59.004373749326163,48.691637600379927,36.175104405517629,24.509981086803904,13.948533492013377,6.7575581860904492,1.7893407870604419,0.61530688166128422,0.66677740760730797,0,0,0,0,0,0,0,0,0,0,589.73786242355129,119]
["QLD1",2022,10,28,"Friday",{"$f":"Load_Data!D124","v":0},{"$f":"Load_Data!E124","v":0},{"$f":"Load_Data!F124","v":0},{"$f":"Load_Data!G124","v":0},{"$f":"Load_Data!H124","v":0},{"$f":"Load_Data!I124","v":0},{"$f":"Load_Data!J124","v":0},{"$f":"Load_Data!K124","v":0},{"$f":"Load_Data!L124","v":0},{"$f":"Load_Data!M124","v":0},{"$f":"Load_Data!N124","v":0},{"$f":"Load_Data!O124","v":1.5156196360500429},{"$f":"Load_Data!P124","v":3.8336145781770923},{"$f":"Load_Data!Q124","v":13.165263877839136},{"$f":"Load_Data!R124","v":22.496913177501174},{"$f":"Load_Data!S124","v":34.307284909495792},{"$f":"Load_Data!T124","v":47.878307181491827},{"$f":"Load_Data!U124","v":58.056734648039701},{"$f":"Load_Data!V124","v":66.155106058198641},{"$f":"Load_Data!W124","v":71.381778276621276},{"$f":"Load_Data!X124","v":75.638032722423858},{"$f":"Load_Data!Y124","v":80.372609571259829},{"$f":"Load_Data!Z124","v":83.464372642824998},{"$f":"Load_Data!AA124","v":85.231442065686181},{"$f":"Load_Data!AB124","v":85.374268451619017},{"$f":"Load_Data!AC124","v":83.969461024522474},{"$f":"Load_Data!AD124","v":81.28088843019961},{"$f":"Load_Data!AE124","v":76.254439598842822},{"$f":"Load_Data!AF124","v":68.895445507538383},{"$f":"Load_Data!AG124","v":59.375223582307477},{"$f":"Load_Data!AH124","v":48.053909795660189},{"$f":"Load_Data!AI124","v":35.537006028999755},{"$f":"Load_Data!AJ124","v":23.357040857718506},{"$f":"Load_Data!AK124","v":13.403025733961549},{"$f":"Load_Data!AL124","v":6.3081911717624646},{"$f":"Load_Data!AM124","v":1.6896952011280206},{"$f":"Load_Data!AN124","v":0.32494965098950163},{"$f":"Load_Data!AO124","v":0.71785609154474084},{"$f":"Load_Data!AP124","v":0},{"$f":"Load_Data!AQ124","v":0},{"$f":"Load_Data!AR124","v":0},{"$f":"Load_Data!AS124","v":0},{"$f":"Load_Data!AT124","v":0},{"$f":"Load_Data!AU124","v":0},{"$f":"Load_Data!AV124","v":0},{"$f":"Load_Data!AW124","v":0},{"$f":"Load_Data!AX124","v":0},{"$f":"Load_Data!AY124","v":0},null,120,2023,85.374268451619017,0,null,0,0,0,0,0,0,0,0,0,0,0,0,0,0,0,0,0,0,0,0,0,0,0,0,0,0,0,0,0,0,0,0,0,0,0,0,0,0,0,0,0,0,0,0,0,0,0,0,null,0,0,0,0,0,0,0,0,0,0,0,1.5156196360500429,3.8336145781770923,13.165263877839136,22.496913177501174,34.307284909495792,47.878307181491827,58.056734648039701,66.155106058198641,71.381778276621276,75.638032722423858,80.372609571259829,83.464372642824998,85.231442065686181,85.374268451619017,83.969461024522474,81.28088843019961,76.254439598842822,68.895445507538383,59.375223582307477,48.053909795660189,35.537006028999755,23.357040857718506,13.403025733961549,6.3081911717624646,1.6896952011280206,0.32494965098950163,0.71785609154474084,0,0,0,0,0,0,0,0,0,0,614.01924023620211,120]
["QLD1",2022,10,29,"Saturday",{"$f":"Load_Data!D125","v":0},{"$f":"Load_Data!E125","v":0},{"$f":"Load_Data!F125","v":0},{"$f":"Load_Data!G125","v":0},{"$f":"Load_Data!H125","v":0},{"$f":"Load_Data!I125","v":0},{"$f":"Load_Data!J125","v":0},{"$f":"Load_Data!K125","v":0},{"$f":"Load_Data!L125","v":0},{"$f":"Load_Data!M125","v":0},{"$f":"Load_Data!N125","v":0},{"$f":"Load_Data!O125","v":1.4797376266647926},{"$f":"Load_Data!P125","v":3.4925054206730164},{"$f":"Load_Data!Q125","v":11.872256710254039},{"$f":"Load_Data!R125","v":19.792460393037878},{"$f":"Load_Data!S125","v":29.826375245737381},{"$f":"Load_Data!T125","v":44.120487930260829},{"$f":"Load_Data!U125","v":50.357143707735197},{"$f":"Load_Data!V125","v":56.090805848535787},{"$f":"Load_Data!W125","v":61.695385105962387},{"$f":"Load_Data!X125","v":69.684442541205087},{"$f":"Load_Data!Y125","v":69.283934349094423},{"$f":"Load_Data!Z125","v":68.378968362937258},{"$f":"Load_Data!AA125","v":70.43604290760328},{"$f":"Load_Data!AB125","v":77.116020258813023},{"$f":"Load_Data!AC125","v":67.169727433643686},{"$f":"Load_Data!AD125","v":73.02823047535972},{"$f":"Load_Data!AE125","v":58.335216618027466},{"$f":"Load_Data!AF125","v":57.089256873458297},{"$f":"Load_Data!AG125","v":44.11561375373644},{"$f":"Load_Data!AH125","v":33.117021572607513},{"$f":"Load_Data!AI125","v":23.150915762724221},{"$f":"Load_Data!AJ125","v":16.614250599257261},{"$f":"Load_Data!AK125","v":9.2636308663038172},{"$f":"Load_Data!AL125","v":4.6565613225666134},{"$f":"Load_Data!AM125","v":1.2032108815674747},{"$f":"Load_Data!AN125","v":0.65085057048880568},{"$f":"Load_Data!AO125","v":0.49979061315199008},{"$f":"Load_Data!AP125","v":0},{"$f":"Load_Data!AQ125","v":0},{"$f":"Load_Data!AR125","v":0},{"$f":"Load_Data!AS125","v":0},{"$f":"Load_Data!AT125","v":0},{"$f":"Load_Data!AU125","v":0},{"$f":"Load_Data!AV125","v":0},{"$f":"Load_Data!AW125","v":0},{"$f":"Load_Data!AX125","v":0},{"$f":"Load_Data!AY125","v":0},null,121,2023,77.116020258813023,0,null,0,0,0,0,0,0,0,0,0,0,0,0,0,0,0,0,0,0,0,0,0,0,0,0,0,0,0,0,0,0,0,0,0,0,0,0,0,0,0,0,0,0,0,0,0,0,0,0,null,0,0,0,0,0,0,0,0,0,0,0,1.4797376266647926,3.4925054206730164,11.872256710254039,19.792460393037878,29.826375245737381,44.120487930260829,50.357143707735197,56.090805848535787,61.695385105962387,69.684442541205087,69.283934349094423,68.378968362937258,70.43604290760328,77.116020258813023,67.169727433643686,73.02823047535972,58.335216618027466,57.089256873458297,44.11561375373644,33.117021572607513,23.150915762724221,16.614250599257261,9.2636308663038172,4.6565613225666134,1.2032108815674747,0.65085057048880568,0.49979061315199008,0,0,0,0,0,0,0,0,0,0,511.26042187570391,121]
["QLD1",2022,10,30,"Sunday",{"$f":"Load_Data!D126","v":0},{"$f":"Load_Data!E126","v":0},{"$f":"Load_Data!F126","v":0},{"$f":"Load_Data!G126","v":0},{"$f":"Load_Data!H126","v":0},{"$f":"Load_Data!I126","v":0},{"$f":"Load_Data!J126","v":0},{"$f":"Load_Data!K126","v":0},{"$f":"Load_Data!L126","v":0},{"$f":"Load_Data!M126","v":0},{"$f":"Load_Data!N126","v":0},{"$f":"Load_Data!O126","v":1.4494583067080888},{"$f":"Load_Data!P126","v":4.0611232561709132},{"$f":"Load_Data!Q126","v":12.307120576282285},{"$f":"Load_Data!R126","v":21.468620221954865},{"$f":"Load_Data!S126","v":33.902615292905288},{"$f":"Load_Data!T126","v":44.556542415687709},{"$f":"Load_Data!U126","v":53.745528901618741},{"$f":"Load_Data!V126","v":61.697882838745777},{"$f":"Load_Data!W126","v":66.275876184242165},{"$f":"Load_Data!X126","v":71.113045851255833},{"$f":"Load_Data!Y126","v":73.551543953855031},{"$f":"Load_Data!Z126","v":73.7037822888786},{"$f":"Load_Data!AA126","v":73.184324319946924},{"$f":"Load_Data!AB126","v":73.312562232643813},{"$f":"Load_Data!AC126","v":72.670217442699311},{"$f":"Load_Data!AD126","v":69.232681663537406},{"$f":"Load_Data!AE126","v":64.847608598076363},{"$f":"Load_Data!AF126","v":56.593454263404375},{"$f":"Load_Data!AG126","v":47.689502760614999},{"$f":"Load_Data!AH126","v":39.934407773457359},{"$f":"Load_Data!AI126","v":28.809023950697522},{"$f":"Load_Data!AJ126","v":18.972423080068193},{"$f":"Load_Data!AK126","v":10.544637264956389},{"$f":"Load_Data!AL126","v":8.2253911384308989},{"$f":"Load_Data!AM126","v":2.1364809774779632},{"$f":"Load_Data!AN126","v":0.46655545222719763},{"$f":"Load_Data!AO126","v":0.68423897306187176},{"$f":"Load_Data!AP126","v":0},{"$f":"Load_Data!AQ126","v":0},{"$f":"Load_Data!AR126","v":0},{"$f":"Load_Data!AS126","v":0},{"$f":"Load_Data!AT126","v":0},{"$f":"Load_Data!AU126","v":0},{"$f":"Load_Data!AV126","v":0},{"$f":"Load_Data!AW126","v":0},{"$f":"Load_Data!AX126","v":0},{"$f":"Load_Data!AY126","v":0},null,122,2023,73.7037822888786,0,null,0,0,0,0,0,0,0,0,0,0,0,0,0,0,0,0,0,0,0,0,0,0,0,0,0,0,0,0,0,0,0,0,0,0,0,0,0,0,0,0,0,0,0,0,0,0,0,0,null,0,0,0,0,0,0,0,0,0,0,0,1.4494583067080888,4.0611232561709132,12.307120576282285,21.468620221954865,33.902615292905288,44.556542415687709,53.745528901618741,61.697882838745777,66.275876184242165,71.113045851255833,73.551543953855031,73.7037822888786,73.184324319946924,73.312562232643813,72.670217442699311,69.232681663537406,64.847608598076363,56.593454263404375,47.689502760614999,39.934407773457359,28.809023950697522,18.972423080068193,10.544637264956389,8.2253911384308989,2.1364809774779632,0.46655545222719763,0.68423897306187176,0,0,0,0,0,0,0,0,0,0,542.56832498980293,122]
["QLD1",2022,12,30,"Friday",{"$f":"Load_Data!D187","v":0},{"$f":"Load_Data!E187","v":0},{"$f":"Load_Data!F187","v":0},{"$f":"Load_Data!G187","v":0},{"$f":"Load_Data!H187","v":0},{"$f":"Load_Data!I187","v":0},{"$f":"Load_Data!J187","v":0},{"$f":"Load_Data!K187","v":0},{"$f":"Load_Data!L187","v":0},{"$f":"Load_Data!M187","v":0},{"$f":"Load_Data!N187","v":0},{"$f":"Load_Data!O187","v":1.2980013373973871},{"$f":"Load_Data!P187","v":3.0312605050300774},{"$f":"Load_Data!Q187","v":7.1881486130907266},{"$f":"Load_Data!R187","v":11.345036721151375},{"$f":"Load_Data!S187","v":19.447518311570004},{"$f":"Load_Data!T187","v":25.704505853175618},{"$f":"Load_Data!U187","v":31.289364028756093},{"$f":"Load_Data!V187","v":31.957748082517984},{"$f":"Load_Data!W187","v":36.479417916804756},{"$f":"Load_Data!X187","v":47.696138533234972},{"$f":"Load_Data!Y187","v":43.407171462281823},{"$f":"Load_Data!Z187","v":43.202396671230197},{"$f":"Load_Data!AA187","v":42.168109860025638},{"$f":"Load_Data!AB187","v":41.905929565999131},{"$f":"Load_Data!AC187","v":44.311791384838564},{"$f":"Load_Data!AD187","v":45.740696348260194},{"$f":"Load_Data!AE187","v":49.412443062835848},{"$f":"Load_Data!AF187","v":48.574903528631779},{"$f":"Load_Data!AG187","v":40.884905953797599},{"$f":"Load_Data!AH187","v":37.297418655174994},{"$f":"Load_Data!AI187","v":26.042076200950078},{"$f":"Load_Data!AJ187","v":21.142750711401035},{"$f":"Load_Data!AK187","v":12.632891458664485},{"$f":"Load_Data!AL187","v":7.9160371090809258},{"$f":"Load_Data!AM187","v":4.2112889976556733},{"$f":"Load_Data!AN187","v":1.9240494689279364},{"$f":"Load_Data!AO187","v":0.63383843905111814},{"$f":"Load_Data!AP187","v":0.14219090048771144},{"$f":"Load_Data!AQ187","v":0},{"$f":"Load_Data!AR187","v":0},{"$f":"Load_Data!AS187","v":0},{"$f":"Load_Data!AT187","v":0},{"$f":"Load_Data!AU187","v":0},{"$f":"Load_Data!AV187","v":0},{"$f":"Load_Data!AW187","v":0},{"$f":"Load_Data!AX187","v":0},{"$f":"Load_Data!AY187","v":0},null,183,2023,49.412443062835848,0,null,0,0,0,0,0,0,0,0,{"$f":"IF(N186>=$BF186,$BF186,N186)","v":0},0,0,0,0,0,0,0,0,0,0,0,0,0,0,0,0,0,0,0,0,0,0,0,0,0,0,0,0,0,0,0,0,0,0,0,0,0,0,0,null,0,0,0,0,0,0,0,0,{"$f":"N186-BP186","v":0},0,0,1.2980013373973871,3.0312605050300774,7.1881486130907266,11.345036721151375,19.447518311570004,25.704505853175618,31.289364028756093,31.957748082517984,36.479417916804756,47.696138533234972,43.407171462281823,43.202396671230197,42.168109860025638,41.905929565999131,44.311791384838564,45.740696348260194,49.412443062835848,48.574903528631779,40.884905953797599,37.297418655174994,26.042076200950078,21.142750711401035,12.632891458664485,7.9160371090809258,4.2112889976556733,1.9240494689279364,0.63383843905111814,0.14219090048771144,0,0,0,0,0,0,0,0,0,363.49401484101185,183]
["QLD1",2023,3,1,"Wednesday",{"$f":"Load_Data!D248","v":0},{"$f":"Load_Data!E248","v":0},{"$f":"Load_Data!F248","v":0},{"$f":"Load_Data!G248","v":0},{"$f":"Load_Data!H248","v":0},{"$f":"Load_Data!I248","v":0},{"$f":"Load_Data!J248","v":0},{"$f":"Load_Data!K248","v":0},{"$f":"Load_Data!L248","v":0},{"$f":"Load_Data!M248","v":0},{"$f":"Load_Data!N248","v":0},{"$f":"Load_Data!O248","v":0.15358467650163765},{"$f":"Load_Data!P248","v":0.53764189839393728},{"$f":"Load_Data!Q248","v":5.2227411623428317},{"$f":"Load_Data!R248","v":12.26469051995187},{"$f":"Load_Data!S248","v":21.395344707466503},{"$f":"Load_Data!T248","v":31.291368632879319},{"$f":"Load_Data!U248","v":41.613615382934313},{"$f":"Load_Data!V248","v":52.484932600367998},{"$f":"Load_Data!W248","v":59.065307841647211},{"$f":"Load_Data!X248","v":63.768549777314817},{"$f":"Load_Data!Y248","v":68.651292521702103},{"$f":"Load_Data!Z248","v":70.842417132758982},{"$f":"Load_Data!AA248","v":70.320294563107382},{"$f":"Load_Data!AB248","v":68.485428928944685},{"$f":"Load_Data!AC248","v":66.781366637199056},{"$f":"Load_Data!AD248","v":62.945002260929591},{"$f":"Load_Data!AE248","v":59.616750916242125},{"$f":"Load_Data!AF248","v":56.538684507067451},{"$f":"Load_Data!AG248","v":51.585651208450933},{"$f":"Load_Data!AH248","v":45.471702066844898},{"$f":"Load_Data!AI248","v":34.650500296316125},{"$f":"Load_Data!AJ248","v":27.820033816902846},{"$f":"Load_Data!AK248","v":18.877597190052935},{"$f":"Load_Data!AL248","v":10.812832031247922},{"$f":"Load_Data!AM248","v":4.6430669306123367},{"$f":"Load_Data!AN248","v":2.0412133351493074},{"$f":"Load_Data!AO248","v":1.0871153927267811},{"$f":"Load_Data!AP248","v":7.668769126039103E-2},{"$f":"Load_Data!AQ248","v":0},{"$f":"Load_Data!AR248","v":0},{"$f":"Load_Data!AS248","v":0},{"$f":"Load_Data!AT248","v":0},{"$f":"Load_Data!AU248","v":0},{"$f":"Load_Data!AV248","v":0},{"$f":"Load_Data!AW248","v":0},{"$f":"Load_Data!AX248","v":0},{"$f":"Load_Data!AY248","v":0},null,244,2023,70.842417132758982,0,null,0,0,0,0,0,0,0,0,0,0,0,0,0,0,0,0,0,0,0,0,0,0,0,0,0,0,0,0,0,0,0,0,0,0,0,0,0,0,0,0,0,0,0,0,0,0,0,0,null,0,0,0,0,0,0,0,0,0,0,0,0.15358467650163765,0.53764189839393728,5.2227411623428317,12.26469051995187,21.395344707466503,31.291368632879319,41.613615382934313,52.484932600367998,59.065307841647211,63.768549777314817,68.651292521702103,70.842417132758982,70.320294563107382,68.485428928944685,66.781366637199056,62.945002260929591,59.616750916242125,56.538684507067451,51.585651208450933,45.471702066844898,34.650500296316125,27.820033816902846,18.877597190052935,10.812832031247922,4.6430669306123367,2.0412133351493074,1.0871153927267811,7.668769126039103E-2,0,0,0,0,0,0,0,0,0,504.5227073136582,244]
["QLD1",2023,4,27,"Thursday",{"$f":"Load_Data!D305","v":0},{"$f":"Load_Data!E305","v":0},{"$f":"Load_Data!F305","v":0},{"$f":"Load_Data!G305","v":0},{"$f":"Load_Data!H305","v":0},{"$f":"Load_Data!I305","v":0},{"$f":"Load_Data!J305","v":0},{"$f":"Load_Data!K305","v":0},{"$f":"Load_Data!L305","v":0},{"$f":"Load_Data!M305","v":0},{"$f":"Load_Data!N305","v":0},{"$f":"Load_Data!O305","v":0},{"$f":"Load_Data!P305","v":0},{"$f":"Load_Data!Q305","v":1.02604034896593},{"$f":"Load_Data!R305","v":2.8776261350625409},{"$f":"Load_Data!S305","v":8.1484235654849027},{"$f":"Load_Data!T305","v":15.107150116437651},{"$f":"Load_Data!U305","v":26.380498435868937},{"$f":"Load_Data!V305","v":37.373025385947287},{"$f":"Load_Data!W305","v":44.013289912297473},{"$f":"Load_Data!X305","v":48.421334768621207},{"$f":"Load_Data!Y305","v":49.975679913522086},{"$f":"Load_Data!Z305","v":52.262816799902268},{"$f":"Load_Data!AA305","v":53.995245589222343},{"$f":"Load_Data!AB305","v":54.442372291508867},{"$f":"Load_Data!AC305","v":56.63304051635},{"$f":"Load_Data!AD305","v":53.801440518878415},{"$f":"Load_Data!AE305","v":45.662430307880975},{"$f":"Load_Data!AF305","v":38.181443861539599},{"$f":"Load_Data!AG305","v":32.696630230631548},{"$f":"Load_Data!AH305","v":26.682656226348119},{"$f":"Load_Data!AI305","v":17.875429413558741},{"$f":"Load_Data!AJ305","v":9.9195767051223385},{"$f":"Load_Data!AK305","v":4.5789170077968508},{"$f":"Load_Data!AL305","v":1.458018766628794},{"$f":"Load_Data!AM305","v":0.45938639536779508},{"$f":"Load_Data!AN305","v":0.58138210764504972},{"$f":"Load_Data!AO305","v":0.32534004645233777},{"$f":"Load_Data!AP305","v":2.4202521548232646E-6},{"$f":"Load_Data!AQ305","v":0},{"$f":"Load_Data!AR305","v":0},{"$f":"Load_Data!AS305","v":0},{"$f":"Load_Data!AT305","v":0},{"$f":"Load_Data!AU305","v":0},{"$f":"Load_Data!AV305","v":0},{"$f":"Load_Data!AW305","v":0},{"$f":"Load_Data!AX305","v":0},{"$f":"Load_Data!AY305","v":0},null,301,2023,56.63304051635,0,null,0,0,0,0,0,0,0,0,0,0,0,0,0,0,0,0,0,0,0,0,0,0,0,0,0,0,0,0,0,0,0,0,0,0,0,0,0,0,0,0,0,0,0,0,0,0,0,0,null,0,0,0,0,0,0,0,0,0,0,0,0,0,1.02604034896593,2.8776261350625409,8.1484235654849027,15.107150116437651,26.380498435868937,37.373025385947287,44.013289912297473,48.421334768621207,49.975679913522086,52.262816799902268,53.995245589222343,54.442372291508867,56.63304051635,53.801440518878415,45.662430307880975,38.181443861539599,32.696630230631548,26.682656226348119,17.875429413558741,9.9195767051223385,4.5789170077968508,1.458018766628794,0.45938639536779508,0.58138210764504972,0.32534004645233777,2.4202521548232646E-6,0,0,0,0,0,0,0,0,0,341.43959889364709,301]
["QLD1",2023,6,27,"Tuesday",{"$f":"Load_Data!D366","v":0},{"$f":"Load_Data!E366","v":0},{"$f":"Load_Data!F366","v":0},{"$f":"Load_Data!G366","v":0},{"$f":"Load_Data!H366","v":0},{"$f":"Load_Data!I366","v":0},{"$f":"Load_Data!J366","v":0},{"$f":"Load_Data!K366","v":0},{"$f":"Load_Data!L366","v":0},{"$f":"Load_Data!M366","v":0},{"$f":"Load_Data!N366","v":0},{"$f":"Load_Data!O366","v":0},{"$f":"Load_Data!P366","v":0},{"$f":"Load_Data!Q366","v":0.23552781054996799},{"$f":"Load_Data!R366","v":0.71217223854909772},{"$f":"Load_Data!S366","v":7.4382588601729482},{"$f":"Load_Data!T366","v":14.409936948423827},{"$f":"Load_Data!U366","v":21.037050715090068},{"$f":"Load_Data!V366","v":29.121012268551748},{"$f":"Load_Data!W366","v":39.174186730889517},{"$f":"Load_Data!X366","v":47.153843003874833},{"$f":"Load_Data!Y366","v":51.627595599210949},{"$f":"Load_Data!Z366","v":54.770506492243832},{"$f":"Load_Data!AA366","v":56.681247573751079},{"$f":"Load_Data!AB366","v":62.11495937982977},{"$f":"Load_Data!AC366","v":59.665788521883286},{"$f":"Load_Data!AD366","v":56.954474630040522},{"$f":"Load_Data!AE366","v":55.697623232025386},{"$f":"Load_Data!AF366","v":51.434792403768},{"$f":"Load_Data!AG366","v":36.80844352063697},{"$f":"Load_Data!AH366","v":24.204689895816415},{"$f":"Load_Data!AI366","v":15.438372980887147},{"$f":"Load_Data!AJ366","v":8.0131469765056842},{"$f":"Load_Data!AK366","v":2.9271536394765438},{"$f":"Load_Data!AL366","v":0.56541785598363437},{"$f":"Load_Data!AM366","v":1.5036551256279258},{"$f":"Load_Data!AN366","v":0.93020993915999239},{"$f":"Load_Data!AO366","v":0.4651049695799962},{"$f":"Load_Data!AP366","v":0},{"$f":"Load_Data!AQ366","v":0},{"$f":"Load_Data!AR366","v":0},{"$f":"Load_Data!AS366","v":0},{"$f":"Load_Data!AT366","v":0},{"$f":"Load_Data!AU366","v":0},{"$f":"Load_Data!AV366","v":0},{"$f":"Load_Data!AW366","v":0},{"$f":"Load_Data!AX366","v":0},{"$f":"Load_Data!AY366","v":0},null,362,2023,62.11495937982977,0,null,0,0,0,0,0,0,0,0,0,0,0,0,0,0,0,0,0,0,0,0,0,0,0,0,0,0,0,0,0,0,0,0,0,0,0,0,0,0,0,0,0,0,0,0,0,0,0,0,null,0,0,0,0,0,0,0,0,0,0,0,0,0,0.23552781054996799,0.71217223854909772,7.4382588601729482,14.409936948423827,21.037050715090068,29.121012268551748,39.174186730889517,47.153843003874833,51.627595599210949,54.770506492243832,56.681247573751079,62.11495937982977,59.665788521883286,56.954474630040522,55.697623232025386,51.434792403768,36.80844352063697,24.204689895816415,15.438372980887147,8.0131469765056842,2.9271536394765438,0.56541785598363437,1.5036551256279258,0.93020993915999239,0.4651049695799962,0,0,0,0,0,0,0,0,0,0,349.54258565626458,362]
[null,null,null,null,null,null,null,null,null,null,null,null,null,null,null,null,null,null,null,null,null,null,null,null,null,null,null,null,null,null,null,null,null,null,null,null,null,null,null,null,null,null,null,null,null,null,null,null,null,null,null,null,null,null,null,2024,null,null,null,null,null,null,null,null,null,null,null,null,null,null,null,null,null,null,null,null,null,null,null,null,null,null,null,null,null,null,null,null,null,null,null,null,null,null,null,null,null,null,null,null,null,null,null,null,null,null,null,null,null,null,null,null,null,null,null,null,null,null,null,null,null,null,null,null,null,null,null,null,null,null,null,null,null,null,null,null,null,null,null,null,null,null,null,null,null,null,null,null,null,null,null,null,null,null,null,null,null,54,{"$f":"INDEX(Table_2,$FB422,FC$3)*AER_CECV!E56","v":0},{"$f":"INDEX(Table_2,$FB422,FD$3)*AER_CECV!F56","v":0},{"$f":"INDEX(Table_2,$FB422,FE$3)*AER_CECV!G56","v":0},{"$f":"INDEX(Table_2,$FB422,FF$3)*AER_CECV!H56","v":0},{"$f":"INDEX(Table_2,$FB422,FG$3)*AER_CECV!I56","v":0},{"$f":"INDEX(Table_2,$FB422,FH$3)*AER_CECV!J56","v":0},{"$f":"INDEX(Table_2,$FB422,FI$3)*AER_CECV!K56","v":0},{"$f":"INDEX(Table_2,$FB422,FJ$3)*AER_CECV!L56","v":0},{"$f":"INDEX(Table_2,$FB422,FK$3)*AER_CECV!M56","v":0},{"$f":"INDEX(Table_2,$FB422,FL$3)*AER_CECV!N56","v":0},{"$f":"INDEX(Table_2,$FB422,FM$3)*AER_CECV!O56","v":0},{"$f":"INDEX(Table_2,$FB422,FN$3)*AER_CECV!P56","v":0},{"$f":"INDEX(Table_2,$FB422,FO$3)*AER_CECV!Q56","v":0},{"$f":"INDEX(Table_2,$FB422,FP$3)*AER_CECV!R56","v":107.87231907720965},{"$f":"INDEX(Table_2,$FB422,FQ$3)*AER_CECV!S56","v":407.91777714953412},{"$f":"INDEX(Table_2,$FB422,FR$3)*AER_CECV!T56","v":896.93071819748968},{"$f":"INDEX(Table_2,$FB422,FS$3)*AER_CECV!U56","v":946.25387871480916},{"$f":"INDEX(Table_2,$FB422,FT$3)*AER_CECV!V56","v":1265.2399551508277},{"$f":"INDEX(Table_2,$FB422,FU$3)*AER_CECV!W56","v":1396.9476348202159},{"$f":"INDEX(Table_2,$FB422,FV$3)*AER_CECV!X56","v":1576.9436273928509},{"$f":"INDEX(Table_2,$FB422,FW$3)*AER_CECV!Y56","v":1688.93621633527},{"$f":"INDEX(Table_2,$FB422,FX$3)*AER_CECV!Z56","v":1757.6730710217469},{"$f":"INDEX(Table_2,$FB422,FY$3)*AER_CECV!AA56","v":1286.7638793686374},{"$f":"INDEX(Table_2,$FB422,FZ$3)*AER_CECV!AB56","v":1317.8277737327228},{"$f":"INDEX(Table_2,$FB422,GA$3)*AER_CECV!AC56","v":1360.2436107104218},{"$f":"INDEX(Table_2,$FB422,GB$3)*AER_CECV!AD56","v":1923.0123597235427},{"$f":"INDEX(Table_2,$FB422,GC$3)*AER_CECV!AE56","v":1893.0293591223472},{"$f":"INDEX(Table_2,$FB422,GD$3)*AER_CECV!AF56","v":1818.4792023789396},{"$f":"INDEX(Table_2,$FB422,GE$3)*AER_CECV!AG56","v":1680.2825957314139},{"$f":"INDEX(Table_2,$FB422,GF$3)*AER_CECV!AH56","v":1428.6267376408614},{"$f":"INDEX(Table_2,$FB422,GG$3)*AER_CECV!AI56","v":1231.152668125756},{"$f":"INDEX(Table_2,$FB422,GH$3)*AER_CECV!AJ56","v":859.9506266006299},{"$f":"INDEX(Table_2,$FB422,GI$3)*AER_CECV!AK56","v":867.20807197422334},{"$f":"INDEX(Table_2,$FB422,GJ$3)*AER_CECV!AL56","v":499.62839677146093},{"$f":"INDEX(Table_2,$FB422,GK$3)*AER_CECV!AM56","v":167.89361909417417},{"$f":"INDEX(Table_2,$FB422,GL$3)*AER_CECV!AN56","v":41.280314306901992},{"$f":"INDEX(Table_2,$FB422,GM$3)*AER_CECV!AO56","v":120.42152730415731},{"$f":"INDEX(Table_2,$FB422,GN$3)*AER_CECV!AP56","v":60.21090419435496},{"$f":"INDEX(Table_2,$FB422,GO$3)*AER_CECV!AQ56","v":0},{"$f":"INDEX(Table_2,$FB422,GP$3)*AER_CECV!AR56","v":0},{"$f":"INDEX(Table_2,$FB422,GQ$3)*AER_CECV!AS56","v":0},{"$f":"INDEX(Table_2,$FB422,GR$3)*AER_CECV!AT56","v":0},{"$f":"INDEX(Table_2,$FB422,GS$3)*AER_CECV!AU56","v":0},{"$f":"INDEX(Table_2,$FB422,GT$3)*AER_CECV!AV56","v":0},{"$f":"INDEX(Table_2,$FB422,GU$3)*AER_CECV!AW56","v":0},{"$f":"INDEX(Table_2,$FB422,GV$3)*AER_CECV!AX56","v":0},{"$f":"INDEX(Table_2,$FB422,GW$3)*AER_CECV!AY56","v":0},{"$f":"INDEX(Table_2,$FB422,GX$3)*AER_CECV!AZ56","v":0},26600.726844640503,2024]
[null,null,null,null,null,null,null,null,null,null,null,null,null,null,null,null,null,null,null,null,null,null,null,null,null,null,null,null,null,null,null,null,null,null,null,null,null,null,null,null,null,null,null,null,null,null,null,null,null,null,null,null,null,null,null,2024,null,null,null,null,null,null,null,null,null,null,null,null,null,null,null,null,null,null,null,null,null,null,null,null,null,null,null,null,null,null,null,null,null,null,null,null,null,null,null,null,null,null,null,null,null,null,null,null,null,null,null,null,null,null,null,null,null,null,null,null,null,null,null,null,null,null,null,null,null,null,null,null,null,null,null,null,null,null,null,null,null,null,null,null,null,null,null,null,null,null,null,null,null,null,null,null,null,null,null,null,null,111,{"$f":"INDEX(Table_2,$FB479,FC$3)*AER_CECV!E113","v":0},{"$f":"INDEX(Table_2,$FB479,FD$3)*AER_CECV!F113","v":0},{"$f":"INDEX(Table_2,$FB479,FE$3)*AER_CECV!G113","v":0},{"$f":"INDEX(Table_2,$FB479,FF$3)*AER_CECV!H113","v":0},{"$f":"INDEX(Table_2,$FB479,FG$3)*AER_CECV!I113","v":0},{"$f":"INDEX(Table_2,$FB479,FH$3)*AER_CECV!J113","v":0},{"$f":"INDEX(Table_2,$FB479,FI$3)*AER_CECV!K113","v":0},{"$f":"INDEX(Table_2,$FB479,FJ$3)*AER_CECV!L113","v":0},{"$f":"INDEX(Table_2,$FB479,FK$3)*AER_CECV!M113","v":0},{"$f":"INDEX(Table_2,$FB479,FL$3)*AER_CECV!N113","v":0},{"$f":"INDEX(Table_2,$FB479,FM$3)*AER_CECV!O113","v":0},{"$f":"INDEX(Table_2,$FB479,FN$3)*AER_CECV!P113","v":77.606760449726849},{"$f":"INDEX(Table_2,$FB479,FO$3)*AER_CECV!Q113","v":202.48374933743051},{"$f":"INDEX(Table_2,$FB479,FP$3)*AER_CECV!R113","v":710.51380795261798},{"$f":"INDEX(Table_2,$FB479,FQ$3)*AER_CECV!S113","v":1061.7222941076573},{"$f":"INDEX(Table_2,$FB479,FR$3)*AER_CECV!T113","v":1673.2957433034385},{"$f":"INDEX(Table_2,$FB479,FS$3)*AER_CECV!U113","v":2333.2434757740225},{"$f":"INDEX(Table_2,$FB479,FT$3)*AER_CECV!V113","v":2221.235512229322},{"$f":"INDEX(Table_2,$FB479,FU$3)*AER_CECV!W113","v":2217.9990186610739},{"$f":"INDEX(Table_2,$FB479,FV$3)*AER_CECV!X113","v":2449.903638708975},{"$f":"INDEX(Table_2,$FB479,FW$3)*AER_CECV!Y113","v":2664.642759870625},{"$f":"INDEX(Table_2,$FB479,FX$3)*AER_CECV!Z113","v":2659.1042499508949},{"$f":"INDEX(Table_2,$FB479,FY$3)*AER_CECV!AA113","v":2695.676232824253},{"$f":"INDEX(Table_2,$FB479,FZ$3)*AER_CECV!AB113","v":2402.7193224690968},{"$f":"INDEX(Table_2,$FB479,GA$3)*AER_CECV!AC113","v":2782.0060473215117},{"$f":"INDEX(Table_2,$FB479,GB$3)*AER_CECV!AD113","v":2542.7463852573469},{"$f":"INDEX(Table_2,$FB479,GC$3)*AER_CECV!AE113","v":2587.6865072367614},{"$f":"INDEX(Table_2,$FB479,GD$3)*AER_CECV!AF113","v":2181.3867915132741},{"$f":"INDEX(Table_2,$FB479,GE$3)*AER_CECV!AG113","v":2100.9956778778815},{"$f":"INDEX(Table_2,$FB479,GF$3)*AER_CECV!AH113","v":1372.2355054010657},{"$f":"INDEX(Table_2,$FB479,GG$3)*AER_CECV!AI113","v":1720.8227590118486},{"$f":"INDEX(Table_2,$FB479,GH$3)*AER_CECV!AJ113","v":1423.0691132024297},{"$f":"INDEX(Table_2,$FB479,GI$3)*AER_CECV!AK113","v":1908.938846975509},{"$f":"INDEX(Table_2,$FB479,GJ$3)*AER_CECV!AL113","v":758.6644067851098},{"$f":"INDEX(Table_2,$FB479,GK$3)*AER_CECV!AM113","v":331.87975216778239},{"$f":"INDEX(Table_2,$FB479,GL$3)*AER_CECV!AN113","v":110.25688634630752},{"$f":"INDEX(Table_2,$FB479,GM$3)*AER_CECV!AO113","v":52.128131519847287},{"$f":"INDEX(Table_2,$FB479,GN$3)*AER_CECV!AP113","v":26.157685191965175},{"$f":"INDEX(Table_2,$FB479,GO$3)*AER_CECV!AQ113","v":0},{"$f":"INDEX(Table_2,$FB479,GP$3)*AER_CECV!AR113","v":0},{"$f":"INDEX(Table_2,$FB479,GQ$3)*AER_CECV!AS113","v":0},{"$f":"INDEX(Table_2,$FB479,GR$3)*AER_CECV!AT113","v":0},{"$f":"INDEX(Table_2,$FB479,GS$3)*AER_CECV!AU113","v":0},{"$f":"INDEX(Table_2,$FB479,GT$3)*AER_CECV!AV113","v":0},{"$f":"INDEX(Table_2,$FB479,GU$3)*AER_CECV!AW113","v":0},{"$f":"INDEX(Table_2,$FB479,GV$3)*AER_CECV!AX113","v":0},{"$f":"INDEX(Table_2,$FB479,GW$3)*AER_CECV!AY113","v":0},{"$f":"INDEX(Table_2,$FB479,GX$3)*AER_CECV!AZ113","v":0},43269.121061447775,2024]
[null,null,null,null,null,null,null,null,null,null,null,null,null,null,null,null,null,null,null,null,null,null,null,null,null,null,null,null,null,null,null,null,null,null,null,null,null,null,null,null,null,null,null,null,null,null,null,null,null,null,null,null,null,null,null,2024,null,null,null,null,null,null,null,null,null,null,null,null,null,null,null,null,null,null,null,null,null,null,null,null,null,null,null,null,null,null,null,null,null,null,null,null,null,null,null,null,null,null,null,null,null,null,null,null,null,null,null,null,null,null,null,null,null,null,null,null,null,null,null,null,null,null,null,null,null,null,null,null,null,null,null,null,null,null,null,null,null,null,null,null,null,null,null,null,null,null,null,null,null,null,null,null,null,null,null,null,null,172,{"$f":"INDEX(Table_2,$FB540,FC$3)*AER_CECV!E174","v":0},{"$f":"INDEX(Table_2,$FB540,FD$3)*AER_CECV!F174","v":0},{"$f":"INDEX(Table_2,$FB540,FE$3)*AER_CECV!G174","v":0},{"$f":"INDEX(Table_2,$FB540,FF$3)*AER_CECV!H174","v":0},{"$f":"INDEX(Table_2,$FB540,FG$3)*AER_CECV!I174","v":0},{"$f":"INDEX(Table_2,$FB540,FH$3)*AER_CECV!J174","v":0},{"$f":"INDEX(Table_2,$FB540,FI$3)*AER_CECV!K174","v":0},{"$f":"INDEX(Table_2,$FB540,FJ$3)*AER_CECV!L174","v":0},{"$f":"INDEX(Table_2,$FB540,FK$3)*AER_CECV!M174","v":0},{"$f":"INDEX(Table_2,$FB540,FL$3)*AER_CECV!N174","v":0},{"$f":"INDEX(Table_2,$FB540,FM$3)*AER_CECV!O174","v":0},{"$f":"INDEX(Table_2,$FB540,FN$3)*AER_CECV!P174","v":134.29238619474285},{"$f":"INDEX(Table_2,$FB540,FO$3)*AER_CECV!Q174","v":337.40483602503423},{"$f":"INDEX(Table_2,$FB540,FP$3)*AER_CECV!R174","v":713.94784586658284},{"$f":"INDEX(Table_2,$FB540,FQ$3)*AER_CECV!S174","v":1083.2293757280431},{"$f":"INDEX(Table_2,$FB540,FR$3)*AER_CECV!T174","v":1414.897692481301},{"$f":"INDEX(Table_2,$FB540,FS$3)*AER_CECV!U174","v":1623.0035222645324},{"$f":"INDEX(Table_2,$FB540,FT$3)*AER_CECV!V174","v":1747.7280453490091},{"$f":"INDEX(Table_2,$FB540,FU$3)*AER_CECV!W174","v":1924.4851094523731},{"$f":"INDEX(Table_2,$FB540,FV$3)*AER_CECV!X174","v":2015.0218456289788},{"$f":"INDEX(Table_2,$FB540,FW$3)*AER_CECV!Y174","v":2158.9902296192527},{"$f":"INDEX(Table_2,$FB540,FX$3)*AER_CECV!Z174","v":2042.7153868824337},{"$f":"INDEX(Table_2,$FB540,FY$3)*AER_CECV!AA174","v":2195.0856302498423},{"$f":"INDEX(Table_2,$FB540,FZ$3)*AER_CECV!AB174","v":2243.2644506139873},{"$f":"INDEX(Table_2,$FB540,GA$3)*AER_CECV!AC174","v":1967.2196627364797},{"$f":"INDEX(Table_2,$FB540,GB$3)*AER_CECV!AD174","v":2215.9690893857496},{"$f":"INDEX(Table_2,$FB540,GC$3)*AER_CECV!AE174","v":2230.4053159638597},{"$f":"INDEX(Table_2,$FB540,GD$3)*AER_CECV!AF174","v":2196.0111386084241},{"$f":"INDEX(Table_2,$FB540,GE$3)*AER_CECV!AG174","v":2068.8165277572425},{"$f":"INDEX(Table_2,$FB540,GF$3)*AER_CECV!AH174","v":1859.0803885423156},{"$f":"INDEX(Table_2,$FB540,GG$3)*AER_CECV!AI174","v":1977.0896965504362},{"$f":"INDEX(Table_2,$FB540,GH$3)*AER_CECV!AJ174","v":1779.2489261404746},{"$f":"INDEX(Table_2,$FB540,GI$3)*AER_CECV!AK174","v":1498.6620359164306},{"$f":"INDEX(Table_2,$FB540,GJ$3)*AER_CECV!AL174","v":1074.4350317396822},{"$f":"INDEX(Table_2,$FB540,GK$3)*AER_CECV!AM174","v":643.26651206410122},{"$f":"INDEX(Table_2,$FB540,GL$3)*AER_CECV!AN174","v":340.84409183049075},{"$f":"INDEX(Table_2,$FB540,GM$3)*AER_CECV!AO174","v":122.85273817126428},{"$f":"INDEX(Table_2,$FB540,GN$3)*AER_CECV!AP174","v":26.643505188635423},{"$f":"INDEX(Table_2,$FB540,GO$3)*AER_CECV!AQ174","v":8.5503911342492867},{"$f":"INDEX(Table_2,$FB540,GP$3)*AER_CECV!AR174","v":0},{"$f":"INDEX(Table_2,$FB540,GQ$3)*AER_CECV!AS174","v":0},{"$f":"INDEX(Table_2,$FB540,GR$3)*AER_CECV!AT174","v":0},{"$f":"INDEX(Table_2,$FB540,GS$3)*AER_CECV!AU174","v":0},{"$f":"INDEX(Table_2,$FB540,GT$3)*AER_CECV!AV174","v":0},{"$f":"INDEX(Table_2,$FB540,GU$3)*AER_CECV!AW174","v":0},{"$f":"INDEX(Table_2,$FB540,GV$3)*AER_CECV!AX174","v":0},{"$f":"INDEX(Table_2,$FB540,GW$3)*AER_CECV!AY174","v":0},{"$f":"INDEX(Table_2,$FB540,GX$3)*AER_CECV!AZ174","v":0},39643.161408085951,2024]
[null,null,null,null,null,null,null,null,null,null,null,null,null,null,null,null,null,null,null,null,null,null,null,null,null,null,null,null,null,null,null,null,null,null,null,null,null,null,null,null,null,null,null,null,null,null,null,null,null,null,null,null,null,null,null,2024,null,null,null,null,null,null,null,null,null,null,null,null,null,null,null,null,null,null,null,null,null,null,null,null,null,null,null,null,null,null,null,null,null,null,null,null,null,null,null,null,null,null,null,null,null,null,null,null,null,null,null,null,null,null,null,null,null,null,null,null,null,null,null,null,null,null,null,null,null,null,null,null,null,null,null,null,null,null,null,null,null,null,null,null,null,null,null,null,null,null,null,null,null,null,null,null,null,null,null,null,null,229,{"$f":"INDEX(Table_2,$FB597,FC$3)*AER_CECV!E231","v":0},{"$f":"INDEX(Table_2,$FB597,FD$3)*AER_CECV!F231","v":0},{"$f":"INDEX(Table_2,$FB597,FE$3)*AER_CECV!G231","v":0},{"$f":"INDEX(Table_2,$FB597,FF$3)*AER_CECV!H231","v":0},{"$f":"INDEX(Table_2,$FB597,FG$3)*AER_CECV!I231","v":0},{"$f":"INDEX(Table_2,$FB597,FH$3)*AER_CECV!J231","v":0},{"$f":"INDEX(Table_2,$FB597,FI$3)*AER_CECV!K231","v":0},{"$f":"INDEX(Table_2,$FB597,FJ$3)*AER_CECV!L231","v":0},{"$f":"INDEX(Table_2,$FB597,FK$3)*AER_CECV!M231","v":0},{"$f":"INDEX(Table_2,$FB597,FL$3)*AER_CECV!N231","v":0},{"$f":"INDEX(Table_2,$FB597,FM$3)*AER_CECV!O231","v":0},{"$f":"INDEX(Table_2,$FB597,FN$3)*AER_CECV!P231","v":10.262105127954037},{"$f":"INDEX(Table_2,$FB597,FO$3)*AER_CECV!Q231","v":50.574246859770831},{"$f":"INDEX(Table_2,$FB597,FP$3)*AER_CECV!R231","v":322.26480318625744},{"$f":"INDEX(Table_2,$FB597,FQ$3)*AER_CECV!S231","v":678.53133458721277},{"$f":"INDEX(Table_2,$FB597,FR$3)*AER_CECV!T231","v":814.25493420825251},{"$f":"INDEX(Table_2,$FB597,FS$3)*AER_CECV!U231","v":1198.9892269675815},{"$f":"INDEX(Table_2,$FB597,FT$3)*AER_CECV!V231","v":1337.098938593002},{"$f":"INDEX(Table_2,$FB597,FU$3)*AER_CECV!W231","v":1421.5171833259694},{"$f":"INDEX(Table_2,$FB597,FV$3)*AER_CECV!X231","v":1629.0470251434269},{"$f":"INDEX(Table_2,$FB597,FW$3)*AER_CECV!Y231","v":1690.6567348765898},{"$f":"INDEX(Table_2,$FB597,FX$3)*AER_CECV!Z231","v":1718.6335089729985},{"$f":"INDEX(Table_2,$FB597,FY$3)*AER_CECV!AA231","v":1843.755158067501},{"$f":"INDEX(Table_2,$FB597,FZ$3)*AER_CECV!AB231","v":1778.1007283931822},{"$f":"INDEX(Table_2,$FB597,GA$3)*AER_CECV!AC231","v":1886.2488224487176},{"$f":"INDEX(Table_2,$FB597,GB$3)*AER_CECV!AD231","v":2031.0803970051477},{"$f":"INDEX(Table_2,$FB597,GC$3)*AER_CECV!AE231","v":1948.5049715875218},{"$f":"INDEX(Table_2,$FB597,GD$3)*AER_CECV!AF231","v":1830.4072792671927},{"$f":"INDEX(Table_2,$FB597,GE$3)*AER_CECV!AG231","v":1759.434639464803},{"$f":"INDEX(Table_2,$FB597,GF$3)*AER_CECV!AH231","v":1933.9265106997223},{"$f":"INDEX(Table_2,$FB597,GG$3)*AER_CECV!AI231","v":1626.5597818364038},{"$f":"INDEX(Table_2,$FB597,GH$3)*AER_CECV!AJ231","v":1533.2384025020442},{"$f":"INDEX(Table_2,$FB597,GI$3)*AER_CECV!AK231","v":1188.0430316888633},{"$f":"INDEX(Table_2,$FB597,GJ$3)*AER_CECV!AL231","v":961.91360570062159},{"$f":"INDEX(Table_2,$FB597,GK$3)*AER_CECV!AM231","v":793.42808798454348},{"$f":"INDEX(Table_2,$FB597,GL$3)*AER_CECV!AN231","v":402.36973906143817},{"$f":"INDEX(Table_2,$FB597,GM$3)*AER_CECV!AO231","v":211.17858930626585},{"$f":"INDEX(Table_2,$FB597,GN$3)*AER_CECV!AP231","v":55.414781712326466},{"$f":"INDEX(Table_2,$FB597,GO$3)*AER_CECV!AQ231","v":15.039716338117204},{"$f":"INDEX(Table_2,$FB597,GP$3)*AER_CECV!AR231","v":0},{"$f":"INDEX(Table_2,$FB597,GQ$3)*AER_CECV!AS231","v":0},{"$f":"INDEX(Table_2,$FB597,GR$3)*AER_CECV!AT231","v":0},{"$f":"INDEX(Table_2,$FB597,GS$3)*AER_CECV!AU231","v":0},{"$f":"INDEX(Table_2,$FB597,GT$3)*AER_CECV!AV231","v":0},{"$f":"INDEX(Table_2,$FB597,GU$3)*AER_CECV!AW231","v":0},{"$f":"INDEX(Table_2,$FB597,GV$3)*AER_CECV!AX231","v":0},{"$f":"INDEX(Table_2,$FB597,GW$3)*AER_CECV!AY231","v":0},{"$f":"INDEX(Table_2,$FB597,GX$3)*AER_CECV!AZ231","v":0},32670.474284913431,2024]
[null,null,null,null,null,null,null,null,null,null,null,null,null,null,null,null,null,null,null,null,null,null,null,null,null,null,null,null,null,null,null,null,null,null,null,null,null,null,null,null,null,null,null,null,null,null,null,null,null,null,null,null,null,null,null,2024,null,null,null,null,null,null,null,null,null,null,null,null,null,null,null,null,null,null,null,null,null,null,null,null,null,null,null,null,null,null,null,null,null,null,null,null,null,null,null,null,null,null,null,null,null,null,null,null,null,null,null,null,null,null,null,null,null,null,null,null,null,null,null,null,null,null,null,null,null,null,null,null,null,null,null,null,null,null,null,null,null,null,null,null,null,null,null,null,null,null,null,null,null,null,null,null,null,null,null,null,null,290,{"$f":"INDEX(Table_2,$FB658,FC$3)*AER_CECV!E292","v":0},{"$f":"INDEX(Table_2,$FB658,FD$3)*AER_CECV!F292","v":0},{"$f":"INDEX(Table_2,$FB658,FE$3)*AER_CECV!G292","v":0},{"$f":"INDEX(Table_2,$FB658,FF$3)*AER_CECV!H292","v":0},{"$f":"INDEX(Table_2,$FB658,FG$3)*AER_CECV!I292","v":0},{"$f":"INDEX(Table_2,$FB658,FH$3)*AER_CECV!J292","v":0},{"$f":"INDEX(Table_2,$FB658,FI$3)*AER_CECV!K292","v":0},{"$f":"INDEX(Table_2,$FB658,FJ$3)*AER_CECV!L292","v":0},{"$f":"INDEX(Table_2,$FB658,FK$3)*AER_CECV!M292","v":0},{"$f":"INDEX(Table_2,$FB658,FL$3)*AER_CECV!N292","v":0},{"$f":"INDEX(Table_2,$FB658,FM$3)*AER_CECV!O292","v":0},{"$f":"INDEX(Table_2,$FB658,FN$3)*AER_CECV!P292","v":0.57639891341200644},{"$f":"INDEX(Table_2,$FB658,FO$3)*AER_CECV!Q292","v":21.216846678578385},{"$f":"INDEX(Table_2,$FB658,FP$3)*AER_CECV!R292","v":173.9072539518755},{"$f":"INDEX(Table_2,$FB658,FQ$3)*AER_CECV!S292","v":519.94668023766144},{"$f":"INDEX(Table_2,$FB658,FR$3)*AER_CECV!T292","v":967.2704708600055},{"$f":"INDEX(Table_2,$FB658,FS$3)*AER_CECV!U292","v":1062.5433544093801},{"$f":"INDEX(Table_2,$FB658,FT$3)*AER_CECV!V292","v":1423.3050181511146},{"$f":"INDEX(Table_2,$FB658,FU$3)*AER_CECV!W292","v":1566.2227372424206},{"$f":"INDEX(Table_2,$FB658,FV$3)*AER_CECV!X292","v":1744.5272640083399},{"$f":"INDEX(Table_2,$FB658,FW$3)*AER_CECV!Y292","v":1796.3579717881271},{"$f":"INDEX(Table_2,$FB658,FX$3)*AER_CECV!Z292","v":1876.9711349043025},{"$f":"INDEX(Table_2,$FB658,FY$3)*AER_CECV!AA292","v":1970.7210381031143},{"$f":"INDEX(Table_2,$FB658,FZ$3)*AER_CECV!AB292","v":2061.2375937914221},{"$f":"INDEX(Table_2,$FB658,GA$3)*AER_CECV!AC292","v":2099.9367297653639},{"$f":"INDEX(Table_2,$FB658,GB$3)*AER_CECV!AD292","v":2064.5926043900076},{"$f":"INDEX(Table_2,$FB658,GC$3)*AER_CECV!AE292","v":1922.0282157843219},{"$f":"INDEX(Table_2,$FB658,GD$3)*AER_CECV!AF292","v":1983.7568199469411},{"$f":"INDEX(Table_2,$FB658,GE$3)*AER_CECV!AG292","v":1843.5868571003498},{"$f":"INDEX(Table_2,$FB658,GF$3)*AER_CECV!AH292","v":1702.7462824239619},{"$f":"INDEX(Table_2,$FB658,GG$3)*AER_CECV!AI292","v":1312.5926567033362},{"$f":"INDEX(Table_2,$FB658,GH$3)*AER_CECV!AJ292","v":916.42900785016491},{"$f":"INDEX(Table_2,$FB658,GI$3)*AER_CECV!AK292","v":825.11331067007245},{"$f":"INDEX(Table_2,$FB658,GJ$3)*AER_CECV!AL292","v":450.42081881301061},{"$f":"INDEX(Table_2,$FB658,GK$3)*AER_CECV!AM292","v":168.98783745779429},{"$f":"INDEX(Table_2,$FB658,GL$3)*AER_CECV!AN292","v":38.379649273087551},{"$f":"INDEX(Table_2,$FB658,GM$3)*AER_CECV!AO292","v":93.602242416140697},{"$f":"INDEX(Table_2,$FB658,GN$3)*AER_CECV!AP292","v":39.323693947186783},{"$f":"INDEX(Table_2,$FB658,GO$3)*AER_CECV!AQ292","v":1.1526437658333166},{"$f":"INDEX(Table_2,$FB658,GP$3)*AER_CECV!AR292","v":0},{"$f":"INDEX(Table_2,$FB658,GQ$3)*AER_CECV!AS292","v":0},{"$f":"INDEX(Table_2,$FB658,GR$3)*AER_CECV!AT292","v":0},{"$f":"INDEX(Table_2,$FB658,GS$3)*AER_CECV!AU292","v":0},{"$f":"INDEX(Table_2,$FB658,GT$3)*AER_CECV!AV292","v":0},{"$f":"INDEX(Table_2,$FB658,GU$3)*AER_CECV!AW292","v":0},{"$f":"INDEX(Table_2,$FB658,GV$3)*AER_CECV!AX292","v":0},{"$f":"INDEX(Table_2,$FB658,GW$3)*AER_CECV!AY292","v":0},{"$f":"INDEX(Table_2,$FB658,GX$3)*AER_CECV!AZ292","v":0},30647.453133347324,2024]
[null,null,null,null,null,null,null,null,null,null,null,null,null,null,null,null,null,null,null,null,null,null,null,null,null,null,null,null,null,null,null,null,null,null,null,null,null,null,null,null,null,null,null,null,null,null,null,null,null,null,null,null,null,null,null,2024,null,null,null,null,null,null,null,null,null,null,null,null,null,null,null,null,null,null,null,null,null,null,null,null,null,null,null,null,null,null,null,null,null,null,null,null,null,null,null,null,null,null,null,null,null,null,null,null,null,null,null,null,null,null,null,null,null,null,null,null,null,null,null,null,null,null,null,null,null,null,null,null,null,null,null,null,null,null,null,null,null,null,null,null,null,null,null,null,null,null,null,null,null,null,null,null,null,null,null,null,null,347,{"$f":"INDEX(Table_2,$FB715,FC$3)*AER_CECV!E349","v":0},{"$f":"INDEX(Table_2,$FB715,FD$3)*AER_CECV!F349","v":0},{"$f":"INDEX(Table_2,$FB715,FE$3)*AER_CECV!G349","v":0},{"$f":"INDEX(Table_2,$FB715,FF$3)*AER_CECV!H349","v":0},{"$f":"INDEX(Table_2,$FB715,FG$3)*AER_CECV!I349","v":0},{"$f":"INDEX(Table_2,$FB715,FH$3)*AER_CECV!J349","v":0},{"$f":"INDEX(Table_2,$FB715,FI$3)*AER_CECV!K349","v":0},{"$f":"INDEX(Table_2,$FB715,FJ$3)*AER_CECV!L349","v":0},{"$f":"INDEX(Table_2,$FB715,FK$3)*AER_CECV!M349","v":0},{"$f":"INDEX(Table_2,$FB715,FL$3)*AER_CECV!N349","v":0},{"$f":"INDEX(Table_2,$FB715,FM$3)*AER_CECV!O349","v":0},{"$f":"INDEX(Table_2,$FB715,FN$3)*AER_CECV!P349","v":0},{"$f":"INDEX(Table_2,$FB715,FO$3)*AER_CECV!Q349","v":0},{"$f":"INDEX(Table_2,$FB715,FP$3)*AER_CECV!R349","v":33.100513546026249},{"$f":"INDEX(Table_2,$FB715,FQ$3)*AER_CECV!S349","v":65.632013762606974},{"$f":"INDEX(Table_2,$FB715,FR$3)*AER_CECV!T349","v":519.58790415592512},{"$f":"INDEX(Table_2,$FB715,FS$3)*AER_CECV!U349","v":867.88958784451734},{"$f":"INDEX(Table_2,$FB715,FT$3)*AER_CECV!V349","v":1053.8906441959559},{"$f":"INDEX(Table_2,$FB715,FU$3)*AER_CECV!W349","v":1307.3006559332098},{"$f":"INDEX(Table_2,$FB715,FV$3)*AER_CECV!X349","v":1580.3629539802848},{"$f":"INDEX(Table_2,$FB715,FW$3)*AER_CECV!Y349","v":1604.6356445592442},{"$f":"INDEX(Table_2,$FB715,FX$3)*AER_CECV!Z349","v":1735.6431198938099},{"$f":"INDEX(Table_2,$FB715,FY$3)*AER_CECV!AA349","v":1821.9455046294227},{"$f":"INDEX(Table_2,$FB715,FZ$3)*AER_CECV!AB349","v":1871.2241936640007},{"$f":"INDEX(Table_2,$FB715,GA$3)*AER_CECV!AC349","v":1871.536135170925},{"$f":"INDEX(Table_2,$FB715,GB$3)*AER_CECV!AD349","v":1845.7518263063632},{"$f":"INDEX(Table_2,$FB715,GC$3)*AER_CECV!AE349","v":1789.7496395036876},{"$f":"INDEX(Table_2,$FB715,GD$3)*AER_CECV!AF349","v":1772.3669785138527},{"$f":"INDEX(Table_2,$FB715,GE$3)*AER_CECV!AG349","v":1610.8936058516338},{"$f":"INDEX(Table_2,$FB715,GF$3)*AER_CECV!AH349","v":1286.2990579199461},{"$f":"INDEX(Table_2,$FB715,GG$3)*AER_CECV!AI349","v":905.92387907439547},{"$f":"INDEX(Table_2,$FB715,GH$3)*AER_CECV!AJ349","v":849.5281157686403},{"$f":"INDEX(Table_2,$FB715,GI$3)*AER_CECV!AK349","v":559.70135586282038},{"$f":"INDEX(Table_2,$FB715,GJ$3)*AER_CECV!AL349","v":247.89869367264325},{"$f":"INDEX(Table_2,$FB715,GK$3)*AER_CECV!AM349","v":60.275729807934212},{"$f":"INDEX(Table_2,$FB715,GL$3)*AER_CECV!AN349","v":65.416471744529915},{"$f":"INDEX(Table_2,$FB715,GM$3)*AER_CECV!AO349","v":47.686941559434665},{"$f":"INDEX(Table_2,$FB715,GN$3)*AER_CECV!AP349","v":23.843470779717329},{"$f":"INDEX(Table_2,$FB715,GO$3)*AER_CECV!AQ349","v":0},{"$f":"INDEX(Table_2,$FB715,GP$3)*AER_CECV!AR349","v":0},{"$f":"INDEX(Table_2,$FB715,GQ$3)*AER_CECV!AS349","v":0},{"$f":"INDEX(Table_2,$FB715,GR$3)*AER_CECV!AT349","v":0},{"$f":"INDEX(Table_2,$FB715,GS$3)*AER_CECV!AU349","v":0},{"$f":"INDEX(Table_2,$FB715,GT$3)*AER_CECV!AV349","v":0},{"$f":"INDEX(Table_2,$FB715,GU$3)*AER_CECV!AW349","v":0},{"$f":"INDEX(Table_2,$FB715,GV$3)*AER_CECV!AX349","v":0},{"$f":"INDEX(Table_2,$FB715,GW$3)*AER_CECV!AY349","v":0},{"$f":"INDEX(Table_2,$FB715,GX$3)*AER_CECV!AZ349","v":0},25398.084637701526,2024]
[null,null,null,null,null,null,null,null,null,null,null,null,null,null,null,null,null,null,null,null,null,null,null,null,null,null,null,null,null,null,null,null,null,null,null,null,null,null,null,null,null,null,null,null,null,null,null,null,null,null,null,null,null,null,null,2025,null,null,null,null,null,null,null,null,null,null,null,null,null,null,null,null,null,null,null,null,null,null,null,null,null,null,null,null,null,null,null,null,null,null,null,null,null,null,null,null,null,null,null,null,null,null,null,null,null,null,null,null,null,null,null,null,null,null,null,null,null,null,null,null,null,null,null,null,null,null,null,null,null,null,null,null,null,null,null,null,null,null,null,null,null,null,null,null,null,null,null,null,null,null,null,null,null,null,null,null,null,39,{"$f":"INDEX(Table_2,$FB772,FC$3)*AER_CECV!E406","v":0},{"$f":"INDEX(Table_2,$FB772,FD$3)*AER_CECV!F406","v":0},{"$f":"INDEX(Table_2,$FB772,FE$3)*AER_CECV!G406","v":0},{"$f":"INDEX(Table_2,$FB772,FF$3)*AER_CECV!H406","v":0},{"$f":"INDEX(Table_2,$FB772,FG$3)*AER_CECV!I406","v":0},{"$f":"INDEX(Table_2,$FB772,FH$3)*AER_CECV!J406","v":0},{"$f":"INDEX(Table_2,$FB772,FI$3)*AER_CECV!K406","v":0},{"$f":"INDEX(Table_2,$FB772,FJ$3)*AER_CECV!L406","v":0},{"$f":"INDEX(Table_2,$FB772,FK$3)*AER_CECV!M406","v":0},{"$f":"INDEX(Table_2,$FB772,FL$3)*AER_CECV!N406","v":0},{"$f":"INDEX(Table_2,$FB772,FM$3)*AER_CECV!O406","v":0},{"$f":"INDEX(Table_2,$FB772,FN$3)*AER_CECV!P406","v":0},{"$f":"INDEX(Table_2,$FB772,FO$3)*AER_CECV!Q406","v":0},{"$f":"INDEX(Table_2,$FB772,FP$3)*AER_CECV!R406","v":53.454954988506138},{"$f":"INDEX(Table_2,$FB772,FQ$3)*AER_CECV!S406","v":177.04722495880611},{"$f":"INDEX(Table_2,$FB772,FR$3)*AER_CECV!T406","v":567.00477259587262},{"$f":"INDEX(Table_2,$FB772,FS$3)*AER_CECV!U406","v":772.25991186642284},{"$f":"INDEX(Table_2,$FB772,FT$3)*AER_CECV!V406","v":1021.0778272632093},{"$f":"INDEX(Table_2,$FB772,FU$3)*AER_CECV!W406","v":1249.4912962750582},{"$f":"INDEX(Table_2,$FB772,FV$3)*AER_CECV!X406","v":1240.4196175515178},{"$f":"INDEX(Table_2,$FB772,FW$3)*AER_CECV!Y406","v":1234.0450069999004},{"$f":"INDEX(Table_2,$FB772,FX$3)*AER_CECV!Z406","v":1167.5191710387617},{"$f":"INDEX(Table_2,$FB772,FY$3)*AER_CECV!AA406","v":1258.0539746494346},{"$f":"INDEX(Table_2,$FB772,FZ$3)*AER_CECV!AB406","v":1273.8102869155316},{"$f":"INDEX(Table_2,$FB772,GA$3)*AER_CECV!AC406","v":1370.8706480727601},{"$f":"INDEX(Table_2,$FB772,GB$3)*AER_CECV!AD406","v":1265.9415759687672},{"$f":"INDEX(Table_2,$FB772,GC$3)*AER_CECV!AE406","v":1265.2876402436466},{"$f":"INDEX(Table_2,$FB772,GD$3)*AER_CECV!AF406","v":1165.8399263877591},{"$f":"INDEX(Table_2,$FB772,GE$3)*AER_CECV!AG406","v":1135.3011444117931},{"$f":"INDEX(Table_2,$FB772,GF$3)*AER_CECV!AH406","v":1127.6871954038095},{"$f":"INDEX(Table_2,$FB772,GG$3)*AER_CECV!AI406","v":933.35440038387412},{"$f":"INDEX(Table_2,$FB772,GH$3)*AER_CECV!AJ406","v":679.51381683805437},{"$f":"INDEX(Table_2,$FB772,GI$3)*AER_CECV!AK406","v":624.45995778477288},{"$f":"INDEX(Table_2,$FB772,GJ$3)*AER_CECV!AL406","v":355.87413599409075},{"$f":"INDEX(Table_2,$FB772,GK$3)*AER_CECV!AM406","v":115.82702425486069},{"$f":"INDEX(Table_2,$FB772,GL$3)*AER_CECV!AN406","v":28.495516472548044},{"$f":"INDEX(Table_2,$FB772,GM$3)*AER_CECV!AO406","v":43.784067054495068},{"$f":"INDEX(Table_2,$FB772,GN$3)*AER_CECV!AP406","v":21.892101180051515},{"$f":"INDEX(Table_2,$FB772,GO$3)*AER_CECV!AQ406","v":0},{"$f":"INDEX(Table_2,$FB772,GP$3)*AER_CECV!AR406","v":0},{"$f":"INDEX(Table_2,$FB772,GQ$3)*AER_CECV!AS406","v":0},{"$f":"INDEX(Table_2,$FB772,GR$3)*AER_CECV!AT406","v":0},{"$f":"INDEX(Table_2,$FB772,GS$3)*AER_CECV!AU406","v":0},{"$f":"INDEX(Table_2,$FB772,GT$3)*AER_CECV!AV406","v":0},{"$f":"INDEX(Table_2,$FB772,GU$3)*AER_CECV!AW406","v":0},{"$f":"INDEX(Table_2,$FB772,GV$3)*AER_CECV!AX406","v":0},{"$f":"INDEX(Table_2,$FB772,GW$3)*AER_CECV!AY406","v":0},{"$f":"INDEX(Table_2,$FB772,GX$3)*AER_CECV!AZ406","v":0},20148.313195554299,2025]
[null,null,null,null,null,null,null,null,null,null,null,null,null,null,null,null,null,null,null,null,null,null,null,null,null,null,null,null,null,null,null,null,null,null,null,null,null,null,null,null,null,null,null,null,null,null,null,null,null,null,null,null,null,null,null,2025,null,null,null,null,null,null,null,null,null,null,null,null,null,null,null,null,null,null,null,null,null,null,null,null,null,null,null,null,null,null,null,null,null,null,null,null,null,null,null,null,null,null,null,null,null,null,null,null,null,null,null,null,null,null,null,null,null,null,null,null,null,null,null,null,null,null,null,null,null,null,null,null,null,null,null,null,null,null,null,null,null,null,null,null,null,null,null,null,null,null,null,null,null,null,null,null,null,null,null,null,null,100,{"$f":"INDEX(Table_2,$FB833,FC$3)*AER_CECV!E467","v":0},{"$f":"INDEX(Table_2,$FB833,FD$3)*AER_CECV!F467","v":0},{"$f":"INDEX(Table_2,$FB833,FE$3)*AER_CECV!G467","v":0},{"$f":"INDEX(Table_2,$FB833,FF$3)*AER_CECV!H467","v":0},{"$f":"INDEX(Table_2,$FB833,FG$3)*AER_CECV!I467","v":0},{"$f":"INDEX(Table_2,$FB833,FH$3)*AER_CECV!J467","v":0},{"$f":"INDEX(Table_2,$FB833,FI$3)*AER_CECV!K467","v":0},{"$f":"INDEX(Table_2,$FB833,FJ$3)*AER_CECV!L467","v":0},{"$f":"INDEX(Table_2,$FB833,FK$3)*AER_CECV!M467","v":0},{"$f":"INDEX(Table_2,$FB833,FL$3)*AER_CECV!N467","v":0},{"$f":"INDEX(Table_2,$FB833,FM$3)*AER_CECV!O467","v":0},{"$f":"INDEX(Table_2,$FB833,FN$3)*AER_CECV!P467","v":36.754264212199239},{"$f":"INDEX(Table_2,$FB833,FO$3)*AER_CECV!Q467","v":73.508528424398492},{"$f":"INDEX(Table_2,$FB833,FP$3)*AER_CECV!R467","v":360.26152832613514},{"$f":"INDEX(Table_2,$FB833,FQ$3)*AER_CECV!S467","v":574.86345402949132},{"$f":"INDEX(Table_2,$FB833,FR$3)*AER_CECV!T467","v":936.21599467692135},{"$f":"INDEX(Table_2,$FB833,FS$3)*AER_CECV!U467","v":1244.4169131195833},{"$f":"INDEX(Table_2,$FB833,FT$3)*AER_CECV!V467","v":1334.869079216905},{"$f":"INDEX(Table_2,$FB833,FU$3)*AER_CECV!W467","v":1637.4013949101666},{"$f":"INDEX(Table_2,$FB833,FV$3)*AER_CECV!X467","v":1728.3439544315152},{"$f":"INDEX(Table_2,$FB833,FW$3)*AER_CECV!Y467","v":1697.0021812036043},{"$f":"INDEX(Table_2,$FB833,FX$3)*AER_CECV!Z467","v":1508.172102243331},{"$f":"INDEX(Table_2,$FB833,FY$3)*AER_CECV!AA467","v":1579.2466069375141},{"$f":"INDEX(Table_2,$FB833,FZ$3)*AER_CECV!AB467","v":1734.7608674997894},{"$f":"INDEX(Table_2,$FB833,GA$3)*AER_CECV!AC467","v":1983.4383248088609},{"$f":"INDEX(Table_2,$FB833,GB$3)*AER_CECV!AD467","v":2068.3807865506442},{"$f":"INDEX(Table_2,$FB833,GC$3)*AER_CECV!AE467","v":2258.206123761991},{"$f":"INDEX(Table_2,$FB833,GD$3)*AER_CECV!AF467","v":2194.5779465468122},{"$f":"INDEX(Table_2,$FB833,GE$3)*AER_CECV!AG467","v":1967.1876356879627},{"$f":"INDEX(Table_2,$FB833,GF$3)*AER_CECV!AH467","v":1699.2758651072518},{"$f":"INDEX(Table_2,$FB833,GG$3)*AER_CECV!AI467","v":1396.1368234876963},{"$f":"INDEX(Table_2,$FB833,GH$3)*AER_CECV!AJ467","v":1075.2559039524037},{"$f":"INDEX(Table_2,$FB833,GI$3)*AER_CECV!AK467","v":881.48336603301766},{"$f":"INDEX(Table_2,$FB833,GJ$3)*AER_CECV!AL467","v":535.00633422710143},{"$f":"INDEX(Table_2,$FB833,GK$3)*AER_CECV!AM467","v":212.36479090607446},{"$f":"INDEX(Table_2,$FB833,GL$3)*AER_CECV!AN467","v":48.364634344465834},{"$f":"INDEX(Table_2,$FB833,GM$3)*AER_CECV!AO467","v":31.12279240188337},{"$f":"INDEX(Table_2,$FB833,GN$3)*AER_CECV!AP467","v":15.09231904773759},{"$f":"INDEX(Table_2,$FB833,GO$3)*AER_CECV!AQ467","v":0.94476380429709939},{"$f":"INDEX(Table_2,$FB833,GP$3)*AER_CECV!AR467","v":0},{"$f":"INDEX(Table_2,$FB833,GQ$3)*AER_CECV!AS467","v":0},{"$f":"INDEX(Table_2,$FB833,GR$3)*AER_CECV!AT467","v":0},{"$f":"INDEX(Table_2,$FB833,GS$3)*AER_CECV!AU467","v":0},{"$f":"INDEX(Table_2,$FB833,GT$3)*AER_CECV!AV467","v":0},{"$f":"INDEX(Table_2,$FB833,GU$3)*AER_CECV!AW467","v":0},{"$f":"INDEX(Table_2,$FB833,GV$3)*AER_CECV!AX467","v":0},{"$f":"INDEX(Table_2,$FB833,GW$3)*AER_CECV!AY467","v":0},{"$f":"INDEX(Table_2,$FB833,GX$3)*AER_CECV!AZ467","v":0},30812.655279899758,2025]
[null,null,null,null,null,null,null,null,null,null,null,null,null,null,null,null,null,null,null,null,null,null,null,null,null,null,null,null,null,null,null,null,null,null,null,null,null,null,null,null,null,null,null,null,null,null,null,null,null,null,null,null,null,null,null,2025,null,null,null,null,null,null,null,null,null,null,null,null,null,null,null,null,null,null,null,null,null,null,null,null,null,null,null,null,null,null,null,null,null,null,null,null,null,null,null,null,null,null,null,null,null,null,null,null,null,null,null,null,null,null,null,null,null,null,null,null,null,null,null,null,null,null,null,null,null,null,null,null,null,null,null,null,null,null,null,null,null,null,null,null,null,null,null,null,null,null,null,null,null,null,null,null,null,null,null,null,null,157,{"$f":"INDEX(Table_2,$FB890,FC$3)*AER_CECV!E524","v":0},{"$f":"INDEX(Table_2,$FB890,FD$3)*AER_CECV!F524","v":0},{"$f":"INDEX(Table_2,$FB890,FE$3)*AER_CECV!G524","v":0},{"$f":"INDEX(Table_2,$FB890,FF$3)*AER_CECV!H524","v":0},{"$f":"INDEX(Table_2,$FB890,FG$3)*AER_CECV!I524","v":0},{"$f":"INDEX(Table_2,$FB890,FH$3)*AER_CECV!J524","v":0},{"$f":"INDEX(Table_2,$FB890,FI$3)*AER_CECV!K524","v":0},{"$f":"INDEX(Table_2,$FB890,FJ$3)*AER_CECV!L524","v":0},{"$f":"INDEX(Table_2,$FB890,FK$3)*AER_CECV!M524","v":0},{"$f":"INDEX(Table_2,$FB890,FL$3)*AER_CECV!N524","v":0},{"$f":"INDEX(Table_2,$FB890,FM$3)*AER_CECV!O524","v":0},{"$f":"INDEX(Table_2,$FB890,FN$3)*AER_CECV!P524","v":118.04284063742234},{"$f":"INDEX(Table_2,$FB890,FO$3)*AER_CECV!Q524","v":267.57743444599498},{"$f":"INDEX(Table_2,$FB890,FP$3)*AER_CECV!R524","v":640.0387815885133},{"$f":"INDEX(Table_2,$FB890,FQ$3)*AER_CECV!S524","v":966.88274983879205},{"$f":"INDEX(Table_2,$FB890,FR$3)*AER_CECV!T524","v":1232.3468898924143},{"$f":"INDEX(Table_2,$FB890,FS$3)*AER_CECV!U524","v":1542.6021085986858},{"$f":"INDEX(Table_2,$FB890,FT$3)*AER_CECV!V524","v":1831.1053002187118},{"$f":"INDEX(Table_2,$FB890,FU$3)*AER_CECV!W524","v":1817.000314244312},{"$f":"INDEX(Table_2,$FB890,FV$3)*AER_CECV!X524","v":1997.7536022887612},{"$f":"INDEX(Table_2,$FB890,FW$3)*AER_CECV!Y524","v":2153.9137996891814},{"$f":"INDEX(Table_2,$FB890,FX$3)*AER_CECV!Z524","v":2463.1948963205},{"$f":"INDEX(Table_2,$FB890,FY$3)*AER_CECV!AA524","v":2451.9255322844429},{"$f":"INDEX(Table_2,$FB890,FZ$3)*AER_CECV!AB524","v":2414.1942974520193},{"$f":"INDEX(Table_2,$FB890,GA$3)*AER_CECV!AC524","v":2389.5629883944544},{"$f":"INDEX(Table_2,$FB890,GB$3)*AER_CECV!AD524","v":2439.2777612289888},{"$f":"INDEX(Table_2,$FB890,GC$3)*AER_CECV!AE524","v":2630.9456637440071},{"$f":"INDEX(Table_2,$FB890,GD$3)*AER_CECV!AF524","v":2564.6685005271652},{"$f":"INDEX(Table_2,$FB890,GE$3)*AER_CECV!AG524","v":2281.9621541854212},{"$f":"INDEX(Table_2,$FB890,GF$3)*AER_CECV!AH524","v":1944.4623814607125},{"$f":"INDEX(Table_2,$FB890,GG$3)*AER_CECV!AI524","v":1629.6777222058784},{"$f":"INDEX(Table_2,$FB890,GH$3)*AER_CECV!AJ524","v":1503.6669625391269},{"$f":"INDEX(Table_2,$FB890,GI$3)*AER_CECV!AK524","v":1043.3397003517869},{"$f":"INDEX(Table_2,$FB890,GJ$3)*AER_CECV!AL524","v":684.78506591651569},{"$f":"INDEX(Table_2,$FB890,GK$3)*AER_CECV!AM524","v":562.39640362728471},{"$f":"INDEX(Table_2,$FB890,GL$3)*AER_CECV!AN524","v":295.13513922443173},{"$f":"INDEX(Table_2,$FB890,GM$3)*AER_CECV!AO524","v":65.668756705152489},{"$f":"INDEX(Table_2,$FB890,GN$3)*AER_CECV!AP524","v":15.796492916527061},{"$f":"INDEX(Table_2,$FB890,GO$3)*AER_CECV!AQ524","v":2.3352120644707695},{"$f":"INDEX(Table_2,$FB890,GP$3)*AER_CECV!AR524","v":0},{"$f":"INDEX(Table_2,$FB890,GQ$3)*AER_CECV!AS524","v":0},{"$f":"INDEX(Table_2,$FB890,GR$3)*AER_CECV!AT524","v":0},{"$f":"INDEX(Table_2,$FB890,GS$3)*AER_CECV!AU524","v":0},{"$f":"INDEX(Table_2,$FB890,GT$3)*AER_CECV!AV524","v":0},{"$f":"INDEX(Table_2,$FB890,GU$3)*AER_CECV!AW524","v":0},{"$f":"INDEX(Table_2,$FB890,GV$3)*AER_CECV!AX524","v":0},{"$f":"INDEX(Table_2,$FB890,GW$3)*AER_CECV!AY524","v":0},{"$f":"INDEX(Table_2,$FB890,GX$3)*AER_CECV!AZ524","v":0},39950.259452591687,2025]
[null,null,null,null,null,null,null,null,null,null,null,null,null,null,null,null,null,null,null,null,null,null,null,null,null,null,null,null,null,null,null,null,null,null,null,null,null,null,null,null,null,null,null,null,null,null,null,null,null,null,null,null,null,null,null,2025,null,null,null,null,null,null,null,null,null,null,null,null,null,null,null,null,null,null,null,null,null,null,null,null,null,null,null,null,null,null,null,null,null,null,null,null,null,null,null,null,null,null,null,null,null,null,null,null,null,null,null,null,null,null,null,null,null,null,null,null,null,null,null,null,null,null,null,null,null,null,null,null,null,null,null,null,null,null,null,null,null,null,null,null,null,null,null,null,null,null,null,null,null,null,null,null,null,null,null,null,null,214,{"$f":"INDEX(Table_2,$FB947,FC$3)*AER_CECV!E581","v":0},{"$f":"INDEX(Table_2,$FB947,FD$3)*AER_CECV!F581","v":0},{"$f":"INDEX(Table_2,$FB947,FE$3)*AER_CECV!G581","v":0},{"$f":"INDEX(Table_2,$FB947,FF$3)*AER_CECV!H581","v":0},{"$f":"INDEX(Table_2,$FB947,FG$3)*AER_CECV!I581","v":0},{"$f":"INDEX(Table_2,$FB947,FH$3)*AER_CECV!J581","v":0},{"$f":"INDEX(Table_2,$FB947,FI$3)*AER_CECV!K581","v":0},{"$f":"INDEX(Table_2,$FB947,FJ$3)*AER_CECV!L581","v":0},{"$f":"INDEX(Table_2,$FB947,FK$3)*AER_CECV!M581","v":0},{"$f":"INDEX(Table_2,$FB947,FL$3)*AER_CECV!N581","v":0},{"$f":"INDEX(Table_2,$FB947,FM$3)*AER_CECV!O581","v":0},{"$f":"INDEX(Table_2,$FB947,FN$3)*AER_CECV!P581","v":17.159456399099891},{"$f":"INDEX(Table_2,$FB947,FO$3)*AER_CECV!Q581","v":65.462564442785251},{"$f":"INDEX(Table_2,$FB947,FP$3)*AER_CECV!R581","v":259.16656356561475},{"$f":"INDEX(Table_2,$FB947,FQ$3)*AER_CECV!S581","v":420.4011384682596},{"$f":"INDEX(Table_2,$FB947,FR$3)*AER_CECV!T581","v":898.90431456774377},{"$f":"INDEX(Table_2,$FB947,FS$3)*AER_CECV!U581","v":1312.2875318505598},{"$f":"INDEX(Table_2,$FB947,FT$3)*AER_CECV!V581","v":1588.5610948060776},{"$f":"INDEX(Table_2,$FB947,FU$3)*AER_CECV!W581","v":1833.8658708939186},{"$f":"INDEX(Table_2,$FB947,FV$3)*AER_CECV!X581","v":1790.2342938778704},{"$f":"INDEX(Table_2,$FB947,FW$3)*AER_CECV!Y581","v":1948.7859761579964},{"$f":"INDEX(Table_2,$FB947,FX$3)*AER_CECV!Z581","v":1892.2893246806541},{"$f":"INDEX(Table_2,$FB947,FY$3)*AER_CECV!AA581","v":2308.8774011059299},{"$f":"INDEX(Table_2,$FB947,FZ$3)*AER_CECV!AB581","v":2189.681348305945},{"$f":"INDEX(Table_2,$FB947,GA$3)*AER_CECV!AC581","v":2189.5198786863398},{"$f":"INDEX(Table_2,$FB947,GB$3)*AER_CECV!AD581","v":2213.9431300725014},{"$f":"INDEX(Table_2,$FB947,GC$3)*AER_CECV!AE581","v":2086.6855070160668},{"$f":"INDEX(Table_2,$FB947,GD$3)*AER_CECV!AF581","v":1916.6001102555601},{"$f":"INDEX(Table_2,$FB947,GE$3)*AER_CECV!AG581","v":1727.3664861376096},{"$f":"INDEX(Table_2,$FB947,GF$3)*AER_CECV!AH581","v":1654.0367062368882},{"$f":"INDEX(Table_2,$FB947,GG$3)*AER_CECV!AI581","v":1619.7993284507315},{"$f":"INDEX(Table_2,$FB947,GH$3)*AER_CECV!AJ581","v":1478.8990062795799},{"$f":"INDEX(Table_2,$FB947,GI$3)*AER_CECV!AK581","v":1288.4347290008106},{"$f":"INDEX(Table_2,$FB947,GJ$3)*AER_CECV!AL581","v":761.12586706310969},{"$f":"INDEX(Table_2,$FB947,GK$3)*AER_CECV!AM581","v":630.40735721172041},{"$f":"INDEX(Table_2,$FB947,GL$3)*AER_CECV!AN581","v":357.03831755316827},{"$f":"INDEX(Table_2,$FB947,GM$3)*AER_CECV!AO581","v":116.69890632995333},{"$f":"INDEX(Table_2,$FB947,GN$3)*AER_CECV!AP581","v":34.907197754356552},{"$f":"INDEX(Table_2,$FB947,GO$3)*AER_CECV!AQ581","v":16.056240418681909},{"$f":"INDEX(Table_2,$FB947,GP$3)*AER_CECV!AR581","v":0},{"$f":"INDEX(Table_2,$FB947,GQ$3)*AER_CECV!AS581","v":0},{"$f":"INDEX(Table_2,$FB947,GR$3)*AER_CECV!AT581","v":0},{"$f":"INDEX(Table_2,$FB947,GS$3)*AER_CECV!AU581","v":0},{"$f":"INDEX(Table_2,$FB947,GT$3)*AER_CECV!AV581","v":0},{"$f":"INDEX(Table_2,$FB947,GU$3)*AER_CECV!AW581","v":0},{"$f":"INDEX(Table_2,$FB947,GV$3)*AER_CECV!AX581","v":0},{"$f":"INDEX(Table_2,$FB947,GW$3)*AER_CECV!AY581","v":0},{"$f":"INDEX(Table_2,$FB947,GX$3)*AER_CECV!AZ581","v":0},34617.195647589528,2025]
[null,null,null,null,null,null,null,null,null,null,null,null,null,null,null,null,null,null,null,null,null,null,null,null,null,null,null,null,null,null,null,null,null,null,null,null,null,null,null,null,null,null,null,null,null,null,null,null,null,null,null,null,null,null,null,2025,null,null,null,null,null,null,null,null,null,null,null,null,null,null,null,null,null,null,null,null,null,null,null,null,null,null,null,null,null,null,null,null,null,null,null,null,null,null,null,null,null,null,null,null,null,null,null,null,null,null,null,null,null,null,null,null,null,null,null,null,null,null,null,null,null,null,null,null,null,null,null,null,null,null,null,null,null,null,null,null,null,null,null,null,null,null,null,null,null,null,null,null,null,null,null,null,null,null,null,null,null,275,{"$f":"INDEX(Table_2,$FB1008,FC$3)*AER_CECV!E642","v":0},{"$f":"INDEX(Table_2,$FB1008,FD$3)*AER_CECV!F642","v":0},{"$f":"INDEX(Table_2,$FB1008,FE$3)*AER_CECV!G642","v":0},{"$f":"INDEX(Table_2,$FB1008,FF$3)*AER_CECV!H642","v":0},{"$f":"INDEX(Table_2,$FB1008,FG$3)*AER_CECV!I642","v":0},{"$f":"INDEX(Table_2,$FB1008,FH$3)*AER_CECV!J642","v":0},{"$f":"INDEX(Table_2,$FB1008,FI$3)*AER_CECV!K642","v":0},{"$f":"INDEX(Table_2,$FB1008,FJ$3)*AER_CECV!L642","v":0},{"$f":"INDEX(Table_2,$FB1008,FK$3)*AER_CECV!M642","v":0},{"$f":"INDEX(Table_2,$FB1008,FL$3)*AER_CECV!N642","v":0},{"$f":"INDEX(Table_2,$FB1008,FM$3)*AER_CECV!O642","v":0},{"$f":"INDEX(Table_2,$FB1008,FN$3)*AER_CECV!P642","v":2.523798047776578},{"$f":"INDEX(Table_2,$FB1008,FO$3)*AER_CECV!Q642","v":5.1511635643840714},{"$f":"INDEX(Table_2,$FB1008,FP$3)*AER_CECV!R642","v":128.16057507187674},{"$f":"INDEX(Table_2,$FB1008,FQ$3)*AER_CECV!S642","v":375.84895958662656},{"$f":"INDEX(Table_2,$FB1008,FR$3)*AER_CECV!T642","v":693.03230627573271},{"$f":"INDEX(Table_2,$FB1008,FS$3)*AER_CECV!U642","v":1026.8245629735598},{"$f":"INDEX(Table_2,$FB1008,FT$3)*AER_CECV!V642","v":933.6163223655916},{"$f":"INDEX(Table_2,$FB1008,FU$3)*AER_CECV!W642","v":1067.4933515599669},{"$f":"INDEX(Table_2,$FB1008,FV$3)*AER_CECV!X642","v":1221.802985429566},{"$f":"INDEX(Table_2,$FB1008,FW$3)*AER_CECV!Y642","v":1341.0488491244182},{"$f":"INDEX(Table_2,$FB1008,FX$3)*AER_CECV!Z642","v":1381.9980641801153},{"$f":"INDEX(Table_2,$FB1008,FY$3)*AER_CECV!AA642","v":1492.0541996413381},{"$f":"INDEX(Table_2,$FB1008,FZ$3)*AER_CECV!AB642","v":1509.3712341783021},{"$f":"INDEX(Table_2,$FB1008,GA$3)*AER_CECV!AC642","v":1524.2171780353922},{"$f":"INDEX(Table_2,$FB1008,GB$3)*AER_CECV!AD642","v":1874.2074750007391},{"$f":"INDEX(Table_2,$FB1008,GC$3)*AER_CECV!AE642","v":1832.4143645744571},{"$f":"INDEX(Table_2,$FB1008,GD$3)*AER_CECV!AF642","v":1812.371407106767},{"$f":"INDEX(Table_2,$FB1008,GE$3)*AER_CECV!AG642","v":1791.9898257815378},{"$f":"INDEX(Table_2,$FB1008,GF$3)*AER_CECV!AH642","v":1637.1441754810578},{"$f":"INDEX(Table_2,$FB1008,GG$3)*AER_CECV!AI642","v":1369.8780391846074},{"$f":"INDEX(Table_2,$FB1008,GH$3)*AER_CECV!AJ642","v":1091.0302526427959},{"$f":"INDEX(Table_2,$FB1008,GI$3)*AER_CECV!AK642","v":815.04112701915926},{"$f":"INDEX(Table_2,$FB1008,GJ$3)*AER_CECV!AL642","v":520.78787162870492},{"$f":"INDEX(Table_2,$FB1008,GK$3)*AER_CECV!AM642","v":206.76002397458657},{"$f":"INDEX(Table_2,$FB1008,GL$3)*AER_CECV!AN642","v":58.453617595634029},{"$f":"INDEX(Table_2,$FB1008,GM$3)*AER_CECV!AO642","v":42.266001416911415},{"$f":"INDEX(Table_2,$FB1008,GN$3)*AER_CECV!AP642","v":62.204350622506063},{"$f":"INDEX(Table_2,$FB1008,GO$3)*AER_CECV!AQ642","v":0},{"$f":"INDEX(Table_2,$FB1008,GP$3)*AER_CECV!AR642","v":0},{"$f":"INDEX(Table_2,$FB1008,GQ$3)*AER_CECV!AS642","v":0},{"$f":"INDEX(Table_2,$FB1008,GR$3)*AER_CECV!AT642","v":0},{"$f":"INDEX(Table_2,$FB1008,GS$3)*AER_CECV!AU642","v":0},{"$f":"INDEX(Table_2,$FB1008,GT$3)*AER_CECV!AV642","v":0},{"$f":"INDEX(Table_2,$FB1008,GU$3)*AER_CECV!AW642","v":0},{"$f":"INDEX(Table_2,$FB1008,GV$3)*AER_CECV!AX642","v":0},{"$f":"INDEX(Table_2,$FB1008,GW$3)*AER_CECV!AY642","v":0},{"$f":"INDEX(Table_2,$FB1008,GX$3)*AER_CECV!AZ642","v":0},25817.69208206411,2025]
[null,null,null,null,null,null,null,null,null,null,null,null,null,null,null,null,null,null,null,null,null,null,null,null,null,null,null,null,null,null,null,null,null,null,null,null,null,null,null,null,null,null,null,null,null,null,null,null,null,null,null,null,null,null,null,2026,null,null,null,null,null,null,null,null,null,null,null,null,null,null,null,null,null,null,null,null,null,null,null,null,null,null,null,null,null,null,null,null,null,null,null,null,null,null,null,null,null,null,null,null,null,null,null,null,null,null,null,null,null,null,null,null,null,null,null,null,null,null,null,null,null,null,null,null,null,null,null,null,null,null,null,null,null,null,null,null,null,null,null,null,null,null,null,null,null,null,null,null,null,null,null,null,null,null,null,null,null,30,{"$f":"INDEX(Table_2,$FB1128,FC$3)*AER_CECV!E762","v":0},{"$f":"INDEX(Table_2,$FB1128,FD$3)*AER_CECV!F762","v":0},{"$f":"INDEX(Table_2,$FB1128,FE$3)*AER_CECV!G762","v":0},{"$f":"INDEX(Table_2,$FB1128,FF$3)*AER_CECV!H762","v":0},{"$f":"INDEX(Table_2,$FB1128,FG$3)*AER_CECV!I762","v":0},{"$f":"INDEX(Table_2,$FB1128,FH$3)*AER_CECV!J762","v":0},{"$f":"INDEX(Table_2,$FB1128,FI$3)*AER_CECV!K762","v":0},{"$f":"INDEX(Table_2,$FB1128,FJ$3)*AER_CECV!L762","v":0},{"$f":"INDEX(Table_2,$FB1128,FK$3)*AER_CECV!M762","v":0},{"$f":"INDEX(Table_2,$FB1128,FL$3)*AER_CECV!N762","v":0},{"$f":"INDEX(Table_2,$FB1128,FM$3)*AER_CECV!O762","v":0},{"$f":"INDEX(Table_2,$FB1128,FN$3)*AER_CECV!P762","v":0},{"$f":"INDEX(Table_2,$FB1128,FO$3)*AER_CECV!Q762","v":0},{"$f":"INDEX(Table_2,$FB1128,FP$3)*AER_CECV!R762","v":32.703374368435668},{"$f":"INDEX(Table_2,$FB1128,FQ$3)*AER_CECV!S762","v":183.17865877349882},{"$f":"INDEX(Table_2,$FB1128,FR$3)*AER_CECV!T762","v":502.0017435522891},{"$f":"INDEX(Table_2,$FB1128,FS$3)*AER_CECV!U762","v":734.2595023519732},{"$f":"INDEX(Table_2,$FB1128,FT$3)*AER_CECV!V762","v":923.96912377060357},{"$f":"INDEX(Table_2,$FB1128,FU$3)*AER_CECV!W762","v":996.13800852147585},{"$f":"INDEX(Table_2,$FB1128,FV$3)*AER_CECV!X762","v":1080.5479605997102},{"$f":"INDEX(Table_2,$FB1128,FW$3)*AER_CECV!Y762","v":1044.6608534390673},{"$f":"INDEX(Table_2,$FB1128,FX$3)*AER_CECV!Z762","v":1142.5333832095507},{"$f":"INDEX(Table_2,$FB1128,FY$3)*AER_CECV!AA762","v":769.74479211995038},{"$f":"INDEX(Table_2,$FB1128,FZ$3)*AER_CECV!AB762","v":727.63213896018988},{"$f":"INDEX(Table_2,$FB1128,GA$3)*AER_CECV!AC762","v":782.31575457061263},{"$f":"INDEX(Table_2,$FB1128,GB$3)*AER_CECV!AD762","v":769.89417041945421},{"$f":"INDEX(Table_2,$FB1128,GC$3)*AER_CECV!AE762","v":1097.1093712254558},{"$f":"INDEX(Table_2,$FB1128,GD$3)*AER_CECV!AF762","v":1195.9641512766968},{"$f":"INDEX(Table_2,$FB1128,GE$3)*AER_CECV!AG762","v":1077.1651671600991},{"$f":"INDEX(Table_2,$FB1128,GF$3)*AER_CECV!AH762","v":967.48752820019456},{"$f":"INDEX(Table_2,$FB1128,GG$3)*AER_CECV!AI762","v":949.5677014691621},{"$f":"INDEX(Table_2,$FB1128,GH$3)*AER_CECV!AJ762","v":712.59269478805186},{"$f":"INDEX(Table_2,$FB1128,GI$3)*AER_CECV!AK762","v":596.70255934039085},{"$f":"INDEX(Table_2,$FB1128,GJ$3)*AER_CECV!AL762","v":312.91296839853027},{"$f":"INDEX(Table_2,$FB1128,GK$3)*AER_CECV!AM762","v":100.57023899096104},{"$f":"INDEX(Table_2,$FB1128,GL$3)*AER_CECV!AN762","v":29.917558350956341},{"$f":"INDEX(Table_2,$FB1128,GM$3)*AER_CECV!AO762","v":46.087995263382979},{"$f":"INDEX(Table_2,$FB1128,GN$3)*AER_CECV!AP762","v":23.044079227007604},{"$f":"INDEX(Table_2,$FB1128,GO$3)*AER_CECV!AQ762","v":0},{"$f":"INDEX(Table_2,$FB1128,GP$3)*AER_CECV!AR762","v":0},{"$f":"INDEX(Table_2,$FB1128,GQ$3)*AER_CECV!AS762","v":0},{"$f":"INDEX(Table_2,$FB1128,GR$3)*AER_CECV!AT762","v":0},{"$f":"INDEX(Table_2,$FB1128,GS$3)*AER_CECV!AU762","v":0},{"$f":"INDEX(Table_2,$FB1128,GT$3)*AER_CECV!AV762","v":0},{"$f":"INDEX(Table_2,$FB1128,GU$3)*AER_CECV!AW762","v":0},{"$f":"INDEX(Table_2,$FB1128,GV$3)*AER_CECV!AX762","v":0},{"$f":"INDEX(Table_2,$FB1128,GW$3)*AER_CECV!AY762","v":0},{"$f":"INDEX(Table_2,$FB1128,GX$3)*AER_CECV!AZ762","v":0},16798.701478347706,2026]
[null,null,null,null,null,null,null,null,null,null,null,null,null,null,null,null,null,null,null,null,null,null,null,null,null,null,null,null,null,null,null,null,null,null,null,null,null,null,null,null,null,null,null,null,null,null,null,null,null,null,null,null,null,null,null,2026,null,null,null,null,null,null,null,null,null,null,null,null,null,null,null,null,null,null,null,null,null,null,null,null,null,null,null,null,null,null,null,null,null,null,null,null,null,null,null,null,null,null,null,null,null,null,null,null,null,null,null,null,null,null,null,null,null,null,null,null,null,null,null,null,null,null,null,null,null,null,null,null,null,null,null,null,null,null,null,null,null,null,null,null,null,null,null,null,null,null,null,null,null,null,null,null,null,null,null,null,null,91,{"$f":"INDEX(Table_2,$FB1189,FC$3)*AER_CECV!E823","v":0},{"$f":"INDEX(Table_2,$FB1189,FD$3)*AER_CECV!F823","v":0},{"$f":"INDEX(Table_2,$FB1189,FE$3)*AER_CECV!G823","v":0},{"$f":"INDEX(Table_2,$FB1189,FF$3)*AER_CECV!H823","v":0},{"$f":"INDEX(Table_2,$FB1189,FG$3)*AER_CECV!I823","v":0},{"$f":"INDEX(Table_2,$FB1189,FH$3)*AER_CECV!J823","v":0},{"$f":"INDEX(Table_2,$FB1189,FI$3)*AER_CECV!K823","v":0},{"$f":"INDEX(Table_2,$FB1189,FJ$3)*AER_CECV!L823","v":0},{"$f":"INDEX(Table_2,$FB1189,FK$3)*AER_CECV!M823","v":0},{"$f":"INDEX(Table_2,$FB1189,FL$3)*AER_CECV!N823","v":0},{"$f":"INDEX(Table_2,$FB1189,FM$3)*AER_CECV!O823","v":0},{"$f":"INDEX(Table_2,$FB1189,FN$3)*AER_CECV!P823","v":13.775060256352164},{"$f":"INDEX(Table_2,$FB1189,FO$3)*AER_CECV!Q823","v":27.550120512704328},{"$f":"INDEX(Table_2,$FB1189,FP$3)*AER_CECV!R823","v":178.12884253775155},{"$f":"INDEX(Table_2,$FB1189,FQ$3)*AER_CECV!S823","v":306.73420181075022},{"$f":"INDEX(Table_2,$FB1189,FR$3)*AER_CECV!T823","v":366.85174160295179},{"$f":"INDEX(Table_2,$FB1189,FS$3)*AER_CECV!U823","v":520.62516072451297},{"$f":"INDEX(Table_2,$FB1189,FT$3)*AER_CECV!V823","v":635.20504976250436},{"$f":"INDEX(Table_2,$FB1189,FU$3)*AER_CECV!W823","v":746.15119458707568},{"$f":"INDEX(Table_2,$FB1189,FV$3)*AER_CECV!X823","v":869.36755424325872},{"$f":"INDEX(Table_2,$FB1189,FW$3)*AER_CECV!Y823","v":1036.8192279815171},{"$f":"INDEX(Table_2,$FB1189,FX$3)*AER_CECV!Z823","v":998.59385218975979},{"$f":"INDEX(Table_2,$FB1189,FY$3)*AER_CECV!AA823","v":1114.3362684898907},{"$f":"INDEX(Table_2,$FB1189,FZ$3)*AER_CECV!AB823","v":1127.9821679056811},{"$f":"INDEX(Table_2,$FB1189,GA$3)*AER_CECV!AC823","v":1183.1732607759131},{"$f":"INDEX(Table_2,$FB1189,GB$3)*AER_CECV!AD823","v":1099.7192852061798},{"$f":"INDEX(Table_2,$FB1189,GC$3)*AER_CECV!AE823","v":1017.4298219040556},{"$f":"INDEX(Table_2,$FB1189,GD$3)*AER_CECV!AF823","v":942.67838515819915},{"$f":"INDEX(Table_2,$FB1189,GE$3)*AER_CECV!AG823","v":808.56581154900141},{"$f":"INDEX(Table_2,$FB1189,GF$3)*AER_CECV!AH823","v":630.87919910798269},{"$f":"INDEX(Table_2,$FB1189,GG$3)*AER_CECV!AI823","v":492.07464666834204},{"$f":"INDEX(Table_2,$FB1189,GH$3)*AER_CECV!AJ823","v":431.45522480550744},{"$f":"INDEX(Table_2,$FB1189,GI$3)*AER_CECV!AK823","v":278.78908988590786},{"$f":"INDEX(Table_2,$FB1189,GJ$3)*AER_CECV!AL823","v":215.64812091076612},{"$f":"INDEX(Table_2,$FB1189,GK$3)*AER_CECV!AM823","v":89.344942759730998},{"$f":"INDEX(Table_2,$FB1189,GL$3)*AER_CECV!AN823","v":39.81349510249791},{"$f":"INDEX(Table_2,$FB1189,GM$3)*AER_CECV!AO823","v":32.706071558653626},{"$f":"INDEX(Table_2,$FB1189,GN$3)*AER_CECV!AP823","v":16.672462644884746},{"$f":"INDEX(Table_2,$FB1189,GO$3)*AER_CECV!AQ823","v":0},{"$f":"INDEX(Table_2,$FB1189,GP$3)*AER_CECV!AR823","v":0},{"$f":"INDEX(Table_2,$FB1189,GQ$3)*AER_CECV!AS823","v":0},{"$f":"INDEX(Table_2,$FB1189,GR$3)*AER_CECV!AT823","v":0},{"$f":"INDEX(Table_2,$FB1189,GS$3)*AER_CECV!AU823","v":0},{"$f":"INDEX(Table_2,$FB1189,GT$3)*AER_CECV!AV823","v":0},{"$f":"INDEX(Table_2,$FB1189,GU$3)*AER_CECV!AW823","v":0},{"$f":"INDEX(Table_2,$FB1189,GV$3)*AER_CECV!AX823","v":0},{"$f":"INDEX(Table_2,$FB1189,GW$3)*AER_CECV!AY823","v":0},{"$f":"INDEX(Table_2,$FB1189,GX$3)*AER_CECV!AZ823","v":0},15221.070260642335,2026]
[null,null,null,null,null,null,null,null,null,null,null,null,null,null,null,null,null,null,null,null,null,null,null,null,null,null,null,null,null,null,null,null,null,null,null,null,null,null,null,null,null,null,null,null,null,null,null,null,null,null,null,null,null,null,null,2026,null,null,null,null,null,null,null,null,null,null,null,null,null,null,null,null,null,null,null,null,null,null,null,null,null,null,null,null,null,null,null,null,null,null,null,null,null,null,null,null,null,null,null,null,null,null,null,null,null,null,null,null,null,null,null,null,null,null,null,null,null,null,null,null,null,null,null,null,null,null,null,null,null,null,null,null,null,null,null,null,null,null,null,null,null,null,null,null,null,null,null,null,null,null,null,null,null,null,null,null,null,148,{"$f":"INDEX(Table_2,$FB1246,FC$3)*AER_CECV!E880","v":0},{"$f":"INDEX(Table_2,$FB1246,FD$3)*AER_CECV!F880","v":0},{"$f":"INDEX(Table_2,$FB1246,FE$3)*AER_CECV!G880","v":0},{"$f":"INDEX(Table_2,$FB1246,FF$3)*AER_CECV!H880","v":0},{"$f":"INDEX(Table_2,$FB1246,FG$3)*AER_CECV!I880","v":0},{"$f":"INDEX(Table_2,$FB1246,FH$3)*AER_CECV!J880","v":0},{"$f":"INDEX(Table_2,$FB1246,FI$3)*AER_CECV!K880","v":0},{"$f":"INDEX(Table_2,$FB1246,FJ$3)*AER_CECV!L880","v":0},{"$f":"INDEX(Table_2,$FB1246,FK$3)*AER_CECV!M880","v":0},{"$f":"INDEX(Table_2,$FB1246,FL$3)*AER_CECV!N880","v":0},{"$f":"INDEX(Table_2,$FB1246,FM$3)*AER_CECV!O880","v":0},{"$f":"INDEX(Table_2,$FB1246,FN$3)*AER_CECV!P880","v":47.639130096709955},{"$f":"INDEX(Table_2,$FB1246,FO$3)*AER_CECV!Q880","v":87.032415448478119},{"$f":"INDEX(Table_2,$FB1246,FP$3)*AER_CECV!R880","v":156.67615953288205},{"$f":"INDEX(Table_2,$FB1246,FQ$3)*AER_CECV!S880","v":199.19771878976931},{"$f":"INDEX(Table_2,$FB1246,FR$3)*AER_CECV!T880","v":382.28265257538044},{"$f":"INDEX(Table_2,$FB1246,FS$3)*AER_CECV!U880","v":469.80505650329479},{"$f":"INDEX(Table_2,$FB1246,FT$3)*AER_CECV!V880","v":427.98142066792809},{"$f":"INDEX(Table_2,$FB1246,FU$3)*AER_CECV!W880","v":462.37991521498384},{"$f":"INDEX(Table_2,$FB1246,FV$3)*AER_CECV!X880","v":485.95910345631057},{"$f":"INDEX(Table_2,$FB1246,FW$3)*AER_CECV!Y880","v":543.4163932218429},{"$f":"INDEX(Table_2,$FB1246,FX$3)*AER_CECV!Z880","v":544.40743706746844},{"$f":"INDEX(Table_2,$FB1246,FY$3)*AER_CECV!AA880","v":526.76111419246729},{"$f":"INDEX(Table_2,$FB1246,FZ$3)*AER_CECV!AB880","v":519.26957274418885},{"$f":"INDEX(Table_2,$FB1246,GA$3)*AER_CECV!AC880","v":526.33263555144981},{"$f":"INDEX(Table_2,$FB1246,GB$3)*AER_CECV!AD880","v":684.38273451018802},{"$f":"INDEX(Table_2,$FB1246,GC$3)*AER_CECV!AE880","v":821.06300017673072},{"$f":"INDEX(Table_2,$FB1246,GD$3)*AER_CECV!AF880","v":618.83510037228132},{"$f":"INDEX(Table_2,$FB1246,GE$3)*AER_CECV!AG880","v":518.83230316897402},{"$f":"INDEX(Table_2,$FB1246,GF$3)*AER_CECV!AH880","v":615.56270422619161},{"$f":"INDEX(Table_2,$FB1246,GG$3)*AER_CECV!AI880","v":800.68586084727281},{"$f":"INDEX(Table_2,$FB1246,GH$3)*AER_CECV!AJ880","v":618.60605801728354},{"$f":"INDEX(Table_2,$FB1246,GI$3)*AER_CECV!AK880","v":446.07389497369672},{"$f":"INDEX(Table_2,$FB1246,GJ$3)*AER_CECV!AL880","v":245.89064265629361},{"$f":"INDEX(Table_2,$FB1246,GK$3)*AER_CECV!AM880","v":232.9456470893675},{"$f":"INDEX(Table_2,$FB1246,GL$3)*AER_CECV!AN880","v":93.942758467584682},{"$f":"INDEX(Table_2,$FB1246,GM$3)*AER_CECV!AO880","v":50.716552776825779},{"$f":"INDEX(Table_2,$FB1246,GN$3)*AER_CECV!AP880","v":78.866359609669459},{"$f":"INDEX(Table_2,$FB1246,GO$3)*AER_CECV!AQ880","v":0.84372963027119507},{"$f":"INDEX(Table_2,$FB1246,GP$3)*AER_CECV!AR880","v":0},{"$f":"INDEX(Table_2,$FB1246,GQ$3)*AER_CECV!AS880","v":0},{"$f":"INDEX(Table_2,$FB1246,GR$3)*AER_CECV!AT880","v":0},{"$f":"INDEX(Table_2,$FB1246,GS$3)*AER_CECV!AU880","v":0},{"$f":"INDEX(Table_2,$FB1246,GT$3)*AER_CECV!AV880","v":0},{"$f":"INDEX(Table_2,$FB1246,GU$3)*AER_CECV!AW880","v":0},{"$f":"INDEX(Table_2,$FB1246,GV$3)*AER_CECV!AX880","v":0},{"$f":"INDEX(Table_2,$FB1246,GW$3)*AER_CECV!AY880","v":0},{"$f":"INDEX(Table_2,$FB1246,GX$3)*AER_CECV!AZ880","v":0},11206.388071585787,2026]
[null,null,null,null,null,null,null,null,null,null,null,null,null,null,null,null,null,null,null,null,null,null,null,null,null,null,null,null,null,null,null,null,null,null,null,null,null,null,null,null,null,null,null,null,null,null,null,null,null,null,null,null,null,null,null,2026,null,null,null,null,null,null,null,null,null,null,null,null,null,null,null,null,null,null,null,null,null,null,null,null,null,null,null,null,null,null,null,null,null,null,null,null,null,null,null,null,null,null,null,null,null,null,null,null,null,null,null,null,null,null,null,null,null,null,null,null,null,null,null,null,null,null,null,null,null,null,null,null,null,null,null,null,null,null,null,null,null,null,null,null,null,null,null,null,null,null,null,null,null,null,null,null,null,null,null,null,null,205,{"$f":"INDEX(Table_2,$FB1303,FC$3)*AER_CECV!E937","v":0},{"$f":"INDEX(Table_2,$FB1303,FD$3)*AER_CECV!F937","v":0},{"$f":"INDEX(Table_2,$FB1303,FE$3)*AER_CECV!G937","v":0},{"$f":"INDEX(Table_2,$FB1303,FF$3)*AER_CECV!H937","v":0},{"$f":"INDEX(Table_2,$FB1303,FG$3)*AER_CECV!I937","v":0},{"$f":"INDEX(Table_2,$FB1303,FH$3)*AER_CECV!J937","v":0},{"$f":"INDEX(Table_2,$FB1303,FI$3)*AER_CECV!K937","v":0},{"$f":"INDEX(Table_2,$FB1303,FJ$3)*AER_CECV!L937","v":0},{"$f":"INDEX(Table_2,$FB1303,FK$3)*AER_CECV!M937","v":0},{"$f":"INDEX(Table_2,$FB1303,FL$3)*AER_CECV!N937","v":0},{"$f":"INDEX(Table_2,$FB1303,FM$3)*AER_CECV!O937","v":0},{"$f":"INDEX(Table_2,$FB1303,FN$3)*AER_CECV!P937","v":28.64946811520392},{"$f":"INDEX(Table_2,$FB1303,FO$3)*AER_CECV!Q937","v":72.491836206552435},{"$f":"INDEX(Table_2,$FB1303,FP$3)*AER_CECV!R937","v":259.1419844858537},{"$f":"INDEX(Table_2,$FB1303,FQ$3)*AER_CECV!S937","v":388.13540614090539},{"$f":"INDEX(Table_2,$FB1303,FR$3)*AER_CECV!T937","v":710.72835918438125},{"$f":"INDEX(Table_2,$FB1303,FS$3)*AER_CECV!U937","v":921.37668197928838},{"$f":"INDEX(Table_2,$FB1303,FT$3)*AER_CECV!V937","v":1056.4994852858183},{"$f":"INDEX(Table_2,$FB1303,FU$3)*AER_CECV!W937","v":1189.7617322232827},{"$f":"INDEX(Table_2,$FB1303,FV$3)*AER_CECV!X937","v":1194.1487322772402},{"$f":"INDEX(Table_2,$FB1303,FW$3)*AER_CECV!Y937","v":1411.5008314560273},{"$f":"INDEX(Table_2,$FB1303,FX$3)*AER_CECV!Z937","v":1538.127684869547},{"$f":"INDEX(Table_2,$FB1303,FY$3)*AER_CECV!AA937","v":1527.960022980034},{"$f":"INDEX(Table_2,$FB1303,FZ$3)*AER_CECV!AB937","v":1510.6245350980041},{"$f":"INDEX(Table_2,$FB1303,GA$3)*AER_CECV!AC937","v":1476.2889865987654},{"$f":"INDEX(Table_2,$FB1303,GB$3)*AER_CECV!AD937","v":1843.7106383058265},{"$f":"INDEX(Table_2,$FB1303,GC$3)*AER_CECV!AE937","v":1813.7662174861243},{"$f":"INDEX(Table_2,$FB1303,GD$3)*AER_CECV!AF937","v":1797.9435286643616},{"$f":"INDEX(Table_2,$FB1303,GE$3)*AER_CECV!AG937","v":1786.3275352198282},{"$f":"INDEX(Table_2,$FB1303,GF$3)*AER_CECV!AH937","v":1567.2073697805292},{"$f":"INDEX(Table_2,$FB1303,GG$3)*AER_CECV!AI937","v":1473.0944968698732},{"$f":"INDEX(Table_2,$FB1303,GH$3)*AER_CECV!AJ937","v":1233.6666332413492},{"$f":"INDEX(Table_2,$FB1303,GI$3)*AER_CECV!AK937","v":999.59183864492502},{"$f":"INDEX(Table_2,$FB1303,GJ$3)*AER_CECV!AL937","v":657.34884825709514},{"$f":"INDEX(Table_2,$FB1303,GK$3)*AER_CECV!AM937","v":491.36911771565798},{"$f":"INDEX(Table_2,$FB1303,GL$3)*AER_CECV!AN937","v":418.95946545446822},{"$f":"INDEX(Table_2,$FB1303,GM$3)*AER_CECV!AO937","v":178.78153644015003},{"$f":"INDEX(Table_2,$FB1303,GN$3)*AER_CECV!AP937","v":58.176639953629518},{"$f":"INDEX(Table_2,$FB1303,GO$3)*AER_CECV!AQ937","v":17.173227600205177},{"$f":"INDEX(Table_2,$FB1303,GP$3)*AER_CECV!AR937","v":0},{"$f":"INDEX(Table_2,$FB1303,GQ$3)*AER_CECV!AS937","v":0},{"$f":"INDEX(Table_2,$FB1303,GR$3)*AER_CECV!AT937","v":0},{"$f":"INDEX(Table_2,$FB1303,GS$3)*AER_CECV!AU937","v":0},{"$f":"INDEX(Table_2,$FB1303,GT$3)*AER_CECV!AV937","v":0},{"$f":"INDEX(Table_2,$FB1303,GU$3)*AER_CECV!AW937","v":0},{"$f":"INDEX(Table_2,$FB1303,GV$3)*AER_CECV!AX937","v":0},{"$f":"INDEX(Table_2,$FB1303,GW$3)*AER_CECV!AY937","v":0},{"$f":"INDEX(Table_2,$FB1303,GX$3)*AER_CECV!AZ937","v":0},27622.552840534921,2026]
[null,null,null,null,null,null,null,null,null,null,null,null,null,null,null,null,null,null,null,null,null,null,null,null,null,null,null,null,null,null,null,null,null,null,null,null,null,null,null,null,null,null,null,null,null,null,null,null,null,null,null,null,null,null,null,2026,null,null,null,null,null,null,null,null,null,null,null,null,null,null,null,null,null,null,null,null,null,null,null,null,null,null,null,null,null,null,null,null,null,null,null,null,null,null,null,null,null,null,null,null,null,null,null,null,null,null,null,null,null,null,null,null,null,null,null,null,null,null,null,null,null,null,null,null,null,null,null,null,null,null,null,null,null,null,null,null,null,null,null,null,null,null,null,null,null,null,null,null,null,null,null,null,null,null,null,null,null,266,{"$f":"INDEX(Table_2,$FB1364,FC$3)*AER_CECV!E998","v":0},{"$f":"INDEX(Table_2,$FB1364,FD$3)*AER_CECV!F998","v":0},{"$f":"INDEX(Table_2,$FB1364,FE$3)*AER_CECV!G998","v":0},{"$f":"INDEX(Table_2,$FB1364,FF$3)*AER_CECV!H998","v":0},{"$f":"INDEX(Table_2,$FB1364,FG$3)*AER_CECV!I998","v":0},{"$f":"INDEX(Table_2,$FB1364,FH$3)*AER_CECV!J998","v":0},{"$f":"INDEX(Table_2,$FB1364,FI$3)*AER_CECV!K998","v":0},{"$f":"INDEX(Table_2,$FB1364,FJ$3)*AER_CECV!L998","v":0},{"$f":"INDEX(Table_2,$FB1364,FK$3)*AER_CECV!M998","v":0},{"$f":"INDEX(Table_2,$FB1364,FL$3)*AER_CECV!N998","v":0},{"$f":"INDEX(Table_2,$FB1364,FM$3)*AER_CECV!O998","v":0},{"$f":"INDEX(Table_2,$FB1364,FN$3)*AER_CECV!P998","v":4.2263498339954459},{"$f":"INDEX(Table_2,$FB1364,FO$3)*AER_CECV!Q998","v":10.46295989282873},{"$f":"INDEX(Table_2,$FB1364,FP$3)*AER_CECV!R998","v":161.87726748559791},{"$f":"INDEX(Table_2,$FB1364,FQ$3)*AER_CECV!S998","v":413.6178421027476},{"$f":"INDEX(Table_2,$FB1364,FR$3)*AER_CECV!T998","v":796.2496482835088},{"$f":"INDEX(Table_2,$FB1364,FS$3)*AER_CECV!U998","v":1186.7956863649481},{"$f":"INDEX(Table_2,$FB1364,FT$3)*AER_CECV!V998","v":1346.9849427068787},{"$f":"INDEX(Table_2,$FB1364,FU$3)*AER_CECV!W998","v":1548.7765721408314},{"$f":"INDEX(Table_2,$FB1364,FV$3)*AER_CECV!X998","v":1478.9265518965256},{"$f":"INDEX(Table_2,$FB1364,FW$3)*AER_CECV!Y998","v":1759.676159931277},{"$f":"INDEX(Table_2,$FB1364,FX$3)*AER_CECV!Z998","v":1866.3823790618017},{"$f":"INDEX(Table_2,$FB1364,FY$3)*AER_CECV!AA998","v":1836.797334988582},{"$f":"INDEX(Table_2,$FB1364,FZ$3)*AER_CECV!AB998","v":2108.1587883076795},{"$f":"INDEX(Table_2,$FB1364,GA$3)*AER_CECV!AC998","v":2214.4916306874711},{"$f":"INDEX(Table_2,$FB1364,GB$3)*AER_CECV!AD998","v":2367.1383400397831},{"$f":"INDEX(Table_2,$FB1364,GC$3)*AER_CECV!AE998","v":2619.233690290986},{"$f":"INDEX(Table_2,$FB1364,GD$3)*AER_CECV!AF998","v":2524.5849548748884},{"$f":"INDEX(Table_2,$FB1364,GE$3)*AER_CECV!AG998","v":2517.6267280476186},{"$f":"INDEX(Table_2,$FB1364,GF$3)*AER_CECV!AH998","v":2285.3430146583219},{"$f":"INDEX(Table_2,$FB1364,GG$3)*AER_CECV!AI998","v":1957.2071683267141},{"$f":"INDEX(Table_2,$FB1364,GH$3)*AER_CECV!AJ998","v":1512.0097179019342},{"$f":"INDEX(Table_2,$FB1364,GI$3)*AER_CECV!AK998","v":1117.9891482740875},{"$f":"INDEX(Table_2,$FB1364,GJ$3)*AER_CECV!AL998","v":852.69851192256613},{"$f":"INDEX(Table_2,$FB1364,GK$3)*AER_CECV!AM998","v":594.71498805453564},{"$f":"INDEX(Table_2,$FB1364,GL$3)*AER_CECV!AN998","v":253.2429024141432},{"$f":"INDEX(Table_2,$FB1364,GM$3)*AER_CECV!AO998","v":57.428381214500419},{"$f":"INDEX(Table_2,$FB1364,GN$3)*AER_CECV!AP998","v":105.65032718292403},{"$f":"INDEX(Table_2,$FB1364,GO$3)*AER_CECV!AQ998","v":0.97877549426520993},{"$f":"INDEX(Table_2,$FB1364,GP$3)*AER_CECV!AR998","v":0},{"$f":"INDEX(Table_2,$FB1364,GQ$3)*AER_CECV!AS998","v":0},{"$f":"INDEX(Table_2,$FB1364,GR$3)*AER_CECV!AT998","v":0},{"$f":"INDEX(Table_2,$FB1364,GS$3)*AER_CECV!AU998","v":0},{"$f":"INDEX(Table_2,$FB1364,GT$3)*AER_CECV!AV998","v":0},{"$f":"INDEX(Table_2,$FB1364,GU$3)*AER_CECV!AW998","v":0},{"$f":"INDEX(Table_2,$FB1364,GV$3)*AER_CECV!AX998","v":0},{"$f":"INDEX(Table_2,$FB1364,GW$3)*AER_CECV!AY998","v":0},{"$f":"INDEX(Table_2,$FB1364,GX$3)*AER_CECV!AZ998","v":0},35499.270762381937,2026]
[null,null,null,null,null,null,null,null,null,null,null,null,null,null,null,null,null,null,null,null,null,null,null,null,null,null,null,null,null,null,null,null,null,null,null,null,null,null,null,null,null,null,null,null,null,null,null,null,null,null,null,null,null,null,null,2026,null,null,null,null,null,null,null,null,null,null,null,null,null,null,null,null,null,null,null,null,null,null,null,null,null,null,null,null,null,null,null,null,null,null,null,null,null,null,null,null,null,null,null,null,null,null,null,null,null,null,null,null,null,null,null,null,null,null,null,null,null,null,null,null,null,null,null,null,null,null,null,null,null,null,null,null,null,null,null,null,null,null,null,null,null,null,null,null,null,null,null,null,null,null,null,null,null,null,null,null,null,{"$f":"FB1420+1","v":323},{"$f":"INDEX(Table_2,$FB1421,FC$3)*AER_CECV!E1055","v":0},{"$f":"INDEX(Table_2,$FB1421,FD$3)*AER_CECV!F1055","v":0},{"$f":"INDEX(Table_2,$FB1421,FE$3)*AER_CECV!G1055","v":0},{"$f":"INDEX(Table_2,$FB1421,FF$3)*AER_CECV!H1055","v":0},{"$f":"INDEX(Table_2,$FB1421,FG$3)*AER_CECV!I1055","v":0},{"$f":"INDEX(Table_2,$FB1421,FH$3)*AER_CECV!J1055","v":0},{"$f":"INDEX(Table_2,$FB1421,FI$3)*AER_CECV!K1055","v":0},{"$f":"INDEX(Table_2,$FB1421,FJ$3)*AER_CECV!L1055","v":0},{"$f":"INDEX(Table_2,$FB1421,FK$3)*AER_CECV!M1055","v":0},{"$f":"INDEX(Table_2,$FB1421,FL$3)*AER_CECV!N1055","v":0},{"$f":"INDEX(Table_2,$FB1421,FM$3)*AER_CECV!O1055","v":0},{"$f":"INDEX(Table_2,$FB1421,FN$3)*AER_CECV!P1055","v":0},{"$f":"INDEX(Table_2,$FB1421,FO$3)*AER_CECV!Q1055","v":0},{"$f":"INDEX(Table_2,$FB1421,FP$3)*AER_CECV!R1055","v":27.073110729373223},{"$f":"INDEX(Table_2,$FB1421,FQ$3)*AER_CECV!S1055","v":70.796220228799015},{"$f":"INDEX(Table_2,$FB1421,FR$3)*AER_CECV!T1055","v":293.57306992530437},{"$f":"INDEX(Table_2,$FB1421,FS$3)*AER_CECV!U1055","v":480.19302272406975},{"$f":"INDEX(Table_2,$FB1421,FT$3)*AER_CECV!V1055","v":694.40048268552027},{"$f":"INDEX(Table_2,$FB1421,FU$3)*AER_CECV!W1055","v":806.96914488345965},{"$f":"INDEX(Table_2,$FB1421,FV$3)*AER_CECV!X1055","v":1032.6429934414386},{"$f":"INDEX(Table_2,$FB1421,FW$3)*AER_CECV!Y1055","v":1196.3168510042096},{"$f":"INDEX(Table_2,$FB1421,FX$3)*AER_CECV!Z1055","v":1231.2407485567321},{"$f":"INDEX(Table_2,$FB1421,FY$3)*AER_CECV!AA1055","v":1373.5004647365674},{"$f":"INDEX(Table_2,$FB1421,FZ$3)*AER_CECV!AB1055","v":1296.4142746466416},{"$f":"INDEX(Table_2,$FB1421,GA$3)*AER_CECV!AC1055","v":1433.3651445843195},{"$f":"INDEX(Table_2,$FB1421,GB$3)*AER_CECV!AD1055","v":1407.0235959847817},{"$f":"INDEX(Table_2,$FB1421,GC$3)*AER_CECV!AE1055","v":1265.1120920660735},{"$f":"INDEX(Table_2,$FB1421,GD$3)*AER_CECV!AF1055","v":1239.4746483715935},{"$f":"INDEX(Table_2,$FB1421,GE$3)*AER_CECV!AG1055","v":1209.9185817575194},{"$f":"INDEX(Table_2,$FB1421,GF$3)*AER_CECV!AH1055","v":945.67272742969203},{"$f":"INDEX(Table_2,$FB1421,GG$3)*AER_CECV!AI1055","v":689.58712556290766},{"$f":"INDEX(Table_2,$FB1421,GH$3)*AER_CECV!AJ1055","v":455.6249589341669},{"$f":"INDEX(Table_2,$FB1421,GI$3)*AER_CECV!AK1055","v":275.91501881314184},{"$f":"INDEX(Table_2,$FB1421,GJ$3)*AER_CECV!AL1055","v":99.01400148663248},{"$f":"INDEX(Table_2,$FB1421,GK$3)*AER_CECV!AM1055","v":31.209021750323721},{"$f":"INDEX(Table_2,$FB1421,GL$3)*AER_CECV!AN1055","v":57.347394504683308},{"$f":"INDEX(Table_2,$FB1421,GM$3)*AER_CECV!AO1055","v":18.716985934230323},{"$f":"INDEX(Table_2,$FB1421,GN$3)*AER_CECV!AP1055","v":9.3584929671151613},{"$f":"INDEX(Table_2,$FB1421,GO$3)*AER_CECV!AQ1055","v":0},{"$f":"INDEX(Table_2,$FB1421,GP$3)*AER_CECV!AR1055","v":0},{"$f":"INDEX(Table_2,$FB1421,GQ$3)*AER_CECV!AS1055","v":0},{"$f":"INDEX(Table_2,$FB1421,GR$3)*AER_CECV!AT1055","v":0},{"$f":"INDEX(Table_2,$FB1421,GS$3)*AER_CECV!AU1055","v":0},{"$f":"INDEX(Table_2,$FB1421,GT$3)*AER_CECV!AV1055","v":0},{"$f":"INDEX(Table_2,$FB1421,GU$3)*AER_CECV!AW1055","v":0},{"$f":"INDEX(Table_2,$FB1421,GV$3)*AER_CECV!AX1055","v":0},{"$f":"INDEX(Table_2,$FB1421,GW$3)*AER_CECV!AY1055","v":0},{"$f":"INDEX(Table_2,$FB1421,GX$3)*AER_CECV!AZ1055","v":0},17640.460173709303,2026]
[null,null,null,null,null,null,null,null,null,null,null,null,null,null,null,null,null,null,null,null,null,null,null,null,null,null,null,null,null,null,null,null,null,null,null,null,null,null,null,null,null,null,null,null,null,null,null,null,null,null,null,null,null,null,null,2027,null,null,null,null,null,null,null,null,null,null,null,null,null,null,null,null,null,null,null,null,null,null,null,null,null,null,null,null,null,null,null,null,null,null,null,null,null,null,null,null,null,null,null,null,null,null,null,null,null,null,null,null,null,null,null,null,null,null,null,null,null,null,null,null,null,null,null,null,null,null,null,null,null,null,null,null,null,null,null,null,null,null,null,null,null,null,null,null,null,null,null,null,null,null,null,null,null,null,null,null,null,19,{"$f":"INDEX(Table_2,$FB1482,FC$3)*AER_CECV!E1116","v":0},{"$f":"INDEX(Table_2,$FB1482,FD$3)*AER_CECV!F1116","v":0},{"$f":"INDEX(Table_2,$FB1482,FE$3)*AER_CECV!G1116","v":0},{"$f":"INDEX(Table_2,$FB1482,FF$3)*AER_CECV!H1116","v":0},{"$f":"INDEX(Table_2,$FB1482,FG$3)*AER_CECV!I1116","v":0},{"$f":"INDEX(Table_2,$FB1482,FH$3)*AER_CECV!J1116","v":0},{"$f":"INDEX(Table_2,$FB1482,FI$3)*AER_CECV!K1116","v":0},{"$f":"INDEX(Table_2,$FB1482,FJ$3)*AER_CECV!L1116","v":0},{"$f":"INDEX(Table_2,$FB1482,FK$3)*AER_CECV!M1116","v":0},{"$f":"INDEX(Table_2,$FB1482,FL$3)*AER_CECV!N1116","v":0},{"$f":"INDEX(Table_2,$FB1482,FM$3)*AER_CECV!O1116","v":0},{"$f":"INDEX(Table_2,$FB1482,FN$3)*AER_CECV!P1116","v":0},{"$f":"INDEX(Table_2,$FB1482,FO$3)*AER_CECV!Q1116","v":0},{"$f":"INDEX(Table_2,$FB1482,FP$3)*AER_CECV!R1116","v":23.222681332851561},{"$f":"INDEX(Table_2,$FB1482,FQ$3)*AER_CECV!S1116","v":123.60411107674459},{"$f":"INDEX(Table_2,$FB1482,FR$3)*AER_CECV!T1116","v":360.09998861270896},{"$f":"INDEX(Table_2,$FB1482,FS$3)*AER_CECV!U1116","v":505.49678329615995},{"$f":"INDEX(Table_2,$FB1482,FT$3)*AER_CECV!V1116","v":538.99264321292037},{"$f":"INDEX(Table_2,$FB1482,FU$3)*AER_CECV!W1116","v":738.40179155261819},{"$f":"INDEX(Table_2,$FB1482,FV$3)*AER_CECV!X1116","v":893.24882807448182},{"$f":"INDEX(Table_2,$FB1482,FW$3)*AER_CECV!Y1116","v":1032.7753681212521},{"$f":"INDEX(Table_2,$FB1482,FX$3)*AER_CECV!Z1116","v":1090.8579441888921},{"$f":"INDEX(Table_2,$FB1482,FY$3)*AER_CECV!AA1116","v":1182.6265008344001},{"$f":"INDEX(Table_2,$FB1482,FZ$3)*AER_CECV!AB1116","v":967.03742244483612},{"$f":"INDEX(Table_2,$FB1482,GA$3)*AER_CECV!AC1116","v":980.14243250132495},{"$f":"INDEX(Table_2,$FB1482,GB$3)*AER_CECV!AD1116","v":1183.5638911278866},{"$f":"INDEX(Table_2,$FB1482,GC$3)*AER_CECV!AE1116","v":1114.726889357624},{"$f":"INDEX(Table_2,$FB1482,GD$3)*AER_CECV!AF1116","v":1024.4054288890641},{"$f":"INDEX(Table_2,$FB1482,GE$3)*AER_CECV!AG1116","v":925.25209729215635},{"$f":"INDEX(Table_2,$FB1482,GF$3)*AER_CECV!AH1116","v":1223.3210305977655},{"$f":"INDEX(Table_2,$FB1482,GG$3)*AER_CECV!AI1116","v":1019.5127117042962},{"$f":"INDEX(Table_2,$FB1482,GH$3)*AER_CECV!AJ1116","v":864.29353152463591},{"$f":"INDEX(Table_2,$FB1482,GI$3)*AER_CECV!AK1116","v":598.28362439781563},{"$f":"INDEX(Table_2,$FB1482,GJ$3)*AER_CECV!AL1116","v":423.87068333670788},{"$f":"INDEX(Table_2,$FB1482,GK$3)*AER_CECV!AM1116","v":126.79254438729397},{"$f":"INDEX(Table_2,$FB1482,GL$3)*AER_CECV!AN1116","v":73.075438202121859},{"$f":"INDEX(Table_2,$FB1482,GM$3)*AER_CECV!AO1116","v":63.579433654071792},{"$f":"INDEX(Table_2,$FB1482,GN$3)*AER_CECV!AP1116","v":31.789928112687807},{"$f":"INDEX(Table_2,$FB1482,GO$3)*AER_CECV!AQ1116","v":0},{"$f":"INDEX(Table_2,$FB1482,GP$3)*AER_CECV!AR1116","v":0},{"$f":"INDEX(Table_2,$FB1482,GQ$3)*AER_CECV!AS1116","v":0},{"$f":"INDEX(Table_2,$FB1482,GR$3)*AER_CECV!AT1116","v":0},{"$f":"INDEX(Table_2,$FB1482,GS$3)*AER_CECV!AU1116","v":0},{"$f":"INDEX(Table_2,$FB1482,GT$3)*AER_CECV!AV1116","v":0},{"$f":"INDEX(Table_2,$FB1482,GU$3)*AER_CECV!AW1116","v":0},{"$f":"INDEX(Table_2,$FB1482,GV$3)*AER_CECV!AX1116","v":0},{"$f":"INDEX(Table_2,$FB1482,GW$3)*AER_CECV!AY1116","v":0},{"$f":"INDEX(Table_2,$FB1482,GX$3)*AER_CECV!AZ1116","v":0},17108.97372783332,2027]
[null,null,null,null,null,null,null,null,null,null,null,null,null,null,null,null,null,null,null,null,null,null,null,null,null,null,null,null,null,null,null,null,null,null,null,null,null,null,null,null,null,null,null,null,null,null,null,null,null,null,null,null,null,null,null,2027,null,null,null,null,null,null,null,null,null,null,null,null,null,null,null,null,null,null,null,null,null,null,null,null,null,null,null,null,null,null,null,null,null,null,null,null,null,null,null,null,null,null,null,null,null,null,null,null,null,null,null,null,null,null,null,null,null,null,null,null,null,null,null,null,null,null,null,null,null,null,null,null,null,null,null,null,null,null,null,null,null,null,null,null,null,null,null,null,null,null,null,null,null,null,null,null,null,null,null,null,null,76,{"$f":"INDEX(Table_2,$FB1539,FC$3)*AER_CECV!E1173","v":0},{"$f":"INDEX(Table_2,$FB1539,FD$3)*AER_CECV!F1173","v":0},{"$f":"INDEX(Table_2,$FB1539,FE$3)*AER_CECV!G1173","v":0},{"$f":"INDEX(Table_2,$FB1539,FF$3)*AER_CECV!H1173","v":0},{"$f":"INDEX(Table_2,$FB1539,FG$3)*AER_CECV!I1173","v":0},{"$f":"INDEX(Table_2,$FB1539,FH$3)*AER_CECV!J1173","v":0},{"$f":"INDEX(Table_2,$FB1539,FI$3)*AER_CECV!K1173","v":0},{"$f":"INDEX(Table_2,$FB1539,FJ$3)*AER_CECV!L1173","v":0},{"$f":"INDEX(Table_2,$FB1539,FK$3)*AER_CECV!M1173","v":0},{"$f":"INDEX(Table_2,$FB1539,FL$3)*AER_CECV!N1173","v":0},{"$f":"INDEX(Table_2,$FB1539,FM$3)*AER_CECV!O1173","v":0},{"$f":"INDEX(Table_2,$FB1539,FN$3)*AER_CECV!P1173","v":4.2068636530020012},{"$f":"INDEX(Table_2,$FB1539,FO$3)*AER_CECV!Q1173","v":14.670580243931139},{"$f":"INDEX(Table_2,$FB1539,FP$3)*AER_CECV!R1173","v":247.80566809982543},{"$f":"INDEX(Table_2,$FB1539,FQ$3)*AER_CECV!S1173","v":501.27162680613736},{"$f":"INDEX(Table_2,$FB1539,FR$3)*AER_CECV!T1173","v":546.27497481729608},{"$f":"INDEX(Table_2,$FB1539,FS$3)*AER_CECV!U1173","v":619.49649552922904},{"$f":"INDEX(Table_2,$FB1539,FT$3)*AER_CECV!V1173","v":0},{"$f":"INDEX(Table_2,$FB1539,FU$3)*AER_CECV!W1173","v":0},{"$f":"INDEX(Table_2,$FB1539,FV$3)*AER_CECV!X1173","v":0},{"$f":"INDEX(Table_2,$FB1539,FW$3)*AER_CECV!Y1173","v":0},{"$f":"INDEX(Table_2,$FB1539,FX$3)*AER_CECV!Z1173","v":0},{"$f":"INDEX(Table_2,$FB1539,FY$3)*AER_CECV!AA1173","v":0},{"$f":"INDEX(Table_2,$FB1539,FZ$3)*AER_CECV!AB1173","v":0},{"$f":"INDEX(Table_2,$FB1539,GA$3)*AER_CECV!AC1173","v":0},{"$f":"INDEX(Table_2,$FB1539,GB$3)*AER_CECV!AD1173","v":0},{"$f":"INDEX(Table_2,$FB1539,GC$3)*AER_CECV!AE1173","v":0},{"$f":"INDEX(Table_2,$FB1539,GD$3)*AER_CECV!AF1173","v":0},{"$f":"INDEX(Table_2,$FB1539,GE$3)*AER_CECV!AG1173","v":0},{"$f":"INDEX(Table_2,$FB1539,GF$3)*AER_CECV!AH1173","v":0},{"$f":"INDEX(Table_2,$FB1539,GG$3)*AER_CECV!AI1173","v":821.36176946996591},{"$f":"INDEX(Table_2,$FB1539,GH$3)*AER_CECV!AJ1173","v":721.53610080449596},{"$f":"INDEX(Table_2,$FB1539,GI$3)*AER_CECV!AK1173","v":703.86524343686347},{"$f":"INDEX(Table_2,$FB1539,GJ$3)*AER_CECV!AL1173","v":552.02434509262469},{"$f":"INDEX(Table_2,$FB1539,GK$3)*AER_CECV!AM1173","v":220.96040561375023},{"$f":"INDEX(Table_2,$FB1539,GL$3)*AER_CECV!AN1173","v":43.00365467242095},{"$f":"INDEX(Table_2,$FB1539,GM$3)*AER_CECV!AO1173","v":47.804205039484259},{"$f":"INDEX(Table_2,$FB1539,GN$3)*AER_CECV!AP1173","v":23.902886713183243},{"$f":"INDEX(Table_2,$FB1539,GO$3)*AER_CECV!AQ1173","v":0},{"$f":"INDEX(Table_2,$FB1539,GP$3)*AER_CECV!AR1173","v":0},{"$f":"INDEX(Table_2,$FB1539,GQ$3)*AER_CECV!AS1173","v":0},{"$f":"INDEX(Table_2,$FB1539,GR$3)*AER_CECV!AT1173","v":0},{"$f":"INDEX(Table_2,$FB1539,GS$3)*AER_CECV!AU1173","v":0},{"$f":"INDEX(Table_2,$FB1539,GT$3)*AER_CECV!AV1173","v":0},{"$f":"INDEX(Table_2,$FB1539,GU$3)*AER_CECV!AW1173","v":0},{"$f":"INDEX(Table_2,$FB1539,GV$3)*AER_CECV!AX1173","v":0},{"$f":"INDEX(Table_2,$FB1539,GW$3)*AER_CECV!AY1173","v":0},{"$f":"INDEX(Table_2,$FB1539,GX$3)*AER_CECV!AZ1173","v":0},5068.1848199922097,2027]
[null,null,null,null,null,null,null,null,null,null,null,null,null,null,null,null,null,null,null,null,null,null,null,null,null,null,null,null,null,null,null,null,null,null,null,null,null,null,null,null,null,null,null,null,null,null,null,null,null,null,null,null,null,null,null,2027,null,null,null,null,null,null,null,null,null,null,null,null,null,null,null,null,null,null,null,null,null,null,null,null,null,null,null,null,null,null,null,null,null,null,null,null,null,null,null,null,null,null,null,null,null,null,null,null,null,null,null,null,null,null,null,null,null,null,null,null,null,null,null,null,null,null,null,null,null,null,null,null,null,null,null,null,null,null,null,null,null,null,null,null,null,null,null,null,null,null,null,null,null,null,null,null,null,null,null,null,null,133,{"$f":"INDEX(Table_2,$FB1596,FC$3)*AER_CECV!E1230","v":0},{"$f":"INDEX(Table_2,$FB1596,FD$3)*AER_CECV!F1230","v":0},{"$f":"INDEX(Table_2,$FB1596,FE$3)*AER_CECV!G1230","v":0},{"$f":"INDEX(Table_2,$FB1596,FF$3)*AER_CECV!H1230","v":0},{"$f":"INDEX(Table_2,$FB1596,FG$3)*AER_CECV!I1230","v":0},{"$f":"INDEX(Table_2,$FB1596,FH$3)*AER_CECV!J1230","v":0},{"$f":"INDEX(Table_2,$FB1596,FI$3)*AER_CECV!K1230","v":0},{"$f":"INDEX(Table_2,$FB1596,FJ$3)*AER_CECV!L1230","v":0},{"$f":"INDEX(Table_2,$FB1596,FK$3)*AER_CECV!M1230","v":0},{"$f":"INDEX(Table_2,$FB1596,FL$3)*AER_CECV!N1230","v":0},{"$f":"INDEX(Table_2,$FB1596,FM$3)*AER_CECV!O1230","v":0},{"$f":"INDEX(Table_2,$FB1596,FN$3)*AER_CECV!P1230","v":50.064320824479481},{"$f":"INDEX(Table_2,$FB1596,FO$3)*AER_CECV!Q1230","v":113.7142303804155},{"$f":"INDEX(Table_2,$FB1596,FP$3)*AER_CECV!R1230","v":178.12933262083615},{"$f":"INDEX(Table_2,$FB1596,FQ$3)*AER_CECV!S1230","v":282.53818207965281},{"$f":"INDEX(Table_2,$FB1596,FR$3)*AER_CECV!T1230","v":436.20905276543897},{"$f":"INDEX(Table_2,$FB1596,FS$3)*AER_CECV!U1230","v":0},{"$f":"INDEX(Table_2,$FB1596,FT$3)*AER_CECV!V1230","v":0},{"$f":"INDEX(Table_2,$FB1596,FU$3)*AER_CECV!W1230","v":0},{"$f":"INDEX(Table_2,$FB1596,FV$3)*AER_CECV!X1230","v":0},{"$f":"INDEX(Table_2,$FB1596,FW$3)*AER_CECV!Y1230","v":0},{"$f":"INDEX(Table_2,$FB1596,FX$3)*AER_CECV!Z1230","v":0},{"$f":"INDEX(Table_2,$FB1596,FY$3)*AER_CECV!AA1230","v":0},{"$f":"INDEX(Table_2,$FB1596,FZ$3)*AER_CECV!AB1230","v":0},{"$f":"INDEX(Table_2,$FB1596,GA$3)*AER_CECV!AC1230","v":0},{"$f":"INDEX(Table_2,$FB1596,GB$3)*AER_CECV!AD1230","v":0},{"$f":"INDEX(Table_2,$FB1596,GC$3)*AER_CECV!AE1230","v":0},{"$f":"INDEX(Table_2,$FB1596,GD$3)*AER_CECV!AF1230","v":0},{"$f":"INDEX(Table_2,$FB1596,GE$3)*AER_CECV!AG1230","v":821.66888605864563},{"$f":"INDEX(Table_2,$FB1596,GF$3)*AER_CECV!AH1230","v":766.60531934328128},{"$f":"INDEX(Table_2,$FB1596,GG$3)*AER_CECV!AI1230","v":694.7164618767174},{"$f":"INDEX(Table_2,$FB1596,GH$3)*AER_CECV!AJ1230","v":501.89847600472137},{"$f":"INDEX(Table_2,$FB1596,GI$3)*AER_CECV!AK1230","v":444.60573269375692},{"$f":"INDEX(Table_2,$FB1596,GJ$3)*AER_CECV!AL1230","v":290.42361509387882},{"$f":"INDEX(Table_2,$FB1596,GK$3)*AER_CECV!AM1230","v":154.79945223375111},{"$f":"INDEX(Table_2,$FB1596,GL$3)*AER_CECV!AN1230","v":62.488046337489109},{"$f":"INDEX(Table_2,$FB1596,GM$3)*AER_CECV!AO1230","v":35.808650069042884},{"$f":"INDEX(Table_2,$FB1596,GN$3)*AER_CECV!AP1230","v":28.723360757975239},{"$f":"INDEX(Table_2,$FB1596,GO$3)*AER_CECV!AQ1230","v":0.22123750984025503},{"$f":"INDEX(Table_2,$FB1596,GP$3)*AER_CECV!AR1230","v":0},{"$f":"INDEX(Table_2,$FB1596,GQ$3)*AER_CECV!AS1230","v":0},{"$f":"INDEX(Table_2,$FB1596,GR$3)*AER_CECV!AT1230","v":0},{"$f":"INDEX(Table_2,$FB1596,GS$3)*AER_CECV!AU1230","v":0},{"$f":"INDEX(Table_2,$FB1596,GT$3)*AER_CECV!AV1230","v":0},{"$f":"INDEX(Table_2,$FB1596,GU$3)*AER_CECV!AW1230","v":0},{"$f":"INDEX(Table_2,$FB1596,GV$3)*AER_CECV!AX1230","v":0},{"$f":"INDEX(Table_2,$FB1596,GW$3)*AER_CECV!AY1230","v":0},{"$f":"INDEX(Table_2,$FB1596,GX$3)*AER_CECV!AZ1230","v":0},4862.614356649924,2027]
[null,null,null,null,null,null,null,null,null,null,null,null,null,null,null,null,null,null,null,null,null,null,null,null,null,null,null,null,null,null,null,null,null,null,null,null,null,null,null,null,null,null,null,null,null,null,null,null,null,null,null,null,null,null,null,2027,null,null,null,null,null,null,null,null,null,null,null,null,null,null,null,null,null,null,null,null,null,null,null,null,null,null,null,null,null,null,null,null,null,null,null,null,null,null,null,null,null,null,null,null,null,null,null,null,null,null,null,null,null,null,null,null,null,null,null,null,null,null,null,null,null,null,null,null,null,null,null,null,null,null,null,null,null,null,null,null,null,null,null,null,null,null,null,null,null,null,null,null,null,null,null,null,null,null,null,null,null,194,{"$f":"INDEX(Table_2,$FB1657,FC$3)*AER_CECV!E1291","v":0},{"$f":"INDEX(Table_2,$FB1657,FD$3)*AER_CECV!F1291","v":0},{"$f":"INDEX(Table_2,$FB1657,FE$3)*AER_CECV!G1291","v":0},{"$f":"INDEX(Table_2,$FB1657,FF$3)*AER_CECV!H1291","v":0},{"$f":"INDEX(Table_2,$FB1657,FG$3)*AER_CECV!I1291","v":0},{"$f":"INDEX(Table_2,$FB1657,FH$3)*AER_CECV!J1291","v":0},{"$f":"INDEX(Table_2,$FB1657,FI$3)*AER_CECV!K1291","v":0},{"$f":"INDEX(Table_2,$FB1657,FJ$3)*AER_CECV!L1291","v":0},{"$f":"INDEX(Table_2,$FB1657,FK$3)*AER_CECV!M1291","v":0},{"$f":"INDEX(Table_2,$FB1657,FL$3)*AER_CECV!N1291","v":0},{"$f":"INDEX(Table_2,$FB1657,FM$3)*AER_CECV!O1291","v":0},{"$f":"INDEX(Table_2,$FB1657,FN$3)*AER_CECV!P1291","v":39.910680315518576},{"$f":"INDEX(Table_2,$FB1657,FO$3)*AER_CECV!Q1291","v":104.82203512789975},{"$f":"INDEX(Table_2,$FB1657,FP$3)*AER_CECV!R1291","v":319.65240473741773},{"$f":"INDEX(Table_2,$FB1657,FQ$3)*AER_CECV!S1291","v":363.57195286088677},{"$f":"INDEX(Table_2,$FB1657,FR$3)*AER_CECV!T1291","v":508.85779791147564},{"$f":"INDEX(Table_2,$FB1657,FS$3)*AER_CECV!U1291","v":678.17197326531243},{"$f":"INDEX(Table_2,$FB1657,FT$3)*AER_CECV!V1291","v":714.35644178753114},{"$f":"INDEX(Table_2,$FB1657,FU$3)*AER_CECV!W1291","v":794.44183766923584},{"$f":"INDEX(Table_2,$FB1657,FV$3)*AER_CECV!X1291","v":909.65029488911443},{"$f":"INDEX(Table_2,$FB1657,FW$3)*AER_CECV!Y1291","v":0},{"$f":"INDEX(Table_2,$FB1657,FX$3)*AER_CECV!Z1291","v":0},{"$f":"INDEX(Table_2,$FB1657,FY$3)*AER_CECV!AA1291","v":0},{"$f":"INDEX(Table_2,$FB1657,FZ$3)*AER_CECV!AB1291","v":0},{"$f":"INDEX(Table_2,$FB1657,GA$3)*AER_CECV!AC1291","v":0},{"$f":"INDEX(Table_2,$FB1657,GB$3)*AER_CECV!AD1291","v":0},{"$f":"INDEX(Table_2,$FB1657,GC$3)*AER_CECV!AE1291","v":0},{"$f":"INDEX(Table_2,$FB1657,GD$3)*AER_CECV!AF1291","v":1016.7595501859615},{"$f":"INDEX(Table_2,$FB1657,GE$3)*AER_CECV!AG1291","v":1026.4456800982027},{"$f":"INDEX(Table_2,$FB1657,GF$3)*AER_CECV!AH1291","v":918.85650463911895},{"$f":"INDEX(Table_2,$FB1657,GG$3)*AER_CECV!AI1291","v":1175.4195674221485},{"$f":"INDEX(Table_2,$FB1657,GH$3)*AER_CECV!AJ1291","v":1042.328733870547},{"$f":"INDEX(Table_2,$FB1657,GI$3)*AER_CECV!AK1291","v":842.24031124643648},{"$f":"INDEX(Table_2,$FB1657,GJ$3)*AER_CECV!AL1291","v":673.01313739311377},{"$f":"INDEX(Table_2,$FB1657,GK$3)*AER_CECV!AM1291","v":410.21161346276568},{"$f":"INDEX(Table_2,$FB1657,GL$3)*AER_CECV!AN1291","v":238.62371078968701},{"$f":"INDEX(Table_2,$FB1657,GM$3)*AER_CECV!AO1291","v":99.492949993320494},{"$f":"INDEX(Table_2,$FB1657,GN$3)*AER_CECV!AP1291","v":25.490753543148582},{"$f":"INDEX(Table_2,$FB1657,GO$3)*AER_CECV!AQ1291","v":12.753354851975441},{"$f":"INDEX(Table_2,$FB1657,GP$3)*AER_CECV!AR1291","v":0},{"$f":"INDEX(Table_2,$FB1657,GQ$3)*AER_CECV!AS1291","v":0},{"$f":"INDEX(Table_2,$FB1657,GR$3)*AER_CECV!AT1291","v":0},{"$f":"INDEX(Table_2,$FB1657,GS$3)*AER_CECV!AU1291","v":0},{"$f":"INDEX(Table_2,$FB1657,GT$3)*AER_CECV!AV1291","v":0},{"$f":"INDEX(Table_2,$FB1657,GU$3)*AER_CECV!AW1291","v":0},{"$f":"INDEX(Table_2,$FB1657,GV$3)*AER_CECV!AX1291","v":0},{"$f":"INDEX(Table_2,$FB1657,GW$3)*AER_CECV!AY1291","v":0},{"$f":"INDEX(Table_2,$FB1657,GX$3)*AER_CECV!AZ1291","v":0},11915.071286060816,2027]
[null,null,null,null,null,null,null,null,null,null,null,null,null,null,null,null,null,null,null,null,null,null,null,null,null,null,null,null,null,null,null,null,null,null,null,null,null,null,null,null,null,null,null,null,null,null,null,null,null,null,null,null,null,null,null,2027,null,null,null,null,null,null,null,null,null,null,null,null,null,null,null,null,null,null,null,null,null,null,null,null,null,null,null,null,null,null,null,null,null,null,null,null,null,null,null,null,null,null,null,null,null,null,null,null,null,null,null,null,null,null,null,null,null,null,null,null,null,null,null,null,null,null,null,null,null,null,null,null,null,null,null,null,null,null,null,null,null,null,null,null,null,null,null,null,null,null,null,null,null,null,null,null,null,null,null,null,null,251,{"$f":"INDEX(Table_2,$FB1714,FC$3)*AER_CECV!E1348","v":0},{"$f":"INDEX(Table_2,$FB1714,FD$3)*AER_CECV!F1348","v":0},{"$f":"INDEX(Table_2,$FB1714,FE$3)*AER_CECV!G1348","v":0},{"$f":"INDEX(Table_2,$FB1714,FF$3)*AER_CECV!H1348","v":0},{"$f":"INDEX(Table_2,$FB1714,FG$3)*AER_CECV!I1348","v":0},{"$f":"INDEX(Table_2,$FB1714,FH$3)*AER_CECV!J1348","v":0},{"$f":"INDEX(Table_2,$FB1714,FI$3)*AER_CECV!K1348","v":0},{"$f":"INDEX(Table_2,$FB1714,FJ$3)*AER_CECV!L1348","v":0},{"$f":"INDEX(Table_2,$FB1714,FK$3)*AER_CECV!M1348","v":0},{"$f":"INDEX(Table_2,$FB1714,FL$3)*AER_CECV!N1348","v":0},{"$f":"INDEX(Table_2,$FB1714,FM$3)*AER_CECV!O1348","v":0},{"$f":"INDEX(Table_2,$FB1714,FN$3)*AER_CECV!P1348","v":6.1721776300760105},{"$f":"INDEX(Table_2,$FB1714,FO$3)*AER_CECV!Q1348","v":16.051717158238603},{"$f":"INDEX(Table_2,$FB1714,FP$3)*AER_CECV!R1348","v":150.5939648166574},{"$f":"INDEX(Table_2,$FB1714,FQ$3)*AER_CECV!S1348","v":367.30970387265086},{"$f":"INDEX(Table_2,$FB1714,FR$3)*AER_CECV!T1348","v":673.28730880369164},{"$f":"INDEX(Table_2,$FB1714,FS$3)*AER_CECV!U1348","v":976.75611392636642},{"$f":"INDEX(Table_2,$FB1714,FT$3)*AER_CECV!V1348","v":1051.141928918566},{"$f":"INDEX(Table_2,$FB1714,FU$3)*AER_CECV!W1348","v":936.22619804380872},{"$f":"INDEX(Table_2,$FB1714,FV$3)*AER_CECV!X1348","v":1085.8133254082118},{"$f":"INDEX(Table_2,$FB1714,FW$3)*AER_CECV!Y1348","v":1198.2248884439705},{"$f":"INDEX(Table_2,$FB1714,FX$3)*AER_CECV!Z1348","v":1093.010785204513},{"$f":"INDEX(Table_2,$FB1714,FY$3)*AER_CECV!AA1348","v":765.19627861091851},{"$f":"INDEX(Table_2,$FB1714,FZ$3)*AER_CECV!AB1348","v":726.23726540679104},{"$f":"INDEX(Table_2,$FB1714,GA$3)*AER_CECV!AC1348","v":794.98263545121756},{"$f":"INDEX(Table_2,$FB1714,GB$3)*AER_CECV!AD1348","v":1271.2638607927677},{"$f":"INDEX(Table_2,$FB1714,GC$3)*AER_CECV!AE1348","v":1257.8206037844159},{"$f":"INDEX(Table_2,$FB1714,GD$3)*AER_CECV!AF1348","v":1864.5169479212186},{"$f":"INDEX(Table_2,$FB1714,GE$3)*AER_CECV!AG1348","v":1873.9406107244879},{"$f":"INDEX(Table_2,$FB1714,GF$3)*AER_CECV!AH1348","v":1738.3554860105637},{"$f":"INDEX(Table_2,$FB1714,GG$3)*AER_CECV!AI1348","v":1751.3222148315613},{"$f":"INDEX(Table_2,$FB1714,GH$3)*AER_CECV!AJ1348","v":1256.1463644735641},{"$f":"INDEX(Table_2,$FB1714,GI$3)*AER_CECV!AK1348","v":1214.3428396108604},{"$f":"INDEX(Table_2,$FB1714,GJ$3)*AER_CECV!AL1348","v":819.19114878097844},{"$f":"INDEX(Table_2,$FB1714,GK$3)*AER_CECV!AM1348","v":640.55255448909111},{"$f":"INDEX(Table_2,$FB1714,GL$3)*AER_CECV!AN1348","v":422.41589660085879},{"$f":"INDEX(Table_2,$FB1714,GM$3)*AER_CECV!AO1348","v":106.60397040587762},{"$f":"INDEX(Table_2,$FB1714,GN$3)*AER_CECV!AP1348","v":102.48970778920489},{"$f":"INDEX(Table_2,$FB1714,GO$3)*AER_CECV!AQ1348","v":3.9478833276409939},{"$f":"INDEX(Table_2,$FB1714,GP$3)*AER_CECV!AR1348","v":0},{"$f":"INDEX(Table_2,$FB1714,GQ$3)*AER_CECV!AS1348","v":0},{"$f":"INDEX(Table_2,$FB1714,GR$3)*AER_CECV!AT1348","v":0},{"$f":"INDEX(Table_2,$FB1714,GS$3)*AER_CECV!AU1348","v":0},{"$f":"INDEX(Table_2,$FB1714,GT$3)*AER_CECV!AV1348","v":0},{"$f":"INDEX(Table_2,$FB1714,GU$3)*AER_CECV!AW1348","v":0},{"$f":"INDEX(Table_2,$FB1714,GV$3)*AER_CECV!AX1348","v":0},{"$f":"INDEX(Table_2,$FB1714,GW$3)*AER_CECV!AY1348","v":0},{"$f":"INDEX(Table_2,$FB1714,GX$3)*AER_CECV!AZ1348","v":0},24163.91438123877,2027]
[null,null,null,null,null,null,null,null,null,null,null,null,null,null,null,null,null,null,null,null,null,null,null,null,null,null,null,null,null,null,null,null,null,null,null,null,null,null,null,null,null,null,null,null,null,null,null,null,null,null,null,null,null,null,null,2027,null,null,null,null,null,null,null,null,null,null,null,null,null,null,null,null,null,null,null,null,null,null,null,null,null,null,null,null,null,null,null,null,null,null,null,null,null,null,null,null,null,null,null,null,null,null,null,null,null,null,null,null,null,null,null,null,null,null,null,null,null,null,null,null,null,null,null,null,null,null,null,null,null,null,null,null,null,null,null,null,null,null,null,null,null,null,null,null,null,null,null,null,null,null,null,null,null,null,null,null,null,308,{"$f":"INDEX(Table_2,$FB1771,FC$3)*AER_CECV!E1405","v":0},{"$f":"INDEX(Table_2,$FB1771,FD$3)*AER_CECV!F1405","v":0},{"$f":"INDEX(Table_2,$FB1771,FE$3)*AER_CECV!G1405","v":0},{"$f":"INDEX(Table_2,$FB1771,FF$3)*AER_CECV!H1405","v":0},{"$f":"INDEX(Table_2,$FB1771,FG$3)*AER_CECV!I1405","v":0},{"$f":"INDEX(Table_2,$FB1771,FH$3)*AER_CECV!J1405","v":0},{"$f":"INDEX(Table_2,$FB1771,FI$3)*AER_CECV!K1405","v":0},{"$f":"INDEX(Table_2,$FB1771,FJ$3)*AER_CECV!L1405","v":0},{"$f":"INDEX(Table_2,$FB1771,FK$3)*AER_CECV!M1405","v":0},{"$f":"INDEX(Table_2,$FB1771,FL$3)*AER_CECV!N1405","v":0},{"$f":"INDEX(Table_2,$FB1771,FM$3)*AER_CECV!O1405","v":0},{"$f":"INDEX(Table_2,$FB1771,FN$3)*AER_CECV!P1405","v":0},{"$f":"INDEX(Table_2,$FB1771,FO$3)*AER_CECV!Q1405","v":0},{"$f":"INDEX(Table_2,$FB1771,FP$3)*AER_CECV!R1405","v":88.191305239831564},{"$f":"INDEX(Table_2,$FB1771,FQ$3)*AER_CECV!S1405","v":190.91456503298789},{"$f":"INDEX(Table_2,$FB1771,FR$3)*AER_CECV!T1405","v":624.94245955930705},{"$f":"INDEX(Table_2,$FB1771,FS$3)*AER_CECV!U1405","v":753.41811749880787},{"$f":"INDEX(Table_2,$FB1771,FT$3)*AER_CECV!V1405","v":816.75708458130532},{"$f":"INDEX(Table_2,$FB1771,FU$3)*AER_CECV!W1405","v":1011.2932925916637},{"$f":"INDEX(Table_2,$FB1771,FV$3)*AER_CECV!X1405","v":1174.2557226539782},{"$f":"INDEX(Table_2,$FB1771,FW$3)*AER_CECV!Y1405","v":1266.2691084676933},{"$f":"INDEX(Table_2,$FB1771,FX$3)*AER_CECV!Z1405","v":1269.2638356153702},{"$f":"INDEX(Table_2,$FB1771,FY$3)*AER_CECV!AA1405","v":0},{"$f":"INDEX(Table_2,$FB1771,FZ$3)*AER_CECV!AB1405","v":0},{"$f":"INDEX(Table_2,$FB1771,GA$3)*AER_CECV!AC1405","v":0},{"$f":"INDEX(Table_2,$FB1771,GB$3)*AER_CECV!AD1405","v":1180.7329662668224},{"$f":"INDEX(Table_2,$FB1771,GC$3)*AER_CECV!AE1405","v":1282.1273551325903},{"$f":"INDEX(Table_2,$FB1771,GD$3)*AER_CECV!AF1405","v":1326.5486675644916},{"$f":"INDEX(Table_2,$FB1771,GE$3)*AER_CECV!AG1405","v":1344.133708242779},{"$f":"INDEX(Table_2,$FB1771,GF$3)*AER_CECV!AH1405","v":1153.2252233047291},{"$f":"INDEX(Table_2,$FB1771,GG$3)*AER_CECV!AI1405","v":1353.2177840640245},{"$f":"INDEX(Table_2,$FB1771,GH$3)*AER_CECV!AJ1405","v":1052.572024660532},{"$f":"INDEX(Table_2,$FB1771,GI$3)*AER_CECV!AK1405","v":820.59754179518586},{"$f":"INDEX(Table_2,$FB1771,GJ$3)*AER_CECV!AL1405","v":515.53259862091863},{"$f":"INDEX(Table_2,$FB1771,GK$3)*AER_CECV!AM1405","v":153.02754553820276},{"$f":"INDEX(Table_2,$FB1771,GL$3)*AER_CECV!AN1405","v":160.57588143518663},{"$f":"INDEX(Table_2,$FB1771,GM$3)*AER_CECV!AO1405","v":108.77250531625776},{"$f":"INDEX(Table_2,$FB1771,GN$3)*AER_CECV!AP1405","v":53.390991591942381},{"$f":"INDEX(Table_2,$FB1771,GO$3)*AER_CECV!AQ1405","v":0},{"$f":"INDEX(Table_2,$FB1771,GP$3)*AER_CECV!AR1405","v":0},{"$f":"INDEX(Table_2,$FB1771,GQ$3)*AER_CECV!AS1405","v":0},{"$f":"INDEX(Table_2,$FB1771,GR$3)*AER_CECV!AT1405","v":0},{"$f":"INDEX(Table_2,$FB1771,GS$3)*AER_CECV!AU1405","v":0},{"$f":"INDEX(Table_2,$FB1771,GT$3)*AER_CECV!AV1405","v":0},{"$f":"INDEX(Table_2,$FB1771,GU$3)*AER_CECV!AW1405","v":0},{"$f":"INDEX(Table_2,$FB1771,GV$3)*AER_CECV!AX1405","v":0},{"$f":"INDEX(Table_2,$FB1771,GW$3)*AER_CECV!AY1405","v":0},{"$f":"INDEX(Table_2,$FB1771,GX$3)*AER_CECV!AZ1405","v":0},17699.760284774609,2027]
[null,null,null,null,null,null,null,null,null,null,null,null,null,null,null,null,null,null,null,null,null,null,null,null,null,null,null,null,null,null,null,null,null,null,null,null,null,null,null,null,null,null,null,null,null,null,null,null,null,null,null,null,null,null,null,2028,null,null,null,null,null,null,null,null,null,null,null,null,null,null,null,null,null,null,null,null,null,null,null,null,null,null,null,null,null,null,null,null,null,null,null,null,null,null,null,null,null,null,null,null,null,null,null,null,null,null,null,null,null,null,null,null,null,null,null,null,null,null,null,null,null,null,null,null,null,null,null,null,null,null,null,null,null,null,null,null,null,null,null,null,null,null,null,null,null,null,null,null,null,null,null,null,null,null,null,null,null,4,{"$f":"INDEX(Table_2,$FB1832,FC$3)*AER_CECV!E1466","v":0},{"$f":"INDEX(Table_2,$FB1832,FD$3)*AER_CECV!F1466","v":0},{"$f":"INDEX(Table_2,$FB1832,FE$3)*AER_CECV!G1466","v":0},{"$f":"INDEX(Table_2,$FB1832,FF$3)*AER_CECV!H1466","v":0},{"$f":"INDEX(Table_2,$FB1832,FG$3)*AER_CECV!I1466","v":0},{"$f":"INDEX(Table_2,$FB1832,FH$3)*AER_CECV!J1466","v":0},{"$f":"INDEX(Table_2,$FB1832,FI$3)*AER_CECV!K1466","v":0},{"$f":"INDEX(Table_2,$FB1832,FJ$3)*AER_CECV!L1466","v":0},{"$f":"INDEX(Table_2,$FB1832,FK$3)*AER_CECV!M1466","v":0},{"$f":"INDEX(Table_2,$FB1832,FL$3)*AER_CECV!N1466","v":0},{"$f":"INDEX(Table_2,$FB1832,FM$3)*AER_CECV!O1466","v":0},{"$f":"INDEX(Table_2,$FB1832,FN$3)*AER_CECV!P1466","v":0},{"$f":"INDEX(Table_2,$FB1832,FO$3)*AER_CECV!Q1466","v":0},{"$f":"INDEX(Table_2,$FB1832,FP$3)*AER_CECV!R1466","v":10.57195792045451},{"$f":"INDEX(Table_2,$FB1832,FQ$3)*AER_CECV!S1466","v":60.81035155516502},{"$f":"INDEX(Table_2,$FB1832,FR$3)*AER_CECV!T1466","v":235.78127002077326},{"$f":"INDEX(Table_2,$FB1832,FS$3)*AER_CECV!U1466","v":558.44820492329563},{"$f":"INDEX(Table_2,$FB1832,FT$3)*AER_CECV!V1466","v":827.78092011725619},{"$f":"INDEX(Table_2,$FB1832,FU$3)*AER_CECV!W1466","v":1177.3460587169691},{"$f":"INDEX(Table_2,$FB1832,FV$3)*AER_CECV!X1466","v":1563.5931564356033},{"$f":"INDEX(Table_2,$FB1832,FW$3)*AER_CECV!Y1466","v":1837.0544822725888},{"$f":"INDEX(Table_2,$FB1832,FX$3)*AER_CECV!Z1466","v":2066.5761217225504},{"$f":"INDEX(Table_2,$FB1832,FY$3)*AER_CECV!AA1466","v":1806.5926951441093},{"$f":"INDEX(Table_2,$FB1832,FZ$3)*AER_CECV!AB1466","v":1960.1837234832485},{"$f":"INDEX(Table_2,$FB1832,GA$3)*AER_CECV!AC1466","v":1991.9298617301208},{"$f":"INDEX(Table_2,$FB1832,GB$3)*AER_CECV!AD1466","v":2076.3218518547865},{"$f":"INDEX(Table_2,$FB1832,GC$3)*AER_CECV!AE1466","v":2121.3263135964585},{"$f":"INDEX(Table_2,$FB1832,GD$3)*AER_CECV!AF1466","v":1638.3922174754769},{"$f":"INDEX(Table_2,$FB1832,GE$3)*AER_CECV!AG1466","v":1421.9298022250068},{"$f":"INDEX(Table_2,$FB1832,GF$3)*AER_CECV!AH1466","v":774.73393044037732},{"$f":"INDEX(Table_2,$FB1832,GG$3)*AER_CECV!AI1466","v":617.28456631220979},{"$f":"INDEX(Table_2,$FB1832,GH$3)*AER_CECV!AJ1466","v":529.22871568921596},{"$f":"INDEX(Table_2,$FB1832,GI$3)*AER_CECV!AK1466","v":479.11266996743137},{"$f":"INDEX(Table_2,$FB1832,GJ$3)*AER_CECV!AL1466","v":242.52565998853314},{"$f":"INDEX(Table_2,$FB1832,GK$3)*AER_CECV!AM1466","v":69.330098075851694},{"$f":"INDEX(Table_2,$FB1832,GL$3)*AER_CECV!AN1466","v":38.420842323644678},{"$f":"INDEX(Table_2,$FB1832,GM$3)*AER_CECV!AO1466","v":19.236919940852619},{"$f":"INDEX(Table_2,$FB1832,GN$3)*AER_CECV!AP1466","v":9.5689479904379304},{"$f":"INDEX(Table_2,$FB1832,GO$3)*AER_CECV!AQ1466","v":0},{"$f":"INDEX(Table_2,$FB1832,GP$3)*AER_CECV!AR1466","v":0},{"$f":"INDEX(Table_2,$FB1832,GQ$3)*AER_CECV!AS1466","v":0},{"$f":"INDEX(Table_2,$FB1832,GR$3)*AER_CECV!AT1466","v":0},{"$f":"INDEX(Table_2,$FB1832,GS$3)*AER_CECV!AU1466","v":0},{"$f":"INDEX(Table_2,$FB1832,GT$3)*AER_CECV!AV1466","v":0},{"$f":"INDEX(Table_2,$FB1832,GU$3)*AER_CECV!AW1466","v":0},{"$f":"INDEX(Table_2,$FB1832,GV$3)*AER_CECV!AX1466","v":0},{"$f":"INDEX(Table_2,$FB1832,GW$3)*AER_CECV!AY1466","v":0},{"$f":"INDEX(Table_2,$FB1832,GX$3)*AER_CECV!AZ1466","v":0},24134.081339922421,2028]
[null,null,null,null,null,null,null,null,null,null,null,null,null,null,null,null,null,null,null,null,null,null,null,null,null,null,null,null,null,null,null,null,null,null,null,null,null,null,null,null,null,null,null,null,null,null,null,null,null,null,null,null,null,null,null,2028,null,null,null,null,null,null,null,null,null,null,null,null,null,null,null,null,null,null,null,null,null,null,null,null,null,null,null,null,null,null,null,null,null,null,null,null,null,null,null,null,null,null,null,null,null,null,null,null,null,null,null,null,null,null,null,null,null,null,null,null,null,null,null,null,null,null,null,null,null,null,null,null,null,null,null,null,null,null,null,null,null,null,null,null,null,null,null,null,null,null,null,null,null,null,null,null,null,null,null,null,null,124,{"$f":"INDEX(Table_2,$FB1952,FC$3)*AER_CECV!E1586","v":0},{"$f":"INDEX(Table_2,$FB1952,FD$3)*AER_CECV!F1586","v":0},{"$f":"INDEX(Table_2,$FB1952,FE$3)*AER_CECV!G1586","v":0},{"$f":"INDEX(Table_2,$FB1952,FF$3)*AER_CECV!H1586","v":0},{"$f":"INDEX(Table_2,$FB1952,FG$3)*AER_CECV!I1586","v":0},{"$f":"INDEX(Table_2,$FB1952,FH$3)*AER_CECV!J1586","v":0},{"$f":"INDEX(Table_2,$FB1952,FI$3)*AER_CECV!K1586","v":0},{"$f":"INDEX(Table_2,$FB1952,FJ$3)*AER_CECV!L1586","v":0},{"$f":"INDEX(Table_2,$FB1952,FK$3)*AER_CECV!M1586","v":0},{"$f":"INDEX(Table_2,$FB1952,FL$3)*AER_CECV!N1586","v":0},{"$f":"INDEX(Table_2,$FB1952,FM$3)*AER_CECV!O1586","v":0},{"$f":"INDEX(Table_2,$FB1952,FN$3)*AER_CECV!P1586","v":74.038209016057451},{"$f":"INDEX(Table_2,$FB1952,FO$3)*AER_CECV!Q1586","v":156.87096247387271},{"$f":"INDEX(Table_2,$FB1952,FP$3)*AER_CECV!R1586","v":455.05937631036437},{"$f":"INDEX(Table_2,$FB1952,FQ$3)*AER_CECV!S1586","v":706.73466639936532},{"$f":"INDEX(Table_2,$FB1952,FR$3)*AER_CECV!T1586","v":996.90571690264801},{"$f":"INDEX(Table_2,$FB1952,FS$3)*AER_CECV!U1586","v":1372.101802503792},{"$f":"INDEX(Table_2,$FB1952,FT$3)*AER_CECV!V1586","v":1328.8622313318692},{"$f":"INDEX(Table_2,$FB1952,FU$3)*AER_CECV!W1586","v":1395.9980903137196},{"$f":"INDEX(Table_2,$FB1952,FV$3)*AER_CECV!X1586","v":1471.9326448089025},{"$f":"INDEX(Table_2,$FB1952,FW$3)*AER_CECV!Y1586","v":994.7820969151411},{"$f":"INDEX(Table_2,$FB1952,FX$3)*AER_CECV!Z1586","v":559.998959106146},{"$f":"INDEX(Table_2,$FB1952,FY$3)*AER_CECV!AA1586","v":0},{"$f":"INDEX(Table_2,$FB1952,FZ$3)*AER_CECV!AB1586","v":0},{"$f":"INDEX(Table_2,$FB1952,GA$3)*AER_CECV!AC1586","v":0},{"$f":"INDEX(Table_2,$FB1952,GB$3)*AER_CECV!AD1586","v":0},{"$f":"INDEX(Table_2,$FB1952,GC$3)*AER_CECV!AE1586","v":0},{"$f":"INDEX(Table_2,$FB1952,GD$3)*AER_CECV!AF1586","v":542.4829082333714},{"$f":"INDEX(Table_2,$FB1952,GE$3)*AER_CECV!AG1586","v":1287.5144468692204},{"$f":"INDEX(Table_2,$FB1952,GF$3)*AER_CECV!AH1586","v":1049.3620411227898},{"$f":"INDEX(Table_2,$FB1952,GG$3)*AER_CECV!AI1586","v":1200.2510623470694},{"$f":"INDEX(Table_2,$FB1952,GH$3)*AER_CECV!AJ1586","v":886.58465716101011},{"$f":"INDEX(Table_2,$FB1952,GI$3)*AER_CECV!AK1586","v":622.87312576858631},{"$f":"INDEX(Table_2,$FB1952,GJ$3)*AER_CECV!AL1586","v":304.34044892161319},{"$f":"INDEX(Table_2,$FB1952,GK$3)*AER_CECV!AM1586","v":171.04222900872912},{"$f":"INDEX(Table_2,$FB1952,GL$3)*AER_CECV!AN1586","v":77.604678658841095},{"$f":"INDEX(Table_2,$FB1952,GM$3)*AER_CECV!AO1586","v":26.718658860352448},{"$f":"INDEX(Table_2,$FB1952,GN$3)*AER_CECV!AP1586","v":29.425704360194327},{"$f":"INDEX(Table_2,$FB1952,GO$3)*AER_CECV!AQ1586","v":0},{"$f":"INDEX(Table_2,$FB1952,GP$3)*AER_CECV!AR1586","v":0},{"$f":"INDEX(Table_2,$FB1952,GQ$3)*AER_CECV!AS1586","v":0},{"$f":"INDEX(Table_2,$FB1952,GR$3)*AER_CECV!AT1586","v":0},{"$f":"INDEX(Table_2,$FB1952,GS$3)*AER_CECV!AU1586","v":0},{"$f":"INDEX(Table_2,$FB1952,GT$3)*AER_CECV!AV1586","v":0},{"$f":"INDEX(Table_2,$FB1952,GU$3)*AER_CECV!AW1586","v":0},{"$f":"INDEX(Table_2,$FB1952,GV$3)*AER_CECV!AX1586","v":0},{"$f":"INDEX(Table_2,$FB1952,GW$3)*AER_CECV!AY1586","v":0},{"$f":"INDEX(Table_2,$FB1952,GX$3)*AER_CECV!AZ1586","v":0},15711.484717393656,2028]
[null,null,null,null,null,null,null,null,null,null,null,null,null,null,null,null,null,null,null,null,null,null,null,null,null,null,null,null,null,null,null,null,null,null,null,null,null,null,null,null,null,null,null,null,null,null,null,null,null,null,null,null,null,null,null,2028,null,null,null,null,null,null,null,null,null,null,null,null,null,null,null,null,null,null,null,null,null,null,null,null,null,null,null,null,null,null,null,null,null,null,null,null,null,null,null,null,null,null,null,null,null,null,null,null,null,null,null,null,null,null,null,null,null,null,null,null,null,null,null,null,null,null,null,null,null,null,null,null,null,null,null,null,null,null,null,null,null,null,null,null,null,null,null,null,null,null,null,null,null,null,null,null,null,null,null,null,null,185,{"$f":"INDEX(Table_2,$FB2013,FC$3)*AER_CECV!E1647","v":0},{"$f":"INDEX(Table_2,$FB2013,FD$3)*AER_CECV!F1647","v":0},{"$f":"INDEX(Table_2,$FB2013,FE$3)*AER_CECV!G1647","v":0},{"$f":"INDEX(Table_2,$FB2013,FF$3)*AER_CECV!H1647","v":0},{"$f":"INDEX(Table_2,$FB2013,FG$3)*AER_CECV!I1647","v":0},{"$f":"INDEX(Table_2,$FB2013,FH$3)*AER_CECV!J1647","v":0},{"$f":"INDEX(Table_2,$FB2013,FI$3)*AER_CECV!K1647","v":0},{"$f":"INDEX(Table_2,$FB2013,FJ$3)*AER_CECV!L1647","v":0},{"$f":"INDEX(Table_2,$FB2013,FK$3)*AER_CECV!M1647","v":0},{"$f":"INDEX(Table_2,$FB2013,FL$3)*AER_CECV!N1647","v":0},{"$f":"INDEX(Table_2,$FB2013,FM$3)*AER_CECV!O1647","v":0},{"$f":"INDEX(Table_2,$FB2013,FN$3)*AER_CECV!P1647","v":42.485719696611447},{"$f":"INDEX(Table_2,$FB2013,FO$3)*AER_CECV!Q1647","v":83.881627970816822},{"$f":"INDEX(Table_2,$FB2013,FP$3)*AER_CECV!R1647","v":198.20388042527551},{"$f":"INDEX(Table_2,$FB2013,FQ$3)*AER_CECV!S1647","v":236.83060272510565},{"$f":"INDEX(Table_2,$FB2013,FR$3)*AER_CECV!T1647","v":389.63637336835444},{"$f":"INDEX(Table_2,$FB2013,FS$3)*AER_CECV!U1647","v":504.66174703962099},{"$f":"INDEX(Table_2,$FB2013,FT$3)*AER_CECV!V1647","v":538.87676912772031},{"$f":"INDEX(Table_2,$FB2013,FU$3)*AER_CECV!W1647","v":639.11840861976145},{"$f":"INDEX(Table_2,$FB2013,FV$3)*AER_CECV!X1647","v":354.19636029620915},{"$f":"INDEX(Table_2,$FB2013,FW$3)*AER_CECV!Y1647","v":0},{"$f":"INDEX(Table_2,$FB2013,FX$3)*AER_CECV!Z1647","v":0},{"$f":"INDEX(Table_2,$FB2013,FY$3)*AER_CECV!AA1647","v":0},{"$f":"INDEX(Table_2,$FB2013,FZ$3)*AER_CECV!AB1647","v":0},{"$f":"INDEX(Table_2,$FB2013,GA$3)*AER_CECV!AC1647","v":0},{"$f":"INDEX(Table_2,$FB2013,GB$3)*AER_CECV!AD1647","v":0},{"$f":"INDEX(Table_2,$FB2013,GC$3)*AER_CECV!AE1647","v":0},{"$f":"INDEX(Table_2,$FB2013,GD$3)*AER_CECV!AF1647","v":0},{"$f":"INDEX(Table_2,$FB2013,GE$3)*AER_CECV!AG1647","v":0},{"$f":"INDEX(Table_2,$FB2013,GF$3)*AER_CECV!AH1647","v":0},{"$f":"INDEX(Table_2,$FB2013,GG$3)*AER_CECV!AI1647","v":0},{"$f":"INDEX(Table_2,$FB2013,GH$3)*AER_CECV!AJ1647","v":676.87743462152719},{"$f":"INDEX(Table_2,$FB2013,GI$3)*AER_CECV!AK1647","v":548.14898682819194},{"$f":"INDEX(Table_2,$FB2013,GJ$3)*AER_CECV!AL1647","v":480.25570896755397},{"$f":"INDEX(Table_2,$FB2013,GK$3)*AER_CECV!AM1647","v":347.64322971588217},{"$f":"INDEX(Table_2,$FB2013,GL$3)*AER_CECV!AN1647","v":228.75741612693525},{"$f":"INDEX(Table_2,$FB2013,GM$3)*AER_CECV!AO1647","v":82.308763770500477},{"$f":"INDEX(Table_2,$FB2013,GN$3)*AER_CECV!AP1647","v":17.494979941544287},{"$f":"INDEX(Table_2,$FB2013,GO$3)*AER_CECV!AQ1647","v":10.296401640864785},{"$f":"INDEX(Table_2,$FB2013,GP$3)*AER_CECV!AR1647","v":0},{"$f":"INDEX(Table_2,$FB2013,GQ$3)*AER_CECV!AS1647","v":0},{"$f":"INDEX(Table_2,$FB2013,GR$3)*AER_CECV!AT1647","v":0},{"$f":"INDEX(Table_2,$FB2013,GS$3)*AER_CECV!AU1647","v":0},{"$f":"INDEX(Table_2,$FB2013,GT$3)*AER_CECV!AV1647","v":0},{"$f":"INDEX(Table_2,$FB2013,GU$3)*AER_CECV!AW1647","v":0},{"$f":"INDEX(Table_2,$FB2013,GV$3)*AER_CECV!AX1647","v":0},{"$f":"INDEX(Table_2,$FB2013,GW$3)*AER_CECV!AY1647","v":0},{"$f":"INDEX(Table_2,$FB2013,GX$3)*AER_CECV!AZ1647","v":0},5379.6744108824751,2028]
[null,null,null,null,null,null,null,null,null,null,null,null,null,null,null,null,null,null,null,null,null,null,null,null,null,null,null,null,null,null,null,null,null,null,null,null,null,null,null,null,null,null,null,null,null,null,null,null,null,null,null,null,null,null,null,2028,null,null,null,null,null,null,null,null,null,null,null,null,null,null,null,null,null,null,null,null,null,null,null,null,null,null,null,null,null,null,null,null,null,null,null,null,null,null,null,null,null,null,null,null,null,null,null,null,null,null,null,null,null,null,null,null,null,null,null,null,null,null,null,null,null,null,null,null,null,null,null,null,null,null,null,null,null,null,null,null,null,null,null,null,null,null,null,null,null,null,null,null,null,null,null,null,null,null,null,null,null,242,{"$f":"INDEX(Table_2,$FB2070,FC$3)*AER_CECV!E1704","v":0},{"$f":"INDEX(Table_2,$FB2070,FD$3)*AER_CECV!F1704","v":0},{"$f":"INDEX(Table_2,$FB2070,FE$3)*AER_CECV!G1704","v":0},{"$f":"INDEX(Table_2,$FB2070,FF$3)*AER_CECV!H1704","v":0},{"$f":"INDEX(Table_2,$FB2070,FG$3)*AER_CECV!I1704","v":0},{"$f":"INDEX(Table_2,$FB2070,FH$3)*AER_CECV!J1704","v":0},{"$f":"INDEX(Table_2,$FB2070,FI$3)*AER_CECV!K1704","v":0},{"$f":"INDEX(Table_2,$FB2070,FJ$3)*AER_CECV!L1704","v":0},{"$f":"INDEX(Table_2,$FB2070,FK$3)*AER_CECV!M1704","v":0},{"$f":"INDEX(Table_2,$FB2070,FL$3)*AER_CECV!N1704","v":0},{"$f":"INDEX(Table_2,$FB2070,FM$3)*AER_CECV!O1704","v":0},{"$f":"INDEX(Table_2,$FB2070,FN$3)*AER_CECV!P1704","v":3.755021790566575},{"$f":"INDEX(Table_2,$FB2070,FO$3)*AER_CECV!Q1704","v":8.7734823664803816},{"$f":"INDEX(Table_2,$FB2070,FP$3)*AER_CECV!R1704","v":71.458335685442975},{"$f":"INDEX(Table_2,$FB2070,FQ$3)*AER_CECV!S1704","v":135.2147559636239},{"$f":"INDEX(Table_2,$FB2070,FR$3)*AER_CECV!T1704","v":0},{"$f":"INDEX(Table_2,$FB2070,FS$3)*AER_CECV!U1704","v":0},{"$f":"INDEX(Table_2,$FB2070,FT$3)*AER_CECV!V1704","v":0},{"$f":"INDEX(Table_2,$FB2070,FU$3)*AER_CECV!W1704","v":0},{"$f":"INDEX(Table_2,$FB2070,FV$3)*AER_CECV!X1704","v":0},{"$f":"INDEX(Table_2,$FB2070,FW$3)*AER_CECV!Y1704","v":0},{"$f":"INDEX(Table_2,$FB2070,FX$3)*AER_CECV!Z1704","v":0},{"$f":"INDEX(Table_2,$FB2070,FY$3)*AER_CECV!AA1704","v":0},{"$f":"INDEX(Table_2,$FB2070,FZ$3)*AER_CECV!AB1704","v":0},{"$f":"INDEX(Table_2,$FB2070,GA$3)*AER_CECV!AC1704","v":0},{"$f":"INDEX(Table_2,$FB2070,GB$3)*AER_CECV!AD1704","v":0},{"$f":"INDEX(Table_2,$FB2070,GC$3)*AER_CECV!AE1704","v":0},{"$f":"INDEX(Table_2,$FB2070,GD$3)*AER_CECV!AF1704","v":0},{"$f":"INDEX(Table_2,$FB2070,GE$3)*AER_CECV!AG1704","v":0},{"$f":"INDEX(Table_2,$FB2070,GF$3)*AER_CECV!AH1704","v":0},{"$f":"INDEX(Table_2,$FB2070,GG$3)*AER_CECV!AI1704","v":0},{"$f":"INDEX(Table_2,$FB2070,GH$3)*AER_CECV!AJ1704","v":0},{"$f":"INDEX(Table_2,$FB2070,GI$3)*AER_CECV!AK1704","v":452.88076857269067},{"$f":"INDEX(Table_2,$FB2070,GJ$3)*AER_CECV!AL1704","v":287.11876390839853},{"$f":"INDEX(Table_2,$FB2070,GK$3)*AER_CECV!AM1704","v":183.87790564089713},{"$f":"INDEX(Table_2,$FB2070,GL$3)*AER_CECV!AN1704","v":134.61465986702012},{"$f":"INDEX(Table_2,$FB2070,GM$3)*AER_CECV!AO1704","v":60.821008844612884},{"$f":"INDEX(Table_2,$FB2070,GN$3)*AER_CECV!AP1704","v":40.430749238426365},{"$f":"INDEX(Table_2,$FB2070,GO$3)*AER_CECV!AQ1704","v":3.7963988862077245},{"$f":"INDEX(Table_2,$FB2070,GP$3)*AER_CECV!AR1704","v":0},{"$f":"INDEX(Table_2,$FB2070,GQ$3)*AER_CECV!AS1704","v":0},{"$f":"INDEX(Table_2,$FB2070,GR$3)*AER_CECV!AT1704","v":0},{"$f":"INDEX(Table_2,$FB2070,GS$3)*AER_CECV!AU1704","v":0},{"$f":"INDEX(Table_2,$FB2070,GT$3)*AER_CECV!AV1704","v":0},{"$f":"INDEX(Table_2,$FB2070,GU$3)*AER_CECV!AW1704","v":0},{"$f":"INDEX(Table_2,$FB2070,GV$3)*AER_CECV!AX1704","v":0},{"$f":"INDEX(Table_2,$FB2070,GW$3)*AER_CECV!AY1704","v":0},{"$f":"INDEX(Table_2,$FB2070,GX$3)*AER_CECV!AZ1704","v":0},1382.7418507643674,2028]
[null,null,null,null,null,null,null,null,null,null,null,null,null,null,null,null,null,null,null,null,null,null,null,null,null,null,null,null,null,null,null,null,null,null,null,null,null,null,null,null,null,null,null,null,null,null,null,null,null,null,null,null,null,null,null,2028,null,null,null,null,null,null,null,null,null,null,null,null,null,null,null,null,null,null,null,null,null,null,null,null,null,null,null,null,null,null,null,null,null,null,null,null,null,null,null,null,null,null,null,null,null,null,null,null,null,null,null,null,null,null,null,null,null,null,null,null,null,null,null,null,null,null,null,null,null,null,null,null,null,null,null,null,null,null,null,null,null,null,null,null,null,null,null,null,null,null,null,null,null,null,null,null,null,null,null,null,null,299,{"$f":"INDEX(Table_2,$FB2127,FC$3)*AER_CECV!E1761","v":0},{"$f":"INDEX(Table_2,$FB2127,FD$3)*AER_CECV!F1761","v":0},{"$f":"INDEX(Table_2,$FB2127,FE$3)*AER_CECV!G1761","v":0},{"$f":"INDEX(Table_2,$FB2127,FF$3)*AER_CECV!H1761","v":0},{"$f":"INDEX(Table_2,$FB2127,FG$3)*AER_CECV!I1761","v":0},{"$f":"INDEX(Table_2,$FB2127,FH$3)*AER_CECV!J1761","v":0},{"$f":"INDEX(Table_2,$FB2127,FI$3)*AER_CECV!K1761","v":0},{"$f":"INDEX(Table_2,$FB2127,FJ$3)*AER_CECV!L1761","v":0},{"$f":"INDEX(Table_2,$FB2127,FK$3)*AER_CECV!M1761","v":0},{"$f":"INDEX(Table_2,$FB2127,FL$3)*AER_CECV!N1761","v":0},{"$f":"INDEX(Table_2,$FB2127,FM$3)*AER_CECV!O1761","v":0},{"$f":"INDEX(Table_2,$FB2127,FN$3)*AER_CECV!P1761","v":0},{"$f":"INDEX(Table_2,$FB2127,FO$3)*AER_CECV!Q1761","v":0},{"$f":"INDEX(Table_2,$FB2127,FP$3)*AER_CECV!R1761","v":22.709648177169015},{"$f":"INDEX(Table_2,$FB2127,FQ$3)*AER_CECV!S1761","v":50.479810912256667},{"$f":"INDEX(Table_2,$FB2127,FR$3)*AER_CECV!T1761","v":121.5392175221577},{"$f":"INDEX(Table_2,$FB2127,FS$3)*AER_CECV!U1761","v":107.71232142545506},{"$f":"INDEX(Table_2,$FB2127,FT$3)*AER_CECV!V1761","v":0},{"$f":"INDEX(Table_2,$FB2127,FU$3)*AER_CECV!W1761","v":0},{"$f":"INDEX(Table_2,$FB2127,FV$3)*AER_CECV!X1761","v":0},{"$f":"INDEX(Table_2,$FB2127,FW$3)*AER_CECV!Y1761","v":0},{"$f":"INDEX(Table_2,$FB2127,FX$3)*AER_CECV!Z1761","v":0},{"$f":"INDEX(Table_2,$FB2127,FY$3)*AER_CECV!AA1761","v":0},{"$f":"INDEX(Table_2,$FB2127,FZ$3)*AER_CECV!AB1761","v":0},{"$f":"INDEX(Table_2,$FB2127,GA$3)*AER_CECV!AC1761","v":0},{"$f":"INDEX(Table_2,$FB2127,GB$3)*AER_CECV!AD1761","v":0},{"$f":"INDEX(Table_2,$FB2127,GC$3)*AER_CECV!AE1761","v":0},{"$f":"INDEX(Table_2,$FB2127,GD$3)*AER_CECV!AF1761","v":0},{"$f":"INDEX(Table_2,$FB2127,GE$3)*AER_CECV!AG1761","v":0},{"$f":"INDEX(Table_2,$FB2127,GF$3)*AER_CECV!AH1761","v":128.67808265928588},{"$f":"INDEX(Table_2,$FB2127,GG$3)*AER_CECV!AI1761","v":69.644012402091676},{"$f":"INDEX(Table_2,$FB2127,GH$3)*AER_CECV!AJ1761","v":62.235001201407314},{"$f":"INDEX(Table_2,$FB2127,GI$3)*AER_CECV!AK1761","v":37.418207226180201},{"$f":"INDEX(Table_2,$FB2127,GJ$3)*AER_CECV!AL1761","v":20.445204928872592},{"$f":"INDEX(Table_2,$FB2127,GK$3)*AER_CECV!AM1761","v":18.004262018310115},{"$f":"INDEX(Table_2,$FB2127,GL$3)*AER_CECV!AN1761","v":30.202366128091825},{"$f":"INDEX(Table_2,$FB2127,GM$3)*AER_CECV!AO1761","v":21.59242790222341},{"$f":"INDEX(Table_2,$FB2127,GN$3)*AER_CECV!AP1761","v":10.668108819827276},{"$f":"INDEX(Table_2,$FB2127,GO$3)*AER_CECV!AQ1761","v":2.378089515149799E-4},{"$f":"INDEX(Table_2,$FB2127,GP$3)*AER_CECV!AR1761","v":0},{"$f":"INDEX(Table_2,$FB2127,GQ$3)*AER_CECV!AS1761","v":0},{"$f":"INDEX(Table_2,$FB2127,GR$3)*AER_CECV!AT1761","v":0},{"$f":"INDEX(Table_2,$FB2127,GS$3)*AER_CECV!AU1761","v":0},{"$f":"INDEX(Table_2,$FB2127,GT$3)*AER_CECV!AV1761","v":0},{"$f":"INDEX(Table_2,$FB2127,GU$3)*AER_CECV!AW1761","v":0},{"$f":"INDEX(Table_2,$FB2127,GV$3)*AER_CECV!AX1761","v":0},{"$f":"INDEX(Table_2,$FB2127,GW$3)*AER_CECV!AY1761","v":0},{"$f":"INDEX(Table_2,$FB2127,GX$3)*AER_CECV!AZ1761","v":0},701.32890913228027,2028]
[null,null,null,null,null,null,null,null,null,null,null,null,null,null,null,null,null,null,null,null,null,null,null,null,null,null,null,null,null,null,null,null,null,null,null,null,null,null,null,null,null,null,null,null,null,null,null,null,null,null,null,null,null,null,null,2028,null,null,null,null,null,null,null,null,null,null,null,null,null,null,null,null,null,null,null,null,null,null,null,null,null,null,null,null,null,null,null,null,null,null,null,null,null,null,null,null,null,null,null,null,null,null,null,null,null,null,null,null,null,null,null,null,null,null,null,null,null,null,null,null,null,null,null,null,null,null,null,null,null,null,null,null,null,null,null,null,null,null,null,null,null,null,null,null,null,null,null,null,null,null,null,null,null,null,null,null,null,360,{"$f":"INDEX(Table_2,$FB2188,FC$3)*AER_CECV!E1822","v":0},{"$f":"INDEX(Table_2,$FB2188,FD$3)*AER_CECV!F1822","v":0},{"$f":"INDEX(Table_2,$FB2188,FE$3)*AER_CECV!G1822","v":0},{"$f":"INDEX(Table_2,$FB2188,FF$3)*AER_CECV!H1822","v":0},{"$f":"INDEX(Table_2,$FB2188,FG$3)*AER_CECV!I1822","v":0},{"$f":"INDEX(Table_2,$FB2188,FH$3)*AER_CECV!J1822","v":0},{"$f":"INDEX(Table_2,$FB2188,FI$3)*AER_CECV!K1822","v":0},{"$f":"INDEX(Table_2,$FB2188,FJ$3)*AER_CECV!L1822","v":0},{"$f":"INDEX(Table_2,$FB2188,FK$3)*AER_CECV!M1822","v":0},{"$f":"INDEX(Table_2,$FB2188,FL$3)*AER_CECV!N1822","v":0},{"$f":"INDEX(Table_2,$FB2188,FM$3)*AER_CECV!O1822","v":0},{"$f":"INDEX(Table_2,$FB2188,FN$3)*AER_CECV!P1822","v":0},{"$f":"INDEX(Table_2,$FB2188,FO$3)*AER_CECV!Q1822","v":0},{"$f":"INDEX(Table_2,$FB2188,FP$3)*AER_CECV!R1822","v":62.430439392583224},{"$f":"INDEX(Table_2,$FB2188,FQ$3)*AER_CECV!S1822","v":155.1259282807323},{"$f":"INDEX(Table_2,$FB2188,FR$3)*AER_CECV!T1822","v":1285.0245275128325},{"$f":"INDEX(Table_2,$FB2188,FS$3)*AER_CECV!U1822","v":1782.3473358953281},{"$f":"INDEX(Table_2,$FB2188,FT$3)*AER_CECV!V1822","v":1240.8648346937352},{"$f":"INDEX(Table_2,$FB2188,FU$3)*AER_CECV!W1822","v":1738.0003436909576},{"$f":"INDEX(Table_2,$FB2188,FV$3)*AER_CECV!X1822","v":2018.582353885698},{"$f":"INDEX(Table_2,$FB2188,FW$3)*AER_CECV!Y1822","v":1926.4474476952971},{"$f":"INDEX(Table_2,$FB2188,FX$3)*AER_CECV!Z1822","v":1992.2869158821343},{"$f":"INDEX(Table_2,$FB2188,FY$3)*AER_CECV!AA1822","v":2112.6850496766738},{"$f":"INDEX(Table_2,$FB2188,FZ$3)*AER_CECV!AB1822","v":2220.5002786088157},{"$f":"INDEX(Table_2,$FB2188,GA$3)*AER_CECV!AC1822","v":2233.9784023412017},{"$f":"INDEX(Table_2,$FB2188,GB$3)*AER_CECV!AD1822","v":1962.7823841017682},{"$f":"INDEX(Table_2,$FB2188,GC$3)*AER_CECV!AE1822","v":1726.1787040828203},{"$f":"INDEX(Table_2,$FB2188,GD$3)*AER_CECV!AF1822","v":1742.8774944155516},{"$f":"INDEX(Table_2,$FB2188,GE$3)*AER_CECV!AG1822","v":1629.4285555440492},{"$f":"INDEX(Table_2,$FB2188,GF$3)*AER_CECV!AH1822","v":1565.425277637363},{"$f":"INDEX(Table_2,$FB2188,GG$3)*AER_CECV!AI1822","v":1327.5741518097036},{"$f":"INDEX(Table_2,$FB2188,GH$3)*AER_CECV!AJ1822","v":995.000789056759},{"$f":"INDEX(Table_2,$FB2188,GI$3)*AER_CECV!AK1822","v":661.17874800618506},{"$f":"INDEX(Table_2,$FB2188,GJ$3)*AER_CECV!AL1822","v":351.07633646941753},{"$f":"INDEX(Table_2,$FB2188,GK$3)*AER_CECV!AM1822","v":66.605894038838429},{"$f":"INDEX(Table_2,$FB2188,GL$3)*AER_CECV!AN1822","v":29.129341973529549},{"$f":"INDEX(Table_2,$FB2188,GM$3)*AER_CECV!AO1822","v":71.500676382703787},{"$f":"INDEX(Table_2,$FB2188,GN$3)*AER_CECV!AP1822","v":35.750338191351872},{"$f":"INDEX(Table_2,$FB2188,GO$3)*AER_CECV!AQ1822","v":0},{"$f":"INDEX(Table_2,$FB2188,GP$3)*AER_CECV!AR1822","v":0},{"$f":"INDEX(Table_2,$FB2188,GQ$3)*AER_CECV!AS1822","v":0},{"$f":"INDEX(Table_2,$FB2188,GR$3)*AER_CECV!AT1822","v":0},{"$f":"INDEX(Table_2,$FB2188,GS$3)*AER_CECV!AU1822","v":0},{"$f":"INDEX(Table_2,$FB2188,GT$3)*AER_CECV!AV1822","v":0},{"$f":"INDEX(Table_2,$FB2188,GU$3)*AER_CECV!AW1822","v":0},{"$f":"INDEX(Table_2,$FB2188,GV$3)*AER_CECV!AX1822","v":0},{"$f":"INDEX(Table_2,$FB2188,GW$3)*AER_CECV!AY1822","v":0},{"$f":"INDEX(Table_2,$FB2188,GX$3)*AER_CECV!AZ1822","v":0},30932.782549266027,2028]
[null,null,null,null,null,null,null,null,null,null,null,null,null,null,null,null,null,null,null,null,null,null,null,null,null,null,null,null,null,null,null,null,null,null,null,null,null,null,null,null,null,null,null,null,null,null,null,null,null,null,null,null,null,null,null,2029,null,null,null,null,null,null,null,null,null,null,null,null,null,null,null,null,null,null,null,null,null,null,null,null,null,null,null,null,null,null,null,null,null,null,null,null,null,null,null,null,null,null,null,null,null,null,null,null,null,null,null,null,null,null,null,null,null,null,null,null,null,null,null,null,null,null,null,null,null,null,null,null,null,null,null,null,null,null,null,null,null,null,null,null,null,null,null,null,null,null,null,null,null,null,null,null,null,null,null,null,null,52,{"$f":"INDEX(Table_2,$FB2245,FC$3)*AER_CECV!E1879","v":0},{"$f":"INDEX(Table_2,$FB2245,FD$3)*AER_CECV!F1879","v":0},{"$f":"INDEX(Table_2,$FB2245,FE$3)*AER_CECV!G1879","v":0},{"$f":"INDEX(Table_2,$FB2245,FF$3)*AER_CECV!H1879","v":0},{"$f":"INDEX(Table_2,$FB2245,FG$3)*AER_CECV!I1879","v":0},{"$f":"INDEX(Table_2,$FB2245,FH$3)*AER_CECV!J1879","v":0},{"$f":"INDEX(Table_2,$FB2245,FI$3)*AER_CECV!K1879","v":0},{"$f":"INDEX(Table_2,$FB2245,FJ$3)*AER_CECV!L1879","v":0},{"$f":"INDEX(Table_2,$FB2245,FK$3)*AER_CECV!M1879","v":0},{"$f":"INDEX(Table_2,$FB2245,FL$3)*AER_CECV!N1879","v":0},{"$f":"INDEX(Table_2,$FB2245,FM$3)*AER_CECV!O1879","v":0},{"$f":"INDEX(Table_2,$FB2245,FN$3)*AER_CECV!P1879","v":0},{"$f":"INDEX(Table_2,$FB2245,FO$3)*AER_CECV!Q1879","v":0},{"$f":"INDEX(Table_2,$FB2245,FP$3)*AER_CECV!R1879","v":91.164864925565226},{"$f":"INDEX(Table_2,$FB2245,FQ$3)*AER_CECV!S1879","v":262.88860173383944},{"$f":"INDEX(Table_2,$FB2245,FR$3)*AER_CECV!T1879","v":543.36077700606597},{"$f":"INDEX(Table_2,$FB2245,FS$3)*AER_CECV!U1879","v":686.01025641848162},{"$f":"INDEX(Table_2,$FB2245,FT$3)*AER_CECV!V1879","v":621.71683748838313},{"$f":"INDEX(Table_2,$FB2245,FU$3)*AER_CECV!W1879","v":0},{"$f":"INDEX(Table_2,$FB2245,FV$3)*AER_CECV!X1879","v":0},{"$f":"INDEX(Table_2,$FB2245,FW$3)*AER_CECV!Y1879","v":0},{"$f":"INDEX(Table_2,$FB2245,FX$3)*AER_CECV!Z1879","v":0},{"$f":"INDEX(Table_2,$FB2245,FY$3)*AER_CECV!AA1879","v":0},{"$f":"INDEX(Table_2,$FB2245,FZ$3)*AER_CECV!AB1879","v":0},{"$f":"INDEX(Table_2,$FB2245,GA$3)*AER_CECV!AC1879","v":0},{"$f":"INDEX(Table_2,$FB2245,GB$3)*AER_CECV!AD1879","v":0},{"$f":"INDEX(Table_2,$FB2245,GC$3)*AER_CECV!AE1879","v":0},{"$f":"INDEX(Table_2,$FB2245,GD$3)*AER_CECV!AF1879","v":0},{"$f":"INDEX(Table_2,$FB2245,GE$3)*AER_CECV!AG1879","v":0},{"$f":"INDEX(Table_2,$FB2245,GF$3)*AER_CECV!AH1879","v":0},{"$f":"INDEX(Table_2,$FB2245,GG$3)*AER_CECV!AI1879","v":0},{"$f":"INDEX(Table_2,$FB2245,GH$3)*AER_CECV!AJ1879","v":618.01336564669498},{"$f":"INDEX(Table_2,$FB2245,GI$3)*AER_CECV!AK1879","v":574.17460839821729},{"$f":"INDEX(Table_2,$FB2245,GJ$3)*AER_CECV!AL1879","v":286.04056037499487},{"$f":"INDEX(Table_2,$FB2245,GK$3)*AER_CECV!AM1879","v":103.52317262911671},{"$f":"INDEX(Table_2,$FB2245,GL$3)*AER_CECV!AN1879","v":45.163166711535538},{"$f":"INDEX(Table_2,$FB2245,GM$3)*AER_CECV!AO1879","v":89.536642541307728},{"$f":"INDEX(Table_2,$FB2245,GN$3)*AER_CECV!AP1879","v":34.351273353702268},{"$f":"INDEX(Table_2,$FB2245,GO$3)*AER_CECV!AQ1879","v":0},{"$f":"INDEX(Table_2,$FB2245,GP$3)*AER_CECV!AR1879","v":0},{"$f":"INDEX(Table_2,$FB2245,GQ$3)*AER_CECV!AS1879","v":0},{"$f":"INDEX(Table_2,$FB2245,GR$3)*AER_CECV!AT1879","v":0},{"$f":"INDEX(Table_2,$FB2245,GS$3)*AER_CECV!AU1879","v":0},{"$f":"INDEX(Table_2,$FB2245,GT$3)*AER_CECV!AV1879","v":0},{"$f":"INDEX(Table_2,$FB2245,GU$3)*AER_CECV!AW1879","v":0},{"$f":"INDEX(Table_2,$FB2245,GV$3)*AER_CECV!AX1879","v":0},{"$f":"INDEX(Table_2,$FB2245,GW$3)*AER_CECV!AY1879","v":0},{"$f":"INDEX(Table_2,$FB2245,GX$3)*AER_CECV!AZ1879","v":0},3955.9441272279055,2029]
[null,null,null,null,null,null,null,null,null,null,null,null,null,null,null,null,null,null,null,null,null,null,null,null,null,null,null,null,null,null,null,null,null,null,null,null,null,null,null,null,null,null,null,null,null,null,null,null,null,null,null,null,null,null,null,2029,null,null,null,null,null,null,null,null,null,null,null,null,null,null,null,null,null,null,null,null,null,null,null,null,null,null,null,null,null,null,null,null,null,null,null,null,null,null,null,null,null,null,null,null,null,null,null,null,null,null,null,null,null,null,null,null,null,null,null,null,null,null,null,null,null,null,null,null,null,null,null,null,null,null,null,null,null,null,null,null,null,null,null,null,null,null,null,null,null,null,null,null,null,null,null,null,null,null,null,null,null,109,{"$f":"INDEX(Table_2,$FB2302,FC$3)*AER_CECV!E1936","v":0},{"$f":"INDEX(Table_2,$FB2302,FD$3)*AER_CECV!F1936","v":0},{"$f":"INDEX(Table_2,$FB2302,FE$3)*AER_CECV!G1936","v":0},{"$f":"INDEX(Table_2,$FB2302,FF$3)*AER_CECV!H1936","v":0},{"$f":"INDEX(Table_2,$FB2302,FG$3)*AER_CECV!I1936","v":0},{"$f":"INDEX(Table_2,$FB2302,FH$3)*AER_CECV!J1936","v":0},{"$f":"INDEX(Table_2,$FB2302,FI$3)*AER_CECV!K1936","v":0},{"$f":"INDEX(Table_2,$FB2302,FJ$3)*AER_CECV!L1936","v":0},{"$f":"INDEX(Table_2,$FB2302,FK$3)*AER_CECV!M1936","v":0},{"$f":"INDEX(Table_2,$FB2302,FL$3)*AER_CECV!N1936","v":0},{"$f":"INDEX(Table_2,$FB2302,FM$3)*AER_CECV!O1936","v":0},{"$f":"INDEX(Table_2,$FB2302,FN$3)*AER_CECV!P1936","v":65.604394774202945},{"$f":"INDEX(Table_2,$FB2302,FO$3)*AER_CECV!Q1936","v":161.41482480829359},{"$f":"INDEX(Table_2,$FB2302,FP$3)*AER_CECV!R1936","v":581.03134950906383},{"$f":"INDEX(Table_2,$FB2302,FQ$3)*AER_CECV!S1936","v":1000.6478742098344},{"$f":"INDEX(Table_2,$FB2302,FR$3)*AER_CECV!T1936","v":1602.4886841486459},{"$f":"INDEX(Table_2,$FB2302,FS$3)*AER_CECV!U1936","v":1904.0152994458658},{"$f":"INDEX(Table_2,$FB2302,FT$3)*AER_CECV!V1936","v":2309.6877324910956},{"$f":"INDEX(Table_2,$FB2302,FU$3)*AER_CECV!W1936","v":2592.2547434913613},{"$f":"INDEX(Table_2,$FB2302,FV$3)*AER_CECV!X1936","v":2818.8141754169119},{"$f":"INDEX(Table_2,$FB2302,FW$3)*AER_CECV!Y1936","v":2944.7484931507879},{"$f":"INDEX(Table_2,$FB2302,FX$3)*AER_CECV!Z1936","v":3107.8589343681556},{"$f":"INDEX(Table_2,$FB2302,FY$3)*AER_CECV!AA1936","v":2963.3500553253903},{"$f":"INDEX(Table_2,$FB2302,FZ$3)*AER_CECV!AB1936","v":3188.162780698623},{"$f":"INDEX(Table_2,$FB2302,GA$3)*AER_CECV!AC1936","v":3010.9133798438852},{"$f":"INDEX(Table_2,$FB2302,GB$3)*AER_CECV!AD1936","v":2478.0502552948001},{"$f":"INDEX(Table_2,$FB2302,GC$3)*AER_CECV!AE1936","v":2817.7555543463241},{"$f":"INDEX(Table_2,$FB2302,GD$3)*AER_CECV!AF1936","v":2690.2821292074932},{"$f":"INDEX(Table_2,$FB2302,GE$3)*AER_CECV!AG1936","v":2330.6319125617661},{"$f":"INDEX(Table_2,$FB2302,GF$3)*AER_CECV!AH1936","v":1970.0733034631394},{"$f":"INDEX(Table_2,$FB2302,GG$3)*AER_CECV!AI1936","v":1549.7151895284912},{"$f":"INDEX(Table_2,$FB2302,GH$3)*AER_CECV!AJ1936","v":1111.6250237226629},{"$f":"INDEX(Table_2,$FB2302,GI$3)*AER_CECV!AK1936","v":748.3178408023872},{"$f":"INDEX(Table_2,$FB2302,GJ$3)*AER_CECV!AL1936","v":466.944801470252},{"$f":"INDEX(Table_2,$FB2302,GK$3)*AER_CECV!AM1936","v":183.5636348438002},{"$f":"INDEX(Table_2,$FB2302,GL$3)*AER_CECV!AN1936","v":65.536396854501518},{"$f":"INDEX(Table_2,$FB2302,GM$3)*AER_CECV!AO1936","v":30.385759528361},{"$f":"INDEX(Table_2,$FB2302,GN$3)*AER_CECV!AP1936","v":19.258125140294361},{"$f":"INDEX(Table_2,$FB2302,GO$3)*AER_CECV!AQ1936","v":1.3168520102236216E-2},{"$f":"INDEX(Table_2,$FB2302,GP$3)*AER_CECV!AR1936","v":0},{"$f":"INDEX(Table_2,$FB2302,GQ$3)*AER_CECV!AS1936","v":0},{"$f":"INDEX(Table_2,$FB2302,GR$3)*AER_CECV!AT1936","v":0},{"$f":"INDEX(Table_2,$FB2302,GS$3)*AER_CECV!AU1936","v":0},{"$f":"INDEX(Table_2,$FB2302,GT$3)*AER_CECV!AV1936","v":0},{"$f":"INDEX(Table_2,$FB2302,GU$3)*AER_CECV!AW1936","v":0},{"$f":"INDEX(Table_2,$FB2302,GV$3)*AER_CECV!AX1936","v":0},{"$f":"INDEX(Table_2,$FB2302,GW$3)*AER_CECV!AY1936","v":0},{"$f":"INDEX(Table_2,$FB2302,GX$3)*AER_CECV!AZ1936","v":0},44713.145816966498,2029]
[null,null,null,null,null,null,null,null,null,null,null,null,null,null,null,null,null,null,null,null,null,null,null,null,null,null,null,null,null,null,null,null,null,null,null,null,null,null,null,null,null,null,null,null,null,null,null,null,null,null,null,null,null,null,null,2029,null,null,null,null,null,null,null,null,null,null,null,null,null,null,null,null,null,null,null,null,null,null,null,null,null,null,null,null,null,null,null,null,null,null,null,null,null,null,null,null,null,null,null,null,null,null,null,null,null,null,null,null,null,null,null,null,null,null,null,null,null,null,null,null,null,null,null,null,null,null,null,null,null,null,null,null,null,null,null,null,null,null,null,null,null,null,null,null,null,null,null,null,null,null,null,null,null,null,null,null,null,170,{"$f":"INDEX(Table_2,$FB2363,FC$3)*AER_CECV!E1997","v":0},{"$f":"INDEX(Table_2,$FB2363,FD$3)*AER_CECV!F1997","v":0},{"$f":"INDEX(Table_2,$FB2363,FE$3)*AER_CECV!G1997","v":0},{"$f":"INDEX(Table_2,$FB2363,FF$3)*AER_CECV!H1997","v":0},{"$f":"INDEX(Table_2,$FB2363,FG$3)*AER_CECV!I1997","v":0},{"$f":"INDEX(Table_2,$FB2363,FH$3)*AER_CECV!J1997","v":0},{"$f":"INDEX(Table_2,$FB2363,FI$3)*AER_CECV!K1997","v":0},{"$f":"INDEX(Table_2,$FB2363,FJ$3)*AER_CECV!L1997","v":0},{"$f":"INDEX(Table_2,$FB2363,FK$3)*AER_CECV!M1997","v":0},{"$f":"INDEX(Table_2,$FB2363,FL$3)*AER_CECV!N1997","v":0},{"$f":"INDEX(Table_2,$FB2363,FM$3)*AER_CECV!O1997","v":0},{"$f":"INDEX(Table_2,$FB2363,FN$3)*AER_CECV!P1997","v":81.154236775789499},{"$f":"INDEX(Table_2,$FB2363,FO$3)*AER_CECV!Q1997","v":200.18856282988904},{"$f":"INDEX(Table_2,$FB2363,FP$3)*AER_CECV!R1997","v":502.2536657192594},{"$f":"INDEX(Table_2,$FB2363,FQ$3)*AER_CECV!S1997","v":768.77398655526429},{"$f":"INDEX(Table_2,$FB2363,FR$3)*AER_CECV!T1997","v":1260.2077875211187},{"$f":"INDEX(Table_2,$FB2363,FS$3)*AER_CECV!U1997","v":1479.0507168986042},{"$f":"INDEX(Table_2,$FB2363,FT$3)*AER_CECV!V1997","v":1744.1752744835483},{"$f":"INDEX(Table_2,$FB2363,FU$3)*AER_CECV!W1997","v":1821.1173575281089},{"$f":"INDEX(Table_2,$FB2363,FV$3)*AER_CECV!X1997","v":1001.2329101001242},{"$f":"INDEX(Table_2,$FB2363,FW$3)*AER_CECV!Y1997","v":924.88313212717469},{"$f":"INDEX(Table_2,$FB2363,FX$3)*AER_CECV!Z1997","v":0},{"$f":"INDEX(Table_2,$FB2363,FY$3)*AER_CECV!AA1997","v":0},{"$f":"INDEX(Table_2,$FB2363,FZ$3)*AER_CECV!AB1997","v":0},{"$f":"INDEX(Table_2,$FB2363,GA$3)*AER_CECV!AC1997","v":0},{"$f":"INDEX(Table_2,$FB2363,GB$3)*AER_CECV!AD1997","v":0},{"$f":"INDEX(Table_2,$FB2363,GC$3)*AER_CECV!AE1997","v":0},{"$f":"INDEX(Table_2,$FB2363,GD$3)*AER_CECV!AF1997","v":0},{"$f":"INDEX(Table_2,$FB2363,GE$3)*AER_CECV!AG1997","v":0},{"$f":"INDEX(Table_2,$FB2363,GF$3)*AER_CECV!AH1997","v":0},{"$f":"INDEX(Table_2,$FB2363,GG$3)*AER_CECV!AI1997","v":943.73010221663105},{"$f":"INDEX(Table_2,$FB2363,GH$3)*AER_CECV!AJ1997","v":751.94255997012829},{"$f":"INDEX(Table_2,$FB2363,GI$3)*AER_CECV!AK1997","v":840.39683394020381},{"$f":"INDEX(Table_2,$FB2363,GJ$3)*AER_CECV!AL1997","v":736.85350831228959},{"$f":"INDEX(Table_2,$FB2363,GK$3)*AER_CECV!AM1997","v":460.68707492863871},{"$f":"INDEX(Table_2,$FB2363,GL$3)*AER_CECV!AN1997","v":204.86765628584615},{"$f":"INDEX(Table_2,$FB2363,GM$3)*AER_CECV!AO1997","v":62.764700615573453},{"$f":"INDEX(Table_2,$FB2363,GN$3)*AER_CECV!AP1997","v":16.792287675084612},{"$f":"INDEX(Table_2,$FB2363,GO$3)*AER_CECV!AQ1997","v":4.181116369002801},{"$f":"INDEX(Table_2,$FB2363,GP$3)*AER_CECV!AR1997","v":0},{"$f":"INDEX(Table_2,$FB2363,GQ$3)*AER_CECV!AS1997","v":0},{"$f":"INDEX(Table_2,$FB2363,GR$3)*AER_CECV!AT1997","v":0},{"$f":"INDEX(Table_2,$FB2363,GS$3)*AER_CECV!AU1997","v":0},{"$f":"INDEX(Table_2,$FB2363,GT$3)*AER_CECV!AV1997","v":0},{"$f":"INDEX(Table_2,$FB2363,GU$3)*AER_CECV!AW1997","v":0},{"$f":"INDEX(Table_2,$FB2363,GV$3)*AER_CECV!AX1997","v":0},{"$f":"INDEX(Table_2,$FB2363,GW$3)*AER_CECV!AY1997","v":0},{"$f":"INDEX(Table_2,$FB2363,GX$3)*AER_CECV!AZ1997","v":0},13805.25347085228,2029]
[null,null,null,null,null,null,null,null,null,null,null,null,null,null,null,null,null,null,null,null,null,null,null,null,null,null,null,null,null,null,null,null,null,null,null,null,null,null,null,null,null,null,null,null,null,null,null,null,null,null,null,null,null,null,null,2029,null,null,null,null,null,null,null,null,null,null,null,null,null,null,null,null,null,null,null,null,null,null,null,null,null,null,null,null,null,null,null,null,null,null,null,null,null,null,null,null,null,null,null,null,null,null,null,null,null,null,null,null,null,null,null,null,null,null,null,null,null,null,null,null,null,null,null,null,null,null,null,null,null,null,null,null,null,null,null,null,null,null,null,null,null,null,null,null,null,null,null,null,null,null,null,null,null,null,null,null,null,227,{"$f":"INDEX(Table_2,$FB2420,FC$3)*AER_CECV!E2054","v":0},{"$f":"INDEX(Table_2,$FB2420,FD$3)*AER_CECV!F2054","v":0},{"$f":"INDEX(Table_2,$FB2420,FE$3)*AER_CECV!G2054","v":0},{"$f":"INDEX(Table_2,$FB2420,FF$3)*AER_CECV!H2054","v":0},{"$f":"INDEX(Table_2,$FB2420,FG$3)*AER_CECV!I2054","v":0},{"$f":"INDEX(Table_2,$FB2420,FH$3)*AER_CECV!J2054","v":0},{"$f":"INDEX(Table_2,$FB2420,FI$3)*AER_CECV!K2054","v":0},{"$f":"INDEX(Table_2,$FB2420,FJ$3)*AER_CECV!L2054","v":0},{"$f":"INDEX(Table_2,$FB2420,FK$3)*AER_CECV!M2054","v":0},{"$f":"INDEX(Table_2,$FB2420,FL$3)*AER_CECV!N2054","v":0},{"$f":"INDEX(Table_2,$FB2420,FM$3)*AER_CECV!O2054","v":0},{"$f":"INDEX(Table_2,$FB2420,FN$3)*AER_CECV!P2054","v":10.989794484782996},{"$f":"INDEX(Table_2,$FB2420,FO$3)*AER_CECV!Q2054","v":37.946566436017122},{"$f":"INDEX(Table_2,$FB2420,FP$3)*AER_CECV!R2054","v":262.24710745656705},{"$f":"INDEX(Table_2,$FB2420,FQ$3)*AER_CECV!S2054","v":402.7667070227626},{"$f":"INDEX(Table_2,$FB2420,FR$3)*AER_CECV!T2054","v":494.47708045981375},{"$f":"INDEX(Table_2,$FB2420,FS$3)*AER_CECV!U2054","v":720.59799082280222},{"$f":"INDEX(Table_2,$FB2420,FT$3)*AER_CECV!V2054","v":0},{"$f":"INDEX(Table_2,$FB2420,FU$3)*AER_CECV!W2054","v":0},{"$f":"INDEX(Table_2,$FB2420,FV$3)*AER_CECV!X2054","v":0},{"$f":"INDEX(Table_2,$FB2420,FW$3)*AER_CECV!Y2054","v":0},{"$f":"INDEX(Table_2,$FB2420,FX$3)*AER_CECV!Z2054","v":0},{"$f":"INDEX(Table_2,$FB2420,FY$3)*AER_CECV!AA2054","v":0},{"$f":"INDEX(Table_2,$FB2420,FZ$3)*AER_CECV!AB2054","v":0},{"$f":"INDEX(Table_2,$FB2420,GA$3)*AER_CECV!AC2054","v":0},{"$f":"INDEX(Table_2,$FB2420,GB$3)*AER_CECV!AD2054","v":0},{"$f":"INDEX(Table_2,$FB2420,GC$3)*AER_CECV!AE2054","v":0},{"$f":"INDEX(Table_2,$FB2420,GD$3)*AER_CECV!AF2054","v":0},{"$f":"INDEX(Table_2,$FB2420,GE$3)*AER_CECV!AG2054","v":0},{"$f":"INDEX(Table_2,$FB2420,GF$3)*AER_CECV!AH2054","v":0},{"$f":"INDEX(Table_2,$FB2420,GG$3)*AER_CECV!AI2054","v":0},{"$f":"INDEX(Table_2,$FB2420,GH$3)*AER_CECV!AJ2054","v":882.47041624112535},{"$f":"INDEX(Table_2,$FB2420,GI$3)*AER_CECV!AK2054","v":667.14693003267757},{"$f":"INDEX(Table_2,$FB2420,GJ$3)*AER_CECV!AL2054","v":598.62184313611135},{"$f":"INDEX(Table_2,$FB2420,GK$3)*AER_CECV!AM2054","v":471.76804756032243},{"$f":"INDEX(Table_2,$FB2420,GL$3)*AER_CECV!AN2054","v":226.83576421033493},{"$f":"INDEX(Table_2,$FB2420,GM$3)*AER_CECV!AO2054","v":83.433835549685526},{"$f":"INDEX(Table_2,$FB2420,GN$3)*AER_CECV!AP2054","v":20.830010390303389},{"$f":"INDEX(Table_2,$FB2420,GO$3)*AER_CECV!AQ2054","v":10.314915978550353},{"$f":"INDEX(Table_2,$FB2420,GP$3)*AER_CECV!AR2054","v":0},{"$f":"INDEX(Table_2,$FB2420,GQ$3)*AER_CECV!AS2054","v":0},{"$f":"INDEX(Table_2,$FB2420,GR$3)*AER_CECV!AT2054","v":0},{"$f":"INDEX(Table_2,$FB2420,GS$3)*AER_CECV!AU2054","v":0},{"$f":"INDEX(Table_2,$FB2420,GT$3)*AER_CECV!AV2054","v":0},{"$f":"INDEX(Table_2,$FB2420,GU$3)*AER_CECV!AW2054","v":0},{"$f":"INDEX(Table_2,$FB2420,GV$3)*AER_CECV!AX2054","v":0},{"$f":"INDEX(Table_2,$FB2420,GW$3)*AER_CECV!AY2054","v":0},{"$f":"INDEX(Table_2,$FB2420,GX$3)*AER_CECV!AZ2054","v":0},4890.4470097818557,2029]
[null,null,null,null,null,null,null,null,null,null,null,null,null,null,null,null,null,null,null,null,null,null,null,null,null,null,null,null,null,null,null,null,null,null,null,null,null,null,null,null,null,null,null,null,null,null,null,null,null,null,null,null,null,null,null,2029,null,null,null,null,null,null,null,null,null,null,null,null,null,null,null,null,null,null,null,null,null,null,null,null,null,null,null,null,null,null,null,null,null,null,null,null,null,null,null,null,null,null,null,null,null,null,null,null,null,null,null,null,null,null,null,null,null,null,null,null,null,null,null,null,null,null,null,null,null,null,null,null,null,null,null,null,null,null,null,null,null,null,null,null,null,null,null,null,null,null,null,null,null,null,null,null,null,null,null,null,null,288,{"$f":"INDEX(Table_2,$FB2481,FC$3)*AER_CECV!E2115","v":0},{"$f":"INDEX(Table_2,$FB2481,FD$3)*AER_CECV!F2115","v":0},{"$f":"INDEX(Table_2,$FB2481,FE$3)*AER_CECV!G2115","v":0},{"$f":"INDEX(Table_2,$FB2481,FF$3)*AER_CECV!H2115","v":0},{"$f":"INDEX(Table_2,$FB2481,FG$3)*AER_CECV!I2115","v":0},{"$f":"INDEX(Table_2,$FB2481,FH$3)*AER_CECV!J2115","v":0},{"$f":"INDEX(Table_2,$FB2481,FI$3)*AER_CECV!K2115","v":0},{"$f":"INDEX(Table_2,$FB2481,FJ$3)*AER_CECV!L2115","v":0},{"$f":"INDEX(Table_2,$FB2481,FK$3)*AER_CECV!M2115","v":0},{"$f":"INDEX(Table_2,$FB2481,FL$3)*AER_CECV!N2115","v":0},{"$f":"INDEX(Table_2,$FB2481,FM$3)*AER_CECV!O2115","v":0},{"$f":"INDEX(Table_2,$FB2481,FN$3)*AER_CECV!P2115","v":0.41836011795907407},{"$f":"INDEX(Table_2,$FB2481,FO$3)*AER_CECV!Q2115","v":11.005473336779904},{"$f":"INDEX(Table_2,$FB2481,FP$3)*AER_CECV!R2115","v":74.400994105010554},{"$f":"INDEX(Table_2,$FB2481,FQ$3)*AER_CECV!S2115","v":243.54954992443709},{"$f":"INDEX(Table_2,$FB2481,FR$3)*AER_CECV!T2115","v":483.66798632986075},{"$f":"INDEX(Table_2,$FB2481,FS$3)*AER_CECV!U2115","v":438.27822574172137},{"$f":"INDEX(Table_2,$FB2481,FT$3)*AER_CECV!V2115","v":593.48783799495993},{"$f":"INDEX(Table_2,$FB2481,FU$3)*AER_CECV!W2115","v":458.56705151493941},{"$f":"INDEX(Table_2,$FB2481,FV$3)*AER_CECV!X2115","v":552.27374387922225},{"$f":"INDEX(Table_2,$FB2481,FW$3)*AER_CECV!Y2115","v":676.16703039566119},{"$f":"INDEX(Table_2,$FB2481,FX$3)*AER_CECV!Z2115","v":718.90982003338013},{"$f":"INDEX(Table_2,$FB2481,FY$3)*AER_CECV!AA2115","v":706.08305570473624},{"$f":"INDEX(Table_2,$FB2481,FZ$3)*AER_CECV!AB2115","v":751.25986185078614},{"$f":"INDEX(Table_2,$FB2481,GA$3)*AER_CECV!AC2115","v":883.14132486638312},{"$f":"INDEX(Table_2,$FB2481,GB$3)*AER_CECV!AD2115","v":1082.0645193255709},{"$f":"INDEX(Table_2,$FB2481,GC$3)*AER_CECV!AE2115","v":1131.2707234079428},{"$f":"INDEX(Table_2,$FB2481,GD$3)*AER_CECV!AF2115","v":1049.97928382705},{"$f":"INDEX(Table_2,$FB2481,GE$3)*AER_CECV!AG2115","v":974.8445592384827},{"$f":"INDEX(Table_2,$FB2481,GF$3)*AER_CECV!AH2115","v":1233.802323095093},{"$f":"INDEX(Table_2,$FB2481,GG$3)*AER_CECV!AI2115","v":1300.2328536414016},{"$f":"INDEX(Table_2,$FB2481,GH$3)*AER_CECV!AJ2115","v":944.82747742399226},{"$f":"INDEX(Table_2,$FB2481,GI$3)*AER_CECV!AK2115","v":654.78117439457742},{"$f":"INDEX(Table_2,$FB2481,GJ$3)*AER_CECV!AL2115","v":433.47562496937996},{"$f":"INDEX(Table_2,$FB2481,GK$3)*AER_CECV!AM2115","v":140.77484520515085},{"$f":"INDEX(Table_2,$FB2481,GL$3)*AER_CECV!AN2115","v":53.529186511805811},{"$f":"INDEX(Table_2,$FB2481,GM$3)*AER_CECV!AO2115","v":79.679630674561082},{"$f":"INDEX(Table_2,$FB2481,GN$3)*AER_CECV!AP2115","v":36.808201113398439},{"$f":"INDEX(Table_2,$FB2481,GO$3)*AER_CECV!AQ2115","v":1.0845216509832751},{"$f":"INDEX(Table_2,$FB2481,GP$3)*AER_CECV!AR2115","v":0},{"$f":"INDEX(Table_2,$FB2481,GQ$3)*AER_CECV!AS2115","v":0},{"$f":"INDEX(Table_2,$FB2481,GR$3)*AER_CECV!AT2115","v":0},{"$f":"INDEX(Table_2,$FB2481,GS$3)*AER_CECV!AU2115","v":0},{"$f":"INDEX(Table_2,$FB2481,GT$3)*AER_CECV!AV2115","v":0},{"$f":"INDEX(Table_2,$FB2481,GU$3)*AER_CECV!AW2115","v":0},{"$f":"INDEX(Table_2,$FB2481,GV$3)*AER_CECV!AX2115","v":0},{"$f":"INDEX(Table_2,$FB2481,GW$3)*AER_CECV!AY2115","v":0},{"$f":"INDEX(Table_2,$FB2481,GX$3)*AER_CECV!AZ2115","v":0},{"$f":"SUM(FC2481:GX2481)","v":15708.365240275227},2029]
[null,null,null,null,null,null,null,null,null,null,null,null,null,null,null,null,null,null,null,null,null,null,null,null,null,null,null,null,null,null,null,null,null,null,null,null,null,null,null,null,null,null,null,null,null,null,null,null,null,null,null,null,null,null,null,2029,null,null,null,null,null,null,null,null,null,null,null,null,null,null,null,null,null,null,null,null,null,null,null,null,null,null,null,null,null,null,null,null,null,null,null,null,null,null,null,null,null,null,null,null,null,null,null,null,null,null,null,null,null,null,null,null,null,null,null,null,null,null,null,null,null,null,null,null,null,null,null,null,null,null,null,null,null,null,null,null,null,null,null,null,null,null,null,null,null,null,null,null,null,null,null,null,null,null,null,null,null,345,{"$f":"INDEX(Table_2,$FB2538,FC$3)*AER_CECV!E2172","v":0},{"$f":"INDEX(Table_2,$FB2538,FD$3)*AER_CECV!F2172","v":0},{"$f":"INDEX(Table_2,$FB2538,FE$3)*AER_CECV!G2172","v":0},{"$f":"INDEX(Table_2,$FB2538,FF$3)*AER_CECV!H2172","v":0},{"$f":"INDEX(Table_2,$FB2538,FG$3)*AER_CECV!I2172","v":0},{"$f":"INDEX(Table_2,$FB2538,FH$3)*AER_CECV!J2172","v":0},{"$f":"INDEX(Table_2,$FB2538,FI$3)*AER_CECV!K2172","v":0},{"$f":"INDEX(Table_2,$FB2538,FJ$3)*AER_CECV!L2172","v":0},{"$f":"INDEX(Table_2,$FB2538,FK$3)*AER_CECV!M2172","v":0},{"$f":"INDEX(Table_2,$FB2538,FL$3)*AER_CECV!N2172","v":0},{"$f":"INDEX(Table_2,$FB2538,FM$3)*AER_CECV!O2172","v":0},{"$f":"INDEX(Table_2,$FB2538,FN$3)*AER_CECV!P2172","v":0},{"$f":"INDEX(Table_2,$FB2538,FO$3)*AER_CECV!Q2172","v":0},{"$f":"INDEX(Table_2,$FB2538,FP$3)*AER_CECV!R2172","v":48.285508786955994},{"$f":"INDEX(Table_2,$FB2538,FQ$3)*AER_CECV!S2172","v":100.90916289365101},{"$f":"INDEX(Table_2,$FB2538,FR$3)*AER_CECV!T2172","v":609.92288252046831},{"$f":"INDEX(Table_2,$FB2538,FS$3)*AER_CECV!U2172","v":755.29991684225524},{"$f":"INDEX(Table_2,$FB2538,FT$3)*AER_CECV!V2172","v":0},{"$f":"INDEX(Table_2,$FB2538,FU$3)*AER_CECV!W2172","v":0},{"$f":"INDEX(Table_2,$FB2538,FV$3)*AER_CECV!X2172","v":0},{"$f":"INDEX(Table_2,$FB2538,FW$3)*AER_CECV!Y2172","v":0},{"$f":"INDEX(Table_2,$FB2538,FX$3)*AER_CECV!Z2172","v":0},{"$f":"INDEX(Table_2,$FB2538,FY$3)*AER_CECV!AA2172","v":0},{"$f":"INDEX(Table_2,$FB2538,FZ$3)*AER_CECV!AB2172","v":1746.726889089264},{"$f":"INDEX(Table_2,$FB2538,GA$3)*AER_CECV!AC2172","v":2438.8194199664067},{"$f":"INDEX(Table_2,$FB2538,GB$3)*AER_CECV!AD2172","v":3029.8365972050096},{"$f":"INDEX(Table_2,$FB2538,GC$3)*AER_CECV!AE2172","v":2933.1973423909267},{"$f":"INDEX(Table_2,$FB2538,GD$3)*AER_CECV!AF2172","v":2750.56988357914},{"$f":"INDEX(Table_2,$FB2538,GE$3)*AER_CECV!AG2172","v":2617.4992157435258},{"$f":"INDEX(Table_2,$FB2538,GF$3)*AER_CECV!AH2172","v":2162.9395863596974},{"$f":"INDEX(Table_2,$FB2538,GG$3)*AER_CECV!AI2172","v":2077.6300371891184},{"$f":"INDEX(Table_2,$FB2538,GH$3)*AER_CECV!AJ2172","v":2915.6249604712516},{"$f":"INDEX(Table_2,$FB2538,GI$3)*AER_CECV!AK2172","v":2399.7037265879048},{"$f":"INDEX(Table_2,$FB2538,GJ$3)*AER_CECV!AL2172","v":1030.2237169927587},{"$f":"INDEX(Table_2,$FB2538,GK$3)*AER_CECV!AM2172","v":231.81858940362821},{"$f":"INDEX(Table_2,$FB2538,GL$3)*AER_CECV!AN2172","v":136.76977813538124},{"$f":"INDEX(Table_2,$FB2538,GM$3)*AER_CECV!AO2172","v":139.36155320539186},{"$f":"INDEX(Table_2,$FB2538,GN$3)*AER_CECV!AP2172","v":73.536215488177447},{"$f":"INDEX(Table_2,$FB2538,GO$3)*AER_CECV!AQ2172","v":0},{"$f":"INDEX(Table_2,$FB2538,GP$3)*AER_CECV!AR2172","v":0},{"$f":"INDEX(Table_2,$FB2538,GQ$3)*AER_CECV!AS2172","v":0},{"$f":"INDEX(Table_2,$FB2538,GR$3)*AER_CECV!AT2172","v":0},{"$f":"INDEX(Table_2,$FB2538,GS$3)*AER_CECV!AU2172","v":0},{"$f":"INDEX(Table_2,$FB2538,GT$3)*AER_CECV!AV2172","v":0},{"$f":"INDEX(Table_2,$FB2538,GU$3)*AER_CECV!AW2172","v":0},{"$f":"INDEX(Table_2,$FB2538,GV$3)*AER_CECV!AX2172","v":0},{"$f":"INDEX(Table_2,$FB2538,GW$3)*AER_CECV!AY2172","v":0},{"$f":"INDEX(Table_2,$FB2538,GX$3)*AER_CECV!AZ2172","v":0},28198.674982850913,2029]
[null,null,null,null,null,null,null,null,null,null,null,null,null,null,null,null,null,null,null,null,null,null,null,null,null,null,null,null,null,null,null,null,null,null,null,null,null,null,null,null,null,null,null,null,null,null,null,null,null,null,null,null,null,null,null,2030,null,null,null,null,null,null,null,null,null,null,null,null,null,null,null,null,null,null,null,null,null,null,null,null,null,null,null,null,null,null,null,null,null,null,null,null,null,null,null,null,null,null,null,null,null,null,null,null,null,null,null,null,null,null,null,null,null,null,null,null,null,null,null,null,null,null,null,null,null,null,null,null,null,null,null,null,null,null,null,null,null,null,null,null,null,null,null,null,null,null,null,null,null,null,null,null,null,null,null,null,null,37,{"$f":"INDEX(Table_2,$FB2595,FC$3)*AER_CECV!E2229","v":0},{"$f":"INDEX(Table_2,$FB2595,FD$3)*AER_CECV!F2229","v":0},{"$f":"INDEX(Table_2,$FB2595,FE$3)*AER_CECV!G2229","v":0},{"$f":"INDEX(Table_2,$FB2595,FF$3)*AER_CECV!H2229","v":0},{"$f":"INDEX(Table_2,$FB2595,FG$3)*AER_CECV!I2229","v":0},{"$f":"INDEX(Table_2,$FB2595,FH$3)*AER_CECV!J2229","v":0},{"$f":"INDEX(Table_2,$FB2595,FI$3)*AER_CECV!K2229","v":0},{"$f":"INDEX(Table_2,$FB2595,FJ$3)*AER_CECV!L2229","v":0},{"$f":"INDEX(Table_2,$FB2595,FK$3)*AER_CECV!M2229","v":0},{"$f":"INDEX(Table_2,$FB2595,FL$3)*AER_CECV!N2229","v":0},{"$f":"INDEX(Table_2,$FB2595,FM$3)*AER_CECV!O2229","v":0},{"$f":"INDEX(Table_2,$FB2595,FN$3)*AER_CECV!P2229","v":0},{"$f":"INDEX(Table_2,$FB2595,FO$3)*AER_CECV!Q2229","v":0},{"$f":"INDEX(Table_2,$FB2595,FP$3)*AER_CECV!R2229","v":52.004057363415967},{"$f":"INDEX(Table_2,$FB2595,FQ$3)*AER_CECV!S2229","v":160.97974069892319},{"$f":"INDEX(Table_2,$FB2595,FR$3)*AER_CECV!T2229","v":542.634876783256},{"$f":"INDEX(Table_2,$FB2595,FS$3)*AER_CECV!U2229","v":776.04320554187211},{"$f":"INDEX(Table_2,$FB2595,FT$3)*AER_CECV!V2229","v":1113.3627918540617},{"$f":"INDEX(Table_2,$FB2595,FU$3)*AER_CECV!W2229","v":1363.7817328300589},{"$f":"INDEX(Table_2,$FB2595,FV$3)*AER_CECV!X2229","v":1570.6029800213526},{"$f":"INDEX(Table_2,$FB2595,FW$3)*AER_CECV!Y2229","v":1153.5094161209956},{"$f":"INDEX(Table_2,$FB2595,FX$3)*AER_CECV!Z2229","v":1220.6069299393321},{"$f":"INDEX(Table_2,$FB2595,FY$3)*AER_CECV!AA2229","v":0},{"$f":"INDEX(Table_2,$FB2595,FZ$3)*AER_CECV!AB2229","v":0},{"$f":"INDEX(Table_2,$FB2595,GA$3)*AER_CECV!AC2229","v":0},{"$f":"INDEX(Table_2,$FB2595,GB$3)*AER_CECV!AD2229","v":0},{"$f":"INDEX(Table_2,$FB2595,GC$3)*AER_CECV!AE2229","v":0},{"$f":"INDEX(Table_2,$FB2595,GD$3)*AER_CECV!AF2229","v":948.95738981670763},{"$f":"INDEX(Table_2,$FB2595,GE$3)*AER_CECV!AG2229","v":800.07927373466759},{"$f":"INDEX(Table_2,$FB2595,GF$3)*AER_CECV!AH2229","v":944.26959715550561},{"$f":"INDEX(Table_2,$FB2595,GG$3)*AER_CECV!AI2229","v":758.81289753835006},{"$f":"INDEX(Table_2,$FB2595,GH$3)*AER_CECV!AJ2229","v":537.44176517267999},{"$f":"INDEX(Table_2,$FB2595,GI$3)*AER_CECV!AK2229","v":364.94827902052248},{"$f":"INDEX(Table_2,$FB2595,GJ$3)*AER_CECV!AL2229","v":178.70167093536753},{"$f":"INDEX(Table_2,$FB2595,GK$3)*AER_CECV!AM2229","v":45.236833519800292},{"$f":"INDEX(Table_2,$FB2595,GL$3)*AER_CECV!AN2229","v":26.858185624412172},{"$f":"INDEX(Table_2,$FB2595,GM$3)*AER_CECV!AO2229","v":22.34964753892174},{"$f":"INDEX(Table_2,$FB2595,GN$3)*AER_CECV!AP2229","v":13.016604652169571},{"$f":"INDEX(Table_2,$FB2595,GO$3)*AER_CECV!AQ2229","v":0},{"$f":"INDEX(Table_2,$FB2595,GP$3)*AER_CECV!AR2229","v":0},{"$f":"INDEX(Table_2,$FB2595,GQ$3)*AER_CECV!AS2229","v":0},{"$f":"INDEX(Table_2,$FB2595,GR$3)*AER_CECV!AT2229","v":0},{"$f":"INDEX(Table_2,$FB2595,GS$3)*AER_CECV!AU2229","v":0},{"$f":"INDEX(Table_2,$FB2595,GT$3)*AER_CECV!AV2229","v":0},{"$f":"INDEX(Table_2,$FB2595,GU$3)*AER_CECV!AW2229","v":0},{"$f":"INDEX(Table_2,$FB2595,GV$3)*AER_CECV!AX2229","v":0},{"$f":"INDEX(Table_2,$FB2595,GW$3)*AER_CECV!AY2229","v":0},{"$f":"INDEX(Table_2,$FB2595,GX$3)*AER_CECV!AZ2229","v":0},12594.197875862374,2030]
[null,null,null,null,null,null,null,null,null,null,null,null,null,null,null,null,null,null,null,null,null,null,null,null,null,null,null,null,null,null,null,null,null,null,null,null,null,null,null,null,null,null,null,null,null,null,null,null,null,null,null,null,null,null,null,2030,null,null,null,null,null,null,null,null,null,null,null,null,null,null,null,null,null,null,null,null,null,null,null,null,null,null,null,null,null,null,null,null,null,null,null,null,null,null,null,null,null,null,null,null,null,null,null,null,null,null,null,null,null,null,null,null,null,null,null,null,null,null,null,null,null,null,null,null,null,null,null,null,null,null,null,null,null,null,null,null,null,null,null,null,null,null,null,null,null,null,null,null,null,null,null,null,null,null,null,null,null,98,{"$f":"INDEX(Table_2,$FB2656,FC$3)*AER_CECV!E2290","v":0},{"$f":"INDEX(Table_2,$FB2656,FD$3)*AER_CECV!F2290","v":0},{"$f":"INDEX(Table_2,$FB2656,FE$3)*AER_CECV!G2290","v":0},{"$f":"INDEX(Table_2,$FB2656,FF$3)*AER_CECV!H2290","v":0},{"$f":"INDEX(Table_2,$FB2656,FG$3)*AER_CECV!I2290","v":0},{"$f":"INDEX(Table_2,$FB2656,FH$3)*AER_CECV!J2290","v":0},{"$f":"INDEX(Table_2,$FB2656,FI$3)*AER_CECV!K2290","v":0},{"$f":"INDEX(Table_2,$FB2656,FJ$3)*AER_CECV!L2290","v":0},{"$f":"INDEX(Table_2,$FB2656,FK$3)*AER_CECV!M2290","v":0},{"$f":"INDEX(Table_2,$FB2656,FL$3)*AER_CECV!N2290","v":0},{"$f":"INDEX(Table_2,$FB2656,FM$3)*AER_CECV!O2290","v":0},{"$f":"INDEX(Table_2,$FB2656,FN$3)*AER_CECV!P2290","v":45.564705957650425},{"$f":"INDEX(Table_2,$FB2656,FO$3)*AER_CECV!Q2290","v":95.015813955070229},{"$f":"INDEX(Table_2,$FB2656,FP$3)*AER_CECV!R2290","v":430.56205997238811},{"$f":"INDEX(Table_2,$FB2656,FQ$3)*AER_CECV!S2290","v":742.29557120278139},{"$f":"INDEX(Table_2,$FB2656,FR$3)*AER_CECV!T2290","v":1048.8560203413015},{"$f":"INDEX(Table_2,$FB2656,FS$3)*AER_CECV!U2290","v":1390.5208304747616},{"$f":"INDEX(Table_2,$FB2656,FT$3)*AER_CECV!V2290","v":1685.4609315986545},{"$f":"INDEX(Table_2,$FB2656,FU$3)*AER_CECV!W2290","v":1817.571034181294},{"$f":"INDEX(Table_2,$FB2656,FV$3)*AER_CECV!X2290","v":1506.7399584232803},{"$f":"INDEX(Table_2,$FB2656,FW$3)*AER_CECV!Y2290","v":1454.3811848766911},{"$f":"INDEX(Table_2,$FB2656,FX$3)*AER_CECV!Z2290","v":0},{"$f":"INDEX(Table_2,$FB2656,FY$3)*AER_CECV!AA2290","v":0},{"$f":"INDEX(Table_2,$FB2656,FZ$3)*AER_CECV!AB2290","v":0},{"$f":"INDEX(Table_2,$FB2656,GA$3)*AER_CECV!AC2290","v":0},{"$f":"INDEX(Table_2,$FB2656,GB$3)*AER_CECV!AD2290","v":0},{"$f":"INDEX(Table_2,$FB2656,GC$3)*AER_CECV!AE2290","v":2327.1917186526716},{"$f":"INDEX(Table_2,$FB2656,GD$3)*AER_CECV!AF2290","v":2261.0335676197651},{"$f":"INDEX(Table_2,$FB2656,GE$3)*AER_CECV!AG2290","v":2137.3763239630903},{"$f":"INDEX(Table_2,$FB2656,GF$3)*AER_CECV!AH2290","v":1892.5589122524152},{"$f":"INDEX(Table_2,$FB2656,GG$3)*AER_CECV!AI2290","v":1524.8883853385148},{"$f":"INDEX(Table_2,$FB2656,GH$3)*AER_CECV!AJ2290","v":1133.2927710260358},{"$f":"INDEX(Table_2,$FB2656,GI$3)*AER_CECV!AK2290","v":959.71209349338847},{"$f":"INDEX(Table_2,$FB2656,GJ$3)*AER_CECV!AL2290","v":722.46313616105488},{"$f":"INDEX(Table_2,$FB2656,GK$3)*AER_CECV!AM2290","v":284.21088131402183},{"$f":"INDEX(Table_2,$FB2656,GL$3)*AER_CECV!AN2290","v":73.026378659692469},{"$f":"INDEX(Table_2,$FB2656,GM$3)*AER_CECV!AO2290","v":57.501822565759383},{"$f":"INDEX(Table_2,$FB2656,GN$3)*AER_CECV!AP2290","v":27.736144605916614},{"$f":"INDEX(Table_2,$FB2656,GO$3)*AER_CECV!AQ2290","v":0},{"$f":"INDEX(Table_2,$FB2656,GP$3)*AER_CECV!AR2290","v":0},{"$f":"INDEX(Table_2,$FB2656,GQ$3)*AER_CECV!AS2290","v":0},{"$f":"INDEX(Table_2,$FB2656,GR$3)*AER_CECV!AT2290","v":0},{"$f":"INDEX(Table_2,$FB2656,GS$3)*AER_CECV!AU2290","v":0},{"$f":"INDEX(Table_2,$FB2656,GT$3)*AER_CECV!AV2290","v":0},{"$f":"INDEX(Table_2,$FB2656,GU$3)*AER_CECV!AW2290","v":0},{"$f":"INDEX(Table_2,$FB2656,GV$3)*AER_CECV!AX2290","v":0},{"$f":"INDEX(Table_2,$FB2656,GW$3)*AER_CECV!AY2290","v":0},{"$f":"INDEX(Table_2,$FB2656,GX$3)*AER_CECV!AZ2290","v":0},23617.960246636198,2030]
[null,null,null,null,null,null,null,null,null,null,null,null,null,null,null,null,null,null,null,null,null,null,null,null,null,null,null,null,null,null,null,null,null,null,null,null,null,null,null,null,null,null,null,null,null,null,null,null,null,null,null,null,null,null,null,2030,null,null,null,null,null,null,null,null,null,null,null,null,null,null,null,null,null,null,null,null,null,null,null,null,null,null,null,null,null,null,null,null,null,null,null,null,null,null,null,null,null,null,null,null,null,null,null,null,null,null,null,null,null,null,null,null,null,null,null,null,null,null,null,null,null,null,null,null,null,null,null,null,null,null,null,null,null,null,null,null,null,null,null,null,null,null,null,null,null,null,null,null,null,null,null,null,null,null,null,null,null,155,{"$f":"INDEX(Table_2,$FB2713,FC$3)*AER_CECV!E2347","v":0},{"$f":"INDEX(Table_2,$FB2713,FD$3)*AER_CECV!F2347","v":0},{"$f":"INDEX(Table_2,$FB2713,FE$3)*AER_CECV!G2347","v":0},{"$f":"INDEX(Table_2,$FB2713,FF$3)*AER_CECV!H2347","v":0},{"$f":"INDEX(Table_2,$FB2713,FG$3)*AER_CECV!I2347","v":0},{"$f":"INDEX(Table_2,$FB2713,FH$3)*AER_CECV!J2347","v":0},{"$f":"INDEX(Table_2,$FB2713,FI$3)*AER_CECV!K2347","v":0},{"$f":"INDEX(Table_2,$FB2713,FJ$3)*AER_CECV!L2347","v":0},{"$f":"INDEX(Table_2,$FB2713,FK$3)*AER_CECV!M2347","v":0},{"$f":"INDEX(Table_2,$FB2713,FL$3)*AER_CECV!N2347","v":0},{"$f":"INDEX(Table_2,$FB2713,FM$3)*AER_CECV!O2347","v":0},{"$f":"INDEX(Table_2,$FB2713,FN$3)*AER_CECV!P2347","v":94.562550415376919},{"$f":"INDEX(Table_2,$FB2713,FO$3)*AER_CECV!Q2347","v":264.70515175268287},{"$f":"INDEX(Table_2,$FB2713,FP$3)*AER_CECV!R2347","v":525.99338047624281},{"$f":"INDEX(Table_2,$FB2713,FQ$3)*AER_CECV!S2347","v":841.71563275878123},{"$f":"INDEX(Table_2,$FB2713,FR$3)*AER_CECV!T2347","v":1096.7973139979724},{"$f":"INDEX(Table_2,$FB2713,FS$3)*AER_CECV!U2347","v":1424.4614068464584},{"$f":"INDEX(Table_2,$FB2713,FT$3)*AER_CECV!V2347","v":1740.1086788722596},{"$f":"INDEX(Table_2,$FB2713,FU$3)*AER_CECV!W2347","v":1529.575329067299},{"$f":"INDEX(Table_2,$FB2713,FV$3)*AER_CECV!X2347","v":2144.9073456268047},{"$f":"INDEX(Table_2,$FB2713,FW$3)*AER_CECV!Y2347","v":1819.8784054253927},{"$f":"INDEX(Table_2,$FB2713,FX$3)*AER_CECV!Z2347","v":1913.5189989903527},{"$f":"INDEX(Table_2,$FB2713,FY$3)*AER_CECV!AA2347","v":2534.62830841921},{"$f":"INDEX(Table_2,$FB2713,FZ$3)*AER_CECV!AB2347","v":2562.3736563281591},{"$f":"INDEX(Table_2,$FB2713,GA$3)*AER_CECV!AC2347","v":2563.4341079275337},{"$f":"INDEX(Table_2,$FB2713,GB$3)*AER_CECV!AD2347","v":2438.2035879794889},{"$f":"INDEX(Table_2,$FB2713,GC$3)*AER_CECV!AE2347","v":2241.1392710272385},{"$f":"INDEX(Table_2,$FB2713,GD$3)*AER_CECV!AF2347","v":2111.0026482126982},{"$f":"INDEX(Table_2,$FB2713,GE$3)*AER_CECV!AG2347","v":2291.3676789822871},{"$f":"INDEX(Table_2,$FB2713,GF$3)*AER_CECV!AH2347","v":1904.60164470519},{"$f":"INDEX(Table_2,$FB2713,GG$3)*AER_CECV!AI2347","v":1587.8444030410237},{"$f":"INDEX(Table_2,$FB2713,GH$3)*AER_CECV!AJ2347","v":1244.4163934897585},{"$f":"INDEX(Table_2,$FB2713,GI$3)*AER_CECV!AK2347","v":897.76114215097368},{"$f":"INDEX(Table_2,$FB2713,GJ$3)*AER_CECV!AL2347","v":557.99965823163268},{"$f":"INDEX(Table_2,$FB2713,GK$3)*AER_CECV!AM2347","v":386.34002421890523},{"$f":"INDEX(Table_2,$FB2713,GL$3)*AER_CECV!AN2347","v":285.43750394223491},{"$f":"INDEX(Table_2,$FB2713,GM$3)*AER_CECV!AO2347","v":144.41169142392667},{"$f":"INDEX(Table_2,$FB2713,GN$3)*AER_CECV!AP2347","v":72.472529360709402},{"$f":"INDEX(Table_2,$FB2713,GO$3)*AER_CECV!AQ2347","v":4.6330769811321311},{"$f":"INDEX(Table_2,$FB2713,GP$3)*AER_CECV!AR2347","v":0},{"$f":"INDEX(Table_2,$FB2713,GQ$3)*AER_CECV!AS2347","v":0},{"$f":"INDEX(Table_2,$FB2713,GR$3)*AER_CECV!AT2347","v":0},{"$f":"INDEX(Table_2,$FB2713,GS$3)*AER_CECV!AU2347","v":0},{"$f":"INDEX(Table_2,$FB2713,GT$3)*AER_CECV!AV2347","v":0},{"$f":"INDEX(Table_2,$FB2713,GU$3)*AER_CECV!AW2347","v":0},{"$f":"INDEX(Table_2,$FB2713,GV$3)*AER_CECV!AX2347","v":0},{"$f":"INDEX(Table_2,$FB2713,GW$3)*AER_CECV!AY2347","v":0},{"$f":"INDEX(Table_2,$FB2713,GX$3)*AER_CECV!AZ2347","v":0},37224.291520651721,2030]
[null,null,null,null,null,null,null,null,null,null,null,null,null,null,null,null,null,null,null,null,null,null,null,null,null,null,null,null,null,null,null,null,null,null,null,null,null,null,null,null,null,null,null,null,null,null,null,null,null,null,null,null,null,null,null,2030,null,null,null,null,null,null,null,null,null,null,null,null,null,null,null,null,null,null,null,null,null,null,null,null,null,null,null,null,null,null,null,null,null,null,null,null,null,null,null,null,null,null,null,null,null,null,null,null,null,null,null,null,null,null,null,null,null,null,null,null,null,null,null,null,null,null,null,null,null,null,null,null,null,null,null,null,null,null,null,null,null,null,null,null,null,null,null,null,null,null,null,null,null,null,null,null,null,null,null,null,null,216,{"$f":"INDEX(Table_2,$FB2774,FC$3)*AER_CECV!E2408","v":0},{"$f":"INDEX(Table_2,$FB2774,FD$3)*AER_CECV!F2408","v":0},{"$f":"INDEX(Table_2,$FB2774,FE$3)*AER_CECV!G2408","v":0},{"$f":"INDEX(Table_2,$FB2774,FF$3)*AER_CECV!H2408","v":0},{"$f":"INDEX(Table_2,$FB2774,FG$3)*AER_CECV!I2408","v":0},{"$f":"INDEX(Table_2,$FB2774,FH$3)*AER_CECV!J2408","v":0},{"$f":"INDEX(Table_2,$FB2774,FI$3)*AER_CECV!K2408","v":0},{"$f":"INDEX(Table_2,$FB2774,FJ$3)*AER_CECV!L2408","v":0},{"$f":"INDEX(Table_2,$FB2774,FK$3)*AER_CECV!M2408","v":0},{"$f":"INDEX(Table_2,$FB2774,FL$3)*AER_CECV!N2408","v":0},{"$f":"INDEX(Table_2,$FB2774,FM$3)*AER_CECV!O2408","v":0},{"$f":"INDEX(Table_2,$FB2774,FN$3)*AER_CECV!P2408","v":25.546878750277401},{"$f":"INDEX(Table_2,$FB2774,FO$3)*AER_CECV!Q2408","v":83.687759800463439},{"$f":"INDEX(Table_2,$FB2774,FP$3)*AER_CECV!R2408","v":375.75427011438313},{"$f":"INDEX(Table_2,$FB2774,FQ$3)*AER_CECV!S2408","v":584.22112787120341},{"$f":"INDEX(Table_2,$FB2774,FR$3)*AER_CECV!T2408","v":930.7951204737401},{"$f":"INDEX(Table_2,$FB2774,FS$3)*AER_CECV!U2408","v":1323.736947004566},{"$f":"INDEX(Table_2,$FB2774,FT$3)*AER_CECV!V2408","v":1698.5817033759204},{"$f":"INDEX(Table_2,$FB2774,FU$3)*AER_CECV!W2408","v":1996.914928597306},{"$f":"INDEX(Table_2,$FB2774,FV$3)*AER_CECV!X2408","v":2252.683819361569},{"$f":"INDEX(Table_2,$FB2774,FW$3)*AER_CECV!Y2408","v":2424.1514359986186},{"$f":"INDEX(Table_2,$FB2774,FX$3)*AER_CECV!Z2408","v":2529.5185145825872},{"$f":"INDEX(Table_2,$FB2774,FY$3)*AER_CECV!AA2408","v":2565.3326083143174},{"$f":"INDEX(Table_2,$FB2774,FZ$3)*AER_CECV!AB2408","v":2395.0291546382177},{"$f":"INDEX(Table_2,$FB2774,GA$3)*AER_CECV!AC2408","v":2293.7971916365659},{"$f":"INDEX(Table_2,$FB2774,GB$3)*AER_CECV!AD2408","v":2446.7618895235078},{"$f":"INDEX(Table_2,$FB2774,GC$3)*AER_CECV!AE2408","v":2423.3128302832492},{"$f":"INDEX(Table_2,$FB2774,GD$3)*AER_CECV!AF2408","v":2231.4542603942846},{"$f":"INDEX(Table_2,$FB2774,GE$3)*AER_CECV!AG2408","v":2062.5296204353986},{"$f":"INDEX(Table_2,$FB2774,GF$3)*AER_CECV!AH2408","v":1796.0148025962021},{"$f":"INDEX(Table_2,$FB2774,GG$3)*AER_CECV!AI2408","v":1605.469628118494},{"$f":"INDEX(Table_2,$FB2774,GH$3)*AER_CECV!AJ2408","v":1368.4294435285919},{"$f":"INDEX(Table_2,$FB2774,GI$3)*AER_CECV!AK2408","v":1054.8198490222258},{"$f":"INDEX(Table_2,$FB2774,GJ$3)*AER_CECV!AL2408","v":786.96551669067571},{"$f":"INDEX(Table_2,$FB2774,GK$3)*AER_CECV!AM2408","v":526.68168542019816},{"$f":"INDEX(Table_2,$FB2774,GL$3)*AER_CECV!AN2408","v":234.75519916182972},{"$f":"INDEX(Table_2,$FB2774,GM$3)*AER_CECV!AO2408","v":105.14108926251083},{"$f":"INDEX(Table_2,$FB2774,GN$3)*AER_CECV!AP2408","v":31.355441256068595},{"$f":"INDEX(Table_2,$FB2774,GO$3)*AER_CECV!AQ2408","v":11.349675095879212},{"$f":"INDEX(Table_2,$FB2774,GP$3)*AER_CECV!AR2408","v":0},{"$f":"INDEX(Table_2,$FB2774,GQ$3)*AER_CECV!AS2408","v":0},{"$f":"INDEX(Table_2,$FB2774,GR$3)*AER_CECV!AT2408","v":0},{"$f":"INDEX(Table_2,$FB2774,GS$3)*AER_CECV!AU2408","v":0},{"$f":"INDEX(Table_2,$FB2774,GT$3)*AER_CECV!AV2408","v":0},{"$f":"INDEX(Table_2,$FB2774,GU$3)*AER_CECV!AW2408","v":0},{"$f":"INDEX(Table_2,$FB2774,GV$3)*AER_CECV!AX2408","v":0},{"$f":"INDEX(Table_2,$FB2774,GW$3)*AER_CECV!AY2408","v":0},{"$f":"INDEX(Table_2,$FB2774,GX$3)*AER_CECV!AZ2408","v":0},38164.792391308853,2030]
[null,null,null,null,null,null,null,null,null,null,null,null,null,null,null,null,null,null,null,null,null,null,null,null,null,null,null,null,null,null,null,null,null,null,null,null,null,null,null,null,null,null,null,null,null,null,null,null,null,null,null,null,null,null,null,2030,null,null,null,null,null,null,null,null,null,null,null,null,null,null,null,null,null,null,null,null,null,null,null,null,null,null,null,null,null,null,null,null,null,null,null,null,null,null,null,null,null,null,null,null,null,null,null,null,null,null,null,null,null,null,null,null,null,null,null,null,null,null,null,null,null,null,null,null,null,null,null,null,null,null,null,null,null,null,null,null,null,null,null,null,null,null,null,null,null,null,null,null,null,null,null,null,null,null,null,null,null,336,{"$f":"INDEX(Table_2,$FB2894,FC$3)*AER_CECV!E2528","v":0},{"$f":"INDEX(Table_2,$FB2894,FD$3)*AER_CECV!F2528","v":0},{"$f":"INDEX(Table_2,$FB2894,FE$3)*AER_CECV!G2528","v":0},{"$f":"INDEX(Table_2,$FB2894,FF$3)*AER_CECV!H2528","v":0},{"$f":"INDEX(Table_2,$FB2894,FG$3)*AER_CECV!I2528","v":0},{"$f":"INDEX(Table_2,$FB2894,FH$3)*AER_CECV!J2528","v":0},{"$f":"INDEX(Table_2,$FB2894,FI$3)*AER_CECV!K2528","v":0},{"$f":"INDEX(Table_2,$FB2894,FJ$3)*AER_CECV!L2528","v":0},{"$f":"INDEX(Table_2,$FB2894,FK$3)*AER_CECV!M2528","v":0},{"$f":"INDEX(Table_2,$FB2894,FL$3)*AER_CECV!N2528","v":0},{"$f":"INDEX(Table_2,$FB2894,FM$3)*AER_CECV!O2528","v":0},{"$f":"INDEX(Table_2,$FB2894,FN$3)*AER_CECV!P2528","v":0},{"$f":"INDEX(Table_2,$FB2894,FO$3)*AER_CECV!Q2528","v":0},{"$f":"INDEX(Table_2,$FB2894,FP$3)*AER_CECV!R2528","v":60.44997190877217},{"$f":"INDEX(Table_2,$FB2894,FQ$3)*AER_CECV!S2528","v":131.61611114617705},{"$f":"INDEX(Table_2,$FB2894,FR$3)*AER_CECV!T2528","v":618.04572450761225},{"$f":"INDEX(Table_2,$FB2894,FS$3)*AER_CECV!U2528","v":999.75858352231899},{"$f":"INDEX(Table_2,$FB2894,FT$3)*AER_CECV!V2528","v":1523.0269816318521},{"$f":"INDEX(Table_2,$FB2894,FU$3)*AER_CECV!W2528","v":1613.2168632284531},{"$f":"INDEX(Table_2,$FB2894,FV$3)*AER_CECV!X2528","v":1873.8585274149611},{"$f":"INDEX(Table_2,$FB2894,FW$3)*AER_CECV!Y2528","v":1458.5114234771017},{"$f":"INDEX(Table_2,$FB2894,FX$3)*AER_CECV!Z2528","v":1500.6609277098873},{"$f":"INDEX(Table_2,$FB2894,FY$3)*AER_CECV!AA2528","v":1596.3005966526421},{"$f":"INDEX(Table_2,$FB2894,FZ$3)*AER_CECV!AB2528","v":0},{"$f":"INDEX(Table_2,$FB2894,GA$3)*AER_CECV!AC2528","v":1742.390854694283},{"$f":"INDEX(Table_2,$FB2894,GB$3)*AER_CECV!AD2528","v":1574.4441502741463},{"$f":"INDEX(Table_2,$FB2894,GC$3)*AER_CECV!AE2528","v":1552.3416535783067},{"$f":"INDEX(Table_2,$FB2894,GD$3)*AER_CECV!AF2528","v":1845.1550162980914},{"$f":"INDEX(Table_2,$FB2894,GE$3)*AER_CECV!AG2528","v":1986.0447417612349},{"$f":"INDEX(Table_2,$FB2894,GF$3)*AER_CECV!AH2528","v":1902.7158452415722},{"$f":"INDEX(Table_2,$FB2894,GG$3)*AER_CECV!AI2528","v":1595.7076294638637},{"$f":"INDEX(Table_2,$FB2894,GH$3)*AER_CECV!AJ2528","v":969.11153620528876},{"$f":"INDEX(Table_2,$FB2894,GI$3)*AER_CECV!AK2528","v":522.27481723087283},{"$f":"INDEX(Table_2,$FB2894,GJ$3)*AER_CECV!AL2528","v":277.60157430782033},{"$f":"INDEX(Table_2,$FB2894,GK$3)*AER_CECV!AM2528","v":52.35655240210879},{"$f":"INDEX(Table_2,$FB2894,GL$3)*AER_CECV!AN2528","v":90.539398797219448},{"$f":"INDEX(Table_2,$FB2894,GM$3)*AER_CECV!AO2528","v":37.057951577465992},{"$f":"INDEX(Table_2,$FB2894,GN$3)*AER_CECV!AP2528","v":18.528975788733},{"$f":"INDEX(Table_2,$FB2894,GO$3)*AER_CECV!AQ2528","v":0},{"$f":"INDEX(Table_2,$FB2894,GP$3)*AER_CECV!AR2528","v":0},{"$f":"INDEX(Table_2,$FB2894,GQ$3)*AER_CECV!AS2528","v":0},{"$f":"INDEX(Table_2,$FB2894,GR$3)*AER_CECV!AT2528","v":0},{"$f":"INDEX(Table_2,$FB2894,GS$3)*AER_CECV!AU2528","v":0},{"$f":"INDEX(Table_2,$FB2894,GT$3)*AER_CECV!AV2528","v":0},{"$f":"INDEX(Table_2,$FB2894,GU$3)*AER_CECV!AW2528","v":0},{"$f":"INDEX(Table_2,$FB2894,GV$3)*AER_CECV!AX2528","v":0},{"$f":"INDEX(Table_2,$FB2894,GW$3)*AER_CECV!AY2528","v":0},{"$f":"INDEX(Table_2,$FB2894,GX$3)*AER_CECV!AZ2528","v":0},25541.716408820786,2030]
[null,null,null,null,null,null,null,null,null,null,null,null,null,null,null,null,null,null,null,null,null,null,null,null,null,null,null,null,null,null,null,null,null,null,null,null,null,null,null,null,null,null,null,null,null,null,null,null,null,null,null,null,null,null,null,2031,null,null,null,null,null,null,null,null,null,null,null,null,null,null,null,null,null,null,null,null,null,null,null,null,null,null,null,null,null,null,null,null,null,null,null,null,null,null,null,null,null,null,null,null,null,null,null,null,null,null,null,null,null,null,null,null,null,null,null,null,null,null,null,null,null,null,null,null,null,null,null,null,null,null,null,null,null,null,null,null,null,null,null,null,null,null,null,null,null,null,null,null,null,null,null,null,null,null,null,null,null,28,{"$f":"INDEX(Table_2,$FB2951,FC$3)*AER_CECV!E2585","v":0},{"$f":"INDEX(Table_2,$FB2951,FD$3)*AER_CECV!F2585","v":0},{"$f":"INDEX(Table_2,$FB2951,FE$3)*AER_CECV!G2585","v":0},{"$f":"INDEX(Table_2,$FB2951,FF$3)*AER_CECV!H2585","v":0},{"$f":"INDEX(Table_2,$FB2951,FG$3)*AER_CECV!I2585","v":0},{"$f":"INDEX(Table_2,$FB2951,FH$3)*AER_CECV!J2585","v":0},{"$f":"INDEX(Table_2,$FB2951,FI$3)*AER_CECV!K2585","v":0},{"$f":"INDEX(Table_2,$FB2951,FJ$3)*AER_CECV!L2585","v":0},{"$f":"INDEX(Table_2,$FB2951,FK$3)*AER_CECV!M2585","v":0},{"$f":"INDEX(Table_2,$FB2951,FL$3)*AER_CECV!N2585","v":0},{"$f":"INDEX(Table_2,$FB2951,FM$3)*AER_CECV!O2585","v":0},{"$f":"INDEX(Table_2,$FB2951,FN$3)*AER_CECV!P2585","v":0},{"$f":"INDEX(Table_2,$FB2951,FO$3)*AER_CECV!Q2585","v":0},{"$f":"INDEX(Table_2,$FB2951,FP$3)*AER_CECV!R2585","v":61.598246838574575},{"$f":"INDEX(Table_2,$FB2951,FQ$3)*AER_CECV!S2585","v":474.81091284007454},{"$f":"INDEX(Table_2,$FB2951,FR$3)*AER_CECV!T2585","v":1091.1436911624814},{"$f":"INDEX(Table_2,$FB2951,FS$3)*AER_CECV!U2585","v":1382.4460402719735},{"$f":"INDEX(Table_2,$FB2951,FT$3)*AER_CECV!V2585","v":1924.7230755071653},{"$f":"INDEX(Table_2,$FB2951,FU$3)*AER_CECV!W2585","v":2114.7062215084525},{"$f":"INDEX(Table_2,$FB2951,FV$3)*AER_CECV!X2585","v":1708.2105278193649},{"$f":"INDEX(Table_2,$FB2951,FW$3)*AER_CECV!Y2585","v":1930.9301652075112},{"$f":"INDEX(Table_2,$FB2951,FX$3)*AER_CECV!Z2585","v":2160.6273066318536},{"$f":"INDEX(Table_2,$FB2951,FY$3)*AER_CECV!AA2585","v":2265.1053941925338},{"$f":"INDEX(Table_2,$FB2951,FZ$3)*AER_CECV!AB2585","v":2313.5112555424453},{"$f":"INDEX(Table_2,$FB2951,GA$3)*AER_CECV!AC2585","v":1954.5275559013389},{"$f":"INDEX(Table_2,$FB2951,GB$3)*AER_CECV!AD2585","v":2360.7129146460265},{"$f":"INDEX(Table_2,$FB2951,GC$3)*AER_CECV!AE2585","v":2335.5640857997269},{"$f":"INDEX(Table_2,$FB2951,GD$3)*AER_CECV!AF2585","v":2187.4842065260727},{"$f":"INDEX(Table_2,$FB2951,GE$3)*AER_CECV!AG2585","v":2298.6411459477481},{"$f":"INDEX(Table_2,$FB2951,GF$3)*AER_CECV!AH2585","v":2478.5254205056976},{"$f":"INDEX(Table_2,$FB2951,GG$3)*AER_CECV!AI2585","v":2650.2860812670451},{"$f":"INDEX(Table_2,$FB2951,GH$3)*AER_CECV!AJ2585","v":1866.2551576504266},{"$f":"INDEX(Table_2,$FB2951,GI$3)*AER_CECV!AK2585","v":1500.4823771518861},{"$f":"INDEX(Table_2,$FB2951,GJ$3)*AER_CECV!AL2585","v":685.47739468630243},{"$f":"INDEX(Table_2,$FB2951,GK$3)*AER_CECV!AM2585","v":194.58700382861494},{"$f":"INDEX(Table_2,$FB2951,GL$3)*AER_CECV!AN2585","v":58.238544962719487},{"$f":"INDEX(Table_2,$FB2951,GM$3)*AER_CECV!AO2585","v":96.30022841737032},{"$f":"INDEX(Table_2,$FB2951,GN$3)*AER_CECV!AP2585","v":48.140078112041557},{"$f":"INDEX(Table_2,$FB2951,GO$3)*AER_CECV!AQ2585","v":0},{"$f":"INDEX(Table_2,$FB2951,GP$3)*AER_CECV!AR2585","v":0},{"$f":"INDEX(Table_2,$FB2951,GQ$3)*AER_CECV!AS2585","v":0},{"$f":"INDEX(Table_2,$FB2951,GR$3)*AER_CECV!AT2585","v":0},{"$f":"INDEX(Table_2,$FB2951,GS$3)*AER_CECV!AU2585","v":0},{"$f":"INDEX(Table_2,$FB2951,GT$3)*AER_CECV!AV2585","v":0},{"$f":"INDEX(Table_2,$FB2951,GU$3)*AER_CECV!AW2585","v":0},{"$f":"INDEX(Table_2,$FB2951,GV$3)*AER_CECV!AX2585","v":0},{"$f":"INDEX(Table_2,$FB2951,GW$3)*AER_CECV!AY2585","v":0},{"$f":"INDEX(Table_2,$FB2951,GX$3)*AER_CECV!AZ2585","v":0},38143.035032925458,2031]
[null,null,null,null,null,null,null,null,null,null,null,null,null,null,null,null,null,null,null,null,null,null,null,null,null,null,null,null,null,null,null,null,null,null,null,null,null,null,null,null,null,null,null,null,null,null,null,null,null,null,null,null,null,null,null,2031,null,null,null,null,null,null,null,null,null,null,null,null,null,null,null,null,null,null,null,null,null,null,null,null,null,null,null,null,null,null,null,null,null,null,null,null,null,null,null,null,null,null,null,null,null,null,null,null,null,null,null,null,null,null,null,null,null,null,null,null,null,null,null,null,null,null,null,null,null,null,null,null,null,null,null,null,null,null,null,null,null,null,null,null,null,null,null,null,null,null,null,null,null,null,null,null,null,null,null,null,null,89,{"$f":"INDEX(Table_2,$FB3012,FC$3)*AER_CECV!E2646","v":0},{"$f":"INDEX(Table_2,$FB3012,FD$3)*AER_CECV!F2646","v":0},{"$f":"INDEX(Table_2,$FB3012,FE$3)*AER_CECV!G2646","v":0},{"$f":"INDEX(Table_2,$FB3012,FF$3)*AER_CECV!H2646","v":0},{"$f":"INDEX(Table_2,$FB3012,FG$3)*AER_CECV!I2646","v":0},{"$f":"INDEX(Table_2,$FB3012,FH$3)*AER_CECV!J2646","v":0},{"$f":"INDEX(Table_2,$FB3012,FI$3)*AER_CECV!K2646","v":0},{"$f":"INDEX(Table_2,$FB3012,FJ$3)*AER_CECV!L2646","v":0},{"$f":"INDEX(Table_2,$FB3012,FK$3)*AER_CECV!M2646","v":0},{"$f":"INDEX(Table_2,$FB3012,FL$3)*AER_CECV!N2646","v":0},{"$f":"INDEX(Table_2,$FB3012,FM$3)*AER_CECV!O2646","v":0},{"$f":"INDEX(Table_2,$FB3012,FN$3)*AER_CECV!P2646","v":28.09617441915136},{"$f":"INDEX(Table_2,$FB3012,FO$3)*AER_CECV!Q2646","v":45.09523795160009},{"$f":"INDEX(Table_2,$FB3012,FP$3)*AER_CECV!R2646","v":236.8119870820924},{"$f":"INDEX(Table_2,$FB3012,FQ$3)*AER_CECV!S2646","v":500.47530839144088},{"$f":"INDEX(Table_2,$FB3012,FR$3)*AER_CECV!T2646","v":728.2169645748304},{"$f":"INDEX(Table_2,$FB3012,FS$3)*AER_CECV!U2646","v":924.08659421559071},{"$f":"INDEX(Table_2,$FB3012,FT$3)*AER_CECV!V2646","v":1208.6680499302083},{"$f":"INDEX(Table_2,$FB3012,FU$3)*AER_CECV!W2646","v":1544.7125785728399},{"$f":"INDEX(Table_2,$FB3012,FV$3)*AER_CECV!X2646","v":1629.5538797730844},{"$f":"INDEX(Table_2,$FB3012,FW$3)*AER_CECV!Y2646","v":1719.1429070196973},{"$f":"INDEX(Table_2,$FB3012,FX$3)*AER_CECV!Z2646","v":1790.1919693509383},{"$f":"INDEX(Table_2,$FB3012,FY$3)*AER_CECV!AA2646","v":2141.462678814984},{"$f":"INDEX(Table_2,$FB3012,FZ$3)*AER_CECV!AB2646","v":2077.9405391358582},{"$f":"INDEX(Table_2,$FB3012,GA$3)*AER_CECV!AC2646","v":2026.1866236042363},{"$f":"INDEX(Table_2,$FB3012,GB$3)*AER_CECV!AD2646","v":2028.4793220446907},{"$f":"INDEX(Table_2,$FB3012,GC$3)*AER_CECV!AE2646","v":1880.6014124005808},{"$f":"INDEX(Table_2,$FB3012,GD$3)*AER_CECV!AF2646","v":1687.600817694158},{"$f":"INDEX(Table_2,$FB3012,GE$3)*AER_CECV!AG2646","v":1574.4920209285292},{"$f":"INDEX(Table_2,$FB3012,GF$3)*AER_CECV!AH2646","v":1348.2775119261962},{"$f":"INDEX(Table_2,$FB3012,GG$3)*AER_CECV!AI2646","v":1105.1170121599719},{"$f":"INDEX(Table_2,$FB3012,GH$3)*AER_CECV!AJ2646","v":985.43565574229831},{"$f":"INDEX(Table_2,$FB3012,GI$3)*AER_CECV!AK2646","v":679.44650283909232},{"$f":"INDEX(Table_2,$FB3012,GJ$3)*AER_CECV!AL2646","v":345.96303670467444},{"$f":"INDEX(Table_2,$FB3012,GK$3)*AER_CECV!AM2646","v":183.94060543577007},{"$f":"INDEX(Table_2,$FB3012,GL$3)*AER_CECV!AN2646","v":78.298220593119964},{"$f":"INDEX(Table_2,$FB3012,GM$3)*AER_CECV!AO2646","v":89.965568965676439},{"$f":"INDEX(Table_2,$FB3012,GN$3)*AER_CECV!AP2646","v":24.520304192188608},{"$f":"INDEX(Table_2,$FB3012,GO$3)*AER_CECV!AQ2646","v":0},{"$f":"INDEX(Table_2,$FB3012,GP$3)*AER_CECV!AR2646","v":0},{"$f":"INDEX(Table_2,$FB3012,GQ$3)*AER_CECV!AS2646","v":0},{"$f":"INDEX(Table_2,$FB3012,GR$3)*AER_CECV!AT2646","v":0},{"$f":"INDEX(Table_2,$FB3012,GS$3)*AER_CECV!AU2646","v":0},{"$f":"INDEX(Table_2,$FB3012,GT$3)*AER_CECV!AV2646","v":0},{"$f":"INDEX(Table_2,$FB3012,GU$3)*AER_CECV!AW2646","v":0},{"$f":"INDEX(Table_2,$FB3012,GV$3)*AER_CECV!AX2646","v":0},{"$f":"INDEX(Table_2,$FB3012,GW$3)*AER_CECV!AY2646","v":0},{"$f":"INDEX(Table_2,$FB3012,GX$3)*AER_CECV!AZ2646","v":0},28612.779484463499,2031]
[null,null,null,null,null,null,null,null,null,null,null,null,null,null,null,null,null,null,null,null,null,null,null,null,null,null,null,null,null,null,null,null,null,null,null,null,null,null,null,null,null,null,null,null,null,null,null,null,null,null,null,null,null,null,null,2031,null,null,null,null,null,null,null,null,null,null,null,null,null,null,null,null,null,null,null,null,null,null,null,null,null,null,null,null,null,null,null,null,null,null,null,null,null,null,null,null,null,null,null,null,null,null,null,null,null,null,null,null,null,null,null,null,null,null,null,null,null,null,null,null,null,null,null,null,null,null,null,null,null,null,null,null,null,null,null,null,null,null,null,null,null,null,null,null,null,null,null,null,null,null,null,null,null,null,null,null,null,146,{"$f":"INDEX(Table_2,$FB3069,FC$3)*AER_CECV!E2703","v":0},{"$f":"INDEX(Table_2,$FB3069,FD$3)*AER_CECV!F2703","v":0},{"$f":"INDEX(Table_2,$FB3069,FE$3)*AER_CECV!G2703","v":0},{"$f":"INDEX(Table_2,$FB3069,FF$3)*AER_CECV!H2703","v":0},{"$f":"INDEX(Table_2,$FB3069,FG$3)*AER_CECV!I2703","v":0},{"$f":"INDEX(Table_2,$FB3069,FH$3)*AER_CECV!J2703","v":0},{"$f":"INDEX(Table_2,$FB3069,FI$3)*AER_CECV!K2703","v":0},{"$f":"INDEX(Table_2,$FB3069,FJ$3)*AER_CECV!L2703","v":0},{"$f":"INDEX(Table_2,$FB3069,FK$3)*AER_CECV!M2703","v":0},{"$f":"INDEX(Table_2,$FB3069,FL$3)*AER_CECV!N2703","v":0},{"$f":"INDEX(Table_2,$FB3069,FM$3)*AER_CECV!O2703","v":0},{"$f":"INDEX(Table_2,$FB3069,FN$3)*AER_CECV!P2703","v":114.33661550616414},{"$f":"INDEX(Table_2,$FB3069,FO$3)*AER_CECV!Q2703","v":222.40509325403346},{"$f":"INDEX(Table_2,$FB3069,FP$3)*AER_CECV!R2703","v":517.89663275620012},{"$f":"INDEX(Table_2,$FB3069,FQ$3)*AER_CECV!S2703","v":813.38817225836669},{"$f":"INDEX(Table_2,$FB3069,FR$3)*AER_CECV!T2703","v":1007.4641815565489},{"$f":"INDEX(Table_2,$FB3069,FS$3)*AER_CECV!U2703","v":1261.0973690618516},{"$f":"INDEX(Table_2,$FB3069,FT$3)*AER_CECV!V2703","v":1591.8051778499098},{"$f":"INDEX(Table_2,$FB3069,FU$3)*AER_CECV!W2703","v":1844.1292588994318},{"$f":"INDEX(Table_2,$FB3069,FV$3)*AER_CECV!X2703","v":2008.8340935579865},{"$f":"INDEX(Table_2,$FB3069,FW$3)*AER_CECV!Y2703","v":2195.9999769419533},{"$f":"INDEX(Table_2,$FB3069,FX$3)*AER_CECV!Z2703","v":2240.4118129175836},{"$f":"INDEX(Table_2,$FB3069,FY$3)*AER_CECV!AA2703","v":2335.1692211177951},{"$f":"INDEX(Table_2,$FB3069,FZ$3)*AER_CECV!AB2703","v":2299.714008277911},{"$f":"INDEX(Table_2,$FB3069,GA$3)*AER_CECV!AC2703","v":2400.7505796670807},{"$f":"INDEX(Table_2,$FB3069,GB$3)*AER_CECV!AD2703","v":1286.3361953443659},{"$f":"INDEX(Table_2,$FB3069,GC$3)*AER_CECV!AE2703","v":0},{"$f":"INDEX(Table_2,$FB3069,GD$3)*AER_CECV!AF2703","v":1158.6683639067987},{"$f":"INDEX(Table_2,$FB3069,GE$3)*AER_CECV!AG2703","v":1574.6118752206819},{"$f":"INDEX(Table_2,$FB3069,GF$3)*AER_CECV!AH2703","v":1354.4476536031809},{"$f":"INDEX(Table_2,$FB3069,GG$3)*AER_CECV!AI2703","v":1408.0115233866293},{"$f":"INDEX(Table_2,$FB3069,GH$3)*AER_CECV!AJ2703","v":1100.0920977734788},{"$f":"INDEX(Table_2,$FB3069,GI$3)*AER_CECV!AK2703","v":706.5661045339333},{"$f":"INDEX(Table_2,$FB3069,GJ$3)*AER_CECV!AL2703","v":395.16491596896242},{"$f":"INDEX(Table_2,$FB3069,GK$3)*AER_CECV!AM2703","v":264.34903185110704},{"$f":"INDEX(Table_2,$FB3069,GL$3)*AER_CECV!AN2703","v":94.870198886023871},{"$f":"INDEX(Table_2,$FB3069,GM$3)*AER_CECV!AO2703","v":28.366986482838161},{"$f":"INDEX(Table_2,$FB3069,GN$3)*AER_CECV!AP2703","v":25.003628228906745},{"$f":"INDEX(Table_2,$FB3069,GO$3)*AER_CECV!AQ2703","v":0.41275969618580965},{"$f":"INDEX(Table_2,$FB3069,GP$3)*AER_CECV!AR2703","v":0},{"$f":"INDEX(Table_2,$FB3069,GQ$3)*AER_CECV!AS2703","v":0},{"$f":"INDEX(Table_2,$FB3069,GR$3)*AER_CECV!AT2703","v":0},{"$f":"INDEX(Table_2,$FB3069,GS$3)*AER_CECV!AU2703","v":0},{"$f":"INDEX(Table_2,$FB3069,GT$3)*AER_CECV!AV2703","v":0},{"$f":"INDEX(Table_2,$FB3069,GU$3)*AER_CECV!AW2703","v":0},{"$f":"INDEX(Table_2,$FB3069,GV$3)*AER_CECV!AX2703","v":0},{"$f":"INDEX(Table_2,$FB3069,GW$3)*AER_CECV!AY2703","v":0},{"$f":"INDEX(Table_2,$FB3069,GX$3)*AER_CECV!AZ2703","v":0},30250.303528505912,2031]
[null,null,null,null,null,null,null,null,null,null,null,null,null,null,null,null,null,null,null,null,null,null,null,null,null,null,null,null,null,null,null,null,null,null,null,null,null,null,null,null,null,null,null,null,null,null,null,null,null,null,null,null,null,null,null,2031,null,null,null,null,null,null,null,null,null,null,null,null,null,null,null,null,null,null,null,null,null,null,null,null,null,null,null,null,null,null,null,null,null,null,null,null,null,null,null,null,null,null,null,null,null,null,null,null,null,null,null,null,null,null,null,null,null,null,null,null,null,null,null,null,null,null,null,null,null,null,null,null,null,null,null,null,null,null,null,null,null,null,null,null,null,null,null,null,null,null,null,null,null,null,null,null,null,null,null,null,null,203,{"$f":"INDEX(Table_2,$FB3126,FC$3)*AER_CECV!E2760","v":0},{"$f":"INDEX(Table_2,$FB3126,FD$3)*AER_CECV!F2760","v":0},{"$f":"INDEX(Table_2,$FB3126,FE$3)*AER_CECV!G2760","v":0},{"$f":"INDEX(Table_2,$FB3126,FF$3)*AER_CECV!H2760","v":0},{"$f":"INDEX(Table_2,$FB3126,FG$3)*AER_CECV!I2760","v":0},{"$f":"INDEX(Table_2,$FB3126,FH$3)*AER_CECV!J2760","v":0},{"$f":"INDEX(Table_2,$FB3126,FI$3)*AER_CECV!K2760","v":0},{"$f":"INDEX(Table_2,$FB3126,FJ$3)*AER_CECV!L2760","v":0},{"$f":"INDEX(Table_2,$FB3126,FK$3)*AER_CECV!M2760","v":0},{"$f":"INDEX(Table_2,$FB3126,FL$3)*AER_CECV!N2760","v":0},{"$f":"INDEX(Table_2,$FB3126,FM$3)*AER_CECV!O2760","v":0},{"$f":"INDEX(Table_2,$FB3126,FN$3)*AER_CECV!P2760","v":67.902448294480038},{"$f":"INDEX(Table_2,$FB3126,FO$3)*AER_CECV!Q2760","v":135.64970164957441},{"$f":"INDEX(Table_2,$FB3126,FP$3)*AER_CECV!R2760","v":504.23850746767755},{"$f":"INDEX(Table_2,$FB3126,FQ$3)*AER_CECV!S2760","v":653.89588286586286},{"$f":"INDEX(Table_2,$FB3126,FR$3)*AER_CECV!T2760","v":1245.4226166436952},{"$f":"INDEX(Table_2,$FB3126,FS$3)*AER_CECV!U2760","v":1715.2539358880942},{"$f":"INDEX(Table_2,$FB3126,FT$3)*AER_CECV!V2760","v":2144.2033137348485},{"$f":"INDEX(Table_2,$FB3126,FU$3)*AER_CECV!W2760","v":2381.465009618656},{"$f":"INDEX(Table_2,$FB3126,FV$3)*AER_CECV!X2760","v":2447.9987542488238},{"$f":"INDEX(Table_2,$FB3126,FW$3)*AER_CECV!Y2760","v":2221.8476715732622},{"$f":"INDEX(Table_2,$FB3126,FX$3)*AER_CECV!Z2760","v":2215.0790588037935},{"$f":"INDEX(Table_2,$FB3126,FY$3)*AER_CECV!AA2760","v":2424.7538101880964},{"$f":"INDEX(Table_2,$FB3126,FZ$3)*AER_CECV!AB2760","v":2326.3461554376877},{"$f":"INDEX(Table_2,$FB3126,GA$3)*AER_CECV!AC2760","v":2388.1346522848949},{"$f":"INDEX(Table_2,$FB3126,GB$3)*AER_CECV!AD2760","v":2147.6514531129478},{"$f":"INDEX(Table_2,$FB3126,GC$3)*AER_CECV!AE2760","v":2173.2928170944765},{"$f":"INDEX(Table_2,$FB3126,GD$3)*AER_CECV!AF2760","v":2179.6782701726743},{"$f":"INDEX(Table_2,$FB3126,GE$3)*AER_CECV!AG2760","v":2215.3092109528798},{"$f":"INDEX(Table_2,$FB3126,GF$3)*AER_CECV!AH2760","v":2036.7940373099618},{"$f":"INDEX(Table_2,$FB3126,GG$3)*AER_CECV!AI2760","v":2231.5204053277753},{"$f":"INDEX(Table_2,$FB3126,GH$3)*AER_CECV!AJ2760","v":1884.5435727017145},{"$f":"INDEX(Table_2,$FB3126,GI$3)*AER_CECV!AK2760","v":1417.2481326015366},{"$f":"INDEX(Table_2,$FB3126,GJ$3)*AER_CECV!AL2760","v":1022.4274871493611},{"$f":"INDEX(Table_2,$FB3126,GK$3)*AER_CECV!AM2760","v":669.58198989376911},{"$f":"INDEX(Table_2,$FB3126,GL$3)*AER_CECV!AN2760","v":403.81017739145238},{"$f":"INDEX(Table_2,$FB3126,GM$3)*AER_CECV!AO2760","v":148.03789893920981},{"$f":"INDEX(Table_2,$FB3126,GN$3)*AER_CECV!AP2760","v":52.318062702703116},{"$f":"INDEX(Table_2,$FB3126,GO$3)*AER_CECV!AQ2760","v":18.577339301937045},{"$f":"INDEX(Table_2,$FB3126,GP$3)*AER_CECV!AR2760","v":0},{"$f":"INDEX(Table_2,$FB3126,GQ$3)*AER_CECV!AS2760","v":0},{"$f":"INDEX(Table_2,$FB3126,GR$3)*AER_CECV!AT2760","v":0},{"$f":"INDEX(Table_2,$FB3126,GS$3)*AER_CECV!AU2760","v":0},{"$f":"INDEX(Table_2,$FB3126,GT$3)*AER_CECV!AV2760","v":0},{"$f":"INDEX(Table_2,$FB3126,GU$3)*AER_CECV!AW2760","v":0},{"$f":"INDEX(Table_2,$FB3126,GV$3)*AER_CECV!AX2760","v":0},{"$f":"INDEX(Table_2,$FB3126,GW$3)*AER_CECV!AY2760","v":0},{"$f":"INDEX(Table_2,$FB3126,GX$3)*AER_CECV!AZ2760","v":0},41472.982373351842,2031]
[null,null,null,null,null,null,null,null,null,null,null,null,null,null,null,null,null,null,null,null,null,null,null,null,null,null,null,null,null,null,null,null,null,null,null,null,null,null,null,null,null,null,null,null,null,null,null,null,null,null,null,null,null,null,null,2031,null,null,null,null,null,null,null,null,null,null,null,null,null,null,null,null,null,null,null,null,null,null,null,null,null,null,null,null,null,null,null,null,null,null,null,null,null,null,null,null,null,null,null,null,null,null,null,null,null,null,null,null,null,null,null,null,null,null,null,null,null,null,null,null,null,null,null,null,null,null,null,null,null,null,null,null,null,null,null,null,null,null,null,null,null,null,null,null,null,null,null,null,null,null,null,null,null,null,null,null,null,264,{"$f":"INDEX(Table_2,$FB3187,FC$3)*AER_CECV!E2821","v":0},{"$f":"INDEX(Table_2,$FB3187,FD$3)*AER_CECV!F2821","v":0},{"$f":"INDEX(Table_2,$FB3187,FE$3)*AER_CECV!G2821","v":0},{"$f":"INDEX(Table_2,$FB3187,FF$3)*AER_CECV!H2821","v":0},{"$f":"INDEX(Table_2,$FB3187,FG$3)*AER_CECV!I2821","v":0},{"$f":"INDEX(Table_2,$FB3187,FH$3)*AER_CECV!J2821","v":0},{"$f":"INDEX(Table_2,$FB3187,FI$3)*AER_CECV!K2821","v":0},{"$f":"INDEX(Table_2,$FB3187,FJ$3)*AER_CECV!L2821","v":0},{"$f":"INDEX(Table_2,$FB3187,FK$3)*AER_CECV!M2821","v":0},{"$f":"INDEX(Table_2,$FB3187,FL$3)*AER_CECV!N2821","v":0},{"$f":"INDEX(Table_2,$FB3187,FM$3)*AER_CECV!O2821","v":0},{"$f":"INDEX(Table_2,$FB3187,FN$3)*AER_CECV!P2821","v":13.848058822790978},{"$f":"INDEX(Table_2,$FB3187,FO$3)*AER_CECV!Q2821","v":27.696117645581957},{"$f":"INDEX(Table_2,$FB3187,FP$3)*AER_CECV!R2821","v":476.72102916526609},{"$f":"INDEX(Table_2,$FB3187,FQ$3)*AER_CECV!S2821","v":1197.4659553916172},{"$f":"INDEX(Table_2,$FB3187,FR$3)*AER_CECV!T2821","v":1807.5948104667498},{"$f":"INDEX(Table_2,$FB3187,FS$3)*AER_CECV!U2821","v":2445.9969983195401},{"$f":"INDEX(Table_2,$FB3187,FT$3)*AER_CECV!V2821","v":2410.8256632629509},{"$f":"INDEX(Table_2,$FB3187,FU$3)*AER_CECV!W2821","v":2863.2052609803804},{"$f":"INDEX(Table_2,$FB3187,FV$3)*AER_CECV!X2821","v":3170.6603110825376},{"$f":"INDEX(Table_2,$FB3187,FW$3)*AER_CECV!Y2821","v":3352.8969034561628},{"$f":"INDEX(Table_2,$FB3187,FX$3)*AER_CECV!Z2821","v":3028.3587958725302},{"$f":"INDEX(Table_2,$FB3187,FY$3)*AER_CECV!AA2821","v":2864.4477020118884},{"$f":"INDEX(Table_2,$FB3187,FZ$3)*AER_CECV!AB2821","v":2872.238238610621},{"$f":"INDEX(Table_2,$FB3187,GA$3)*AER_CECV!AC2821","v":3245.3882467054541},{"$f":"INDEX(Table_2,$FB3187,GB$3)*AER_CECV!AD2821","v":4004.0539233004338},{"$f":"INDEX(Table_2,$FB3187,GC$3)*AER_CECV!AE2821","v":4236.7139245972148},{"$f":"INDEX(Table_2,$FB3187,GD$3)*AER_CECV!AF2821","v":5416.7145513785981},{"$f":"INDEX(Table_2,$FB3187,GE$3)*AER_CECV!AG2821","v":5675.4725565754834},{"$f":"INDEX(Table_2,$FB3187,GF$3)*AER_CECV!AH2821","v":5121.2263800356341},{"$f":"INDEX(Table_2,$FB3187,GG$3)*AER_CECV!AI2821","v":4375.4144026006225},{"$f":"INDEX(Table_2,$FB3187,GH$3)*AER_CECV!AJ2821","v":3536.5618555525798},{"$f":"INDEX(Table_2,$FB3187,GI$3)*AER_CECV!AK2821","v":3118.6289316468301},{"$f":"INDEX(Table_2,$FB3187,GJ$3)*AER_CECV!AL2821","v":1789.2950866715942},{"$f":"INDEX(Table_2,$FB3187,GK$3)*AER_CECV!AM2821","v":847.26077923845469},{"$f":"INDEX(Table_2,$FB3187,GL$3)*AER_CECV!AN2821","v":290.948040362234},{"$f":"INDEX(Table_2,$FB3187,GM$3)*AER_CECV!AO2821","v":81.125801571937728},{"$f":"INDEX(Table_2,$FB3187,GN$3)*AER_CECV!AP2821","v":226.83376697747389},{"$f":"INDEX(Table_2,$FB3187,GO$3)*AER_CECV!AQ2821","v":2.6585305703258113},{"$f":"INDEX(Table_2,$FB3187,GP$3)*AER_CECV!AR2821","v":0},{"$f":"INDEX(Table_2,$FB3187,GQ$3)*AER_CECV!AS2821","v":0},{"$f":"INDEX(Table_2,$FB3187,GR$3)*AER_CECV!AT2821","v":0},{"$f":"INDEX(Table_2,$FB3187,GS$3)*AER_CECV!AU2821","v":0},{"$f":"INDEX(Table_2,$FB3187,GT$3)*AER_CECV!AV2821","v":0},{"$f":"INDEX(Table_2,$FB3187,GU$3)*AER_CECV!AW2821","v":0},{"$f":"INDEX(Table_2,$FB3187,GV$3)*AER_CECV!AX2821","v":0},{"$f":"INDEX(Table_2,$FB3187,GW$3)*AER_CECV!AY2821","v":0},{"$f":"INDEX(Table_2,$FB3187,GX$3)*AER_CECV!AZ2821","v":0},68500.252622873479,2031]
[null,null,null,null,null,null,null,null,null,null,null,null,null,null,null,null,null,null,null,null,null,null,null,null,null,null,null,null,null,null,null,null,null,null,null,null,null,null,null,null,null,null,null,null,null,null,null,null,null,null,null,null,null,null,null,2031,null,null,null,null,null,null,null,null,null,null,null,null,null,null,null,null,null,null,null,null,null,null,null,null,null,null,null,null,null,null,null,null,null,null,null,null,null,null,null,null,null,null,null,null,null,null,null,null,null,null,null,null,null,null,null,null,null,null,null,null,null,null,null,null,null,null,null,null,null,null,null,null,null,null,null,null,null,null,null,null,null,null,null,null,null,null,null,null,null,null,null,null,null,null,null,null,null,null,null,null,null,321,{"$f":"INDEX(Table_2,$FB3244,FC$3)*AER_CECV!E2878","v":0},{"$f":"INDEX(Table_2,$FB3244,FD$3)*AER_CECV!F2878","v":0},{"$f":"INDEX(Table_2,$FB3244,FE$3)*AER_CECV!G2878","v":0},{"$f":"INDEX(Table_2,$FB3244,FF$3)*AER_CECV!H2878","v":0},{"$f":"INDEX(Table_2,$FB3244,FG$3)*AER_CECV!I2878","v":0},{"$f":"INDEX(Table_2,$FB3244,FH$3)*AER_CECV!J2878","v":0},{"$f":"INDEX(Table_2,$FB3244,FI$3)*AER_CECV!K2878","v":0},{"$f":"INDEX(Table_2,$FB3244,FJ$3)*AER_CECV!L2878","v":0},{"$f":"INDEX(Table_2,$FB3244,FK$3)*AER_CECV!M2878","v":0},{"$f":"INDEX(Table_2,$FB3244,FL$3)*AER_CECV!N2878","v":0},{"$f":"INDEX(Table_2,$FB3244,FM$3)*AER_CECV!O2878","v":0},{"$f":"INDEX(Table_2,$FB3244,FN$3)*AER_CECV!P2878","v":0},{"$f":"INDEX(Table_2,$FB3244,FO$3)*AER_CECV!Q2878","v":0},{"$f":"INDEX(Table_2,$FB3244,FP$3)*AER_CECV!R2878","v":69.00639801722707},{"$f":"INDEX(Table_2,$FB3244,FQ$3)*AER_CECV!S2878","v":188.39022751305043},{"$f":"INDEX(Table_2,$FB3244,FR$3)*AER_CECV!T2878","v":635.30485526381733},{"$f":"INDEX(Table_2,$FB3244,FS$3)*AER_CECV!U2878","v":1075.2114690881942},{"$f":"INDEX(Table_2,$FB3244,FT$3)*AER_CECV!V2878","v":1695.6414982503538},{"$f":"INDEX(Table_2,$FB3244,FU$3)*AER_CECV!W2878","v":2323.2874821132591},{"$f":"INDEX(Table_2,$FB3244,FV$3)*AER_CECV!X2878","v":2912.7228408613687},{"$f":"INDEX(Table_2,$FB3244,FW$3)*AER_CECV!Y2878","v":3402.8392186099341},{"$f":"INDEX(Table_2,$FB3244,FX$3)*AER_CECV!Z2878","v":3604.2062076653501},{"$f":"INDEX(Table_2,$FB3244,FY$3)*AER_CECV!AA2878","v":3862.616853480677},{"$f":"INDEX(Table_2,$FB3244,FZ$3)*AER_CECV!AB2878","v":3884.9593655194171},{"$f":"INDEX(Table_2,$FB3244,GA$3)*AER_CECV!AC2878","v":3983.1544105783537},{"$f":"INDEX(Table_2,$FB3244,GB$3)*AER_CECV!AD2878","v":3937.0458287877964},{"$f":"INDEX(Table_2,$FB3244,GC$3)*AER_CECV!AE2878","v":3764.4709554780084},{"$f":"INDEX(Table_2,$FB3244,GD$3)*AER_CECV!AF2878","v":3165.2125012680917},{"$f":"INDEX(Table_2,$FB3244,GE$3)*AER_CECV!AG2878","v":2858.523595069928},{"$f":"INDEX(Table_2,$FB3244,GF$3)*AER_CECV!AH2878","v":2540.5168467598105},{"$f":"INDEX(Table_2,$FB3244,GG$3)*AER_CECV!AI2878","v":1991.9801361967159},{"$f":"INDEX(Table_2,$FB3244,GH$3)*AER_CECV!AJ2878","v":1844.7595246025421},{"$f":"INDEX(Table_2,$FB3244,GI$3)*AER_CECV!AK2878","v":1054.8036400717078},{"$f":"INDEX(Table_2,$FB3244,GJ$3)*AER_CECV!AL2878","v":434.17954634078899},{"$f":"INDEX(Table_2,$FB3244,GK$3)*AER_CECV!AM2878","v":138.58845545349789},{"$f":"INDEX(Table_2,$FB3244,GL$3)*AER_CECV!AN2878","v":103.17815028968772},{"$f":"INDEX(Table_2,$FB3244,GM$3)*AER_CECV!AO2878","v":51.990983823830028},{"$f":"INDEX(Table_2,$FB3244,GN$3)*AER_CECV!AP2878","v":23.446561095654314},{"$f":"INDEX(Table_2,$FB3244,GO$3)*AER_CECV!AQ2878","v":0},{"$f":"INDEX(Table_2,$FB3244,GP$3)*AER_CECV!AR2878","v":0},{"$f":"INDEX(Table_2,$FB3244,GQ$3)*AER_CECV!AS2878","v":0},{"$f":"INDEX(Table_2,$FB3244,GR$3)*AER_CECV!AT2878","v":0},{"$f":"INDEX(Table_2,$FB3244,GS$3)*AER_CECV!AU2878","v":0},{"$f":"INDEX(Table_2,$FB3244,GT$3)*AER_CECV!AV2878","v":0},{"$f":"INDEX(Table_2,$FB3244,GU$3)*AER_CECV!AW2878","v":0},{"$f":"INDEX(Table_2,$FB3244,GV$3)*AER_CECV!AX2878","v":0},{"$f":"INDEX(Table_2,$FB3244,GW$3)*AER_CECV!AY2878","v":0},{"$f":"INDEX(Table_2,$FB3244,GX$3)*AER_CECV!AZ2878","v":0},49546.037552199072,2031]
[null,null,null,null,null,null,null,null,null,null,null,null,null,null,null,null,null,null,null,null,null,null,null,null,null,null,null,null,null,null,null,null,null,null,null,null,null,null,null,null,null,null,null,null,null,null,null,null,null,null,null,null,null,null,null,2032,null,null,null,null,null,null,null,null,null,null,null,null,null,null,null,null,null,null,null,null,null,null,null,null,null,null,null,null,null,null,null,null,null,null,null,null,null,null,null,null,null,null,null,null,null,null,null,null,null,null,null,null,null,null,null,null,null,null,null,null,null,null,null,null,null,null,null,null,null,null,null,null,null,null,null,null,null,null,null,null,null,null,null,null,null,null,null,null,null,null,null,null,null,null,null,null,null,null,null,null,null,17,{"$f":"INDEX(Table_2,$FB3305,FC$3)*AER_CECV!E2939","v":0},{"$f":"INDEX(Table_2,$FB3305,FD$3)*AER_CECV!F2939","v":0},{"$f":"INDEX(Table_2,$FB3305,FE$3)*AER_CECV!G2939","v":0},{"$f":"INDEX(Table_2,$FB3305,FF$3)*AER_CECV!H2939","v":0},{"$f":"INDEX(Table_2,$FB3305,FG$3)*AER_CECV!I2939","v":0},{"$f":"INDEX(Table_2,$FB3305,FH$3)*AER_CECV!J2939","v":0},{"$f":"INDEX(Table_2,$FB3305,FI$3)*AER_CECV!K2939","v":0},{"$f":"INDEX(Table_2,$FB3305,FJ$3)*AER_CECV!L2939","v":0},{"$f":"INDEX(Table_2,$FB3305,FK$3)*AER_CECV!M2939","v":0},{"$f":"INDEX(Table_2,$FB3305,FL$3)*AER_CECV!N2939","v":0},{"$f":"INDEX(Table_2,$FB3305,FM$3)*AER_CECV!O2939","v":0},{"$f":"INDEX(Table_2,$FB3305,FN$3)*AER_CECV!P2939","v":0},{"$f":"INDEX(Table_2,$FB3305,FO$3)*AER_CECV!Q2939","v":0},{"$f":"INDEX(Table_2,$FB3305,FP$3)*AER_CECV!R2939","v":50.806824246488723},{"$f":"INDEX(Table_2,$FB3305,FQ$3)*AER_CECV!S2939","v":276.81925660297787},{"$f":"INDEX(Table_2,$FB3305,FR$3)*AER_CECV!T2939","v":589.01514898208495},{"$f":"INDEX(Table_2,$FB3305,FS$3)*AER_CECV!U2939","v":1007.3816229356408},{"$f":"INDEX(Table_2,$FB3305,FT$3)*AER_CECV!V2939","v":1520.2906371999336},{"$f":"INDEX(Table_2,$FB3305,FU$3)*AER_CECV!W2939","v":1891.4468432087099},{"$f":"INDEX(Table_2,$FB3305,FV$3)*AER_CECV!X2939","v":1740.7075506516194},{"$f":"INDEX(Table_2,$FB3305,FW$3)*AER_CECV!Y2939","v":1984.9338698621179},{"$f":"INDEX(Table_2,$FB3305,FX$3)*AER_CECV!Z2939","v":2110.7843478879358},{"$f":"INDEX(Table_2,$FB3305,FY$3)*AER_CECV!AA2939","v":1944.4392304085641},{"$f":"INDEX(Table_2,$FB3305,FZ$3)*AER_CECV!AB2939","v":2037.5201845823826},{"$f":"INDEX(Table_2,$FB3305,GA$3)*AER_CECV!AC2939","v":2086.3296613478728},{"$f":"INDEX(Table_2,$FB3305,GB$3)*AER_CECV!AD2939","v":2071.7780784647148},{"$f":"INDEX(Table_2,$FB3305,GC$3)*AER_CECV!AE2939","v":1978.9121677564588},{"$f":"INDEX(Table_2,$FB3305,GD$3)*AER_CECV!AF2939","v":2127.1342292861273},{"$f":"INDEX(Table_2,$FB3305,GE$3)*AER_CECV!AG2939","v":1912.618688068515},{"$f":"INDEX(Table_2,$FB3305,GF$3)*AER_CECV!AH2939","v":1677.3075102130326},{"$f":"INDEX(Table_2,$FB3305,GG$3)*AER_CECV!AI2939","v":1670.1279420143392},{"$f":"INDEX(Table_2,$FB3305,GH$3)*AER_CECV!AJ2939","v":1199.5818646779383},{"$f":"INDEX(Table_2,$FB3305,GI$3)*AER_CECV!AK2939","v":718.36623504700981},{"$f":"INDEX(Table_2,$FB3305,GJ$3)*AER_CECV!AL2939","v":402.62218835253299},{"$f":"INDEX(Table_2,$FB3305,GK$3)*AER_CECV!AM2939","v":101.05524392449021},{"$f":"INDEX(Table_2,$FB3305,GL$3)*AER_CECV!AN2939","v":43.817137905273746},{"$f":"INDEX(Table_2,$FB3305,GM$3)*AER_CECV!AO2939","v":40.008861045348326},{"$f":"INDEX(Table_2,$FB3305,GN$3)*AER_CECV!AP2939","v":20.00443052267417},{"$f":"INDEX(Table_2,$FB3305,GO$3)*AER_CECV!AQ2939","v":0},{"$f":"INDEX(Table_2,$FB3305,GP$3)*AER_CECV!AR2939","v":0},{"$f":"INDEX(Table_2,$FB3305,GQ$3)*AER_CECV!AS2939","v":0},{"$f":"INDEX(Table_2,$FB3305,GR$3)*AER_CECV!AT2939","v":0},{"$f":"INDEX(Table_2,$FB3305,GS$3)*AER_CECV!AU2939","v":0},{"$f":"INDEX(Table_2,$FB3305,GT$3)*AER_CECV!AV2939","v":0},{"$f":"INDEX(Table_2,$FB3305,GU$3)*AER_CECV!AW2939","v":0},{"$f":"INDEX(Table_2,$FB3305,GV$3)*AER_CECV!AX2939","v":0},{"$f":"INDEX(Table_2,$FB3305,GW$3)*AER_CECV!AY2939","v":0},{"$f":"INDEX(Table_2,$FB3305,GX$3)*AER_CECV!AZ2939","v":0},31203.809755194783,2032]
[null,null,null,null,null,null,null,null,null,null,null,null,null,null,null,null,null,null,null,null,null,null,null,null,null,null,null,null,null,null,null,null,null,null,null,null,null,null,null,null,null,null,null,null,null,null,null,null,null,null,null,null,null,null,null,2032,null,null,null,null,null,null,null,null,null,null,null,null,null,null,null,null,null,null,null,null,null,null,null,null,null,null,null,null,null,null,null,null,null,null,null,null,null,null,null,null,null,null,null,null,null,null,null,null,null,null,null,null,null,null,null,null,null,null,null,null,null,null,null,null,null,null,null,null,null,null,null,null,null,null,null,null,null,null,null,null,null,null,null,null,null,null,null,null,null,null,null,null,null,null,null,null,null,null,null,null,null,74,{"$f":"INDEX(Table_2,$FB3362,FC$3)*AER_CECV!E2996","v":0},{"$f":"INDEX(Table_2,$FB3362,FD$3)*AER_CECV!F2996","v":0},{"$f":"INDEX(Table_2,$FB3362,FE$3)*AER_CECV!G2996","v":0},{"$f":"INDEX(Table_2,$FB3362,FF$3)*AER_CECV!H2996","v":0},{"$f":"INDEX(Table_2,$FB3362,FG$3)*AER_CECV!I2996","v":0},{"$f":"INDEX(Table_2,$FB3362,FH$3)*AER_CECV!J2996","v":0},{"$f":"INDEX(Table_2,$FB3362,FI$3)*AER_CECV!K2996","v":0},{"$f":"INDEX(Table_2,$FB3362,FJ$3)*AER_CECV!L2996","v":0},{"$f":"INDEX(Table_2,$FB3362,FK$3)*AER_CECV!M2996","v":0},{"$f":"INDEX(Table_2,$FB3362,FL$3)*AER_CECV!N2996","v":0},{"$f":"INDEX(Table_2,$FB3362,FM$3)*AER_CECV!O2996","v":0},{"$f":"INDEX(Table_2,$FB3362,FN$3)*AER_CECV!P2996","v":2.7215346919245249},{"$f":"INDEX(Table_2,$FB3362,FO$3)*AER_CECV!Q2996","v":9.829600535235782},{"$f":"INDEX(Table_2,$FB3362,FP$3)*AER_CECV!R2996","v":180.6056873490007},{"$f":"INDEX(Table_2,$FB3362,FQ$3)*AER_CECV!S2996","v":352.27687830258759},{"$f":"INDEX(Table_2,$FB3362,FR$3)*AER_CECV!T2996","v":526.14711665339905},{"$f":"INDEX(Table_2,$FB3362,FS$3)*AER_CECV!U2996","v":740.55062834219041},{"$f":"INDEX(Table_2,$FB3362,FT$3)*AER_CECV!V2996","v":940.00339980177},{"$f":"INDEX(Table_2,$FB3362,FU$3)*AER_CECV!W2996","v":999.11678707316844},{"$f":"INDEX(Table_2,$FB3362,FV$3)*AER_CECV!X2996","v":1115.5014846737795},{"$f":"INDEX(Table_2,$FB3362,FW$3)*AER_CECV!Y2996","v":1264.4907715783622},{"$f":"INDEX(Table_2,$FB3362,FX$3)*AER_CECV!Z2996","v":1262.6538676512073},{"$f":"INDEX(Table_2,$FB3362,FY$3)*AER_CECV!AA2996","v":1313.6528509058462},{"$f":"INDEX(Table_2,$FB3362,FZ$3)*AER_CECV!AB2996","v":1384.5768789302349},{"$f":"INDEX(Table_2,$FB3362,GA$3)*AER_CECV!AC2996","v":1487.8503801244724},{"$f":"INDEX(Table_2,$FB3362,GB$3)*AER_CECV!AD2996","v":1450.1195889761857},{"$f":"INDEX(Table_2,$FB3362,GC$3)*AER_CECV!AE2996","v":1561.2040624450945},{"$f":"INDEX(Table_2,$FB3362,GD$3)*AER_CECV!AF2996","v":1395.2935664802112},{"$f":"INDEX(Table_2,$FB3362,GE$3)*AER_CECV!AG2996","v":1341.0165076429116},{"$f":"INDEX(Table_2,$FB3362,GF$3)*AER_CECV!AH2996","v":1077.125554055232},{"$f":"INDEX(Table_2,$FB3362,GG$3)*AER_CECV!AI2996","v":914.77047379935254},{"$f":"INDEX(Table_2,$FB3362,GH$3)*AER_CECV!AJ2996","v":640.57716191500606},{"$f":"INDEX(Table_2,$FB3362,GI$3)*AER_CECV!AK2996","v":511.05919077878633},{"$f":"INDEX(Table_2,$FB3362,GJ$3)*AER_CECV!AL2996","v":316.00449803770181},{"$f":"INDEX(Table_2,$FB3362,GK$3)*AER_CECV!AM2996","v":108.31508310144417},{"$f":"INDEX(Table_2,$FB3362,GL$3)*AER_CECV!AN2996","v":31.069266498604804},{"$f":"INDEX(Table_2,$FB3362,GM$3)*AER_CECV!AO2996","v":23.166840891089635},{"$f":"INDEX(Table_2,$FB3362,GN$3)*AER_CECV!AP2996","v":11.584886506779133},{"$f":"INDEX(Table_2,$FB3362,GO$3)*AER_CECV!AQ2996","v":0},{"$f":"INDEX(Table_2,$FB3362,GP$3)*AER_CECV!AR2996","v":0},{"$f":"INDEX(Table_2,$FB3362,GQ$3)*AER_CECV!AS2996","v":0},{"$f":"INDEX(Table_2,$FB3362,GR$3)*AER_CECV!AT2996","v":0},{"$f":"INDEX(Table_2,$FB3362,GS$3)*AER_CECV!AU2996","v":0},{"$f":"INDEX(Table_2,$FB3362,GT$3)*AER_CECV!AV2996","v":0},{"$f":"INDEX(Table_2,$FB3362,GU$3)*AER_CECV!AW2996","v":0},{"$f":"INDEX(Table_2,$FB3362,GV$3)*AER_CECV!AX2996","v":0},{"$f":"INDEX(Table_2,$FB3362,GW$3)*AER_CECV!AY2996","v":0},{"$f":"INDEX(Table_2,$FB3362,GX$3)*AER_CECV!AZ2996","v":0},20961.284547741576,2032]
[null,null,null,null,null,null,null,null,null,null,null,null,null,null,null,null,null,null,null,null,null,null,null,null,null,null,null,null,null,null,null,null,null,null,null,null,null,null,null,null,null,null,null,null,null,null,null,null,null,null,null,null,null,null,null,2032,null,null,null,null,null,null,null,null,null,null,null,null,null,null,null,null,null,null,null,null,null,null,null,null,null,null,null,null,null,null,null,null,null,null,null,null,null,null,null,null,null,null,null,null,null,null,null,null,null,null,null,null,null,null,null,null,null,null,null,null,null,null,null,null,null,null,null,null,null,null,null,null,null,null,null,null,null,null,null,null,null,null,null,null,null,null,null,null,null,null,null,null,null,null,null,null,null,null,null,null,null,{"$f":"FB3418+1","v":131},{"$f":"INDEX(Table_2,$FB3419,FC$3)*AER_CECV!E3053","v":0},{"$f":"INDEX(Table_2,$FB3419,FD$3)*AER_CECV!F3053","v":0},{"$f":"INDEX(Table_2,$FB3419,FE$3)*AER_CECV!G3053","v":0},{"$f":"INDEX(Table_2,$FB3419,FF$3)*AER_CECV!H3053","v":0},{"$f":"INDEX(Table_2,$FB3419,FG$3)*AER_CECV!I3053","v":0},{"$f":"INDEX(Table_2,$FB3419,FH$3)*AER_CECV!J3053","v":0},{"$f":"INDEX(Table_2,$FB3419,FI$3)*AER_CECV!K3053","v":0},{"$f":"INDEX(Table_2,$FB3419,FJ$3)*AER_CECV!L3053","v":0},{"$f":"INDEX(Table_2,$FB3419,FK$3)*AER_CECV!M3053","v":0},{"$f":"INDEX(Table_2,$FB3419,FL$3)*AER_CECV!N3053","v":0},{"$f":"INDEX(Table_2,$FB3419,FM$3)*AER_CECV!O3053","v":0},{"$f":"INDEX(Table_2,$FB3419,FN$3)*AER_CECV!P3053","v":27.476536809449836},{"$f":"INDEX(Table_2,$FB3419,FO$3)*AER_CECV!Q3053","v":87.157143951665532},{"$f":"INDEX(Table_2,$FB3419,FP$3)*AER_CECV!R3053","v":182.09182140490617},{"$f":"INDEX(Table_2,$FB3419,FQ$3)*AER_CECV!S3053","v":392.00662577171499},{"$f":"INDEX(Table_2,$FB3419,FR$3)*AER_CECV!T3053","v":622.35513885592445},{"$f":"INDEX(Table_2,$FB3419,FS$3)*AER_CECV!U3053","v":972.95518242866774},{"$f":"INDEX(Table_2,$FB3419,FT$3)*AER_CECV!V3053","v":964.38234361181003},{"$f":"INDEX(Table_2,$FB3419,FU$3)*AER_CECV!W3053","v":818.12606272422875},{"$f":"INDEX(Table_2,$FB3419,FV$3)*AER_CECV!X3053","v":927.26278302932417},{"$f":"INDEX(Table_2,$FB3419,FW$3)*AER_CECV!Y3053","v":1125.7332706223101},{"$f":"INDEX(Table_2,$FB3419,FX$3)*AER_CECV!Z3053","v":1406.0394191251535},{"$f":"INDEX(Table_2,$FB3419,FY$3)*AER_CECV!AA3053","v":1553.2860823537926},{"$f":"INDEX(Table_2,$FB3419,FZ$3)*AER_CECV!AB3053","v":1520.9840858956825},{"$f":"INDEX(Table_2,$FB3419,GA$3)*AER_CECV!AC3053","v":1166.5240407839967},{"$f":"INDEX(Table_2,$FB3419,GB$3)*AER_CECV!AD3053","v":0},{"$f":"INDEX(Table_2,$FB3419,GC$3)*AER_CECV!AE3053","v":0},{"$f":"INDEX(Table_2,$FB3419,GD$3)*AER_CECV!AF3053","v":1054.3580677601424},{"$f":"INDEX(Table_2,$FB3419,GE$3)*AER_CECV!AG3053","v":1048.1282705845763},{"$f":"INDEX(Table_2,$FB3419,GF$3)*AER_CECV!AH3053","v":0},{"$f":"INDEX(Table_2,$FB3419,GG$3)*AER_CECV!AI3053","v":607.81758556912007},{"$f":"INDEX(Table_2,$FB3419,GH$3)*AER_CECV!AJ3053","v":553.84711540408296},{"$f":"INDEX(Table_2,$FB3419,GI$3)*AER_CECV!AK3053","v":374.96006883582425},{"$f":"INDEX(Table_2,$FB3419,GJ$3)*AER_CECV!AL3053","v":248.3695365036873},{"$f":"INDEX(Table_2,$FB3419,GK$3)*AER_CECV!AM3053","v":196.05034475305104},{"$f":"INDEX(Table_2,$FB3419,GL$3)*AER_CECV!AN3053","v":62.246982027286137},{"$f":"INDEX(Table_2,$FB3419,GM$3)*AER_CECV!AO3053","v":15.691224971677299},{"$f":"INDEX(Table_2,$FB3419,GN$3)*AER_CECV!AP3053","v":21.933309806076025},{"$f":"INDEX(Table_2,$FB3419,GO$3)*AER_CECV!AQ3053","v":0.1495655322930648},{"$f":"INDEX(Table_2,$FB3419,GP$3)*AER_CECV!AR3053","v":0},{"$f":"INDEX(Table_2,$FB3419,GQ$3)*AER_CECV!AS3053","v":0},{"$f":"INDEX(Table_2,$FB3419,GR$3)*AER_CECV!AT3053","v":0},{"$f":"INDEX(Table_2,$FB3419,GS$3)*AER_CECV!AU3053","v":0},{"$f":"INDEX(Table_2,$FB3419,GT$3)*AER_CECV!AV3053","v":0},{"$f":"INDEX(Table_2,$FB3419,GU$3)*AER_CECV!AW3053","v":0},{"$f":"INDEX(Table_2,$FB3419,GV$3)*AER_CECV!AX3053","v":0},{"$f":"INDEX(Table_2,$FB3419,GW$3)*AER_CECV!AY3053","v":0},{"$f":"INDEX(Table_2,$FB3419,GX$3)*AER_CECV!AZ3053","v":0},15949.932609116446,2032]
[null,null,null,null,null,null,null,null,null,null,null,null,null,null,null,null,null,null,null,null,null,null,null,null,null,null,null,null,null,null,null,null,null,null,null,null,null,null,null,null,null,null,null,null,null,null,null,null,null,null,null,null,null,null,null,2032,null,null,null,null,null,null,null,null,null,null,null,null,null,null,null,null,null,null,null,null,null,null,null,null,null,null,null,null,null,null,null,null,null,null,null,null,null,null,null,null,null,null,null,null,null,null,null,null,null,null,null,null,null,null,null,null,null,null,null,null,null,null,null,null,null,null,null,null,null,null,null,null,null,null,null,null,null,null,null,null,null,null,null,null,null,null,null,null,null,null,null,null,null,null,null,null,null,null,null,null,null,192,{"$f":"INDEX(Table_2,$FB3480,FC$3)*AER_CECV!E3114","v":0},{"$f":"INDEX(Table_2,$FB3480,FD$3)*AER_CECV!F3114","v":0},{"$f":"INDEX(Table_2,$FB3480,FE$3)*AER_CECV!G3114","v":0},{"$f":"INDEX(Table_2,$FB3480,FF$3)*AER_CECV!H3114","v":0},{"$f":"INDEX(Table_2,$FB3480,FG$3)*AER_CECV!I3114","v":0},{"$f":"INDEX(Table_2,$FB3480,FH$3)*AER_CECV!J3114","v":0},{"$f":"INDEX(Table_2,$FB3480,FI$3)*AER_CECV!K3114","v":0},{"$f":"INDEX(Table_2,$FB3480,FJ$3)*AER_CECV!L3114","v":0},{"$f":"INDEX(Table_2,$FB3480,FK$3)*AER_CECV!M3114","v":0},{"$f":"INDEX(Table_2,$FB3480,FL$3)*AER_CECV!N3114","v":0},{"$f":"INDEX(Table_2,$FB3480,FM$3)*AER_CECV!O3114","v":0},{"$f":"INDEX(Table_2,$FB3480,FN$3)*AER_CECV!P3114","v":35.643885172880431},{"$f":"INDEX(Table_2,$FB3480,FO$3)*AER_CECV!Q3114","v":72.185475863110966},{"$f":"INDEX(Table_2,$FB3480,FP$3)*AER_CECV!R3114","v":216.71441309515103},{"$f":"INDEX(Table_2,$FB3480,FQ$3)*AER_CECV!S3114","v":391.48123998978014},{"$f":"INDEX(Table_2,$FB3480,FR$3)*AER_CECV!T3114","v":673.47320066241798},{"$f":"INDEX(Table_2,$FB3480,FS$3)*AER_CECV!U3114","v":796.63539594818542},{"$f":"INDEX(Table_2,$FB3480,FT$3)*AER_CECV!V3114","v":982.71079044143153},{"$f":"INDEX(Table_2,$FB3480,FU$3)*AER_CECV!W3114","v":1065.7362415203754},{"$f":"INDEX(Table_2,$FB3480,FV$3)*AER_CECV!X3114","v":1183.0359210825582},{"$f":"INDEX(Table_2,$FB3480,FW$3)*AER_CECV!Y3114","v":1354.274892186231},{"$f":"INDEX(Table_2,$FB3480,FX$3)*AER_CECV!Z3114","v":1391.7280483175623},{"$f":"INDEX(Table_2,$FB3480,FY$3)*AER_CECV!AA3114","v":1501.815079865037},{"$f":"INDEX(Table_2,$FB3480,FZ$3)*AER_CECV!AB3114","v":1564.3885997732957},{"$f":"INDEX(Table_2,$FB3480,GA$3)*AER_CECV!AC3114","v":1840.8079222937222},{"$f":"INDEX(Table_2,$FB3480,GB$3)*AER_CECV!AD3114","v":1555.0415100313621},{"$f":"INDEX(Table_2,$FB3480,GC$3)*AER_CECV!AE3114","v":1588.0416382526589},{"$f":"INDEX(Table_2,$FB3480,GD$3)*AER_CECV!AF3114","v":1412.3630662355597},{"$f":"INDEX(Table_2,$FB3480,GE$3)*AER_CECV!AG3114","v":1293.1594323651716},{"$f":"INDEX(Table_2,$FB3480,GF$3)*AER_CECV!AH3114","v":1141.1169046626226},{"$f":"INDEX(Table_2,$FB3480,GG$3)*AER_CECV!AI3114","v":1141.101567345132},{"$f":"INDEX(Table_2,$FB3480,GH$3)*AER_CECV!AJ3114","v":1050.2526158745893},{"$f":"INDEX(Table_2,$FB3480,GI$3)*AER_CECV!AK3114","v":726.47762841254075},{"$f":"INDEX(Table_2,$FB3480,GJ$3)*AER_CECV!AL3114","v":533.70040811951401},{"$f":"INDEX(Table_2,$FB3480,GK$3)*AER_CECV!AM3114","v":392.46948426255136},{"$f":"INDEX(Table_2,$FB3480,GL$3)*AER_CECV!AN3114","v":218.38766036720244},{"$f":"INDEX(Table_2,$FB3480,GM$3)*AER_CECV!AO3114","v":102.25153187806623},{"$f":"INDEX(Table_2,$FB3480,GN$3)*AER_CECV!AP3114","v":28.629805116657952},{"$f":"INDEX(Table_2,$FB3480,GO$3)*AER_CECV!AQ3114","v":8.4914258924803256},{"$f":"INDEX(Table_2,$FB3480,GP$3)*AER_CECV!AR3114","v":0},{"$f":"INDEX(Table_2,$FB3480,GQ$3)*AER_CECV!AS3114","v":0},{"$f":"INDEX(Table_2,$FB3480,GR$3)*AER_CECV!AT3114","v":0},{"$f":"INDEX(Table_2,$FB3480,GS$3)*AER_CECV!AU3114","v":0},{"$f":"INDEX(Table_2,$FB3480,GT$3)*AER_CECV!AV3114","v":0},{"$f":"INDEX(Table_2,$FB3480,GU$3)*AER_CECV!AW3114","v":0},{"$f":"INDEX(Table_2,$FB3480,GV$3)*AER_CECV!AX3114","v":0},{"$f":"INDEX(Table_2,$FB3480,GW$3)*AER_CECV!AY3114","v":0},{"$f":"INDEX(Table_2,$FB3480,GX$3)*AER_CECV!AZ3114","v":0},24262.115785027854,2032]
[null,null,null,null,null,null,null,null,null,null,null,null,null,null,null,null,null,null,null,null,null,null,null,null,null,null,null,null,null,null,null,null,null,null,null,null,null,null,null,null,null,null,null,null,null,null,null,null,null,null,null,null,null,null,null,2032,null,null,null,null,null,null,null,null,null,null,null,null,null,null,null,null,null,null,null,null,null,null,null,null,null,null,null,null,null,null,null,null,null,null,null,null,null,null,null,null,null,null,null,null,null,null,null,null,null,null,null,null,null,null,null,null,null,null,null,null,null,null,null,null,null,null,null,null,null,null,null,null,null,null,null,null,null,null,null,null,null,null,null,null,null,null,null,null,null,null,null,null,null,null,null,null,null,null,null,null,null,249,{"$f":"INDEX(Table_2,$FB3537,FC$3)*AER_CECV!E3171","v":0},{"$f":"INDEX(Table_2,$FB3537,FD$3)*AER_CECV!F3171","v":0},{"$f":"INDEX(Table_2,$FB3537,FE$3)*AER_CECV!G3171","v":0},{"$f":"INDEX(Table_2,$FB3537,FF$3)*AER_CECV!H3171","v":0},{"$f":"INDEX(Table_2,$FB3537,FG$3)*AER_CECV!I3171","v":0},{"$f":"INDEX(Table_2,$FB3537,FH$3)*AER_CECV!J3171","v":0},{"$f":"INDEX(Table_2,$FB3537,FI$3)*AER_CECV!K3171","v":0},{"$f":"INDEX(Table_2,$FB3537,FJ$3)*AER_CECV!L3171","v":0},{"$f":"INDEX(Table_2,$FB3537,FK$3)*AER_CECV!M3171","v":0},{"$f":"INDEX(Table_2,$FB3537,FL$3)*AER_CECV!N3171","v":0},{"$f":"INDEX(Table_2,$FB3537,FM$3)*AER_CECV!O3171","v":0},{"$f":"INDEX(Table_2,$FB3537,FN$3)*AER_CECV!P3171","v":10.180226107359315},{"$f":"INDEX(Table_2,$FB3537,FO$3)*AER_CECV!Q3171","v":21.973456357105107},{"$f":"INDEX(Table_2,$FB3537,FP$3)*AER_CECV!R3171","v":209.33949586472139},{"$f":"INDEX(Table_2,$FB3537,FQ$3)*AER_CECV!S3171","v":519.84208110261841},{"$f":"INDEX(Table_2,$FB3537,FR$3)*AER_CECV!T3171","v":697.90103532562739},{"$f":"INDEX(Table_2,$FB3537,FS$3)*AER_CECV!U3171","v":1077.4923535023388},{"$f":"INDEX(Table_2,$FB3537,FT$3)*AER_CECV!V3171","v":1266.6477177705901},{"$f":"INDEX(Table_2,$FB3537,FU$3)*AER_CECV!W3171","v":1623.8948435224686},{"$f":"INDEX(Table_2,$FB3537,FV$3)*AER_CECV!X3171","v":1729.3894634955429},{"$f":"INDEX(Table_2,$FB3537,FW$3)*AER_CECV!Y3171","v":2027.6698613832839},{"$f":"INDEX(Table_2,$FB3537,FX$3)*AER_CECV!Z3171","v":2122.68460784117},{"$f":"INDEX(Table_2,$FB3537,FY$3)*AER_CECV!AA3171","v":2410.7451243357982},{"$f":"INDEX(Table_2,$FB3537,FZ$3)*AER_CECV!AB3171","v":2390.9825364223734},{"$f":"INDEX(Table_2,$FB3537,GA$3)*AER_CECV!AC3171","v":2206.4405035473537},{"$f":"INDEX(Table_2,$FB3537,GB$3)*AER_CECV!AD3171","v":2296.5838782535475},{"$f":"INDEX(Table_2,$FB3537,GC$3)*AER_CECV!AE3171","v":2627.9226264543413},{"$f":"INDEX(Table_2,$FB3537,GD$3)*AER_CECV!AF3171","v":2115.4490652923714},{"$f":"INDEX(Table_2,$FB3537,GE$3)*AER_CECV!AG3171","v":1975.0031653502031},{"$f":"INDEX(Table_2,$FB3537,GF$3)*AER_CECV!AH3171","v":1247.4373179894008},{"$f":"INDEX(Table_2,$FB3537,GG$3)*AER_CECV!AI3171","v":1405.0388853576849},{"$f":"INDEX(Table_2,$FB3537,GH$3)*AER_CECV!AJ3171","v":1165.7539538553285},{"$f":"INDEX(Table_2,$FB3537,GI$3)*AER_CECV!AK3171","v":1246.0306057199093},{"$f":"INDEX(Table_2,$FB3537,GJ$3)*AER_CECV!AL3171","v":845.33993047905324},{"$f":"INDEX(Table_2,$FB3537,GK$3)*AER_CECV!AM3171","v":472.04224290790404},{"$f":"INDEX(Table_2,$FB3537,GL$3)*AER_CECV!AN3171","v":236.67119455131888},{"$f":"INDEX(Table_2,$FB3537,GM$3)*AER_CECV!AO3171","v":81.463246466443707},{"$f":"INDEX(Table_2,$FB3537,GN$3)*AER_CECV!AP3171","v":95.203630997698639},{"$f":"INDEX(Table_2,$FB3537,GO$3)*AER_CECV!AQ3171","v":2.0987705808604096},{"$f":"INDEX(Table_2,$FB3537,GP$3)*AER_CECV!AR3171","v":0},{"$f":"INDEX(Table_2,$FB3537,GQ$3)*AER_CECV!AS3171","v":0},{"$f":"INDEX(Table_2,$FB3537,GR$3)*AER_CECV!AT3171","v":0},{"$f":"INDEX(Table_2,$FB3537,GS$3)*AER_CECV!AU3171","v":0},{"$f":"INDEX(Table_2,$FB3537,GT$3)*AER_CECV!AV3171","v":0},{"$f":"INDEX(Table_2,$FB3537,GU$3)*AER_CECV!AW3171","v":0},{"$f":"INDEX(Table_2,$FB3537,GV$3)*AER_CECV!AX3171","v":0},{"$f":"INDEX(Table_2,$FB3537,GW$3)*AER_CECV!AY3171","v":0},{"$f":"INDEX(Table_2,$FB3537,GX$3)*AER_CECV!AZ3171","v":0},34127.221820834413,2032]
[null,null,null,null,null,null,null,null,null,null,null,null,null,null,null,null,null,null,null,null,null,null,null,null,null,null,null,null,null,null,null,null,null,null,null,null,null,null,null,null,null,null,null,null,null,null,null,null,null,null,null,null,null,null,null,2032,null,null,null,null,null,null,null,null,null,null,null,null,null,null,null,null,null,null,null,null,null,null,null,null,null,null,null,null,null,null,null,null,null,null,null,null,null,null,null,null,null,null,null,null,null,null,null,null,null,null,null,null,null,null,null,null,null,null,null,null,null,null,null,null,null,null,null,null,null,null,null,null,null,null,null,null,null,null,null,null,null,null,null,null,null,null,null,null,null,null,null,null,null,null,null,null,null,null,null,null,null,310,{"$f":"INDEX(Table_2,$FB3598,FC$3)*AER_CECV!E3232","v":0},{"$f":"INDEX(Table_2,$FB3598,FD$3)*AER_CECV!F3232","v":0},{"$f":"INDEX(Table_2,$FB3598,FE$3)*AER_CECV!G3232","v":0},{"$f":"INDEX(Table_2,$FB3598,FF$3)*AER_CECV!H3232","v":0},{"$f":"INDEX(Table_2,$FB3598,FG$3)*AER_CECV!I3232","v":0},{"$f":"INDEX(Table_2,$FB3598,FH$3)*AER_CECV!J3232","v":0},{"$f":"INDEX(Table_2,$FB3598,FI$3)*AER_CECV!K3232","v":0},{"$f":"INDEX(Table_2,$FB3598,FJ$3)*AER_CECV!L3232","v":0},{"$f":"INDEX(Table_2,$FB3598,FK$3)*AER_CECV!M3232","v":0},{"$f":"INDEX(Table_2,$FB3598,FL$3)*AER_CECV!N3232","v":0},{"$f":"INDEX(Table_2,$FB3598,FM$3)*AER_CECV!O3232","v":0},{"$f":"INDEX(Table_2,$FB3598,FN$3)*AER_CECV!P3232","v":0},{"$f":"INDEX(Table_2,$FB3598,FO$3)*AER_CECV!Q3232","v":0},{"$f":"INDEX(Table_2,$FB3598,FP$3)*AER_CECV!R3232","v":70.691357686057245},{"$f":"INDEX(Table_2,$FB3598,FQ$3)*AER_CECV!S3232","v":154.82543732516166},{"$f":"INDEX(Table_2,$FB3598,FR$3)*AER_CECV!T3232","v":415.91966018131171},{"$f":"INDEX(Table_2,$FB3598,FS$3)*AER_CECV!U3232","v":744.20736900070756},{"$f":"INDEX(Table_2,$FB3598,FT$3)*AER_CECV!V3232","v":997.62762905401519},{"$f":"INDEX(Table_2,$FB3598,FU$3)*AER_CECV!W3232","v":1207.4393405335936},{"$f":"INDEX(Table_2,$FB3598,FV$3)*AER_CECV!X3232","v":1301.0725633899169},{"$f":"INDEX(Table_2,$FB3598,FW$3)*AER_CECV!Y3232","v":1277.0421960222545},{"$f":"INDEX(Table_2,$FB3598,FX$3)*AER_CECV!Z3232","v":1255.022541909796},{"$f":"INDEX(Table_2,$FB3598,FY$3)*AER_CECV!AA3232","v":1319.1316732708547},{"$f":"INDEX(Table_2,$FB3598,FZ$3)*AER_CECV!AB3232","v":1384.2702856184346},{"$f":"INDEX(Table_2,$FB3598,GA$3)*AER_CECV!AC3232","v":1545.8847784180832},{"$f":"INDEX(Table_2,$FB3598,GB$3)*AER_CECV!AD3232","v":1556.5987974975435},{"$f":"INDEX(Table_2,$FB3598,GC$3)*AER_CECV!AE3232","v":1602.7627447795935},{"$f":"INDEX(Table_2,$FB3598,GD$3)*AER_CECV!AF3232","v":1416.5144321066091},{"$f":"INDEX(Table_2,$FB3598,GE$3)*AER_CECV!AG3232","v":1315.6844337864254},{"$f":"INDEX(Table_2,$FB3598,GF$3)*AER_CECV!AH3232","v":1118.090317262446},{"$f":"INDEX(Table_2,$FB3598,GG$3)*AER_CECV!AI3232","v":859.94093876738395},{"$f":"INDEX(Table_2,$FB3598,GH$3)*AER_CECV!AJ3232","v":529.93357082048828},{"$f":"INDEX(Table_2,$FB3598,GI$3)*AER_CECV!AK3232","v":499.46137550054897},{"$f":"INDEX(Table_2,$FB3598,GJ$3)*AER_CECV!AL3232","v":224.21187455431439},{"$f":"INDEX(Table_2,$FB3598,GK$3)*AER_CECV!AM3232","v":64.940119568180407},{"$f":"INDEX(Table_2,$FB3598,GL$3)*AER_CECV!AN3232","v":56.707856902306744},{"$f":"INDEX(Table_2,$FB3598,GM$3)*AER_CECV!AO3232","v":50.434017158344915},{"$f":"INDEX(Table_2,$FB3598,GN$3)*AER_CECV!AP3232","v":25.217008579172457},{"$f":"INDEX(Table_2,$FB3598,GO$3)*AER_CECV!AQ3232","v":0},{"$f":"INDEX(Table_2,$FB3598,GP$3)*AER_CECV!AR3232","v":0},{"$f":"INDEX(Table_2,$FB3598,GQ$3)*AER_CECV!AS3232","v":0},{"$f":"INDEX(Table_2,$FB3598,GR$3)*AER_CECV!AT3232","v":0},{"$f":"INDEX(Table_2,$FB3598,GS$3)*AER_CECV!AU3232","v":0},{"$f":"INDEX(Table_2,$FB3598,GT$3)*AER_CECV!AV3232","v":0},{"$f":"INDEX(Table_2,$FB3598,GU$3)*AER_CECV!AW3232","v":0},{"$f":"INDEX(Table_2,$FB3598,GV$3)*AER_CECV!AX3232","v":0},{"$f":"INDEX(Table_2,$FB3598,GW$3)*AER_CECV!AY3232","v":0},{"$f":"INDEX(Table_2,$FB3598,GX$3)*AER_CECV!AZ3232","v":0},20993.632319693548,2032]
[null,null,null,null,null,null,null,null,null,null,null,null,null,null,null,null,null,null,null,null,null,null,null,null,null,null,null,null,null,null,null,null,null,null,null,null,null,null,null,null,null,null,null,null,null,null,null,null,null,null,null,null,null,null,null,2033,null,null,null,null,null,null,null,null,null,null,null,null,null,null,null,null,null,null,null,null,null,null,null,null,null,null,null,null,null,null,null,null,null,null,null,null,null,null,null,null,null,null,null,null,null,null,null,null,null,null,null,null,null,null,null,null,null,null,null,null,null,null,null,null,null,null,null,null,null,null,null,null,null,null,null,null,null,null,null,null,null,null,null,null,null,null,null,null,null,null,null,null,null,null,null,null,null,null,null,null,null,{"$f":"FB3654+1","v":2},{"$f":"INDEX(Table_2,$FB3655,FC$3)*AER_CECV!E3289","v":0},{"$f":"INDEX(Table_2,$FB3655,FD$3)*AER_CECV!F3289","v":0},{"$f":"INDEX(Table_2,$FB3655,FE$3)*AER_CECV!G3289","v":0},{"$f":"INDEX(Table_2,$FB3655,FF$3)*AER_CECV!H3289","v":0},{"$f":"INDEX(Table_2,$FB3655,FG$3)*AER_CECV!I3289","v":0},{"$f":"INDEX(Table_2,$FB3655,FH$3)*AER_CECV!J3289","v":0},{"$f":"INDEX(Table_2,$FB3655,FI$3)*AER_CECV!K3289","v":0},{"$f":"INDEX(Table_2,$FB3655,FJ$3)*AER_CECV!L3289","v":0},{"$f":"INDEX(Table_2,$FB3655,FK$3)*AER_CECV!M3289","v":0},{"$f":"INDEX(Table_2,$FB3655,FL$3)*AER_CECV!N3289","v":0},{"$f":"INDEX(Table_2,$FB3655,FM$3)*AER_CECV!O3289","v":0},{"$f":"INDEX(Table_2,$FB3655,FN$3)*AER_CECV!P3289","v":0},{"$f":"INDEX(Table_2,$FB3655,FO$3)*AER_CECV!Q3289","v":0},{"$f":"INDEX(Table_2,$FB3655,FP$3)*AER_CECV!R3289","v":22.68936126951148},{"$f":"INDEX(Table_2,$FB3655,FQ$3)*AER_CECV!S3289","v":85.89932131530378},{"$f":"INDEX(Table_2,$FB3655,FR$3)*AER_CECV!T3289","v":242.22206513477377},{"$f":"INDEX(Table_2,$FB3655,FS$3)*AER_CECV!U3289","v":453.02372830122829},{"$f":"INDEX(Table_2,$FB3655,FT$3)*AER_CECV!V3289","v":711.15967051530811},{"$f":"INDEX(Table_2,$FB3655,FU$3)*AER_CECV!W3289","v":849.92186261041775},{"$f":"INDEX(Table_2,$FB3655,FV$3)*AER_CECV!X3289","v":988.73652829399555},{"$f":"INDEX(Table_2,$FB3655,FW$3)*AER_CECV!Y3289","v":1186.9453974327237},{"$f":"INDEX(Table_2,$FB3655,FX$3)*AER_CECV!Z3289","v":1343.2519992337266},{"$f":"INDEX(Table_2,$FB3655,FY$3)*AER_CECV!AA3289","v":1626.6228844916554},{"$f":"INDEX(Table_2,$FB3655,FZ$3)*AER_CECV!AB3289","v":1483.2163145383631},{"$f":"INDEX(Table_2,$FB3655,GA$3)*AER_CECV!AC3289","v":1409.1139608779406},{"$f":"INDEX(Table_2,$FB3655,GB$3)*AER_CECV!AD3289","v":1247.9176956782915},{"$f":"INDEX(Table_2,$FB3655,GC$3)*AER_CECV!AE3289","v":1462.6315536954305},{"$f":"INDEX(Table_2,$FB3655,GD$3)*AER_CECV!AF3289","v":1313.3767979110557},{"$f":"INDEX(Table_2,$FB3655,GE$3)*AER_CECV!AG3289","v":1248.0153808970686},{"$f":"INDEX(Table_2,$FB3655,GF$3)*AER_CECV!AH3289","v":1027.2632921622471},{"$f":"INDEX(Table_2,$FB3655,GG$3)*AER_CECV!AI3289","v":882.83142610378945},{"$f":"INDEX(Table_2,$FB3655,GH$3)*AER_CECV!AJ3289","v":543.07322847110993},{"$f":"INDEX(Table_2,$FB3655,GI$3)*AER_CECV!AK3289","v":367.01872386120044},{"$f":"INDEX(Table_2,$FB3655,GJ$3)*AER_CECV!AL3289","v":179.7295742986926},{"$f":"INDEX(Table_2,$FB3655,GK$3)*AER_CECV!AM3289","v":76.777035006177968},{"$f":"INDEX(Table_2,$FB3655,GL$3)*AER_CECV!AN3289","v":60.674827318108932},{"$f":"INDEX(Table_2,$FB3655,GM$3)*AER_CECV!AO3289","v":26.873987271668383},{"$f":"INDEX(Table_2,$FB3655,GN$3)*AER_CECV!AP3289","v":13.43657730219199},{"$f":"INDEX(Table_2,$FB3655,GO$3)*AER_CECV!AQ3289","v":0},{"$f":"INDEX(Table_2,$FB3655,GP$3)*AER_CECV!AR3289","v":0},{"$f":"INDEX(Table_2,$FB3655,GQ$3)*AER_CECV!AS3289","v":0},{"$f":"INDEX(Table_2,$FB3655,GR$3)*AER_CECV!AT3289","v":0},{"$f":"INDEX(Table_2,$FB3655,GS$3)*AER_CECV!AU3289","v":0},{"$f":"INDEX(Table_2,$FB3655,GT$3)*AER_CECV!AV3289","v":0},{"$f":"INDEX(Table_2,$FB3655,GU$3)*AER_CECV!AW3289","v":0},{"$f":"INDEX(Table_2,$FB3655,GV$3)*AER_CECV!AX3289","v":0},{"$f":"INDEX(Table_2,$FB3655,GW$3)*AER_CECV!AY3289","v":0},{"$f":"INDEX(Table_2,$FB3655,GX$3)*AER_CECV!AZ3289","v":0},18852.423193991981,2033]
[null,null,null,null,null,null,null,null,null,null,null,null,null,null,null,null,null,null,null,null,null,null,null,null,null,null,null,null,null,null,null,null,null,null,null,null,null,null,null,null,null,null,null,null,null,null,null,null,null,null,null,null,null,null,null,2033,null,null,null,null,null,null,null,null,null,null,null,null,null,null,null,null,null,null,null,null,null,null,null,null,null,null,null,null,null,null,null,null,null,null,null,null,null,null,null,null,null,null,null,null,null,null,null,null,null,null,null,null,null,null,null,null,null,null,null,null,null,null,null,null,null,null,null,null,null,null,null,null,null,null,null,null,null,null,null,null,null,null,null,null,null,null,null,null,null,null,null,null,null,null,null,null,null,null,null,null,null,122,{"$f":"INDEX(Table_2,$FB3775,FC$3)*AER_CECV!E3409","v":0},{"$f":"INDEX(Table_2,$FB3775,FD$3)*AER_CECV!F3409","v":0},{"$f":"INDEX(Table_2,$FB3775,FE$3)*AER_CECV!G3409","v":0},{"$f":"INDEX(Table_2,$FB3775,FF$3)*AER_CECV!H3409","v":0},{"$f":"INDEX(Table_2,$FB3775,FG$3)*AER_CECV!I3409","v":0},{"$f":"INDEX(Table_2,$FB3775,FH$3)*AER_CECV!J3409","v":0},{"$f":"INDEX(Table_2,$FB3775,FI$3)*AER_CECV!K3409","v":0},{"$f":"INDEX(Table_2,$FB3775,FJ$3)*AER_CECV!L3409","v":0},{"$f":"INDEX(Table_2,$FB3775,FK$3)*AER_CECV!M3409","v":0},{"$f":"INDEX(Table_2,$FB3775,FL$3)*AER_CECV!N3409","v":0},{"$f":"INDEX(Table_2,$FB3775,FM$3)*AER_CECV!O3409","v":0},{"$f":"INDEX(Table_2,$FB3775,FN$3)*AER_CECV!P3409","v":106.41241342408765},{"$f":"INDEX(Table_2,$FB3775,FO$3)*AER_CECV!Q3409","v":298.14857378223928},{"$f":"INDEX(Table_2,$FB3775,FP$3)*AER_CECV!R3409","v":682.02199225521463},{"$f":"INDEX(Table_2,$FB3775,FQ$3)*AER_CECV!S3409","v":1181.4915078355407},{"$f":"INDEX(Table_2,$FB3775,FR$3)*AER_CECV!T3409","v":1863.8705248281428},{"$f":"INDEX(Table_2,$FB3775,FS$3)*AER_CECV!U3409","v":2449.5935012492801},{"$f":"INDEX(Table_2,$FB3775,FT$3)*AER_CECV!V3409","v":2954.7781578369718},{"$f":"INDEX(Table_2,$FB3775,FU$3)*AER_CECV!W3409","v":3260.6796344726577},{"$f":"INDEX(Table_2,$FB3775,FV$3)*AER_CECV!X3409","v":3382.8430531187396},{"$f":"INDEX(Table_2,$FB3775,FW$3)*AER_CECV!Y3409","v":2087.1882440212985},{"$f":"INDEX(Table_2,$FB3775,FX$3)*AER_CECV!Z3409","v":2087.9157990440508},{"$f":"INDEX(Table_2,$FB3775,FY$3)*AER_CECV!AA3409","v":1402.8701357376112},{"$f":"INDEX(Table_2,$FB3775,FZ$3)*AER_CECV!AB3409","v":1298.8676151233319},{"$f":"INDEX(Table_2,$FB3775,GA$3)*AER_CECV!AC3409","v":1395.4236938271777},{"$f":"INDEX(Table_2,$FB3775,GB$3)*AER_CECV!AD3409","v":2062.8974860646131},{"$f":"INDEX(Table_2,$FB3775,GC$3)*AER_CECV!AE3409","v":2031.9990170643541},{"$f":"INDEX(Table_2,$FB3775,GD$3)*AER_CECV!AF3409","v":3309.9416392102439},{"$f":"INDEX(Table_2,$FB3775,GE$3)*AER_CECV!AG3409","v":2990.9150082741112},{"$f":"INDEX(Table_2,$FB3775,GF$3)*AER_CECV!AH3409","v":2520.34888840646},{"$f":"INDEX(Table_2,$FB3775,GG$3)*AER_CECV!AI3409","v":2195.4815264942508},{"$f":"INDEX(Table_2,$FB3775,GH$3)*AER_CECV!AJ3409","v":1583.8391854686799},{"$f":"INDEX(Table_2,$FB3775,GI$3)*AER_CECV!AK3409","v":1044.1172520831185},{"$f":"INDEX(Table_2,$FB3775,GJ$3)*AER_CECV!AL3409","v":774.13768637055364},{"$f":"INDEX(Table_2,$FB3775,GK$3)*AER_CECV!AM3409","v":622.83639164554711},{"$f":"INDEX(Table_2,$FB3775,GL$3)*AER_CECV!AN3409","v":169.60555070928541},{"$f":"INDEX(Table_2,$FB3775,GM$3)*AER_CECV!AO3409","v":35.328133273815062},{"$f":"INDEX(Table_2,$FB3775,GN$3)*AER_CECV!AP3409","v":50.233608062654554},{"$f":"INDEX(Table_2,$FB3775,GO$3)*AER_CECV!AQ3409","v":0},{"$f":"INDEX(Table_2,$FB3775,GP$3)*AER_CECV!AR3409","v":0},{"$f":"INDEX(Table_2,$FB3775,GQ$3)*AER_CECV!AS3409","v":0},{"$f":"INDEX(Table_2,$FB3775,GR$3)*AER_CECV!AT3409","v":0},{"$f":"INDEX(Table_2,$FB3775,GS$3)*AER_CECV!AU3409","v":0},{"$f":"INDEX(Table_2,$FB3775,GT$3)*AER_CECV!AV3409","v":0},{"$f":"INDEX(Table_2,$FB3775,GU$3)*AER_CECV!AW3409","v":0},{"$f":"INDEX(Table_2,$FB3775,GV$3)*AER_CECV!AX3409","v":0},{"$f":"INDEX(Table_2,$FB3775,GW$3)*AER_CECV!AY3409","v":0},{"$f":"INDEX(Table_2,$FB3775,GX$3)*AER_CECV!AZ3409","v":0},43843.786219684021,2033]
[null,null,null,null,null,null,null,null,null,null,null,null,null,null,null,null,null,null,null,null,null,null,null,null,null,null,null,null,null,null,null,null,null,null,null,null,null,null,null,null,null,null,null,null,null,null,null,null,null,null,null,null,null,null,null,2033,null,null,null,null,null,null,null,null,null,null,null,null,null,null,null,null,null,null,null,null,null,null,null,null,null,null,null,null,null,null,null,null,null,null,null,null,null,null,null,null,null,null,null,null,null,null,null,null,null,null,null,null,null,null,null,null,null,null,null,null,null,null,null,null,null,null,null,null,null,null,null,null,null,null,null,null,null,null,null,null,null,null,null,null,null,null,null,null,null,null,null,null,null,null,null,null,null,null,null,null,null,183,{"$f":"INDEX(Table_2,$FB3836,FC$3)*AER_CECV!E3470","v":0},{"$f":"INDEX(Table_2,$FB3836,FD$3)*AER_CECV!F3470","v":0},{"$f":"INDEX(Table_2,$FB3836,FE$3)*AER_CECV!G3470","v":0},{"$f":"INDEX(Table_2,$FB3836,FF$3)*AER_CECV!H3470","v":0},{"$f":"INDEX(Table_2,$FB3836,FG$3)*AER_CECV!I3470","v":0},{"$f":"INDEX(Table_2,$FB3836,FH$3)*AER_CECV!J3470","v":0},{"$f":"INDEX(Table_2,$FB3836,FI$3)*AER_CECV!K3470","v":0},{"$f":"INDEX(Table_2,$FB3836,FJ$3)*AER_CECV!L3470","v":0},{"$f":"INDEX(Table_2,$FB3836,FK$3)*AER_CECV!M3470","v":0},{"$f":"INDEX(Table_2,$FB3836,FL$3)*AER_CECV!N3470","v":0},{"$f":"INDEX(Table_2,$FB3836,FM$3)*AER_CECV!O3470","v":0},{"$f":"INDEX(Table_2,$FB3836,FN$3)*AER_CECV!P3470","v":35.64555705830665},{"$f":"INDEX(Table_2,$FB3836,FO$3)*AER_CECV!Q3470","v":83.244112450063611},{"$f":"INDEX(Table_2,$FB3836,FP$3)*AER_CECV!R3470","v":144.54517538037922},{"$f":"INDEX(Table_2,$FB3836,FQ$3)*AER_CECV!S3470","v":0},{"$f":"INDEX(Table_2,$FB3836,FR$3)*AER_CECV!T3470","v":0},{"$f":"INDEX(Table_2,$FB3836,FS$3)*AER_CECV!U3470","v":0},{"$f":"INDEX(Table_2,$FB3836,FT$3)*AER_CECV!V3470","v":0},{"$f":"INDEX(Table_2,$FB3836,FU$3)*AER_CECV!W3470","v":0},{"$f":"INDEX(Table_2,$FB3836,FV$3)*AER_CECV!X3470","v":0},{"$f":"INDEX(Table_2,$FB3836,FW$3)*AER_CECV!Y3470","v":0},{"$f":"INDEX(Table_2,$FB3836,FX$3)*AER_CECV!Z3470","v":0},{"$f":"INDEX(Table_2,$FB3836,FY$3)*AER_CECV!AA3470","v":0},{"$f":"INDEX(Table_2,$FB3836,FZ$3)*AER_CECV!AB3470","v":0},{"$f":"INDEX(Table_2,$FB3836,GA$3)*AER_CECV!AC3470","v":0},{"$f":"INDEX(Table_2,$FB3836,GB$3)*AER_CECV!AD3470","v":0},{"$f":"INDEX(Table_2,$FB3836,GC$3)*AER_CECV!AE3470","v":0},{"$f":"INDEX(Table_2,$FB3836,GD$3)*AER_CECV!AF3470","v":0},{"$f":"INDEX(Table_2,$FB3836,GE$3)*AER_CECV!AG3470","v":0},{"$f":"INDEX(Table_2,$FB3836,GF$3)*AER_CECV!AH3470","v":0},{"$f":"INDEX(Table_2,$FB3836,GG$3)*AER_CECV!AI3470","v":0},{"$f":"INDEX(Table_2,$FB3836,GH$3)*AER_CECV!AJ3470","v":0},{"$f":"INDEX(Table_2,$FB3836,GI$3)*AER_CECV!AK3470","v":402.42892073186346},{"$f":"INDEX(Table_2,$FB3836,GJ$3)*AER_CECV!AL3470","v":253.32222451732952},{"$f":"INDEX(Table_2,$FB3836,GK$3)*AER_CECV!AM3470","v":210.32535885295425},{"$f":"INDEX(Table_2,$FB3836,GL$3)*AER_CECV!AN3470","v":142.73846332644189},{"$f":"INDEX(Table_2,$FB3836,GM$3)*AER_CECV!AO3470","v":65.214205130950077},{"$f":"INDEX(Table_2,$FB3836,GN$3)*AER_CECV!AP3470","v":21.483475685888923},{"$f":"INDEX(Table_2,$FB3836,GO$3)*AER_CECV!AQ3470","v":4.8194532946841973},{"$f":"INDEX(Table_2,$FB3836,GP$3)*AER_CECV!AR3470","v":0},{"$f":"INDEX(Table_2,$FB3836,GQ$3)*AER_CECV!AS3470","v":0},{"$f":"INDEX(Table_2,$FB3836,GR$3)*AER_CECV!AT3470","v":0},{"$f":"INDEX(Table_2,$FB3836,GS$3)*AER_CECV!AU3470","v":0},{"$f":"INDEX(Table_2,$FB3836,GT$3)*AER_CECV!AV3470","v":0},{"$f":"INDEX(Table_2,$FB3836,GU$3)*AER_CECV!AW3470","v":0},{"$f":"INDEX(Table_2,$FB3836,GV$3)*AER_CECV!AX3470","v":0},{"$f":"INDEX(Table_2,$FB3836,GW$3)*AER_CECV!AY3470","v":0},{"$f":"INDEX(Table_2,$FB3836,GX$3)*AER_CECV!AZ3470","v":0},1363.7669464288617,2033]
[null,null,null,null,null,null,null,null,null,null,null,null,null,null,null,null,null,null,null,null,null,null,null,null,null,null,null,null,null,null,null,null,null,null,null,null,null,null,null,null,null,null,null,null,null,null,null,null,null,null,null,null,null,null,null,2033,null,null,null,null,null,null,null,null,null,null,null,null,null,null,null,null,null,null,null,null,null,null,null,null,null,null,null,null,null,null,null,null,null,null,null,null,null,null,null,null,null,null,null,null,null,null,null,null,null,null,null,null,null,null,null,null,null,null,null,null,null,null,null,null,null,null,null,null,null,null,null,null,null,null,null,null,null,null,null,null,null,null,null,null,null,null,null,null,null,null,null,null,null,null,null,null,null,null,null,null,null,240,{"$f":"INDEX(Table_2,$FB3893,FC$3)*AER_CECV!E3527","v":0},{"$f":"INDEX(Table_2,$FB3893,FD$3)*AER_CECV!F3527","v":0},{"$f":"INDEX(Table_2,$FB3893,FE$3)*AER_CECV!G3527","v":0},{"$f":"INDEX(Table_2,$FB3893,FF$3)*AER_CECV!H3527","v":0},{"$f":"INDEX(Table_2,$FB3893,FG$3)*AER_CECV!I3527","v":0},{"$f":"INDEX(Table_2,$FB3893,FH$3)*AER_CECV!J3527","v":0},{"$f":"INDEX(Table_2,$FB3893,FI$3)*AER_CECV!K3527","v":0},{"$f":"INDEX(Table_2,$FB3893,FJ$3)*AER_CECV!L3527","v":0},{"$f":"INDEX(Table_2,$FB3893,FK$3)*AER_CECV!M3527","v":0},{"$f":"INDEX(Table_2,$FB3893,FL$3)*AER_CECV!N3527","v":0},{"$f":"INDEX(Table_2,$FB3893,FM$3)*AER_CECV!O3527","v":0},{"$f":"INDEX(Table_2,$FB3893,FN$3)*AER_CECV!P3527","v":4.438739690611655},{"$f":"INDEX(Table_2,$FB3893,FO$3)*AER_CECV!Q3527","v":8.659282942773455},{"$f":"INDEX(Table_2,$FB3893,FP$3)*AER_CECV!R3527","v":137.25409603003416},{"$f":"INDEX(Table_2,$FB3893,FQ$3)*AER_CECV!S3527","v":261.19540622401894},{"$f":"INDEX(Table_2,$FB3893,FR$3)*AER_CECV!T3527","v":526.98468642130831},{"$f":"INDEX(Table_2,$FB3893,FS$3)*AER_CECV!U3527","v":611.15996511744197},{"$f":"INDEX(Table_2,$FB3893,FT$3)*AER_CECV!V3527","v":851.89259942216279},{"$f":"INDEX(Table_2,$FB3893,FU$3)*AER_CECV!W3527","v":1278.3692853589055},{"$f":"INDEX(Table_2,$FB3893,FV$3)*AER_CECV!X3527","v":713.93029591694255},{"$f":"INDEX(Table_2,$FB3893,FW$3)*AER_CECV!Y3527","v":840.16816311453965},{"$f":"INDEX(Table_2,$FB3893,FX$3)*AER_CECV!Z3527","v":884.22160440176219},{"$f":"INDEX(Table_2,$FB3893,FY$3)*AER_CECV!AA3527","v":158.15431917897453},{"$f":"INDEX(Table_2,$FB3893,FZ$3)*AER_CECV!AB3527","v":160.43858551220515},{"$f":"INDEX(Table_2,$FB3893,GA$3)*AER_CECV!AC3527","v":158.4578101443488},{"$f":"INDEX(Table_2,$FB3893,GB$3)*AER_CECV!AD3527","v":159.0899333094398},{"$f":"INDEX(Table_2,$FB3893,GC$3)*AER_CECV!AE3527","v":1108.0335629086198},{"$f":"INDEX(Table_2,$FB3893,GD$3)*AER_CECV!AF3527","v":811.57075206427658},{"$f":"INDEX(Table_2,$FB3893,GE$3)*AER_CECV!AG3527","v":1586.3128578866995},{"$f":"INDEX(Table_2,$FB3893,GF$3)*AER_CECV!AH3527","v":943.34094368997705},{"$f":"INDEX(Table_2,$FB3893,GG$3)*AER_CECV!AI3527","v":793.57230718413007},{"$f":"INDEX(Table_2,$FB3893,GH$3)*AER_CECV!AJ3527","v":733.71678407997376},{"$f":"INDEX(Table_2,$FB3893,GI$3)*AER_CECV!AK3527","v":901.61890749399902},{"$f":"INDEX(Table_2,$FB3893,GJ$3)*AER_CECV!AL3527","v":761.65589652417918},{"$f":"INDEX(Table_2,$FB3893,GK$3)*AER_CECV!AM3527","v":678.69018554371883},{"$f":"INDEX(Table_2,$FB3893,GL$3)*AER_CECV!AN3527","v":313.79109626152001},{"$f":"INDEX(Table_2,$FB3893,GM$3)*AER_CECV!AO3527","v":106.47760671228887},{"$f":"INDEX(Table_2,$FB3893,GN$3)*AER_CECV!AP3527","v":96.888380568122997},{"$f":"INDEX(Table_2,$FB3893,GO$3)*AER_CECV!AQ3527","v":9.0969979150318228},{"$f":"INDEX(Table_2,$FB3893,GP$3)*AER_CECV!AR3527","v":0},{"$f":"INDEX(Table_2,$FB3893,GQ$3)*AER_CECV!AS3527","v":0},{"$f":"INDEX(Table_2,$FB3893,GR$3)*AER_CECV!AT3527","v":0},{"$f":"INDEX(Table_2,$FB3893,GS$3)*AER_CECV!AU3527","v":0},{"$f":"INDEX(Table_2,$FB3893,GT$3)*AER_CECV!AV3527","v":0},{"$f":"INDEX(Table_2,$FB3893,GU$3)*AER_CECV!AW3527","v":0},{"$f":"INDEX(Table_2,$FB3893,GV$3)*AER_CECV!AX3527","v":0},{"$f":"INDEX(Table_2,$FB3893,GW$3)*AER_CECV!AY3527","v":0},{"$f":"INDEX(Table_2,$FB3893,GX$3)*AER_CECV!AZ3527","v":0},15599.181051618008,2033]
[null,null,null,null,null,null,null,null,null,null,null,null,null,null,null,null,null,null,null,null,null,null,null,null,null,null,null,null,null,null,null,null,null,null,null,null,null,null,null,null,null,null,null,null,null,null,null,null,null,null,null,null,null,null,null,2033,null,null,null,null,null,null,null,null,null,null,null,null,null,null,null,null,null,null,null,null,null,null,null,null,null,null,null,null,null,null,null,null,null,null,null,null,null,null,null,null,null,null,null,null,null,null,null,null,null,null,null,null,null,null,null,null,null,null,null,null,null,null,null,null,null,null,null,null,null,null,null,null,null,null,null,null,null,null,null,null,null,null,null,null,null,null,null,null,null,null,null,null,null,null,null,null,null,null,null,null,null,297,{"$f":"INDEX(Table_2,$FB3950,FC$3)*AER_CECV!E3584","v":0},{"$f":"INDEX(Table_2,$FB3950,FD$3)*AER_CECV!F3584","v":0},{"$f":"INDEX(Table_2,$FB3950,FE$3)*AER_CECV!G3584","v":0},{"$f":"INDEX(Table_2,$FB3950,FF$3)*AER_CECV!H3584","v":0},{"$f":"INDEX(Table_2,$FB3950,FG$3)*AER_CECV!I3584","v":0},{"$f":"INDEX(Table_2,$FB3950,FH$3)*AER_CECV!J3584","v":0},{"$f":"INDEX(Table_2,$FB3950,FI$3)*AER_CECV!K3584","v":0},{"$f":"INDEX(Table_2,$FB3950,FJ$3)*AER_CECV!L3584","v":0},{"$f":"INDEX(Table_2,$FB3950,FK$3)*AER_CECV!M3584","v":0},{"$f":"INDEX(Table_2,$FB3950,FL$3)*AER_CECV!N3584","v":0},{"$f":"INDEX(Table_2,$FB3950,FM$3)*AER_CECV!O3584","v":0},{"$f":"INDEX(Table_2,$FB3950,FN$3)*AER_CECV!P3584","v":0.31242810984085706},{"$f":"INDEX(Table_2,$FB3950,FO$3)*AER_CECV!Q3584","v":0.15134707453191792},{"$f":"INDEX(Table_2,$FB3950,FP$3)*AER_CECV!R3584","v":25.74704513427859},{"$f":"INDEX(Table_2,$FB3950,FQ$3)*AER_CECV!S3584","v":56.34118678114632},{"$f":"INDEX(Table_2,$FB3950,FR$3)*AER_CECV!T3584","v":165.35115090961818},{"$f":"INDEX(Table_2,$FB3950,FS$3)*AER_CECV!U3584","v":219.9751796239066},{"$f":"INDEX(Table_2,$FB3950,FT$3)*AER_CECV!V3584","v":0},{"$f":"INDEX(Table_2,$FB3950,FU$3)*AER_CECV!W3584","v":0},{"$f":"INDEX(Table_2,$FB3950,FV$3)*AER_CECV!X3584","v":0},{"$f":"INDEX(Table_2,$FB3950,FW$3)*AER_CECV!Y3584","v":685.03830137085299},{"$f":"INDEX(Table_2,$FB3950,FX$3)*AER_CECV!Z3584","v":908.07718059085278},{"$f":"INDEX(Table_2,$FB3950,FY$3)*AER_CECV!AA3584","v":950.00847587770284},{"$f":"INDEX(Table_2,$FB3950,FZ$3)*AER_CECV!AB3584","v":1031.0852808451143},{"$f":"INDEX(Table_2,$FB3950,GA$3)*AER_CECV!AC3584","v":1053.1723347669401},{"$f":"INDEX(Table_2,$FB3950,GB$3)*AER_CECV!AD3584","v":965.26284104850299},{"$f":"INDEX(Table_2,$FB3950,GC$3)*AER_CECV!AE3584","v":920.28583813374394},{"$f":"INDEX(Table_2,$FB3950,GD$3)*AER_CECV!AF3584","v":811.20239871288845},{"$f":"INDEX(Table_2,$FB3950,GE$3)*AER_CECV!AG3584","v":667.61532146693401},{"$f":"INDEX(Table_2,$FB3950,GF$3)*AER_CECV!AH3584","v":519.78344465275836},{"$f":"INDEX(Table_2,$FB3950,GG$3)*AER_CECV!AI3584","v":398.06606655215012},{"$f":"INDEX(Table_2,$FB3950,GH$3)*AER_CECV!AJ3584","v":332.81732422550056},{"$f":"INDEX(Table_2,$FB3950,GI$3)*AER_CECV!AK3584","v":210.11095889883211},{"$f":"INDEX(Table_2,$FB3950,GJ$3)*AER_CECV!AL3584","v":113.61150649621912},{"$f":"INDEX(Table_2,$FB3950,GK$3)*AER_CECV!AM3584","v":34.88880579514975},{"$f":"INDEX(Table_2,$FB3950,GL$3)*AER_CECV!AN3584","v":24.25622258106262},{"$f":"INDEX(Table_2,$FB3950,GM$3)*AER_CECV!AO3584","v":34.868334268967878},{"$f":"INDEX(Table_2,$FB3950,GN$3)*AER_CECV!AP3584","v":17.607722252058206},{"$f":"INDEX(Table_2,$FB3950,GO$3)*AER_CECV!AQ3584","v":1.8326436926986578E-4},{"$f":"INDEX(Table_2,$FB3950,GP$3)*AER_CECV!AR3584","v":0},{"$f":"INDEX(Table_2,$FB3950,GQ$3)*AER_CECV!AS3584","v":0},{"$f":"INDEX(Table_2,$FB3950,GR$3)*AER_CECV!AT3584","v":0},{"$f":"INDEX(Table_2,$FB3950,GS$3)*AER_CECV!AU3584","v":0},{"$f":"INDEX(Table_2,$FB3950,GT$3)*AER_CECV!AV3584","v":0},{"$f":"INDEX(Table_2,$FB3950,GU$3)*AER_CECV!AW3584","v":0},{"$f":"INDEX(Table_2,$FB3950,GV$3)*AER_CECV!AX3584","v":0},{"$f":"INDEX(Table_2,$FB3950,GW$3)*AER_CECV!AY3584","v":0},{"$f":"INDEX(Table_2,$FB3950,GX$3)*AER_CECV!AZ3584","v":0},10145.636879433923,2033]
[null,null,null,null,null,null,null,null,null,null,null,null,null,null,null,null,null,null,null,null,null,null,null,null,null,null,null,null,null,null,null,null,null,null,null,null,null,null,null,null,null,null,null,null,null,null,null,null,null,null,null,null,null,null,null,2033,null,null,null,null,null,null,null,null,null,null,null,null,null,null,null,null,null,null,null,null,null,null,null,null,null,null,null,null,null,null,null,null,null,null,null,null,null,null,null,null,null,null,null,null,null,null,null,null,null,null,null,null,null,null,null,null,null,null,null,null,null,null,null,null,null,null,null,null,null,null,null,null,null,null,null,null,null,null,null,null,null,null,null,null,null,null,null,null,null,null,null,null,null,null,null,null,null,null,null,null,null,358,{"$f":"INDEX(Table_2,$FB4011,FC$3)*AER_CECV!E3645","v":0},{"$f":"INDEX(Table_2,$FB4011,FD$3)*AER_CECV!F3645","v":0},{"$f":"INDEX(Table_2,$FB4011,FE$3)*AER_CECV!G3645","v":0},{"$f":"INDEX(Table_2,$FB4011,FF$3)*AER_CECV!H3645","v":0},{"$f":"INDEX(Table_2,$FB4011,FG$3)*AER_CECV!I3645","v":0},{"$f":"INDEX(Table_2,$FB4011,FH$3)*AER_CECV!J3645","v":0},{"$f":"INDEX(Table_2,$FB4011,FI$3)*AER_CECV!K3645","v":0},{"$f":"INDEX(Table_2,$FB4011,FJ$3)*AER_CECV!L3645","v":0},{"$f":"INDEX(Table_2,$FB4011,FK$3)*AER_CECV!M3645","v":0},{"$f":"INDEX(Table_2,$FB4011,FL$3)*AER_CECV!N3645","v":0},{"$f":"INDEX(Table_2,$FB4011,FM$3)*AER_CECV!O3645","v":0},{"$f":"INDEX(Table_2,$FB4011,FN$3)*AER_CECV!P3645","v":0},{"$f":"INDEX(Table_2,$FB4011,FO$3)*AER_CECV!Q3645","v":0},{"$f":"INDEX(Table_2,$FB4011,FP$3)*AER_CECV!R3645","v":57.771952780609574},{"$f":"INDEX(Table_2,$FB4011,FQ$3)*AER_CECV!S3645","v":159.03032316609767},{"$f":"INDEX(Table_2,$FB4011,FR$3)*AER_CECV!T3645","v":1535.7912400566681},{"$f":"INDEX(Table_2,$FB4011,FS$3)*AER_CECV!U3645","v":2329.7323222481978},{"$f":"INDEX(Table_2,$FB4011,FT$3)*AER_CECV!V3645","v":3171.1552436260326},{"$f":"INDEX(Table_2,$FB4011,FU$3)*AER_CECV!W3645","v":3963.327352151608},{"$f":"INDEX(Table_2,$FB4011,FV$3)*AER_CECV!X3645","v":3961.0092689836038},{"$f":"INDEX(Table_2,$FB4011,FW$3)*AER_CECV!Y3645","v":4372.2991088470862},{"$f":"INDEX(Table_2,$FB4011,FX$3)*AER_CECV!Z3645","v":4748.6579524996096},{"$f":"INDEX(Table_2,$FB4011,FY$3)*AER_CECV!AA3645","v":4777.8196277645138},{"$f":"INDEX(Table_2,$FB4011,FZ$3)*AER_CECV!AB3645","v":1590.1545674854879},{"$f":"INDEX(Table_2,$FB4011,GA$3)*AER_CECV!AC3645","v":1650.7426861778824},{"$f":"INDEX(Table_2,$FB4011,GB$3)*AER_CECV!AD3645","v":1513.5578994650527},{"$f":"INDEX(Table_2,$FB4011,GC$3)*AER_CECV!AE3645","v":1504.1551490016311},{"$f":"INDEX(Table_2,$FB4011,GD$3)*AER_CECV!AF3645","v":1942.6192869062293},{"$f":"INDEX(Table_2,$FB4011,GE$3)*AER_CECV!AG3645","v":1839.0763981465855},{"$f":"INDEX(Table_2,$FB4011,GF$3)*AER_CECV!AH3645","v":1534.0365652564603},{"$f":"INDEX(Table_2,$FB4011,GG$3)*AER_CECV!AI3645","v":1192.5756704218472},{"$f":"INDEX(Table_2,$FB4011,GH$3)*AER_CECV!AJ3645","v":1941.8663777609042},{"$f":"INDEX(Table_2,$FB4011,GI$3)*AER_CECV!AK3645","v":1368.2005664345018},{"$f":"INDEX(Table_2,$FB4011,GJ$3)*AER_CECV!AL3645","v":696.46104490838059},{"$f":"INDEX(Table_2,$FB4011,GK$3)*AER_CECV!AM3645","v":153.34837512527781},{"$f":"INDEX(Table_2,$FB4011,GL$3)*AER_CECV!AN3645","v":88.175563582307703},{"$f":"INDEX(Table_2,$FB4011,GM$3)*AER_CECV!AO3645","v":129.93882682674553},{"$f":"INDEX(Table_2,$FB4011,GN$3)*AER_CECV!AP3645","v":64.969413413372763},{"$f":"INDEX(Table_2,$FB4011,GO$3)*AER_CECV!AQ3645","v":0},{"$f":"INDEX(Table_2,$FB4011,GP$3)*AER_CECV!AR3645","v":0},{"$f":"INDEX(Table_2,$FB4011,GQ$3)*AER_CECV!AS3645","v":0},{"$f":"INDEX(Table_2,$FB4011,GR$3)*AER_CECV!AT3645","v":0},{"$f":"INDEX(Table_2,$FB4011,GS$3)*AER_CECV!AU3645","v":0},{"$f":"INDEX(Table_2,$FB4011,GT$3)*AER_CECV!AV3645","v":0},{"$f":"INDEX(Table_2,$FB4011,GU$3)*AER_CECV!AW3645","v":0},{"$f":"INDEX(Table_2,$FB4011,GV$3)*AER_CECV!AX3645","v":0},{"$f":"INDEX(Table_2,$FB4011,GW$3)*AER_CECV!AY3645","v":0},{"$f":"INDEX(Table_2,$FB4011,GX$3)*AER_CECV!AZ3645","v":0},46286.472783036683,2033]
[null,null,null,null,null,null,null,null,null,null,null,null,null,null,null,null,null,null,null,null,null,null,null,null,null,null,null,null,null,null,null,null,null,null,null,null,null,null,null,null,null,null,null,null,null,null,null,null,null,null,null,null,null,null,null,2034,null,null,null,null,null,null,null,null,null,null,null,null,null,null,null,null,null,null,null,null,null,null,null,null,null,null,null,null,null,null,null,null,null,null,null,null,null,null,null,null,null,null,null,null,null,null,null,null,null,null,null,null,null,null,null,null,null,null,null,null,null,null,null,null,null,null,null,null,null,null,null,null,null,null,null,null,null,null,null,null,null,null,null,null,null,null,null,null,null,null,null,null,null,null,null,null,null,null,null,null,null,37,{"$f":"INDEX(Table_2,$FB4055,FC$3)*AER_CECV!E3689","v":0},{"$f":"INDEX(Table_2,$FB4055,FD$3)*AER_CECV!F3689","v":0},{"$f":"INDEX(Table_2,$FB4055,FE$3)*AER_CECV!G3689","v":0},{"$f":"INDEX(Table_2,$FB4055,FF$3)*AER_CECV!H3689","v":0},{"$f":"INDEX(Table_2,$FB4055,FG$3)*AER_CECV!I3689","v":0},{"$f":"INDEX(Table_2,$FB4055,FH$3)*AER_CECV!J3689","v":0},{"$f":"INDEX(Table_2,$FB4055,FI$3)*AER_CECV!K3689","v":0},{"$f":"INDEX(Table_2,$FB4055,FJ$3)*AER_CECV!L3689","v":0},{"$f":"INDEX(Table_2,$FB4055,FK$3)*AER_CECV!M3689","v":0},{"$f":"INDEX(Table_2,$FB4055,FL$3)*AER_CECV!N3689","v":0},{"$f":"INDEX(Table_2,$FB4055,FM$3)*AER_CECV!O3689","v":0},{"$f":"INDEX(Table_2,$FB4055,FN$3)*AER_CECV!P3689","v":0},{"$f":"INDEX(Table_2,$FB4055,FO$3)*AER_CECV!Q3689","v":0},{"$f":"INDEX(Table_2,$FB4055,FP$3)*AER_CECV!R3689","v":161.68507288094975},{"$f":"INDEX(Table_2,$FB4055,FQ$3)*AER_CECV!S3689","v":446.37531536911763},{"$f":"INDEX(Table_2,$FB4055,FR$3)*AER_CECV!T3689","v":1480.7082958862713},{"$f":"INDEX(Table_2,$FB4055,FS$3)*AER_CECV!U3689","v":2108.4164717227086},{"$f":"INDEX(Table_2,$FB4055,FT$3)*AER_CECV!V3689","v":2687.3884030403856},{"$f":"INDEX(Table_2,$FB4055,FU$3)*AER_CECV!W3689","v":2835.3742538065421},{"$f":"INDEX(Table_2,$FB4055,FV$3)*AER_CECV!X3689","v":2078.9473522644416},{"$f":"INDEX(Table_2,$FB4055,FW$3)*AER_CECV!Y3689","v":1798.2042324918502},{"$f":"INDEX(Table_2,$FB4055,FX$3)*AER_CECV!Z3689","v":1887.7414190413037},{"$f":"INDEX(Table_2,$FB4055,FY$3)*AER_CECV!AA3689","v":1940.8024486913746},{"$f":"INDEX(Table_2,$FB4055,FZ$3)*AER_CECV!AB3689","v":1961.350564940501},{"$f":"INDEX(Table_2,$FB4055,GA$3)*AER_CECV!AC3689","v":1915.7966625357785},{"$f":"INDEX(Table_2,$FB4055,GB$3)*AER_CECV!AD3689","v":1847.7710718998019},{"$f":"INDEX(Table_2,$FB4055,GC$3)*AER_CECV!AE3689","v":1686.8708501859908},{"$f":"INDEX(Table_2,$FB4055,GD$3)*AER_CECV!AF3689","v":1467.6192029741801},{"$f":"INDEX(Table_2,$FB4055,GE$3)*AER_CECV!AG3689","v":1247.2424726247521},{"$f":"INDEX(Table_2,$FB4055,GF$3)*AER_CECV!AH3689","v":1459.581621027141},{"$f":"INDEX(Table_2,$FB4055,GG$3)*AER_CECV!AI3689","v":1670.2248453060363},{"$f":"INDEX(Table_2,$FB4055,GH$3)*AER_CECV!AJ3689","v":1297.2543878796457},{"$f":"INDEX(Table_2,$FB4055,GI$3)*AER_CECV!AK3689","v":972.77906162354975},{"$f":"INDEX(Table_2,$FB4055,GJ$3)*AER_CECV!AL3689","v":575.88470242951132},{"$f":"INDEX(Table_2,$FB4055,GK$3)*AER_CECV!AM3689","v":147.59888571086586},{"$f":"INDEX(Table_2,$FB4055,GL$3)*AER_CECV!AN3689","v":77.552945132226256},{"$f":"INDEX(Table_2,$FB4055,GM$3)*AER_CECV!AO3689","v":53.953092822370067},{"$f":"INDEX(Table_2,$FB4055,GN$3)*AER_CECV!AP3689","v":26.976758415286294},{"$f":"INDEX(Table_2,$FB4055,GO$3)*AER_CECV!AQ3689","v":0},{"$f":"INDEX(Table_2,$FB4055,GP$3)*AER_CECV!AR3689","v":0},{"$f":"INDEX(Table_2,$FB4055,GQ$3)*AER_CECV!AS3689","v":0},{"$f":"INDEX(Table_2,$FB4055,GR$3)*AER_CECV!AT3689","v":0},{"$f":"INDEX(Table_2,$FB4055,GS$3)*AER_CECV!AU3689","v":0},{"$f":"INDEX(Table_2,$FB4055,GT$3)*AER_CECV!AV3689","v":0},{"$f":"INDEX(Table_2,$FB4055,GU$3)*AER_CECV!AW3689","v":0},{"$f":"INDEX(Table_2,$FB4055,GV$3)*AER_CECV!AX3689","v":0},{"$f":"INDEX(Table_2,$FB4055,GW$3)*AER_CECV!AY3689","v":0},{"$f":"INDEX(Table_2,$FB4055,GX$3)*AER_CECV!AZ3689","v":0},33834.100390702588,2034]
[null,null,null,null,null,null,null,null,null,null,null,null,null,null,null,null,null,null,null,null,null,null,null,null,null,null,null,null,null,null,null,null,null,null,null,null,null,null,null,null,null,null,null,null,null,null,null,null,null,null,null,null,null,null,null,2034,null,null,null,null,null,null,null,null,null,null,null,null,null,null,null,null,null,null,null,null,null,null,null,null,null,null,null,null,null,null,null,null,null,null,null,null,null,null,null,null,null,null,null,null,null,null,null,null,null,null,null,null,null,null,null,null,null,null,null,null,null,null,null,null,null,null,null,null,null,null,null,null,null,null,null,null,null,null,null,null,null,null,null,null,null,null,null,null,null,null,null,null,null,null,null,null,null,null,null,null,null,112,{"$f":"INDEX(Table_2,$FB4130,FC$3)*AER_CECV!E3764","v":0},{"$f":"INDEX(Table_2,$FB4130,FD$3)*AER_CECV!F3764","v":0},{"$f":"INDEX(Table_2,$FB4130,FE$3)*AER_CECV!G3764","v":0},{"$f":"INDEX(Table_2,$FB4130,FF$3)*AER_CECV!H3764","v":0},{"$f":"INDEX(Table_2,$FB4130,FG$3)*AER_CECV!I3764","v":0},{"$f":"INDEX(Table_2,$FB4130,FH$3)*AER_CECV!J3764","v":0},{"$f":"INDEX(Table_2,$FB4130,FI$3)*AER_CECV!K3764","v":0},{"$f":"INDEX(Table_2,$FB4130,FJ$3)*AER_CECV!L3764","v":0},{"$f":"INDEX(Table_2,$FB4130,FK$3)*AER_CECV!M3764","v":0},{"$f":"INDEX(Table_2,$FB4130,FL$3)*AER_CECV!N3764","v":0},{"$f":"INDEX(Table_2,$FB4130,FM$3)*AER_CECV!O3764","v":0},{"$f":"INDEX(Table_2,$FB4130,FN$3)*AER_CECV!P3764","v":79.891838283865312},{"$f":"INDEX(Table_2,$FB4130,FO$3)*AER_CECV!Q3764","v":146.71762161322218},{"$f":"INDEX(Table_2,$FB4130,FP$3)*AER_CECV!R3764","v":487.94318506789386},{"$f":"INDEX(Table_2,$FB4130,FQ$3)*AER_CECV!S3764","v":837.39275065605636},{"$f":"INDEX(Table_2,$FB4130,FR$3)*AER_CECV!T3764","v":847.60234962806624},{"$f":"INDEX(Table_2,$FB4130,FS$3)*AER_CECV!U3764","v":853.96243211838657},{"$f":"INDEX(Table_2,$FB4130,FT$3)*AER_CECV!V3764","v":415.54097269857402},{"$f":"INDEX(Table_2,$FB4130,FU$3)*AER_CECV!W3764","v":0},{"$f":"INDEX(Table_2,$FB4130,FV$3)*AER_CECV!X3764","v":0},{"$f":"INDEX(Table_2,$FB4130,FW$3)*AER_CECV!Y3764","v":0},{"$f":"INDEX(Table_2,$FB4130,FX$3)*AER_CECV!Z3764","v":0},{"$f":"INDEX(Table_2,$FB4130,FY$3)*AER_CECV!AA3764","v":638.98433317415333},{"$f":"INDEX(Table_2,$FB4130,FZ$3)*AER_CECV!AB3764","v":1581.4960890722652},{"$f":"INDEX(Table_2,$FB4130,GA$3)*AER_CECV!AC3764","v":1903.228245},{"$f":"INDEX(Table_2,$FB4130,GB$3)*AER_CECV!AD3764","v":1605.5765455932028},{"$f":"INDEX(Table_2,$FB4130,GC$3)*AER_CECV!AE3764","v":3147.7507784694712},{"$f":"INDEX(Table_2,$FB4130,GD$3)*AER_CECV!AF3764","v":2731.6585487013049},{"$f":"INDEX(Table_2,$FB4130,GE$3)*AER_CECV!AG3764","v":3026.8228448872705},{"$f":"INDEX(Table_2,$FB4130,GF$3)*AER_CECV!AH3764","v":2151.8990349804531},{"$f":"INDEX(Table_2,$FB4130,GG$3)*AER_CECV!AI3764","v":2099.6537043307785},{"$f":"INDEX(Table_2,$FB4130,GH$3)*AER_CECV!AJ3764","v":1106.5047657557263},{"$f":"INDEX(Table_2,$FB4130,GI$3)*AER_CECV!AK3764","v":708.6169849276414},{"$f":"INDEX(Table_2,$FB4130,GJ$3)*AER_CECV!AL3764","v":550.10435281354762},{"$f":"INDEX(Table_2,$FB4130,GK$3)*AER_CECV!AM3764","v":301.96881165407933},{"$f":"INDEX(Table_2,$FB4130,GL$3)*AER_CECV!AN3764","v":77.626254535285682},{"$f":"INDEX(Table_2,$FB4130,GM$3)*AER_CECV!AO3764","v":44.158755772488441},{"$f":"INDEX(Table_2,$FB4130,GN$3)*AER_CECV!AP3764","v":23.18804655090986},{"$f":"INDEX(Table_2,$FB4130,GO$3)*AER_CECV!AQ3764","v":0},{"$f":"INDEX(Table_2,$FB4130,GP$3)*AER_CECV!AR3764","v":0},{"$f":"INDEX(Table_2,$FB4130,GQ$3)*AER_CECV!AS3764","v":0},{"$f":"INDEX(Table_2,$FB4130,GR$3)*AER_CECV!AT3764","v":0},{"$f":"INDEX(Table_2,$FB4130,GS$3)*AER_CECV!AU3764","v":0},{"$f":"INDEX(Table_2,$FB4130,GT$3)*AER_CECV!AV3764","v":0},{"$f":"INDEX(Table_2,$FB4130,GU$3)*AER_CECV!AW3764","v":0},{"$f":"INDEX(Table_2,$FB4130,GV$3)*AER_CECV!AX3764","v":0},{"$f":"INDEX(Table_2,$FB4130,GW$3)*AER_CECV!AY3764","v":0},{"$f":"INDEX(Table_2,$FB4130,GX$3)*AER_CECV!AZ3764","v":0},25368.289246284647,2034]
[null,null,null,null,null,null,null,null,null,null,null,null,null,null,null,null,null,null,null,null,null,null,null,null,null,null,null,null,null,null,null,null,null,null,null,null,null,null,null,null,null,null,null,null,null,null,null,null,null,null,null,null,null,null,null,2034,null,null,null,null,null,null,null,null,null,null,null,null,null,null,null,null,null,null,null,null,null,null,null,null,null,null,null,null,null,null,null,null,null,null,null,null,null,null,null,null,null,null,null,null,null,null,null,null,null,null,null,null,null,null,null,null,null,null,null,null,null,null,null,null,null,null,null,null,null,null,null,null,null,null,null,null,null,null,null,null,null,null,null,null,null,null,null,null,null,null,null,null,null,null,null,null,null,null,null,null,null,169,{"$f":"INDEX(Table_2,$FB4187,FC$3)*AER_CECV!E3821","v":0},{"$f":"INDEX(Table_2,$FB4187,FD$3)*AER_CECV!F3821","v":0},{"$f":"INDEX(Table_2,$FB4187,FE$3)*AER_CECV!G3821","v":0},{"$f":"INDEX(Table_2,$FB4187,FF$3)*AER_CECV!H3821","v":0},{"$f":"INDEX(Table_2,$FB4187,FG$3)*AER_CECV!I3821","v":0},{"$f":"INDEX(Table_2,$FB4187,FH$3)*AER_CECV!J3821","v":0},{"$f":"INDEX(Table_2,$FB4187,FI$3)*AER_CECV!K3821","v":0},{"$f":"INDEX(Table_2,$FB4187,FJ$3)*AER_CECV!L3821","v":0},{"$f":"INDEX(Table_2,$FB4187,FK$3)*AER_CECV!M3821","v":0},{"$f":"INDEX(Table_2,$FB4187,FL$3)*AER_CECV!N3821","v":0},{"$f":"INDEX(Table_2,$FB4187,FM$3)*AER_CECV!O3821","v":0},{"$f":"INDEX(Table_2,$FB4187,FN$3)*AER_CECV!P3821","v":203.4576604734975},{"$f":"INDEX(Table_2,$FB4187,FO$3)*AER_CECV!Q3821","v":474.01648176499248},{"$f":"INDEX(Table_2,$FB4187,FP$3)*AER_CECV!R3821","v":1202.8004056717893},{"$f":"INDEX(Table_2,$FB4187,FQ$3)*AER_CECV!S3821","v":1514.4442215440718},{"$f":"INDEX(Table_2,$FB4187,FR$3)*AER_CECV!T3821","v":2258.350035867596},{"$f":"INDEX(Table_2,$FB4187,FS$3)*AER_CECV!U3821","v":2855.2016923792025},{"$f":"INDEX(Table_2,$FB4187,FT$3)*AER_CECV!V3821","v":3260.935069000926},{"$f":"INDEX(Table_2,$FB4187,FU$3)*AER_CECV!W3821","v":3110.6226593903652},{"$f":"INDEX(Table_2,$FB4187,FV$3)*AER_CECV!X3821","v":2314.6403840862054},{"$f":"INDEX(Table_2,$FB4187,FW$3)*AER_CECV!Y3821","v":2361.2625732947067},{"$f":"INDEX(Table_2,$FB4187,FX$3)*AER_CECV!Z3821","v":3611.7569405426725},{"$f":"INDEX(Table_2,$FB4187,FY$3)*AER_CECV!AA3821","v":4399.0468040215301},{"$f":"INDEX(Table_2,$FB4187,FZ$3)*AER_CECV!AB3821","v":4281.9339100358693},{"$f":"INDEX(Table_2,$FB4187,GA$3)*AER_CECV!AC3821","v":4225.7832087127344},{"$f":"INDEX(Table_2,$FB4187,GB$3)*AER_CECV!AD3821","v":4166.8645527406343},{"$f":"INDEX(Table_2,$FB4187,GC$3)*AER_CECV!AE3821","v":4047.3617865663196},{"$f":"INDEX(Table_2,$FB4187,GD$3)*AER_CECV!AF3821","v":4099.0121050725384},{"$f":"INDEX(Table_2,$FB4187,GE$3)*AER_CECV!AG3821","v":3754.8929104942322},{"$f":"INDEX(Table_2,$FB4187,GF$3)*AER_CECV!AH3821","v":3297.2837297366455},{"$f":"INDEX(Table_2,$FB4187,GG$3)*AER_CECV!AI3821","v":2760.9913215995462},{"$f":"INDEX(Table_2,$FB4187,GH$3)*AER_CECV!AJ3821","v":2347.2464218440077},{"$f":"INDEX(Table_2,$FB4187,GI$3)*AER_CECV!AK3821","v":1743.61094622975},{"$f":"INDEX(Table_2,$FB4187,GJ$3)*AER_CECV!AL3821","v":1208.1205770825813},{"$f":"INDEX(Table_2,$FB4187,GK$3)*AER_CECV!AM3821","v":883.32053401087569},{"$f":"INDEX(Table_2,$FB4187,GL$3)*AER_CECV!AN3821","v":435.60849991981758},{"$f":"INDEX(Table_2,$FB4187,GM$3)*AER_CECV!AO3821","v":129.80562836225033},{"$f":"INDEX(Table_2,$FB4187,GN$3)*AER_CECV!AP3821","v":31.352881900453653},{"$f":"INDEX(Table_2,$FB4187,GO$3)*AER_CECV!AQ3821","v":7.3064958282889929},{"$f":"INDEX(Table_2,$FB4187,GP$3)*AER_CECV!AR3821","v":0},{"$f":"INDEX(Table_2,$FB4187,GQ$3)*AER_CECV!AS3821","v":0},{"$f":"INDEX(Table_2,$FB4187,GR$3)*AER_CECV!AT3821","v":0},{"$f":"INDEX(Table_2,$FB4187,GS$3)*AER_CECV!AU3821","v":0},{"$f":"INDEX(Table_2,$FB4187,GT$3)*AER_CECV!AV3821","v":0},{"$f":"INDEX(Table_2,$FB4187,GU$3)*AER_CECV!AW3821","v":0},{"$f":"INDEX(Table_2,$FB4187,GV$3)*AER_CECV!AX3821","v":0},{"$f":"INDEX(Table_2,$FB4187,GW$3)*AER_CECV!AY3821","v":0},{"$f":"INDEX(Table_2,$FB4187,GX$3)*AER_CECV!AZ3821","v":0},64987.030438174108,2034]
[null,null,null,null,null,null,null,null,null,null,null,null,null,null,null,null,null,null,null,null,null,null,null,null,null,null,null,null,null,null,null,null,null,null,null,null,null,null,null,null,null,null,null,null,null,null,null,null,null,null,null,null,null,null,null,2034,null,null,null,null,null,null,null,null,null,null,null,null,null,null,null,null,null,null,null,null,null,null,null,null,null,null,null,null,null,null,null,null,null,null,null,null,null,null,null,null,null,null,null,null,null,null,null,null,null,null,null,null,null,null,null,null,null,null,null,null,null,null,null,null,null,null,null,null,null,null,null,null,null,null,null,null,null,null,null,null,null,null,null,null,null,null,null,null,null,null,null,null,null,null,null,null,null,null,null,null,null,226,{"$f":"INDEX(Table_2,$FB4244,FC$3)*AER_CECV!E3878","v":0},{"$f":"INDEX(Table_2,$FB4244,FD$3)*AER_CECV!F3878","v":0},{"$f":"INDEX(Table_2,$FB4244,FE$3)*AER_CECV!G3878","v":0},{"$f":"INDEX(Table_2,$FB4244,FF$3)*AER_CECV!H3878","v":0},{"$f":"INDEX(Table_2,$FB4244,FG$3)*AER_CECV!I3878","v":0},{"$f":"INDEX(Table_2,$FB4244,FH$3)*AER_CECV!J3878","v":0},{"$f":"INDEX(Table_2,$FB4244,FI$3)*AER_CECV!K3878","v":0},{"$f":"INDEX(Table_2,$FB4244,FJ$3)*AER_CECV!L3878","v":0},{"$f":"INDEX(Table_2,$FB4244,FK$3)*AER_CECV!M3878","v":0},{"$f":"INDEX(Table_2,$FB4244,FL$3)*AER_CECV!N3878","v":0},{"$f":"INDEX(Table_2,$FB4244,FM$3)*AER_CECV!O3878","v":0},{"$f":"INDEX(Table_2,$FB4244,FN$3)*AER_CECV!P3878","v":6.404069802252188},{"$f":"INDEX(Table_2,$FB4244,FO$3)*AER_CECV!Q3878","v":15.628136502400821},{"$f":"INDEX(Table_2,$FB4244,FP$3)*AER_CECV!R3878","v":103.13874610259599},{"$f":"INDEX(Table_2,$FB4244,FQ$3)*AER_CECV!S3878","v":193.8843997331837},{"$f":"INDEX(Table_2,$FB4244,FR$3)*AER_CECV!T3878","v":378.81645093279838},{"$f":"INDEX(Table_2,$FB4244,FS$3)*AER_CECV!U3878","v":541.54068394123556},{"$f":"INDEX(Table_2,$FB4244,FT$3)*AER_CECV!V3878","v":669.20655652727783},{"$f":"INDEX(Table_2,$FB4244,FU$3)*AER_CECV!W3878","v":0},{"$f":"INDEX(Table_2,$FB4244,FV$3)*AER_CECV!X3878","v":0},{"$f":"INDEX(Table_2,$FB4244,FW$3)*AER_CECV!Y3878","v":0},{"$f":"INDEX(Table_2,$FB4244,FX$3)*AER_CECV!Z3878","v":0},{"$f":"INDEX(Table_2,$FB4244,FY$3)*AER_CECV!AA3878","v":0},{"$f":"INDEX(Table_2,$FB4244,FZ$3)*AER_CECV!AB3878","v":0},{"$f":"INDEX(Table_2,$FB4244,GA$3)*AER_CECV!AC3878","v":0},{"$f":"INDEX(Table_2,$FB4244,GB$3)*AER_CECV!AD3878","v":0},{"$f":"INDEX(Table_2,$FB4244,GC$3)*AER_CECV!AE3878","v":0},{"$f":"INDEX(Table_2,$FB4244,GD$3)*AER_CECV!AF3878","v":0},{"$f":"INDEX(Table_2,$FB4244,GE$3)*AER_CECV!AG3878","v":959.87829613075382},{"$f":"INDEX(Table_2,$FB4244,GF$3)*AER_CECV!AH3878","v":899.17903186372712},{"$f":"INDEX(Table_2,$FB4244,GG$3)*AER_CECV!AI3878","v":770.55030563722744},{"$f":"INDEX(Table_2,$FB4244,GH$3)*AER_CECV!AJ3878","v":604.26813108275121},{"$f":"INDEX(Table_2,$FB4244,GI$3)*AER_CECV!AK3878","v":455.78107132018323},{"$f":"INDEX(Table_2,$FB4244,GJ$3)*AER_CECV!AL3878","v":316.47966645570551},{"$f":"INDEX(Table_2,$FB4244,GK$3)*AER_CECV!AM3878","v":184.44749536665609},{"$f":"INDEX(Table_2,$FB4244,GL$3)*AER_CECV!AN3878","v":116.4863528457182},{"$f":"INDEX(Table_2,$FB4244,GM$3)*AER_CECV!AO3878","v":36.418133988575683},{"$f":"INDEX(Table_2,$FB4244,GN$3)*AER_CECV!AP3878","v":7.9587569678152006},{"$f":"INDEX(Table_2,$FB4244,GO$3)*AER_CECV!AQ3878","v":3.7523666425649571},{"$f":"INDEX(Table_2,$FB4244,GP$3)*AER_CECV!AR3878","v":0},{"$f":"INDEX(Table_2,$FB4244,GQ$3)*AER_CECV!AS3878","v":0},{"$f":"INDEX(Table_2,$FB4244,GR$3)*AER_CECV!AT3878","v":0},{"$f":"INDEX(Table_2,$FB4244,GS$3)*AER_CECV!AU3878","v":0},{"$f":"INDEX(Table_2,$FB4244,GT$3)*AER_CECV!AV3878","v":0},{"$f":"INDEX(Table_2,$FB4244,GU$3)*AER_CECV!AW3878","v":0},{"$f":"INDEX(Table_2,$FB4244,GV$3)*AER_CECV!AX3878","v":0},{"$f":"INDEX(Table_2,$FB4244,GW$3)*AER_CECV!AY3878","v":0},{"$f":"INDEX(Table_2,$FB4244,GX$3)*AER_CECV!AZ3878","v":0},6263.8186518434222,2034]
[null,null,null,null,null,null,null,null,null,null,null,null,null,null,null,null,null,null,null,null,null,null,null,null,null,null,null,null,null,null,null,null,null,null,null,null,null,null,null,null,null,null,null,null,null,null,null,null,null,null,null,null,null,null,null,2034,null,null,null,null,null,null,null,null,null,null,null,null,null,null,null,null,null,null,null,null,null,null,null,null,null,null,null,null,null,null,null,null,null,null,null,null,null,null,null,null,null,null,null,null,null,null,null,null,null,null,null,null,null,null,null,null,null,null,null,null,null,null,null,null,null,null,null,null,null,null,null,null,null,null,null,null,null,null,null,null,null,null,null,null,null,null,null,null,null,null,null,null,null,null,null,null,null,null,null,null,null,287,{"$f":"INDEX(Table_2,$FB4305,FC$3)*AER_CECV!E3939","v":0},{"$f":"INDEX(Table_2,$FB4305,FD$3)*AER_CECV!F3939","v":0},{"$f":"INDEX(Table_2,$FB4305,FE$3)*AER_CECV!G3939","v":0},{"$f":"INDEX(Table_2,$FB4305,FF$3)*AER_CECV!H3939","v":0},{"$f":"INDEX(Table_2,$FB4305,FG$3)*AER_CECV!I3939","v":0},{"$f":"INDEX(Table_2,$FB4305,FH$3)*AER_CECV!J3939","v":0},{"$f":"INDEX(Table_2,$FB4305,FI$3)*AER_CECV!K3939","v":0},{"$f":"INDEX(Table_2,$FB4305,FJ$3)*AER_CECV!L3939","v":0},{"$f":"INDEX(Table_2,$FB4305,FK$3)*AER_CECV!M3939","v":0},{"$f":"INDEX(Table_2,$FB4305,FL$3)*AER_CECV!N3939","v":0},{"$f":"INDEX(Table_2,$FB4305,FM$3)*AER_CECV!O3939","v":0},{"$f":"INDEX(Table_2,$FB4305,FN$3)*AER_CECV!P3939","v":0.30054961158237214},{"$f":"INDEX(Table_2,$FB4305,FO$3)*AER_CECV!Q3939","v":12.758481142950913},{"$f":"INDEX(Table_2,$FB4305,FP$3)*AER_CECV!R3939","v":69.020423411219838},{"$f":"INDEX(Table_2,$FB4305,FQ$3)*AER_CECV!S3939","v":246.92267351918795},{"$f":"INDEX(Table_2,$FB4305,FR$3)*AER_CECV!T3939","v":538.23534046728048},{"$f":"INDEX(Table_2,$FB4305,FS$3)*AER_CECV!U3939","v":423.0408806580142},{"$f":"INDEX(Table_2,$FB4305,FT$3)*AER_CECV!V3939","v":305.289067975389},{"$f":"INDEX(Table_2,$FB4305,FU$3)*AER_CECV!W3939","v":914.92020408003339},{"$f":"INDEX(Table_2,$FB4305,FV$3)*AER_CECV!X3939","v":1558.3108560848343},{"$f":"INDEX(Table_2,$FB4305,FW$3)*AER_CECV!Y3939","v":1652.2461894139385},{"$f":"INDEX(Table_2,$FB4305,FX$3)*AER_CECV!Z3939","v":1804.9604304861634},{"$f":"INDEX(Table_2,$FB4305,FY$3)*AER_CECV!AA3939","v":1945.8290209979889},{"$f":"INDEX(Table_2,$FB4305,FZ$3)*AER_CECV!AB3939","v":1965.4090814361584},{"$f":"INDEX(Table_2,$FB4305,GA$3)*AER_CECV!AC3939","v":1898.311305977539},{"$f":"INDEX(Table_2,$FB4305,GB$3)*AER_CECV!AD3939","v":1843.5167025827845},{"$f":"INDEX(Table_2,$FB4305,GC$3)*AER_CECV!AE3939","v":1804.9913961708137},{"$f":"INDEX(Table_2,$FB4305,GD$3)*AER_CECV!AF3939","v":1708.1952434714865},{"$f":"INDEX(Table_2,$FB4305,GE$3)*AER_CECV!AG3939","v":1484.0181800387347},{"$f":"INDEX(Table_2,$FB4305,GF$3)*AER_CECV!AH3939","v":2368.5296438920836},{"$f":"INDEX(Table_2,$FB4305,GG$3)*AER_CECV!AI3939","v":1958.199877680217},{"$f":"INDEX(Table_2,$FB4305,GH$3)*AER_CECV!AJ3939","v":1433.6498597991849},{"$f":"INDEX(Table_2,$FB4305,GI$3)*AER_CECV!AK3939","v":904.29929897565944},{"$f":"INDEX(Table_2,$FB4305,GJ$3)*AER_CECV!AL3939","v":498.24425710077907},{"$f":"INDEX(Table_2,$FB4305,GK$3)*AER_CECV!AM3939","v":152.04435635365354},{"$f":"INDEX(Table_2,$FB4305,GL$3)*AER_CECV!AN3939","v":34.82022765413619},{"$f":"INDEX(Table_2,$FB4305,GM$3)*AER_CECV!AO3939","v":124.35700171253235},{"$f":"INDEX(Table_2,$FB4305,GN$3)*AER_CECV!AP3939","v":36.115456834627125},{"$f":"INDEX(Table_2,$FB4305,GO$3)*AER_CECV!AQ3939","v":1.0642200028724889},{"$f":"INDEX(Table_2,$FB4305,GP$3)*AER_CECV!AR3939","v":0},{"$f":"INDEX(Table_2,$FB4305,GQ$3)*AER_CECV!AS3939","v":0},{"$f":"INDEX(Table_2,$FB4305,GR$3)*AER_CECV!AT3939","v":0},{"$f":"INDEX(Table_2,$FB4305,GS$3)*AER_CECV!AU3939","v":0},{"$f":"INDEX(Table_2,$FB4305,GT$3)*AER_CECV!AV3939","v":0},{"$f":"INDEX(Table_2,$FB4305,GU$3)*AER_CECV!AW3939","v":0},{"$f":"INDEX(Table_2,$FB4305,GV$3)*AER_CECV!AX3939","v":0},{"$f":"INDEX(Table_2,$FB4305,GW$3)*AER_CECV!AY3939","v":0},{"$f":"INDEX(Table_2,$FB4305,GX$3)*AER_CECV!AZ3939","v":0},27687.600227531853,2034]
[null,null,null,null,null,null,null,null,null,null,null,null,null,null,null,null,null,null,null,null,null,null,null,null,null,null,null,null,null,null,null,null,null,null,null,null,null,null,null,null,null,null,null,null,null,null,null,null,null,null,null,null,null,null,null,2034,null,null,null,null,null,null,null,null,null,null,null,null,null,null,null,null,null,null,null,null,null,null,null,null,null,null,null,null,null,null,null,null,null,null,null,null,null,null,null,null,null,null,null,null,null,null,null,null,null,null,null,null,null,null,null,null,null,null,null,null,null,null,null,null,null,null,null,null,null,null,null,null,null,null,null,null,null,null,null,null,null,null,null,null,null,null,null,null,null,null,null,null,null,null,null,null,null,null,null,null,null,344,{"$f":"INDEX(Table_2,$FB4362,FC$3)*AER_CECV!E3996","v":0},{"$f":"INDEX(Table_2,$FB4362,FD$3)*AER_CECV!F3996","v":0},{"$f":"INDEX(Table_2,$FB4362,FE$3)*AER_CECV!G3996","v":0},{"$f":"INDEX(Table_2,$FB4362,FF$3)*AER_CECV!H3996","v":0},{"$f":"INDEX(Table_2,$FB4362,FG$3)*AER_CECV!I3996","v":0},{"$f":"INDEX(Table_2,$FB4362,FH$3)*AER_CECV!J3996","v":0},{"$f":"INDEX(Table_2,$FB4362,FI$3)*AER_CECV!K3996","v":0},{"$f":"INDEX(Table_2,$FB4362,FJ$3)*AER_CECV!L3996","v":0},{"$f":"INDEX(Table_2,$FB4362,FK$3)*AER_CECV!M3996","v":0},{"$f":"INDEX(Table_2,$FB4362,FL$3)*AER_CECV!N3996","v":0},{"$f":"INDEX(Table_2,$FB4362,FM$3)*AER_CECV!O3996","v":0},{"$f":"INDEX(Table_2,$FB4362,FN$3)*AER_CECV!P3996","v":0},{"$f":"INDEX(Table_2,$FB4362,FO$3)*AER_CECV!Q3996","v":0},{"$f":"INDEX(Table_2,$FB4362,FP$3)*AER_CECV!R3996","v":93.161618797133613},{"$f":"INDEX(Table_2,$FB4362,FQ$3)*AER_CECV!S3996","v":134.92051498431726},{"$f":"INDEX(Table_2,$FB4362,FR$3)*AER_CECV!T3996","v":820.89081838319237},{"$f":"INDEX(Table_2,$FB4362,FS$3)*AER_CECV!U3996","v":0},{"$f":"INDEX(Table_2,$FB4362,FT$3)*AER_CECV!V3996","v":0},{"$f":"INDEX(Table_2,$FB4362,FU$3)*AER_CECV!W3996","v":0},{"$f":"INDEX(Table_2,$FB4362,FV$3)*AER_CECV!X3996","v":0},{"$f":"INDEX(Table_2,$FB4362,FW$3)*AER_CECV!Y3996","v":0},{"$f":"INDEX(Table_2,$FB4362,FX$3)*AER_CECV!Z3996","v":0},{"$f":"INDEX(Table_2,$FB4362,FY$3)*AER_CECV!AA3996","v":0},{"$f":"INDEX(Table_2,$FB4362,FZ$3)*AER_CECV!AB3996","v":0},{"$f":"INDEX(Table_2,$FB4362,GA$3)*AER_CECV!AC3996","v":0},{"$f":"INDEX(Table_2,$FB4362,GB$3)*AER_CECV!AD3996","v":0},{"$f":"INDEX(Table_2,$FB4362,GC$3)*AER_CECV!AE3996","v":0},{"$f":"INDEX(Table_2,$FB4362,GD$3)*AER_CECV!AF3996","v":0},{"$f":"INDEX(Table_2,$FB4362,GE$3)*AER_CECV!AG3996","v":0},{"$f":"INDEX(Table_2,$FB4362,GF$3)*AER_CECV!AH3996","v":0},{"$f":"INDEX(Table_2,$FB4362,GG$3)*AER_CECV!AI3996","v":0},{"$f":"INDEX(Table_2,$FB4362,GH$3)*AER_CECV!AJ3996","v":0},{"$f":"INDEX(Table_2,$FB4362,GI$3)*AER_CECV!AK3996","v":921.36798414830935},{"$f":"INDEX(Table_2,$FB4362,GJ$3)*AER_CECV!AL3996","v":414.35533637001203},{"$f":"INDEX(Table_2,$FB4362,GK$3)*AER_CECV!AM3996","v":91.332065942406928},{"$f":"INDEX(Table_2,$FB4362,GL$3)*AER_CECV!AN3996","v":121.23966725783291},{"$f":"INDEX(Table_2,$FB4362,GM$3)*AER_CECV!AO3996","v":50.701061698446132},{"$f":"INDEX(Table_2,$FB4362,GN$3)*AER_CECV!AP3996","v":25.350530849223066},{"$f":"INDEX(Table_2,$FB4362,GO$3)*AER_CECV!AQ3996","v":0},{"$f":"INDEX(Table_2,$FB4362,GP$3)*AER_CECV!AR3996","v":0},{"$f":"INDEX(Table_2,$FB4362,GQ$3)*AER_CECV!AS3996","v":0},{"$f":"INDEX(Table_2,$FB4362,GR$3)*AER_CECV!AT3996","v":0},{"$f":"INDEX(Table_2,$FB4362,GS$3)*AER_CECV!AU3996","v":0},{"$f":"INDEX(Table_2,$FB4362,GT$3)*AER_CECV!AV3996","v":0},{"$f":"INDEX(Table_2,$FB4362,GU$3)*AER_CECV!AW3996","v":0},{"$f":"INDEX(Table_2,$FB4362,GV$3)*AER_CECV!AX3996","v":0},{"$f":"INDEX(Table_2,$FB4362,GW$3)*AER_CECV!AY3996","v":0},{"$f":"INDEX(Table_2,$FB4362,GX$3)*AER_CECV!AZ3996","v":0},2673.3195984308741,2034]
[null,null,null,null,null,null,null,null,null,null,null,null,null,null,null,null,null,null,null,null,null,null,null,null,null,null,null,null,null,null,null,null,null,null,null,null,null,null,null,null,null,null,null,null,null,null,null,null,null,null,null,null,null,null,null,2035,null,null,null,null,null,null,null,null,null,null,null,null,null,null,null,null,null,null,null,null,null,null,null,null,null,null,null,null,null,null,null,null,null,null,null,null,null,null,null,null,null,null,null,null,null,null,null,null,null,null,null,null,null,null,null,null,null,null,null,null,null,null,null,null,null,null,null,null,null,null,null,null,null,null,null,null,null,null,null,null,null,null,null,null,null,null,null,null,null,null,null,null,null,null,null,null,null,null,null,null,null,36,{"$f":"INDEX(Table_2,$FB4419,FC$3)*AER_CECV!E4053","v":0},{"$f":"INDEX(Table_2,$FB4419,FD$3)*AER_CECV!F4053","v":0},{"$f":"INDEX(Table_2,$FB4419,FE$3)*AER_CECV!G4053","v":0},{"$f":"INDEX(Table_2,$FB4419,FF$3)*AER_CECV!H4053","v":0},{"$f":"INDEX(Table_2,$FB4419,FG$3)*AER_CECV!I4053","v":0},{"$f":"INDEX(Table_2,$FB4419,FH$3)*AER_CECV!J4053","v":0},{"$f":"INDEX(Table_2,$FB4419,FI$3)*AER_CECV!K4053","v":0},{"$f":"INDEX(Table_2,$FB4419,FJ$3)*AER_CECV!L4053","v":0},{"$f":"INDEX(Table_2,$FB4419,FK$3)*AER_CECV!M4053","v":0},{"$f":"INDEX(Table_2,$FB4419,FL$3)*AER_CECV!N4053","v":0},{"$f":"INDEX(Table_2,$FB4419,FM$3)*AER_CECV!O4053","v":0},{"$f":"INDEX(Table_2,$FB4419,FN$3)*AER_CECV!P4053","v":0},{"$f":"INDEX(Table_2,$FB4419,FO$3)*AER_CECV!Q4053","v":0},{"$f":"INDEX(Table_2,$FB4419,FP$3)*AER_CECV!R4053","v":164.42241233389714},{"$f":"INDEX(Table_2,$FB4419,FQ$3)*AER_CECV!S4053","v":516.68618076988253},{"$f":"INDEX(Table_2,$FB4419,FR$3)*AER_CECV!T4053","v":1402.4173739292303},{"$f":"INDEX(Table_2,$FB4419,FS$3)*AER_CECV!U4053","v":2172.5749791754147},{"$f":"INDEX(Table_2,$FB4419,FT$3)*AER_CECV!V4053","v":2586.5818816907681},{"$f":"INDEX(Table_2,$FB4419,FU$3)*AER_CECV!W4053","v":3296.5030396680277},{"$f":"INDEX(Table_2,$FB4419,FV$3)*AER_CECV!X4053","v":3780.6744627909866},{"$f":"INDEX(Table_2,$FB4419,FW$3)*AER_CECV!Y4053","v":4182.5531289653518},{"$f":"INDEX(Table_2,$FB4419,FX$3)*AER_CECV!Z4053","v":4424.8315936013296},{"$f":"INDEX(Table_2,$FB4419,FY$3)*AER_CECV!AA4053","v":4820.8451790846211},{"$f":"INDEX(Table_2,$FB4419,FZ$3)*AER_CECV!AB4053","v":4992.4705391085845},{"$f":"INDEX(Table_2,$FB4419,GA$3)*AER_CECV!AC4053","v":5065.9133000344664},{"$f":"INDEX(Table_2,$FB4419,GB$3)*AER_CECV!AD4053","v":5035.6742819676956},{"$f":"INDEX(Table_2,$FB4419,GC$3)*AER_CECV!AE4053","v":4915.3981524321198},{"$f":"INDEX(Table_2,$FB4419,GD$3)*AER_CECV!AF4053","v":4648.7946595754083},{"$f":"INDEX(Table_2,$FB4419,GE$3)*AER_CECV!AG4053","v":4227.1524536827719},{"$f":"INDEX(Table_2,$FB4419,GF$3)*AER_CECV!AH4053","v":3834.9332290063121},{"$f":"INDEX(Table_2,$FB4419,GG$3)*AER_CECV!AI4053","v":3085.1649864032324},{"$f":"INDEX(Table_2,$FB4419,GH$3)*AER_CECV!AJ4053","v":2425.6467094996569},{"$f":"INDEX(Table_2,$FB4419,GI$3)*AER_CECV!AK4053","v":1858.4938679048878},{"$f":"INDEX(Table_2,$FB4419,GJ$3)*AER_CECV!AL4053","v":1306.8922810444039},{"$f":"INDEX(Table_2,$FB4419,GK$3)*AER_CECV!AM4053","v":428.09805486546099},{"$f":"INDEX(Table_2,$FB4419,GL$3)*AER_CECV!AN4053","v":100.17514969688703},{"$f":"INDEX(Table_2,$FB4419,GM$3)*AER_CECV!AO4053","v":142.67476785790151},{"$f":"INDEX(Table_2,$FB4419,GN$3)*AER_CECV!AP4053","v":71.337588628036073},{"$f":"INDEX(Table_2,$FB4419,GO$3)*AER_CECV!AQ4053","v":0},{"$f":"INDEX(Table_2,$FB4419,GP$3)*AER_CECV!AR4053","v":0},{"$f":"INDEX(Table_2,$FB4419,GQ$3)*AER_CECV!AS4053","v":0},{"$f":"INDEX(Table_2,$FB4419,GR$3)*AER_CECV!AT4053","v":0},{"$f":"INDEX(Table_2,$FB4419,GS$3)*AER_CECV!AU4053","v":0},{"$f":"INDEX(Table_2,$FB4419,GT$3)*AER_CECV!AV4053","v":0},{"$f":"INDEX(Table_2,$FB4419,GU$3)*AER_CECV!AW4053","v":0},{"$f":"INDEX(Table_2,$FB4419,GV$3)*AER_CECV!AX4053","v":0},{"$f":"INDEX(Table_2,$FB4419,GW$3)*AER_CECV!AY4053","v":0},{"$f":"INDEX(Table_2,$FB4419,GX$3)*AER_CECV!AZ4053","v":0},69486.91025371736,2035]
[null,null,null,null,null,null,null,null,null,null,null,null,null,null,null,null,null,null,null,null,null,null,null,null,null,null,null,null,null,null,null,null,null,null,null,null,null,null,null,null,null,null,null,null,null,null,null,null,null,null,null,null,null,null,null,2035,null,null,null,null,null,null,null,null,null,null,null,null,null,null,null,null,null,null,null,null,null,null,null,null,null,null,null,null,null,null,null,null,null,null,null,null,null,null,null,null,null,null,null,null,null,null,null,null,null,null,null,null,null,null,null,null,null,null,null,null,null,null,null,null,null,null,null,null,null,null,null,null,null,null,null,null,null,null,null,null,null,null,null,null,null,null,null,null,null,null,null,null,null,null,null,null,null,null,null,null,null,97,{"$f":"INDEX(Table_2,$FB4480,FC$3)*AER_CECV!E4114","v":0},{"$f":"INDEX(Table_2,$FB4480,FD$3)*AER_CECV!F4114","v":0},{"$f":"INDEX(Table_2,$FB4480,FE$3)*AER_CECV!G4114","v":0},{"$f":"INDEX(Table_2,$FB4480,FF$3)*AER_CECV!H4114","v":0},{"$f":"INDEX(Table_2,$FB4480,FG$3)*AER_CECV!I4114","v":0},{"$f":"INDEX(Table_2,$FB4480,FH$3)*AER_CECV!J4114","v":0},{"$f":"INDEX(Table_2,$FB4480,FI$3)*AER_CECV!K4114","v":0},{"$f":"INDEX(Table_2,$FB4480,FJ$3)*AER_CECV!L4114","v":0},{"$f":"INDEX(Table_2,$FB4480,FK$3)*AER_CECV!M4114","v":0},{"$f":"INDEX(Table_2,$FB4480,FL$3)*AER_CECV!N4114","v":0},{"$f":"INDEX(Table_2,$FB4480,FM$3)*AER_CECV!O4114","v":0},{"$f":"INDEX(Table_2,$FB4480,FN$3)*AER_CECV!P4114","v":14.24457453404977},{"$f":"INDEX(Table_2,$FB4480,FO$3)*AER_CECV!Q4114","v":37.176908140938878},{"$f":"INDEX(Table_2,$FB4480,FP$3)*AER_CECV!R4114","v":189.27113382642014},{"$f":"INDEX(Table_2,$FB4480,FQ$3)*AER_CECV!S4114","v":0},{"$f":"INDEX(Table_2,$FB4480,FR$3)*AER_CECV!T4114","v":0},{"$f":"INDEX(Table_2,$FB4480,FS$3)*AER_CECV!U4114","v":0},{"$f":"INDEX(Table_2,$FB4480,FT$3)*AER_CECV!V4114","v":0},{"$f":"INDEX(Table_2,$FB4480,FU$3)*AER_CECV!W4114","v":0},{"$f":"INDEX(Table_2,$FB4480,FV$3)*AER_CECV!X4114","v":0},{"$f":"INDEX(Table_2,$FB4480,FW$3)*AER_CECV!Y4114","v":0},{"$f":"INDEX(Table_2,$FB4480,FX$3)*AER_CECV!Z4114","v":0},{"$f":"INDEX(Table_2,$FB4480,FY$3)*AER_CECV!AA4114","v":0},{"$f":"INDEX(Table_2,$FB4480,FZ$3)*AER_CECV!AB4114","v":0},{"$f":"INDEX(Table_2,$FB4480,GA$3)*AER_CECV!AC4114","v":0},{"$f":"INDEX(Table_2,$FB4480,GB$3)*AER_CECV!AD4114","v":0},{"$f":"INDEX(Table_2,$FB4480,GC$3)*AER_CECV!AE4114","v":0},{"$f":"INDEX(Table_2,$FB4480,GD$3)*AER_CECV!AF4114","v":0},{"$f":"INDEX(Table_2,$FB4480,GE$3)*AER_CECV!AG4114","v":0},{"$f":"INDEX(Table_2,$FB4480,GF$3)*AER_CECV!AH4114","v":0},{"$f":"INDEX(Table_2,$FB4480,GG$3)*AER_CECV!AI4114","v":0},{"$f":"INDEX(Table_2,$FB4480,GH$3)*AER_CECV!AJ4114","v":709.08168081023473},{"$f":"INDEX(Table_2,$FB4480,GI$3)*AER_CECV!AK4114","v":473.60207471287356},{"$f":"INDEX(Table_2,$FB4480,GJ$3)*AER_CECV!AL4114","v":357.81982427069181},{"$f":"INDEX(Table_2,$FB4480,GK$3)*AER_CECV!AM4114","v":274.10731264849312},{"$f":"INDEX(Table_2,$FB4480,GL$3)*AER_CECV!AN4114","v":31.854096669716522},{"$f":"INDEX(Table_2,$FB4480,GM$3)*AER_CECV!AO4114","v":21.226549451532069},{"$f":"INDEX(Table_2,$FB4480,GN$3)*AER_CECV!AP4114","v":10.615201445371833},{"$f":"INDEX(Table_2,$FB4480,GO$3)*AER_CECV!AQ4114","v":0},{"$f":"INDEX(Table_2,$FB4480,GP$3)*AER_CECV!AR4114","v":0},{"$f":"INDEX(Table_2,$FB4480,GQ$3)*AER_CECV!AS4114","v":0},{"$f":"INDEX(Table_2,$FB4480,GR$3)*AER_CECV!AT4114","v":0},{"$f":"INDEX(Table_2,$FB4480,GS$3)*AER_CECV!AU4114","v":0},{"$f":"INDEX(Table_2,$FB4480,GT$3)*AER_CECV!AV4114","v":0},{"$f":"INDEX(Table_2,$FB4480,GU$3)*AER_CECV!AW4114","v":0},{"$f":"INDEX(Table_2,$FB4480,GV$3)*AER_CECV!AX4114","v":0},{"$f":"INDEX(Table_2,$FB4480,GW$3)*AER_CECV!AY4114","v":0},{"$f":"INDEX(Table_2,$FB4480,GX$3)*AER_CECV!AZ4114","v":0},2118.9993565103223,2035]
[null,null,null,null,null,null,null,null,null,null,null,null,null,null,null,null,null,null,null,null,null,null,null,null,null,null,null,null,null,null,null,null,null,null,null,null,null,null,null,null,null,null,null,null,null,null,null,null,null,null,null,null,null,null,null,2035,null,null,null,null,null,null,null,null,null,null,null,null,null,null,null,null,null,null,null,null,null,null,null,null,null,null,null,null,null,null,null,null,null,null,null,null,null,null,null,null,null,null,null,null,null,null,null,null,null,null,null,null,null,null,null,null,null,null,null,null,null,null,null,null,null,null,null,null,null,null,null,null,null,null,null,null,null,null,null,null,null,null,null,null,null,null,null,null,null,null,null,null,null,null,null,null,null,null,null,null,null,154,{"$f":"INDEX(Table_2,$FB4537,FC$3)*AER_CECV!E4171","v":0},{"$f":"INDEX(Table_2,$FB4537,FD$3)*AER_CECV!F4171","v":0},{"$f":"INDEX(Table_2,$FB4537,FE$3)*AER_CECV!G4171","v":0},{"$f":"INDEX(Table_2,$FB4537,FF$3)*AER_CECV!H4171","v":0},{"$f":"INDEX(Table_2,$FB4537,FG$3)*AER_CECV!I4171","v":0},{"$f":"INDEX(Table_2,$FB4537,FH$3)*AER_CECV!J4171","v":0},{"$f":"INDEX(Table_2,$FB4537,FI$3)*AER_CECV!K4171","v":0},{"$f":"INDEX(Table_2,$FB4537,FJ$3)*AER_CECV!L4171","v":0},{"$f":"INDEX(Table_2,$FB4537,FK$3)*AER_CECV!M4171","v":0},{"$f":"INDEX(Table_2,$FB4537,FL$3)*AER_CECV!N4171","v":0},{"$f":"INDEX(Table_2,$FB4537,FM$3)*AER_CECV!O4171","v":0},{"$f":"INDEX(Table_2,$FB4537,FN$3)*AER_CECV!P4171","v":188.24811543294504},{"$f":"INDEX(Table_2,$FB4537,FO$3)*AER_CECV!Q4171","v":501.62590915018325},{"$f":"INDEX(Table_2,$FB4537,FP$3)*AER_CECV!R4171","v":824.76620493059067},{"$f":"INDEX(Table_2,$FB4537,FQ$3)*AER_CECV!S4171","v":882.1331940660765},{"$f":"INDEX(Table_2,$FB4537,FR$3)*AER_CECV!T4171","v":1433.0305892179024},{"$f":"INDEX(Table_2,$FB4537,FS$3)*AER_CECV!U4171","v":1805.1230456662122},{"$f":"INDEX(Table_2,$FB4537,FT$3)*AER_CECV!V4171","v":2173.6991507526868},{"$f":"INDEX(Table_2,$FB4537,FU$3)*AER_CECV!W4171","v":2420.1101143540941},{"$f":"INDEX(Table_2,$FB4537,FV$3)*AER_CECV!X4171","v":1977.7254323982777},{"$f":"INDEX(Table_2,$FB4537,FW$3)*AER_CECV!Y4171","v":2161.3180978750997},{"$f":"INDEX(Table_2,$FB4537,FX$3)*AER_CECV!Z4171","v":2207.4982573838306},{"$f":"INDEX(Table_2,$FB4537,FY$3)*AER_CECV!AA4171","v":2420.7410745475318},{"$f":"INDEX(Table_2,$FB4537,FZ$3)*AER_CECV!AB4171","v":2478.3475285984468},{"$f":"INDEX(Table_2,$FB4537,GA$3)*AER_CECV!AC4171","v":2662.3938765492098},{"$f":"INDEX(Table_2,$FB4537,GB$3)*AER_CECV!AD4171","v":2394.993856844721},{"$f":"INDEX(Table_2,$FB4537,GC$3)*AER_CECV!AE4171","v":2281.184430334642},{"$f":"INDEX(Table_2,$FB4537,GD$3)*AER_CECV!AF4171","v":2118.0573201499978},{"$f":"INDEX(Table_2,$FB4537,GE$3)*AER_CECV!AG4171","v":2005.4227813885748},{"$f":"INDEX(Table_2,$FB4537,GF$3)*AER_CECV!AH4171","v":2240.5415896656409},{"$f":"INDEX(Table_2,$FB4537,GG$3)*AER_CECV!AI4171","v":1927.538356480675},{"$f":"INDEX(Table_2,$FB4537,GH$3)*AER_CECV!AJ4171","v":1526.2759532153823},{"$f":"INDEX(Table_2,$FB4537,GI$3)*AER_CECV!AK4171","v":1922.7106393182073},{"$f":"INDEX(Table_2,$FB4537,GJ$3)*AER_CECV!AL4171","v":730.6043092221596},{"$f":"INDEX(Table_2,$FB4537,GK$3)*AER_CECV!AM4171","v":1203.7449216730161},{"$f":"INDEX(Table_2,$FB4537,GL$3)*AER_CECV!AN4171","v":402.23582729255128},{"$f":"INDEX(Table_2,$FB4537,GM$3)*AER_CECV!AO4171","v":149.84424007145878},{"$f":"INDEX(Table_2,$FB4537,GN$3)*AER_CECV!AP4171","v":76.576817097141586},{"$f":"INDEX(Table_2,$FB4537,GO$3)*AER_CECV!AQ4171","v":6.8638690485903293},{"$f":"INDEX(Table_2,$FB4537,GP$3)*AER_CECV!AR4171","v":0},{"$f":"INDEX(Table_2,$FB4537,GQ$3)*AER_CECV!AS4171","v":0},{"$f":"INDEX(Table_2,$FB4537,GR$3)*AER_CECV!AT4171","v":0},{"$f":"INDEX(Table_2,$FB4537,GS$3)*AER_CECV!AU4171","v":0},{"$f":"INDEX(Table_2,$FB4537,GT$3)*AER_CECV!AV4171","v":0},{"$f":"INDEX(Table_2,$FB4537,GU$3)*AER_CECV!AW4171","v":0},{"$f":"INDEX(Table_2,$FB4537,GV$3)*AER_CECV!AX4171","v":0},{"$f":"INDEX(Table_2,$FB4537,GW$3)*AER_CECV!AY4171","v":0},{"$f":"INDEX(Table_2,$FB4537,GX$3)*AER_CECV!AZ4171","v":0},43123.355502725834,2035]
[null,null,null,null,null,null,null,null,null,null,null,null,null,null,null,null,null,null,null,null,null,null,null,null,null,null,null,null,null,null,null,null,null,null,null,null,null,null,null,null,null,null,null,null,null,null,null,null,null,null,null,null,null,null,null,2035,null,null,null,null,null,null,null,null,null,null,null,null,null,null,null,null,null,null,null,null,null,null,null,null,null,null,null,null,null,null,null,null,null,null,null,null,null,null,null,null,null,null,null,null,null,null,null,null,null,null,null,null,null,null,null,null,null,null,null,null,null,null,null,null,null,null,null,null,null,null,null,null,null,null,null,null,null,null,null,null,null,null,null,null,null,null,null,null,null,null,null,null,null,null,null,null,null,null,null,null,null,278,{"$f":"INDEX(Table_2,$FB4661,FC$3)*AER_CECV!E4295","v":0},{"$f":"INDEX(Table_2,$FB4661,FD$3)*AER_CECV!F4295","v":0},{"$f":"INDEX(Table_2,$FB4661,FE$3)*AER_CECV!G4295","v":0},{"$f":"INDEX(Table_2,$FB4661,FF$3)*AER_CECV!H4295","v":0},{"$f":"INDEX(Table_2,$FB4661,FG$3)*AER_CECV!I4295","v":0},{"$f":"INDEX(Table_2,$FB4661,FH$3)*AER_CECV!J4295","v":0},{"$f":"INDEX(Table_2,$FB4661,FI$3)*AER_CECV!K4295","v":0},{"$f":"INDEX(Table_2,$FB4661,FJ$3)*AER_CECV!L4295","v":0},{"$f":"INDEX(Table_2,$FB4661,FK$3)*AER_CECV!M4295","v":0},{"$f":"INDEX(Table_2,$FB4661,FL$3)*AER_CECV!N4295","v":0},{"$f":"INDEX(Table_2,$FB4661,FM$3)*AER_CECV!O4295","v":0},{"$f":"INDEX(Table_2,$FB4661,FN$3)*AER_CECV!P4295","v":1.3070855637666869},{"$f":"INDEX(Table_2,$FB4661,FO$3)*AER_CECV!Q4295","v":62.525781920883567},{"$f":"INDEX(Table_2,$FB4661,FP$3)*AER_CECV!R4295","v":257.67987652128443},{"$f":"INDEX(Table_2,$FB4661,FQ$3)*AER_CECV!S4295","v":424.13239755313589},{"$f":"INDEX(Table_2,$FB4661,FR$3)*AER_CECV!T4295","v":629.90295438494752},{"$f":"INDEX(Table_2,$FB4661,FS$3)*AER_CECV!U4295","v":964.60980728621985},{"$f":"INDEX(Table_2,$FB4661,FT$3)*AER_CECV!V4295","v":692.41261640681842},{"$f":"INDEX(Table_2,$FB4661,FU$3)*AER_CECV!W4295","v":0},{"$f":"INDEX(Table_2,$FB4661,FV$3)*AER_CECV!X4295","v":0},{"$f":"INDEX(Table_2,$FB4661,FW$3)*AER_CECV!Y4295","v":0},{"$f":"INDEX(Table_2,$FB4661,FX$3)*AER_CECV!Z4295","v":0},{"$f":"INDEX(Table_2,$FB4661,FY$3)*AER_CECV!AA4295","v":0},{"$f":"INDEX(Table_2,$FB4661,FZ$3)*AER_CECV!AB4295","v":0},{"$f":"INDEX(Table_2,$FB4661,GA$3)*AER_CECV!AC4295","v":0},{"$f":"INDEX(Table_2,$FB4661,GB$3)*AER_CECV!AD4295","v":0},{"$f":"INDEX(Table_2,$FB4661,GC$3)*AER_CECV!AE4295","v":0},{"$f":"INDEX(Table_2,$FB4661,GD$3)*AER_CECV!AF4295","v":0},{"$f":"INDEX(Table_2,$FB4661,GE$3)*AER_CECV!AG4295","v":1028.7589839832963},{"$f":"INDEX(Table_2,$FB4661,GF$3)*AER_CECV!AH4295","v":894.13525424126328},{"$f":"INDEX(Table_2,$FB4661,GG$3)*AER_CECV!AI4295","v":1368.4749491048065},{"$f":"INDEX(Table_2,$FB4661,GH$3)*AER_CECV!AJ4295","v":1076.1818788813005},{"$f":"INDEX(Table_2,$FB4661,GI$3)*AER_CECV!AK4295","v":756.77251432275921},{"$f":"INDEX(Table_2,$FB4661,GJ$3)*AER_CECV!AL4295","v":785.06739993243161},{"$f":"INDEX(Table_2,$FB4661,GK$3)*AER_CECV!AM4295","v":347.01906587082203},{"$f":"INDEX(Table_2,$FB4661,GL$3)*AER_CECV!AN4295","v":87.575881795314118},{"$f":"INDEX(Table_2,$FB4661,GM$3)*AER_CECV!AO4295","v":88.486446346750824},{"$f":"INDEX(Table_2,$FB4661,GN$3)*AER_CECV!AP4295","v":56.593922276164477},{"$f":"INDEX(Table_2,$FB4661,GO$3)*AER_CECV!AQ4295","v":1.6667252596458397},{"$f":"INDEX(Table_2,$FB4661,GP$3)*AER_CECV!AR4295","v":0},{"$f":"INDEX(Table_2,$FB4661,GQ$3)*AER_CECV!AS4295","v":0},{"$f":"INDEX(Table_2,$FB4661,GR$3)*AER_CECV!AT4295","v":0},{"$f":"INDEX(Table_2,$FB4661,GS$3)*AER_CECV!AU4295","v":0},{"$f":"INDEX(Table_2,$FB4661,GT$3)*AER_CECV!AV4295","v":0},{"$f":"INDEX(Table_2,$FB4661,GU$3)*AER_CECV!AW4295","v":0},{"$f":"INDEX(Table_2,$FB4661,GV$3)*AER_CECV!AX4295","v":0},{"$f":"INDEX(Table_2,$FB4661,GW$3)*AER_CECV!AY4295","v":0},{"$f":"INDEX(Table_2,$FB4661,GX$3)*AER_CECV!AZ4295","v":0},9523.3035416516104,2035]
[null,null,null,null,null,null,null,null,null,null,null,null,null,null,null,null,null,null,null,null,null,null,null,null,null,null,null,null,null,null,null,null,null,null,null,null,null,null,null,null,null,null,null,null,null,null,null,null,null,null,null,null,null,null,null,2035,null,null,null,null,null,null,null,null,null,null,null,null,null,null,null,null,null,null,null,null,null,null,null,null,null,null,null,null,null,null,null,null,null,null,null,null,null,null,null,null,null,null,null,null,null,null,null,null,null,null,null,null,null,null,null,null,null,null,null,null,null,null,null,null,null,null,null,null,null,null,null,null,null,null,null,null,null,null,null,null,null,null,null,null,null,null,null,null,null,null,null,null,null,null,null,null,null,null,null,null,null,335,{"$f":"INDEX(Table_2,$FB4718,FC$3)*AER_CECV!E4352","v":0},{"$f":"INDEX(Table_2,$FB4718,FD$3)*AER_CECV!F4352","v":0},{"$f":"INDEX(Table_2,$FB4718,FE$3)*AER_CECV!G4352","v":0},{"$f":"INDEX(Table_2,$FB4718,FF$3)*AER_CECV!H4352","v":0},{"$f":"INDEX(Table_2,$FB4718,FG$3)*AER_CECV!I4352","v":0},{"$f":"INDEX(Table_2,$FB4718,FH$3)*AER_CECV!J4352","v":0},{"$f":"INDEX(Table_2,$FB4718,FI$3)*AER_CECV!K4352","v":0},{"$f":"INDEX(Table_2,$FB4718,FJ$3)*AER_CECV!L4352","v":0},{"$f":"INDEX(Table_2,$FB4718,FK$3)*AER_CECV!M4352","v":0},{"$f":"INDEX(Table_2,$FB4718,FL$3)*AER_CECV!N4352","v":0},{"$f":"INDEX(Table_2,$FB4718,FM$3)*AER_CECV!O4352","v":0},{"$f":"INDEX(Table_2,$FB4718,FN$3)*AER_CECV!P4352","v":0},{"$f":"INDEX(Table_2,$FB4718,FO$3)*AER_CECV!Q4352","v":0},{"$f":"INDEX(Table_2,$FB4718,FP$3)*AER_CECV!R4352","v":35.333959299119563},{"$f":"INDEX(Table_2,$FB4718,FQ$3)*AER_CECV!S4352","v":142.36443372177047},{"$f":"INDEX(Table_2,$FB4718,FR$3)*AER_CECV!T4352","v":686.4954921643747},{"$f":"INDEX(Table_2,$FB4718,FS$3)*AER_CECV!U4352","v":1429.3748051910593},{"$f":"INDEX(Table_2,$FB4718,FT$3)*AER_CECV!V4352","v":2586.5247231172511},{"$f":"INDEX(Table_2,$FB4718,FU$3)*AER_CECV!W4352","v":3872.0780646931112},{"$f":"INDEX(Table_2,$FB4718,FV$3)*AER_CECV!X4352","v":4642.1930813420122},{"$f":"INDEX(Table_2,$FB4718,FW$3)*AER_CECV!Y4352","v":5367.4675884262824},{"$f":"INDEX(Table_2,$FB4718,FX$3)*AER_CECV!Z4352","v":5912.5211905496035},{"$f":"INDEX(Table_2,$FB4718,FY$3)*AER_CECV!AA4352","v":6483.538875387736},{"$f":"INDEX(Table_2,$FB4718,FZ$3)*AER_CECV!AB4352","v":6553.3885787353402},{"$f":"INDEX(Table_2,$FB4718,GA$3)*AER_CECV!AC4352","v":6800.0930259952238},{"$f":"INDEX(Table_2,$FB4718,GB$3)*AER_CECV!AD4352","v":6197.5668038781432},{"$f":"INDEX(Table_2,$FB4718,GC$3)*AER_CECV!AE4352","v":5417.6577432476497},{"$f":"INDEX(Table_2,$FB4718,GD$3)*AER_CECV!AF4352","v":4937.6151418333266},{"$f":"INDEX(Table_2,$FB4718,GE$3)*AER_CECV!AG4352","v":4524.7913181377789},{"$f":"INDEX(Table_2,$FB4718,GF$3)*AER_CECV!AH4352","v":3674.2567914224328},{"$f":"INDEX(Table_2,$FB4718,GG$3)*AER_CECV!AI4352","v":3290.2911336478242},{"$f":"INDEX(Table_2,$FB4718,GH$3)*AER_CECV!AJ4352","v":2024.1434149676916},{"$f":"INDEX(Table_2,$FB4718,GI$3)*AER_CECV!AK4352","v":1029.2117256749261},{"$f":"INDEX(Table_2,$FB4718,GJ$3)*AER_CECV!AL4352","v":543.96493369285508},{"$f":"INDEX(Table_2,$FB4718,GK$3)*AER_CECV!AM4352","v":130.88471888874639},{"$f":"INDEX(Table_2,$FB4718,GL$3)*AER_CECV!AN4352","v":91.007527935690746},{"$f":"INDEX(Table_2,$FB4718,GM$3)*AER_CECV!AO4352","v":45.775053818055504},{"$f":"INDEX(Table_2,$FB4718,GN$3)*AER_CECV!AP4352","v":22.887526909027745},{"$f":"INDEX(Table_2,$FB4718,GO$3)*AER_CECV!AQ4352","v":0},{"$f":"INDEX(Table_2,$FB4718,GP$3)*AER_CECV!AR4352","v":0},{"$f":"INDEX(Table_2,$FB4718,GQ$3)*AER_CECV!AS4352","v":0},{"$f":"INDEX(Table_2,$FB4718,GR$3)*AER_CECV!AT4352","v":0},{"$f":"INDEX(Table_2,$FB4718,GS$3)*AER_CECV!AU4352","v":0},{"$f":"INDEX(Table_2,$FB4718,GT$3)*AER_CECV!AV4352","v":0},{"$f":"INDEX(Table_2,$FB4718,GU$3)*AER_CECV!AW4352","v":0},{"$f":"INDEX(Table_2,$FB4718,GV$3)*AER_CECV!AX4352","v":0},{"$f":"INDEX(Table_2,$FB4718,GW$3)*AER_CECV!AY4352","v":0},{"$f":"INDEX(Table_2,$FB4718,GX$3)*AER_CECV!AZ4352","v":0},76441.427652677055,2035]
[null,null,null,null,null,null,null,null,null,null,null,null,null,null,null,null,null,null,null,null,null,null,null,null,null,null,null,null,null,null,null,null,null,null,null,null,null,null,null,null,null,null,null,null,null,null,null,null,null,null,null,null,null,null,null,2036,null,null,null,null,null,null,null,null,null,null,null,null,null,null,null,null,null,null,null,null,null,null,null,null,null,null,null,null,null,null,null,null,null,null,null,null,null,null,null,null,null,null,null,null,null,null,null,null,null,null,null,null,null,null,null,null,null,null,null,null,null,null,null,null,null,null,null,null,null,null,null,null,null,null,null,null,null,null,null,null,null,null,null,null,null,null,null,null,null,null,null,null,null,null,null,null,null,null,null,null,null,27,{"$f":"INDEX(Table_2,$FB4775,FC$3)*AER_CECV!E4409","v":0},{"$f":"INDEX(Table_2,$FB4775,FD$3)*AER_CECV!F4409","v":0},{"$f":"INDEX(Table_2,$FB4775,FE$3)*AER_CECV!G4409","v":0},{"$f":"INDEX(Table_2,$FB4775,FF$3)*AER_CECV!H4409","v":0},{"$f":"INDEX(Table_2,$FB4775,FG$3)*AER_CECV!I4409","v":0},{"$f":"INDEX(Table_2,$FB4775,FH$3)*AER_CECV!J4409","v":0},{"$f":"INDEX(Table_2,$FB4775,FI$3)*AER_CECV!K4409","v":0},{"$f":"INDEX(Table_2,$FB4775,FJ$3)*AER_CECV!L4409","v":0},{"$f":"INDEX(Table_2,$FB4775,FK$3)*AER_CECV!M4409","v":0},{"$f":"INDEX(Table_2,$FB4775,FL$3)*AER_CECV!N4409","v":0},{"$f":"INDEX(Table_2,$FB4775,FM$3)*AER_CECV!O4409","v":0},{"$f":"INDEX(Table_2,$FB4775,FN$3)*AER_CECV!P4409","v":0},{"$f":"INDEX(Table_2,$FB4775,FO$3)*AER_CECV!Q4409","v":0},{"$f":"INDEX(Table_2,$FB4775,FP$3)*AER_CECV!R4409","v":76.737807824249899},{"$f":"INDEX(Table_2,$FB4775,FQ$3)*AER_CECV!S4409","v":398.77541366155089},{"$f":"INDEX(Table_2,$FB4775,FR$3)*AER_CECV!T4409","v":964.41549091882234},{"$f":"INDEX(Table_2,$FB4775,FS$3)*AER_CECV!U4409","v":1781.4571781832792},{"$f":"INDEX(Table_2,$FB4775,FT$3)*AER_CECV!V4409","v":2634.681299229931},{"$f":"INDEX(Table_2,$FB4775,FU$3)*AER_CECV!W4409","v":2154.3020218114489},{"$f":"INDEX(Table_2,$FB4775,FV$3)*AER_CECV!X4409","v":2286.9067632145075},{"$f":"INDEX(Table_2,$FB4775,FW$3)*AER_CECV!Y4409","v":2665.4122627614288},{"$f":"INDEX(Table_2,$FB4775,FX$3)*AER_CECV!Z4409","v":2817.9996383408034},{"$f":"INDEX(Table_2,$FB4775,FY$3)*AER_CECV!AA4409","v":2944.1019776032349},{"$f":"INDEX(Table_2,$FB4775,FZ$3)*AER_CECV!AB4409","v":4550.4629087586418},{"$f":"INDEX(Table_2,$FB4775,GA$3)*AER_CECV!AC4409","v":5340.6698253465256},{"$f":"INDEX(Table_2,$FB4775,GB$3)*AER_CECV!AD4409","v":5181.1094314367865},{"$f":"INDEX(Table_2,$FB4775,GC$3)*AER_CECV!AE4409","v":4583.0609092502937},{"$f":"INDEX(Table_2,$FB4775,GD$3)*AER_CECV!AF4409","v":4291.3697027411454},{"$f":"INDEX(Table_2,$FB4775,GE$3)*AER_CECV!AG4409","v":4576.6992765679843},{"$f":"INDEX(Table_2,$FB4775,GF$3)*AER_CECV!AH4409","v":4077.6759365267685},{"$f":"INDEX(Table_2,$FB4775,GG$3)*AER_CECV!AI4409","v":3297.6372981078075},{"$f":"INDEX(Table_2,$FB4775,GH$3)*AER_CECV!AJ4409","v":2338.8956451511049},{"$f":"INDEX(Table_2,$FB4775,GI$3)*AER_CECV!AK4409","v":1573.052121711261},{"$f":"INDEX(Table_2,$FB4775,GJ$3)*AER_CECV!AL4409","v":983.55860897352102},{"$f":"INDEX(Table_2,$FB4775,GK$3)*AER_CECV!AM4409","v":288.78862875584724},{"$f":"INDEX(Table_2,$FB4775,GL$3)*AER_CECV!AN4409","v":71.376031322900857},{"$f":"INDEX(Table_2,$FB4775,GM$3)*AER_CECV!AO4409","v":116.8080358896766},{"$f":"INDEX(Table_2,$FB4775,GN$3)*AER_CECV!AP4409","v":58.404270480787453},{"$f":"INDEX(Table_2,$FB4775,GO$3)*AER_CECV!AQ4409","v":0},{"$f":"INDEX(Table_2,$FB4775,GP$3)*AER_CECV!AR4409","v":0},{"$f":"INDEX(Table_2,$FB4775,GQ$3)*AER_CECV!AS4409","v":0},{"$f":"INDEX(Table_2,$FB4775,GR$3)*AER_CECV!AT4409","v":0},{"$f":"INDEX(Table_2,$FB4775,GS$3)*AER_CECV!AU4409","v":0},{"$f":"INDEX(Table_2,$FB4775,GT$3)*AER_CECV!AV4409","v":0},{"$f":"INDEX(Table_2,$FB4775,GU$3)*AER_CECV!AW4409","v":0},{"$f":"INDEX(Table_2,$FB4775,GV$3)*AER_CECV!AX4409","v":0},{"$f":"INDEX(Table_2,$FB4775,GW$3)*AER_CECV!AY4409","v":0},{"$f":"INDEX(Table_2,$FB4775,GX$3)*AER_CECV!AZ4409","v":0},60054.358484570315,2036]
[null,null,null,null,null,null,null,null,null,null,null,null,null,null,null,null,null,null,null,null,null,null,null,null,null,null,null,null,null,null,null,null,null,null,null,null,null,null,null,null,null,null,null,null,null,null,null,null,null,null,null,null,null,null,null,2036,null,null,null,null,null,null,null,null,null,null,null,null,null,null,null,null,null,null,null,null,null,null,null,null,null,null,null,null,null,null,null,null,null,null,null,null,null,null,null,null,null,null,null,null,null,null,null,null,null,null,null,null,null,null,null,null,null,null,null,null,null,null,null,null,null,null,null,null,null,null,null,null,null,null,null,null,null,null,null,null,null,null,null,null,null,null,null,null,null,null,null,null,null,null,null,null,null,null,null,null,null,88,{"$f":"INDEX(Table_2,$FB4836,FC$3)*AER_CECV!E4470","v":0},{"$f":"INDEX(Table_2,$FB4836,FD$3)*AER_CECV!F4470","v":0},{"$f":"INDEX(Table_2,$FB4836,FE$3)*AER_CECV!G4470","v":0},{"$f":"INDEX(Table_2,$FB4836,FF$3)*AER_CECV!H4470","v":0},{"$f":"INDEX(Table_2,$FB4836,FG$3)*AER_CECV!I4470","v":0},{"$f":"INDEX(Table_2,$FB4836,FH$3)*AER_CECV!J4470","v":0},{"$f":"INDEX(Table_2,$FB4836,FI$3)*AER_CECV!K4470","v":0},{"$f":"INDEX(Table_2,$FB4836,FJ$3)*AER_CECV!L4470","v":0},{"$f":"INDEX(Table_2,$FB4836,FK$3)*AER_CECV!M4470","v":0},{"$f":"INDEX(Table_2,$FB4836,FL$3)*AER_CECV!N4470","v":0},{"$f":"INDEX(Table_2,$FB4836,FM$3)*AER_CECV!O4470","v":0},{"$f":"INDEX(Table_2,$FB4836,FN$3)*AER_CECV!P4470","v":24.943413076657958},{"$f":"INDEX(Table_2,$FB4836,FO$3)*AER_CECV!Q4470","v":69.203736993263234},{"$f":"INDEX(Table_2,$FB4836,FP$3)*AER_CECV!R4470","v":712.63971098144873},{"$f":"INDEX(Table_2,$FB4836,FQ$3)*AER_CECV!S4470","v":944.91496716819029},{"$f":"INDEX(Table_2,$FB4836,FR$3)*AER_CECV!T4470","v":1158.0757553798524},{"$f":"INDEX(Table_2,$FB4836,FS$3)*AER_CECV!U4470","v":509.4824716157936},{"$f":"INDEX(Table_2,$FB4836,FT$3)*AER_CECV!V4470","v":0},{"$f":"INDEX(Table_2,$FB4836,FU$3)*AER_CECV!W4470","v":0},{"$f":"INDEX(Table_2,$FB4836,FV$3)*AER_CECV!X4470","v":0},{"$f":"INDEX(Table_2,$FB4836,FW$3)*AER_CECV!Y4470","v":0},{"$f":"INDEX(Table_2,$FB4836,FX$3)*AER_CECV!Z4470","v":0},{"$f":"INDEX(Table_2,$FB4836,FY$3)*AER_CECV!AA4470","v":0},{"$f":"INDEX(Table_2,$FB4836,FZ$3)*AER_CECV!AB4470","v":0},{"$f":"INDEX(Table_2,$FB4836,GA$3)*AER_CECV!AC4470","v":0},{"$f":"INDEX(Table_2,$FB4836,GB$3)*AER_CECV!AD4470","v":0},{"$f":"INDEX(Table_2,$FB4836,GC$3)*AER_CECV!AE4470","v":0},{"$f":"INDEX(Table_2,$FB4836,GD$3)*AER_CECV!AF4470","v":0},{"$f":"INDEX(Table_2,$FB4836,GE$3)*AER_CECV!AG4470","v":0},{"$f":"INDEX(Table_2,$FB4836,GF$3)*AER_CECV!AH4470","v":0},{"$f":"INDEX(Table_2,$FB4836,GG$3)*AER_CECV!AI4470","v":0},{"$f":"INDEX(Table_2,$FB4836,GH$3)*AER_CECV!AJ4470","v":652.7110969341071},{"$f":"INDEX(Table_2,$FB4836,GI$3)*AER_CECV!AK4470","v":589.72294650010554},{"$f":"INDEX(Table_2,$FB4836,GJ$3)*AER_CECV!AL4470","v":663.60649923423762},{"$f":"INDEX(Table_2,$FB4836,GK$3)*AER_CECV!AM4470","v":335.94717304928287},{"$f":"INDEX(Table_2,$FB4836,GL$3)*AER_CECV!AN4470","v":73.303929703072711},{"$f":"INDEX(Table_2,$FB4836,GM$3)*AER_CECV!AO4470","v":101.05835347811805},{"$f":"INDEX(Table_2,$FB4836,GN$3)*AER_CECV!AP4470","v":53.342328948261716},{"$f":"INDEX(Table_2,$FB4836,GO$3)*AER_CECV!AQ4470","v":0},{"$f":"INDEX(Table_2,$FB4836,GP$3)*AER_CECV!AR4470","v":0},{"$f":"INDEX(Table_2,$FB4836,GQ$3)*AER_CECV!AS4470","v":0},{"$f":"INDEX(Table_2,$FB4836,GR$3)*AER_CECV!AT4470","v":0},{"$f":"INDEX(Table_2,$FB4836,GS$3)*AER_CECV!AU4470","v":0},{"$f":"INDEX(Table_2,$FB4836,GT$3)*AER_CECV!AV4470","v":0},{"$f":"INDEX(Table_2,$FB4836,GU$3)*AER_CECV!AW4470","v":0},{"$f":"INDEX(Table_2,$FB4836,GV$3)*AER_CECV!AX4470","v":0},{"$f":"INDEX(Table_2,$FB4836,GW$3)*AER_CECV!AY4470","v":0},{"$f":"INDEX(Table_2,$FB4836,GX$3)*AER_CECV!AZ4470","v":0},5888.952383062393,2036]
[null,null,null,null,null,null,null,null,null,null,null,null,null,null,null,null,null,null,null,null,null,null,null,null,null,null,null,null,null,null,null,null,null,null,null,null,null,null,null,null,null,null,null,null,null,null,null,null,null,null,null,null,null,null,null,2036,null,null,null,null,null,null,null,null,null,null,null,null,null,null,null,null,null,null,null,null,null,null,null,null,null,null,null,null,null,null,null,null,null,null,null,null,null,null,null,null,null,null,null,null,null,null,null,null,null,null,null,null,null,null,null,null,null,null,null,null,null,null,null,null,null,null,null,null,null,null,null,null,null,null,null,null,null,null,null,null,null,null,null,null,null,null,null,null,null,null,null,null,null,null,null,null,null,null,null,null,null,145,{"$f":"INDEX(Table_2,$FB4893,FC$3)*AER_CECV!E4527","v":0},{"$f":"INDEX(Table_2,$FB4893,FD$3)*AER_CECV!F4527","v":0},{"$f":"INDEX(Table_2,$FB4893,FE$3)*AER_CECV!G4527","v":0},{"$f":"INDEX(Table_2,$FB4893,FF$3)*AER_CECV!H4527","v":0},{"$f":"INDEX(Table_2,$FB4893,FG$3)*AER_CECV!I4527","v":0},{"$f":"INDEX(Table_2,$FB4893,FH$3)*AER_CECV!J4527","v":0},{"$f":"INDEX(Table_2,$FB4893,FI$3)*AER_CECV!K4527","v":0},{"$f":"INDEX(Table_2,$FB4893,FJ$3)*AER_CECV!L4527","v":0},{"$f":"INDEX(Table_2,$FB4893,FK$3)*AER_CECV!M4527","v":0},{"$f":"INDEX(Table_2,$FB4893,FL$3)*AER_CECV!N4527","v":0},{"$f":"INDEX(Table_2,$FB4893,FM$3)*AER_CECV!O4527","v":0},{"$f":"INDEX(Table_2,$FB4893,FN$3)*AER_CECV!P4527","v":47.914324180384973},{"$f":"INDEX(Table_2,$FB4893,FO$3)*AER_CECV!Q4527","v":97.589703594831377},{"$f":"INDEX(Table_2,$FB4893,FP$3)*AER_CECV!R4527","v":264.34046303319082},{"$f":"INDEX(Table_2,$FB4893,FQ$3)*AER_CECV!S4527","v":431.09122247155},{"$f":"INDEX(Table_2,$FB4893,FR$3)*AER_CECV!T4527","v":767.26711846369597},{"$f":"INDEX(Table_2,$FB4893,FS$3)*AER_CECV!U4527","v":1071.6390207063287},{"$f":"INDEX(Table_2,$FB4893,FT$3)*AER_CECV!V4527","v":1247.3041022894083},{"$f":"INDEX(Table_2,$FB4893,FU$3)*AER_CECV!W4527","v":1034.1916402575448},{"$f":"INDEX(Table_2,$FB4893,FV$3)*AER_CECV!X4527","v":1179.1406829995074},{"$f":"INDEX(Table_2,$FB4893,FW$3)*AER_CECV!Y4527","v":1744.4293270184039},{"$f":"INDEX(Table_2,$FB4893,FX$3)*AER_CECV!Z4527","v":1639.7206172629183},{"$f":"INDEX(Table_2,$FB4893,FY$3)*AER_CECV!AA4527","v":1634.5920208386399},{"$f":"INDEX(Table_2,$FB4893,FZ$3)*AER_CECV!AB4527","v":1620.0159832051897},{"$f":"INDEX(Table_2,$FB4893,GA$3)*AER_CECV!AC4527","v":2043.7462252229379},{"$f":"INDEX(Table_2,$FB4893,GB$3)*AER_CECV!AD4527","v":1728.3994848248976},{"$f":"INDEX(Table_2,$FB4893,GC$3)*AER_CECV!AE4527","v":1539.9200028468736},{"$f":"INDEX(Table_2,$FB4893,GD$3)*AER_CECV!AF4527","v":1457.9805020759602},{"$f":"INDEX(Table_2,$FB4893,GE$3)*AER_CECV!AG4527","v":1564.2580726652054},{"$f":"INDEX(Table_2,$FB4893,GF$3)*AER_CECV!AH4527","v":1325.8983785313894},{"$f":"INDEX(Table_2,$FB4893,GG$3)*AER_CECV!AI4527","v":1201.76586890573},{"$f":"INDEX(Table_2,$FB4893,GH$3)*AER_CECV!AJ4527","v":930.31468253557784},{"$f":"INDEX(Table_2,$FB4893,GI$3)*AER_CECV!AK4527","v":846.63250563819895},{"$f":"INDEX(Table_2,$FB4893,GJ$3)*AER_CECV!AL4527","v":669.3575428970646},{"$f":"INDEX(Table_2,$FB4893,GK$3)*AER_CECV!AM4527","v":347.72232653887892},{"$f":"INDEX(Table_2,$FB4893,GL$3)*AER_CECV!AN4527","v":124.65128211363675},{"$f":"INDEX(Table_2,$FB4893,GM$3)*AER_CECV!AO4527","v":37.407590513128156},{"$f":"INDEX(Table_2,$FB4893,GN$3)*AER_CECV!AP4527","v":43.709926374083018},{"$f":"INDEX(Table_2,$FB4893,GO$3)*AER_CECV!AQ4527","v":0.72720861979577034},{"$f":"INDEX(Table_2,$FB4893,GP$3)*AER_CECV!AR4527","v":0},{"$f":"INDEX(Table_2,$FB4893,GQ$3)*AER_CECV!AS4527","v":0},{"$f":"INDEX(Table_2,$FB4893,GR$3)*AER_CECV!AT4527","v":0},{"$f":"INDEX(Table_2,$FB4893,GS$3)*AER_CECV!AU4527","v":0},{"$f":"INDEX(Table_2,$FB4893,GT$3)*AER_CECV!AV4527","v":0},{"$f":"INDEX(Table_2,$FB4893,GU$3)*AER_CECV!AW4527","v":0},{"$f":"INDEX(Table_2,$FB4893,GV$3)*AER_CECV!AX4527","v":0},{"$f":"INDEX(Table_2,$FB4893,GW$3)*AER_CECV!AY4527","v":0},{"$f":"INDEX(Table_2,$FB4893,GX$3)*AER_CECV!AZ4527","v":0},26641.727826624949,2036]
[null,null,null,null,null,null,null,null,null,null,null,null,null,null,null,null,null,null,null,null,null,null,null,null,null,null,null,null,null,null,null,null,null,null,null,null,null,null,null,null,null,null,null,null,null,null,null,null,null,null,null,null,null,null,null,2036,null,null,null,null,null,null,null,null,null,null,null,null,null,null,null,null,null,null,null,null,null,null,null,null,null,null,null,null,null,null,null,null,null,null,null,null,null,null,null,null,null,null,null,null,null,null,null,null,null,null,null,null,null,null,null,null,null,null,null,null,null,null,null,null,null,null,null,null,null,null,null,null,null,null,null,null,null,null,null,null,null,null,null,null,null,null,null,null,null,null,null,null,null,null,null,null,null,null,null,null,null,206,{"$f":"INDEX(Table_2,$FB4954,FC$3)*AER_CECV!E4588","v":0},{"$f":"INDEX(Table_2,$FB4954,FD$3)*AER_CECV!F4588","v":0},{"$f":"INDEX(Table_2,$FB4954,FE$3)*AER_CECV!G4588","v":0},{"$f":"INDEX(Table_2,$FB4954,FF$3)*AER_CECV!H4588","v":0},{"$f":"INDEX(Table_2,$FB4954,FG$3)*AER_CECV!I4588","v":0},{"$f":"INDEX(Table_2,$FB4954,FH$3)*AER_CECV!J4588","v":0},{"$f":"INDEX(Table_2,$FB4954,FI$3)*AER_CECV!K4588","v":0},{"$f":"INDEX(Table_2,$FB4954,FJ$3)*AER_CECV!L4588","v":0},{"$f":"INDEX(Table_2,$FB4954,FK$3)*AER_CECV!M4588","v":0},{"$f":"INDEX(Table_2,$FB4954,FL$3)*AER_CECV!N4588","v":0},{"$f":"INDEX(Table_2,$FB4954,FM$3)*AER_CECV!O4588","v":0},{"$f":"INDEX(Table_2,$FB4954,FN$3)*AER_CECV!P4588","v":56.995686595029333},{"$f":"INDEX(Table_2,$FB4954,FO$3)*AER_CECV!Q4588","v":183.11828063353337},{"$f":"INDEX(Table_2,$FB4954,FP$3)*AER_CECV!R4588","v":460.85516539586058},{"$f":"INDEX(Table_2,$FB4954,FQ$3)*AER_CECV!S4588","v":688.05590743264804},{"$f":"INDEX(Table_2,$FB4954,FR$3)*AER_CECV!T4588","v":1007.7119254069062},{"$f":"INDEX(Table_2,$FB4954,FS$3)*AER_CECV!U4588","v":1490.0522177829846},{"$f":"INDEX(Table_2,$FB4954,FT$3)*AER_CECV!V4588","v":1633.9610484450566},{"$f":"INDEX(Table_2,$FB4954,FU$3)*AER_CECV!W4588","v":1970.5313131918656},{"$f":"INDEX(Table_2,$FB4954,FV$3)*AER_CECV!X4588","v":2237.6410571320007},{"$f":"INDEX(Table_2,$FB4954,FW$3)*AER_CECV!Y4588","v":1596.1594383127665},{"$f":"INDEX(Table_2,$FB4954,FX$3)*AER_CECV!Z4588","v":2340.3950437055864},{"$f":"INDEX(Table_2,$FB4954,FY$3)*AER_CECV!AA4588","v":1726.0548184133931},{"$f":"INDEX(Table_2,$FB4954,FZ$3)*AER_CECV!AB4588","v":1602.1357059022303},{"$f":"INDEX(Table_2,$FB4954,GA$3)*AER_CECV!AC4588","v":1879.6659658280334},{"$f":"INDEX(Table_2,$FB4954,GB$3)*AER_CECV!AD4588","v":1770.4843773729076},{"$f":"INDEX(Table_2,$FB4954,GC$3)*AER_CECV!AE4588","v":1688.8985355316702},{"$f":"INDEX(Table_2,$FB4954,GD$3)*AER_CECV!AF4588","v":1688.0430202500554},{"$f":"INDEX(Table_2,$FB4954,GE$3)*AER_CECV!AG4588","v":1986.9557383101219},{"$f":"INDEX(Table_2,$FB4954,GF$3)*AER_CECV!AH4588","v":1601.1544685414253},{"$f":"INDEX(Table_2,$FB4954,GG$3)*AER_CECV!AI4588","v":1397.7853280786505},{"$f":"INDEX(Table_2,$FB4954,GH$3)*AER_CECV!AJ4588","v":1502.434606347073},{"$f":"INDEX(Table_2,$FB4954,GI$3)*AER_CECV!AK4588","v":1207.7450504603382},{"$f":"INDEX(Table_2,$FB4954,GJ$3)*AER_CECV!AL4588","v":1109.674949075488},{"$f":"INDEX(Table_2,$FB4954,GK$3)*AER_CECV!AM4588","v":686.2987130234194},{"$f":"INDEX(Table_2,$FB4954,GL$3)*AER_CECV!AN4588","v":325.77378343055477},{"$f":"INDEX(Table_2,$FB4954,GM$3)*AER_CECV!AO4588","v":139.00817002727103},{"$f":"INDEX(Table_2,$FB4954,GN$3)*AER_CECV!AP4588","v":34.677419264845838},{"$f":"INDEX(Table_2,$FB4954,GO$3)*AER_CECV!AQ4588","v":24.673979474399722},{"$f":"INDEX(Table_2,$FB4954,GP$3)*AER_CECV!AR4588","v":0},{"$f":"INDEX(Table_2,$FB4954,GQ$3)*AER_CECV!AS4588","v":0},{"$f":"INDEX(Table_2,$FB4954,GR$3)*AER_CECV!AT4588","v":0},{"$f":"INDEX(Table_2,$FB4954,GS$3)*AER_CECV!AU4588","v":0},{"$f":"INDEX(Table_2,$FB4954,GT$3)*AER_CECV!AV4588","v":0},{"$f":"INDEX(Table_2,$FB4954,GU$3)*AER_CECV!AW4588","v":0},{"$f":"INDEX(Table_2,$FB4954,GV$3)*AER_CECV!AX4588","v":0},{"$f":"INDEX(Table_2,$FB4954,GW$3)*AER_CECV!AY4588","v":0},{"$f":"INDEX(Table_2,$FB4954,GX$3)*AER_CECV!AZ4588","v":0},34036.941713366105,2036]
[null,null,null,null,null,null,null,null,null,null,null,null,null,null,null,null,null,null,null,null,null,null,null,null,null,null,null,null,null,null,null,null,null,null,null,null,null,null,null,null,null,null,null,null,null,null,null,null,null,null,null,null,null,null,null,2036,null,null,null,null,null,null,null,null,null,null,null,null,null,null,null,null,null,null,null,null,null,null,null,null,null,null,null,null,null,null,null,null,null,null,null,null,null,null,null,null,null,null,null,null,null,null,null,null,null,null,null,null,null,null,null,null,null,null,null,null,null,null,null,null,null,null,null,null,null,null,null,null,null,null,null,null,null,null,null,null,null,null,null,null,null,null,null,null,null,null,null,null,null,null,null,null,null,null,null,null,null,263,{"$f":"INDEX(Table_2,$FB5011,FC$3)*AER_CECV!E4645","v":0},{"$f":"INDEX(Table_2,$FB5011,FD$3)*AER_CECV!F4645","v":0},{"$f":"INDEX(Table_2,$FB5011,FE$3)*AER_CECV!G4645","v":0},{"$f":"INDEX(Table_2,$FB5011,FF$3)*AER_CECV!H4645","v":0},{"$f":"INDEX(Table_2,$FB5011,FG$3)*AER_CECV!I4645","v":0},{"$f":"INDEX(Table_2,$FB5011,FH$3)*AER_CECV!J4645","v":0},{"$f":"INDEX(Table_2,$FB5011,FI$3)*AER_CECV!K4645","v":0},{"$f":"INDEX(Table_2,$FB5011,FJ$3)*AER_CECV!L4645","v":0},{"$f":"INDEX(Table_2,$FB5011,FK$3)*AER_CECV!M4645","v":0},{"$f":"INDEX(Table_2,$FB5011,FL$3)*AER_CECV!N4645","v":0},{"$f":"INDEX(Table_2,$FB5011,FM$3)*AER_CECV!O4645","v":0},{"$f":"INDEX(Table_2,$FB5011,FN$3)*AER_CECV!P4645","v":16.202058791583347},{"$f":"INDEX(Table_2,$FB5011,FO$3)*AER_CECV!Q4645","v":32.404117583166695},{"$f":"INDEX(Table_2,$FB5011,FP$3)*AER_CECV!R4645","v":416.63265460789609},{"$f":"INDEX(Table_2,$FB5011,FQ$3)*AER_CECV!S4645","v":978.34796221849092},{"$f":"INDEX(Table_2,$FB5011,FR$3)*AER_CECV!T4645","v":1729.7915088140689},{"$f":"INDEX(Table_2,$FB5011,FS$3)*AER_CECV!U4645","v":2941.4911501970073},{"$f":"INDEX(Table_2,$FB5011,FT$3)*AER_CECV!V4645","v":3937.8714757178641},{"$f":"INDEX(Table_2,$FB5011,FU$3)*AER_CECV!W4645","v":4616.2859041076345},{"$f":"INDEX(Table_2,$FB5011,FV$3)*AER_CECV!X4645","v":5447.9207873342211},{"$f":"INDEX(Table_2,$FB5011,FW$3)*AER_CECV!Y4645","v":6670.2097615370385},{"$f":"INDEX(Table_2,$FB5011,FX$3)*AER_CECV!Z4645","v":6863.4458278029488},{"$f":"INDEX(Table_2,$FB5011,FY$3)*AER_CECV!AA4645","v":6906.2937145637516},{"$f":"INDEX(Table_2,$FB5011,FZ$3)*AER_CECV!AB4645","v":6831.2342970140653},{"$f":"INDEX(Table_2,$FB5011,GA$3)*AER_CECV!AC4645","v":6763.4008362177847},{"$f":"INDEX(Table_2,$FB5011,GB$3)*AER_CECV!AD4645","v":6518.5137616913662},{"$f":"INDEX(Table_2,$FB5011,GC$3)*AER_CECV!AE4645","v":6548.1501919300854},{"$f":"INDEX(Table_2,$FB5011,GD$3)*AER_CECV!AF4645","v":6136.9621997141849},{"$f":"INDEX(Table_2,$FB5011,GE$3)*AER_CECV!AG4645","v":5841.5267031774574},{"$f":"INDEX(Table_2,$FB5011,GF$3)*AER_CECV!AH4645","v":5299.6598643221787},{"$f":"INDEX(Table_2,$FB5011,GG$3)*AER_CECV!AI4645","v":4371.2868050683337},{"$f":"INDEX(Table_2,$FB5011,GH$3)*AER_CECV!AJ4645","v":3418.1848967102501},{"$f":"INDEX(Table_2,$FB5011,GI$3)*AER_CECV!AK4645","v":2762.6147794246804},{"$f":"INDEX(Table_2,$FB5011,GJ$3)*AER_CECV!AL4645","v":2000.7897474302902},{"$f":"INDEX(Table_2,$FB5011,GK$3)*AER_CECV!AM4645","v":953.17904962945306},{"$f":"INDEX(Table_2,$FB5011,GL$3)*AER_CECV!AN4645","v":280.27299966486629},{"$f":"INDEX(Table_2,$FB5011,GM$3)*AER_CECV!AO4645","v":86.162668190981478},{"$f":"INDEX(Table_2,$FB5011,GN$3)*AER_CECV!AP4645","v":192.38444635532622},{"$f":"INDEX(Table_2,$FB5011,GO$3)*AER_CECV!AQ4645","v":1.6333568986560532},{"$f":"INDEX(Table_2,$FB5011,GP$3)*AER_CECV!AR4645","v":0},{"$f":"INDEX(Table_2,$FB5011,GQ$3)*AER_CECV!AS4645","v":0},{"$f":"INDEX(Table_2,$FB5011,GR$3)*AER_CECV!AT4645","v":0},{"$f":"INDEX(Table_2,$FB5011,GS$3)*AER_CECV!AU4645","v":0},{"$f":"INDEX(Table_2,$FB5011,GT$3)*AER_CECV!AV4645","v":0},{"$f":"INDEX(Table_2,$FB5011,GU$3)*AER_CECV!AW4645","v":0},{"$f":"INDEX(Table_2,$FB5011,GV$3)*AER_CECV!AX4645","v":0},{"$f":"INDEX(Table_2,$FB5011,GW$3)*AER_CECV!AY4645","v":0},{"$f":"INDEX(Table_2,$FB5011,GX$3)*AER_CECV!AZ4645","v":0},98562.853526715626,2036]
[null,null,null,null,null,null,null,null,null,null,null,null,null,null,null,null,null,null,null,null,null,null,null,null,null,null,null,null,null,null,null,null,null,null,null,null,null,null,null,null,null,null,null,null,null,null,null,null,null,null,null,null,null,null,null,2036,null,null,null,null,null,null,null,null,null,null,null,null,null,null,null,null,null,null,null,null,null,null,null,null,null,null,null,null,null,null,null,null,null,null,null,null,null,null,null,null,null,null,null,null,null,null,null,null,null,null,null,null,null,null,null,null,null,null,null,null,null,null,null,null,null,null,null,null,null,null,null,null,null,null,null,null,null,null,null,null,null,null,null,null,null,null,null,null,null,null,null,null,null,null,null,null,null,null,null,null,null,320,{"$f":"INDEX(Table_2,$FB5068,FC$3)*AER_CECV!E4702","v":0},{"$f":"INDEX(Table_2,$FB5068,FD$3)*AER_CECV!F4702","v":0},{"$f":"INDEX(Table_2,$FB5068,FE$3)*AER_CECV!G4702","v":0},{"$f":"INDEX(Table_2,$FB5068,FF$3)*AER_CECV!H4702","v":0},{"$f":"INDEX(Table_2,$FB5068,FG$3)*AER_CECV!I4702","v":0},{"$f":"INDEX(Table_2,$FB5068,FH$3)*AER_CECV!J4702","v":0},{"$f":"INDEX(Table_2,$FB5068,FI$3)*AER_CECV!K4702","v":0},{"$f":"INDEX(Table_2,$FB5068,FJ$3)*AER_CECV!L4702","v":0},{"$f":"INDEX(Table_2,$FB5068,FK$3)*AER_CECV!M4702","v":0},{"$f":"INDEX(Table_2,$FB5068,FL$3)*AER_CECV!N4702","v":0},{"$f":"INDEX(Table_2,$FB5068,FM$3)*AER_CECV!O4702","v":0},{"$f":"INDEX(Table_2,$FB5068,FN$3)*AER_CECV!P4702","v":0},{"$f":"INDEX(Table_2,$FB5068,FO$3)*AER_CECV!Q4702","v":0},{"$f":"INDEX(Table_2,$FB5068,FP$3)*AER_CECV!R4702","v":68.780869606267927},{"$f":"INDEX(Table_2,$FB5068,FQ$3)*AER_CECV!S4702","v":200.42779861083167},{"$f":"INDEX(Table_2,$FB5068,FR$3)*AER_CECV!T4702","v":747.68380829787202},{"$f":"INDEX(Table_2,$FB5068,FS$3)*AER_CECV!U4702","v":1360.1590613583371},{"$f":"INDEX(Table_2,$FB5068,FT$3)*AER_CECV!V4702","v":550.34030449574766},{"$f":"INDEX(Table_2,$FB5068,FU$3)*AER_CECV!W4702","v":754.53249779600173},{"$f":"INDEX(Table_2,$FB5068,FV$3)*AER_CECV!X4702","v":891.79073228973232},{"$f":"INDEX(Table_2,$FB5068,FW$3)*AER_CECV!Y4702","v":2278.6994458918939},{"$f":"INDEX(Table_2,$FB5068,FX$3)*AER_CECV!Z4702","v":3969.2709752981509},{"$f":"INDEX(Table_2,$FB5068,FY$3)*AER_CECV!AA4702","v":4210.335552043086},{"$f":"INDEX(Table_2,$FB5068,FZ$3)*AER_CECV!AB4702","v":4348.6213095920584},{"$f":"INDEX(Table_2,$FB5068,GA$3)*AER_CECV!AC4702","v":4463.3950910520771},{"$f":"INDEX(Table_2,$FB5068,GB$3)*AER_CECV!AD4702","v":4995.4169104924258},{"$f":"INDEX(Table_2,$FB5068,GC$3)*AER_CECV!AE4702","v":5010.6949168621104},{"$f":"INDEX(Table_2,$FB5068,GD$3)*AER_CECV!AF4702","v":4406.1693162204647},{"$f":"INDEX(Table_2,$FB5068,GE$3)*AER_CECV!AG4702","v":3866.9998790538443},{"$f":"INDEX(Table_2,$FB5068,GF$3)*AER_CECV!AH4702","v":3130.9500076982099},{"$f":"INDEX(Table_2,$FB5068,GG$3)*AER_CECV!AI4702","v":2360.6040452364223},{"$f":"INDEX(Table_2,$FB5068,GH$3)*AER_CECV!AJ4702","v":1735.191191324215},{"$f":"INDEX(Table_2,$FB5068,GI$3)*AER_CECV!AK4702","v":1265.3184675159189},{"$f":"INDEX(Table_2,$FB5068,GJ$3)*AER_CECV!AL4702","v":723.42678253792985},{"$f":"INDEX(Table_2,$FB5068,GK$3)*AER_CECV!AM4702","v":216.21184645048987},{"$f":"INDEX(Table_2,$FB5068,GL$3)*AER_CECV!AN4702","v":170.2334127717225},{"$f":"INDEX(Table_2,$FB5068,GM$3)*AER_CECV!AO4702","v":75.485703638331344},{"$f":"INDEX(Table_2,$FB5068,GN$3)*AER_CECV!AP4702","v":37.742851819165672},{"$f":"INDEX(Table_2,$FB5068,GO$3)*AER_CECV!AQ4702","v":0},{"$f":"INDEX(Table_2,$FB5068,GP$3)*AER_CECV!AR4702","v":0},{"$f":"INDEX(Table_2,$FB5068,GQ$3)*AER_CECV!AS4702","v":0},{"$f":"INDEX(Table_2,$FB5068,GR$3)*AER_CECV!AT4702","v":0},{"$f":"INDEX(Table_2,$FB5068,GS$3)*AER_CECV!AU4702","v":0},{"$f":"INDEX(Table_2,$FB5068,GT$3)*AER_CECV!AV4702","v":0},{"$f":"INDEX(Table_2,$FB5068,GU$3)*AER_CECV!AW4702","v":0},{"$f":"INDEX(Table_2,$FB5068,GV$3)*AER_CECV!AX4702","v":0},{"$f":"INDEX(Table_2,$FB5068,GW$3)*AER_CECV!AY4702","v":0},{"$f":"INDEX(Table_2,$FB5068,GX$3)*AER_CECV!AZ4702","v":0},51838.482777953308,2036]
[null,null,null,null,null,null,null,null,null,null,null,null,null,null,null,null,null,null,null,null,null,null,null,null,null,null,null,null,null,null,null,null,null,null,null,null,null,null,null,null,null,null,null,null,null,null,null,null,null,null,null,null,null,null,null,2037,null,null,null,null,null,null,null,null,null,null,null,null,null,null,null,null,null,null,null,null,null,null,null,null,null,null,null,null,null,null,null,null,null,null,null,null,null,null,null,null,null,null,null,null,null,null,null,null,null,null,null,null,null,null,null,null,null,null,null,null,null,null,null,null,null,null,null,null,null,null,null,null,null,null,null,null,null,null,null,null,null,null,null,null,null,null,null,null,null,null,null,null,null,null,null,null,null,null,null,null,null,16,{"$f":"INDEX(Table_2,$FB5129,FC$3)*AER_CECV!E4763","v":0},{"$f":"INDEX(Table_2,$FB5129,FD$3)*AER_CECV!F4763","v":0},{"$f":"INDEX(Table_2,$FB5129,FE$3)*AER_CECV!G4763","v":0},{"$f":"INDEX(Table_2,$FB5129,FF$3)*AER_CECV!H4763","v":0},{"$f":"INDEX(Table_2,$FB5129,FG$3)*AER_CECV!I4763","v":0},{"$f":"INDEX(Table_2,$FB5129,FH$3)*AER_CECV!J4763","v":0},{"$f":"INDEX(Table_2,$FB5129,FI$3)*AER_CECV!K4763","v":0},{"$f":"INDEX(Table_2,$FB5129,FJ$3)*AER_CECV!L4763","v":0},{"$f":"INDEX(Table_2,$FB5129,FK$3)*AER_CECV!M4763","v":0},{"$f":"INDEX(Table_2,$FB5129,FL$3)*AER_CECV!N4763","v":0},{"$f":"INDEX(Table_2,$FB5129,FM$3)*AER_CECV!O4763","v":0},{"$f":"INDEX(Table_2,$FB5129,FN$3)*AER_CECV!P4763","v":0},{"$f":"INDEX(Table_2,$FB5129,FO$3)*AER_CECV!Q4763","v":0},{"$f":"INDEX(Table_2,$FB5129,FP$3)*AER_CECV!R4763","v":38.046539347712816},{"$f":"INDEX(Table_2,$FB5129,FQ$3)*AER_CECV!S4763","v":284.41981720083527},{"$f":"INDEX(Table_2,$FB5129,FR$3)*AER_CECV!T4763","v":674.26826624604416},{"$f":"INDEX(Table_2,$FB5129,FS$3)*AER_CECV!U4763","v":1219.6750035099762},{"$f":"INDEX(Table_2,$FB5129,FT$3)*AER_CECV!V4763","v":1260.1271678092839},{"$f":"INDEX(Table_2,$FB5129,FU$3)*AER_CECV!W4763","v":1373.1794573191114},{"$f":"INDEX(Table_2,$FB5129,FV$3)*AER_CECV!X4763","v":1438.5952040957254},{"$f":"INDEX(Table_2,$FB5129,FW$3)*AER_CECV!Y4763","v":1706.2847220049257},{"$f":"INDEX(Table_2,$FB5129,FX$3)*AER_CECV!Z4763","v":1913.6705080759514},{"$f":"INDEX(Table_2,$FB5129,FY$3)*AER_CECV!AA4763","v":2055.7280620388728},{"$f":"INDEX(Table_2,$FB5129,FZ$3)*AER_CECV!AB4763","v":2059.1542752957926},{"$f":"INDEX(Table_2,$FB5129,GA$3)*AER_CECV!AC4763","v":2069.9486114569754},{"$f":"INDEX(Table_2,$FB5129,GB$3)*AER_CECV!AD4763","v":2034.9857347531909},{"$f":"INDEX(Table_2,$FB5129,GC$3)*AER_CECV!AE4763","v":1995.5271321749558},{"$f":"INDEX(Table_2,$FB5129,GD$3)*AER_CECV!AF4763","v":1796.7373834532982},{"$f":"INDEX(Table_2,$FB5129,GE$3)*AER_CECV!AG4763","v":1765.9952079849761},{"$f":"INDEX(Table_2,$FB5129,GF$3)*AER_CECV!AH4763","v":1426.564689685302},{"$f":"INDEX(Table_2,$FB5129,GG$3)*AER_CECV!AI4763","v":1301.0496049390597},{"$f":"INDEX(Table_2,$FB5129,GH$3)*AER_CECV!AJ4763","v":1320.6343095119971},{"$f":"INDEX(Table_2,$FB5129,GI$3)*AER_CECV!AK4763","v":1080.0653638321478},{"$f":"INDEX(Table_2,$FB5129,GJ$3)*AER_CECV!AL4763","v":648.04634996269056},{"$f":"INDEX(Table_2,$FB5129,GK$3)*AER_CECV!AM4763","v":187.26955219984094},{"$f":"INDEX(Table_2,$FB5129,GL$3)*AER_CECV!AN4763","v":79.002527289330502},{"$f":"INDEX(Table_2,$FB5129,GM$3)*AER_CECV!AO4763","v":84.19909593772293},{"$f":"INDEX(Table_2,$FB5129,GN$3)*AER_CECV!AP4763","v":42.099547968861451},{"$f":"INDEX(Table_2,$FB5129,GO$3)*AER_CECV!AQ4763","v":0},{"$f":"INDEX(Table_2,$FB5129,GP$3)*AER_CECV!AR4763","v":0},{"$f":"INDEX(Table_2,$FB5129,GQ$3)*AER_CECV!AS4763","v":0},{"$f":"INDEX(Table_2,$FB5129,GR$3)*AER_CECV!AT4763","v":0},{"$f":"INDEX(Table_2,$FB5129,GS$3)*AER_CECV!AU4763","v":0},{"$f":"INDEX(Table_2,$FB5129,GT$3)*AER_CECV!AV4763","v":0},{"$f":"INDEX(Table_2,$FB5129,GU$3)*AER_CECV!AW4763","v":0},{"$f":"INDEX(Table_2,$FB5129,GV$3)*AER_CECV!AX4763","v":0},{"$f":"INDEX(Table_2,$FB5129,GW$3)*AER_CECV!AY4763","v":0},{"$f":"INDEX(Table_2,$FB5129,GX$3)*AER_CECV!AZ4763","v":0},29855.274134094576,2037]
[null,null,null,null,null,null,null,null,null,null,null,null,null,null,null,null,null,null,null,null,null,null,null,null,null,null,null,null,null,null,null,null,null,null,null,null,null,null,null,null,null,null,null,null,null,null,null,null,null,null,null,null,null,null,null,2037,null,null,null,null,null,null,null,null,null,null,null,null,null,null,null,null,null,null,null,null,null,null,null,null,null,null,null,null,null,null,null,null,null,null,null,null,null,null,null,null,null,null,null,null,null,null,null,null,null,null,null,null,null,null,null,null,null,null,null,null,null,null,null,null,null,null,null,null,null,null,null,null,null,null,null,null,null,null,null,null,null,null,null,null,null,null,null,null,null,null,null,null,null,null,null,null,null,null,null,null,null,73,{"$f":"INDEX(Table_2,$FB5186,FC$3)*AER_CECV!E4820","v":0},{"$f":"INDEX(Table_2,$FB5186,FD$3)*AER_CECV!F4820","v":0},{"$f":"INDEX(Table_2,$FB5186,FE$3)*AER_CECV!G4820","v":0},{"$f":"INDEX(Table_2,$FB5186,FF$3)*AER_CECV!H4820","v":0},{"$f":"INDEX(Table_2,$FB5186,FG$3)*AER_CECV!I4820","v":0},{"$f":"INDEX(Table_2,$FB5186,FH$3)*AER_CECV!J4820","v":0},{"$f":"INDEX(Table_2,$FB5186,FI$3)*AER_CECV!K4820","v":0},{"$f":"INDEX(Table_2,$FB5186,FJ$3)*AER_CECV!L4820","v":0},{"$f":"INDEX(Table_2,$FB5186,FK$3)*AER_CECV!M4820","v":0},{"$f":"INDEX(Table_2,$FB5186,FL$3)*AER_CECV!N4820","v":0},{"$f":"INDEX(Table_2,$FB5186,FM$3)*AER_CECV!O4820","v":0},{"$f":"INDEX(Table_2,$FB5186,FN$3)*AER_CECV!P4820","v":6.2620175519796488},{"$f":"INDEX(Table_2,$FB5186,FO$3)*AER_CECV!Q4820","v":17.696417585364792},{"$f":"INDEX(Table_2,$FB5186,FP$3)*AER_CECV!R4820","v":323.48657148275311},{"$f":"INDEX(Table_2,$FB5186,FQ$3)*AER_CECV!S4820","v":581.13251757840976},{"$f":"INDEX(Table_2,$FB5186,FR$3)*AER_CECV!T4820","v":0},{"$f":"INDEX(Table_2,$FB5186,FS$3)*AER_CECV!U4820","v":0},{"$f":"INDEX(Table_2,$FB5186,FT$3)*AER_CECV!V4820","v":0},{"$f":"INDEX(Table_2,$FB5186,FU$3)*AER_CECV!W4820","v":0},{"$f":"INDEX(Table_2,$FB5186,FV$3)*AER_CECV!X4820","v":0},{"$f":"INDEX(Table_2,$FB5186,FW$3)*AER_CECV!Y4820","v":0},{"$f":"INDEX(Table_2,$FB5186,FX$3)*AER_CECV!Z4820","v":0},{"$f":"INDEX(Table_2,$FB5186,FY$3)*AER_CECV!AA4820","v":0},{"$f":"INDEX(Table_2,$FB5186,FZ$3)*AER_CECV!AB4820","v":0},{"$f":"INDEX(Table_2,$FB5186,GA$3)*AER_CECV!AC4820","v":0},{"$f":"INDEX(Table_2,$FB5186,GB$3)*AER_CECV!AD4820","v":0},{"$f":"INDEX(Table_2,$FB5186,GC$3)*AER_CECV!AE4820","v":0},{"$f":"INDEX(Table_2,$FB5186,GD$3)*AER_CECV!AF4820","v":0},{"$f":"INDEX(Table_2,$FB5186,GE$3)*AER_CECV!AG4820","v":0},{"$f":"INDEX(Table_2,$FB5186,GF$3)*AER_CECV!AH4820","v":0},{"$f":"INDEX(Table_2,$FB5186,GG$3)*AER_CECV!AI4820","v":0},{"$f":"INDEX(Table_2,$FB5186,GH$3)*AER_CECV!AJ4820","v":0},{"$f":"INDEX(Table_2,$FB5186,GI$3)*AER_CECV!AK4820","v":398.4727914052886},{"$f":"INDEX(Table_2,$FB5186,GJ$3)*AER_CECV!AL4820","v":478.95354666738297},{"$f":"INDEX(Table_2,$FB5186,GK$3)*AER_CECV!AM4820","v":305.94734824403747},{"$f":"INDEX(Table_2,$FB5186,GL$3)*AER_CECV!AN4820","v":75.834706981272703},{"$f":"INDEX(Table_2,$FB5186,GM$3)*AER_CECV!AO4820","v":59.399652607975568},{"$f":"INDEX(Table_2,$FB5186,GN$3)*AER_CECV!AP4820","v":29.098038180945458},{"$f":"INDEX(Table_2,$FB5186,GO$3)*AER_CECV!AQ4820","v":0},{"$f":"INDEX(Table_2,$FB5186,GP$3)*AER_CECV!AR4820","v":0},{"$f":"INDEX(Table_2,$FB5186,GQ$3)*AER_CECV!AS4820","v":0},{"$f":"INDEX(Table_2,$FB5186,GR$3)*AER_CECV!AT4820","v":0},{"$f":"INDEX(Table_2,$FB5186,GS$3)*AER_CECV!AU4820","v":0},{"$f":"INDEX(Table_2,$FB5186,GT$3)*AER_CECV!AV4820","v":0},{"$f":"INDEX(Table_2,$FB5186,GU$3)*AER_CECV!AW4820","v":0},{"$f":"INDEX(Table_2,$FB5186,GV$3)*AER_CECV!AX4820","v":0},{"$f":"INDEX(Table_2,$FB5186,GW$3)*AER_CECV!AY4820","v":0},{"$f":"INDEX(Table_2,$FB5186,GX$3)*AER_CECV!AZ4820","v":0},2276.2836082854096,2037]
[null,null,null,null,null,null,null,null,null,null,null,null,null,null,null,null,null,null,null,null,null,null,null,null,null,null,null,null,null,null,null,null,null,null,null,null,null,null,null,null,null,null,null,null,null,null,null,null,null,null,null,null,null,null,null,2037,null,null,null,null,null,null,null,null,null,null,null,null,null,null,null,null,null,null,null,null,null,null,null,null,null,null,null,null,null,null,null,null,null,null,null,null,null,null,null,null,null,null,null,null,null,null,null,null,null,null,null,null,null,null,null,null,null,null,null,null,null,null,null,null,null,null,null,null,null,null,null,null,null,null,null,null,null,null,null,null,null,null,null,null,null,null,null,null,null,null,null,null,null,null,null,null,null,null,null,null,null,130,{"$f":"INDEX(Table_2,$FB5243,FC$3)*AER_CECV!E4877","v":0},{"$f":"INDEX(Table_2,$FB5243,FD$3)*AER_CECV!F4877","v":0},{"$f":"INDEX(Table_2,$FB5243,FE$3)*AER_CECV!G4877","v":0},{"$f":"INDEX(Table_2,$FB5243,FF$3)*AER_CECV!H4877","v":0},{"$f":"INDEX(Table_2,$FB5243,FG$3)*AER_CECV!I4877","v":0},{"$f":"INDEX(Table_2,$FB5243,FH$3)*AER_CECV!J4877","v":0},{"$f":"INDEX(Table_2,$FB5243,FI$3)*AER_CECV!K4877","v":0},{"$f":"INDEX(Table_2,$FB5243,FJ$3)*AER_CECV!L4877","v":0},{"$f":"INDEX(Table_2,$FB5243,FK$3)*AER_CECV!M4877","v":0},{"$f":"INDEX(Table_2,$FB5243,FL$3)*AER_CECV!N4877","v":0},{"$f":"INDEX(Table_2,$FB5243,FM$3)*AER_CECV!O4877","v":0},{"$f":"INDEX(Table_2,$FB5243,FN$3)*AER_CECV!P4877","v":98.641473722898326},{"$f":"INDEX(Table_2,$FB5243,FO$3)*AER_CECV!Q4877","v":234.03623859940521},{"$f":"INDEX(Table_2,$FB5243,FP$3)*AER_CECV!R4877","v":420.03102398466342},{"$f":"INDEX(Table_2,$FB5243,FQ$3)*AER_CECV!S4877","v":665.84301761578604},{"$f":"INDEX(Table_2,$FB5243,FR$3)*AER_CECV!T4877","v":1128.3000872113182},{"$f":"INDEX(Table_2,$FB5243,FS$3)*AER_CECV!U4877","v":1325.2778018407976},{"$f":"INDEX(Table_2,$FB5243,FT$3)*AER_CECV!V4877","v":1665.3691032911245},{"$f":"INDEX(Table_2,$FB5243,FU$3)*AER_CECV!W4877","v":1335.3271713132979},{"$f":"INDEX(Table_2,$FB5243,FV$3)*AER_CECV!X4877","v":1383.0099557287049},{"$f":"INDEX(Table_2,$FB5243,FW$3)*AER_CECV!Y4877","v":1355.7769517628942},{"$f":"INDEX(Table_2,$FB5243,FX$3)*AER_CECV!Z4877","v":1332.8345164086379},{"$f":"INDEX(Table_2,$FB5243,FY$3)*AER_CECV!AA4877","v":1419.3913129027844},{"$f":"INDEX(Table_2,$FB5243,FZ$3)*AER_CECV!AB4877","v":1472.1425563086068},{"$f":"INDEX(Table_2,$FB5243,GA$3)*AER_CECV!AC4877","v":1566.0971628033024},{"$f":"INDEX(Table_2,$FB5243,GB$3)*AER_CECV!AD4877","v":1472.6651636378008},{"$f":"INDEX(Table_2,$FB5243,GC$3)*AER_CECV!AE4877","v":1460.7734504122429},{"$f":"INDEX(Table_2,$FB5243,GD$3)*AER_CECV!AF4877","v":2053.9978936638877},{"$f":"INDEX(Table_2,$FB5243,GE$3)*AER_CECV!AG4877","v":1854.6094626559884},{"$f":"INDEX(Table_2,$FB5243,GF$3)*AER_CECV!AH4877","v":1601.6424315358158},{"$f":"INDEX(Table_2,$FB5243,GG$3)*AER_CECV!AI4877","v":1360.0769547200782},{"$f":"INDEX(Table_2,$FB5243,GH$3)*AER_CECV!AJ4877","v":1084.6474504422852},{"$f":"INDEX(Table_2,$FB5243,GI$3)*AER_CECV!AK4877","v":690.24098245799075},{"$f":"INDEX(Table_2,$FB5243,GJ$3)*AER_CECV!AL4877","v":620.43873508801096},{"$f":"INDEX(Table_2,$FB5243,GK$3)*AER_CECV!AM4877","v":503.22834946107014},{"$f":"INDEX(Table_2,$FB5243,GL$3)*AER_CECV!AN4877","v":196.43867512923239},{"$f":"INDEX(Table_2,$FB5243,GM$3)*AER_CECV!AO4877","v":95.948347216060853},{"$f":"INDEX(Table_2,$FB5243,GN$3)*AER_CECV!AP4877","v":79.121673522397757},{"$f":"INDEX(Table_2,$FB5243,GO$3)*AER_CECV!AQ4877","v":0},{"$f":"INDEX(Table_2,$FB5243,GP$3)*AER_CECV!AR4877","v":0},{"$f":"INDEX(Table_2,$FB5243,GQ$3)*AER_CECV!AS4877","v":0},{"$f":"INDEX(Table_2,$FB5243,GR$3)*AER_CECV!AT4877","v":0},{"$f":"INDEX(Table_2,$FB5243,GS$3)*AER_CECV!AU4877","v":0},{"$f":"INDEX(Table_2,$FB5243,GT$3)*AER_CECV!AV4877","v":0},{"$f":"INDEX(Table_2,$FB5243,GU$3)*AER_CECV!AW4877","v":0},{"$f":"INDEX(Table_2,$FB5243,GV$3)*AER_CECV!AX4877","v":0},{"$f":"INDEX(Table_2,$FB5243,GW$3)*AER_CECV!AY4877","v":0},{"$f":"INDEX(Table_2,$FB5243,GX$3)*AER_CECV!AZ4877","v":0},28475.907943437083,2037]
[null,null,null,null,null,null,null,null,null,null,null,null,null,null,null,null,null,null,null,null,null,null,null,null,null,null,null,null,null,null,null,null,null,null,null,null,null,null,null,null,null,null,null,null,null,null,null,null,null,null,null,null,null,null,null,2037,null,null,null,null,null,null,null,null,null,null,null,null,null,null,null,null,null,null,null,null,null,null,null,null,null,null,null,null,null,null,null,null,null,null,null,null,null,null,null,null,null,null,null,null,null,null,null,null,null,null,null,null,null,null,null,null,null,null,null,null,null,null,null,null,null,null,null,null,null,null,null,null,null,null,null,null,null,null,null,null,null,null,null,null,null,null,null,null,null,null,null,null,null,null,null,null,null,null,null,null,null,191,{"$f":"INDEX(Table_2,$FB5304,FC$3)*AER_CECV!E4938","v":0},{"$f":"INDEX(Table_2,$FB5304,FD$3)*AER_CECV!F4938","v":0},{"$f":"INDEX(Table_2,$FB5304,FE$3)*AER_CECV!G4938","v":0},{"$f":"INDEX(Table_2,$FB5304,FF$3)*AER_CECV!H4938","v":0},{"$f":"INDEX(Table_2,$FB5304,FG$3)*AER_CECV!I4938","v":0},{"$f":"INDEX(Table_2,$FB5304,FH$3)*AER_CECV!J4938","v":0},{"$f":"INDEX(Table_2,$FB5304,FI$3)*AER_CECV!K4938","v":0},{"$f":"INDEX(Table_2,$FB5304,FJ$3)*AER_CECV!L4938","v":0},{"$f":"INDEX(Table_2,$FB5304,FK$3)*AER_CECV!M4938","v":0},{"$f":"INDEX(Table_2,$FB5304,FL$3)*AER_CECV!N4938","v":0},{"$f":"INDEX(Table_2,$FB5304,FM$3)*AER_CECV!O4938","v":0},{"$f":"INDEX(Table_2,$FB5304,FN$3)*AER_CECV!P4938","v":57.365280708398018},{"$f":"INDEX(Table_2,$FB5304,FO$3)*AER_CECV!Q4938","v":92.223400500885404},{"$f":"INDEX(Table_2,$FB5304,FP$3)*AER_CECV!R4938","v":276.10372944269579},{"$f":"INDEX(Table_2,$FB5304,FQ$3)*AER_CECV!S4938","v":467.20484784357586},{"$f":"INDEX(Table_2,$FB5304,FR$3)*AER_CECV!T4938","v":385.89893733458376},{"$f":"INDEX(Table_2,$FB5304,FS$3)*AER_CECV!U4938","v":519.52554963014757},{"$f":"INDEX(Table_2,$FB5304,FT$3)*AER_CECV!V4938","v":613.11315581506483},{"$f":"INDEX(Table_2,$FB5304,FU$3)*AER_CECV!W4938","v":0},{"$f":"INDEX(Table_2,$FB5304,FV$3)*AER_CECV!X4938","v":0},{"$f":"INDEX(Table_2,$FB5304,FW$3)*AER_CECV!Y4938","v":0},{"$f":"INDEX(Table_2,$FB5304,FX$3)*AER_CECV!Z4938","v":0},{"$f":"INDEX(Table_2,$FB5304,FY$3)*AER_CECV!AA4938","v":1082.4627609089796},{"$f":"INDEX(Table_2,$FB5304,FZ$3)*AER_CECV!AB4938","v":0},{"$f":"INDEX(Table_2,$FB5304,GA$3)*AER_CECV!AC4938","v":0},{"$f":"INDEX(Table_2,$FB5304,GB$3)*AER_CECV!AD4938","v":0},{"$f":"INDEX(Table_2,$FB5304,GC$3)*AER_CECV!AE4938","v":0},{"$f":"INDEX(Table_2,$FB5304,GD$3)*AER_CECV!AF4938","v":0},{"$f":"INDEX(Table_2,$FB5304,GE$3)*AER_CECV!AG4938","v":0},{"$f":"INDEX(Table_2,$FB5304,GF$3)*AER_CECV!AH4938","v":0},{"$f":"INDEX(Table_2,$FB5304,GG$3)*AER_CECV!AI4938","v":680.81530703533576},{"$f":"INDEX(Table_2,$FB5304,GH$3)*AER_CECV!AJ4938","v":1115.5276971664207},{"$f":"INDEX(Table_2,$FB5304,GI$3)*AER_CECV!AK4938","v":986.85877280580462},{"$f":"INDEX(Table_2,$FB5304,GJ$3)*AER_CECV!AL4938","v":774.38703147869694},{"$f":"INDEX(Table_2,$FB5304,GK$3)*AER_CECV!AM4938","v":604.53060599166486},{"$f":"INDEX(Table_2,$FB5304,GL$3)*AER_CECV!AN4938","v":478.55142733190246},{"$f":"INDEX(Table_2,$FB5304,GM$3)*AER_CECV!AO4938","v":319.9917134024127},{"$f":"INDEX(Table_2,$FB5304,GN$3)*AER_CECV!AP4938","v":166.73357297531999},{"$f":"INDEX(Table_2,$FB5304,GO$3)*AER_CECV!AQ4938","v":13.4754325482272},{"$f":"INDEX(Table_2,$FB5304,GP$3)*AER_CECV!AR4938","v":0},{"$f":"INDEX(Table_2,$FB5304,GQ$3)*AER_CECV!AS4938","v":0},{"$f":"INDEX(Table_2,$FB5304,GR$3)*AER_CECV!AT4938","v":0},{"$f":"INDEX(Table_2,$FB5304,GS$3)*AER_CECV!AU4938","v":0},{"$f":"INDEX(Table_2,$FB5304,GT$3)*AER_CECV!AV4938","v":0},{"$f":"INDEX(Table_2,$FB5304,GU$3)*AER_CECV!AW4938","v":0},{"$f":"INDEX(Table_2,$FB5304,GV$3)*AER_CECV!AX4938","v":0},{"$f":"INDEX(Table_2,$FB5304,GW$3)*AER_CECV!AY4938","v":0},{"$f":"INDEX(Table_2,$FB5304,GX$3)*AER_CECV!AZ4938","v":0},8634.7692229201148,2037]
[null,null,null,null,null,null,null,null,null,null,null,null,null,null,null,null,null,null,null,null,null,null,null,null,null,null,null,null,null,null,null,null,null,null,null,null,null,null,null,null,null,null,null,null,null,null,null,null,null,null,null,null,null,null,null,2037,null,null,null,null,null,null,null,null,null,null,null,null,null,null,null,null,null,null,null,null,null,null,null,null,null,null,null,null,null,null,null,null,null,null,null,null,null,null,null,null,null,null,null,null,null,null,null,null,null,null,null,null,null,null,null,null,null,null,null,null,null,null,null,null,null,null,null,null,null,null,null,null,null,null,null,null,null,null,null,null,null,null,null,null,null,null,null,null,null,null,null,null,null,null,null,null,null,null,null,null,null,248,{"$f":"INDEX(Table_2,$FB5361,FC$3)*AER_CECV!E4995","v":0},{"$f":"INDEX(Table_2,$FB5361,FD$3)*AER_CECV!F4995","v":0},{"$f":"INDEX(Table_2,$FB5361,FE$3)*AER_CECV!G4995","v":0},{"$f":"INDEX(Table_2,$FB5361,FF$3)*AER_CECV!H4995","v":0},{"$f":"INDEX(Table_2,$FB5361,FG$3)*AER_CECV!I4995","v":0},{"$f":"INDEX(Table_2,$FB5361,FH$3)*AER_CECV!J4995","v":0},{"$f":"INDEX(Table_2,$FB5361,FI$3)*AER_CECV!K4995","v":0},{"$f":"INDEX(Table_2,$FB5361,FJ$3)*AER_CECV!L4995","v":0},{"$f":"INDEX(Table_2,$FB5361,FK$3)*AER_CECV!M4995","v":0},{"$f":"INDEX(Table_2,$FB5361,FL$3)*AER_CECV!N4995","v":0},{"$f":"INDEX(Table_2,$FB5361,FM$3)*AER_CECV!O4995","v":0},{"$f":"INDEX(Table_2,$FB5361,FN$3)*AER_CECV!P4995","v":3.8227428417619911},{"$f":"INDEX(Table_2,$FB5361,FO$3)*AER_CECV!Q4995","v":14.803380033269253},{"$f":"INDEX(Table_2,$FB5361,FP$3)*AER_CECV!R4995","v":114.9393201675297},{"$f":"INDEX(Table_2,$FB5361,FQ$3)*AER_CECV!S4995","v":219.30922363791379},{"$f":"INDEX(Table_2,$FB5361,FR$3)*AER_CECV!T4995","v":374.66007026614835},{"$f":"INDEX(Table_2,$FB5361,FS$3)*AER_CECV!U4995","v":537.47567958733771},{"$f":"INDEX(Table_2,$FB5361,FT$3)*AER_CECV!V4995","v":797.57929338161796},{"$f":"INDEX(Table_2,$FB5361,FU$3)*AER_CECV!W4995","v":828.84988449808088},{"$f":"INDEX(Table_2,$FB5361,FV$3)*AER_CECV!X4995","v":910.30907993921323},{"$f":"INDEX(Table_2,$FB5361,FW$3)*AER_CECV!Y4995","v":1011.8249734609973},{"$f":"INDEX(Table_2,$FB5361,FX$3)*AER_CECV!Z4995","v":1111.0594967689012},{"$f":"INDEX(Table_2,$FB5361,FY$3)*AER_CECV!AA4995","v":1213.7829081307289},{"$f":"INDEX(Table_2,$FB5361,FZ$3)*AER_CECV!AB4995","v":1415.8353487887646},{"$f":"INDEX(Table_2,$FB5361,GA$3)*AER_CECV!AC4995","v":1340.6820186876637},{"$f":"INDEX(Table_2,$FB5361,GB$3)*AER_CECV!AD4995","v":1371.1805395174242},{"$f":"INDEX(Table_2,$FB5361,GC$3)*AER_CECV!AE4995","v":1323.847828192251},{"$f":"INDEX(Table_2,$FB5361,GD$3)*AER_CECV!AF4995","v":1236.3901033821255},{"$f":"INDEX(Table_2,$FB5361,GE$3)*AER_CECV!AG4995","v":1159.0135516772762},{"$f":"INDEX(Table_2,$FB5361,GF$3)*AER_CECV!AH4995","v":976.0383570524383},{"$f":"INDEX(Table_2,$FB5361,GG$3)*AER_CECV!AI4995","v":981.0181191683314},{"$f":"INDEX(Table_2,$FB5361,GH$3)*AER_CECV!AJ4995","v":901.20092576587888},{"$f":"INDEX(Table_2,$FB5361,GI$3)*AER_CECV!AK4995","v":946.1735756412686},{"$f":"INDEX(Table_2,$FB5361,GJ$3)*AER_CECV!AL4995","v":516.91764463096195},{"$f":"INDEX(Table_2,$FB5361,GK$3)*AER_CECV!AM4995","v":920.36417637285342},{"$f":"INDEX(Table_2,$FB5361,GL$3)*AER_CECV!AN4995","v":349.96207490107918},{"$f":"INDEX(Table_2,$FB5361,GM$3)*AER_CECV!AO4995","v":139.51763355498389},{"$f":"INDEX(Table_2,$FB5361,GN$3)*AER_CECV!AP4995","v":124.85272783870374},{"$f":"INDEX(Table_2,$FB5361,GO$3)*AER_CECV!AQ4995","v":1.9854829824634299},{"$f":"INDEX(Table_2,$FB5361,GP$3)*AER_CECV!AR4995","v":0},{"$f":"INDEX(Table_2,$FB5361,GQ$3)*AER_CECV!AS4995","v":0},{"$f":"INDEX(Table_2,$FB5361,GR$3)*AER_CECV!AT4995","v":0},{"$f":"INDEX(Table_2,$FB5361,GS$3)*AER_CECV!AU4995","v":0},{"$f":"INDEX(Table_2,$FB5361,GT$3)*AER_CECV!AV4995","v":0},{"$f":"INDEX(Table_2,$FB5361,GU$3)*AER_CECV!AW4995","v":0},{"$f":"INDEX(Table_2,$FB5361,GV$3)*AER_CECV!AX4995","v":0},{"$f":"INDEX(Table_2,$FB5361,GW$3)*AER_CECV!AY4995","v":0},{"$f":"INDEX(Table_2,$FB5361,GX$3)*AER_CECV!AZ4995","v":0},{"$f":"SUM(FC5361:GX5361)","v":20843.396160867964},2037]
[null,null,null,null,null,null,null,null,null,null,null,null,null,null,null,null,null,null,null,null,null,null,null,null,null,null,null,null,null,null,null,null,null,null,null,null,null,null,null,null,null,null,null,null,null,null,null,null,null,null,null,null,null,null,null,2037,null,null,null,null,null,null,null,null,null,null,null,null,null,null,null,null,null,null,null,null,null,null,null,null,null,null,null,null,null,null,null,null,null,null,null,null,null,null,null,null,null,null,null,null,null,null,null,null,null,null,null,null,null,null,null,null,null,null,null,null,null,null,null,null,null,null,null,null,null,null,null,null,null,null,null,null,null,null,null,null,null,null,null,null,null,null,null,null,null,null,null,null,null,null,null,null,null,null,null,null,null,309,{"$f":"INDEX(Table_2,$FB5422,FC$3)*AER_CECV!E5056","v":0},{"$f":"INDEX(Table_2,$FB5422,FD$3)*AER_CECV!F5056","v":0},{"$f":"INDEX(Table_2,$FB5422,FE$3)*AER_CECV!G5056","v":0},{"$f":"INDEX(Table_2,$FB5422,FF$3)*AER_CECV!H5056","v":0},{"$f":"INDEX(Table_2,$FB5422,FG$3)*AER_CECV!I5056","v":0},{"$f":"INDEX(Table_2,$FB5422,FH$3)*AER_CECV!J5056","v":0},{"$f":"INDEX(Table_2,$FB5422,FI$3)*AER_CECV!K5056","v":0},{"$f":"INDEX(Table_2,$FB5422,FJ$3)*AER_CECV!L5056","v":0},{"$f":"INDEX(Table_2,$FB5422,FK$3)*AER_CECV!M5056","v":0},{"$f":"INDEX(Table_2,$FB5422,FL$3)*AER_CECV!N5056","v":0},{"$f":"INDEX(Table_2,$FB5422,FM$3)*AER_CECV!O5056","v":0},{"$f":"INDEX(Table_2,$FB5422,FN$3)*AER_CECV!P5056","v":0},{"$f":"INDEX(Table_2,$FB5422,FO$3)*AER_CECV!Q5056","v":0},{"$f":"INDEX(Table_2,$FB5422,FP$3)*AER_CECV!R5056","v":181.1879024135784},{"$f":"INDEX(Table_2,$FB5422,FQ$3)*AER_CECV!S5056","v":435.80942133667889},{"$f":"INDEX(Table_2,$FB5422,FR$3)*AER_CECV!T5056","v":1502.0976315932273},{"$f":"INDEX(Table_2,$FB5422,FS$3)*AER_CECV!U5056","v":2040.3813288440435},{"$f":"INDEX(Table_2,$FB5422,FT$3)*AER_CECV!V5056","v":3186.5459776856774},{"$f":"INDEX(Table_2,$FB5422,FU$3)*AER_CECV!W5056","v":4129.8496799526238},{"$f":"INDEX(Table_2,$FB5422,FV$3)*AER_CECV!X5056","v":4972.5066642226748},{"$f":"INDEX(Table_2,$FB5422,FW$3)*AER_CECV!Y5056","v":5649.8343610850325},{"$f":"INDEX(Table_2,$FB5422,FX$3)*AER_CECV!Z5056","v":6224.7374285485694},{"$f":"INDEX(Table_2,$FB5422,FY$3)*AER_CECV!AA5056","v":6691.7627424598559},{"$f":"INDEX(Table_2,$FB5422,FZ$3)*AER_CECV!AB5056","v":6821.3227867494343},{"$f":"INDEX(Table_2,$FB5422,GA$3)*AER_CECV!AC5056","v":7068.955349156894},{"$f":"INDEX(Table_2,$FB5422,GB$3)*AER_CECV!AD5056","v":6620.8216238498271},{"$f":"INDEX(Table_2,$FB5422,GC$3)*AER_CECV!AE5056","v":6189.3122716482321},{"$f":"INDEX(Table_2,$FB5422,GD$3)*AER_CECV!AF5056","v":5528.8559434938361},{"$f":"INDEX(Table_2,$FB5422,GE$3)*AER_CECV!AG5056","v":4884.0166443007502},{"$f":"INDEX(Table_2,$FB5422,GF$3)*AER_CECV!AH5056","v":5395.7981613012225},{"$f":"INDEX(Table_2,$FB5422,GG$3)*AER_CECV!AI5056","v":4529.0474118874636},{"$f":"INDEX(Table_2,$FB5422,GH$3)*AER_CECV!AJ5056","v":3194.6810600352037},{"$f":"INDEX(Table_2,$FB5422,GI$3)*AER_CECV!AK5056","v":2127.9903738779985},{"$f":"INDEX(Table_2,$FB5422,GJ$3)*AER_CECV!AL5056","v":973.17484810188682},{"$f":"INDEX(Table_2,$FB5422,GK$3)*AER_CECV!AM5056","v":301.77492349136469},{"$f":"INDEX(Table_2,$FB5422,GL$3)*AER_CECV!AN5056","v":137.97347028538061},{"$f":"INDEX(Table_2,$FB5422,GM$3)*AER_CECV!AO5056","v":132.44523441403229},{"$f":"INDEX(Table_2,$FB5422,GN$3)*AER_CECV!AP5056","v":66.222617207016143},{"$f":"INDEX(Table_2,$FB5422,GO$3)*AER_CECV!AQ5056","v":0},{"$f":"INDEX(Table_2,$FB5422,GP$3)*AER_CECV!AR5056","v":0},{"$f":"INDEX(Table_2,$FB5422,GQ$3)*AER_CECV!AS5056","v":0},{"$f":"INDEX(Table_2,$FB5422,GR$3)*AER_CECV!AT5056","v":0},{"$f":"INDEX(Table_2,$FB5422,GS$3)*AER_CECV!AU5056","v":0},{"$f":"INDEX(Table_2,$FB5422,GT$3)*AER_CECV!AV5056","v":0},{"$f":"INDEX(Table_2,$FB5422,GU$3)*AER_CECV!AW5056","v":0},{"$f":"INDEX(Table_2,$FB5422,GV$3)*AER_CECV!AX5056","v":0},{"$f":"INDEX(Table_2,$FB5422,GW$3)*AER_CECV!AY5056","v":0},{"$f":"INDEX(Table_2,$FB5422,GX$3)*AER_CECV!AZ5056","v":0},88987.105857942501,2037]
[null,null,null,null,null,null,null,null,null,null,null,null,null,null,null,null,null,null,null,null,null,null,null,null,null,null,null,null,null,null,null,null,null,null,null,null,null,null,null,null,null,null,null,null,null,null,null,null,null,null,null,null,null,null,null,2038,null,null,null,null,null,null,null,null,null,null,null,null,null,null,null,null,null,null,null,null,null,null,null,null,null,null,null,null,null,null,null,null,null,null,null,null,null,null,null,null,null,null,null,null,null,null,null,null,null,null,null,null,null,null,null,null,null,null,null,null,null,null,null,null,null,null,null,null,null,null,null,null,null,null,null,null,null,null,null,null,null,null,null,null,null,null,null,null,null,null,null,null,null,null,null,null,null,null,null,null,null,64,{"$f":"INDEX(Table_2,$FB5542,FC$3)*AER_CECV!E5176","v":0},{"$f":"INDEX(Table_2,$FB5542,FD$3)*AER_CECV!F5176","v":0},{"$f":"INDEX(Table_2,$FB5542,FE$3)*AER_CECV!G5176","v":0},{"$f":"INDEX(Table_2,$FB5542,FF$3)*AER_CECV!H5176","v":0},{"$f":"INDEX(Table_2,$FB5542,FG$3)*AER_CECV!I5176","v":0},{"$f":"INDEX(Table_2,$FB5542,FH$3)*AER_CECV!J5176","v":0},{"$f":"INDEX(Table_2,$FB5542,FI$3)*AER_CECV!K5176","v":0},{"$f":"INDEX(Table_2,$FB5542,FJ$3)*AER_CECV!L5176","v":0},{"$f":"INDEX(Table_2,$FB5542,FK$3)*AER_CECV!M5176","v":0},{"$f":"INDEX(Table_2,$FB5542,FL$3)*AER_CECV!N5176","v":0},{"$f":"INDEX(Table_2,$FB5542,FM$3)*AER_CECV!O5176","v":0},{"$f":"INDEX(Table_2,$FB5542,FN$3)*AER_CECV!P5176","v":0.98476277619681951},{"$f":"INDEX(Table_2,$FB5542,FO$3)*AER_CECV!Q5176","v":1.969525552393639},{"$f":"INDEX(Table_2,$FB5542,FP$3)*AER_CECV!R5176","v":91.300337307773702},{"$f":"INDEX(Table_2,$FB5542,FQ$3)*AER_CECV!S5176","v":172.28110623607179},{"$f":"INDEX(Table_2,$FB5542,FR$3)*AER_CECV!T5176","v":0},{"$f":"INDEX(Table_2,$FB5542,FS$3)*AER_CECV!U5176","v":0},{"$f":"INDEX(Table_2,$FB5542,FT$3)*AER_CECV!V5176","v":0},{"$f":"INDEX(Table_2,$FB5542,FU$3)*AER_CECV!W5176","v":0},{"$f":"INDEX(Table_2,$FB5542,FV$3)*AER_CECV!X5176","v":0},{"$f":"INDEX(Table_2,$FB5542,FW$3)*AER_CECV!Y5176","v":0},{"$f":"INDEX(Table_2,$FB5542,FX$3)*AER_CECV!Z5176","v":0},{"$f":"INDEX(Table_2,$FB5542,FY$3)*AER_CECV!AA5176","v":0},{"$f":"INDEX(Table_2,$FB5542,FZ$3)*AER_CECV!AB5176","v":0},{"$f":"INDEX(Table_2,$FB5542,GA$3)*AER_CECV!AC5176","v":0},{"$f":"INDEX(Table_2,$FB5542,GB$3)*AER_CECV!AD5176","v":0},{"$f":"INDEX(Table_2,$FB5542,GC$3)*AER_CECV!AE5176","v":0},{"$f":"INDEX(Table_2,$FB5542,GD$3)*AER_CECV!AF5176","v":0},{"$f":"INDEX(Table_2,$FB5542,GE$3)*AER_CECV!AG5176","v":0},{"$f":"INDEX(Table_2,$FB5542,GF$3)*AER_CECV!AH5176","v":0},{"$f":"INDEX(Table_2,$FB5542,GG$3)*AER_CECV!AI5176","v":285.17415499904445},{"$f":"INDEX(Table_2,$FB5542,GH$3)*AER_CECV!AJ5176","v":755.07378200509345},{"$f":"INDEX(Table_2,$FB5542,GI$3)*AER_CECV!AK5176","v":633.69703875553762},{"$f":"INDEX(Table_2,$FB5542,GJ$3)*AER_CECV!AL5176","v":341.07085759757717},{"$f":"INDEX(Table_2,$FB5542,GK$3)*AER_CECV!AM5176","v":151.97792221943843},{"$f":"INDEX(Table_2,$FB5542,GL$3)*AER_CECV!AN5176","v":39.328831986057843},{"$f":"INDEX(Table_2,$FB5542,GM$3)*AER_CECV!AO5176","v":32.954704108335427},{"$f":"INDEX(Table_2,$FB5542,GN$3)*AER_CECV!AP5176","v":16.479576921882863},{"$f":"INDEX(Table_2,$FB5542,GO$3)*AER_CECV!AQ5176","v":0},{"$f":"INDEX(Table_2,$FB5542,GP$3)*AER_CECV!AR5176","v":0},{"$f":"INDEX(Table_2,$FB5542,GQ$3)*AER_CECV!AS5176","v":0},{"$f":"INDEX(Table_2,$FB5542,GR$3)*AER_CECV!AT5176","v":0},{"$f":"INDEX(Table_2,$FB5542,GS$3)*AER_CECV!AU5176","v":0},{"$f":"INDEX(Table_2,$FB5542,GT$3)*AER_CECV!AV5176","v":0},{"$f":"INDEX(Table_2,$FB5542,GU$3)*AER_CECV!AW5176","v":0},{"$f":"INDEX(Table_2,$FB5542,GV$3)*AER_CECV!AX5176","v":0},{"$f":"INDEX(Table_2,$FB5542,GW$3)*AER_CECV!AY5176","v":0},{"$f":"INDEX(Table_2,$FB5542,GX$3)*AER_CECV!AZ5176","v":0},2522.2926004654032,2038]
[null,null,null,null,null,null,null,null,null,null,null,null,null,null,null,null,null,null,null,null,null,null,null,null,null,null,null,null,null,null,null,null,null,null,null,null,null,null,null,null,null,null,null,null,null,null,null,null,null,null,null,null,null,null,null,2038,null,null,null,null,null,null,null,null,null,null,null,null,null,null,null,null,null,null,null,null,null,null,null,null,null,null,null,null,null,null,null,null,null,null,null,null,null,null,null,null,null,null,null,null,null,null,null,null,null,null,null,null,null,null,null,null,null,null,null,null,null,null,null,null,null,null,null,null,null,null,null,null,null,null,null,null,null,null,null,null,null,null,null,null,null,null,null,null,null,null,null,null,null,null,null,null,null,null,null,null,null,121,{"$f":"INDEX(Table_2,$FB5599,FC$3)*AER_CECV!E5233","v":0},{"$f":"INDEX(Table_2,$FB5599,FD$3)*AER_CECV!F5233","v":0},{"$f":"INDEX(Table_2,$FB5599,FE$3)*AER_CECV!G5233","v":0},{"$f":"INDEX(Table_2,$FB5599,FF$3)*AER_CECV!H5233","v":0},{"$f":"INDEX(Table_2,$FB5599,FG$3)*AER_CECV!I5233","v":0},{"$f":"INDEX(Table_2,$FB5599,FH$3)*AER_CECV!J5233","v":0},{"$f":"INDEX(Table_2,$FB5599,FI$3)*AER_CECV!K5233","v":0},{"$f":"INDEX(Table_2,$FB5599,FJ$3)*AER_CECV!L5233","v":0},{"$f":"INDEX(Table_2,$FB5599,FK$3)*AER_CECV!M5233","v":0},{"$f":"INDEX(Table_2,$FB5599,FL$3)*AER_CECV!N5233","v":0},{"$f":"INDEX(Table_2,$FB5599,FM$3)*AER_CECV!O5233","v":0},{"$f":"INDEX(Table_2,$FB5599,FN$3)*AER_CECV!P5233","v":124.4092662525649},{"$f":"INDEX(Table_2,$FB5599,FO$3)*AER_CECV!Q5233","v":245.62714923538334},{"$f":"INDEX(Table_2,$FB5599,FP$3)*AER_CECV!R5233","v":749.55441285828294},{"$f":"INDEX(Table_2,$FB5599,FQ$3)*AER_CECV!S5233","v":1248.4832792207771},{"$f":"INDEX(Table_2,$FB5599,FR$3)*AER_CECV!T5233","v":1187.2344812846241},{"$f":"INDEX(Table_2,$FB5599,FS$3)*AER_CECV!U5233","v":424.70408198082316},{"$f":"INDEX(Table_2,$FB5599,FT$3)*AER_CECV!V5233","v":441.09937072926698},{"$f":"INDEX(Table_2,$FB5599,FU$3)*AER_CECV!W5233","v":271.42529134760088},{"$f":"INDEX(Table_2,$FB5599,FV$3)*AER_CECV!X5233","v":308.39675978031295},{"$f":"INDEX(Table_2,$FB5599,FW$3)*AER_CECV!Y5233","v":0},{"$f":"INDEX(Table_2,$FB5599,FX$3)*AER_CECV!Z5233","v":0},{"$f":"INDEX(Table_2,$FB5599,FY$3)*AER_CECV!AA5233","v":0},{"$f":"INDEX(Table_2,$FB5599,FZ$3)*AER_CECV!AB5233","v":0},{"$f":"INDEX(Table_2,$FB5599,GA$3)*AER_CECV!AC5233","v":0},{"$f":"INDEX(Table_2,$FB5599,GB$3)*AER_CECV!AD5233","v":0},{"$f":"INDEX(Table_2,$FB5599,GC$3)*AER_CECV!AE5233","v":0},{"$f":"INDEX(Table_2,$FB5599,GD$3)*AER_CECV!AF5233","v":0},{"$f":"INDEX(Table_2,$FB5599,GE$3)*AER_CECV!AG5233","v":0},{"$f":"INDEX(Table_2,$FB5599,GF$3)*AER_CECV!AH5233","v":817.3977477447919},{"$f":"INDEX(Table_2,$FB5599,GG$3)*AER_CECV!AI5233","v":630.29250847260937},{"$f":"INDEX(Table_2,$FB5599,GH$3)*AER_CECV!AJ5233","v":437.6073959825635},{"$f":"INDEX(Table_2,$FB5599,GI$3)*AER_CECV!AK5233","v":1048.0058394990049},{"$f":"INDEX(Table_2,$FB5599,GJ$3)*AER_CECV!AL5233","v":584.85893325832978},{"$f":"INDEX(Table_2,$FB5599,GK$3)*AER_CECV!AM5233","v":391.50141684666352},{"$f":"INDEX(Table_2,$FB5599,GL$3)*AER_CECV!AN5233","v":101.16021936963352},{"$f":"INDEX(Table_2,$FB5599,GM$3)*AER_CECV!AO5233","v":54.720404790327244},{"$f":"INDEX(Table_2,$FB5599,GN$3)*AER_CECV!AP5233","v":42.02000566972405},{"$f":"INDEX(Table_2,$FB5599,GO$3)*AER_CECV!AQ5233","v":0},{"$f":"INDEX(Table_2,$FB5599,GP$3)*AER_CECV!AR5233","v":0},{"$f":"INDEX(Table_2,$FB5599,GQ$3)*AER_CECV!AS5233","v":0},{"$f":"INDEX(Table_2,$FB5599,GR$3)*AER_CECV!AT5233","v":0},{"$f":"INDEX(Table_2,$FB5599,GS$3)*AER_CECV!AU5233","v":0},{"$f":"INDEX(Table_2,$FB5599,GT$3)*AER_CECV!AV5233","v":0},{"$f":"INDEX(Table_2,$FB5599,GU$3)*AER_CECV!AW5233","v":0},{"$f":"INDEX(Table_2,$FB5599,GV$3)*AER_CECV!AX5233","v":0},{"$f":"INDEX(Table_2,$FB5599,GW$3)*AER_CECV!AY5233","v":0},{"$f":"INDEX(Table_2,$FB5599,GX$3)*AER_CECV!AZ5233","v":0},9108.4985643232849,2038]
[null,null,null,null,null,null,null,null,null,null,null,null,null,null,null,null,null,null,null,null,null,null,null,null,null,null,null,null,null,null,null,null,null,null,null,null,null,null,null,null,null,null,null,null,null,null,null,null,null,null,null,null,null,null,null,2038,null,null,null,null,null,null,null,null,null,null,null,null,null,null,null,null,null,null,null,null,null,null,null,null,null,null,null,null,null,null,null,null,null,null,null,null,null,null,null,null,null,null,null,null,null,null,null,null,null,null,null,null,null,null,null,null,null,null,null,null,null,null,null,null,null,null,null,null,null,null,null,null,null,null,null,null,null,null,null,null,null,null,null,null,null,null,null,null,null,null,null,null,null,null,null,null,null,null,null,null,null,182,{"$f":"INDEX(Table_2,$FB5660,FC$3)*AER_CECV!E5294","v":0},{"$f":"INDEX(Table_2,$FB5660,FD$3)*AER_CECV!F5294","v":0},{"$f":"INDEX(Table_2,$FB5660,FE$3)*AER_CECV!G5294","v":0},{"$f":"INDEX(Table_2,$FB5660,FF$3)*AER_CECV!H5294","v":0},{"$f":"INDEX(Table_2,$FB5660,FG$3)*AER_CECV!I5294","v":0},{"$f":"INDEX(Table_2,$FB5660,FH$3)*AER_CECV!J5294","v":0},{"$f":"INDEX(Table_2,$FB5660,FI$3)*AER_CECV!K5294","v":0},{"$f":"INDEX(Table_2,$FB5660,FJ$3)*AER_CECV!L5294","v":0},{"$f":"INDEX(Table_2,$FB5660,FK$3)*AER_CECV!M5294","v":0},{"$f":"INDEX(Table_2,$FB5660,FL$3)*AER_CECV!N5294","v":0},{"$f":"INDEX(Table_2,$FB5660,FM$3)*AER_CECV!O5294","v":0},{"$f":"INDEX(Table_2,$FB5660,FN$3)*AER_CECV!P5294","v":37.973074057482087},{"$f":"INDEX(Table_2,$FB5660,FO$3)*AER_CECV!Q5294","v":70.623881356613566},{"$f":"INDEX(Table_2,$FB5660,FP$3)*AER_CECV!R5294","v":42.674074478756907},{"$f":"INDEX(Table_2,$FB5660,FQ$3)*AER_CECV!S5294","v":0},{"$f":"INDEX(Table_2,$FB5660,FR$3)*AER_CECV!T5294","v":0},{"$f":"INDEX(Table_2,$FB5660,FS$3)*AER_CECV!U5294","v":0},{"$f":"INDEX(Table_2,$FB5660,FT$3)*AER_CECV!V5294","v":0},{"$f":"INDEX(Table_2,$FB5660,FU$3)*AER_CECV!W5294","v":0},{"$f":"INDEX(Table_2,$FB5660,FV$3)*AER_CECV!X5294","v":0},{"$f":"INDEX(Table_2,$FB5660,FW$3)*AER_CECV!Y5294","v":0},{"$f":"INDEX(Table_2,$FB5660,FX$3)*AER_CECV!Z5294","v":0},{"$f":"INDEX(Table_2,$FB5660,FY$3)*AER_CECV!AA5294","v":0},{"$f":"INDEX(Table_2,$FB5660,FZ$3)*AER_CECV!AB5294","v":0},{"$f":"INDEX(Table_2,$FB5660,GA$3)*AER_CECV!AC5294","v":0},{"$f":"INDEX(Table_2,$FB5660,GB$3)*AER_CECV!AD5294","v":0},{"$f":"INDEX(Table_2,$FB5660,GC$3)*AER_CECV!AE5294","v":0},{"$f":"INDEX(Table_2,$FB5660,GD$3)*AER_CECV!AF5294","v":0},{"$f":"INDEX(Table_2,$FB5660,GE$3)*AER_CECV!AG5294","v":0},{"$f":"INDEX(Table_2,$FB5660,GF$3)*AER_CECV!AH5294","v":0},{"$f":"INDEX(Table_2,$FB5660,GG$3)*AER_CECV!AI5294","v":0},{"$f":"INDEX(Table_2,$FB5660,GH$3)*AER_CECV!AJ5294","v":0},{"$f":"INDEX(Table_2,$FB5660,GI$3)*AER_CECV!AK5294","v":0},{"$f":"INDEX(Table_2,$FB5660,GJ$3)*AER_CECV!AL5294","v":0},{"$f":"INDEX(Table_2,$FB5660,GK$3)*AER_CECV!AM5294","v":79.067722420746975},{"$f":"INDEX(Table_2,$FB5660,GL$3)*AER_CECV!AN5294","v":54.363188479593838},{"$f":"INDEX(Table_2,$FB5660,GM$3)*AER_CECV!AO5294","v":32.728902911536331},{"$f":"INDEX(Table_2,$FB5660,GN$3)*AER_CECV!AP5294","v":17.255177695882281},{"$f":"INDEX(Table_2,$FB5660,GO$3)*AER_CECV!AQ5294","v":2.55333802349586},{"$f":"INDEX(Table_2,$FB5660,GP$3)*AER_CECV!AR5294","v":0},{"$f":"INDEX(Table_2,$FB5660,GQ$3)*AER_CECV!AS5294","v":0},{"$f":"INDEX(Table_2,$FB5660,GR$3)*AER_CECV!AT5294","v":0},{"$f":"INDEX(Table_2,$FB5660,GS$3)*AER_CECV!AU5294","v":0},{"$f":"INDEX(Table_2,$FB5660,GT$3)*AER_CECV!AV5294","v":0},{"$f":"INDEX(Table_2,$FB5660,GU$3)*AER_CECV!AW5294","v":0},{"$f":"INDEX(Table_2,$FB5660,GV$3)*AER_CECV!AX5294","v":0},{"$f":"INDEX(Table_2,$FB5660,GW$3)*AER_CECV!AY5294","v":0},{"$f":"INDEX(Table_2,$FB5660,GX$3)*AER_CECV!AZ5294","v":0},337.23935942410782,2038]
[null,null,null,null,null,null,null,null,null,null,null,null,null,null,null,null,null,null,null,null,null,null,null,null,null,null,null,null,null,null,null,null,null,null,null,null,null,null,null,null,null,null,null,null,null,null,null,null,null,null,null,null,null,null,null,2038,null,null,null,null,null,null,null,null,null,null,null,null,null,null,null,null,null,null,null,null,null,null,null,null,null,null,null,null,null,null,null,null,null,null,null,null,null,null,null,null,null,null,null,null,null,null,null,null,null,null,null,null,null,null,null,null,null,null,null,null,null,null,null,null,null,null,null,null,null,null,null,null,null,null,null,null,null,null,null,null,null,null,null,null,null,null,null,null,null,null,null,null,null,null,null,null,null,null,null,null,null,239,{"$f":"INDEX(Table_2,$FB5717,FC$3)*AER_CECV!E5351","v":0},{"$f":"INDEX(Table_2,$FB5717,FD$3)*AER_CECV!F5351","v":0},{"$f":"INDEX(Table_2,$FB5717,FE$3)*AER_CECV!G5351","v":0},{"$f":"INDEX(Table_2,$FB5717,FF$3)*AER_CECV!H5351","v":0},{"$f":"INDEX(Table_2,$FB5717,FG$3)*AER_CECV!I5351","v":0},{"$f":"INDEX(Table_2,$FB5717,FH$3)*AER_CECV!J5351","v":0},{"$f":"INDEX(Table_2,$FB5717,FI$3)*AER_CECV!K5351","v":0},{"$f":"INDEX(Table_2,$FB5717,FJ$3)*AER_CECV!L5351","v":0},{"$f":"INDEX(Table_2,$FB5717,FK$3)*AER_CECV!M5351","v":0},{"$f":"INDEX(Table_2,$FB5717,FL$3)*AER_CECV!N5351","v":0},{"$f":"INDEX(Table_2,$FB5717,FM$3)*AER_CECV!O5351","v":0},{"$f":"INDEX(Table_2,$FB5717,FN$3)*AER_CECV!P5351","v":0.62258085116620976},{"$f":"INDEX(Table_2,$FB5717,FO$3)*AER_CECV!Q5351","v":1.24516170233242},{"$f":"INDEX(Table_2,$FB5717,FP$3)*AER_CECV!R5351","v":9.5155421051672313},{"$f":"INDEX(Table_2,$FB5717,FQ$3)*AER_CECV!S5351","v":0},{"$f":"INDEX(Table_2,$FB5717,FR$3)*AER_CECV!T5351","v":0},{"$f":"INDEX(Table_2,$FB5717,FS$3)*AER_CECV!U5351","v":0},{"$f":"INDEX(Table_2,$FB5717,FT$3)*AER_CECV!V5351","v":0},{"$f":"INDEX(Table_2,$FB5717,FU$3)*AER_CECV!W5351","v":0},{"$f":"INDEX(Table_2,$FB5717,FV$3)*AER_CECV!X5351","v":0},{"$f":"INDEX(Table_2,$FB5717,FW$3)*AER_CECV!Y5351","v":0},{"$f":"INDEX(Table_2,$FB5717,FX$3)*AER_CECV!Z5351","v":0},{"$f":"INDEX(Table_2,$FB5717,FY$3)*AER_CECV!AA5351","v":0},{"$f":"INDEX(Table_2,$FB5717,FZ$3)*AER_CECV!AB5351","v":0},{"$f":"INDEX(Table_2,$FB5717,GA$3)*AER_CECV!AC5351","v":0},{"$f":"INDEX(Table_2,$FB5717,GB$3)*AER_CECV!AD5351","v":0},{"$f":"INDEX(Table_2,$FB5717,GC$3)*AER_CECV!AE5351","v":0},{"$f":"INDEX(Table_2,$FB5717,GD$3)*AER_CECV!AF5351","v":0},{"$f":"INDEX(Table_2,$FB5717,GE$3)*AER_CECV!AG5351","v":0},{"$f":"INDEX(Table_2,$FB5717,GF$3)*AER_CECV!AH5351","v":0},{"$f":"INDEX(Table_2,$FB5717,GG$3)*AER_CECV!AI5351","v":0},{"$f":"INDEX(Table_2,$FB5717,GH$3)*AER_CECV!AJ5351","v":0},{"$f":"INDEX(Table_2,$FB5717,GI$3)*AER_CECV!AK5351","v":0},{"$f":"INDEX(Table_2,$FB5717,GJ$3)*AER_CECV!AL5351","v":0},{"$f":"INDEX(Table_2,$FB5717,GK$3)*AER_CECV!AM5351","v":27.848577590064725},{"$f":"INDEX(Table_2,$FB5717,GL$3)*AER_CECV!AN5351","v":14.238722359987941},{"$f":"INDEX(Table_2,$FB5717,GM$3)*AER_CECV!AO5351","v":8.2833649337117095},{"$f":"INDEX(Table_2,$FB5717,GN$3)*AER_CECV!AP5351","v":3.6725718385769714},{"$f":"INDEX(Table_2,$FB5717,GO$3)*AER_CECV!AQ5351","v":0.49576421170299345},{"$f":"INDEX(Table_2,$FB5717,GP$3)*AER_CECV!AR5351","v":0},{"$f":"INDEX(Table_2,$FB5717,GQ$3)*AER_CECV!AS5351","v":0},{"$f":"INDEX(Table_2,$FB5717,GR$3)*AER_CECV!AT5351","v":0},{"$f":"INDEX(Table_2,$FB5717,GS$3)*AER_CECV!AU5351","v":0},{"$f":"INDEX(Table_2,$FB5717,GT$3)*AER_CECV!AV5351","v":0},{"$f":"INDEX(Table_2,$FB5717,GU$3)*AER_CECV!AW5351","v":0},{"$f":"INDEX(Table_2,$FB5717,GV$3)*AER_CECV!AX5351","v":0},{"$f":"INDEX(Table_2,$FB5717,GW$3)*AER_CECV!AY5351","v":0},{"$f":"INDEX(Table_2,$FB5717,GX$3)*AER_CECV!AZ5351","v":0},65.922285592710196,2038]
[null,null,null,null,null,null,null,null,null,null,null,null,null,null,null,null,null,null,null,null,null,null,null,null,null,null,null,null,null,null,null,null,null,null,null,null,null,null,null,null,null,null,null,null,null,null,null,null,null,null,null,null,null,null,null,2038,null,null,null,null,null,null,null,null,null,null,null,null,null,null,null,null,null,null,null,null,null,null,null,null,null,null,null,null,null,null,null,null,null,null,null,null,null,null,null,null,null,null,null,null,null,null,null,null,null,null,null,null,null,null,null,null,null,null,null,null,null,null,null,null,null,null,null,null,null,null,null,null,null,null,null,null,null,null,null,null,null,null,null,null,null,null,null,null,null,null,null,null,null,null,null,null,null,null,null,null,null,296,{"$f":"INDEX(Table_2,$FB5774,FC$3)*AER_CECV!E5408","v":0},{"$f":"INDEX(Table_2,$FB5774,FD$3)*AER_CECV!F5408","v":0},{"$f":"INDEX(Table_2,$FB5774,FE$3)*AER_CECV!G5408","v":0},{"$f":"INDEX(Table_2,$FB5774,FF$3)*AER_CECV!H5408","v":0},{"$f":"INDEX(Table_2,$FB5774,FG$3)*AER_CECV!I5408","v":0},{"$f":"INDEX(Table_2,$FB5774,FH$3)*AER_CECV!J5408","v":0},{"$f":"INDEX(Table_2,$FB5774,FI$3)*AER_CECV!K5408","v":0},{"$f":"INDEX(Table_2,$FB5774,FJ$3)*AER_CECV!L5408","v":0},{"$f":"INDEX(Table_2,$FB5774,FK$3)*AER_CECV!M5408","v":0},{"$f":"INDEX(Table_2,$FB5774,FL$3)*AER_CECV!N5408","v":0},{"$f":"INDEX(Table_2,$FB5774,FM$3)*AER_CECV!O5408","v":0},{"$f":"INDEX(Table_2,$FB5774,FN$3)*AER_CECV!P5408","v":0},{"$f":"INDEX(Table_2,$FB5774,FO$3)*AER_CECV!Q5408","v":0},{"$f":"INDEX(Table_2,$FB5774,FP$3)*AER_CECV!R5408","v":16.875632047134001},{"$f":"INDEX(Table_2,$FB5774,FQ$3)*AER_CECV!S5408","v":36.347621221925408},{"$f":"INDEX(Table_2,$FB5774,FR$3)*AER_CECV!T5408","v":102.24039687547389},{"$f":"INDEX(Table_2,$FB5774,FS$3)*AER_CECV!U5408","v":30.126564329542799},{"$f":"INDEX(Table_2,$FB5774,FT$3)*AER_CECV!V5408","v":49.838394599065879},{"$f":"INDEX(Table_2,$FB5774,FU$3)*AER_CECV!W5408","v":48.08292639582212},{"$f":"INDEX(Table_2,$FB5774,FV$3)*AER_CECV!X5408","v":56.107542483991146},{"$f":"INDEX(Table_2,$FB5774,FW$3)*AER_CECV!Y5408","v":59.845708909070851},{"$f":"INDEX(Table_2,$FB5774,FX$3)*AER_CECV!Z5408","v":74.199659417008476},{"$f":"INDEX(Table_2,$FB5774,FY$3)*AER_CECV!AA5408","v":84.704427162418781},{"$f":"INDEX(Table_2,$FB5774,FZ$3)*AER_CECV!AB5408","v":88.101224936204815},{"$f":"INDEX(Table_2,$FB5774,GA$3)*AER_CECV!AC5408","v":98.747413981295082},{"$f":"INDEX(Table_2,$FB5774,GB$3)*AER_CECV!AD5408","v":119.32431548409913},{"$f":"INDEX(Table_2,$FB5774,GC$3)*AER_CECV!AE5408","v":102.08115836718241},{"$f":"INDEX(Table_2,$FB5774,GD$3)*AER_CECV!AF5408","v":91.999857003061351},{"$f":"INDEX(Table_2,$FB5774,GE$3)*AER_CECV!AG5408","v":134.47027214472786},{"$f":"INDEX(Table_2,$FB5774,GF$3)*AER_CECV!AH5408","v":167.01772044395983},{"$f":"INDEX(Table_2,$FB5774,GG$3)*AER_CECV!AI5408","v":142.01096397115589},{"$f":"INDEX(Table_2,$FB5774,GH$3)*AER_CECV!AJ5408","v":247.40165739103929},{"$f":"INDEX(Table_2,$FB5774,GI$3)*AER_CECV!AK5408","v":151.09021643175134},{"$f":"INDEX(Table_2,$FB5774,GJ$3)*AER_CECV!AL5408","v":76.297224301803638},{"$f":"INDEX(Table_2,$FB5774,GK$3)*AER_CECV!AM5408","v":27.17023906289911},{"$f":"INDEX(Table_2,$FB5774,GL$3)*AER_CECV!AN5408","v":23.273915946729737},{"$f":"INDEX(Table_2,$FB5774,GM$3)*AER_CECV!AO5408","v":21.406961581732237},{"$f":"INDEX(Table_2,$FB5774,GN$3)*AER_CECV!AP5408","v":10.703565898770851},{"$f":"INDEX(Table_2,$FB5774,GO$3)*AER_CECV!AQ5408","v":1.7021580945906565E-4},{"$f":"INDEX(Table_2,$FB5774,GP$3)*AER_CECV!AR5408","v":0},{"$f":"INDEX(Table_2,$FB5774,GQ$3)*AER_CECV!AS5408","v":0},{"$f":"INDEX(Table_2,$FB5774,GR$3)*AER_CECV!AT5408","v":0},{"$f":"INDEX(Table_2,$FB5774,GS$3)*AER_CECV!AU5408","v":0},{"$f":"INDEX(Table_2,$FB5774,GT$3)*AER_CECV!AV5408","v":0},{"$f":"INDEX(Table_2,$FB5774,GU$3)*AER_CECV!AW5408","v":0},{"$f":"INDEX(Table_2,$FB5774,GV$3)*AER_CECV!AX5408","v":0},{"$f":"INDEX(Table_2,$FB5774,GW$3)*AER_CECV!AY5408","v":0},{"$f":"INDEX(Table_2,$FB5774,GX$3)*AER_CECV!AZ5408","v":0},2059.4657506036747,2038]
[null,null,null,null,null,null,null,null,null,null,null,null,null,null,null,null,null,null,null,null,null,null,null,null,null,null,null,null,null,null,null,null,null,null,null,null,null,null,null,null,null,null,null,null,null,null,null,null,null,null,null,null,null,null,null,2038,null,null,null,null,null,null,null,null,null,null,null,null,null,null,null,null,null,null,null,null,null,null,null,null,null,null,null,null,null,null,null,null,null,null,null,null,null,null,null,null,null,null,null,null,null,null,null,null,null,null,null,null,null,null,null,null,null,null,null,null,null,null,null,null,null,null,null,null,null,null,null,null,null,null,null,null,null,null,null,null,null,null,null,null,null,null,null,null,null,null,null,null,null,null,null,null,null,null,null,null,null,357,{"$f":"INDEX(Table_2,$FB5835,FC$3)*AER_CECV!E5469","v":0},{"$f":"INDEX(Table_2,$FB5835,FD$3)*AER_CECV!F5469","v":0},{"$f":"INDEX(Table_2,$FB5835,FE$3)*AER_CECV!G5469","v":0},{"$f":"INDEX(Table_2,$FB5835,FF$3)*AER_CECV!H5469","v":0},{"$f":"INDEX(Table_2,$FB5835,FG$3)*AER_CECV!I5469","v":0},{"$f":"INDEX(Table_2,$FB5835,FH$3)*AER_CECV!J5469","v":0},{"$f":"INDEX(Table_2,$FB5835,FI$3)*AER_CECV!K5469","v":0},{"$f":"INDEX(Table_2,$FB5835,FJ$3)*AER_CECV!L5469","v":0},{"$f":"INDEX(Table_2,$FB5835,FK$3)*AER_CECV!M5469","v":0},{"$f":"INDEX(Table_2,$FB5835,FL$3)*AER_CECV!N5469","v":0},{"$f":"INDEX(Table_2,$FB5835,FM$3)*AER_CECV!O5469","v":0},{"$f":"INDEX(Table_2,$FB5835,FN$3)*AER_CECV!P5469","v":0},{"$f":"INDEX(Table_2,$FB5835,FO$3)*AER_CECV!Q5469","v":0},{"$f":"INDEX(Table_2,$FB5835,FP$3)*AER_CECV!R5469","v":62.306534617999844},{"$f":"INDEX(Table_2,$FB5835,FQ$3)*AER_CECV!S5469","v":140.63301173593683},{"$f":"INDEX(Table_2,$FB5835,FR$3)*AER_CECV!T5469","v":1361.1201797360416},{"$f":"INDEX(Table_2,$FB5835,FS$3)*AER_CECV!U5469","v":2446.9312825747847},{"$f":"INDEX(Table_2,$FB5835,FT$3)*AER_CECV!V5469","v":3013.1487460039157},{"$f":"INDEX(Table_2,$FB5835,FU$3)*AER_CECV!W5469","v":3812.9579030296277},{"$f":"INDEX(Table_2,$FB5835,FV$3)*AER_CECV!X5469","v":5002.4312168706501},{"$f":"INDEX(Table_2,$FB5835,FW$3)*AER_CECV!Y5469","v":5781.0597695717197},{"$f":"INDEX(Table_2,$FB5835,FX$3)*AER_CECV!Z5469","v":6124.7975982731723},{"$f":"INDEX(Table_2,$FB5835,FY$3)*AER_CECV!AA5469","v":6608.7755807228459},{"$f":"INDEX(Table_2,$FB5835,FZ$3)*AER_CECV!AB5469","v":6822.0819474964037},{"$f":"INDEX(Table_2,$FB5835,GA$3)*AER_CECV!AC5469","v":7165.9947318555796},{"$f":"INDEX(Table_2,$FB5835,GB$3)*AER_CECV!AD5469","v":5784.9362292090636},{"$f":"INDEX(Table_2,$FB5835,GC$3)*AER_CECV!AE5469","v":5553.629880122463},{"$f":"INDEX(Table_2,$FB5835,GD$3)*AER_CECV!AF5469","v":5009.5717031542044},{"$f":"INDEX(Table_2,$FB5835,GE$3)*AER_CECV!AG5469","v":4698.3462717257707},{"$f":"INDEX(Table_2,$FB5835,GF$3)*AER_CECV!AH5469","v":3836.3874156465358},{"$f":"INDEX(Table_2,$FB5835,GG$3)*AER_CECV!AI5469","v":3134.3469260679726},{"$f":"INDEX(Table_2,$FB5835,GH$3)*AER_CECV!AJ5469","v":2544.1841704768717},{"$f":"INDEX(Table_2,$FB5835,GI$3)*AER_CECV!AK5469","v":1797.9599196611955},{"$f":"INDEX(Table_2,$FB5835,GJ$3)*AER_CECV!AL5469","v":718.32227423257893},{"$f":"INDEX(Table_2,$FB5835,GK$3)*AER_CECV!AM5469","v":156.8667473245527},{"$f":"INDEX(Table_2,$FB5835,GL$3)*AER_CECV!AN5469","v":210.91858307533062},{"$f":"INDEX(Table_2,$FB5835,GM$3)*AER_CECV!AO5469","v":121.03675095045477},{"$f":"INDEX(Table_2,$FB5835,GN$3)*AER_CECV!AP5469","v":60.518375475227387},{"$f":"INDEX(Table_2,$FB5835,GO$3)*AER_CECV!AQ5469","v":0},{"$f":"INDEX(Table_2,$FB5835,GP$3)*AER_CECV!AR5469","v":0},{"$f":"INDEX(Table_2,$FB5835,GQ$3)*AER_CECV!AS5469","v":0},{"$f":"INDEX(Table_2,$FB5835,GR$3)*AER_CECV!AT5469","v":0},{"$f":"INDEX(Table_2,$FB5835,GS$3)*AER_CECV!AU5469","v":0},{"$f":"INDEX(Table_2,$FB5835,GT$3)*AER_CECV!AV5469","v":0},{"$f":"INDEX(Table_2,$FB5835,GU$3)*AER_CECV!AW5469","v":0},{"$f":"INDEX(Table_2,$FB5835,GV$3)*AER_CECV!AX5469","v":0},{"$f":"INDEX(Table_2,$FB5835,GW$3)*AER_CECV!AY5469","v":0},{"$f":"INDEX(Table_2,$FB5835,GX$3)*AER_CECV!AZ5469","v":0},81969.26374961088,2038]
[null,null,null,null,null,null,null,null,null,null,null,null,null,null,null,null,null,null,null,null,null,null,null,null,null,null,null,null,null,null,null,null,null,null,null,null,null,null,null,null,null,null,null,null,null,null,null,null,null,null,null,null,null,null,null,2039,null,null,null,null,null,null,null,null,null,null,null,null,null,null,null,null,null,null,null,null,null,null,null,null,null,null,null,null,null,null,null,null,null,null,null,null,null,null,null,null,null,null,null,null,null,null,null,null,null,null,null,null,null,null,null,null,null,null,null,null,null,null,null,null,null,null,null,null,null,null,null,null,null,null,null,null,null,null,null,null,null,null,null,null,null,null,null,null,null,null,null,null,null,null,null,null,null,null,null,null,null,49,{"$f":"INDEX(Table_2,$FB5892,FC$3)*AER_CECV!E5526","v":0},{"$f":"INDEX(Table_2,$FB5892,FD$3)*AER_CECV!F5526","v":0},{"$f":"INDEX(Table_2,$FB5892,FE$3)*AER_CECV!G5526","v":0},{"$f":"INDEX(Table_2,$FB5892,FF$3)*AER_CECV!H5526","v":0},{"$f":"INDEX(Table_2,$FB5892,FG$3)*AER_CECV!I5526","v":0},{"$f":"INDEX(Table_2,$FB5892,FH$3)*AER_CECV!J5526","v":0},{"$f":"INDEX(Table_2,$FB5892,FI$3)*AER_CECV!K5526","v":0},{"$f":"INDEX(Table_2,$FB5892,FJ$3)*AER_CECV!L5526","v":0},{"$f":"INDEX(Table_2,$FB5892,FK$3)*AER_CECV!M5526","v":0},{"$f":"INDEX(Table_2,$FB5892,FL$3)*AER_CECV!N5526","v":0},{"$f":"INDEX(Table_2,$FB5892,FM$3)*AER_CECV!O5526","v":0},{"$f":"INDEX(Table_2,$FB5892,FN$3)*AER_CECV!P5526","v":0},{"$f":"INDEX(Table_2,$FB5892,FO$3)*AER_CECV!Q5526","v":0},{"$f":"INDEX(Table_2,$FB5892,FP$3)*AER_CECV!R5526","v":42.611349115315626},{"$f":"INDEX(Table_2,$FB5892,FQ$3)*AER_CECV!S5526","v":167.90049440060378},{"$f":"INDEX(Table_2,$FB5892,FR$3)*AER_CECV!T5526","v":343.11846187719186},{"$f":"INDEX(Table_2,$FB5892,FS$3)*AER_CECV!U5526","v":597.10093971304627},{"$f":"INDEX(Table_2,$FB5892,FT$3)*AER_CECV!V5526","v":819.37868725909311},{"$f":"INDEX(Table_2,$FB5892,FU$3)*AER_CECV!W5526","v":949.41750235167478},{"$f":"INDEX(Table_2,$FB5892,FV$3)*AER_CECV!X5526","v":0},{"$f":"INDEX(Table_2,$FB5892,FW$3)*AER_CECV!Y5526","v":0},{"$f":"INDEX(Table_2,$FB5892,FX$3)*AER_CECV!Z5526","v":0},{"$f":"INDEX(Table_2,$FB5892,FY$3)*AER_CECV!AA5526","v":0},{"$f":"INDEX(Table_2,$FB5892,FZ$3)*AER_CECV!AB5526","v":1295.3380246783938},{"$f":"INDEX(Table_2,$FB5892,GA$3)*AER_CECV!AC5526","v":1276.2754734389293},{"$f":"INDEX(Table_2,$FB5892,GB$3)*AER_CECV!AD5526","v":0},{"$f":"INDEX(Table_2,$FB5892,GC$3)*AER_CECV!AE5526","v":1136.3869426621245},{"$f":"INDEX(Table_2,$FB5892,GD$3)*AER_CECV!AF5526","v":1114.0591447507227},{"$f":"INDEX(Table_2,$FB5892,GE$3)*AER_CECV!AG5526","v":1056.5836424990855},{"$f":"INDEX(Table_2,$FB5892,GF$3)*AER_CECV!AH5526","v":1018.4801338320523},{"$f":"INDEX(Table_2,$FB5892,GG$3)*AER_CECV!AI5526","v":872.47171317242066},{"$f":"INDEX(Table_2,$FB5892,GH$3)*AER_CECV!AJ5526","v":586.11756705074708},{"$f":"INDEX(Table_2,$FB5892,GI$3)*AER_CECV!AK5526","v":353.07430435468757},{"$f":"INDEX(Table_2,$FB5892,GJ$3)*AER_CECV!AL5526","v":239.39080545631671},{"$f":"INDEX(Table_2,$FB5892,GK$3)*AER_CECV!AM5526","v":89.830868505798335},{"$f":"INDEX(Table_2,$FB5892,GL$3)*AER_CECV!AN5526","v":23.17681869911015},{"$f":"INDEX(Table_2,$FB5892,GM$3)*AER_CECV!AO5526","v":37.027043201228949},{"$f":"INDEX(Table_2,$FB5892,GN$3)*AER_CECV!AP5526","v":18.279782287959119},{"$f":"INDEX(Table_2,$FB5892,GO$3)*AER_CECV!AQ5526","v":0},{"$f":"INDEX(Table_2,$FB5892,GP$3)*AER_CECV!AR5526","v":0},{"$f":"INDEX(Table_2,$FB5892,GQ$3)*AER_CECV!AS5526","v":0},{"$f":"INDEX(Table_2,$FB5892,GR$3)*AER_CECV!AT5526","v":0},{"$f":"INDEX(Table_2,$FB5892,GS$3)*AER_CECV!AU5526","v":0},{"$f":"INDEX(Table_2,$FB5892,GT$3)*AER_CECV!AV5526","v":0},{"$f":"INDEX(Table_2,$FB5892,GU$3)*AER_CECV!AW5526","v":0},{"$f":"INDEX(Table_2,$FB5892,GV$3)*AER_CECV!AX5526","v":0},{"$f":"INDEX(Table_2,$FB5892,GW$3)*AER_CECV!AY5526","v":0},{"$f":"INDEX(Table_2,$FB5892,GX$3)*AER_CECV!AZ5526","v":0},12036.019699306502,2039]
[null,null,null,null,null,null,null,null,null,null,null,null,null,null,null,null,null,null,null,null,null,null,null,null,null,null,null,null,null,null,null,null,null,null,null,null,null,null,null,null,null,null,null,null,null,null,null,null,null,null,null,null,null,null,null,2039,null,null,null,null,null,null,null,null,null,null,null,null,null,null,null,null,null,null,null,null,null,null,null,null,null,null,null,null,null,null,null,null,null,null,null,null,null,null,null,null,null,null,null,null,null,null,null,null,null,null,null,null,null,null,null,null,null,null,null,null,null,null,null,null,null,null,null,null,null,null,null,null,null,null,null,null,null,null,null,null,null,null,null,null,null,null,null,null,null,null,null,null,null,null,null,null,null,null,null,null,null,110,{"$f":"INDEX(Table_2,$FB5953,FC$3)*AER_CECV!E5587","v":0},{"$f":"INDEX(Table_2,$FB5953,FD$3)*AER_CECV!F5587","v":0},{"$f":"INDEX(Table_2,$FB5953,FE$3)*AER_CECV!G5587","v":0},{"$f":"INDEX(Table_2,$FB5953,FF$3)*AER_CECV!H5587","v":0},{"$f":"INDEX(Table_2,$FB5953,FG$3)*AER_CECV!I5587","v":0},{"$f":"INDEX(Table_2,$FB5953,FH$3)*AER_CECV!J5587","v":0},{"$f":"INDEX(Table_2,$FB5953,FI$3)*AER_CECV!K5587","v":0},{"$f":"INDEX(Table_2,$FB5953,FJ$3)*AER_CECV!L5587","v":0},{"$f":"INDEX(Table_2,$FB5953,FK$3)*AER_CECV!M5587","v":0},{"$f":"INDEX(Table_2,$FB5953,FL$3)*AER_CECV!N5587","v":0},{"$f":"INDEX(Table_2,$FB5953,FM$3)*AER_CECV!O5587","v":0},{"$f":"INDEX(Table_2,$FB5953,FN$3)*AER_CECV!P5587","v":48.589549746985455},{"$f":"INDEX(Table_2,$FB5953,FO$3)*AER_CECV!Q5587","v":97.179099493970909},{"$f":"INDEX(Table_2,$FB5953,FP$3)*AER_CECV!R5587","v":273.46577957724406},{"$f":"INDEX(Table_2,$FB5953,FQ$3)*AER_CECV!S5587","v":482.49963974188177},{"$f":"INDEX(Table_2,$FB5953,FR$3)*AER_CECV!T5587","v":932.27679372118564},{"$f":"INDEX(Table_2,$FB5953,FS$3)*AER_CECV!U5587","v":1367.3791216894119},{"$f":"INDEX(Table_2,$FB5953,FT$3)*AER_CECV!V5587","v":1698.4192057927833},{"$f":"INDEX(Table_2,$FB5953,FU$3)*AER_CECV!W5587","v":1630.3232504258865},{"$f":"INDEX(Table_2,$FB5953,FV$3)*AER_CECV!X5587","v":2080.1756449927589},{"$f":"INDEX(Table_2,$FB5953,FW$3)*AER_CECV!Y5587","v":2312.2501043733159},{"$f":"INDEX(Table_2,$FB5953,FX$3)*AER_CECV!Z5587","v":1827.4471205576288},{"$f":"INDEX(Table_2,$FB5953,FY$3)*AER_CECV!AA5587","v":2041.92496071402},{"$f":"INDEX(Table_2,$FB5953,FZ$3)*AER_CECV!AB5587","v":2114.9885164379748},{"$f":"INDEX(Table_2,$FB5953,GA$3)*AER_CECV!AC5587","v":2470.5749161900549},{"$f":"INDEX(Table_2,$FB5953,GB$3)*AER_CECV!AD5587","v":1936.7761074823673},{"$f":"INDEX(Table_2,$FB5953,GC$3)*AER_CECV!AE5587","v":1876.9749162755306},{"$f":"INDEX(Table_2,$FB5953,GD$3)*AER_CECV!AF5587","v":1716.0384686891584},{"$f":"INDEX(Table_2,$FB5953,GE$3)*AER_CECV!AG5587","v":1626.0287799933344},{"$f":"INDEX(Table_2,$FB5953,GF$3)*AER_CECV!AH5587","v":1235.8167551392041},{"$f":"INDEX(Table_2,$FB5953,GG$3)*AER_CECV!AI5587","v":1377.4609569341121},{"$f":"INDEX(Table_2,$FB5953,GH$3)*AER_CECV!AJ5587","v":698.25435172744949},{"$f":"INDEX(Table_2,$FB5953,GI$3)*AER_CECV!AK5587","v":866.14072254686596},{"$f":"INDEX(Table_2,$FB5953,GJ$3)*AER_CECV!AL5587","v":468.47366881070877},{"$f":"INDEX(Table_2,$FB5953,GK$3)*AER_CECV!AM5587","v":192.03909759263075},{"$f":"INDEX(Table_2,$FB5953,GL$3)*AER_CECV!AN5587","v":73.779521309195943},{"$f":"INDEX(Table_2,$FB5953,GM$3)*AER_CECV!AO5587","v":40.194567934692799},{"$f":"INDEX(Table_2,$FB5953,GN$3)*AER_CECV!AP5587","v":20.104801243879344},{"$f":"INDEX(Table_2,$FB5953,GO$3)*AER_CECV!AQ5587","v":0},{"$f":"INDEX(Table_2,$FB5953,GP$3)*AER_CECV!AR5587","v":0},{"$f":"INDEX(Table_2,$FB5953,GQ$3)*AER_CECV!AS5587","v":0},{"$f":"INDEX(Table_2,$FB5953,GR$3)*AER_CECV!AT5587","v":0},{"$f":"INDEX(Table_2,$FB5953,GS$3)*AER_CECV!AU5587","v":0},{"$f":"INDEX(Table_2,$FB5953,GT$3)*AER_CECV!AV5587","v":0},{"$f":"INDEX(Table_2,$FB5953,GU$3)*AER_CECV!AW5587","v":0},{"$f":"INDEX(Table_2,$FB5953,GV$3)*AER_CECV!AX5587","v":0},{"$f":"INDEX(Table_2,$FB5953,GW$3)*AER_CECV!AY5587","v":0},{"$f":"INDEX(Table_2,$FB5953,GX$3)*AER_CECV!AZ5587","v":0},31505.576419134235,2039]
[null,null,null,null,null,null,null,null,null,null,null,null,null,null,null,null,null,null,null,null,null,null,null,null,null,null,null,null,null,null,null,null,null,null,null,null,null,null,null,null,null,null,null,null,null,null,null,null,null,null,null,null,null,null,null,2039,null,null,null,null,null,null,null,null,null,null,null,null,null,null,null,null,null,null,null,null,null,null,null,null,null,null,null,null,null,null,null,null,null,null,null,null,null,null,null,null,null,null,null,null,null,null,null,null,null,null,null,null,null,null,null,null,null,null,null,null,null,null,null,null,null,null,null,null,null,null,null,null,null,null,null,null,null,null,null,null,null,null,null,null,null,null,null,null,null,null,null,null,null,null,null,null,null,null,null,null,null,167,{"$f":"INDEX(Table_2,$FB6010,FC$3)*AER_CECV!E5644","v":0},{"$f":"INDEX(Table_2,$FB6010,FD$3)*AER_CECV!F5644","v":0},{"$f":"INDEX(Table_2,$FB6010,FE$3)*AER_CECV!G5644","v":0},{"$f":"INDEX(Table_2,$FB6010,FF$3)*AER_CECV!H5644","v":0},{"$f":"INDEX(Table_2,$FB6010,FG$3)*AER_CECV!I5644","v":0},{"$f":"INDEX(Table_2,$FB6010,FH$3)*AER_CECV!J5644","v":0},{"$f":"INDEX(Table_2,$FB6010,FI$3)*AER_CECV!K5644","v":0},{"$f":"INDEX(Table_2,$FB6010,FJ$3)*AER_CECV!L5644","v":0},{"$f":"INDEX(Table_2,$FB6010,FK$3)*AER_CECV!M5644","v":0},{"$f":"INDEX(Table_2,$FB6010,FL$3)*AER_CECV!N5644","v":0},{"$f":"INDEX(Table_2,$FB6010,FM$3)*AER_CECV!O5644","v":0},{"$f":"INDEX(Table_2,$FB6010,FN$3)*AER_CECV!P5644","v":28.496194863513438},{"$f":"INDEX(Table_2,$FB6010,FO$3)*AER_CECV!Q5644","v":67.24164045640596},{"$f":"INDEX(Table_2,$FB6010,FP$3)*AER_CECV!R5644","v":157.36188665521775},{"$f":"INDEX(Table_2,$FB6010,FQ$3)*AER_CECV!S5644","v":244.12623229593737},{"$f":"INDEX(Table_2,$FB6010,FR$3)*AER_CECV!T5644","v":0},{"$f":"INDEX(Table_2,$FB6010,FS$3)*AER_CECV!U5644","v":0},{"$f":"INDEX(Table_2,$FB6010,FT$3)*AER_CECV!V5644","v":0},{"$f":"INDEX(Table_2,$FB6010,FU$3)*AER_CECV!W5644","v":0},{"$f":"INDEX(Table_2,$FB6010,FV$3)*AER_CECV!X5644","v":0},{"$f":"INDEX(Table_2,$FB6010,FW$3)*AER_CECV!Y5644","v":0},{"$f":"INDEX(Table_2,$FB6010,FX$3)*AER_CECV!Z5644","v":0},{"$f":"INDEX(Table_2,$FB6010,FY$3)*AER_CECV!AA5644","v":0},{"$f":"INDEX(Table_2,$FB6010,FZ$3)*AER_CECV!AB5644","v":0},{"$f":"INDEX(Table_2,$FB6010,GA$3)*AER_CECV!AC5644","v":0},{"$f":"INDEX(Table_2,$FB6010,GB$3)*AER_CECV!AD5644","v":0},{"$f":"INDEX(Table_2,$FB6010,GC$3)*AER_CECV!AE5644","v":0},{"$f":"INDEX(Table_2,$FB6010,GD$3)*AER_CECV!AF5644","v":0},{"$f":"INDEX(Table_2,$FB6010,GE$3)*AER_CECV!AG5644","v":658.62297554323834},{"$f":"INDEX(Table_2,$FB6010,GF$3)*AER_CECV!AH5644","v":609.77451190380123},{"$f":"INDEX(Table_2,$FB6010,GG$3)*AER_CECV!AI5644","v":516.19760502359873},{"$f":"INDEX(Table_2,$FB6010,GH$3)*AER_CECV!AJ5644","v":413.51447243942363},{"$f":"INDEX(Table_2,$FB6010,GI$3)*AER_CECV!AK5644","v":311.74436167243158},{"$f":"INDEX(Table_2,$FB6010,GJ$3)*AER_CECV!AL5644","v":205.90997779973844},{"$f":"INDEX(Table_2,$FB6010,GK$3)*AER_CECV!AM5644","v":124.89589787556133},{"$f":"INDEX(Table_2,$FB6010,GL$3)*AER_CECV!AN5644","v":84.921991014190354},{"$f":"INDEX(Table_2,$FB6010,GM$3)*AER_CECV!AO5644","v":23.918054635149815},{"$f":"INDEX(Table_2,$FB6010,GN$3)*AER_CECV!AP5644","v":4.7605074365169617},{"$f":"INDEX(Table_2,$FB6010,GO$3)*AER_CECV!AQ5644","v":1.6529971182489447},{"$f":"INDEX(Table_2,$FB6010,GP$3)*AER_CECV!AR5644","v":0},{"$f":"INDEX(Table_2,$FB6010,GQ$3)*AER_CECV!AS5644","v":0},{"$f":"INDEX(Table_2,$FB6010,GR$3)*AER_CECV!AT5644","v":0},{"$f":"INDEX(Table_2,$FB6010,GS$3)*AER_CECV!AU5644","v":0},{"$f":"INDEX(Table_2,$FB6010,GT$3)*AER_CECV!AV5644","v":0},{"$f":"INDEX(Table_2,$FB6010,GU$3)*AER_CECV!AW5644","v":0},{"$f":"INDEX(Table_2,$FB6010,GV$3)*AER_CECV!AX5644","v":0},{"$f":"INDEX(Table_2,$FB6010,GW$3)*AER_CECV!AY5644","v":0},{"$f":"INDEX(Table_2,$FB6010,GX$3)*AER_CECV!AZ5644","v":0},3453.1393067329745,2039]
[null,null,null,null,null,null,null,null,null,null,null,null,null,null,null,null,null,null,null,null,null,null,null,null,null,null,null,null,null,null,null,null,null,null,null,null,null,null,null,null,null,null,null,null,null,null,null,null,null,null,null,null,null,null,null,2039,null,null,null,null,null,null,null,null,null,null,null,null,null,null,null,null,null,null,null,null,null,null,null,null,null,null,null,null,null,null,null,null,null,null,null,null,null,null,null,null,null,null,null,null,null,null,null,null,null,null,null,null,null,null,null,null,null,null,null,null,null,null,null,null,null,null,null,null,null,null,null,null,null,null,null,null,null,null,null,null,null,null,null,null,null,null,null,null,null,null,null,null,null,null,null,null,null,null,null,null,null,224,{"$f":"INDEX(Table_2,$FB6067,FC$3)*AER_CECV!E5701","v":0},{"$f":"INDEX(Table_2,$FB6067,FD$3)*AER_CECV!F5701","v":0},{"$f":"INDEX(Table_2,$FB6067,FE$3)*AER_CECV!G5701","v":0},{"$f":"INDEX(Table_2,$FB6067,FF$3)*AER_CECV!H5701","v":0},{"$f":"INDEX(Table_2,$FB6067,FG$3)*AER_CECV!I5701","v":0},{"$f":"INDEX(Table_2,$FB6067,FH$3)*AER_CECV!J5701","v":0},{"$f":"INDEX(Table_2,$FB6067,FI$3)*AER_CECV!K5701","v":0},{"$f":"INDEX(Table_2,$FB6067,FJ$3)*AER_CECV!L5701","v":0},{"$f":"INDEX(Table_2,$FB6067,FK$3)*AER_CECV!M5701","v":0},{"$f":"INDEX(Table_2,$FB6067,FL$3)*AER_CECV!N5701","v":0},{"$f":"INDEX(Table_2,$FB6067,FM$3)*AER_CECV!O5701","v":0},{"$f":"INDEX(Table_2,$FB6067,FN$3)*AER_CECV!P5701","v":7.4417881105747314},{"$f":"INDEX(Table_2,$FB6067,FO$3)*AER_CECV!Q5701","v":24.152120136085049},{"$f":"INDEX(Table_2,$FB6067,FP$3)*AER_CECV!R5701","v":104.37868771913607},{"$f":"INDEX(Table_2,$FB6067,FQ$3)*AER_CECV!S5701","v":200.80839256652786},{"$f":"INDEX(Table_2,$FB6067,FR$3)*AER_CECV!T5701","v":392.24447668936597},{"$f":"INDEX(Table_2,$FB6067,FS$3)*AER_CECV!U5701","v":562.96826657863824},{"$f":"INDEX(Table_2,$FB6067,FT$3)*AER_CECV!V5701","v":730.32817546003218},{"$f":"INDEX(Table_2,$FB6067,FU$3)*AER_CECV!W5701","v":840.55460457306356},{"$f":"INDEX(Table_2,$FB6067,FV$3)*AER_CECV!X5701","v":956.34495494156783},{"$f":"INDEX(Table_2,$FB6067,FW$3)*AER_CECV!Y5701","v":968.5890558399833},{"$f":"INDEX(Table_2,$FB6067,FX$3)*AER_CECV!Z5701","v":985.22173756773213},{"$f":"INDEX(Table_2,$FB6067,FY$3)*AER_CECV!AA5701","v":0},{"$f":"INDEX(Table_2,$FB6067,FZ$3)*AER_CECV!AB5701","v":0},{"$f":"INDEX(Table_2,$FB6067,GA$3)*AER_CECV!AC5701","v":0},{"$f":"INDEX(Table_2,$FB6067,GB$3)*AER_CECV!AD5701","v":0},{"$f":"INDEX(Table_2,$FB6067,GC$3)*AER_CECV!AE5701","v":0},{"$f":"INDEX(Table_2,$FB6067,GD$3)*AER_CECV!AF5701","v":0},{"$f":"INDEX(Table_2,$FB6067,GE$3)*AER_CECV!AG5701","v":966.37250489468795},{"$f":"INDEX(Table_2,$FB6067,GF$3)*AER_CECV!AH5701","v":806.47218801580675},{"$f":"INDEX(Table_2,$FB6067,GG$3)*AER_CECV!AI5701","v":677.57277826397092},{"$f":"INDEX(Table_2,$FB6067,GH$3)*AER_CECV!AJ5701","v":556.39242363111168},{"$f":"INDEX(Table_2,$FB6067,GI$3)*AER_CECV!AK5701","v":441.63263734617004},{"$f":"INDEX(Table_2,$FB6067,GJ$3)*AER_CECV!AL5701","v":314.16242217441811},{"$f":"INDEX(Table_2,$FB6067,GK$3)*AER_CECV!AM5701","v":214.58491348579375},{"$f":"INDEX(Table_2,$FB6067,GL$3)*AER_CECV!AN5701","v":136.76814155429608},{"$f":"INDEX(Table_2,$FB6067,GM$3)*AER_CECV!AO5701","v":40.422473286528884},{"$f":"INDEX(Table_2,$FB6067,GN$3)*AER_CECV!AP5701","v":8.5910969483572543},{"$f":"INDEX(Table_2,$FB6067,GO$3)*AER_CECV!AQ5701","v":5.5046454854742466},{"$f":"INDEX(Table_2,$FB6067,GP$3)*AER_CECV!AR5701","v":0},{"$f":"INDEX(Table_2,$FB6067,GQ$3)*AER_CECV!AS5701","v":0},{"$f":"INDEX(Table_2,$FB6067,GR$3)*AER_CECV!AT5701","v":0},{"$f":"INDEX(Table_2,$FB6067,GS$3)*AER_CECV!AU5701","v":0},{"$f":"INDEX(Table_2,$FB6067,GT$3)*AER_CECV!AV5701","v":0},{"$f":"INDEX(Table_2,$FB6067,GU$3)*AER_CECV!AW5701","v":0},{"$f":"INDEX(Table_2,$FB6067,GV$3)*AER_CECV!AX5701","v":0},{"$f":"INDEX(Table_2,$FB6067,GW$3)*AER_CECV!AY5701","v":0},{"$f":"INDEX(Table_2,$FB6067,GX$3)*AER_CECV!AZ5701","v":0},9941.5084852693253,2039]
[null,null,null,null,null,null,null,null,null,null,null,null,null,null,null,null,null,null,null,null,null,null,null,null,null,null,null,null,null,null,null,null,null,null,null,null,null,null,null,null,null,null,null,null,null,null,null,null,null,null,null,null,null,null,null,2039,null,null,null,null,null,null,null,null,null,null,null,null,null,null,null,null,null,null,null,null,null,null,null,null,null,null,null,null,null,null,null,null,null,null,null,null,null,null,null,null,null,null,null,null,null,null,null,null,null,null,null,null,null,null,null,null,null,null,null,null,null,null,null,null,null,null,null,null,null,null,null,null,null,null,null,null,null,null,null,null,null,null,null,null,null,null,null,null,null,null,null,null,null,null,null,null,null,null,null,null,null,285,{"$f":"INDEX(Table_2,$FB6128,FC$3)*AER_CECV!E5762","v":0},{"$f":"INDEX(Table_2,$FB6128,FD$3)*AER_CECV!F5762","v":0},{"$f":"INDEX(Table_2,$FB6128,FE$3)*AER_CECV!G5762","v":0},{"$f":"INDEX(Table_2,$FB6128,FF$3)*AER_CECV!H5762","v":0},{"$f":"INDEX(Table_2,$FB6128,FG$3)*AER_CECV!I5762","v":0},{"$f":"INDEX(Table_2,$FB6128,FH$3)*AER_CECV!J5762","v":0},{"$f":"INDEX(Table_2,$FB6128,FI$3)*AER_CECV!K5762","v":0},{"$f":"INDEX(Table_2,$FB6128,FJ$3)*AER_CECV!L5762","v":0},{"$f":"INDEX(Table_2,$FB6128,FK$3)*AER_CECV!M5762","v":0},{"$f":"INDEX(Table_2,$FB6128,FL$3)*AER_CECV!N5762","v":0},{"$f":"INDEX(Table_2,$FB6128,FM$3)*AER_CECV!O5762","v":0},{"$f":"INDEX(Table_2,$FB6128,FN$3)*AER_CECV!P5762","v":0.47266374184028126},{"$f":"INDEX(Table_2,$FB6128,FO$3)*AER_CECV!Q5762","v":21.745240329250439},{"$f":"INDEX(Table_2,$FB6128,FP$3)*AER_CECV!R5762","v":142.76227638039342},{"$f":"INDEX(Table_2,$FB6128,FQ$3)*AER_CECV!S5762","v":307.47316849609308},{"$f":"INDEX(Table_2,$FB6128,FR$3)*AER_CECV!T5762","v":0},{"$f":"INDEX(Table_2,$FB6128,FS$3)*AER_CECV!U5762","v":0},{"$f":"INDEX(Table_2,$FB6128,FT$3)*AER_CECV!V5762","v":0},{"$f":"INDEX(Table_2,$FB6128,FU$3)*AER_CECV!W5762","v":0},{"$f":"INDEX(Table_2,$FB6128,FV$3)*AER_CECV!X5762","v":0},{"$f":"INDEX(Table_2,$FB6128,FW$3)*AER_CECV!Y5762","v":434.01319887222854},{"$f":"INDEX(Table_2,$FB6128,FX$3)*AER_CECV!Z5762","v":836.7730375352927},{"$f":"INDEX(Table_2,$FB6128,FY$3)*AER_CECV!AA5762","v":911.26487501060592},{"$f":"INDEX(Table_2,$FB6128,FZ$3)*AER_CECV!AB5762","v":1042.6077176134772},{"$f":"INDEX(Table_2,$FB6128,GA$3)*AER_CECV!AC5762","v":1138.9844334630827},{"$f":"INDEX(Table_2,$FB6128,GB$3)*AER_CECV!AD5762","v":1288.712326608083},{"$f":"INDEX(Table_2,$FB6128,GC$3)*AER_CECV!AE5762","v":899.721053678712},{"$f":"INDEX(Table_2,$FB6128,GD$3)*AER_CECV!AF5762","v":0},{"$f":"INDEX(Table_2,$FB6128,GE$3)*AER_CECV!AG5762","v":857.23839901429994},{"$f":"INDEX(Table_2,$FB6128,GF$3)*AER_CECV!AH5762","v":870.54311723975854},{"$f":"INDEX(Table_2,$FB6128,GG$3)*AER_CECV!AI5762","v":754.98888432685487},{"$f":"INDEX(Table_2,$FB6128,GH$3)*AER_CECV!AJ5762","v":778.90891668823201},{"$f":"INDEX(Table_2,$FB6128,GI$3)*AER_CECV!AK5762","v":684.33040293193244},{"$f":"INDEX(Table_2,$FB6128,GJ$3)*AER_CECV!AL5762","v":489.21915627291321},{"$f":"INDEX(Table_2,$FB6128,GK$3)*AER_CECV!AM5762","v":285.15054197104433},{"$f":"INDEX(Table_2,$FB6128,GL$3)*AER_CECV!AN5762","v":72.314328736118497},{"$f":"INDEX(Table_2,$FB6128,GM$3)*AER_CECV!AO5762","v":70.148791034581578},{"$f":"INDEX(Table_2,$FB6128,GN$3)*AER_CECV!AP5762","v":55.718687208569058},{"$f":"INDEX(Table_2,$FB6128,GO$3)*AER_CECV!AQ5762","v":1.6230406223732619},{"$f":"INDEX(Table_2,$FB6128,GP$3)*AER_CECV!AR5762","v":0},{"$f":"INDEX(Table_2,$FB6128,GQ$3)*AER_CECV!AS5762","v":0},{"$f":"INDEX(Table_2,$FB6128,GR$3)*AER_CECV!AT5762","v":0},{"$f":"INDEX(Table_2,$FB6128,GS$3)*AER_CECV!AU5762","v":0},{"$f":"INDEX(Table_2,$FB6128,GT$3)*AER_CECV!AV5762","v":0},{"$f":"INDEX(Table_2,$FB6128,GU$3)*AER_CECV!AW5762","v":0},{"$f":"INDEX(Table_2,$FB6128,GV$3)*AER_CECV!AX5762","v":0},{"$f":"INDEX(Table_2,$FB6128,GW$3)*AER_CECV!AY5762","v":0},{"$f":"INDEX(Table_2,$FB6128,GX$3)*AER_CECV!AZ5762","v":0},11944.714257775739,2039]
[null,null,null,null,null,null,null,null,null,null,null,null,null,null,null,null,null,null,null,null,null,null,null,null,null,null,null,null,null,null,null,null,null,null,null,null,null,null,null,null,null,null,null,null,null,null,null,null,null,null,null,null,null,null,null,2039,null,null,null,null,null,null,null,null,null,null,null,null,null,null,null,null,null,null,null,null,null,null,null,null,null,null,null,null,null,null,null,null,null,null,null,null,null,null,null,null,null,null,null,null,null,null,null,null,null,null,null,null,null,null,null,null,null,null,null,null,null,null,null,null,null,null,null,null,null,null,null,null,null,null,null,null,null,null,null,null,null,null,null,null,null,null,null,null,null,null,null,null,null,null,null,null,null,null,null,null,null,342,{"$f":"INDEX(Table_2,$FB6185,FC$3)*AER_CECV!E5819","v":0},{"$f":"INDEX(Table_2,$FB6185,FD$3)*AER_CECV!F5819","v":0},{"$f":"INDEX(Table_2,$FB6185,FE$3)*AER_CECV!G5819","v":0},{"$f":"INDEX(Table_2,$FB6185,FF$3)*AER_CECV!H5819","v":0},{"$f":"INDEX(Table_2,$FB6185,FG$3)*AER_CECV!I5819","v":0},{"$f":"INDEX(Table_2,$FB6185,FH$3)*AER_CECV!J5819","v":0},{"$f":"INDEX(Table_2,$FB6185,FI$3)*AER_CECV!K5819","v":0},{"$f":"INDEX(Table_2,$FB6185,FJ$3)*AER_CECV!L5819","v":0},{"$f":"INDEX(Table_2,$FB6185,FK$3)*AER_CECV!M5819","v":0},{"$f":"INDEX(Table_2,$FB6185,FL$3)*AER_CECV!N5819","v":0},{"$f":"INDEX(Table_2,$FB6185,FM$3)*AER_CECV!O5819","v":0},{"$f":"INDEX(Table_2,$FB6185,FN$3)*AER_CECV!P5819","v":0},{"$f":"INDEX(Table_2,$FB6185,FO$3)*AER_CECV!Q5819","v":0},{"$f":"INDEX(Table_2,$FB6185,FP$3)*AER_CECV!R5819","v":31.782546771261988},{"$f":"INDEX(Table_2,$FB6185,FQ$3)*AER_CECV!S5819","v":60.078315106387144},{"$f":"INDEX(Table_2,$FB6185,FR$3)*AER_CECV!T5819","v":346.17824693451655},{"$f":"INDEX(Table_2,$FB6185,FS$3)*AER_CECV!U5819","v":598.56848379299606},{"$f":"INDEX(Table_2,$FB6185,FT$3)*AER_CECV!V5819","v":1121.2821004506357},{"$f":"INDEX(Table_2,$FB6185,FU$3)*AER_CECV!W5819","v":1502.6497582804188},{"$f":"INDEX(Table_2,$FB6185,FV$3)*AER_CECV!X5819","v":1800.0212821300822},{"$f":"INDEX(Table_2,$FB6185,FW$3)*AER_CECV!Y5819","v":2057.6216222182416},{"$f":"INDEX(Table_2,$FB6185,FX$3)*AER_CECV!Z5819","v":2270.062869096761},{"$f":"INDEX(Table_2,$FB6185,FY$3)*AER_CECV!AA5819","v":2602.8693505368169},{"$f":"INDEX(Table_2,$FB6185,FZ$3)*AER_CECV!AB5819","v":2771.6201838059378},{"$f":"INDEX(Table_2,$FB6185,GA$3)*AER_CECV!AC5819","v":2991.7167425806961},{"$f":"INDEX(Table_2,$FB6185,GB$3)*AER_CECV!AD5819","v":2765.6943345261761},{"$f":"INDEX(Table_2,$FB6185,GC$3)*AER_CECV!AE5819","v":2565.5605637590211},{"$f":"INDEX(Table_2,$FB6185,GD$3)*AER_CECV!AF5819","v":2291.7363201481958},{"$f":"INDEX(Table_2,$FB6185,GE$3)*AER_CECV!AG5819","v":2038.7898463422882},{"$f":"INDEX(Table_2,$FB6185,GF$3)*AER_CECV!AH5819","v":1595.3444775775636},{"$f":"INDEX(Table_2,$FB6185,GG$3)*AER_CECV!AI5819","v":1199.3217040387422},{"$f":"INDEX(Table_2,$FB6185,GH$3)*AER_CECV!AJ5819","v":1139.2952665291043},{"$f":"INDEX(Table_2,$FB6185,GI$3)*AER_CECV!AK5819","v":727.37675428713578},{"$f":"INDEX(Table_2,$FB6185,GJ$3)*AER_CECV!AL5819","v":249.0591206341698},{"$f":"INDEX(Table_2,$FB6185,GK$3)*AER_CECV!AM5819","v":54.962105444534956},{"$f":"INDEX(Table_2,$FB6185,GL$3)*AER_CECV!AN5819","v":259.64335573670451},{"$f":"INDEX(Table_2,$FB6185,GM$3)*AER_CECV!AO5819","v":69.692473763159185},{"$f":"INDEX(Table_2,$FB6185,GN$3)*AER_CECV!AP5819","v":34.846236881579586},{"$f":"INDEX(Table_2,$FB6185,GO$3)*AER_CECV!AQ5819","v":0},{"$f":"INDEX(Table_2,$FB6185,GP$3)*AER_CECV!AR5819","v":0},{"$f":"INDEX(Table_2,$FB6185,GQ$3)*AER_CECV!AS5819","v":0},{"$f":"INDEX(Table_2,$FB6185,GR$3)*AER_CECV!AT5819","v":0},{"$f":"INDEX(Table_2,$FB6185,GS$3)*AER_CECV!AU5819","v":0},{"$f":"INDEX(Table_2,$FB6185,GT$3)*AER_CECV!AV5819","v":0},{"$f":"INDEX(Table_2,$FB6185,GU$3)*AER_CECV!AW5819","v":0},{"$f":"INDEX(Table_2,$FB6185,GV$3)*AER_CECV!AX5819","v":0},{"$f":"INDEX(Table_2,$FB6185,GW$3)*AER_CECV!AY5819","v":0},{"$f":"INDEX(Table_2,$FB6185,GX$3)*AER_CECV!AZ5819","v":0},33145.774061373129,2039]
[null,null,null,null,null,null,null,null,null,null,null,null,null,null,null,null,null,null,null,null,null,null,null,null,null,null,null,null,null,null,null,null,null,null,null,null,null,null,null,null,null,null,null,null,null,null,null,null,null,null,null,null,null,null,null,2040,null,null,null,null,null,null,null,null,null,null,null,null,null,null,null,null,null,null,null,null,null,null,null,null,null,null,null,null,null,null,null,null,null,null,null,null,null,null,null,null,null,null,null,null,null,null,null,null,null,null,null,null,null,null,null,null,null,null,null,null,null,null,null,null,null,null,null,null,null,null,null,null,null,null,null,null,null,null,null,null,null,null,null,null,null,null,null,null,null,null,null,null,null,null,null,null,null,null,null,null,null,38,{"$f":"INDEX(Table_2,$FB6246,FC$3)*AER_CECV!E5880","v":0},{"$f":"INDEX(Table_2,$FB6246,FD$3)*AER_CECV!F5880","v":0},{"$f":"INDEX(Table_2,$FB6246,FE$3)*AER_CECV!G5880","v":0},{"$f":"INDEX(Table_2,$FB6246,FF$3)*AER_CECV!H5880","v":0},{"$f":"INDEX(Table_2,$FB6246,FG$3)*AER_CECV!I5880","v":0},{"$f":"INDEX(Table_2,$FB6246,FH$3)*AER_CECV!J5880","v":0},{"$f":"INDEX(Table_2,$FB6246,FI$3)*AER_CECV!K5880","v":0},{"$f":"INDEX(Table_2,$FB6246,FJ$3)*AER_CECV!L5880","v":0},{"$f":"INDEX(Table_2,$FB6246,FK$3)*AER_CECV!M5880","v":0},{"$f":"INDEX(Table_2,$FB6246,FL$3)*AER_CECV!N5880","v":0},{"$f":"INDEX(Table_2,$FB6246,FM$3)*AER_CECV!O5880","v":0},{"$f":"INDEX(Table_2,$FB6246,FN$3)*AER_CECV!P5880","v":0},{"$f":"INDEX(Table_2,$FB6246,FO$3)*AER_CECV!Q5880","v":0},{"$f":"INDEX(Table_2,$FB6246,FP$3)*AER_CECV!R5880","v":124.37155816428168},{"$f":"INDEX(Table_2,$FB6246,FQ$3)*AER_CECV!S5880","v":485.06156434093822},{"$f":"INDEX(Table_2,$FB6246,FR$3)*AER_CECV!T5880","v":1813.8010530053159},{"$f":"INDEX(Table_2,$FB6246,FS$3)*AER_CECV!U5880","v":2369.9426456386336},{"$f":"INDEX(Table_2,$FB6246,FT$3)*AER_CECV!V5880","v":3026.8371388298988},{"$f":"INDEX(Table_2,$FB6246,FU$3)*AER_CECV!W5880","v":2374.2578796644548},{"$f":"INDEX(Table_2,$FB6246,FV$3)*AER_CECV!X5880","v":2458.5698939282383},{"$f":"INDEX(Table_2,$FB6246,FW$3)*AER_CECV!Y5880","v":2363.5493068179767},{"$f":"INDEX(Table_2,$FB6246,FX$3)*AER_CECV!Z5880","v":2549.8697483136907},{"$f":"INDEX(Table_2,$FB6246,FY$3)*AER_CECV!AA5880","v":3009.9896876244638},{"$f":"INDEX(Table_2,$FB6246,FZ$3)*AER_CECV!AB5880","v":3422.7504048901205},{"$f":"INDEX(Table_2,$FB6246,GA$3)*AER_CECV!AC5880","v":3528.5411351519815},{"$f":"INDEX(Table_2,$FB6246,GB$3)*AER_CECV!AD5880","v":3548.0038164177868},{"$f":"INDEX(Table_2,$FB6246,GC$3)*AER_CECV!AE5880","v":3293.3942996364003},{"$f":"INDEX(Table_2,$FB6246,GD$3)*AER_CECV!AF5880","v":2753.2091497322358},{"$f":"INDEX(Table_2,$FB6246,GE$3)*AER_CECV!AG5880","v":2557.2322045661349},{"$f":"INDEX(Table_2,$FB6246,GF$3)*AER_CECV!AH5880","v":2601.0651516725711},{"$f":"INDEX(Table_2,$FB6246,GG$3)*AER_CECV!AI5880","v":2290.2858975218473},{"$f":"INDEX(Table_2,$FB6246,GH$3)*AER_CECV!AJ5880","v":2581.3683530632152},{"$f":"INDEX(Table_2,$FB6246,GI$3)*AER_CECV!AK5880","v":1763.9784524009015},{"$f":"INDEX(Table_2,$FB6246,GJ$3)*AER_CECV!AL5880","v":1124.0657542514484},{"$f":"INDEX(Table_2,$FB6246,GK$3)*AER_CECV!AM5880","v":386.63666746956488},{"$f":"INDEX(Table_2,$FB6246,GL$3)*AER_CECV!AN5880","v":110.82201267228986},{"$f":"INDEX(Table_2,$FB6246,GM$3)*AER_CECV!AO5880","v":132.72043099316986},{"$f":"INDEX(Table_2,$FB6246,GN$3)*AER_CECV!AP5880","v":66.3604176980418},{"$f":"INDEX(Table_2,$FB6246,GO$3)*AER_CECV!AQ5880","v":0},{"$f":"INDEX(Table_2,$FB6246,GP$3)*AER_CECV!AR5880","v":0},{"$f":"INDEX(Table_2,$FB6246,GQ$3)*AER_CECV!AS5880","v":0},{"$f":"INDEX(Table_2,$FB6246,GR$3)*AER_CECV!AT5880","v":0},{"$f":"INDEX(Table_2,$FB6246,GS$3)*AER_CECV!AU5880","v":0},{"$f":"INDEX(Table_2,$FB6246,GT$3)*AER_CECV!AV5880","v":0},{"$f":"INDEX(Table_2,$FB6246,GU$3)*AER_CECV!AW5880","v":0},{"$f":"INDEX(Table_2,$FB6246,GV$3)*AER_CECV!AX5880","v":0},{"$f":"INDEX(Table_2,$FB6246,GW$3)*AER_CECV!AY5880","v":0},{"$f":"INDEX(Table_2,$FB6246,GX$3)*AER_CECV!AZ5880","v":0},50736.684624465604,2040]
[null,null,null,null,null,null,null,null,null,null,null,null,null,null,null,null,null,null,null,null,null,null,null,null,null,null,null,null,null,null,null,null,null,null,null,null,null,null,null,null,null,null,null,null,null,null,null,null,null,null,null,null,null,null,null,2040,null,null,null,null,null,null,null,null,null,null,null,null,null,null,null,null,null,null,null,null,null,null,null,null,null,null,null,null,null,null,null,null,null,null,null,null,null,null,null,null,null,null,null,null,null,null,null,null,null,null,null,null,null,null,null,null,null,null,null,null,null,null,null,null,null,null,null,null,null,null,null,null,null,null,null,null,null,null,null,null,null,null,null,null,null,null,null,null,null,null,null,null,null,null,null,null,null,null,null,null,null,95,{"$f":"INDEX(Table_2,$FB6303,FC$3)*AER_CECV!E5937","v":0},{"$f":"INDEX(Table_2,$FB6303,FD$3)*AER_CECV!F5937","v":0},{"$f":"INDEX(Table_2,$FB6303,FE$3)*AER_CECV!G5937","v":0},{"$f":"INDEX(Table_2,$FB6303,FF$3)*AER_CECV!H5937","v":0},{"$f":"INDEX(Table_2,$FB6303,FG$3)*AER_CECV!I5937","v":0},{"$f":"INDEX(Table_2,$FB6303,FH$3)*AER_CECV!J5937","v":0},{"$f":"INDEX(Table_2,$FB6303,FI$3)*AER_CECV!K5937","v":0},{"$f":"INDEX(Table_2,$FB6303,FJ$3)*AER_CECV!L5937","v":0},{"$f":"INDEX(Table_2,$FB6303,FK$3)*AER_CECV!M5937","v":0},{"$f":"INDEX(Table_2,$FB6303,FL$3)*AER_CECV!N5937","v":0},{"$f":"INDEX(Table_2,$FB6303,FM$3)*AER_CECV!O5937","v":0},{"$f":"INDEX(Table_2,$FB6303,FN$3)*AER_CECV!P5937","v":45.928366685725578},{"$f":"INDEX(Table_2,$FB6303,FO$3)*AER_CECV!Q5937","v":139.81419389726494},{"$f":"INDEX(Table_2,$FB6303,FP$3)*AER_CECV!R5937","v":827.55588908459708},{"$f":"INDEX(Table_2,$FB6303,FQ$3)*AER_CECV!S5937","v":346.85253621214105},{"$f":"INDEX(Table_2,$FB6303,FR$3)*AER_CECV!T5937","v":646.78201564583219},{"$f":"INDEX(Table_2,$FB6303,FS$3)*AER_CECV!U5937","v":874.61360537933513},{"$f":"INDEX(Table_2,$FB6303,FT$3)*AER_CECV!V5937","v":0},{"$f":"INDEX(Table_2,$FB6303,FU$3)*AER_CECV!W5937","v":0},{"$f":"INDEX(Table_2,$FB6303,FV$3)*AER_CECV!X5937","v":0},{"$f":"INDEX(Table_2,$FB6303,FW$3)*AER_CECV!Y5937","v":0},{"$f":"INDEX(Table_2,$FB6303,FX$3)*AER_CECV!Z5937","v":0},{"$f":"INDEX(Table_2,$FB6303,FY$3)*AER_CECV!AA5937","v":0},{"$f":"INDEX(Table_2,$FB6303,FZ$3)*AER_CECV!AB5937","v":0},{"$f":"INDEX(Table_2,$FB6303,GA$3)*AER_CECV!AC5937","v":0},{"$f":"INDEX(Table_2,$FB6303,GB$3)*AER_CECV!AD5937","v":0},{"$f":"INDEX(Table_2,$FB6303,GC$3)*AER_CECV!AE5937","v":0},{"$f":"INDEX(Table_2,$FB6303,GD$3)*AER_CECV!AF5937","v":0},{"$f":"INDEX(Table_2,$FB6303,GE$3)*AER_CECV!AG5937","v":0},{"$f":"INDEX(Table_2,$FB6303,GF$3)*AER_CECV!AH5937","v":1108.0128043826212},{"$f":"INDEX(Table_2,$FB6303,GG$3)*AER_CECV!AI5937","v":892.65040667519258},{"$f":"INDEX(Table_2,$FB6303,GH$3)*AER_CECV!AJ5937","v":659.181636692452},{"$f":"INDEX(Table_2,$FB6303,GI$3)*AER_CECV!AK5937","v":426.74399703674902},{"$f":"INDEX(Table_2,$FB6303,GJ$3)*AER_CECV!AL5937","v":320.1071861086732},{"$f":"INDEX(Table_2,$FB6303,GK$3)*AER_CECV!AM5937","v":315.84944794675107},{"$f":"INDEX(Table_2,$FB6303,GL$3)*AER_CECV!AN5937","v":87.559018358248295},{"$f":"INDEX(Table_2,$FB6303,GM$3)*AER_CECV!AO5937","v":67.473244103889897},{"$f":"INDEX(Table_2,$FB6303,GN$3)*AER_CECV!AP5937","v":33.739755743060897},{"$f":"INDEX(Table_2,$FB6303,GO$3)*AER_CECV!AQ5937","v":0},{"$f":"INDEX(Table_2,$FB6303,GP$3)*AER_CECV!AR5937","v":0},{"$f":"INDEX(Table_2,$FB6303,GQ$3)*AER_CECV!AS5937","v":0},{"$f":"INDEX(Table_2,$FB6303,GR$3)*AER_CECV!AT5937","v":0},{"$f":"INDEX(Table_2,$FB6303,GS$3)*AER_CECV!AU5937","v":0},{"$f":"INDEX(Table_2,$FB6303,GT$3)*AER_CECV!AV5937","v":0},{"$f":"INDEX(Table_2,$FB6303,GU$3)*AER_CECV!AW5937","v":0},{"$f":"INDEX(Table_2,$FB6303,GV$3)*AER_CECV!AX5937","v":0},{"$f":"INDEX(Table_2,$FB6303,GW$3)*AER_CECV!AY5937","v":0},{"$f":"INDEX(Table_2,$FB6303,GX$3)*AER_CECV!AZ5937","v":0},6792.8641039525337,2040]
[null,null,null,null,null,null,null,null,null,null,null,null,null,null,null,null,null,null,null,null,null,null,null,null,null,null,null,null,null,null,null,null,null,null,null,null,null,null,null,null,null,null,null,null,null,null,null,null,null,null,null,null,null,null,null,2040,null,null,null,null,null,null,null,null,null,null,null,null,null,null,null,null,null,null,null,null,null,null,null,null,null,null,null,null,null,null,null,null,null,null,null,null,null,null,null,null,null,null,null,null,null,null,null,null,null,null,null,null,null,null,null,null,null,null,null,null,null,null,null,null,null,null,null,null,null,null,null,null,null,null,null,null,null,null,null,null,null,null,null,null,null,null,null,null,null,null,null,null,null,null,null,null,null,null,null,null,null,215,{"$f":"INDEX(Table_2,$FB6423,FC$3)*AER_CECV!E6057","v":0},{"$f":"INDEX(Table_2,$FB6423,FD$3)*AER_CECV!F6057","v":0},{"$f":"INDEX(Table_2,$FB6423,FE$3)*AER_CECV!G6057","v":0},{"$f":"INDEX(Table_2,$FB6423,FF$3)*AER_CECV!H6057","v":0},{"$f":"INDEX(Table_2,$FB6423,FG$3)*AER_CECV!I6057","v":0},{"$f":"INDEX(Table_2,$FB6423,FH$3)*AER_CECV!J6057","v":0},{"$f":"INDEX(Table_2,$FB6423,FI$3)*AER_CECV!K6057","v":0},{"$f":"INDEX(Table_2,$FB6423,FJ$3)*AER_CECV!L6057","v":0},{"$f":"INDEX(Table_2,$FB6423,FK$3)*AER_CECV!M6057","v":0},{"$f":"INDEX(Table_2,$FB6423,FL$3)*AER_CECV!N6057","v":0},{"$f":"INDEX(Table_2,$FB6423,FM$3)*AER_CECV!O6057","v":0},{"$f":"INDEX(Table_2,$FB6423,FN$3)*AER_CECV!P6057","v":54.101087875383776},{"$f":"INDEX(Table_2,$FB6423,FO$3)*AER_CECV!Q6057","v":198.35941785349107},{"$f":"INDEX(Table_2,$FB6423,FP$3)*AER_CECV!R6057","v":847.64073174248279},{"$f":"INDEX(Table_2,$FB6423,FQ$3)*AER_CECV!S6057","v":1184.2077719815502},{"$f":"INDEX(Table_2,$FB6423,FR$3)*AER_CECV!T6057","v":2131.3957484873567},{"$f":"INDEX(Table_2,$FB6423,FS$3)*AER_CECV!U6057","v":2922.4770726226707},{"$f":"INDEX(Table_2,$FB6423,FT$3)*AER_CECV!V6057","v":3705.3219873083099},{"$f":"INDEX(Table_2,$FB6423,FU$3)*AER_CECV!W6057","v":4292.7915083139414},{"$f":"INDEX(Table_2,$FB6423,FV$3)*AER_CECV!X6057","v":4954.5938131249823},{"$f":"INDEX(Table_2,$FB6423,FW$3)*AER_CECV!Y6057","v":5188.0184892126372},{"$f":"INDEX(Table_2,$FB6423,FX$3)*AER_CECV!Z6057","v":5181.8603283050552},{"$f":"INDEX(Table_2,$FB6423,FY$3)*AER_CECV!AA6057","v":5516.6752662828931},{"$f":"INDEX(Table_2,$FB6423,FZ$3)*AER_CECV!AB6057","v":5653.0045410032726},{"$f":"INDEX(Table_2,$FB6423,GA$3)*AER_CECV!AC6057","v":5641.8662705722618},{"$f":"INDEX(Table_2,$FB6423,GB$3)*AER_CECV!AD6057","v":5794.5643080432865},{"$f":"INDEX(Table_2,$FB6423,GC$3)*AER_CECV!AE6057","v":5951.6681137206715},{"$f":"INDEX(Table_2,$FB6423,GD$3)*AER_CECV!AF6057","v":5023.9999591032711},{"$f":"INDEX(Table_2,$FB6423,GE$3)*AER_CECV!AG6057","v":4755.2385835858731},{"$f":"INDEX(Table_2,$FB6423,GF$3)*AER_CECV!AH6057","v":4289.0779877835248},{"$f":"INDEX(Table_2,$FB6423,GG$3)*AER_CECV!AI6057","v":3677.2911249413032},{"$f":"INDEX(Table_2,$FB6423,GH$3)*AER_CECV!AJ6057","v":3182.6715935888924},{"$f":"INDEX(Table_2,$FB6423,GI$3)*AER_CECV!AK6057","v":2601.7274687665481},{"$f":"INDEX(Table_2,$FB6423,GJ$3)*AER_CECV!AL6057","v":1672.3694231871395},{"$f":"INDEX(Table_2,$FB6423,GK$3)*AER_CECV!AM6057","v":1071.5364002413237},{"$f":"INDEX(Table_2,$FB6423,GL$3)*AER_CECV!AN6057","v":690.59400226730043},{"$f":"INDEX(Table_2,$FB6423,GM$3)*AER_CECV!AO6057","v":304.70556710941059},{"$f":"INDEX(Table_2,$FB6423,GN$3)*AER_CECV!AP6057","v":52.242451091621604},{"$f":"INDEX(Table_2,$FB6423,GO$3)*AER_CECV!AQ6057","v":32.779401670960958},{"$f":"INDEX(Table_2,$FB6423,GP$3)*AER_CECV!AR6057","v":0},{"$f":"INDEX(Table_2,$FB6423,GQ$3)*AER_CECV!AS6057","v":0},{"$f":"INDEX(Table_2,$FB6423,GR$3)*AER_CECV!AT6057","v":0},{"$f":"INDEX(Table_2,$FB6423,GS$3)*AER_CECV!AU6057","v":0},{"$f":"INDEX(Table_2,$FB6423,GT$3)*AER_CECV!AV6057","v":0},{"$f":"INDEX(Table_2,$FB6423,GU$3)*AER_CECV!AW6057","v":0},{"$f":"INDEX(Table_2,$FB6423,GV$3)*AER_CECV!AX6057","v":0},{"$f":"INDEX(Table_2,$FB6423,GW$3)*AER_CECV!AY6057","v":0},{"$f":"INDEX(Table_2,$FB6423,GX$3)*AER_CECV!AZ6057","v":0},86572.780419787407,2040]
[null,null,null,null,null,null,null,null,null,null,null,null,null,null,null,null,null,null,null,null,null,null,null,null,null,null,null,null,null,null,null,null,null,null,null,null,null,null,null,null,null,null,null,null,null,null,null,null,null,null,null,null,null,null,null,2040,null,null,null,null,null,null,null,null,null,null,null,null,null,null,null,null,null,null,null,null,null,null,null,null,null,null,null,null,null,null,null,null,null,null,null,null,null,null,null,null,null,null,null,null,null,null,null,null,null,null,null,null,null,null,null,null,null,null,null,null,null,null,null,null,null,null,null,null,null,null,null,null,null,null,null,null,null,null,null,null,null,null,null,null,null,null,null,null,null,null,null,null,null,null,null,null,null,null,null,null,null,276,{"$f":"INDEX(Table_2,$FB6484,FC$3)*AER_CECV!E6118","v":0},{"$f":"INDEX(Table_2,$FB6484,FD$3)*AER_CECV!F6118","v":0},{"$f":"INDEX(Table_2,$FB6484,FE$3)*AER_CECV!G6118","v":0},{"$f":"INDEX(Table_2,$FB6484,FF$3)*AER_CECV!H6118","v":0},{"$f":"INDEX(Table_2,$FB6484,FG$3)*AER_CECV!I6118","v":0},{"$f":"INDEX(Table_2,$FB6484,FH$3)*AER_CECV!J6118","v":0},{"$f":"INDEX(Table_2,$FB6484,FI$3)*AER_CECV!K6118","v":0},{"$f":"INDEX(Table_2,$FB6484,FJ$3)*AER_CECV!L6118","v":0},{"$f":"INDEX(Table_2,$FB6484,FK$3)*AER_CECV!M6118","v":0},{"$f":"INDEX(Table_2,$FB6484,FL$3)*AER_CECV!N6118","v":0},{"$f":"INDEX(Table_2,$FB6484,FM$3)*AER_CECV!O6118","v":0},{"$f":"INDEX(Table_2,$FB6484,FN$3)*AER_CECV!P6118","v":10.580405816221925},{"$f":"INDEX(Table_2,$FB6484,FO$3)*AER_CECV!Q6118","v":21.160811632443849},{"$f":"INDEX(Table_2,$FB6484,FP$3)*AER_CECV!R6118","v":442.78036606150226},{"$f":"INDEX(Table_2,$FB6484,FQ$3)*AER_CECV!S6118","v":1412.3551903361188},{"$f":"INDEX(Table_2,$FB6484,FR$3)*AER_CECV!T6118","v":2045.0255797021605},{"$f":"INDEX(Table_2,$FB6484,FS$3)*AER_CECV!U6118","v":3239.3037249459308},{"$f":"INDEX(Table_2,$FB6484,FT$3)*AER_CECV!V6118","v":4281.7744674565083},{"$f":"INDEX(Table_2,$FB6484,FU$3)*AER_CECV!W6118","v":5372.9808977287821},{"$f":"INDEX(Table_2,$FB6484,FV$3)*AER_CECV!X6118","v":6097.2209274181396},{"$f":"INDEX(Table_2,$FB6484,FW$3)*AER_CECV!Y6118","v":6467.6713342705307},{"$f":"INDEX(Table_2,$FB6484,FX$3)*AER_CECV!Z6118","v":6808.8869799401},{"$f":"INDEX(Table_2,$FB6484,FY$3)*AER_CECV!AA6118","v":7269.3761542194989},{"$f":"INDEX(Table_2,$FB6484,FZ$3)*AER_CECV!AB6118","v":7333.3352350355681},{"$f":"INDEX(Table_2,$FB6484,GA$3)*AER_CECV!AC6118","v":7406.4537280855766},{"$f":"INDEX(Table_2,$FB6484,GB$3)*AER_CECV!AD6118","v":7372.3923832978526},{"$f":"INDEX(Table_2,$FB6484,GC$3)*AER_CECV!AE6118","v":8306.6395302294168},{"$f":"INDEX(Table_2,$FB6484,GD$3)*AER_CECV!AF6118","v":6594.7350208516518},{"$f":"INDEX(Table_2,$FB6484,GE$3)*AER_CECV!AG6118","v":6237.0480449217084},{"$f":"INDEX(Table_2,$FB6484,GF$3)*AER_CECV!AH6118","v":5252.6226997633121},{"$f":"INDEX(Table_2,$FB6484,GG$3)*AER_CECV!AI6118","v":4498.5262728403914},{"$f":"INDEX(Table_2,$FB6484,GH$3)*AER_CECV!AJ6118","v":3322.6068882551508},{"$f":"INDEX(Table_2,$FB6484,GI$3)*AER_CECV!AK6118","v":2240.9560112381564},{"$f":"INDEX(Table_2,$FB6484,GJ$3)*AER_CECV!AL6118","v":1432.3693628993337},{"$f":"INDEX(Table_2,$FB6484,GK$3)*AER_CECV!AM6118","v":673.96338870792636},{"$f":"INDEX(Table_2,$FB6484,GL$3)*AER_CECV!AN6118","v":165.42705580991941},{"$f":"INDEX(Table_2,$FB6484,GM$3)*AER_CECV!AO6118","v":176.59469053315865},{"$f":"INDEX(Table_2,$FB6484,GN$3)*AER_CECV!AP6118","v":169.11090198770296},{"$f":"INDEX(Table_2,$FB6484,GO$3)*AER_CECV!AQ6118","v":0},{"$f":"INDEX(Table_2,$FB6484,GP$3)*AER_CECV!AR6118","v":0},{"$f":"INDEX(Table_2,$FB6484,GQ$3)*AER_CECV!AS6118","v":0},{"$f":"INDEX(Table_2,$FB6484,GR$3)*AER_CECV!AT6118","v":0},{"$f":"INDEX(Table_2,$FB6484,GS$3)*AER_CECV!AU6118","v":0},{"$f":"INDEX(Table_2,$FB6484,GT$3)*AER_CECV!AV6118","v":0},{"$f":"INDEX(Table_2,$FB6484,GU$3)*AER_CECV!AW6118","v":0},{"$f":"INDEX(Table_2,$FB6484,GV$3)*AER_CECV!AX6118","v":0},{"$f":"INDEX(Table_2,$FB6484,GW$3)*AER_CECV!AY6118","v":0},{"$f":"INDEX(Table_2,$FB6484,GX$3)*AER_CECV!AZ6118","v":0},104651.89805398477,2040]
[null,null,null,null,null,null,null,null,null,null,null,null,null,null,null,null,null,null,null,null,null,null,null,null,null,null,null,null,null,null,null,null,null,null,null,null,null,null,null,null,null,null,null,null,null,null,null,null,null,null,null,null,null,null,null,2040,null,null,null,null,null,null,null,null,null,null,null,null,null,null,null,null,null,null,null,null,null,null,null,null,null,null,null,null,null,null,null,null,null,null,null,null,null,null,null,null,null,null,null,null,null,null,null,null,null,null,null,null,null,null,null,null,null,null,null,null,null,null,null,null,null,null,null,null,null,null,null,null,null,null,null,null,null,null,null,null,null,null,null,null,null,null,null,null,null,null,null,null,null,null,null,null,null,null,null,null,null,333,{"$f":"INDEX(Table_2,$FB6541,FC$3)*AER_CECV!E6175","v":0},{"$f":"INDEX(Table_2,$FB6541,FD$3)*AER_CECV!F6175","v":0},{"$f":"INDEX(Table_2,$FB6541,FE$3)*AER_CECV!G6175","v":0},{"$f":"INDEX(Table_2,$FB6541,FF$3)*AER_CECV!H6175","v":0},{"$f":"INDEX(Table_2,$FB6541,FG$3)*AER_CECV!I6175","v":0},{"$f":"INDEX(Table_2,$FB6541,FH$3)*AER_CECV!J6175","v":0},{"$f":"INDEX(Table_2,$FB6541,FI$3)*AER_CECV!K6175","v":0},{"$f":"INDEX(Table_2,$FB6541,FJ$3)*AER_CECV!L6175","v":0},{"$f":"INDEX(Table_2,$FB6541,FK$3)*AER_CECV!M6175","v":0},{"$f":"INDEX(Table_2,$FB6541,FL$3)*AER_CECV!N6175","v":0},{"$f":"INDEX(Table_2,$FB6541,FM$3)*AER_CECV!O6175","v":0},{"$f":"INDEX(Table_2,$FB6541,FN$3)*AER_CECV!P6175","v":0},{"$f":"INDEX(Table_2,$FB6541,FO$3)*AER_CECV!Q6175","v":0},{"$f":"INDEX(Table_2,$FB6541,FP$3)*AER_CECV!R6175","v":74.268738186896613},{"$f":"INDEX(Table_2,$FB6541,FQ$3)*AER_CECV!S6175","v":264.53753189582682},{"$f":"INDEX(Table_2,$FB6541,FR$3)*AER_CECV!T6175","v":1485.6127750685548},{"$f":"INDEX(Table_2,$FB6541,FS$3)*AER_CECV!U6175","v":2119.3242417394245},{"$f":"INDEX(Table_2,$FB6541,FT$3)*AER_CECV!V6175","v":2310.9008870611024},{"$f":"INDEX(Table_2,$FB6541,FU$3)*AER_CECV!W6175","v":2596.6620030437634},{"$f":"INDEX(Table_2,$FB6541,FV$3)*AER_CECV!X6175","v":2855.5345729422315},{"$f":"INDEX(Table_2,$FB6541,FW$3)*AER_CECV!Y6175","v":3865.7755394396049},{"$f":"INDEX(Table_2,$FB6541,FX$3)*AER_CECV!Z6175","v":4888.8731349423124},{"$f":"INDEX(Table_2,$FB6541,FY$3)*AER_CECV!AA6175","v":6759.8604783474539},{"$f":"INDEX(Table_2,$FB6541,FZ$3)*AER_CECV!AB6175","v":7049.6510048294904},{"$f":"INDEX(Table_2,$FB6541,GA$3)*AER_CECV!AC6175","v":7913.8229277720038},{"$f":"INDEX(Table_2,$FB6541,GB$3)*AER_CECV!AD6175","v":7657.5307832935732},{"$f":"INDEX(Table_2,$FB6541,GC$3)*AER_CECV!AE6175","v":7491.3244038646253},{"$f":"INDEX(Table_2,$FB6541,GD$3)*AER_CECV!AF6175","v":6726.1675748324869},{"$f":"INDEX(Table_2,$FB6541,GE$3)*AER_CECV!AG6175","v":5773.7809592094382},{"$f":"INDEX(Table_2,$FB6541,GF$3)*AER_CECV!AH6175","v":4738.4318646438833},{"$f":"INDEX(Table_2,$FB6541,GG$3)*AER_CECV!AI6175","v":3663.6598063289821},{"$f":"INDEX(Table_2,$FB6541,GH$3)*AER_CECV!AJ6175","v":2656.2062446583259},{"$f":"INDEX(Table_2,$FB6541,GI$3)*AER_CECV!AK6175","v":1786.7258794448983},{"$f":"INDEX(Table_2,$FB6541,GJ$3)*AER_CECV!AL6175","v":683.17414209833601},{"$f":"INDEX(Table_2,$FB6541,GK$3)*AER_CECV!AM6175","v":170.38617440107251},{"$f":"INDEX(Table_2,$FB6541,GL$3)*AER_CECV!AN6175","v":144.05423252624928},{"$f":"INDEX(Table_2,$FB6541,GM$3)*AER_CECV!AO6175","v":54.172929315341612},{"$f":"INDEX(Table_2,$FB6541,GN$3)*AER_CECV!AP6175","v":27.086464657670792},{"$f":"INDEX(Table_2,$FB6541,GO$3)*AER_CECV!AQ6175","v":0},{"$f":"INDEX(Table_2,$FB6541,GP$3)*AER_CECV!AR6175","v":0},{"$f":"INDEX(Table_2,$FB6541,GQ$3)*AER_CECV!AS6175","v":0},{"$f":"INDEX(Table_2,$FB6541,GR$3)*AER_CECV!AT6175","v":0},{"$f":"INDEX(Table_2,$FB6541,GS$3)*AER_CECV!AU6175","v":0},{"$f":"INDEX(Table_2,$FB6541,GT$3)*AER_CECV!AV6175","v":0},{"$f":"INDEX(Table_2,$FB6541,GU$3)*AER_CECV!AW6175","v":0},{"$f":"INDEX(Table_2,$FB6541,GV$3)*AER_CECV!AX6175","v":0},{"$f":"INDEX(Table_2,$FB6541,GW$3)*AER_CECV!AY6175","v":0},{"$f":"INDEX(Table_2,$FB6541,GX$3)*AER_CECV!AZ6175","v":0},83757.52529454355,2040]
[null,null,null,null,null,null,null,null,null,null,null,null,null,null,null,null,null,null,null,null,null,null,null,null,null,null,null,null,null,null,null,null,null,null,null,null,null,null,null,null,null,null,null,null,null,null,null,null,null,null,null,null,null,null,null,2041,null,null,null,null,null,null,null,null,null,null,null,null,null,null,null,null,null,null,null,null,null,null,null,null,null,null,null,null,null,null,null,null,null,null,null,null,null,null,null,null,null,null,null,null,null,null,null,null,null,null,null,null,null,null,null,null,null,null,null,null,null,null,null,null,null,null,null,null,null,null,null,null,null,null,null,null,null,null,null,null,null,null,null,null,null,null,null,null,null,null,null,null,null,null,null,null,null,null,null,null,null,25,{"$f":"INDEX(Table_2,$FB6598,FC$3)*AER_CECV!E6232","v":0},{"$f":"INDEX(Table_2,$FB6598,FD$3)*AER_CECV!F6232","v":0},{"$f":"INDEX(Table_2,$FB6598,FE$3)*AER_CECV!G6232","v":0},{"$f":"INDEX(Table_2,$FB6598,FF$3)*AER_CECV!H6232","v":0},{"$f":"INDEX(Table_2,$FB6598,FG$3)*AER_CECV!I6232","v":0},{"$f":"INDEX(Table_2,$FB6598,FH$3)*AER_CECV!J6232","v":0},{"$f":"INDEX(Table_2,$FB6598,FI$3)*AER_CECV!K6232","v":0},{"$f":"INDEX(Table_2,$FB6598,FJ$3)*AER_CECV!L6232","v":0},{"$f":"INDEX(Table_2,$FB6598,FK$3)*AER_CECV!M6232","v":0},{"$f":"INDEX(Table_2,$FB6598,FL$3)*AER_CECV!N6232","v":0},{"$f":"INDEX(Table_2,$FB6598,FM$3)*AER_CECV!O6232","v":0},{"$f":"INDEX(Table_2,$FB6598,FN$3)*AER_CECV!P6232","v":0},{"$f":"INDEX(Table_2,$FB6598,FO$3)*AER_CECV!Q6232","v":0},{"$f":"INDEX(Table_2,$FB6598,FP$3)*AER_CECV!R6232","v":128.61601472668829},{"$f":"INDEX(Table_2,$FB6598,FQ$3)*AER_CECV!S6232","v":678.59624444081669},{"$f":"INDEX(Table_2,$FB6598,FR$3)*AER_CECV!T6232","v":1637.9667927395751},{"$f":"INDEX(Table_2,$FB6598,FS$3)*AER_CECV!U6232","v":2804.0527467429793},{"$f":"INDEX(Table_2,$FB6598,FT$3)*AER_CECV!V6232","v":4092.0542430632968},{"$f":"INDEX(Table_2,$FB6598,FU$3)*AER_CECV!W6232","v":5301.262495541233},{"$f":"INDEX(Table_2,$FB6598,FV$3)*AER_CECV!X6232","v":6383.3888241681889},{"$f":"INDEX(Table_2,$FB6598,FW$3)*AER_CECV!Y6232","v":7251.4258457810411},{"$f":"INDEX(Table_2,$FB6598,FX$3)*AER_CECV!Z6232","v":7990.0282619393365},{"$f":"INDEX(Table_2,$FB6598,FY$3)*AER_CECV!AA6232","v":8567.7942076503532},{"$f":"INDEX(Table_2,$FB6598,FZ$3)*AER_CECV!AB6232","v":8902.4449576956067},{"$f":"INDEX(Table_2,$FB6598,GA$3)*AER_CECV!AC6232","v":9028.0304007211362},{"$f":"INDEX(Table_2,$FB6598,GB$3)*AER_CECV!AD6232","v":8971.9130146388361},{"$f":"INDEX(Table_2,$FB6598,GC$3)*AER_CECV!AE6232","v":8716.5857392323724},{"$f":"INDEX(Table_2,$FB6598,GD$3)*AER_CECV!AF6232","v":8141.8487113737001},{"$f":"INDEX(Table_2,$FB6598,GE$3)*AER_CECV!AG6232","v":7340.3588695451062},{"$f":"INDEX(Table_2,$FB6598,GF$3)*AER_CECV!AH6232","v":6248.2583286681847},{"$f":"INDEX(Table_2,$FB6598,GG$3)*AER_CECV!AI6232","v":4990.9704054321701},{"$f":"INDEX(Table_2,$FB6598,GH$3)*AER_CECV!AJ6232","v":3589.7599596581244},{"$f":"INDEX(Table_2,$FB6598,GI$3)*AER_CECV!AK6232","v":2265.4439060830391},{"$f":"INDEX(Table_2,$FB6598,GJ$3)*AER_CECV!AL6232","v":1414.1700935690476},{"$f":"INDEX(Table_2,$FB6598,GK$3)*AER_CECV!AM6232","v":421.83491570612199},{"$f":"INDEX(Table_2,$FB6598,GL$3)*AER_CECV!AN6232","v":90.370106439537224},{"$f":"INDEX(Table_2,$FB6598,GM$3)*AER_CECV!AO6232","v":164.3843153713523},{"$f":"INDEX(Table_2,$FB6598,GN$3)*AER_CECV!AP6232","v":81.676151968592634},{"$f":"INDEX(Table_2,$FB6598,GO$3)*AER_CECV!AQ6232","v":0},{"$f":"INDEX(Table_2,$FB6598,GP$3)*AER_CECV!AR6232","v":0},{"$f":"INDEX(Table_2,$FB6598,GQ$3)*AER_CECV!AS6232","v":0},{"$f":"INDEX(Table_2,$FB6598,GR$3)*AER_CECV!AT6232","v":0},{"$f":"INDEX(Table_2,$FB6598,GS$3)*AER_CECV!AU6232","v":0},{"$f":"INDEX(Table_2,$FB6598,GT$3)*AER_CECV!AV6232","v":0},{"$f":"INDEX(Table_2,$FB6598,GU$3)*AER_CECV!AW6232","v":0},{"$f":"INDEX(Table_2,$FB6598,GV$3)*AER_CECV!AX6232","v":0},{"$f":"INDEX(Table_2,$FB6598,GW$3)*AER_CECV!AY6232","v":0},{"$f":"INDEX(Table_2,$FB6598,GX$3)*AER_CECV!AZ6232","v":0},115203.23555289645,2041]
[null,null,null,null,null,null,null,null,null,null,null,null,null,null,null,null,null,null,null,null,null,null,null,null,null,null,null,null,null,null,null,null,null,null,null,null,null,null,null,null,null,null,null,null,null,null,null,null,null,null,null,null,null,null,null,2041,null,null,null,null,null,null,null,null,null,null,null,null,null,null,null,null,null,null,null,null,null,null,null,null,null,null,null,null,null,null,null,null,null,null,null,null,null,null,null,null,null,null,null,null,null,null,null,null,null,null,null,null,null,null,null,null,null,null,null,null,null,null,null,null,null,null,null,null,null,null,null,null,null,null,null,null,null,null,null,null,null,null,null,null,null,null,null,null,null,null,null,null,null,null,null,null,null,null,null,null,null,86,{"$f":"INDEX(Table_2,$FB6659,FC$3)*AER_CECV!E6293","v":0},{"$f":"INDEX(Table_2,$FB6659,FD$3)*AER_CECV!F6293","v":0},{"$f":"INDEX(Table_2,$FB6659,FE$3)*AER_CECV!G6293","v":0},{"$f":"INDEX(Table_2,$FB6659,FF$3)*AER_CECV!H6293","v":0},{"$f":"INDEX(Table_2,$FB6659,FG$3)*AER_CECV!I6293","v":0},{"$f":"INDEX(Table_2,$FB6659,FH$3)*AER_CECV!J6293","v":0},{"$f":"INDEX(Table_2,$FB6659,FI$3)*AER_CECV!K6293","v":0},{"$f":"INDEX(Table_2,$FB6659,FJ$3)*AER_CECV!L6293","v":0},{"$f":"INDEX(Table_2,$FB6659,FK$3)*AER_CECV!M6293","v":0},{"$f":"INDEX(Table_2,$FB6659,FL$3)*AER_CECV!N6293","v":0},{"$f":"INDEX(Table_2,$FB6659,FM$3)*AER_CECV!O6293","v":0},{"$f":"INDEX(Table_2,$FB6659,FN$3)*AER_CECV!P6293","v":27.854613058878776},{"$f":"INDEX(Table_2,$FB6659,FO$3)*AER_CECV!Q6293","v":64.381580944641257},{"$f":"INDEX(Table_2,$FB6659,FP$3)*AER_CECV!R6293","v":502.48446506376575},{"$f":"INDEX(Table_2,$FB6659,FQ$3)*AER_CECV!S6293","v":923.66186562877908},{"$f":"INDEX(Table_2,$FB6659,FR$3)*AER_CECV!T6293","v":0},{"$f":"INDEX(Table_2,$FB6659,FS$3)*AER_CECV!U6293","v":0},{"$f":"INDEX(Table_2,$FB6659,FT$3)*AER_CECV!V6293","v":0},{"$f":"INDEX(Table_2,$FB6659,FU$3)*AER_CECV!W6293","v":0},{"$f":"INDEX(Table_2,$FB6659,FV$3)*AER_CECV!X6293","v":0},{"$f":"INDEX(Table_2,$FB6659,FW$3)*AER_CECV!Y6293","v":0},{"$f":"INDEX(Table_2,$FB6659,FX$3)*AER_CECV!Z6293","v":0},{"$f":"INDEX(Table_2,$FB6659,FY$3)*AER_CECV!AA6293","v":0},{"$f":"INDEX(Table_2,$FB6659,FZ$3)*AER_CECV!AB6293","v":0},{"$f":"INDEX(Table_2,$FB6659,GA$3)*AER_CECV!AC6293","v":0},{"$f":"INDEX(Table_2,$FB6659,GB$3)*AER_CECV!AD6293","v":0},{"$f":"INDEX(Table_2,$FB6659,GC$3)*AER_CECV!AE6293","v":0},{"$f":"INDEX(Table_2,$FB6659,GD$3)*AER_CECV!AF6293","v":0},{"$f":"INDEX(Table_2,$FB6659,GE$3)*AER_CECV!AG6293","v":0},{"$f":"INDEX(Table_2,$FB6659,GF$3)*AER_CECV!AH6293","v":0},{"$f":"INDEX(Table_2,$FB6659,GG$3)*AER_CECV!AI6293","v":0},{"$f":"INDEX(Table_2,$FB6659,GH$3)*AER_CECV!AJ6293","v":0},{"$f":"INDEX(Table_2,$FB6659,GI$3)*AER_CECV!AK6293","v":1217.8585410977005},{"$f":"INDEX(Table_2,$FB6659,GJ$3)*AER_CECV!AL6293","v":807.32965985349472},{"$f":"INDEX(Table_2,$FB6659,GK$3)*AER_CECV!AM6293","v":351.30189567693202},{"$f":"INDEX(Table_2,$FB6659,GL$3)*AER_CECV!AN6293","v":78.819093614608661},{"$f":"INDEX(Table_2,$FB6659,GM$3)*AER_CECV!AO6293","v":70.2786466305338},{"$f":"INDEX(Table_2,$FB6659,GN$3)*AER_CECV!AP6293","v":49.706892294346709},{"$f":"INDEX(Table_2,$FB6659,GO$3)*AER_CECV!AQ6293","v":0},{"$f":"INDEX(Table_2,$FB6659,GP$3)*AER_CECV!AR6293","v":0},{"$f":"INDEX(Table_2,$FB6659,GQ$3)*AER_CECV!AS6293","v":0},{"$f":"INDEX(Table_2,$FB6659,GR$3)*AER_CECV!AT6293","v":0},{"$f":"INDEX(Table_2,$FB6659,GS$3)*AER_CECV!AU6293","v":0},{"$f":"INDEX(Table_2,$FB6659,GT$3)*AER_CECV!AV6293","v":0},{"$f":"INDEX(Table_2,$FB6659,GU$3)*AER_CECV!AW6293","v":0},{"$f":"INDEX(Table_2,$FB6659,GV$3)*AER_CECV!AX6293","v":0},{"$f":"INDEX(Table_2,$FB6659,GW$3)*AER_CECV!AY6293","v":0},{"$f":"INDEX(Table_2,$FB6659,GX$3)*AER_CECV!AZ6293","v":0},4093.6772538636815,2041]
[null,null,null,null,null,null,null,null,null,null,null,null,null,null,null,null,null,null,null,null,null,null,null,null,null,null,null,null,null,null,null,null,null,null,null,null,null,null,null,null,null,null,null,null,null,null,null,null,null,null,null,null,null,null,null,2041,null,null,null,null,null,null,null,null,null,null,null,null,null,null,null,null,null,null,null,null,null,null,null,null,null,null,null,null,null,null,null,null,null,null,null,null,null,null,null,null,null,null,null,null,null,null,null,null,null,null,null,null,null,null,null,null,null,null,null,null,null,null,null,null,null,null,null,null,null,null,null,null,null,null,null,null,null,null,null,null,null,null,null,null,null,null,null,null,null,null,null,null,null,null,null,null,null,null,null,null,null,143,{"$f":"INDEX(Table_2,$FB6716,FC$3)*AER_CECV!E6350","v":0},{"$f":"INDEX(Table_2,$FB6716,FD$3)*AER_CECV!F6350","v":0},{"$f":"INDEX(Table_2,$FB6716,FE$3)*AER_CECV!G6350","v":0},{"$f":"INDEX(Table_2,$FB6716,FF$3)*AER_CECV!H6350","v":0},{"$f":"INDEX(Table_2,$FB6716,FG$3)*AER_CECV!I6350","v":0},{"$f":"INDEX(Table_2,$FB6716,FH$3)*AER_CECV!J6350","v":0},{"$f":"INDEX(Table_2,$FB6716,FI$3)*AER_CECV!K6350","v":0},{"$f":"INDEX(Table_2,$FB6716,FJ$3)*AER_CECV!L6350","v":0},{"$f":"INDEX(Table_2,$FB6716,FK$3)*AER_CECV!M6350","v":0},{"$f":"INDEX(Table_2,$FB6716,FL$3)*AER_CECV!N6350","v":0},{"$f":"INDEX(Table_2,$FB6716,FM$3)*AER_CECV!O6350","v":0},{"$f":"INDEX(Table_2,$FB6716,FN$3)*AER_CECV!P6350","v":246.64211039310985},{"$f":"INDEX(Table_2,$FB6716,FO$3)*AER_CECV!Q6350","v":561.05768602385865},{"$f":"INDEX(Table_2,$FB6716,FP$3)*AER_CECV!R6350","v":949.25437429655483},{"$f":"INDEX(Table_2,$FB6716,FQ$3)*AER_CECV!S6350","v":1487.1561645272402},{"$f":"INDEX(Table_2,$FB6716,FR$3)*AER_CECV!T6350","v":2388.4287573255256},{"$f":"INDEX(Table_2,$FB6716,FS$3)*AER_CECV!U6350","v":66.638389890399765},{"$f":"INDEX(Table_2,$FB6716,FT$3)*AER_CECV!V6350","v":78.030838660717023},{"$f":"INDEX(Table_2,$FB6716,FU$3)*AER_CECV!W6350","v":0},{"$f":"INDEX(Table_2,$FB6716,FV$3)*AER_CECV!X6350","v":0},{"$f":"INDEX(Table_2,$FB6716,FW$3)*AER_CECV!Y6350","v":3584.5735239045266},{"$f":"INDEX(Table_2,$FB6716,FX$3)*AER_CECV!Z6350","v":1478.9069689163075},{"$f":"INDEX(Table_2,$FB6716,FY$3)*AER_CECV!AA6350","v":4884.0030875440034},{"$f":"INDEX(Table_2,$FB6716,FZ$3)*AER_CECV!AB6350","v":3916.7559032339855},{"$f":"INDEX(Table_2,$FB6716,GA$3)*AER_CECV!AC6350","v":1558.6867158088821},{"$f":"INDEX(Table_2,$FB6716,GB$3)*AER_CECV!AD6350","v":0},{"$f":"INDEX(Table_2,$FB6716,GC$3)*AER_CECV!AE6350","v":3738.6868780586801},{"$f":"INDEX(Table_2,$FB6716,GD$3)*AER_CECV!AF6350","v":92.916517540482403},{"$f":"INDEX(Table_2,$FB6716,GE$3)*AER_CECV!AG6350","v":1245.8732158560429},{"$f":"INDEX(Table_2,$FB6716,GF$3)*AER_CECV!AH6350","v":72.797354362505402},{"$f":"INDEX(Table_2,$FB6716,GG$3)*AER_CECV!AI6350","v":68.820372905184414},{"$f":"INDEX(Table_2,$FB6716,GH$3)*AER_CECV!AJ6350","v":2270.2504964129953},{"$f":"INDEX(Table_2,$FB6716,GI$3)*AER_CECV!AK6350","v":1676.4856673239335},{"$f":"INDEX(Table_2,$FB6716,GJ$3)*AER_CECV!AL6350","v":1175.2712286394051},{"$f":"INDEX(Table_2,$FB6716,GK$3)*AER_CECV!AM6350","v":741.77029870115985},{"$f":"INDEX(Table_2,$FB6716,GL$3)*AER_CECV!AN6350","v":279.30100807326073},{"$f":"INDEX(Table_2,$FB6716,GM$3)*AER_CECV!AO6350","v":56.041000071865682},{"$f":"INDEX(Table_2,$FB6716,GN$3)*AER_CECV!AP6350","v":33.334882571477756},{"$f":"INDEX(Table_2,$FB6716,GO$3)*AER_CECV!AQ6350","v":1.3513560176953785},{"$f":"INDEX(Table_2,$FB6716,GP$3)*AER_CECV!AR6350","v":0},{"$f":"INDEX(Table_2,$FB6716,GQ$3)*AER_CECV!AS6350","v":0},{"$f":"INDEX(Table_2,$FB6716,GR$3)*AER_CECV!AT6350","v":0},{"$f":"INDEX(Table_2,$FB6716,GS$3)*AER_CECV!AU6350","v":0},{"$f":"INDEX(Table_2,$FB6716,GT$3)*AER_CECV!AV6350","v":0},{"$f":"INDEX(Table_2,$FB6716,GU$3)*AER_CECV!AW6350","v":0},{"$f":"INDEX(Table_2,$FB6716,GV$3)*AER_CECV!AX6350","v":0},{"$f":"INDEX(Table_2,$FB6716,GW$3)*AER_CECV!AY6350","v":0},{"$f":"INDEX(Table_2,$FB6716,GX$3)*AER_CECV!AZ6350","v":0},32653.034797059794,2041]
[null,null,null,null,null,null,null,null,null,null,null,null,null,null,null,null,null,null,null,null,null,null,null,null,null,null,null,null,null,null,null,null,null,null,null,null,null,null,null,null,null,null,null,null,null,null,null,null,null,null,null,null,null,null,null,2041,null,null,null,null,null,null,null,null,null,null,null,null,null,null,null,null,null,null,null,null,null,null,null,null,null,null,null,null,null,null,null,null,null,null,null,null,null,null,null,null,null,null,null,null,null,null,null,null,null,null,null,null,null,null,null,null,null,null,null,null,null,null,null,null,null,null,null,null,null,null,null,null,null,null,null,null,null,null,null,null,null,null,null,null,null,null,null,null,null,null,null,null,null,null,null,null,null,null,null,null,null,204,{"$f":"INDEX(Table_2,$FB6777,FC$3)*AER_CECV!E6411","v":0},{"$f":"INDEX(Table_2,$FB6777,FD$3)*AER_CECV!F6411","v":0},{"$f":"INDEX(Table_2,$FB6777,FE$3)*AER_CECV!G6411","v":0},{"$f":"INDEX(Table_2,$FB6777,FF$3)*AER_CECV!H6411","v":0},{"$f":"INDEX(Table_2,$FB6777,FG$3)*AER_CECV!I6411","v":0},{"$f":"INDEX(Table_2,$FB6777,FH$3)*AER_CECV!J6411","v":0},{"$f":"INDEX(Table_2,$FB6777,FI$3)*AER_CECV!K6411","v":0},{"$f":"INDEX(Table_2,$FB6777,FJ$3)*AER_CECV!L6411","v":0},{"$f":"INDEX(Table_2,$FB6777,FK$3)*AER_CECV!M6411","v":0},{"$f":"INDEX(Table_2,$FB6777,FL$3)*AER_CECV!N6411","v":0},{"$f":"INDEX(Table_2,$FB6777,FM$3)*AER_CECV!O6411","v":0},{"$f":"INDEX(Table_2,$FB6777,FN$3)*AER_CECV!P6411","v":55.362106051352974},{"$f":"INDEX(Table_2,$FB6777,FO$3)*AER_CECV!Q6411","v":162.72043770621306},{"$f":"INDEX(Table_2,$FB6777,FP$3)*AER_CECV!R6411","v":457.4694835894868},{"$f":"INDEX(Table_2,$FB6777,FQ$3)*AER_CECV!S6411","v":722.72483749056016},{"$f":"INDEX(Table_2,$FB6777,FR$3)*AER_CECV!T6411","v":397.65799835234304},{"$f":"INDEX(Table_2,$FB6777,FS$3)*AER_CECV!U6411","v":0},{"$f":"INDEX(Table_2,$FB6777,FT$3)*AER_CECV!V6411","v":0},{"$f":"INDEX(Table_2,$FB6777,FU$3)*AER_CECV!W6411","v":0},{"$f":"INDEX(Table_2,$FB6777,FV$3)*AER_CECV!X6411","v":0},{"$f":"INDEX(Table_2,$FB6777,FW$3)*AER_CECV!Y6411","v":0},{"$f":"INDEX(Table_2,$FB6777,FX$3)*AER_CECV!Z6411","v":0},{"$f":"INDEX(Table_2,$FB6777,FY$3)*AER_CECV!AA6411","v":0},{"$f":"INDEX(Table_2,$FB6777,FZ$3)*AER_CECV!AB6411","v":0},{"$f":"INDEX(Table_2,$FB6777,GA$3)*AER_CECV!AC6411","v":0},{"$f":"INDEX(Table_2,$FB6777,GB$3)*AER_CECV!AD6411","v":0},{"$f":"INDEX(Table_2,$FB6777,GC$3)*AER_CECV!AE6411","v":0},{"$f":"INDEX(Table_2,$FB6777,GD$3)*AER_CECV!AF6411","v":0},{"$f":"INDEX(Table_2,$FB6777,GE$3)*AER_CECV!AG6411","v":0},{"$f":"INDEX(Table_2,$FB6777,GF$3)*AER_CECV!AH6411","v":782.71730006997291},{"$f":"INDEX(Table_2,$FB6777,GG$3)*AER_CECV!AI6411","v":676.85355568211651},{"$f":"INDEX(Table_2,$FB6777,GH$3)*AER_CECV!AJ6411","v":1744.3833912372315},{"$f":"INDEX(Table_2,$FB6777,GI$3)*AER_CECV!AK6411","v":1459.9977932656473},{"$f":"INDEX(Table_2,$FB6777,GJ$3)*AER_CECV!AL6411","v":1224.3392518747441},{"$f":"INDEX(Table_2,$FB6777,GK$3)*AER_CECV!AM6411","v":688.28297338670188},{"$f":"INDEX(Table_2,$FB6777,GL$3)*AER_CECV!AN6411","v":338.05676114075942},{"$f":"INDEX(Table_2,$FB6777,GM$3)*AER_CECV!AO6411","v":204.54765200301583},{"$f":"INDEX(Table_2,$FB6777,GN$3)*AER_CECV!AP6411","v":93.069888446065335},{"$f":"INDEX(Table_2,$FB6777,GO$3)*AER_CECV!AQ6411","v":25.182975746580876},{"$f":"INDEX(Table_2,$FB6777,GP$3)*AER_CECV!AR6411","v":0},{"$f":"INDEX(Table_2,$FB6777,GQ$3)*AER_CECV!AS6411","v":0},{"$f":"INDEX(Table_2,$FB6777,GR$3)*AER_CECV!AT6411","v":0},{"$f":"INDEX(Table_2,$FB6777,GS$3)*AER_CECV!AU6411","v":0},{"$f":"INDEX(Table_2,$FB6777,GT$3)*AER_CECV!AV6411","v":0},{"$f":"INDEX(Table_2,$FB6777,GU$3)*AER_CECV!AW6411","v":0},{"$f":"INDEX(Table_2,$FB6777,GV$3)*AER_CECV!AX6411","v":0},{"$f":"INDEX(Table_2,$FB6777,GW$3)*AER_CECV!AY6411","v":0},{"$f":"INDEX(Table_2,$FB6777,GX$3)*AER_CECV!AZ6411","v":0},9033.3664060427891,2041]
[null,null,null,null,null,null,null,null,null,null,null,null,null,null,null,null,null,null,null,null,null,null,null,null,null,null,null,null,null,null,null,null,null,null,null,null,null,null,null,null,null,null,null,null,null,null,null,null,null,null,null,null,null,null,null,2041,null,null,null,null,null,null,null,null,null,null,null,null,null,null,null,null,null,null,null,null,null,null,null,null,null,null,null,null,null,null,null,null,null,null,null,null,null,null,null,null,null,null,null,null,null,null,null,null,null,null,null,null,null,null,null,null,null,null,null,null,null,null,null,null,null,null,null,null,null,null,null,null,null,null,null,null,null,null,null,null,null,null,null,null,null,null,null,null,null,null,null,null,null,null,null,null,null,null,null,null,null,261,{"$f":"INDEX(Table_2,$FB6834,FC$3)*AER_CECV!E6468","v":0},{"$f":"INDEX(Table_2,$FB6834,FD$3)*AER_CECV!F6468","v":0},{"$f":"INDEX(Table_2,$FB6834,FE$3)*AER_CECV!G6468","v":0},{"$f":"INDEX(Table_2,$FB6834,FF$3)*AER_CECV!H6468","v":0},{"$f":"INDEX(Table_2,$FB6834,FG$3)*AER_CECV!I6468","v":0},{"$f":"INDEX(Table_2,$FB6834,FH$3)*AER_CECV!J6468","v":0},{"$f":"INDEX(Table_2,$FB6834,FI$3)*AER_CECV!K6468","v":0},{"$f":"INDEX(Table_2,$FB6834,FJ$3)*AER_CECV!L6468","v":0},{"$f":"INDEX(Table_2,$FB6834,FK$3)*AER_CECV!M6468","v":0},{"$f":"INDEX(Table_2,$FB6834,FL$3)*AER_CECV!N6468","v":0},{"$f":"INDEX(Table_2,$FB6834,FM$3)*AER_CECV!O6468","v":0},{"$f":"INDEX(Table_2,$FB6834,FN$3)*AER_CECV!P6468","v":20.415592915413413},{"$f":"INDEX(Table_2,$FB6834,FO$3)*AER_CECV!Q6468","v":40.831185830826826},{"$f":"INDEX(Table_2,$FB6834,FP$3)*AER_CECV!R6468","v":471.44931549290527},{"$f":"INDEX(Table_2,$FB6834,FQ$3)*AER_CECV!S6468","v":1089.8166888284541},{"$f":"INDEX(Table_2,$FB6834,FR$3)*AER_CECV!T6468","v":2371.0915713435888},{"$f":"INDEX(Table_2,$FB6834,FS$3)*AER_CECV!U6468","v":1504.1417046270724},{"$f":"INDEX(Table_2,$FB6834,FT$3)*AER_CECV!V6468","v":1997.5134933039815},{"$f":"INDEX(Table_2,$FB6834,FU$3)*AER_CECV!W6468","v":2995.156424670934},{"$f":"INDEX(Table_2,$FB6834,FV$3)*AER_CECV!X6468","v":3027.3918810812506},{"$f":"INDEX(Table_2,$FB6834,FW$3)*AER_CECV!Y6468","v":3353.4102672415584},{"$f":"INDEX(Table_2,$FB6834,FX$3)*AER_CECV!Z6468","v":3686.5560226662792},{"$f":"INDEX(Table_2,$FB6834,FY$3)*AER_CECV!AA6468","v":4578.0616125725455},{"$f":"INDEX(Table_2,$FB6834,FZ$3)*AER_CECV!AB6468","v":4637.0819882228752},{"$f":"INDEX(Table_2,$FB6834,GA$3)*AER_CECV!AC6468","v":4591.5232833200171},{"$f":"INDEX(Table_2,$FB6834,GB$3)*AER_CECV!AD6468","v":4371.1046633559108},{"$f":"INDEX(Table_2,$FB6834,GC$3)*AER_CECV!AE6468","v":4290.3003178032905},{"$f":"INDEX(Table_2,$FB6834,GD$3)*AER_CECV!AF6468","v":3321.7719365111075},{"$f":"INDEX(Table_2,$FB6834,GE$3)*AER_CECV!AG6468","v":3326.4474164140888},{"$f":"INDEX(Table_2,$FB6834,GF$3)*AER_CECV!AH6468","v":3074.6592119290417},{"$f":"INDEX(Table_2,$FB6834,GG$3)*AER_CECV!AI6468","v":4272.4271481909218},{"$f":"INDEX(Table_2,$FB6834,GH$3)*AER_CECV!AJ6468","v":3162.1012004450531},{"$f":"INDEX(Table_2,$FB6834,GI$3)*AER_CECV!AK6468","v":3377.180925090076},{"$f":"INDEX(Table_2,$FB6834,GJ$3)*AER_CECV!AL6468","v":1549.7232334795835},{"$f":"INDEX(Table_2,$FB6834,GK$3)*AER_CECV!AM6468","v":879.92486760100553},{"$f":"INDEX(Table_2,$FB6834,GL$3)*AER_CECV!AN6468","v":370.06312796548809},{"$f":"INDEX(Table_2,$FB6834,GM$3)*AER_CECV!AO6468","v":97.881406784236731},{"$f":"INDEX(Table_2,$FB6834,GN$3)*AER_CECV!AP6468","v":183.01313264162707},{"$f":"INDEX(Table_2,$FB6834,GO$3)*AER_CECV!AQ6468","v":1.50374273476151},{"$f":"INDEX(Table_2,$FB6834,GP$3)*AER_CECV!AR6468","v":0},{"$f":"INDEX(Table_2,$FB6834,GQ$3)*AER_CECV!AS6468","v":0},{"$f":"INDEX(Table_2,$FB6834,GR$3)*AER_CECV!AT6468","v":0},{"$f":"INDEX(Table_2,$FB6834,GS$3)*AER_CECV!AU6468","v":0},{"$f":"INDEX(Table_2,$FB6834,GT$3)*AER_CECV!AV6468","v":0},{"$f":"INDEX(Table_2,$FB6834,GU$3)*AER_CECV!AW6468","v":0},{"$f":"INDEX(Table_2,$FB6834,GV$3)*AER_CECV!AX6468","v":0},{"$f":"INDEX(Table_2,$FB6834,GW$3)*AER_CECV!AY6468","v":0},{"$f":"INDEX(Table_2,$FB6834,GX$3)*AER_CECV!AZ6468","v":0},66642.543363063887,2041]
[null,null,null,null,null,null,null,null,null,null,null,null,null,null,null,null,null,null,null,null,null,null,null,null,null,null,null,null,null,null,null,null,null,null,null,null,null,null,null,null,null,null,null,null,null,null,null,null,null,null,null,null,null,null,null,2041,null,null,null,null,null,null,null,null,null,null,null,null,null,null,null,null,null,null,null,null,null,null,null,null,null,null,null,null,null,null,null,null,null,null,null,null,null,null,null,null,null,null,null,null,null,null,null,null,null,null,null,null,null,null,null,null,null,null,null,null,null,null,null,null,null,null,null,null,null,null,null,null,null,null,null,null,null,null,null,null,null,null,null,null,null,null,null,null,null,null,null,null,null,null,null,null,null,null,null,null,null,318,{"$f":"INDEX(Table_2,$FB6891,FC$3)*AER_CECV!E6525","v":0},{"$f":"INDEX(Table_2,$FB6891,FD$3)*AER_CECV!F6525","v":0},{"$f":"INDEX(Table_2,$FB6891,FE$3)*AER_CECV!G6525","v":0},{"$f":"INDEX(Table_2,$FB6891,FF$3)*AER_CECV!H6525","v":0},{"$f":"INDEX(Table_2,$FB6891,FG$3)*AER_CECV!I6525","v":0},{"$f":"INDEX(Table_2,$FB6891,FH$3)*AER_CECV!J6525","v":0},{"$f":"INDEX(Table_2,$FB6891,FI$3)*AER_CECV!K6525","v":0},{"$f":"INDEX(Table_2,$FB6891,FJ$3)*AER_CECV!L6525","v":0},{"$f":"INDEX(Table_2,$FB6891,FK$3)*AER_CECV!M6525","v":0},{"$f":"INDEX(Table_2,$FB6891,FL$3)*AER_CECV!N6525","v":0},{"$f":"INDEX(Table_2,$FB6891,FM$3)*AER_CECV!O6525","v":0},{"$f":"INDEX(Table_2,$FB6891,FN$3)*AER_CECV!P6525","v":0},{"$f":"INDEX(Table_2,$FB6891,FO$3)*AER_CECV!Q6525","v":0},{"$f":"INDEX(Table_2,$FB6891,FP$3)*AER_CECV!R6525","v":120.01322810533763},{"$f":"INDEX(Table_2,$FB6891,FQ$3)*AER_CECV!S6525","v":270.8201746968582},{"$f":"INDEX(Table_2,$FB6891,FR$3)*AER_CECV!T6525","v":800.20971978404089},{"$f":"INDEX(Table_2,$FB6891,FS$3)*AER_CECV!U6525","v":1066.6878065412861},{"$f":"INDEX(Table_2,$FB6891,FT$3)*AER_CECV!V6525","v":1089.7095585751026},{"$f":"INDEX(Table_2,$FB6891,FU$3)*AER_CECV!W6525","v":1475.1700335027754},{"$f":"INDEX(Table_2,$FB6891,FV$3)*AER_CECV!X6525","v":1667.1189644764245},{"$f":"INDEX(Table_2,$FB6891,FW$3)*AER_CECV!Y6525","v":1878.3817513866043},{"$f":"INDEX(Table_2,$FB6891,FX$3)*AER_CECV!Z6525","v":2377.2858771842225},{"$f":"INDEX(Table_2,$FB6891,FY$3)*AER_CECV!AA6525","v":3275.2262855348513},{"$f":"INDEX(Table_2,$FB6891,FZ$3)*AER_CECV!AB6525","v":3565.8379811140817},{"$f":"INDEX(Table_2,$FB6891,GA$3)*AER_CECV!AC6525","v":3698.9673245874428},{"$f":"INDEX(Table_2,$FB6891,GB$3)*AER_CECV!AD6525","v":3341.8984735511226},{"$f":"INDEX(Table_2,$FB6891,GC$3)*AER_CECV!AE6525","v":3455.3728832904617},{"$f":"INDEX(Table_2,$FB6891,GD$3)*AER_CECV!AF6525","v":3183.2387788097117},{"$f":"INDEX(Table_2,$FB6891,GE$3)*AER_CECV!AG6525","v":2694.9557848942304},{"$f":"INDEX(Table_2,$FB6891,GF$3)*AER_CECV!AH6525","v":3225.910217306262},{"$f":"INDEX(Table_2,$FB6891,GG$3)*AER_CECV!AI6525","v":2509.4592722553325},{"$f":"INDEX(Table_2,$FB6891,GH$3)*AER_CECV!AJ6525","v":1832.0831405434901},{"$f":"INDEX(Table_2,$FB6891,GI$3)*AER_CECV!AK6525","v":1452.995663868285},{"$f":"INDEX(Table_2,$FB6891,GJ$3)*AER_CECV!AL6525","v":729.93046061938685},{"$f":"INDEX(Table_2,$FB6891,GK$3)*AER_CECV!AM6525","v":237.5283010682528},{"$f":"INDEX(Table_2,$FB6891,GL$3)*AER_CECV!AN6525","v":132.3616615560075},{"$f":"INDEX(Table_2,$FB6891,GM$3)*AER_CECV!AO6525","v":93.082567296255519},{"$f":"INDEX(Table_2,$FB6891,GN$3)*AER_CECV!AP6525","v":46.541283648127759},{"$f":"INDEX(Table_2,$FB6891,GO$3)*AER_CECV!AQ6525","v":0},{"$f":"INDEX(Table_2,$FB6891,GP$3)*AER_CECV!AR6525","v":0},{"$f":"INDEX(Table_2,$FB6891,GQ$3)*AER_CECV!AS6525","v":0},{"$f":"INDEX(Table_2,$FB6891,GR$3)*AER_CECV!AT6525","v":0},{"$f":"INDEX(Table_2,$FB6891,GS$3)*AER_CECV!AU6525","v":0},{"$f":"INDEX(Table_2,$FB6891,GT$3)*AER_CECV!AV6525","v":0},{"$f":"INDEX(Table_2,$FB6891,GU$3)*AER_CECV!AW6525","v":0},{"$f":"INDEX(Table_2,$FB6891,GV$3)*AER_CECV!AX6525","v":0},{"$f":"INDEX(Table_2,$FB6891,GW$3)*AER_CECV!AY6525","v":0},{"$f":"INDEX(Table_2,$FB6891,GX$3)*AER_CECV!AZ6525","v":0},44220.787194195946,2041]
[null,null,null,null,null,null,null,null,null,null,null,null,null,null,null,null,null,null,null,null,null,null,null,null,null,null,null,null,null,null,null,null,null,null,null,null,null,null,null,null,null,null,null,null,null,null,null,null,null,null,null,null,null,null,null,2042,null,null,null,null,null,null,null,null,null,null,null,null,null,null,null,null,null,null,null,null,null,null,null,null,null,null,null,null,null,null,null,null,null,null,null,null,null,null,null,null,null,null,null,null,null,null,null,null,null,null,null,null,null,null,null,null,null,null,null,null,null,null,null,null,null,null,null,null,null,null,null,null,null,null,null,null,null,null,null,null,null,null,null,null,null,null,null,null,null,null,null,null,null,null,null,null,null,null,null,null,null,14,{"$f":"INDEX(Table_2,$FB6952,FC$3)*AER_CECV!E6586","v":0},{"$f":"INDEX(Table_2,$FB6952,FD$3)*AER_CECV!F6586","v":0},{"$f":"INDEX(Table_2,$FB6952,FE$3)*AER_CECV!G6586","v":0},{"$f":"INDEX(Table_2,$FB6952,FF$3)*AER_CECV!H6586","v":0},{"$f":"INDEX(Table_2,$FB6952,FG$3)*AER_CECV!I6586","v":0},{"$f":"INDEX(Table_2,$FB6952,FH$3)*AER_CECV!J6586","v":0},{"$f":"INDEX(Table_2,$FB6952,FI$3)*AER_CECV!K6586","v":0},{"$f":"INDEX(Table_2,$FB6952,FJ$3)*AER_CECV!L6586","v":0},{"$f":"INDEX(Table_2,$FB6952,FK$3)*AER_CECV!M6586","v":0},{"$f":"INDEX(Table_2,$FB6952,FL$3)*AER_CECV!N6586","v":0},{"$f":"INDEX(Table_2,$FB6952,FM$3)*AER_CECV!O6586","v":0},{"$f":"INDEX(Table_2,$FB6952,FN$3)*AER_CECV!P6586","v":0},{"$f":"INDEX(Table_2,$FB6952,FO$3)*AER_CECV!Q6586","v":0},{"$f":"INDEX(Table_2,$FB6952,FP$3)*AER_CECV!R6586","v":73.118420692852723},{"$f":"INDEX(Table_2,$FB6952,FQ$3)*AER_CECV!S6586","v":337.24298629405587},{"$f":"INDEX(Table_2,$FB6952,FR$3)*AER_CECV!T6586","v":1028.1776914620671},{"$f":"INDEX(Table_2,$FB6952,FS$3)*AER_CECV!U6586","v":1560.8311686453189},{"$f":"INDEX(Table_2,$FB6952,FT$3)*AER_CECV!V6586","v":2264.516315978653},{"$f":"INDEX(Table_2,$FB6952,FU$3)*AER_CECV!W6586","v":2536.7195820184843},{"$f":"INDEX(Table_2,$FB6952,FV$3)*AER_CECV!X6586","v":2671.1335099173752},{"$f":"INDEX(Table_2,$FB6952,FW$3)*AER_CECV!Y6586","v":3219.8226138425835},{"$f":"INDEX(Table_2,$FB6952,FX$3)*AER_CECV!Z6586","v":3680.3791454427414},{"$f":"INDEX(Table_2,$FB6952,FY$3)*AER_CECV!AA6586","v":4165.4187254782892},{"$f":"INDEX(Table_2,$FB6952,FZ$3)*AER_CECV!AB6586","v":4186.8374637893576},{"$f":"INDEX(Table_2,$FB6952,GA$3)*AER_CECV!AC6586","v":4607.9165728667722},{"$f":"INDEX(Table_2,$FB6952,GB$3)*AER_CECV!AD6586","v":4527.4577973580544},{"$f":"INDEX(Table_2,$FB6952,GC$3)*AER_CECV!AE6586","v":4566.6890967808777},{"$f":"INDEX(Table_2,$FB6952,GD$3)*AER_CECV!AF6586","v":3719.014983794485},{"$f":"INDEX(Table_2,$FB6952,GE$3)*AER_CECV!AG6586","v":3391.7649034689903},{"$f":"INDEX(Table_2,$FB6952,GF$3)*AER_CECV!AH6586","v":2673.448325758894},{"$f":"INDEX(Table_2,$FB6952,GG$3)*AER_CECV!AI6586","v":1795.3562398859135},{"$f":"INDEX(Table_2,$FB6952,GH$3)*AER_CECV!AJ6586","v":1230.0350703971033},{"$f":"INDEX(Table_2,$FB6952,GI$3)*AER_CECV!AK6586","v":944.73813418271232},{"$f":"INDEX(Table_2,$FB6952,GJ$3)*AER_CECV!AL6586","v":526.1385502165349},{"$f":"INDEX(Table_2,$FB6952,GK$3)*AER_CECV!AM6586","v":193.83463448912337},{"$f":"INDEX(Table_2,$FB6952,GL$3)*AER_CECV!AN6586","v":151.10643228235313},{"$f":"INDEX(Table_2,$FB6952,GM$3)*AER_CECV!AO6586","v":80.152019918737921},{"$f":"INDEX(Table_2,$FB6952,GN$3)*AER_CECV!AP6586","v":40.07600995936896},{"$f":"INDEX(Table_2,$FB6952,GO$3)*AER_CECV!AQ6586","v":0},{"$f":"INDEX(Table_2,$FB6952,GP$3)*AER_CECV!AR6586","v":0},{"$f":"INDEX(Table_2,$FB6952,GQ$3)*AER_CECV!AS6586","v":0},{"$f":"INDEX(Table_2,$FB6952,GR$3)*AER_CECV!AT6586","v":0},{"$f":"INDEX(Table_2,$FB6952,GS$3)*AER_CECV!AU6586","v":0},{"$f":"INDEX(Table_2,$FB6952,GT$3)*AER_CECV!AV6586","v":0},{"$f":"INDEX(Table_2,$FB6952,GU$3)*AER_CECV!AW6586","v":0},{"$f":"INDEX(Table_2,$FB6952,GV$3)*AER_CECV!AX6586","v":0},{"$f":"INDEX(Table_2,$FB6952,GW$3)*AER_CECV!AY6586","v":0},{"$f":"INDEX(Table_2,$FB6952,GX$3)*AER_CECV!AZ6586","v":0},54171.926394921706,2042]
[null,null,null,null,null,null,null,null,null,null,null,null,null,null,null,null,null,null,null,null,null,null,null,null,null,null,null,null,null,null,null,null,null,null,null,null,null,null,null,null,null,null,null,null,null,null,null,null,null,null,null,null,null,null,null,2042,null,null,null,null,null,null,null,null,null,null,null,null,null,null,null,null,null,null,null,null,null,null,null,null,null,null,null,null,null,null,null,null,null,null,null,null,null,null,null,null,null,null,null,null,null,null,null,null,null,null,null,null,null,null,null,null,null,null,null,null,null,null,null,null,null,null,null,null,null,null,null,null,null,null,null,null,null,null,null,null,null,null,null,null,null,null,null,null,null,null,null,null,null,null,null,null,null,null,null,null,null,71,{"$f":"INDEX(Table_2,$FB7009,FC$3)*AER_CECV!E6643","v":0},{"$f":"INDEX(Table_2,$FB7009,FD$3)*AER_CECV!F6643","v":0},{"$f":"INDEX(Table_2,$FB7009,FE$3)*AER_CECV!G6643","v":0},{"$f":"INDEX(Table_2,$FB7009,FF$3)*AER_CECV!H6643","v":0},{"$f":"INDEX(Table_2,$FB7009,FG$3)*AER_CECV!I6643","v":0},{"$f":"INDEX(Table_2,$FB7009,FH$3)*AER_CECV!J6643","v":0},{"$f":"INDEX(Table_2,$FB7009,FI$3)*AER_CECV!K6643","v":0},{"$f":"INDEX(Table_2,$FB7009,FJ$3)*AER_CECV!L6643","v":0},{"$f":"INDEX(Table_2,$FB7009,FK$3)*AER_CECV!M6643","v":0},{"$f":"INDEX(Table_2,$FB7009,FL$3)*AER_CECV!N6643","v":0},{"$f":"INDEX(Table_2,$FB7009,FM$3)*AER_CECV!O6643","v":0},{"$f":"INDEX(Table_2,$FB7009,FN$3)*AER_CECV!P6643","v":7.3097259678720619},{"$f":"INDEX(Table_2,$FB7009,FO$3)*AER_CECV!Q6643","v":14.61945193574412},{"$f":"INDEX(Table_2,$FB7009,FP$3)*AER_CECV!R6643","v":258.41463773708591},{"$f":"INDEX(Table_2,$FB7009,FQ$3)*AER_CECV!S6643","v":541.05286975733145},{"$f":"INDEX(Table_2,$FB7009,FR$3)*AER_CECV!T6643","v":0},{"$f":"INDEX(Table_2,$FB7009,FS$3)*AER_CECV!U6643","v":0},{"$f":"INDEX(Table_2,$FB7009,FT$3)*AER_CECV!V6643","v":0},{"$f":"INDEX(Table_2,$FB7009,FU$3)*AER_CECV!W6643","v":0},{"$f":"INDEX(Table_2,$FB7009,FV$3)*AER_CECV!X6643","v":0},{"$f":"INDEX(Table_2,$FB7009,FW$3)*AER_CECV!Y6643","v":0},{"$f":"INDEX(Table_2,$FB7009,FX$3)*AER_CECV!Z6643","v":0},{"$f":"INDEX(Table_2,$FB7009,FY$3)*AER_CECV!AA6643","v":0},{"$f":"INDEX(Table_2,$FB7009,FZ$3)*AER_CECV!AB6643","v":0},{"$f":"INDEX(Table_2,$FB7009,GA$3)*AER_CECV!AC6643","v":0},{"$f":"INDEX(Table_2,$FB7009,GB$3)*AER_CECV!AD6643","v":0},{"$f":"INDEX(Table_2,$FB7009,GC$3)*AER_CECV!AE6643","v":0},{"$f":"INDEX(Table_2,$FB7009,GD$3)*AER_CECV!AF6643","v":0},{"$f":"INDEX(Table_2,$FB7009,GE$3)*AER_CECV!AG6643","v":0},{"$f":"INDEX(Table_2,$FB7009,GF$3)*AER_CECV!AH6643","v":0},{"$f":"INDEX(Table_2,$FB7009,GG$3)*AER_CECV!AI6643","v":0},{"$f":"INDEX(Table_2,$FB7009,GH$3)*AER_CECV!AJ6643","v":0},{"$f":"INDEX(Table_2,$FB7009,GI$3)*AER_CECV!AK6643","v":1123.2974123196868},{"$f":"INDEX(Table_2,$FB7009,GJ$3)*AER_CECV!AL6643","v":628.65394019061296},{"$f":"INDEX(Table_2,$FB7009,GK$3)*AER_CECV!AM6643","v":236.62935532223545},{"$f":"INDEX(Table_2,$FB7009,GL$3)*AER_CECV!AN6643","v":61.160442506829909},{"$f":"INDEX(Table_2,$FB7009,GM$3)*AER_CECV!AO6643","v":62.840945892805586},{"$f":"INDEX(Table_2,$FB7009,GN$3)*AER_CECV!AP6643","v":31.425362090283567},{"$f":"INDEX(Table_2,$FB7009,GO$3)*AER_CECV!AQ6643","v":0},{"$f":"INDEX(Table_2,$FB7009,GP$3)*AER_CECV!AR6643","v":0},{"$f":"INDEX(Table_2,$FB7009,GQ$3)*AER_CECV!AS6643","v":0},{"$f":"INDEX(Table_2,$FB7009,GR$3)*AER_CECV!AT6643","v":0},{"$f":"INDEX(Table_2,$FB7009,GS$3)*AER_CECV!AU6643","v":0},{"$f":"INDEX(Table_2,$FB7009,GT$3)*AER_CECV!AV6643","v":0},{"$f":"INDEX(Table_2,$FB7009,GU$3)*AER_CECV!AW6643","v":0},{"$f":"INDEX(Table_2,$FB7009,GV$3)*AER_CECV!AX6643","v":0},{"$f":"INDEX(Table_2,$FB7009,GW$3)*AER_CECV!AY6643","v":0},{"$f":"INDEX(Table_2,$FB7009,GX$3)*AER_CECV!AZ6643","v":0},2965.4041437204874,2042]
[null,null,null,null,null,null,null,null,null,null,null,null,null,null,null,null,null,null,null,null,null,null,null,null,null,null,null,null,null,null,null,null,null,null,null,null,null,null,null,null,null,null,null,null,null,null,null,null,null,null,null,null,null,null,null,2042,null,null,null,null,null,null,null,null,null,null,null,null,null,null,null,null,null,null,null,null,null,null,null,null,null,null,null,null,null,null,null,null,null,null,null,null,null,null,null,null,null,null,null,null,null,null,null,null,null,null,null,null,null,null,null,null,null,null,null,null,null,null,null,null,null,null,null,null,null,null,null,null,null,null,null,null,null,null,null,null,null,null,null,null,null,null,null,null,null,null,null,null,null,null,null,null,null,null,null,null,null,132,{"$f":"INDEX(Table_2,$FB7070,FC$3)*AER_CECV!E6704","v":0},{"$f":"INDEX(Table_2,$FB7070,FD$3)*AER_CECV!F6704","v":0},{"$f":"INDEX(Table_2,$FB7070,FE$3)*AER_CECV!G6704","v":0},{"$f":"INDEX(Table_2,$FB7070,FF$3)*AER_CECV!H6704","v":0},{"$f":"INDEX(Table_2,$FB7070,FG$3)*AER_CECV!I6704","v":0},{"$f":"INDEX(Table_2,$FB7070,FH$3)*AER_CECV!J6704","v":0},{"$f":"INDEX(Table_2,$FB7070,FI$3)*AER_CECV!K6704","v":0},{"$f":"INDEX(Table_2,$FB7070,FJ$3)*AER_CECV!L6704","v":0},{"$f":"INDEX(Table_2,$FB7070,FK$3)*AER_CECV!M6704","v":0},{"$f":"INDEX(Table_2,$FB7070,FL$3)*AER_CECV!N6704","v":0},{"$f":"INDEX(Table_2,$FB7070,FM$3)*AER_CECV!O6704","v":0},{"$f":"INDEX(Table_2,$FB7070,FN$3)*AER_CECV!P6704","v":99.41843090220658},{"$f":"INDEX(Table_2,$FB7070,FO$3)*AER_CECV!Q6704","v":145.81473941168281},{"$f":"INDEX(Table_2,$FB7070,FP$3)*AER_CECV!R6704","v":405.07851196459632},{"$f":"INDEX(Table_2,$FB7070,FQ$3)*AER_CECV!S6704","v":0},{"$f":"INDEX(Table_2,$FB7070,FR$3)*AER_CECV!T6704","v":0},{"$f":"INDEX(Table_2,$FB7070,FS$3)*AER_CECV!U6704","v":0},{"$f":"INDEX(Table_2,$FB7070,FT$3)*AER_CECV!V6704","v":0},{"$f":"INDEX(Table_2,$FB7070,FU$3)*AER_CECV!W6704","v":0},{"$f":"INDEX(Table_2,$FB7070,FV$3)*AER_CECV!X6704","v":0},{"$f":"INDEX(Table_2,$FB7070,FW$3)*AER_CECV!Y6704","v":0},{"$f":"INDEX(Table_2,$FB7070,FX$3)*AER_CECV!Z6704","v":0},{"$f":"INDEX(Table_2,$FB7070,FY$3)*AER_CECV!AA6704","v":0},{"$f":"INDEX(Table_2,$FB7070,FZ$3)*AER_CECV!AB6704","v":0},{"$f":"INDEX(Table_2,$FB7070,GA$3)*AER_CECV!AC6704","v":0},{"$f":"INDEX(Table_2,$FB7070,GB$3)*AER_CECV!AD6704","v":0},{"$f":"INDEX(Table_2,$FB7070,GC$3)*AER_CECV!AE6704","v":0},{"$f":"INDEX(Table_2,$FB7070,GD$3)*AER_CECV!AF6704","v":0},{"$f":"INDEX(Table_2,$FB7070,GE$3)*AER_CECV!AG6704","v":0},{"$f":"INDEX(Table_2,$FB7070,GF$3)*AER_CECV!AH6704","v":0},{"$f":"INDEX(Table_2,$FB7070,GG$3)*AER_CECV!AI6704","v":1117.2074527812727},{"$f":"INDEX(Table_2,$FB7070,GH$3)*AER_CECV!AJ6704","v":871.82602728052063},{"$f":"INDEX(Table_2,$FB7070,GI$3)*AER_CECV!AK6704","v":786.18726349552844},{"$f":"INDEX(Table_2,$FB7070,GJ$3)*AER_CECV!AL6704","v":515.5010358731729},{"$f":"INDEX(Table_2,$FB7070,GK$3)*AER_CECV!AM6704","v":277.97613783784254},{"$f":"INDEX(Table_2,$FB7070,GL$3)*AER_CECV!AN6704","v":173.80943747875625},{"$f":"INDEX(Table_2,$FB7070,GM$3)*AER_CECV!AO6704","v":47.589786974233903},{"$f":"INDEX(Table_2,$FB7070,GN$3)*AER_CECV!AP6704","v":60.786638348980837},{"$f":"INDEX(Table_2,$FB7070,GO$3)*AER_CECV!AQ6704","v":0},{"$f":"INDEX(Table_2,$FB7070,GP$3)*AER_CECV!AR6704","v":0},{"$f":"INDEX(Table_2,$FB7070,GQ$3)*AER_CECV!AS6704","v":0},{"$f":"INDEX(Table_2,$FB7070,GR$3)*AER_CECV!AT6704","v":0},{"$f":"INDEX(Table_2,$FB7070,GS$3)*AER_CECV!AU6704","v":0},{"$f":"INDEX(Table_2,$FB7070,GT$3)*AER_CECV!AV6704","v":0},{"$f":"INDEX(Table_2,$FB7070,GU$3)*AER_CECV!AW6704","v":0},{"$f":"INDEX(Table_2,$FB7070,GV$3)*AER_CECV!AX6704","v":0},{"$f":"INDEX(Table_2,$FB7070,GW$3)*AER_CECV!AY6704","v":0},{"$f":"INDEX(Table_2,$FB7070,GX$3)*AER_CECV!AZ6704","v":0},4501.1954623487936,2042]
[null,null,null,null,null,null,null,null,null,null,null,null,null,null,null,null,null,null,null,null,null,null,null,null,null,null,null,null,null,null,null,null,null,null,null,null,null,null,null,null,null,null,null,null,null,null,null,null,null,null,null,null,null,null,null,2042,null,null,null,null,null,null,null,null,null,null,null,null,null,null,null,null,null,null,null,null,null,null,null,null,null,null,null,null,null,null,null,null,null,null,null,null,null,null,null,null,null,null,null,null,null,null,null,null,null,null,null,null,null,null,null,null,null,null,null,null,null,null,null,null,null,null,null,null,null,null,null,null,null,null,null,null,null,null,null,null,null,null,null,null,null,null,null,null,null,null,null,null,null,null,null,null,null,null,null,null,null,189,{"$f":"INDEX(Table_2,$FB7127,FC$3)*AER_CECV!E6761","v":0},{"$f":"INDEX(Table_2,$FB7127,FD$3)*AER_CECV!F6761","v":0},{"$f":"INDEX(Table_2,$FB7127,FE$3)*AER_CECV!G6761","v":0},{"$f":"INDEX(Table_2,$FB7127,FF$3)*AER_CECV!H6761","v":0},{"$f":"INDEX(Table_2,$FB7127,FG$3)*AER_CECV!I6761","v":0},{"$f":"INDEX(Table_2,$FB7127,FH$3)*AER_CECV!J6761","v":0},{"$f":"INDEX(Table_2,$FB7127,FI$3)*AER_CECV!K6761","v":0},{"$f":"INDEX(Table_2,$FB7127,FJ$3)*AER_CECV!L6761","v":0},{"$f":"INDEX(Table_2,$FB7127,FK$3)*AER_CECV!M6761","v":0},{"$f":"INDEX(Table_2,$FB7127,FL$3)*AER_CECV!N6761","v":0},{"$f":"INDEX(Table_2,$FB7127,FM$3)*AER_CECV!O6761","v":0},{"$f":"INDEX(Table_2,$FB7127,FN$3)*AER_CECV!P6761","v":158.57020138694182},{"$f":"INDEX(Table_2,$FB7127,FO$3)*AER_CECV!Q6761","v":356.1198006172574},{"$f":"INDEX(Table_2,$FB7127,FP$3)*AER_CECV!R6761","v":773.90913805449907},{"$f":"INDEX(Table_2,$FB7127,FQ$3)*AER_CECV!S6761","v":1120.0134524960554},{"$f":"INDEX(Table_2,$FB7127,FR$3)*AER_CECV!T6761","v":173.26229869049075},{"$f":"INDEX(Table_2,$FB7127,FS$3)*AER_CECV!U6761","v":220.83517120427436},{"$f":"INDEX(Table_2,$FB7127,FT$3)*AER_CECV!V6761","v":2300.9799802798861},{"$f":"INDEX(Table_2,$FB7127,FU$3)*AER_CECV!W6761","v":2562.2285353908801},{"$f":"INDEX(Table_2,$FB7127,FV$3)*AER_CECV!X6761","v":288.29973509216882},{"$f":"INDEX(Table_2,$FB7127,FW$3)*AER_CECV!Y6761","v":279.06928631512966},{"$f":"INDEX(Table_2,$FB7127,FX$3)*AER_CECV!Z6761","v":320.62767634616227},{"$f":"INDEX(Table_2,$FB7127,FY$3)*AER_CECV!AA6761","v":389.04483791340328},{"$f":"INDEX(Table_2,$FB7127,FZ$3)*AER_CECV!AB6761","v":333.34001441539175},{"$f":"INDEX(Table_2,$FB7127,GA$3)*AER_CECV!AC6761","v":304.06089968617619},{"$f":"INDEX(Table_2,$FB7127,GB$3)*AER_CECV!AD6761","v":288.46543435404618},{"$f":"INDEX(Table_2,$FB7127,GC$3)*AER_CECV!AE6761","v":303.01038978559598},{"$f":"INDEX(Table_2,$FB7127,GD$3)*AER_CECV!AF6761","v":251.36619634788764},{"$f":"INDEX(Table_2,$FB7127,GE$3)*AER_CECV!AG6761","v":230.81676000664584},{"$f":"INDEX(Table_2,$FB7127,GF$3)*AER_CECV!AH6761","v":252.25042878673747},{"$f":"INDEX(Table_2,$FB7127,GG$3)*AER_CECV!AI6761","v":226.0103967182518},{"$f":"INDEX(Table_2,$FB7127,GH$3)*AER_CECV!AJ6761","v":1639.7079831335575},{"$f":"INDEX(Table_2,$FB7127,GI$3)*AER_CECV!AK6761","v":1387.3071947086794},{"$f":"INDEX(Table_2,$FB7127,GJ$3)*AER_CECV!AL6761","v":1042.4368017761615},{"$f":"INDEX(Table_2,$FB7127,GK$3)*AER_CECV!AM6761","v":1191.6388071474544},{"$f":"INDEX(Table_2,$FB7127,GL$3)*AER_CECV!AN6761","v":619.30418436490936},{"$f":"INDEX(Table_2,$FB7127,GM$3)*AER_CECV!AO6761","v":231.04157709108333},{"$f":"INDEX(Table_2,$FB7127,GN$3)*AER_CECV!AP6761","v":77.652136885614667},{"$f":"INDEX(Table_2,$FB7127,GO$3)*AER_CECV!AQ6761","v":25.429641601051177},{"$f":"INDEX(Table_2,$FB7127,GP$3)*AER_CECV!AR6761","v":0},{"$f":"INDEX(Table_2,$FB7127,GQ$3)*AER_CECV!AS6761","v":0},{"$f":"INDEX(Table_2,$FB7127,GR$3)*AER_CECV!AT6761","v":0},{"$f":"INDEX(Table_2,$FB7127,GS$3)*AER_CECV!AU6761","v":0},{"$f":"INDEX(Table_2,$FB7127,GT$3)*AER_CECV!AV6761","v":0},{"$f":"INDEX(Table_2,$FB7127,GU$3)*AER_CECV!AW6761","v":0},{"$f":"INDEX(Table_2,$FB7127,GV$3)*AER_CECV!AX6761","v":0},{"$f":"INDEX(Table_2,$FB7127,GW$3)*AER_CECV!AY6761","v":0},{"$f":"INDEX(Table_2,$FB7127,GX$3)*AER_CECV!AZ6761","v":0},17346.798960596392,2042]
[null,null,null,null,null,null,null,null,null,null,null,null,null,null,null,null,null,null,null,null,null,null,null,null,null,null,null,null,null,null,null,null,null,null,null,null,null,null,null,null,null,null,null,null,null,null,null,null,null,null,null,null,null,null,null,2042,null,null,null,null,null,null,null,null,null,null,null,null,null,null,null,null,null,null,null,null,null,null,null,null,null,null,null,null,null,null,null,null,null,null,null,null,null,null,null,null,null,null,null,null,null,null,null,null,null,null,null,null,null,null,null,null,null,null,null,null,null,null,null,null,null,null,null,null,null,null,null,null,null,null,null,null,null,null,null,null,null,null,null,null,null,null,null,null,null,null,null,null,null,null,null,null,null,null,null,null,null,246,{"$f":"INDEX(Table_2,$FB7184,FC$3)*AER_CECV!E6818","v":0},{"$f":"INDEX(Table_2,$FB7184,FD$3)*AER_CECV!F6818","v":0},{"$f":"INDEX(Table_2,$FB7184,FE$3)*AER_CECV!G6818","v":0},{"$f":"INDEX(Table_2,$FB7184,FF$3)*AER_CECV!H6818","v":0},{"$f":"INDEX(Table_2,$FB7184,FG$3)*AER_CECV!I6818","v":0},{"$f":"INDEX(Table_2,$FB7184,FH$3)*AER_CECV!J6818","v":0},{"$f":"INDEX(Table_2,$FB7184,FI$3)*AER_CECV!K6818","v":0},{"$f":"INDEX(Table_2,$FB7184,FJ$3)*AER_CECV!L6818","v":0},{"$f":"INDEX(Table_2,$FB7184,FK$3)*AER_CECV!M6818","v":0},{"$f":"INDEX(Table_2,$FB7184,FL$3)*AER_CECV!N6818","v":0},{"$f":"INDEX(Table_2,$FB7184,FM$3)*AER_CECV!O6818","v":0},{"$f":"INDEX(Table_2,$FB7184,FN$3)*AER_CECV!P6818","v":6.3636759846680482},{"$f":"INDEX(Table_2,$FB7184,FO$3)*AER_CECV!Q6818","v":18.086694414636607},{"$f":"INDEX(Table_2,$FB7184,FP$3)*AER_CECV!R6818","v":158.21207598092238},{"$f":"INDEX(Table_2,$FB7184,FQ$3)*AER_CECV!S6818","v":391.6123472010799},{"$f":"INDEX(Table_2,$FB7184,FR$3)*AER_CECV!T6818","v":0},{"$f":"INDEX(Table_2,$FB7184,FS$3)*AER_CECV!U6818","v":0},{"$f":"INDEX(Table_2,$FB7184,FT$3)*AER_CECV!V6818","v":0},{"$f":"INDEX(Table_2,$FB7184,FU$3)*AER_CECV!W6818","v":0},{"$f":"INDEX(Table_2,$FB7184,FV$3)*AER_CECV!X6818","v":0},{"$f":"INDEX(Table_2,$FB7184,FW$3)*AER_CECV!Y6818","v":0},{"$f":"INDEX(Table_2,$FB7184,FX$3)*AER_CECV!Z6818","v":0},{"$f":"INDEX(Table_2,$FB7184,FY$3)*AER_CECV!AA6818","v":0},{"$f":"INDEX(Table_2,$FB7184,FZ$3)*AER_CECV!AB6818","v":0},{"$f":"INDEX(Table_2,$FB7184,GA$3)*AER_CECV!AC6818","v":0},{"$f":"INDEX(Table_2,$FB7184,GB$3)*AER_CECV!AD6818","v":0},{"$f":"INDEX(Table_2,$FB7184,GC$3)*AER_CECV!AE6818","v":0},{"$f":"INDEX(Table_2,$FB7184,GD$3)*AER_CECV!AF6818","v":0},{"$f":"INDEX(Table_2,$FB7184,GE$3)*AER_CECV!AG6818","v":0},{"$f":"INDEX(Table_2,$FB7184,GF$3)*AER_CECV!AH6818","v":0},{"$f":"INDEX(Table_2,$FB7184,GG$3)*AER_CECV!AI6818","v":0},{"$f":"INDEX(Table_2,$FB7184,GH$3)*AER_CECV!AJ6818","v":0},{"$f":"INDEX(Table_2,$FB7184,GI$3)*AER_CECV!AK6818","v":0},{"$f":"INDEX(Table_2,$FB7184,GJ$3)*AER_CECV!AL6818","v":0},{"$f":"INDEX(Table_2,$FB7184,GK$3)*AER_CECV!AM6818","v":706.04040295177901},{"$f":"INDEX(Table_2,$FB7184,GL$3)*AER_CECV!AN6818","v":427.82757622431052},{"$f":"INDEX(Table_2,$FB7184,GM$3)*AER_CECV!AO6818","v":130.5201247308421},{"$f":"INDEX(Table_2,$FB7184,GN$3)*AER_CECV!AP6818","v":54.358413074034416},{"$f":"INDEX(Table_2,$FB7184,GO$3)*AER_CECV!AQ6818","v":4.9224656930292436},{"$f":"INDEX(Table_2,$FB7184,GP$3)*AER_CECV!AR6818","v":0},{"$f":"INDEX(Table_2,$FB7184,GQ$3)*AER_CECV!AS6818","v":0},{"$f":"INDEX(Table_2,$FB7184,GR$3)*AER_CECV!AT6818","v":0},{"$f":"INDEX(Table_2,$FB7184,GS$3)*AER_CECV!AU6818","v":0},{"$f":"INDEX(Table_2,$FB7184,GT$3)*AER_CECV!AV6818","v":0},{"$f":"INDEX(Table_2,$FB7184,GU$3)*AER_CECV!AW6818","v":0},{"$f":"INDEX(Table_2,$FB7184,GV$3)*AER_CECV!AX6818","v":0},{"$f":"INDEX(Table_2,$FB7184,GW$3)*AER_CECV!AY6818","v":0},{"$f":"INDEX(Table_2,$FB7184,GX$3)*AER_CECV!AZ6818","v":0},1897.9437762553021,2042]
[null,null,null,null,null,null,null,null,null,null,null,null,null,null,null,null,null,null,null,null,null,null,null,null,null,null,null,null,null,null,null,null,null,null,null,null,null,null,null,null,null,null,null,null,null,null,null,null,null,null,null,null,null,null,null,null,null,null,null,null,null,null,null,null,null,null,null,null,null,null,null,null,null,null,null,null,null,null,null,null,null,null,null,null,null,null,null,null,null,null,null,null,null,null,null,null,null,null,null,null,null,null,null,null,null,null,null,null,null,null,null,null,null,null,null,null,null,null,null,null,null,null,null,null,null,null,null,null,null,null,null,null,null,null,null,null,null,null,null,null,null,null,null,null,null,null,null,null,null,null,null,null,null,null,null,null,null,5,{"$f":"INDEX(Table_2,$FB7308,FC$3)*AER_CECV!E6942","v":0},{"$f":"INDEX(Table_2,$FB7308,FD$3)*AER_CECV!F6942","v":0},{"$f":"INDEX(Table_2,$FB7308,FE$3)*AER_CECV!G6942","v":0},{"$f":"INDEX(Table_2,$FB7308,FF$3)*AER_CECV!H6942","v":0},{"$f":"INDEX(Table_2,$FB7308,FG$3)*AER_CECV!I6942","v":0},{"$f":"INDEX(Table_2,$FB7308,FH$3)*AER_CECV!J6942","v":0},{"$f":"INDEX(Table_2,$FB7308,FI$3)*AER_CECV!K6942","v":0},{"$f":"INDEX(Table_2,$FB7308,FJ$3)*AER_CECV!L6942","v":0},{"$f":"INDEX(Table_2,$FB7308,FK$3)*AER_CECV!M6942","v":0},{"$f":"INDEX(Table_2,$FB7308,FL$3)*AER_CECV!N6942","v":0},{"$f":"INDEX(Table_2,$FB7308,FM$3)*AER_CECV!O6942","v":0},{"$f":"INDEX(Table_2,$FB7308,FN$3)*AER_CECV!P6942","v":0},{"$f":"INDEX(Table_2,$FB7308,FO$3)*AER_CECV!Q6942","v":0},{"$f":"INDEX(Table_2,$FB7308,FP$3)*AER_CECV!R6942","v":83.177219247287368},{"$f":"INDEX(Table_2,$FB7308,FQ$3)*AER_CECV!S6942","v":312.93064980881104},{"$f":"INDEX(Table_2,$FB7308,FR$3)*AER_CECV!T6942","v":1107.6394137490702},{"$f":"INDEX(Table_2,$FB7308,FS$3)*AER_CECV!U6942","v":1814.5563150616983},{"$f":"INDEX(Table_2,$FB7308,FT$3)*AER_CECV!V6942","v":2557.6702583405336},{"$f":"INDEX(Table_2,$FB7308,FU$3)*AER_CECV!W6942","v":3458.2668915628219},{"$f":"INDEX(Table_2,$FB7308,FV$3)*AER_CECV!X6942","v":4446.0859576514322},{"$f":"INDEX(Table_2,$FB7308,FW$3)*AER_CECV!Y6942","v":5250.9526356618235},{"$f":"INDEX(Table_2,$FB7308,FX$3)*AER_CECV!Z6942","v":5786.8318590634262},{"$f":"INDEX(Table_2,$FB7308,FY$3)*AER_CECV!AA6942","v":6250.1433148765691},{"$f":"INDEX(Table_2,$FB7308,FZ$3)*AER_CECV!AB6942","v":6632.1353323860931},{"$f":"INDEX(Table_2,$FB7308,GA$3)*AER_CECV!AC6942","v":7016.2233011754834},{"$f":"INDEX(Table_2,$FB7308,GB$3)*AER_CECV!AD6942","v":6935.3912797279572},{"$f":"INDEX(Table_2,$FB7308,GC$3)*AER_CECV!AE6942","v":6666.443860629377},{"$f":"INDEX(Table_2,$FB7308,GD$3)*AER_CECV!AF6942","v":6380.9164733511161},{"$f":"INDEX(Table_2,$FB7308,GE$3)*AER_CECV!AG6942","v":5752.2990967698734},{"$f":"INDEX(Table_2,$FB7308,GF$3)*AER_CECV!AH6942","v":5037.6458847927497},{"$f":"INDEX(Table_2,$FB7308,GG$3)*AER_CECV!AI6942","v":4124.6218247695169},{"$f":"INDEX(Table_2,$FB7308,GH$3)*AER_CECV!AJ6942","v":2976.0442979214558},{"$f":"INDEX(Table_2,$FB7308,GI$3)*AER_CECV!AK6942","v":2043.5937422121922},{"$f":"INDEX(Table_2,$FB7308,GJ$3)*AER_CECV!AL6942","v":937.9599774685463},{"$f":"INDEX(Table_2,$FB7308,GK$3)*AER_CECV!AM6942","v":212.03990043358496},{"$f":"INDEX(Table_2,$FB7308,GL$3)*AER_CECV!AN6942","v":104.10922277355414},{"$f":"INDEX(Table_2,$FB7308,GM$3)*AER_CECV!AO6942","v":64.921231948967758},{"$f":"INDEX(Table_2,$FB7308,GN$3)*AER_CECV!AP6942","v":32.475877489366454},{"$f":"INDEX(Table_2,$FB7308,GO$3)*AER_CECV!AQ6942","v":0},{"$f":"INDEX(Table_2,$FB7308,GP$3)*AER_CECV!AR6942","v":0},{"$f":"INDEX(Table_2,$FB7308,GQ$3)*AER_CECV!AS6942","v":0},{"$f":"INDEX(Table_2,$FB7308,GR$3)*AER_CECV!AT6942","v":0},{"$f":"INDEX(Table_2,$FB7308,GS$3)*AER_CECV!AU6942","v":0},{"$f":"INDEX(Table_2,$FB7308,GT$3)*AER_CECV!AV6942","v":0},{"$f":"INDEX(Table_2,$FB7308,GU$3)*AER_CECV!AW6942","v":0},{"$f":"INDEX(Table_2,$FB7308,GV$3)*AER_CECV!AX6942","v":0},{"$f":"INDEX(Table_2,$FB7308,GW$3)*AER_CECV!AY6942","v":0},{"$f":"INDEX(Table_2,$FB7308,GX$3)*AER_CECV!AZ6942","v":0},85985.075818873302,2043]
[null,null,null,null,null,null,null,null,null,null,null,null,null,null,null,null,null,null,null,null,null,null,null,null,null,null,null,null,null,null,null,null,null,null,null,null,null,null,null,null,null,null,null,null,null,null,null,null,null,null,null,null,null,null,null,null,null,null,null,null,null,null,null,null,null,null,null,null,null,null,null,null,null,null,null,null,null,null,null,null,null,null,null,null,null,null,null,null,null,null,null,null,null,null,null,null,null,null,null,null,null,null,null,null,null,null,null,null,null,null,null,null,null,null,null,null,null,null,null,null,null,null,null,null,null,null,null,null,null,null,null,null,null,null,null,null,null,null,null,null,null,null,null,null,null,null,null,null,null,null,null,null,null,null,null,null,null,62,{"$f":"INDEX(Table_2,$FB7365,FC$3)*AER_CECV!E6999","v":0},{"$f":"INDEX(Table_2,$FB7365,FD$3)*AER_CECV!F6999","v":0},{"$f":"INDEX(Table_2,$FB7365,FE$3)*AER_CECV!G6999","v":0},{"$f":"INDEX(Table_2,$FB7365,FF$3)*AER_CECV!H6999","v":0},{"$f":"INDEX(Table_2,$FB7365,FG$3)*AER_CECV!I6999","v":0},{"$f":"INDEX(Table_2,$FB7365,FH$3)*AER_CECV!J6999","v":0},{"$f":"INDEX(Table_2,$FB7365,FI$3)*AER_CECV!K6999","v":0},{"$f":"INDEX(Table_2,$FB7365,FJ$3)*AER_CECV!L6999","v":0},{"$f":"INDEX(Table_2,$FB7365,FK$3)*AER_CECV!M6999","v":0},{"$f":"INDEX(Table_2,$FB7365,FL$3)*AER_CECV!N6999","v":0},{"$f":"INDEX(Table_2,$FB7365,FM$3)*AER_CECV!O6999","v":0},{"$f":"INDEX(Table_2,$FB7365,FN$3)*AER_CECV!P6999","v":0},{"$f":"INDEX(Table_2,$FB7365,FO$3)*AER_CECV!Q6999","v":0},{"$f":"INDEX(Table_2,$FB7365,FP$3)*AER_CECV!R6999","v":119.42582543230442},{"$f":"INDEX(Table_2,$FB7365,FQ$3)*AER_CECV!S6999","v":350.54905525688031},{"$f":"INDEX(Table_2,$FB7365,FR$3)*AER_CECV!T6999","v":454.8034198561092},{"$f":"INDEX(Table_2,$FB7365,FS$3)*AER_CECV!U6999","v":147.44129868626061},{"$f":"INDEX(Table_2,$FB7365,FT$3)*AER_CECV!V6999","v":236.44740171547818},{"$f":"INDEX(Table_2,$FB7365,FU$3)*AER_CECV!W6999","v":431.36943124146529},{"$f":"INDEX(Table_2,$FB7365,FV$3)*AER_CECV!X6999","v":437.68413712552274},{"$f":"INDEX(Table_2,$FB7365,FW$3)*AER_CECV!Y6999","v":493.85840133259842},{"$f":"INDEX(Table_2,$FB7365,FX$3)*AER_CECV!Z6999","v":470.30703860721803},{"$f":"INDEX(Table_2,$FB7365,FY$3)*AER_CECV!AA6999","v":602.64226190621036},{"$f":"INDEX(Table_2,$FB7365,FZ$3)*AER_CECV!AB6999","v":617.85499046362861},{"$f":"INDEX(Table_2,$FB7365,GA$3)*AER_CECV!AC6999","v":781.07014488659331},{"$f":"INDEX(Table_2,$FB7365,GB$3)*AER_CECV!AD6999","v":686.28502016179584},{"$f":"INDEX(Table_2,$FB7365,GC$3)*AER_CECV!AE6999","v":626.49319813809166},{"$f":"INDEX(Table_2,$FB7365,GD$3)*AER_CECV!AF6999","v":527.37651866285762},{"$f":"INDEX(Table_2,$FB7365,GE$3)*AER_CECV!AG6999","v":509.72346892445614},{"$f":"INDEX(Table_2,$FB7365,GF$3)*AER_CECV!AH6999","v":495.68779724735936},{"$f":"INDEX(Table_2,$FB7365,GG$3)*AER_CECV!AI6999","v":410.38305433432441},{"$f":"INDEX(Table_2,$FB7365,GH$3)*AER_CECV!AJ6999","v":280.79460852697133},{"$f":"INDEX(Table_2,$FB7365,GI$3)*AER_CECV!AK6999","v":1118.0640794969188},{"$f":"INDEX(Table_2,$FB7365,GJ$3)*AER_CECV!AL6999","v":858.78590796523201},{"$f":"INDEX(Table_2,$FB7365,GK$3)*AER_CECV!AM6999","v":251.37477291932538},{"$f":"INDEX(Table_2,$FB7365,GL$3)*AER_CECV!AN6999","v":101.7369909554954},{"$f":"INDEX(Table_2,$FB7365,GM$3)*AER_CECV!AO6999","v":120.39225384921436},{"$f":"INDEX(Table_2,$FB7365,GN$3)*AER_CECV!AP6999","v":60.196994819424148},{"$f":"INDEX(Table_2,$FB7365,GO$3)*AER_CECV!AQ6999","v":0},{"$f":"INDEX(Table_2,$FB7365,GP$3)*AER_CECV!AR6999","v":0},{"$f":"INDEX(Table_2,$FB7365,GQ$3)*AER_CECV!AS6999","v":0},{"$f":"INDEX(Table_2,$FB7365,GR$3)*AER_CECV!AT6999","v":0},{"$f":"INDEX(Table_2,$FB7365,GS$3)*AER_CECV!AU6999","v":0},{"$f":"INDEX(Table_2,$FB7365,GT$3)*AER_CECV!AV6999","v":0},{"$f":"INDEX(Table_2,$FB7365,GU$3)*AER_CECV!AW6999","v":0},{"$f":"INDEX(Table_2,$FB7365,GV$3)*AER_CECV!AX6999","v":0},{"$f":"INDEX(Table_2,$FB7365,GW$3)*AER_CECV!AY6999","v":0},{"$f":"INDEX(Table_2,$FB7365,GX$3)*AER_CECV!AZ6999","v":0},11190.748072511733,2043]
[null,null,null,null,null,null,null,null,null,null,null,null,null,null,null,null,null,null,null,null,null,null,null,null,null,null,null,null,null,null,null,null,null,null,null,null,null,null,null,null,null,null,null,null,null,null,null,null,null,null,null,null,null,null,null,null,null,null,null,null,null,null,null,null,null,null,null,null,null,null,null,null,null,null,null,null,null,null,null,null,null,null,null,null,null,null,null,null,null,null,null,null,null,null,null,null,null,null,null,null,null,null,null,null,null,null,null,null,null,null,null,null,null,null,null,null,null,null,null,null,null,null,null,null,null,null,null,null,null,null,null,null,null,null,null,null,null,null,null,null,null,null,null,null,null,null,null,null,null,null,null,null,null,null,null,null,null,119,{"$f":"INDEX(Table_2,$FB7422,FC$3)*AER_CECV!E7056","v":0},{"$f":"INDEX(Table_2,$FB7422,FD$3)*AER_CECV!F7056","v":0},{"$f":"INDEX(Table_2,$FB7422,FE$3)*AER_CECV!G7056","v":0},{"$f":"INDEX(Table_2,$FB7422,FF$3)*AER_CECV!H7056","v":0},{"$f":"INDEX(Table_2,$FB7422,FG$3)*AER_CECV!I7056","v":0},{"$f":"INDEX(Table_2,$FB7422,FH$3)*AER_CECV!J7056","v":0},{"$f":"INDEX(Table_2,$FB7422,FI$3)*AER_CECV!K7056","v":0},{"$f":"INDEX(Table_2,$FB7422,FJ$3)*AER_CECV!L7056","v":0},{"$f":"INDEX(Table_2,$FB7422,FK$3)*AER_CECV!M7056","v":0},{"$f":"INDEX(Table_2,$FB7422,FL$3)*AER_CECV!N7056","v":0},{"$f":"INDEX(Table_2,$FB7422,FM$3)*AER_CECV!O7056","v":0},{"$f":"INDEX(Table_2,$FB7422,FN$3)*AER_CECV!P7056","v":203.30935241753207},{"$f":"INDEX(Table_2,$FB7422,FO$3)*AER_CECV!Q7056","v":536.45581913328294},{"$f":"INDEX(Table_2,$FB7422,FP$3)*AER_CECV!R7056","v":1269.4712806047644},{"$f":"INDEX(Table_2,$FB7422,FQ$3)*AER_CECV!S7056","v":1974.5189730499103},{"$f":"INDEX(Table_2,$FB7422,FR$3)*AER_CECV!T7056","v":0},{"$f":"INDEX(Table_2,$FB7422,FS$3)*AER_CECV!U7056","v":0},{"$f":"INDEX(Table_2,$FB7422,FT$3)*AER_CECV!V7056","v":0},{"$f":"INDEX(Table_2,$FB7422,FU$3)*AER_CECV!W7056","v":0},{"$f":"INDEX(Table_2,$FB7422,FV$3)*AER_CECV!X7056","v":0},{"$f":"INDEX(Table_2,$FB7422,FW$3)*AER_CECV!Y7056","v":0},{"$f":"INDEX(Table_2,$FB7422,FX$3)*AER_CECV!Z7056","v":0},{"$f":"INDEX(Table_2,$FB7422,FY$3)*AER_CECV!AA7056","v":0},{"$f":"INDEX(Table_2,$FB7422,FZ$3)*AER_CECV!AB7056","v":0},{"$f":"INDEX(Table_2,$FB7422,GA$3)*AER_CECV!AC7056","v":0},{"$f":"INDEX(Table_2,$FB7422,GB$3)*AER_CECV!AD7056","v":0},{"$f":"INDEX(Table_2,$FB7422,GC$3)*AER_CECV!AE7056","v":0},{"$f":"INDEX(Table_2,$FB7422,GD$3)*AER_CECV!AF7056","v":0},{"$f":"INDEX(Table_2,$FB7422,GE$3)*AER_CECV!AG7056","v":0},{"$f":"INDEX(Table_2,$FB7422,GF$3)*AER_CECV!AH7056","v":0},{"$f":"INDEX(Table_2,$FB7422,GG$3)*AER_CECV!AI7056","v":0},{"$f":"INDEX(Table_2,$FB7422,GH$3)*AER_CECV!AJ7056","v":0},{"$f":"INDEX(Table_2,$FB7422,GI$3)*AER_CECV!AK7056","v":2416.5668370070784},{"$f":"INDEX(Table_2,$FB7422,GJ$3)*AER_CECV!AL7056","v":1376.0429178045401},{"$f":"INDEX(Table_2,$FB7422,GK$3)*AER_CECV!AM7056","v":883.93885338847099},{"$f":"INDEX(Table_2,$FB7422,GL$3)*AER_CECV!AN7056","v":234.05907874993781},{"$f":"INDEX(Table_2,$FB7422,GM$3)*AER_CECV!AO7056","v":80.486714946420335},{"$f":"INDEX(Table_2,$FB7422,GN$3)*AER_CECV!AP7056","v":87.219442425064756},{"$f":"INDEX(Table_2,$FB7422,GO$3)*AER_CECV!AQ7056","v":0},{"$f":"INDEX(Table_2,$FB7422,GP$3)*AER_CECV!AR7056","v":0},{"$f":"INDEX(Table_2,$FB7422,GQ$3)*AER_CECV!AS7056","v":0},{"$f":"INDEX(Table_2,$FB7422,GR$3)*AER_CECV!AT7056","v":0},{"$f":"INDEX(Table_2,$FB7422,GS$3)*AER_CECV!AU7056","v":0},{"$f":"INDEX(Table_2,$FB7422,GT$3)*AER_CECV!AV7056","v":0},{"$f":"INDEX(Table_2,$FB7422,GU$3)*AER_CECV!AW7056","v":0},{"$f":"INDEX(Table_2,$FB7422,GV$3)*AER_CECV!AX7056","v":0},{"$f":"INDEX(Table_2,$FB7422,GW$3)*AER_CECV!AY7056","v":0},{"$f":"INDEX(Table_2,$FB7422,GX$3)*AER_CECV!AZ7056","v":0},9062.0692695270027,2043]
[null,null,null,null,null,null,null,null,null,null,null,null,null,null,null,null,null,null,null,null,null,null,null,null,null,null,null,null,null,null,null,null,null,null,null,null,null,null,null,null,null,null,null,null,null,null,null,null,null,null,null,null,null,null,null,null,null,null,null,null,null,null,null,null,null,null,null,null,null,null,null,null,null,null,null,null,null,null,null,null,null,null,null,null,null,null,null,null,null,null,null,null,null,null,null,null,null,null,null,null,null,null,null,null,null,null,null,null,null,null,null,null,null,null,null,null,null,null,null,null,null,null,null,null,null,null,null,null,null,null,null,null,null,null,null,null,null,null,null,null,null,null,null,null,null,null,null,null,null,null,null,null,null,null,null,null,null,180,{"$f":"INDEX(Table_2,$FB7483,FC$3)*AER_CECV!E7117","v":0},{"$f":"INDEX(Table_2,$FB7483,FD$3)*AER_CECV!F7117","v":0},{"$f":"INDEX(Table_2,$FB7483,FE$3)*AER_CECV!G7117","v":0},{"$f":"INDEX(Table_2,$FB7483,FF$3)*AER_CECV!H7117","v":0},{"$f":"INDEX(Table_2,$FB7483,FG$3)*AER_CECV!I7117","v":0},{"$f":"INDEX(Table_2,$FB7483,FH$3)*AER_CECV!J7117","v":0},{"$f":"INDEX(Table_2,$FB7483,FI$3)*AER_CECV!K7117","v":0},{"$f":"INDEX(Table_2,$FB7483,FJ$3)*AER_CECV!L7117","v":0},{"$f":"INDEX(Table_2,$FB7483,FK$3)*AER_CECV!M7117","v":0},{"$f":"INDEX(Table_2,$FB7483,FL$3)*AER_CECV!N7117","v":0},{"$f":"INDEX(Table_2,$FB7483,FM$3)*AER_CECV!O7117","v":0},{"$f":"INDEX(Table_2,$FB7483,FN$3)*AER_CECV!P7117","v":31.242686532215121},{"$f":"INDEX(Table_2,$FB7483,FO$3)*AER_CECV!Q7117","v":0},{"$f":"INDEX(Table_2,$FB7483,FP$3)*AER_CECV!R7117","v":0},{"$f":"INDEX(Table_2,$FB7483,FQ$3)*AER_CECV!S7117","v":0},{"$f":"INDEX(Table_2,$FB7483,FR$3)*AER_CECV!T7117","v":0},{"$f":"INDEX(Table_2,$FB7483,FS$3)*AER_CECV!U7117","v":0},{"$f":"INDEX(Table_2,$FB7483,FT$3)*AER_CECV!V7117","v":0},{"$f":"INDEX(Table_2,$FB7483,FU$3)*AER_CECV!W7117","v":0},{"$f":"INDEX(Table_2,$FB7483,FV$3)*AER_CECV!X7117","v":0},{"$f":"INDEX(Table_2,$FB7483,FW$3)*AER_CECV!Y7117","v":0},{"$f":"INDEX(Table_2,$FB7483,FX$3)*AER_CECV!Z7117","v":0},{"$f":"INDEX(Table_2,$FB7483,FY$3)*AER_CECV!AA7117","v":0},{"$f":"INDEX(Table_2,$FB7483,FZ$3)*AER_CECV!AB7117","v":0},{"$f":"INDEX(Table_2,$FB7483,GA$3)*AER_CECV!AC7117","v":0},{"$f":"INDEX(Table_2,$FB7483,GB$3)*AER_CECV!AD7117","v":0},{"$f":"INDEX(Table_2,$FB7483,GC$3)*AER_CECV!AE7117","v":0},{"$f":"INDEX(Table_2,$FB7483,GD$3)*AER_CECV!AF7117","v":0},{"$f":"INDEX(Table_2,$FB7483,GE$3)*AER_CECV!AG7117","v":0},{"$f":"INDEX(Table_2,$FB7483,GF$3)*AER_CECV!AH7117","v":0},{"$f":"INDEX(Table_2,$FB7483,GG$3)*AER_CECV!AI7117","v":0},{"$f":"INDEX(Table_2,$FB7483,GH$3)*AER_CECV!AJ7117","v":0},{"$f":"INDEX(Table_2,$FB7483,GI$3)*AER_CECV!AK7117","v":0},{"$f":"INDEX(Table_2,$FB7483,GJ$3)*AER_CECV!AL7117","v":0},{"$f":"INDEX(Table_2,$FB7483,GK$3)*AER_CECV!AM7117","v":0},{"$f":"INDEX(Table_2,$FB7483,GL$3)*AER_CECV!AN7117","v":172.17345628190066},{"$f":"INDEX(Table_2,$FB7483,GM$3)*AER_CECV!AO7117","v":78.327508292234015},{"$f":"INDEX(Table_2,$FB7483,GN$3)*AER_CECV!AP7117","v":27.955251931778271},{"$f":"INDEX(Table_2,$FB7483,GO$3)*AER_CECV!AQ7117","v":7.0544732320997579},{"$f":"INDEX(Table_2,$FB7483,GP$3)*AER_CECV!AR7117","v":0},{"$f":"INDEX(Table_2,$FB7483,GQ$3)*AER_CECV!AS7117","v":0},{"$f":"INDEX(Table_2,$FB7483,GR$3)*AER_CECV!AT7117","v":0},{"$f":"INDEX(Table_2,$FB7483,GS$3)*AER_CECV!AU7117","v":0},{"$f":"INDEX(Table_2,$FB7483,GT$3)*AER_CECV!AV7117","v":0},{"$f":"INDEX(Table_2,$FB7483,GU$3)*AER_CECV!AW7117","v":0},{"$f":"INDEX(Table_2,$FB7483,GV$3)*AER_CECV!AX7117","v":0},{"$f":"INDEX(Table_2,$FB7483,GW$3)*AER_CECV!AY7117","v":0},{"$f":"INDEX(Table_2,$FB7483,GX$3)*AER_CECV!AZ7117","v":0},316.75337627022782,2043]
[null,null,null,null,null,null,null,null,null,null,null,null,null,null,null,null,null,null,null,null,null,null,null,null,null,null,null,null,null,null,null,null,null,null,null,null,null,null,null,null,null,null,null,null,null,null,null,null,null,null,null,null,null,null,null,null,null,null,null,null,null,null,null,null,null,null,null,null,null,null,null,null,null,null,null,null,null,null,null,null,null,null,null,null,null,null,null,null,null,null,null,null,null,null,null,null,null,null,null,null,null,null,null,null,null,null,null,null,null,null,null,null,null,null,null,null,null,null,null,null,null,null,null,null,null,null,null,null,null,null,null,null,null,null,null,null,null,null,null,null,null,null,null,null,null,null,null,null,null,null,null,null,null,null,null,null,null,237,{"$f":"INDEX(Table_2,$FB7540,FC$3)*AER_CECV!E7174","v":0},{"$f":"INDEX(Table_2,$FB7540,FD$3)*AER_CECV!F7174","v":0},{"$f":"INDEX(Table_2,$FB7540,FE$3)*AER_CECV!G7174","v":0},{"$f":"INDEX(Table_2,$FB7540,FF$3)*AER_CECV!H7174","v":0},{"$f":"INDEX(Table_2,$FB7540,FG$3)*AER_CECV!I7174","v":0},{"$f":"INDEX(Table_2,$FB7540,FH$3)*AER_CECV!J7174","v":0},{"$f":"INDEX(Table_2,$FB7540,FI$3)*AER_CECV!K7174","v":0},{"$f":"INDEX(Table_2,$FB7540,FJ$3)*AER_CECV!L7174","v":0},{"$f":"INDEX(Table_2,$FB7540,FK$3)*AER_CECV!M7174","v":0},{"$f":"INDEX(Table_2,$FB7540,FL$3)*AER_CECV!N7174","v":0},{"$f":"INDEX(Table_2,$FB7540,FM$3)*AER_CECV!O7174","v":0},{"$f":"INDEX(Table_2,$FB7540,FN$3)*AER_CECV!P7174","v":19.540181927095308},{"$f":"INDEX(Table_2,$FB7540,FO$3)*AER_CECV!Q7174","v":47.209581821734858},{"$f":"INDEX(Table_2,$FB7540,FP$3)*AER_CECV!R7174","v":437.04658650349921},{"$f":"INDEX(Table_2,$FB7540,FQ$3)*AER_CECV!S7174","v":594.77644440980816},{"$f":"INDEX(Table_2,$FB7540,FR$3)*AER_CECV!T7174","v":0},{"$f":"INDEX(Table_2,$FB7540,FS$3)*AER_CECV!U7174","v":0},{"$f":"INDEX(Table_2,$FB7540,FT$3)*AER_CECV!V7174","v":0},{"$f":"INDEX(Table_2,$FB7540,FU$3)*AER_CECV!W7174","v":0},{"$f":"INDEX(Table_2,$FB7540,FV$3)*AER_CECV!X7174","v":0},{"$f":"INDEX(Table_2,$FB7540,FW$3)*AER_CECV!Y7174","v":0},{"$f":"INDEX(Table_2,$FB7540,FX$3)*AER_CECV!Z7174","v":0},{"$f":"INDEX(Table_2,$FB7540,FY$3)*AER_CECV!AA7174","v":0},{"$f":"INDEX(Table_2,$FB7540,FZ$3)*AER_CECV!AB7174","v":0},{"$f":"INDEX(Table_2,$FB7540,GA$3)*AER_CECV!AC7174","v":0},{"$f":"INDEX(Table_2,$FB7540,GB$3)*AER_CECV!AD7174","v":0},{"$f":"INDEX(Table_2,$FB7540,GC$3)*AER_CECV!AE7174","v":0},{"$f":"INDEX(Table_2,$FB7540,GD$3)*AER_CECV!AF7174","v":0},{"$f":"INDEX(Table_2,$FB7540,GE$3)*AER_CECV!AG7174","v":0},{"$f":"INDEX(Table_2,$FB7540,GF$3)*AER_CECV!AH7174","v":0},{"$f":"INDEX(Table_2,$FB7540,GG$3)*AER_CECV!AI7174","v":0},{"$f":"INDEX(Table_2,$FB7540,GH$3)*AER_CECV!AJ7174","v":0},{"$f":"INDEX(Table_2,$FB7540,GI$3)*AER_CECV!AK7174","v":0},{"$f":"INDEX(Table_2,$FB7540,GJ$3)*AER_CECV!AL7174","v":1086.7754385835124},{"$f":"INDEX(Table_2,$FB7540,GK$3)*AER_CECV!AM7174","v":754.83447378663936},{"$f":"INDEX(Table_2,$FB7540,GL$3)*AER_CECV!AN7174","v":316.41192616626444},{"$f":"INDEX(Table_2,$FB7540,GM$3)*AER_CECV!AO7174","v":90.707694576816351},{"$f":"INDEX(Table_2,$FB7540,GN$3)*AER_CECV!AP7174","v":42.393136312308563},{"$f":"INDEX(Table_2,$FB7540,GO$3)*AER_CECV!AQ7174","v":7.4746711544783597},{"$f":"INDEX(Table_2,$FB7540,GP$3)*AER_CECV!AR7174","v":0},{"$f":"INDEX(Table_2,$FB7540,GQ$3)*AER_CECV!AS7174","v":0},{"$f":"INDEX(Table_2,$FB7540,GR$3)*AER_CECV!AT7174","v":0},{"$f":"INDEX(Table_2,$FB7540,GS$3)*AER_CECV!AU7174","v":0},{"$f":"INDEX(Table_2,$FB7540,GT$3)*AER_CECV!AV7174","v":0},{"$f":"INDEX(Table_2,$FB7540,GU$3)*AER_CECV!AW7174","v":0},{"$f":"INDEX(Table_2,$FB7540,GV$3)*AER_CECV!AX7174","v":0},{"$f":"INDEX(Table_2,$FB7540,GW$3)*AER_CECV!AY7174","v":0},{"$f":"INDEX(Table_2,$FB7540,GX$3)*AER_CECV!AZ7174","v":0},3397.1701352421564,2043]
[null,null,null,null,null,null,null,null,null,null,null,null,null,null,null,null,null,null,null,null,null,null,null,null,null,null,null,null,null,null,null,null,null,null,null,null,null,null,null,null,null,null,null,null,null,null,null,null,null,null,null,null,null,null,null,null,null,null,null,null,null,null,null,null,null,null,null,null,null,null,null,null,null,null,null,null,null,null,null,null,null,null,null,null,null,null,null,null,null,null,null,null,null,null,null,null,null,null,null,null,null,null,null,null,null,null,null,null,null,null,null,null,null,null,null,null,null,null,null,null,null,null,null,null,null,null,null,null,null,null,null,null,null,null,null,null,null,null,null,null,null,null,null,null,null,null,null,null,null,null,null,null,null,null,null,null,null,298,{"$f":"INDEX(Table_2,$FB7601,FC$3)*AER_CECV!E7235","v":0},{"$f":"INDEX(Table_2,$FB7601,FD$3)*AER_CECV!F7235","v":0},{"$f":"INDEX(Table_2,$FB7601,FE$3)*AER_CECV!G7235","v":0},{"$f":"INDEX(Table_2,$FB7601,FF$3)*AER_CECV!H7235","v":0},{"$f":"INDEX(Table_2,$FB7601,FG$3)*AER_CECV!I7235","v":0},{"$f":"INDEX(Table_2,$FB7601,FH$3)*AER_CECV!J7235","v":0},{"$f":"INDEX(Table_2,$FB7601,FI$3)*AER_CECV!K7235","v":0},{"$f":"INDEX(Table_2,$FB7601,FJ$3)*AER_CECV!L7235","v":0},{"$f":"INDEX(Table_2,$FB7601,FK$3)*AER_CECV!M7235","v":0},{"$f":"INDEX(Table_2,$FB7601,FL$3)*AER_CECV!N7235","v":0},{"$f":"INDEX(Table_2,$FB7601,FM$3)*AER_CECV!O7235","v":0},{"$f":"INDEX(Table_2,$FB7601,FN$3)*AER_CECV!P7235","v":0.7122220255698799},{"$f":"INDEX(Table_2,$FB7601,FO$3)*AER_CECV!Q7235","v":0.35487773346410045},{"$f":"INDEX(Table_2,$FB7601,FP$3)*AER_CECV!R7235","v":86.948720797809258},{"$f":"INDEX(Table_2,$FB7601,FQ$3)*AER_CECV!S7235","v":145.86138676850473},{"$f":"INDEX(Table_2,$FB7601,FR$3)*AER_CECV!T7235","v":260.93374691345724},{"$f":"INDEX(Table_2,$FB7601,FS$3)*AER_CECV!U7235","v":0},{"$f":"INDEX(Table_2,$FB7601,FT$3)*AER_CECV!V7235","v":0},{"$f":"INDEX(Table_2,$FB7601,FU$3)*AER_CECV!W7235","v":0},{"$f":"INDEX(Table_2,$FB7601,FV$3)*AER_CECV!X7235","v":0},{"$f":"INDEX(Table_2,$FB7601,FW$3)*AER_CECV!Y7235","v":0},{"$f":"INDEX(Table_2,$FB7601,FX$3)*AER_CECV!Z7235","v":0},{"$f":"INDEX(Table_2,$FB7601,FY$3)*AER_CECV!AA7235","v":0},{"$f":"INDEX(Table_2,$FB7601,FZ$3)*AER_CECV!AB7235","v":0},{"$f":"INDEX(Table_2,$FB7601,GA$3)*AER_CECV!AC7235","v":740.50731426430957},{"$f":"INDEX(Table_2,$FB7601,GB$3)*AER_CECV!AD7235","v":786.40353949945791},{"$f":"INDEX(Table_2,$FB7601,GC$3)*AER_CECV!AE7235","v":695.79217449532337},{"$f":"INDEX(Table_2,$FB7601,GD$3)*AER_CECV!AF7235","v":583.42011703617732},{"$f":"INDEX(Table_2,$FB7601,GE$3)*AER_CECV!AG7235","v":798.72146038114033},{"$f":"INDEX(Table_2,$FB7601,GF$3)*AER_CECV!AH7235","v":826.99614708438446},{"$f":"INDEX(Table_2,$FB7601,GG$3)*AER_CECV!AI7235","v":1091.2990643057826},{"$f":"INDEX(Table_2,$FB7601,GH$3)*AER_CECV!AJ7235","v":731.9392088962552},{"$f":"INDEX(Table_2,$FB7601,GI$3)*AER_CECV!AK7235","v":449.7538433057241},{"$f":"INDEX(Table_2,$FB7601,GJ$3)*AER_CECV!AL7235","v":236.99596114978846},{"$f":"INDEX(Table_2,$FB7601,GK$3)*AER_CECV!AM7235","v":52.081984154608428},{"$f":"INDEX(Table_2,$FB7601,GL$3)*AER_CECV!AN7235","v":30.745696231381878},{"$f":"INDEX(Table_2,$FB7601,GM$3)*AER_CECV!AO7235","v":26.118891501005965},{"$f":"INDEX(Table_2,$FB7601,GN$3)*AER_CECV!AP7235","v":13.223836764377083},{"$f":"INDEX(Table_2,$FB7601,GO$3)*AER_CECV!AQ7235","v":0},{"$f":"INDEX(Table_2,$FB7601,GP$3)*AER_CECV!AR7235","v":0},{"$f":"INDEX(Table_2,$FB7601,GQ$3)*AER_CECV!AS7235","v":0},{"$f":"INDEX(Table_2,$FB7601,GR$3)*AER_CECV!AT7235","v":0},{"$f":"INDEX(Table_2,$FB7601,GS$3)*AER_CECV!AU7235","v":0},{"$f":"INDEX(Table_2,$FB7601,GT$3)*AER_CECV!AV7235","v":0},{"$f":"INDEX(Table_2,$FB7601,GU$3)*AER_CECV!AW7235","v":0},{"$f":"INDEX(Table_2,$FB7601,GV$3)*AER_CECV!AX7235","v":0},{"$f":"INDEX(Table_2,$FB7601,GW$3)*AER_CECV!AY7235","v":0},{"$f":"INDEX(Table_2,$FB7601,GX$3)*AER_CECV!AZ7235","v":0},7558.8101933085227,2043]
[null,null,null,null,null,null,null,null,null,null,null,null,null,null,null,null,null,null,null,null,null,null,null,null,null,null,null,null,null,null,null,null,null,null,null,null,null,null,null,null,null,null,null,null,null,null,null,null,null,null,null,null,null,null,null,null,null,null,null,null,null,null,null,null,null,null,null,null,null,null,null,null,null,null,null,null,null,null,null,null,null,null,null,null,null,null,null,null,null,null,null,null,null,null,null,null,null,null,null,null,null,null,null,null,null,null,null,null,null,null,null,null,null,null,null,null,null,null,null,null,null,null,null,null,null,null,null,null,null,null,null,null,null,null,null,null,null,null,null,null,null,null,null,null,null,null,null,null,null,null,null,null,null,null,null,null,null,355,{"$f":"INDEX(Table_2,$FB7658,FC$3)*AER_CECV!E7292","v":0},{"$f":"INDEX(Table_2,$FB7658,FD$3)*AER_CECV!F7292","v":0},{"$f":"INDEX(Table_2,$FB7658,FE$3)*AER_CECV!G7292","v":0},{"$f":"INDEX(Table_2,$FB7658,FF$3)*AER_CECV!H7292","v":0},{"$f":"INDEX(Table_2,$FB7658,FG$3)*AER_CECV!I7292","v":0},{"$f":"INDEX(Table_2,$FB7658,FH$3)*AER_CECV!J7292","v":0},{"$f":"INDEX(Table_2,$FB7658,FI$3)*AER_CECV!K7292","v":0},{"$f":"INDEX(Table_2,$FB7658,FJ$3)*AER_CECV!L7292","v":0},{"$f":"INDEX(Table_2,$FB7658,FK$3)*AER_CECV!M7292","v":0},{"$f":"INDEX(Table_2,$FB7658,FL$3)*AER_CECV!N7292","v":0},{"$f":"INDEX(Table_2,$FB7658,FM$3)*AER_CECV!O7292","v":0},{"$f":"INDEX(Table_2,$FB7658,FN$3)*AER_CECV!P7292","v":0},{"$f":"INDEX(Table_2,$FB7658,FO$3)*AER_CECV!Q7292","v":0},{"$f":"INDEX(Table_2,$FB7658,FP$3)*AER_CECV!R7292","v":69.668130200902013},{"$f":"INDEX(Table_2,$FB7658,FQ$3)*AER_CECV!S7292","v":116.54635939138724},{"$f":"INDEX(Table_2,$FB7658,FR$3)*AER_CECV!T7292","v":822.49686161808938},{"$f":"INDEX(Table_2,$FB7658,FS$3)*AER_CECV!U7292","v":1567.9667680393457},{"$f":"INDEX(Table_2,$FB7658,FT$3)*AER_CECV!V7292","v":2248.6449382060591},{"$f":"INDEX(Table_2,$FB7658,FU$3)*AER_CECV!W7292","v":2391.4857255583852},{"$f":"INDEX(Table_2,$FB7658,FV$3)*AER_CECV!X7292","v":3258.997297827394},{"$f":"INDEX(Table_2,$FB7658,FW$3)*AER_CECV!Y7292","v":4050.9048304659664},{"$f":"INDEX(Table_2,$FB7658,FX$3)*AER_CECV!Z7292","v":4556.2934040102273},{"$f":"INDEX(Table_2,$FB7658,FY$3)*AER_CECV!AA7292","v":4135.5389953084596},{"$f":"INDEX(Table_2,$FB7658,FZ$3)*AER_CECV!AB7292","v":4410.6217464749825},{"$f":"INDEX(Table_2,$FB7658,GA$3)*AER_CECV!AC7292","v":4861.5958991632087},{"$f":"INDEX(Table_2,$FB7658,GB$3)*AER_CECV!AD7292","v":5062.1574740445012},{"$f":"INDEX(Table_2,$FB7658,GC$3)*AER_CECV!AE7292","v":4734.0634878262908},{"$f":"INDEX(Table_2,$FB7658,GD$3)*AER_CECV!AF7292","v":4299.6953749948161},{"$f":"INDEX(Table_2,$FB7658,GE$3)*AER_CECV!AG7292","v":3547.8398523636947},{"$f":"INDEX(Table_2,$FB7658,GF$3)*AER_CECV!AH7292","v":2992.5022134452511},{"$f":"INDEX(Table_2,$FB7658,GG$3)*AER_CECV!AI7292","v":2411.1556053162062},{"$f":"INDEX(Table_2,$FB7658,GH$3)*AER_CECV!AJ7292","v":2698.0559778823736},{"$f":"INDEX(Table_2,$FB7658,GI$3)*AER_CECV!AK7292","v":1677.6138138868832},{"$f":"INDEX(Table_2,$FB7658,GJ$3)*AER_CECV!AL7292","v":761.21855069608034},{"$f":"INDEX(Table_2,$FB7658,GK$3)*AER_CECV!AM7292","v":181.0452791176771},{"$f":"INDEX(Table_2,$FB7658,GL$3)*AER_CECV!AN7292","v":119.70518694935299},{"$f":"INDEX(Table_2,$FB7658,GM$3)*AER_CECV!AO7292","v":132.19017613205091},{"$f":"INDEX(Table_2,$FB7658,GN$3)*AER_CECV!AP7292","v":66.095088066025454},{"$f":"INDEX(Table_2,$FB7658,GO$3)*AER_CECV!AQ7292","v":0},{"$f":"INDEX(Table_2,$FB7658,GP$3)*AER_CECV!AR7292","v":0},{"$f":"INDEX(Table_2,$FB7658,GQ$3)*AER_CECV!AS7292","v":0},{"$f":"INDEX(Table_2,$FB7658,GR$3)*AER_CECV!AT7292","v":0},{"$f":"INDEX(Table_2,$FB7658,GS$3)*AER_CECV!AU7292","v":0},{"$f":"INDEX(Table_2,$FB7658,GT$3)*AER_CECV!AV7292","v":0},{"$f":"INDEX(Table_2,$FB7658,GU$3)*AER_CECV!AW7292","v":0},{"$f":"INDEX(Table_2,$FB7658,GV$3)*AER_CECV!AX7292","v":0},{"$f":"INDEX(Table_2,$FB7658,GW$3)*AER_CECV!AY7292","v":0},{"$f":"INDEX(Table_2,$FB7658,GX$3)*AER_CECV!AZ7292","v":0},61174.099036985608,2043]
[null,null,null,null,null,null,null,null,null,null,null,null,null,null,null,null,null,null,null,null,null,null,null,null,null,null,null,null,null,null,null,null,null,null,null,null,null,null,null,null,null,null,null,null,null,null,null,null,null,null,null,null,null,null,null,null,null,null,null,null,null,null,null,null,null,null,null,null,null,null,null,null,null,null,null,null,null,null,null,null,null,null,null,null,null,null,null,null,null,null,null,null,null,null,null,null,null,null,null,null,null,null,null,null,null,null,null,null,null,null,null,null,null,null,null,null,null,null,null,null,null,null,null,null,null,null,null,null,null,null,null,null,null,null,null,null,null,null,null,null,null,null,null,null,null,null,null,null,null,null,null,null,null,null,null,null,null,47,{"$f":"INDEX(Table_2,$FB7715,FC$3)*AER_CECV!E7349","v":0},{"$f":"INDEX(Table_2,$FB7715,FD$3)*AER_CECV!F7349","v":0},{"$f":"INDEX(Table_2,$FB7715,FE$3)*AER_CECV!G7349","v":0},{"$f":"INDEX(Table_2,$FB7715,FF$3)*AER_CECV!H7349","v":0},{"$f":"INDEX(Table_2,$FB7715,FG$3)*AER_CECV!I7349","v":0},{"$f":"INDEX(Table_2,$FB7715,FH$3)*AER_CECV!J7349","v":0},{"$f":"INDEX(Table_2,$FB7715,FI$3)*AER_CECV!K7349","v":0},{"$f":"INDEX(Table_2,$FB7715,FJ$3)*AER_CECV!L7349","v":0},{"$f":"INDEX(Table_2,$FB7715,FK$3)*AER_CECV!M7349","v":0},{"$f":"INDEX(Table_2,$FB7715,FL$3)*AER_CECV!N7349","v":0},{"$f":"INDEX(Table_2,$FB7715,FM$3)*AER_CECV!O7349","v":0},{"$f":"INDEX(Table_2,$FB7715,FN$3)*AER_CECV!P7349","v":0},{"$f":"INDEX(Table_2,$FB7715,FO$3)*AER_CECV!Q7349","v":0},{"$f":"INDEX(Table_2,$FB7715,FP$3)*AER_CECV!R7349","v":167.41629414938575},{"$f":"INDEX(Table_2,$FB7715,FQ$3)*AER_CECV!S7349","v":468.65991680167826},{"$f":"INDEX(Table_2,$FB7715,FR$3)*AER_CECV!T7349","v":872.17728081811447},{"$f":"INDEX(Table_2,$FB7715,FS$3)*AER_CECV!U7349","v":0},{"$f":"INDEX(Table_2,$FB7715,FT$3)*AER_CECV!V7349","v":0},{"$f":"INDEX(Table_2,$FB7715,FU$3)*AER_CECV!W7349","v":0},{"$f":"INDEX(Table_2,$FB7715,FV$3)*AER_CECV!X7349","v":0},{"$f":"INDEX(Table_2,$FB7715,FW$3)*AER_CECV!Y7349","v":0},{"$f":"INDEX(Table_2,$FB7715,FX$3)*AER_CECV!Z7349","v":0},{"$f":"INDEX(Table_2,$FB7715,FY$3)*AER_CECV!AA7349","v":0},{"$f":"INDEX(Table_2,$FB7715,FZ$3)*AER_CECV!AB7349","v":0},{"$f":"INDEX(Table_2,$FB7715,GA$3)*AER_CECV!AC7349","v":0},{"$f":"INDEX(Table_2,$FB7715,GB$3)*AER_CECV!AD7349","v":0},{"$f":"INDEX(Table_2,$FB7715,GC$3)*AER_CECV!AE7349","v":0},{"$f":"INDEX(Table_2,$FB7715,GD$3)*AER_CECV!AF7349","v":0},{"$f":"INDEX(Table_2,$FB7715,GE$3)*AER_CECV!AG7349","v":0},{"$f":"INDEX(Table_2,$FB7715,GF$3)*AER_CECV!AH7349","v":0},{"$f":"INDEX(Table_2,$FB7715,GG$3)*AER_CECV!AI7349","v":0},{"$f":"INDEX(Table_2,$FB7715,GH$3)*AER_CECV!AJ7349","v":0},{"$f":"INDEX(Table_2,$FB7715,GI$3)*AER_CECV!AK7349","v":939.67345618861259},{"$f":"INDEX(Table_2,$FB7715,GJ$3)*AER_CECV!AL7349","v":637.59968003225026},{"$f":"INDEX(Table_2,$FB7715,GK$3)*AER_CECV!AM7349","v":261.51456392117137},{"$f":"INDEX(Table_2,$FB7715,GL$3)*AER_CECV!AN7349","v":77.193920469850596},{"$f":"INDEX(Table_2,$FB7715,GM$3)*AER_CECV!AO7349","v":124.19156104942226},{"$f":"INDEX(Table_2,$FB7715,GN$3)*AER_CECV!AP7349","v":62.106057756649562},{"$f":"INDEX(Table_2,$FB7715,GO$3)*AER_CECV!AQ7349","v":0},{"$f":"INDEX(Table_2,$FB7715,GP$3)*AER_CECV!AR7349","v":0},{"$f":"INDEX(Table_2,$FB7715,GQ$3)*AER_CECV!AS7349","v":0},{"$f":"INDEX(Table_2,$FB7715,GR$3)*AER_CECV!AT7349","v":0},{"$f":"INDEX(Table_2,$FB7715,GS$3)*AER_CECV!AU7349","v":0},{"$f":"INDEX(Table_2,$FB7715,GT$3)*AER_CECV!AV7349","v":0},{"$f":"INDEX(Table_2,$FB7715,GU$3)*AER_CECV!AW7349","v":0},{"$f":"INDEX(Table_2,$FB7715,GV$3)*AER_CECV!AX7349","v":0},{"$f":"INDEX(Table_2,$FB7715,GW$3)*AER_CECV!AY7349","v":0},{"$f":"INDEX(Table_2,$FB7715,GX$3)*AER_CECV!AZ7349","v":0},3610.5327311871351,2044]
[null,null,null,null,null,null,null,null,null,null,null,null,null,null,null,null,null,null,null,null,null,null,null,null,null,null,null,null,null,null,null,null,null,null,null,null,null,null,null,null,null,null,null,null,null,null,null,null,null,null,null,null,null,null,null,null,null,null,null,null,null,null,null,null,null,null,null,null,null,null,null,null,null,null,null,null,null,null,null,null,null,null,null,null,null,null,null,null,null,null,null,null,null,null,null,null,null,null,null,null,null,null,null,null,null,null,null,null,null,null,null,null,null,null,null,null,null,null,null,null,null,null,null,null,null,null,null,null,null,null,null,null,null,null,null,null,null,null,null,null,null,null,null,null,null,null,null,null,null,null,null,null,null,null,null,null,null,108,{"$f":"INDEX(Table_2,$FB7776,FC$3)*AER_CECV!E7410","v":0},{"$f":"INDEX(Table_2,$FB7776,FD$3)*AER_CECV!F7410","v":0},{"$f":"INDEX(Table_2,$FB7776,FE$3)*AER_CECV!G7410","v":0},{"$f":"INDEX(Table_2,$FB7776,FF$3)*AER_CECV!H7410","v":0},{"$f":"INDEX(Table_2,$FB7776,FG$3)*AER_CECV!I7410","v":0},{"$f":"INDEX(Table_2,$FB7776,FH$3)*AER_CECV!J7410","v":0},{"$f":"INDEX(Table_2,$FB7776,FI$3)*AER_CECV!K7410","v":0},{"$f":"INDEX(Table_2,$FB7776,FJ$3)*AER_CECV!L7410","v":0},{"$f":"INDEX(Table_2,$FB7776,FK$3)*AER_CECV!M7410","v":0},{"$f":"INDEX(Table_2,$FB7776,FL$3)*AER_CECV!N7410","v":0},{"$f":"INDEX(Table_2,$FB7776,FM$3)*AER_CECV!O7410","v":0},{"$f":"INDEX(Table_2,$FB7776,FN$3)*AER_CECV!P7410","v":206.72878694086657},{"$f":"INDEX(Table_2,$FB7776,FO$3)*AER_CECV!Q7410","v":526.9937681620803},{"$f":"INDEX(Table_2,$FB7776,FP$3)*AER_CECV!R7410","v":1893.6664423471873},{"$f":"INDEX(Table_2,$FB7776,FQ$3)*AER_CECV!S7410","v":2457.3879241071472},{"$f":"INDEX(Table_2,$FB7776,FR$3)*AER_CECV!T7410","v":4107.3081579290174},{"$f":"INDEX(Table_2,$FB7776,FS$3)*AER_CECV!U7410","v":5282.2202260809945},{"$f":"INDEX(Table_2,$FB7776,FT$3)*AER_CECV!V7410","v":6449.6379788054392},{"$f":"INDEX(Table_2,$FB7776,FU$3)*AER_CECV!W7410","v":7250.5553619404445},{"$f":"INDEX(Table_2,$FB7776,FV$3)*AER_CECV!X7410","v":7854.6520510830142},{"$f":"INDEX(Table_2,$FB7776,FW$3)*AER_CECV!Y7410","v":8155.6287891345073},{"$f":"INDEX(Table_2,$FB7776,FX$3)*AER_CECV!Z7410","v":8425.0652583284445},{"$f":"INDEX(Table_2,$FB7776,FY$3)*AER_CECV!AA7410","v":8585.7315744362113},{"$f":"INDEX(Table_2,$FB7776,FZ$3)*AER_CECV!AB7410","v":8650.4231560724347},{"$f":"INDEX(Table_2,$FB7776,GA$3)*AER_CECV!AC7410","v":7954.9712059331532},{"$f":"INDEX(Table_2,$FB7776,GB$3)*AER_CECV!AD7410","v":8555.5599397968017},{"$f":"INDEX(Table_2,$FB7776,GC$3)*AER_CECV!AE7410","v":8328.0044047248448},{"$f":"INDEX(Table_2,$FB7776,GD$3)*AER_CECV!AF7410","v":7897.9761864128386},{"$f":"INDEX(Table_2,$FB7776,GE$3)*AER_CECV!AG7410","v":7196.3620681719294},{"$f":"INDEX(Table_2,$FB7776,GF$3)*AER_CECV!AH7410","v":3425.7710651048556},{"$f":"INDEX(Table_2,$FB7776,GG$3)*AER_CECV!AI7410","v":5139.1145538902474},{"$f":"INDEX(Table_2,$FB7776,GH$3)*AER_CECV!AJ7410","v":3882.7200256212864},{"$f":"INDEX(Table_2,$FB7776,GI$3)*AER_CECV!AK7410","v":2656.106026412283},{"$f":"INDEX(Table_2,$FB7776,GJ$3)*AER_CECV!AL7410","v":1544.5679631028986},{"$f":"INDEX(Table_2,$FB7776,GK$3)*AER_CECV!AM7410","v":906.04065807279062},{"$f":"INDEX(Table_2,$FB7776,GL$3)*AER_CECV!AN7410","v":221.03140956126848},{"$f":"INDEX(Table_2,$FB7776,GM$3)*AER_CECV!AO7410","v":74.050888249776833},{"$f":"INDEX(Table_2,$FB7776,GN$3)*AER_CECV!AP7410","v":80.159654327028633},{"$f":"INDEX(Table_2,$FB7776,GO$3)*AER_CECV!AQ7410","v":0},{"$f":"INDEX(Table_2,$FB7776,GP$3)*AER_CECV!AR7410","v":0},{"$f":"INDEX(Table_2,$FB7776,GQ$3)*AER_CECV!AS7410","v":0},{"$f":"INDEX(Table_2,$FB7776,GR$3)*AER_CECV!AT7410","v":0},{"$f":"INDEX(Table_2,$FB7776,GS$3)*AER_CECV!AU7410","v":0},{"$f":"INDEX(Table_2,$FB7776,GT$3)*AER_CECV!AV7410","v":0},{"$f":"INDEX(Table_2,$FB7776,GU$3)*AER_CECV!AW7410","v":0},{"$f":"INDEX(Table_2,$FB7776,GV$3)*AER_CECV!AX7410","v":0},{"$f":"INDEX(Table_2,$FB7776,GW$3)*AER_CECV!AY7410","v":0},{"$f":"INDEX(Table_2,$FB7776,GX$3)*AER_CECV!AZ7410","v":0},127708.43552474979,2044]
[null,null,null,null,null,null,null,null,null,null,null,null,null,null,null,null,null,null,null,null,null,null,null,null,null,null,null,null,null,null,null,null,null,null,null,null,null,null,null,null,null,null,null,null,null,null,null,null,null,null,null,null,null,null,null,null,null,null,null,null,null,null,null,null,null,null,null,null,null,null,null,null,null,null,null,null,null,null,null,null,null,null,null,null,null,null,null,null,null,null,null,null,null,null,null,null,null,null,null,null,null,null,null,null,null,null,null,null,null,null,null,null,null,null,null,null,null,null,null,null,null,null,null,null,null,null,null,null,null,null,null,null,null,null,null,null,null,null,null,null,null,null,null,null,null,null,null,null,null,null,null,null,null,null,null,null,null,165,{"$f":"INDEX(Table_2,$FB7833,FC$3)*AER_CECV!E7467","v":0},{"$f":"INDEX(Table_2,$FB7833,FD$3)*AER_CECV!F7467","v":0},{"$f":"INDEX(Table_2,$FB7833,FE$3)*AER_CECV!G7467","v":0},{"$f":"INDEX(Table_2,$FB7833,FF$3)*AER_CECV!H7467","v":0},{"$f":"INDEX(Table_2,$FB7833,FG$3)*AER_CECV!I7467","v":0},{"$f":"INDEX(Table_2,$FB7833,FH$3)*AER_CECV!J7467","v":0},{"$f":"INDEX(Table_2,$FB7833,FI$3)*AER_CECV!K7467","v":0},{"$f":"INDEX(Table_2,$FB7833,FJ$3)*AER_CECV!L7467","v":0},{"$f":"INDEX(Table_2,$FB7833,FK$3)*AER_CECV!M7467","v":0},{"$f":"INDEX(Table_2,$FB7833,FL$3)*AER_CECV!N7467","v":0},{"$f":"INDEX(Table_2,$FB7833,FM$3)*AER_CECV!O7467","v":0},{"$f":"INDEX(Table_2,$FB7833,FN$3)*AER_CECV!P7467","v":202.7964813291272},{"$f":"INDEX(Table_2,$FB7833,FO$3)*AER_CECV!Q7467","v":394.60194534316827},{"$f":"INDEX(Table_2,$FB7833,FP$3)*AER_CECV!R7467","v":745.31260886289419},{"$f":"INDEX(Table_2,$FB7833,FQ$3)*AER_CECV!S7467","v":0},{"$f":"INDEX(Table_2,$FB7833,FR$3)*AER_CECV!T7467","v":0},{"$f":"INDEX(Table_2,$FB7833,FS$3)*AER_CECV!U7467","v":0},{"$f":"INDEX(Table_2,$FB7833,FT$3)*AER_CECV!V7467","v":0},{"$f":"INDEX(Table_2,$FB7833,FU$3)*AER_CECV!W7467","v":0},{"$f":"INDEX(Table_2,$FB7833,FV$3)*AER_CECV!X7467","v":0},{"$f":"INDEX(Table_2,$FB7833,FW$3)*AER_CECV!Y7467","v":0},{"$f":"INDEX(Table_2,$FB7833,FX$3)*AER_CECV!Z7467","v":0},{"$f":"INDEX(Table_2,$FB7833,FY$3)*AER_CECV!AA7467","v":0},{"$f":"INDEX(Table_2,$FB7833,FZ$3)*AER_CECV!AB7467","v":0},{"$f":"INDEX(Table_2,$FB7833,GA$3)*AER_CECV!AC7467","v":0},{"$f":"INDEX(Table_2,$FB7833,GB$3)*AER_CECV!AD7467","v":0},{"$f":"INDEX(Table_2,$FB7833,GC$3)*AER_CECV!AE7467","v":0},{"$f":"INDEX(Table_2,$FB7833,GD$3)*AER_CECV!AF7467","v":0},{"$f":"INDEX(Table_2,$FB7833,GE$3)*AER_CECV!AG7467","v":0},{"$f":"INDEX(Table_2,$FB7833,GF$3)*AER_CECV!AH7467","v":0},{"$f":"INDEX(Table_2,$FB7833,GG$3)*AER_CECV!AI7467","v":2536.4770013061398},{"$f":"INDEX(Table_2,$FB7833,GH$3)*AER_CECV!AJ7467","v":2243.617634908509},{"$f":"INDEX(Table_2,$FB7833,GI$3)*AER_CECV!AK7467","v":1813.8661375410172},{"$f":"INDEX(Table_2,$FB7833,GJ$3)*AER_CECV!AL7467","v":1049.4711468390162},{"$f":"INDEX(Table_2,$FB7833,GK$3)*AER_CECV!AM7467","v":959.74097666705541},{"$f":"INDEX(Table_2,$FB7833,GL$3)*AER_CECV!AN7467","v":479.58191200935863},{"$f":"INDEX(Table_2,$FB7833,GM$3)*AER_CECV!AO7467","v":115.14275871893419},{"$f":"INDEX(Table_2,$FB7833,GN$3)*AER_CECV!AP7467","v":41.1423635272794},{"$f":"INDEX(Table_2,$FB7833,GO$3)*AER_CECV!AQ7467","v":7.8096289171523656},{"$f":"INDEX(Table_2,$FB7833,GP$3)*AER_CECV!AR7467","v":0},{"$f":"INDEX(Table_2,$FB7833,GQ$3)*AER_CECV!AS7467","v":0},{"$f":"INDEX(Table_2,$FB7833,GR$3)*AER_CECV!AT7467","v":0},{"$f":"INDEX(Table_2,$FB7833,GS$3)*AER_CECV!AU7467","v":0},{"$f":"INDEX(Table_2,$FB7833,GT$3)*AER_CECV!AV7467","v":0},{"$f":"INDEX(Table_2,$FB7833,GU$3)*AER_CECV!AW7467","v":0},{"$f":"INDEX(Table_2,$FB7833,GV$3)*AER_CECV!AX7467","v":0},{"$f":"INDEX(Table_2,$FB7833,GW$3)*AER_CECV!AY7467","v":0},{"$f":"INDEX(Table_2,$FB7833,GX$3)*AER_CECV!AZ7467","v":0},10589.56059596965,2044]
[null,null,null,null,null,null,null,null,null,null,null,null,null,null,null,null,null,null,null,null,null,null,null,null,null,null,null,null,null,null,null,null,null,null,null,null,null,null,null,null,null,null,null,null,null,null,null,null,null,null,null,null,null,null,null,null,null,null,null,null,null,null,null,null,null,null,null,null,null,null,null,null,null,null,null,null,null,null,null,null,null,null,null,null,null,null,null,null,null,null,null,null,null,null,null,null,null,null,null,null,null,null,null,null,null,null,null,null,null,null,null,null,null,null,null,null,null,null,null,null,null,null,null,null,null,null,null,null,null,null,null,null,null,null,null,null,null,null,null,null,null,null,null,null,null,null,null,null,null,null,null,null,null,null,null,null,null,222,{"$f":"INDEX(Table_2,$FB7890,FC$3)*AER_CECV!E7524","v":0},{"$f":"INDEX(Table_2,$FB7890,FD$3)*AER_CECV!F7524","v":0},{"$f":"INDEX(Table_2,$FB7890,FE$3)*AER_CECV!G7524","v":0},{"$f":"INDEX(Table_2,$FB7890,FF$3)*AER_CECV!H7524","v":0},{"$f":"INDEX(Table_2,$FB7890,FG$3)*AER_CECV!I7524","v":0},{"$f":"INDEX(Table_2,$FB7890,FH$3)*AER_CECV!J7524","v":0},{"$f":"INDEX(Table_2,$FB7890,FI$3)*AER_CECV!K7524","v":0},{"$f":"INDEX(Table_2,$FB7890,FJ$3)*AER_CECV!L7524","v":0},{"$f":"INDEX(Table_2,$FB7890,FK$3)*AER_CECV!M7524","v":0},{"$f":"INDEX(Table_2,$FB7890,FL$3)*AER_CECV!N7524","v":0},{"$f":"INDEX(Table_2,$FB7890,FM$3)*AER_CECV!O7524","v":0},{"$f":"INDEX(Table_2,$FB7890,FN$3)*AER_CECV!P7524","v":16.956394957835201},{"$f":"INDEX(Table_2,$FB7890,FO$3)*AER_CECV!Q7524","v":60.175960779428522},{"$f":"INDEX(Table_2,$FB7890,FP$3)*AER_CECV!R7524","v":259.70360761482425},{"$f":"INDEX(Table_2,$FB7890,FQ$3)*AER_CECV!S7524","v":456.8441021640084},{"$f":"INDEX(Table_2,$FB7890,FR$3)*AER_CECV!T7524","v":751.74636207806009},{"$f":"INDEX(Table_2,$FB7890,FS$3)*AER_CECV!U7524","v":0},{"$f":"INDEX(Table_2,$FB7890,FT$3)*AER_CECV!V7524","v":0},{"$f":"INDEX(Table_2,$FB7890,FU$3)*AER_CECV!W7524","v":0},{"$f":"INDEX(Table_2,$FB7890,FV$3)*AER_CECV!X7524","v":0},{"$f":"INDEX(Table_2,$FB7890,FW$3)*AER_CECV!Y7524","v":0},{"$f":"INDEX(Table_2,$FB7890,FX$3)*AER_CECV!Z7524","v":0},{"$f":"INDEX(Table_2,$FB7890,FY$3)*AER_CECV!AA7524","v":0},{"$f":"INDEX(Table_2,$FB7890,FZ$3)*AER_CECV!AB7524","v":0},{"$f":"INDEX(Table_2,$FB7890,GA$3)*AER_CECV!AC7524","v":0},{"$f":"INDEX(Table_2,$FB7890,GB$3)*AER_CECV!AD7524","v":0},{"$f":"INDEX(Table_2,$FB7890,GC$3)*AER_CECV!AE7524","v":0},{"$f":"INDEX(Table_2,$FB7890,GD$3)*AER_CECV!AF7524","v":0},{"$f":"INDEX(Table_2,$FB7890,GE$3)*AER_CECV!AG7524","v":0},{"$f":"INDEX(Table_2,$FB7890,GF$3)*AER_CECV!AH7524","v":0},{"$f":"INDEX(Table_2,$FB7890,GG$3)*AER_CECV!AI7524","v":0},{"$f":"INDEX(Table_2,$FB7890,GH$3)*AER_CECV!AJ7524","v":0},{"$f":"INDEX(Table_2,$FB7890,GI$3)*AER_CECV!AK7524","v":0},{"$f":"INDEX(Table_2,$FB7890,GJ$3)*AER_CECV!AL7524","v":671.12713710892774},{"$f":"INDEX(Table_2,$FB7890,GK$3)*AER_CECV!AM7524","v":0},{"$f":"INDEX(Table_2,$FB7890,GL$3)*AER_CECV!AN7524","v":0},{"$f":"INDEX(Table_2,$FB7890,GM$3)*AER_CECV!AO7524","v":71.353607453024495},{"$f":"INDEX(Table_2,$FB7890,GN$3)*AER_CECV!AP7524","v":30.113020340249875},{"$f":"INDEX(Table_2,$FB7890,GO$3)*AER_CECV!AQ7524","v":11.523972365069326},{"$f":"INDEX(Table_2,$FB7890,GP$3)*AER_CECV!AR7524","v":0},{"$f":"INDEX(Table_2,$FB7890,GQ$3)*AER_CECV!AS7524","v":0},{"$f":"INDEX(Table_2,$FB7890,GR$3)*AER_CECV!AT7524","v":0},{"$f":"INDEX(Table_2,$FB7890,GS$3)*AER_CECV!AU7524","v":0},{"$f":"INDEX(Table_2,$FB7890,GT$3)*AER_CECV!AV7524","v":0},{"$f":"INDEX(Table_2,$FB7890,GU$3)*AER_CECV!AW7524","v":0},{"$f":"INDEX(Table_2,$FB7890,GV$3)*AER_CECV!AX7524","v":0},{"$f":"INDEX(Table_2,$FB7890,GW$3)*AER_CECV!AY7524","v":0},{"$f":"INDEX(Table_2,$FB7890,GX$3)*AER_CECV!AZ7524","v":0},2329.5441648614278,2044]
[null,null,null,null,null,null,null,null,null,null,null,null,null,null,null,null,null,null,null,null,null,null,null,null,null,null,null,null,null,null,null,null,null,null,null,null,null,null,null,null,null,null,null,null,null,null,null,null,null,null,null,null,null,null,null,null,null,null,null,null,null,null,null,null,null,null,null,null,null,null,null,null,null,null,null,null,null,null,null,null,null,null,null,null,null,null,null,null,null,null,null,null,null,null,null,null,null,null,null,null,null,null,null,null,null,null,null,null,null,null,null,null,null,null,null,null,null,null,null,null,null,null,null,null,null,null,null,null,null,null,null,null,null,null,null,null,null,null,null,null,null,null,null,null,null,null,null,null,null,null,null,null,null,null,null,null,null,324,{"$f":"INDEX(Table_2,$FB7992,FC$3)*AER_CECV!E7626","v":0},{"$f":"INDEX(Table_2,$FB7992,FD$3)*AER_CECV!F7626","v":0},{"$f":"INDEX(Table_2,$FB7992,FE$3)*AER_CECV!G7626","v":0},{"$f":"INDEX(Table_2,$FB7992,FF$3)*AER_CECV!H7626","v":0},{"$f":"INDEX(Table_2,$FB7992,FG$3)*AER_CECV!I7626","v":0},{"$f":"INDEX(Table_2,$FB7992,FH$3)*AER_CECV!J7626","v":0},{"$f":"INDEX(Table_2,$FB7992,FI$3)*AER_CECV!K7626","v":0},{"$f":"INDEX(Table_2,$FB7992,FJ$3)*AER_CECV!L7626","v":0},{"$f":"INDEX(Table_2,$FB7992,FK$3)*AER_CECV!M7626","v":0},{"$f":"INDEX(Table_2,$FB7992,FL$3)*AER_CECV!N7626","v":0},{"$f":"INDEX(Table_2,$FB7992,FM$3)*AER_CECV!O7626","v":0},{"$f":"INDEX(Table_2,$FB7992,FN$3)*AER_CECV!P7626","v":0},{"$f":"INDEX(Table_2,$FB7992,FO$3)*AER_CECV!Q7626","v":0},{"$f":"INDEX(Table_2,$FB7992,FP$3)*AER_CECV!R7626","v":44.312370195769724},{"$f":"INDEX(Table_2,$FB7992,FQ$3)*AER_CECV!S7626","v":89.264258281905327},{"$f":"INDEX(Table_2,$FB7992,FR$3)*AER_CECV!T7626","v":236.66075050411777},{"$f":"INDEX(Table_2,$FB7992,FS$3)*AER_CECV!U7626","v":188.99781146467234},{"$f":"INDEX(Table_2,$FB7992,FT$3)*AER_CECV!V7626","v":357.90768945033358},{"$f":"INDEX(Table_2,$FB7992,FU$3)*AER_CECV!W7626","v":489.24444099432856},{"$f":"INDEX(Table_2,$FB7992,FV$3)*AER_CECV!X7626","v":681.12870498672896},{"$f":"INDEX(Table_2,$FB7992,FW$3)*AER_CECV!Y7626","v":863.52094493606785},{"$f":"INDEX(Table_2,$FB7992,FX$3)*AER_CECV!Z7626","v":839.36823338464831},{"$f":"INDEX(Table_2,$FB7992,FY$3)*AER_CECV!AA7626","v":844.89197219110986},{"$f":"INDEX(Table_2,$FB7992,FZ$3)*AER_CECV!AB7626","v":879.05516540153724},{"$f":"INDEX(Table_2,$FB7992,GA$3)*AER_CECV!AC7626","v":841.1996475187392},{"$f":"INDEX(Table_2,$FB7992,GB$3)*AER_CECV!AD7626","v":771.22021267703371},{"$f":"INDEX(Table_2,$FB7992,GC$3)*AER_CECV!AE7626","v":627.15291494853875},{"$f":"INDEX(Table_2,$FB7992,GD$3)*AER_CECV!AF7626","v":747.40823076559025},{"$f":"INDEX(Table_2,$FB7992,GE$3)*AER_CECV!AG7626","v":744.3637356863959},{"$f":"INDEX(Table_2,$FB7992,GF$3)*AER_CECV!AH7626","v":542.70940260405553},{"$f":"INDEX(Table_2,$FB7992,GG$3)*AER_CECV!AI7626","v":420.24195774635547},{"$f":"INDEX(Table_2,$FB7992,GH$3)*AER_CECV!AJ7626","v":378.6866069030948},{"$f":"INDEX(Table_2,$FB7992,GI$3)*AER_CECV!AK7626","v":283.68103810616753},{"$f":"INDEX(Table_2,$FB7992,GJ$3)*AER_CECV!AL7626","v":160.06523577623389},{"$f":"INDEX(Table_2,$FB7992,GK$3)*AER_CECV!AM7626","v":73.325819417889676},{"$f":"INDEX(Table_2,$FB7992,GL$3)*AER_CECV!AN7626","v":72.508968874629176},{"$f":"INDEX(Table_2,$FB7992,GM$3)*AER_CECV!AO7626","v":46.850045910115576},{"$f":"INDEX(Table_2,$FB7992,GN$3)*AER_CECV!AP7626","v":23.425022955057788},{"$f":"INDEX(Table_2,$FB7992,GO$3)*AER_CECV!AQ7626","v":0},{"$f":"INDEX(Table_2,$FB7992,GP$3)*AER_CECV!AR7626","v":0},{"$f":"INDEX(Table_2,$FB7992,GQ$3)*AER_CECV!AS7626","v":0},{"$f":"INDEX(Table_2,$FB7992,GR$3)*AER_CECV!AT7626","v":0},{"$f":"INDEX(Table_2,$FB7992,GS$3)*AER_CECV!AU7626","v":0},{"$f":"INDEX(Table_2,$FB7992,GT$3)*AER_CECV!AV7626","v":0},{"$f":"INDEX(Table_2,$FB7992,GU$3)*AER_CECV!AW7626","v":0},{"$f":"INDEX(Table_2,$FB7992,GV$3)*AER_CECV!AX7626","v":0},{"$f":"INDEX(Table_2,$FB7992,GW$3)*AER_CECV!AY7626","v":0},{"$f":"INDEX(Table_2,$FB7992,GX$3)*AER_CECV!AZ7626","v":0},11247.191181681115,2044]
[null,null,null,null,null,null,null,null,null,null,null,null,null,null,null,null,null,null,null,null,null,null,null,null,null,null,null,null,null,null,null,null,null,null,null,null,null,null,null,null,null,null,null,null,null,null,null,null,null,null,null,null,null,null,null,null,null,null,null,null,null,null,null,null,null,null,null,null,null,null,null,null,null,null,null,null,null,null,null,null,null,null,null,null,null,null,null,null,null,null,null,null,null,null,null,null,null,null,null,null,null,null,null,null,null,null,null,null,null,null,null,null,null,null,null,null,null,null,null,null,null,null,null,null,null,null,null,null,null,null,null,null,null,null,null,null,null,null,null,null,null,null,null,null,null,null,null,null,null,null,null,null,null,null,null,null,null,335,{"$f":"INDEX(Table_2,$FB8003,FC$3)*AER_CECV!E7637","v":0},{"$f":"INDEX(Table_2,$FB8003,FD$3)*AER_CECV!F7637","v":0},{"$f":"INDEX(Table_2,$FB8003,FE$3)*AER_CECV!G7637","v":0},{"$f":"INDEX(Table_2,$FB8003,FF$3)*AER_CECV!H7637","v":0},{"$f":"INDEX(Table_2,$FB8003,FG$3)*AER_CECV!I7637","v":0},{"$f":"INDEX(Table_2,$FB8003,FH$3)*AER_CECV!J7637","v":0},{"$f":"INDEX(Table_2,$FB8003,FI$3)*AER_CECV!K7637","v":0},{"$f":"INDEX(Table_2,$FB8003,FJ$3)*AER_CECV!L7637","v":0},{"$f":"INDEX(Table_2,$FB8003,FK$3)*AER_CECV!M7637","v":0},{"$f":"INDEX(Table_2,$FB8003,FL$3)*AER_CECV!N7637","v":0},{"$f":"INDEX(Table_2,$FB8003,FM$3)*AER_CECV!O7637","v":0},{"$f":"INDEX(Table_2,$FB8003,FN$3)*AER_CECV!P7637","v":0},{"$f":"INDEX(Table_2,$FB8003,FO$3)*AER_CECV!Q7637","v":0},{"$f":"INDEX(Table_2,$FB8003,FP$3)*AER_CECV!R7637","v":49.766441140896241},{"$f":"INDEX(Table_2,$FB8003,FQ$3)*AER_CECV!S7637","v":200.51450083455703},{"$f":"INDEX(Table_2,$FB8003,FR$3)*AER_CECV!T7637","v":969.13443580851072},{"$f":"INDEX(Table_2,$FB8003,FS$3)*AER_CECV!U7637","v":143.05588841927533},{"$f":"INDEX(Table_2,$FB8003,FT$3)*AER_CECV!V7637","v":258.86673728973392},{"$f":"INDEX(Table_2,$FB8003,FU$3)*AER_CECV!W7637","v":387.52856532924574},{"$f":"INDEX(Table_2,$FB8003,FV$3)*AER_CECV!X7637","v":464.60386250926541},{"$f":"INDEX(Table_2,$FB8003,FW$3)*AER_CECV!Y7637","v":537.19139419233829},{"$f":"INDEX(Table_2,$FB8003,FX$3)*AER_CECV!Z7637","v":591.74190606977106},{"$f":"INDEX(Table_2,$FB8003,FY$3)*AER_CECV!AA7637","v":648.89097705589211},{"$f":"INDEX(Table_2,$FB8003,FZ$3)*AER_CECV!AB7637","v":655.88173366635203},{"$f":"INDEX(Table_2,$FB8003,GA$3)*AER_CECV!AC7637","v":680.57261512835703},{"$f":"INDEX(Table_2,$FB8003,GB$3)*AER_CECV!AD7637","v":620.27008028037005},{"$f":"INDEX(Table_2,$FB8003,GC$3)*AER_CECV!AE7637","v":542.21456737392521},{"$f":"INDEX(Table_2,$FB8003,GD$3)*AER_CECV!AF7637","v":494.1705410100725},{"$f":"INDEX(Table_2,$FB8003,GE$3)*AER_CECV!AG7637","v":452.85396075069474},{"$f":"INDEX(Table_2,$FB8003,GF$3)*AER_CECV!AH7637","v":367.73005069669875},{"$f":"INDEX(Table_2,$FB8003,GG$3)*AER_CECV!AI7637","v":329.30167760942027},{"$f":"INDEX(Table_2,$FB8003,GH$3)*AER_CECV!AJ7637","v":202.5820194007994},{"$f":"INDEX(Table_2,$FB8003,GI$3)*AER_CECV!AK7637","v":1452.9513106411555},{"$f":"INDEX(Table_2,$FB8003,GJ$3)*AER_CECV!AL7637","v":766.15243217341765},{"$f":"INDEX(Table_2,$FB8003,GK$3)*AER_CECV!AM7637","v":184.34579050929773},{"$f":"INDEX(Table_2,$FB8003,GL$3)*AER_CECV!AN7637","v":128.18039280706589},{"$f":"INDEX(Table_2,$FB8003,GM$3)*AER_CECV!AO7637","v":64.472297097324741},{"$f":"INDEX(Table_2,$FB8003,GN$3)*AER_CECV!AP7637","v":32.236148548662364},{"$f":"INDEX(Table_2,$FB8003,GO$3)*AER_CECV!AQ7637","v":0},{"$f":"INDEX(Table_2,$FB8003,GP$3)*AER_CECV!AR7637","v":0},{"$f":"INDEX(Table_2,$FB8003,GQ$3)*AER_CECV!AS7637","v":0},{"$f":"INDEX(Table_2,$FB8003,GR$3)*AER_CECV!AT7637","v":0},{"$f":"INDEX(Table_2,$FB8003,GS$3)*AER_CECV!AU7637","v":0},{"$f":"INDEX(Table_2,$FB8003,GT$3)*AER_CECV!AV7637","v":0},{"$f":"INDEX(Table_2,$FB8003,GU$3)*AER_CECV!AW7637","v":0},{"$f":"INDEX(Table_2,$FB8003,GV$3)*AER_CECV!AX7637","v":0},{"$f":"INDEX(Table_2,$FB8003,GW$3)*AER_CECV!AY7637","v":0},{"$f":"INDEX(Table_2,$FB8003,GX$3)*AER_CECV!AZ7637","v":0},11225.2103263431,2044]
[null,null,null,null,null,null,null,null,null,null,null,null,null,null,null,null,null,null,null,null,null,null,null,null,null,null,null,null,null,null,null,null,null,null,null,null,null,null,null,null,null,null,null,null,null,null,null,null,null,null,null,null,null,null,null,null,null,null,null,null,null,null,null,null,null,null,null,null,null,null,null,null,null,null,null,null,null,null,null,null,null,null,null,null,null,null,null,null,null,null,null,null,null,null,null,null,null,null,null,null,null,null,null,null,null,null,null,null,null,null,null,null,null,null,null,null,null,null,null,null,null,null,null,null,null,null,null,null,null,null,null,null,null,null,null,null,null,null,null,null,null,null,null,null,null,null,null,null,null,null,null,null,null,null,null,null,null,336,{"$f":"INDEX(Table_2,$FB8004,FC$3)*AER_CECV!E7638","v":0},{"$f":"INDEX(Table_2,$FB8004,FD$3)*AER_CECV!F7638","v":0},{"$f":"INDEX(Table_2,$FB8004,FE$3)*AER_CECV!G7638","v":0},{"$f":"INDEX(Table_2,$FB8004,FF$3)*AER_CECV!H7638","v":0},{"$f":"INDEX(Table_2,$FB8004,FG$3)*AER_CECV!I7638","v":0},{"$f":"INDEX(Table_2,$FB8004,FH$3)*AER_CECV!J7638","v":0},{"$f":"INDEX(Table_2,$FB8004,FI$3)*AER_CECV!K7638","v":0},{"$f":"INDEX(Table_2,$FB8004,FJ$3)*AER_CECV!L7638","v":0},{"$f":"INDEX(Table_2,$FB8004,FK$3)*AER_CECV!M7638","v":0},{"$f":"INDEX(Table_2,$FB8004,FL$3)*AER_CECV!N7638","v":0},{"$f":"INDEX(Table_2,$FB8004,FM$3)*AER_CECV!O7638","v":0},{"$f":"INDEX(Table_2,$FB8004,FN$3)*AER_CECV!P7638","v":0},{"$f":"INDEX(Table_2,$FB8004,FO$3)*AER_CECV!Q7638","v":0},{"$f":"INDEX(Table_2,$FB8004,FP$3)*AER_CECV!R7638","v":170.5537649564655},{"$f":"INDEX(Table_2,$FB8004,FQ$3)*AER_CECV!S7638","v":335.08486838942343},{"$f":"INDEX(Table_2,$FB8004,FR$3)*AER_CECV!T7638","v":1718.8509688750032},{"$f":"INDEX(Table_2,$FB8004,FS$3)*AER_CECV!U7638","v":405.03756760053909},{"$f":"INDEX(Table_2,$FB8004,FT$3)*AER_CECV!V7638","v":621.53564194625858},{"$f":"INDEX(Table_2,$FB8004,FU$3)*AER_CECV!W7638","v":817.80730485639629},{"$f":"INDEX(Table_2,$FB8004,FV$3)*AER_CECV!X7638","v":982.16334636148054},{"$f":"INDEX(Table_2,$FB8004,FW$3)*AER_CECV!Y7638","v":1148.4038040185553},{"$f":"INDEX(Table_2,$FB8004,FX$3)*AER_CECV!Z7638","v":1173.5297156534016},{"$f":"INDEX(Table_2,$FB8004,FY$3)*AER_CECV!AA7638","v":1282.2464546176664},{"$f":"INDEX(Table_2,$FB8004,FZ$3)*AER_CECV!AB7638","v":1322.7579693620771},{"$f":"INDEX(Table_2,$FB8004,GA$3)*AER_CECV!AC7638","v":1362.564591714196},{"$f":"INDEX(Table_2,$FB8004,GB$3)*AER_CECV!AD7638","v":1239.6870002423937},{"$f":"INDEX(Table_2,$FB8004,GC$3)*AER_CECV!AE7638","v":1222.2839200366193},{"$f":"INDEX(Table_2,$FB8004,GD$3)*AER_CECV!AF7638","v":1078.8829307102337},{"$f":"INDEX(Table_2,$FB8004,GE$3)*AER_CECV!AG7638","v":2879.9539506874435},{"$f":"INDEX(Table_2,$FB8004,GF$3)*AER_CECV!AH7638","v":825.50505094286041},{"$f":"INDEX(Table_2,$FB8004,GG$3)*AER_CECV!AI7638","v":2339.0830559258461},{"$f":"INDEX(Table_2,$FB8004,GH$3)*AER_CECV!AJ7638","v":2923.223560953732},{"$f":"INDEX(Table_2,$FB8004,GI$3)*AER_CECV!AK7638","v":1445.7589833217951},{"$f":"INDEX(Table_2,$FB8004,GJ$3)*AER_CECV!AL7638","v":826.38292730148305},{"$f":"INDEX(Table_2,$FB8004,GK$3)*AER_CECV!AM7638","v":155.85848583658156},{"$f":"INDEX(Table_2,$FB8004,GL$3)*AER_CECV!AN7638","v":269.52373595402491},{"$f":"INDEX(Table_2,$FB8004,GM$3)*AER_CECV!AO7638","v":110.31658801194432},{"$f":"INDEX(Table_2,$FB8004,GN$3)*AER_CECV!AP7638","v":55.158294005972166},{"$f":"INDEX(Table_2,$FB8004,GO$3)*AER_CECV!AQ7638","v":0},{"$f":"INDEX(Table_2,$FB8004,GP$3)*AER_CECV!AR7638","v":0},{"$f":"INDEX(Table_2,$FB8004,GQ$3)*AER_CECV!AS7638","v":0},{"$f":"INDEX(Table_2,$FB8004,GR$3)*AER_CECV!AT7638","v":0},{"$f":"INDEX(Table_2,$FB8004,GS$3)*AER_CECV!AU7638","v":0},{"$f":"INDEX(Table_2,$FB8004,GT$3)*AER_CECV!AV7638","v":0},{"$f":"INDEX(Table_2,$FB8004,GU$3)*AER_CECV!AW7638","v":0},{"$f":"INDEX(Table_2,$FB8004,GV$3)*AER_CECV!AX7638","v":0},{"$f":"INDEX(Table_2,$FB8004,GW$3)*AER_CECV!AY7638","v":0},{"$f":"INDEX(Table_2,$FB8004,GX$3)*AER_CECV!AZ7638","v":0},26712.154482282393,2044]
[null,null,null,null,null,null,null,null,null,null,null,null,null,null,null,null,null,null,null,null,null,null,null,null,null,null,null,null,null,null,null,null,null,null,null,null,null,null,null,null,null,null,null,null,null,null,null,null,null,null,null,null,null,null,null,null,null,null,null,null,null,null,null,null,null,null,null,null,null,null,null,null,null,null,null,null,null,null,null,null,null,null,null,null,null,null,null,null,null,null,null,null,null,null,null,null,null,null,null,null,null,null,null,null,null,null,null,null,null,null,null,null,null,null,null,null,null,null,null,null,null,null,null,null,null,null,null,null,null,null,null,null,null,null,null,null,null,null,null,null,null,null,null,null,null,null,null,null,null,null,null,null,null,null,null,null,null,337,{"$f":"INDEX(Table_2,$FB8005,FC$3)*AER_CECV!E7639","v":0},{"$f":"INDEX(Table_2,$FB8005,FD$3)*AER_CECV!F7639","v":0},{"$f":"INDEX(Table_2,$FB8005,FE$3)*AER_CECV!G7639","v":0},{"$f":"INDEX(Table_2,$FB8005,FF$3)*AER_CECV!H7639","v":0},{"$f":"INDEX(Table_2,$FB8005,FG$3)*AER_CECV!I7639","v":0},{"$f":"INDEX(Table_2,$FB8005,FH$3)*AER_CECV!J7639","v":0},{"$f":"INDEX(Table_2,$FB8005,FI$3)*AER_CECV!K7639","v":0},{"$f":"INDEX(Table_2,$FB8005,FJ$3)*AER_CECV!L7639","v":0},{"$f":"INDEX(Table_2,$FB8005,FK$3)*AER_CECV!M7639","v":0},{"$f":"INDEX(Table_2,$FB8005,FL$3)*AER_CECV!N7639","v":0},{"$f":"INDEX(Table_2,$FB8005,FM$3)*AER_CECV!O7639","v":0},{"$f":"INDEX(Table_2,$FB8005,FN$3)*AER_CECV!P7639","v":0},{"$f":"INDEX(Table_2,$FB8005,FO$3)*AER_CECV!Q7639","v":0},{"$f":"INDEX(Table_2,$FB8005,FP$3)*AER_CECV!R7639","v":104.54027453513126},{"$f":"INDEX(Table_2,$FB8005,FQ$3)*AER_CECV!S7639","v":208.27376242943379},{"$f":"INDEX(Table_2,$FB8005,FR$3)*AER_CECV!T7639","v":1194.4191546083268},{"$f":"INDEX(Table_2,$FB8005,FS$3)*AER_CECV!U7639","v":2273.7284956262006},{"$f":"INDEX(Table_2,$FB8005,FT$3)*AER_CECV!V7639","v":2451.3607704791834},{"$f":"INDEX(Table_2,$FB8005,FU$3)*AER_CECV!W7639","v":2509.674030934541},{"$f":"INDEX(Table_2,$FB8005,FV$3)*AER_CECV!X7639","v":5180.8660365678052},{"$f":"INDEX(Table_2,$FB8005,FW$3)*AER_CECV!Y7639","v":8049.094184650402},{"$f":"INDEX(Table_2,$FB8005,FX$3)*AER_CECV!Z7639","v":8465.2425303882628},{"$f":"INDEX(Table_2,$FB8005,FY$3)*AER_CECV!AA7639","v":9243.5653185512874},{"$f":"INDEX(Table_2,$FB8005,FZ$3)*AER_CECV!AB7639","v":9342.6117652283629},{"$f":"INDEX(Table_2,$FB8005,GA$3)*AER_CECV!AC7639","v":9202.0896863150974},{"$f":"INDEX(Table_2,$FB8005,GB$3)*AER_CECV!AD7639","v":8829.3063772043333},{"$f":"INDEX(Table_2,$FB8005,GC$3)*AER_CECV!AE7639","v":8952.5102575241017},{"$f":"INDEX(Table_2,$FB8005,GD$3)*AER_CECV!AF7639","v":7918.3329387160575},{"$f":"INDEX(Table_2,$FB8005,GE$3)*AER_CECV!AG7639","v":7410.3494393916972},{"$f":"INDEX(Table_2,$FB8005,GF$3)*AER_CECV!AH7639","v":6141.0663343724182},{"$f":"INDEX(Table_2,$FB8005,GG$3)*AER_CECV!AI7639","v":5531.5440666288614},{"$f":"INDEX(Table_2,$FB8005,GH$3)*AER_CECV!AJ7639","v":4544.2820950071837},{"$f":"INDEX(Table_2,$FB8005,GI$3)*AER_CECV!AK7639","v":2450.0607303677557},{"$f":"INDEX(Table_2,$FB8005,GJ$3)*AER_CECV!AL7639","v":907.24386910023384},{"$f":"INDEX(Table_2,$FB8005,GK$3)*AER_CECV!AM7639","v":194.06038754962057},{"$f":"INDEX(Table_2,$FB8005,GL$3)*AER_CECV!AN7639","v":210.94141237600499},{"$f":"INDEX(Table_2,$FB8005,GM$3)*AER_CECV!AO7639","v":132.47405223658836},{"$f":"INDEX(Table_2,$FB8005,GN$3)*AER_CECV!AP7639","v":66.237026118294182},{"$f":"INDEX(Table_2,$FB8005,GO$3)*AER_CECV!AQ7639","v":0},{"$f":"INDEX(Table_2,$FB8005,GP$3)*AER_CECV!AR7639","v":0},{"$f":"INDEX(Table_2,$FB8005,GQ$3)*AER_CECV!AS7639","v":0},{"$f":"INDEX(Table_2,$FB8005,GR$3)*AER_CECV!AT7639","v":0},{"$f":"INDEX(Table_2,$FB8005,GS$3)*AER_CECV!AU7639","v":0},{"$f":"INDEX(Table_2,$FB8005,GT$3)*AER_CECV!AV7639","v":0},{"$f":"INDEX(Table_2,$FB8005,GU$3)*AER_CECV!AW7639","v":0},{"$f":"INDEX(Table_2,$FB8005,GV$3)*AER_CECV!AX7639","v":0},{"$f":"INDEX(Table_2,$FB8005,GW$3)*AER_CECV!AY7639","v":0},{"$f":"INDEX(Table_2,$FB8005,GX$3)*AER_CECV!AZ7639","v":0},111513.87499690718,2044]
[null,null,null,null,null,null,null,null,null,null,null,null,null,null,null,null,null,null,null,null,null,null,null,null,null,null,null,null,null,null,null,null,null,null,null,null,null,null,null,null,null,null,null,null,null,null,null,null,null,null,null,null,null,null,null,null,null,null,null,null,null,null,null,null,null,null,null,null,null,null,null,null,null,null,null,null,null,null,null,null,null,null,null,null,null,null,null,null,null,null,null,null,null,null,null,null,null,null,null,null,null,null,null,null,null,null,null,null,null,null,null,null,null,null,null,null,null,null,null,null,null,null,null,null,null,null,null,null,null,null,null,null,null,null,null,null,null,null,null,null,null,null,null,null,null,null,null,null,null,null,null,null,null,null,null,null,null,338,{"$f":"INDEX(Table_2,$FB8006,FC$3)*AER_CECV!E7640","v":0},{"$f":"INDEX(Table_2,$FB8006,FD$3)*AER_CECV!F7640","v":0},{"$f":"INDEX(Table_2,$FB8006,FE$3)*AER_CECV!G7640","v":0},{"$f":"INDEX(Table_2,$FB8006,FF$3)*AER_CECV!H7640","v":0},{"$f":"INDEX(Table_2,$FB8006,FG$3)*AER_CECV!I7640","v":0},{"$f":"INDEX(Table_2,$FB8006,FH$3)*AER_CECV!J7640","v":0},{"$f":"INDEX(Table_2,$FB8006,FI$3)*AER_CECV!K7640","v":0},{"$f":"INDEX(Table_2,$FB8006,FJ$3)*AER_CECV!L7640","v":0},{"$f":"INDEX(Table_2,$FB8006,FK$3)*AER_CECV!M7640","v":0},{"$f":"INDEX(Table_2,$FB8006,FL$3)*AER_CECV!N7640","v":0},{"$f":"INDEX(Table_2,$FB8006,FM$3)*AER_CECV!O7640","v":0},{"$f":"INDEX(Table_2,$FB8006,FN$3)*AER_CECV!P7640","v":0},{"$f":"INDEX(Table_2,$FB8006,FO$3)*AER_CECV!Q7640","v":0},{"$f":"INDEX(Table_2,$FB8006,FP$3)*AER_CECV!R7640","v":138.28616723074472},{"$f":"INDEX(Table_2,$FB8006,FQ$3)*AER_CECV!S7640","v":328.32025175093986},{"$f":"INDEX(Table_2,$FB8006,FR$3)*AER_CECV!T7640","v":1616.6427022371909},{"$f":"INDEX(Table_2,$FB8006,FS$3)*AER_CECV!U7640","v":2261.7180213054094},{"$f":"INDEX(Table_2,$FB8006,FT$3)*AER_CECV!V7640","v":3025.3782832960437},{"$f":"INDEX(Table_2,$FB8006,FU$3)*AER_CECV!W7640","v":4136.484413775026},{"$f":"INDEX(Table_2,$FB8006,FV$3)*AER_CECV!X7640","v":5629.6283031633056},{"$f":"INDEX(Table_2,$FB8006,FW$3)*AER_CECV!Y7640","v":6740.5790854223587},{"$f":"INDEX(Table_2,$FB8006,FX$3)*AER_CECV!Z7640","v":7308.3919680683184},{"$f":"INDEX(Table_2,$FB8006,FY$3)*AER_CECV!AA7640","v":7860.2859075145916},{"$f":"INDEX(Table_2,$FB8006,FZ$3)*AER_CECV!AB7640","v":7776.6063372471526},{"$f":"INDEX(Table_2,$FB8006,GA$3)*AER_CECV!AC7640","v":7679.9041905839576},{"$f":"INDEX(Table_2,$FB8006,GB$3)*AER_CECV!AD7640","v":8392.7023561748283},{"$f":"INDEX(Table_2,$FB8006,GC$3)*AER_CECV!AE7640","v":8215.7336364067778},{"$f":"INDEX(Table_2,$FB8006,GD$3)*AER_CECV!AF7640","v":7388.3221506801783},{"$f":"INDEX(Table_2,$FB8006,GE$3)*AER_CECV!AG7640","v":6893.006597431111},{"$f":"INDEX(Table_2,$FB8006,GF$3)*AER_CECV!AH7640","v":5878.2775445314483},{"$f":"INDEX(Table_2,$FB8006,GG$3)*AER_CECV!AI7640","v":4619.7159418487026},{"$f":"INDEX(Table_2,$FB8006,GH$3)*AER_CECV!AJ7640","v":2937.6804479533207},{"$f":"INDEX(Table_2,$FB8006,GI$3)*AER_CECV!AK7640","v":1646.7101624669849},{"$f":"INDEX(Table_2,$FB8006,GJ$3)*AER_CECV!AL7640","v":762.0745967701979},{"$f":"INDEX(Table_2,$FB8006,GK$3)*AER_CECV!AM7640","v":176.88174109196044},{"$f":"INDEX(Table_2,$FB8006,GL$3)*AER_CECV!AN7640","v":177.12145070799804},{"$f":"INDEX(Table_2,$FB8006,GM$3)*AER_CECV!AO7640","v":152.45762555663563},{"$f":"INDEX(Table_2,$FB8006,GN$3)*AER_CECV!AP7640","v":76.228812778317817},{"$f":"INDEX(Table_2,$FB8006,GO$3)*AER_CECV!AQ7640","v":0},{"$f":"INDEX(Table_2,$FB8006,GP$3)*AER_CECV!AR7640","v":0},{"$f":"INDEX(Table_2,$FB8006,GQ$3)*AER_CECV!AS7640","v":0},{"$f":"INDEX(Table_2,$FB8006,GR$3)*AER_CECV!AT7640","v":0},{"$f":"INDEX(Table_2,$FB8006,GS$3)*AER_CECV!AU7640","v":0},{"$f":"INDEX(Table_2,$FB8006,GT$3)*AER_CECV!AV7640","v":0},{"$f":"INDEX(Table_2,$FB8006,GU$3)*AER_CECV!AW7640","v":0},{"$f":"INDEX(Table_2,$FB8006,GV$3)*AER_CECV!AX7640","v":0},{"$f":"INDEX(Table_2,$FB8006,GW$3)*AER_CECV!AY7640","v":0},{"$f":"INDEX(Table_2,$FB8006,GX$3)*AER_CECV!AZ7640","v":0},101819.1386959935,2044]
[null,null,null,null,null,null,null,null,null,null,null,null,null,null,null,null,null,null,null,null,null,null,null,null,null,null,null,null,null,null,null,null,null,null,null,null,null,null,null,null,null,null,null,null,null,null,null,null,null,null,null,null,null,null,null,null,null,null,null,null,null,null,null,null,null,null,null,null,null,null,null,null,null,null,null,null,null,null,null,null,null,null,null,null,null,null,null,null,null,null,null,null,null,null,null,null,null,null,null,null,null,null,null,null,null,null,null,null,null,null,null,null,null,null,null,null,null,null,null,null,null,null,null,null,null,null,null,null,null,null,null,null,null,null,null,null,null,null,null,null,null,null,null,null,null,null,null,null,null,null,null,null,null,null,null,null,null,339,{"$f":"INDEX(Table_2,$FB8007,FC$3)*AER_CECV!E7641","v":0},{"$f":"INDEX(Table_2,$FB8007,FD$3)*AER_CECV!F7641","v":0},{"$f":"INDEX(Table_2,$FB8007,FE$3)*AER_CECV!G7641","v":0},{"$f":"INDEX(Table_2,$FB8007,FF$3)*AER_CECV!H7641","v":0},{"$f":"INDEX(Table_2,$FB8007,FG$3)*AER_CECV!I7641","v":0},{"$f":"INDEX(Table_2,$FB8007,FH$3)*AER_CECV!J7641","v":0},{"$f":"INDEX(Table_2,$FB8007,FI$3)*AER_CECV!K7641","v":0},{"$f":"INDEX(Table_2,$FB8007,FJ$3)*AER_CECV!L7641","v":0},{"$f":"INDEX(Table_2,$FB8007,FK$3)*AER_CECV!M7641","v":0},{"$f":"INDEX(Table_2,$FB8007,FL$3)*AER_CECV!N7641","v":0},{"$f":"INDEX(Table_2,$FB8007,FM$3)*AER_CECV!O7641","v":0},{"$f":"INDEX(Table_2,$FB8007,FN$3)*AER_CECV!P7641","v":0},{"$f":"INDEX(Table_2,$FB8007,FO$3)*AER_CECV!Q7641","v":0},{"$f":"INDEX(Table_2,$FB8007,FP$3)*AER_CECV!R7641","v":75.014458163293},{"$f":"INDEX(Table_2,$FB8007,FQ$3)*AER_CECV!S7641","v":152.19825989208076},{"$f":"INDEX(Table_2,$FB8007,FR$3)*AER_CECV!T7641","v":906.13383188259627},{"$f":"INDEX(Table_2,$FB8007,FS$3)*AER_CECV!U7641","v":1569.4993933271949},{"$f":"INDEX(Table_2,$FB8007,FT$3)*AER_CECV!V7641","v":2235.2435615639415},{"$f":"INDEX(Table_2,$FB8007,FU$3)*AER_CECV!W7641","v":2788.8662279470109},{"$f":"INDEX(Table_2,$FB8007,FV$3)*AER_CECV!X7641","v":3928.389525099095},{"$f":"INDEX(Table_2,$FB8007,FW$3)*AER_CECV!Y7641","v":5001.6281944429738},{"$f":"INDEX(Table_2,$FB8007,FX$3)*AER_CECV!Z7641","v":6208.0997366999463},{"$f":"INDEX(Table_2,$FB8007,FY$3)*AER_CECV!AA7641","v":7386.1432121015669},{"$f":"INDEX(Table_2,$FB8007,FZ$3)*AER_CECV!AB7641","v":7556.4748234441586},{"$f":"INDEX(Table_2,$FB8007,GA$3)*AER_CECV!AC7641","v":7864.7140008461365},{"$f":"INDEX(Table_2,$FB8007,GB$3)*AER_CECV!AD7641","v":8313.986562201464},{"$f":"INDEX(Table_2,$FB8007,GC$3)*AER_CECV!AE7641","v":8715.5463895724515},{"$f":"INDEX(Table_2,$FB8007,GD$3)*AER_CECV!AF7641","v":8408.0224902648988},{"$f":"INDEX(Table_2,$FB8007,GE$3)*AER_CECV!AG7641","v":7455.992479233696},{"$f":"INDEX(Table_2,$FB8007,GF$3)*AER_CECV!AH7641","v":5946.6417091985368},{"$f":"INDEX(Table_2,$FB8007,GG$3)*AER_CECV!AI7641","v":4479.7619071264035},{"$f":"INDEX(Table_2,$FB8007,GH$3)*AER_CECV!AJ7641","v":2954.0700423913117},{"$f":"INDEX(Table_2,$FB8007,GI$3)*AER_CECV!AK7641","v":1753.8833279358123},{"$f":"INDEX(Table_2,$FB8007,GJ$3)*AER_CECV!AL7641","v":698.6134237143558},{"$f":"INDEX(Table_2,$FB8007,GK$3)*AER_CECV!AM7641","v":167.6695462579481},{"$f":"INDEX(Table_2,$FB8007,GL$3)*AER_CECV!AN7641","v":150.91527226262514},{"$f":"INDEX(Table_2,$FB8007,GM$3)*AER_CECV!AO7641","v":121.06332254613855},{"$f":"INDEX(Table_2,$FB8007,GN$3)*AER_CECV!AP7641","v":60.53166127306929},{"$f":"INDEX(Table_2,$FB8007,GO$3)*AER_CECV!AQ7641","v":0},{"$f":"INDEX(Table_2,$FB8007,GP$3)*AER_CECV!AR7641","v":0},{"$f":"INDEX(Table_2,$FB8007,GQ$3)*AER_CECV!AS7641","v":0},{"$f":"INDEX(Table_2,$FB8007,GR$3)*AER_CECV!AT7641","v":0},{"$f":"INDEX(Table_2,$FB8007,GS$3)*AER_CECV!AU7641","v":0},{"$f":"INDEX(Table_2,$FB8007,GT$3)*AER_CECV!AV7641","v":0},{"$f":"INDEX(Table_2,$FB8007,GU$3)*AER_CECV!AW7641","v":0},{"$f":"INDEX(Table_2,$FB8007,GV$3)*AER_CECV!AX7641","v":0},{"$f":"INDEX(Table_2,$FB8007,GW$3)*AER_CECV!AY7641","v":0},{"$f":"INDEX(Table_2,$FB8007,GX$3)*AER_CECV!AZ7641","v":0},94899.103359388711,2044]
[null,null,null,null,null,null,null,null,null,null,null,null,null,null,null,null,null,null,null,null,null,null,null,null,null,null,null,null,null,null,null,null,null,null,null,null,null,null,null,null,null,null,null,null,null,null,null,null,null,null,null,null,null,null,null,null,null,null,null,null,null,null,null,null,null,null,null,null,null,null,null,null,null,null,null,null,null,null,null,null,null,null,null,null,null,null,null,null,null,null,null,null,null,null,null,null,null,null,null,null,null,null,null,null,null,null,null,null,null,null,null,null,null,null,null,null,null,null,null,null,null,null,null,null,null,null,null,null,null,null,null,null,null,null,null,null,null,null,null,null,null,null,null,null,null,null,null,null,null,null,null,null,null,null,null,null,null,340,{"$f":"INDEX(Table_2,$FB8008,FC$3)*AER_CECV!E7642","v":0},{"$f":"INDEX(Table_2,$FB8008,FD$3)*AER_CECV!F7642","v":0},{"$f":"INDEX(Table_2,$FB8008,FE$3)*AER_CECV!G7642","v":0},{"$f":"INDEX(Table_2,$FB8008,FF$3)*AER_CECV!H7642","v":0},{"$f":"INDEX(Table_2,$FB8008,FG$3)*AER_CECV!I7642","v":0},{"$f":"INDEX(Table_2,$FB8008,FH$3)*AER_CECV!J7642","v":0},{"$f":"INDEX(Table_2,$FB8008,FI$3)*AER_CECV!K7642","v":0},{"$f":"INDEX(Table_2,$FB8008,FJ$3)*AER_CECV!L7642","v":0},{"$f":"INDEX(Table_2,$FB8008,FK$3)*AER_CECV!M7642","v":0},{"$f":"INDEX(Table_2,$FB8008,FL$3)*AER_CECV!N7642","v":0},{"$f":"INDEX(Table_2,$FB8008,FM$3)*AER_CECV!O7642","v":0},{"$f":"INDEX(Table_2,$FB8008,FN$3)*AER_CECV!P7642","v":0},{"$f":"INDEX(Table_2,$FB8008,FO$3)*AER_CECV!Q7642","v":0},{"$f":"INDEX(Table_2,$FB8008,FP$3)*AER_CECV!R7642","v":181.76284196876702},{"$f":"INDEX(Table_2,$FB8008,FQ$3)*AER_CECV!S7642","v":296.87541894064969},{"$f":"INDEX(Table_2,$FB8008,FR$3)*AER_CECV!T7642","v":1629.0086536416882},{"$f":"INDEX(Table_2,$FB8008,FS$3)*AER_CECV!U7642","v":2765.8822391519252},{"$f":"INDEX(Table_2,$FB8008,FT$3)*AER_CECV!V7642","v":3657.1985910731132},{"$f":"INDEX(Table_2,$FB8008,FU$3)*AER_CECV!W7642","v":3978.4702822715126},{"$f":"INDEX(Table_2,$FB8008,FV$3)*AER_CECV!X7642","v":4382.5208761579597},{"$f":"INDEX(Table_2,$FB8008,FW$3)*AER_CECV!Y7642","v":4962.944823712809},{"$f":"INDEX(Table_2,$FB8008,FX$3)*AER_CECV!Z7642","v":5715.5542822173666},{"$f":"INDEX(Table_2,$FB8008,FY$3)*AER_CECV!AA7642","v":6726.0245909591304},{"$f":"INDEX(Table_2,$FB8008,FZ$3)*AER_CECV!AB7642","v":6857.6692685757735},{"$f":"INDEX(Table_2,$FB8008,GA$3)*AER_CECV!AC7642","v":6717.6637258364772},{"$f":"INDEX(Table_2,$FB8008,GB$3)*AER_CECV!AD7642","v":6206.8238147130933},{"$f":"INDEX(Table_2,$FB8008,GC$3)*AER_CECV!AE7642","v":5635.1200911204569},{"$f":"INDEX(Table_2,$FB8008,GD$3)*AER_CECV!AF7642","v":5096.1270943222344},{"$f":"INDEX(Table_2,$FB8008,GE$3)*AER_CECV!AG7642","v":4566.1810173730764},{"$f":"INDEX(Table_2,$FB8008,GF$3)*AER_CECV!AH7642","v":3541.3733117857851},{"$f":"INDEX(Table_2,$FB8008,GG$3)*AER_CECV!AI7642","v":2349.6357370672131},{"$f":"INDEX(Table_2,$FB8008,GH$3)*AER_CECV!AJ7642","v":1521.2058495222532},{"$f":"INDEX(Table_2,$FB8008,GI$3)*AER_CECV!AK7642","v":1022.4766166649179},{"$f":"INDEX(Table_2,$FB8008,GJ$3)*AER_CECV!AL7642","v":451.21142026166871},{"$f":"INDEX(Table_2,$FB8008,GK$3)*AER_CECV!AM7642","v":127.50220823316994},{"$f":"INDEX(Table_2,$FB8008,GL$3)*AER_CECV!AN7642","v":177.00308679666685},{"$f":"INDEX(Table_2,$FB8008,GM$3)*AER_CECV!AO7642","v":107.82330543532314},{"$f":"INDEX(Table_2,$FB8008,GN$3)*AER_CECV!AP7642","v":53.911652717661568},{"$f":"INDEX(Table_2,$FB8008,GO$3)*AER_CECV!AQ7642","v":0},{"$f":"INDEX(Table_2,$FB8008,GP$3)*AER_CECV!AR7642","v":0},{"$f":"INDEX(Table_2,$FB8008,GQ$3)*AER_CECV!AS7642","v":0},{"$f":"INDEX(Table_2,$FB8008,GR$3)*AER_CECV!AT7642","v":0},{"$f":"INDEX(Table_2,$FB8008,GS$3)*AER_CECV!AU7642","v":0},{"$f":"INDEX(Table_2,$FB8008,GT$3)*AER_CECV!AV7642","v":0},{"$f":"INDEX(Table_2,$FB8008,GU$3)*AER_CECV!AW7642","v":0},{"$f":"INDEX(Table_2,$FB8008,GV$3)*AER_CECV!AX7642","v":0},{"$f":"INDEX(Table_2,$FB8008,GW$3)*AER_CECV!AY7642","v":0},{"$f":"INDEX(Table_2,$FB8008,GX$3)*AER_CECV!AZ7642","v":0},78727.970800520707,2044]
[null,null,null,null,null,null,null,null,null,null,null,null,null,null,null,null,null,null,null,null,null,null,null,null,null,null,null,null,null,null,null,null,null,null,null,null,null,null,null,null,null,null,null,null,null,null,null,null,null,null,null,null,null,null,null,null,null,null,null,null,null,null,null,null,null,null,null,null,null,null,null,null,null,null,null,null,null,null,null,null,null,null,null,null,null,null,null,null,null,null,null,null,null,null,null,null,null,null,null,null,null,null,null,null,null,null,null,null,null,null,null,null,null,null,null,null,null,null,null,null,null,null,null,null,null,null,null,null,null,null,null,null,null,null,null,null,null,null,null,null,null,null,null,null,null,null,null,null,null,null,null,null,null,null,null,null,null,341,{"$f":"INDEX(Table_2,$FB8009,FC$3)*AER_CECV!E7643","v":0},{"$f":"INDEX(Table_2,$FB8009,FD$3)*AER_CECV!F7643","v":0},{"$f":"INDEX(Table_2,$FB8009,FE$3)*AER_CECV!G7643","v":0},{"$f":"INDEX(Table_2,$FB8009,FF$3)*AER_CECV!H7643","v":0},{"$f":"INDEX(Table_2,$FB8009,FG$3)*AER_CECV!I7643","v":0},{"$f":"INDEX(Table_2,$FB8009,FH$3)*AER_CECV!J7643","v":0},{"$f":"INDEX(Table_2,$FB8009,FI$3)*AER_CECV!K7643","v":0},{"$f":"INDEX(Table_2,$FB8009,FJ$3)*AER_CECV!L7643","v":0},{"$f":"INDEX(Table_2,$FB8009,FK$3)*AER_CECV!M7643","v":0},{"$f":"INDEX(Table_2,$FB8009,FL$3)*AER_CECV!N7643","v":0},{"$f":"INDEX(Table_2,$FB8009,FM$3)*AER_CECV!O7643","v":0},{"$f":"INDEX(Table_2,$FB8009,FN$3)*AER_CECV!P7643","v":0},{"$f":"INDEX(Table_2,$FB8009,FO$3)*AER_CECV!Q7643","v":0},{"$f":"INDEX(Table_2,$FB8009,FP$3)*AER_CECV!R7643","v":33.925967348516288},{"$f":"INDEX(Table_2,$FB8009,FQ$3)*AER_CECV!S7643","v":39.638913484750674},{"$f":"INDEX(Table_2,$FB8009,FR$3)*AER_CECV!T7643","v":174.61007071068516},{"$f":"INDEX(Table_2,$FB8009,FS$3)*AER_CECV!U7643","v":0},{"$f":"INDEX(Table_2,$FB8009,FT$3)*AER_CECV!V7643","v":0},{"$f":"INDEX(Table_2,$FB8009,FU$3)*AER_CECV!W7643","v":0},{"$f":"INDEX(Table_2,$FB8009,FV$3)*AER_CECV!X7643","v":0},{"$f":"INDEX(Table_2,$FB8009,FW$3)*AER_CECV!Y7643","v":0},{"$f":"INDEX(Table_2,$FB8009,FX$3)*AER_CECV!Z7643","v":0},{"$f":"INDEX(Table_2,$FB8009,FY$3)*AER_CECV!AA7643","v":0},{"$f":"INDEX(Table_2,$FB8009,FZ$3)*AER_CECV!AB7643","v":0},{"$f":"INDEX(Table_2,$FB8009,GA$3)*AER_CECV!AC7643","v":0},{"$f":"INDEX(Table_2,$FB8009,GB$3)*AER_CECV!AD7643","v":0},{"$f":"INDEX(Table_2,$FB8009,GC$3)*AER_CECV!AE7643","v":0},{"$f":"INDEX(Table_2,$FB8009,GD$3)*AER_CECV!AF7643","v":0},{"$f":"INDEX(Table_2,$FB8009,GE$3)*AER_CECV!AG7643","v":0},{"$f":"INDEX(Table_2,$FB8009,GF$3)*AER_CECV!AH7643","v":0},{"$f":"INDEX(Table_2,$FB8009,GG$3)*AER_CECV!AI7643","v":0},{"$f":"INDEX(Table_2,$FB8009,GH$3)*AER_CECV!AJ7643","v":0},{"$f":"INDEX(Table_2,$FB8009,GI$3)*AER_CECV!AK7643","v":577.49019629386146},{"$f":"INDEX(Table_2,$FB8009,GJ$3)*AER_CECV!AL7643","v":315.72198177649364},{"$f":"INDEX(Table_2,$FB8009,GK$3)*AER_CECV!AM7643","v":81.078662966098662},{"$f":"INDEX(Table_2,$FB8009,GL$3)*AER_CECV!AN7643","v":130.41826826560836},{"$f":"INDEX(Table_2,$FB8009,GM$3)*AER_CECV!AO7643","v":26.654811396876124},{"$f":"INDEX(Table_2,$FB8009,GN$3)*AER_CECV!AP7643","v":13.327405698438062},{"$f":"INDEX(Table_2,$FB8009,GO$3)*AER_CECV!AQ7643","v":0},{"$f":"INDEX(Table_2,$FB8009,GP$3)*AER_CECV!AR7643","v":0},{"$f":"INDEX(Table_2,$FB8009,GQ$3)*AER_CECV!AS7643","v":0},{"$f":"INDEX(Table_2,$FB8009,GR$3)*AER_CECV!AT7643","v":0},{"$f":"INDEX(Table_2,$FB8009,GS$3)*AER_CECV!AU7643","v":0},{"$f":"INDEX(Table_2,$FB8009,GT$3)*AER_CECV!AV7643","v":0},{"$f":"INDEX(Table_2,$FB8009,GU$3)*AER_CECV!AW7643","v":0},{"$f":"INDEX(Table_2,$FB8009,GV$3)*AER_CECV!AX7643","v":0},{"$f":"INDEX(Table_2,$FB8009,GW$3)*AER_CECV!AY7643","v":0},{"$f":"INDEX(Table_2,$FB8009,GX$3)*AER_CECV!AZ7643","v":0},1392.8662779413282,2044]
[null,null,null,null,null,null,null,null,null,null,null,null,null,null,null,null,null,null,null,null,null,null,null,null,null,null,null,null,null,null,null,null,null,null,null,null,null,null,null,null,null,null,null,null,null,null,null,null,null,null,null,null,null,null,null,null,null,null,null,null,null,null,null,null,null,null,null,null,null,null,null,null,null,null,null,null,null,null,null,null,null,null,null,null,null,null,null,null,null,null,null,null,null,null,null,null,null,null,null,null,null,null,null,null,null,null,null,null,null,null,null,null,null,null,null,null,null,null,null,null,null,null,null,null,null,null,null,null,null,null,null,null,null,null,null,null,null,null,null,null,null,null,null,null,null,null,null,null,null,null,null,null,null,null,null,null,null,342,{"$f":"INDEX(Table_2,$FB8010,FC$3)*AER_CECV!E7644","v":0},{"$f":"INDEX(Table_2,$FB8010,FD$3)*AER_CECV!F7644","v":0},{"$f":"INDEX(Table_2,$FB8010,FE$3)*AER_CECV!G7644","v":0},{"$f":"INDEX(Table_2,$FB8010,FF$3)*AER_CECV!H7644","v":0},{"$f":"INDEX(Table_2,$FB8010,FG$3)*AER_CECV!I7644","v":0},{"$f":"INDEX(Table_2,$FB8010,FH$3)*AER_CECV!J7644","v":0},{"$f":"INDEX(Table_2,$FB8010,FI$3)*AER_CECV!K7644","v":0},{"$f":"INDEX(Table_2,$FB8010,FJ$3)*AER_CECV!L7644","v":0},{"$f":"INDEX(Table_2,$FB8010,FK$3)*AER_CECV!M7644","v":0},{"$f":"INDEX(Table_2,$FB8010,FL$3)*AER_CECV!N7644","v":0},{"$f":"INDEX(Table_2,$FB8010,FM$3)*AER_CECV!O7644","v":0},{"$f":"INDEX(Table_2,$FB8010,FN$3)*AER_CECV!P7644","v":0},{"$f":"INDEX(Table_2,$FB8010,FO$3)*AER_CECV!Q7644","v":0},{"$f":"INDEX(Table_2,$FB8010,FP$3)*AER_CECV!R7644","v":35.797425959466963},{"$f":"INDEX(Table_2,$FB8010,FQ$3)*AER_CECV!S7644","v":69.02535963180803},{"$f":"INDEX(Table_2,$FB8010,FR$3)*AER_CECV!T7644","v":506.55314524898563},{"$f":"INDEX(Table_2,$FB8010,FS$3)*AER_CECV!U7644","v":279.16765375415343},{"$f":"INDEX(Table_2,$FB8010,FT$3)*AER_CECV!V7644","v":490.31574184480542},{"$f":"INDEX(Table_2,$FB8010,FU$3)*AER_CECV!W7644","v":81.519990381529766},{"$f":"INDEX(Table_2,$FB8010,FV$3)*AER_CECV!X7644","v":93.354870720958445},{"$f":"INDEX(Table_2,$FB8010,FW$3)*AER_CECV!Y7644","v":919.38190180845868},{"$f":"INDEX(Table_2,$FB8010,FX$3)*AER_CECV!Z7644","v":1036.3289306978713},{"$f":"INDEX(Table_2,$FB8010,FY$3)*AER_CECV!AA7644","v":1213.9578833376306},{"$f":"INDEX(Table_2,$FB8010,FZ$3)*AER_CECV!AB7644","v":1292.6619505719671},{"$f":"INDEX(Table_2,$FB8010,GA$3)*AER_CECV!AC7644","v":1395.3132621197392},{"$f":"INDEX(Table_2,$FB8010,GB$3)*AER_CECV!AD7644","v":1614.7648474742705},{"$f":"INDEX(Table_2,$FB8010,GC$3)*AER_CECV!AE7644","v":1497.9157171156037},{"$f":"INDEX(Table_2,$FB8010,GD$3)*AER_CECV!AF7644","v":1338.0420255622153},{"$f":"INDEX(Table_2,$FB8010,GE$3)*AER_CECV!AG7644","v":1213.8815887024405},{"$f":"INDEX(Table_2,$FB8010,GF$3)*AER_CECV!AH7644","v":1595.3444775775636},{"$f":"INDEX(Table_2,$FB8010,GG$3)*AER_CECV!AI7644","v":1726.9678812680791},{"$f":"INDEX(Table_2,$FB8010,GH$3)*AER_CECV!AJ7644","v":1248.2321963469892},{"$f":"INDEX(Table_2,$FB8010,GI$3)*AER_CECV!AK7644","v":747.46520883079324},{"$f":"INDEX(Table_2,$FB8010,GJ$3)*AER_CECV!AL7644","v":319.77008287850259},{"$f":"INDEX(Table_2,$FB8010,GK$3)*AER_CECV!AM7644","v":74.737629868409059},{"$f":"INDEX(Table_2,$FB8010,GL$3)*AER_CECV!AN7644","v":353.06378571003222},{"$f":"INDEX(Table_2,$FB8010,GM$3)*AER_CECV!AO7644","v":93.397427051160264},{"$f":"INDEX(Table_2,$FB8010,GN$3)*AER_CECV!AP7644","v":46.698713525580125},{"$f":"INDEX(Table_2,$FB8010,GO$3)*AER_CECV!AQ7644","v":0},{"$f":"INDEX(Table_2,$FB8010,GP$3)*AER_CECV!AR7644","v":0},{"$f":"INDEX(Table_2,$FB8010,GQ$3)*AER_CECV!AS7644","v":0},{"$f":"INDEX(Table_2,$FB8010,GR$3)*AER_CECV!AT7644","v":0},{"$f":"INDEX(Table_2,$FB8010,GS$3)*AER_CECV!AU7644","v":0},{"$f":"INDEX(Table_2,$FB8010,GT$3)*AER_CECV!AV7644","v":0},{"$f":"INDEX(Table_2,$FB8010,GU$3)*AER_CECV!AW7644","v":0},{"$f":"INDEX(Table_2,$FB8010,GV$3)*AER_CECV!AX7644","v":0},{"$f":"INDEX(Table_2,$FB8010,GW$3)*AER_CECV!AY7644","v":0},{"$f":"INDEX(Table_2,$FB8010,GX$3)*AER_CECV!AZ7644","v":0},19283.659697989016,2044]
[null,null,null,null,null,null,null,null,null,null,null,null,null,null,null,null,null,null,null,null,null,null,null,null,null,null,null,null,null,null,null,null,null,null,null,null,null,null,null,null,null,null,null,null,null,null,null,null,null,null,null,null,null,null,null,null,null,null,null,null,null,null,null,null,null,null,null,null,null,null,null,null,null,null,null,null,null,null,null,null,null,null,null,null,null,null,null,null,null,null,null,null,null,null,null,null,null,null,null,null,null,null,null,null,null,null,null,null,null,null,null,null,null,null,null,null,null,null,null,null,null,null,null,null,null,null,null,null,null,null,null,null,null,null,null,null,null,null,null,null,null,null,null,null,null,null,null,null,null,null,null,null,null,null,null,null,null,343,{"$f":"INDEX(Table_2,$FB8011,FC$3)*AER_CECV!E7645","v":0},{"$f":"INDEX(Table_2,$FB8011,FD$3)*AER_CECV!F7645","v":0},{"$f":"INDEX(Table_2,$FB8011,FE$3)*AER_CECV!G7645","v":0},{"$f":"INDEX(Table_2,$FB8011,FF$3)*AER_CECV!H7645","v":0},{"$f":"INDEX(Table_2,$FB8011,FG$3)*AER_CECV!I7645","v":0},{"$f":"INDEX(Table_2,$FB8011,FH$3)*AER_CECV!J7645","v":0},{"$f":"INDEX(Table_2,$FB8011,FI$3)*AER_CECV!K7645","v":0},{"$f":"INDEX(Table_2,$FB8011,FJ$3)*AER_CECV!L7645","v":0},{"$f":"INDEX(Table_2,$FB8011,FK$3)*AER_CECV!M7645","v":0},{"$f":"INDEX(Table_2,$FB8011,FL$3)*AER_CECV!N7645","v":0},{"$f":"INDEX(Table_2,$FB8011,FM$3)*AER_CECV!O7645","v":0},{"$f":"INDEX(Table_2,$FB8011,FN$3)*AER_CECV!P7645","v":0},{"$f":"INDEX(Table_2,$FB8011,FO$3)*AER_CECV!Q7645","v":0},{"$f":"INDEX(Table_2,$FB8011,FP$3)*AER_CECV!R7645","v":113.55371476124581},{"$f":"INDEX(Table_2,$FB8011,FQ$3)*AER_CECV!S7645","v":273.94893918382002},{"$f":"INDEX(Table_2,$FB8011,FR$3)*AER_CECV!T7645","v":1574.8093238689435},{"$f":"INDEX(Table_2,$FB8011,FS$3)*AER_CECV!U7645","v":2667.4095630456186},{"$f":"INDEX(Table_2,$FB8011,FT$3)*AER_CECV!V7645","v":2611.9117977919218},{"$f":"INDEX(Table_2,$FB8011,FU$3)*AER_CECV!W7645","v":3238.4367069283226},{"$f":"INDEX(Table_2,$FB8011,FV$3)*AER_CECV!X7645","v":4547.5552042287927},{"$f":"INDEX(Table_2,$FB8011,FW$3)*AER_CECV!Y7645","v":6505.4523920159454},{"$f":"INDEX(Table_2,$FB8011,FX$3)*AER_CECV!Z7645","v":6340.7329883339507},{"$f":"INDEX(Table_2,$FB8011,FY$3)*AER_CECV!AA7645","v":10083.108799748861},{"$f":"INDEX(Table_2,$FB8011,FZ$3)*AER_CECV!AB7645","v":10458.770046141359},{"$f":"INDEX(Table_2,$FB8011,GA$3)*AER_CECV!AC7645","v":10517.424366732106},{"$f":"INDEX(Table_2,$FB8011,GB$3)*AER_CECV!AD7645","v":10160.947711142455},{"$f":"INDEX(Table_2,$FB8011,GC$3)*AER_CECV!AE7645","v":9607.4431729782154},{"$f":"INDEX(Table_2,$FB8011,GD$3)*AER_CECV!AF7645","v":8286.3460589476654},{"$f":"INDEX(Table_2,$FB8011,GE$3)*AER_CECV!AG7645","v":8303.9054161949171},{"$f":"INDEX(Table_2,$FB8011,GF$3)*AER_CECV!AH7645","v":6672.3148320184555},{"$f":"INDEX(Table_2,$FB8011,GG$3)*AER_CECV!AI7645","v":5082.6265254330328},{"$f":"INDEX(Table_2,$FB8011,GH$3)*AER_CECV!AJ7645","v":3204.076022797834},{"$f":"INDEX(Table_2,$FB8011,GI$3)*AER_CECV!AK7645","v":2215.1795560557775},{"$f":"INDEX(Table_2,$FB8011,GJ$3)*AER_CECV!AL7645","v":930.23856813738144},{"$f":"INDEX(Table_2,$FB8011,GK$3)*AER_CECV!AM7645","v":186.07890991491632},{"$f":"INDEX(Table_2,$FB8011,GL$3)*AER_CECV!AN7645","v":152.07988337519697},{"$f":"INDEX(Table_2,$FB8011,GM$3)*AER_CECV!AO7645","v":130.8294913591476},{"$f":"INDEX(Table_2,$FB8011,GN$3)*AER_CECV!AP7645","v":65.414745679573798},{"$f":"INDEX(Table_2,$FB8011,GO$3)*AER_CECV!AQ7645","v":0},{"$f":"INDEX(Table_2,$FB8011,GP$3)*AER_CECV!AR7645","v":0},{"$f":"INDEX(Table_2,$FB8011,GQ$3)*AER_CECV!AS7645","v":0},{"$f":"INDEX(Table_2,$FB8011,GR$3)*AER_CECV!AT7645","v":0},{"$f":"INDEX(Table_2,$FB8011,GS$3)*AER_CECV!AU7645","v":0},{"$f":"INDEX(Table_2,$FB8011,GT$3)*AER_CECV!AV7645","v":0},{"$f":"INDEX(Table_2,$FB8011,GU$3)*AER_CECV!AW7645","v":0},{"$f":"INDEX(Table_2,$FB8011,GV$3)*AER_CECV!AX7645","v":0},{"$f":"INDEX(Table_2,$FB8011,GW$3)*AER_CECV!AY7645","v":0},{"$f":"INDEX(Table_2,$FB8011,GX$3)*AER_CECV!AZ7645","v":0},113930.59473681546,2044]
[null,null,null,null,null,null,null,null,null,null,null,null,null,null,null,null,null,null,null,null,null,null,null,null,null,null,null,null,null,null,null,null,null,null,null,null,null,null,null,null,null,null,null,null,null,null,null,null,null,null,null,null,null,null,null,null,null,null,null,null,null,null,null,null,null,null,null,null,null,null,null,null,null,null,null,null,null,null,null,null,null,null,null,null,null,null,null,null,null,null,null,null,null,null,null,null,null,null,null,null,null,null,null,null,null,null,null,null,null,null,null,null,null,null,null,null,null,null,null,null,null,null,null,null,null,null,null,null,null,null,null,null,null,null,null,null,null,null,null,null,null,null,null,null,null,null,null,null,null,null,null,null,null,null,null,null,null,344,{"$f":"INDEX(Table_2,$FB8012,FC$3)*AER_CECV!E7646","v":0},{"$f":"INDEX(Table_2,$FB8012,FD$3)*AER_CECV!F7646","v":0},{"$f":"INDEX(Table_2,$FB8012,FE$3)*AER_CECV!G7646","v":0},{"$f":"INDEX(Table_2,$FB8012,FF$3)*AER_CECV!H7646","v":0},{"$f":"INDEX(Table_2,$FB8012,FG$3)*AER_CECV!I7646","v":0},{"$f":"INDEX(Table_2,$FB8012,FH$3)*AER_CECV!J7646","v":0},{"$f":"INDEX(Table_2,$FB8012,FI$3)*AER_CECV!K7646","v":0},{"$f":"INDEX(Table_2,$FB8012,FJ$3)*AER_CECV!L7646","v":0},{"$f":"INDEX(Table_2,$FB8012,FK$3)*AER_CECV!M7646","v":0},{"$f":"INDEX(Table_2,$FB8012,FL$3)*AER_CECV!N7646","v":0},{"$f":"INDEX(Table_2,$FB8012,FM$3)*AER_CECV!O7646","v":0},{"$f":"INDEX(Table_2,$FB8012,FN$3)*AER_CECV!P7646","v":0},{"$f":"INDEX(Table_2,$FB8012,FO$3)*AER_CECV!Q7646","v":0},{"$f":"INDEX(Table_2,$FB8012,FP$3)*AER_CECV!R7646","v":188.36217087534243},{"$f":"INDEX(Table_2,$FB8012,FQ$3)*AER_CECV!S7646","v":341.11953712669634},{"$f":"INDEX(Table_2,$FB8012,FR$3)*AER_CECV!T7646","v":2023.628786150831},{"$f":"INDEX(Table_2,$FB8012,FS$3)*AER_CECV!U7646","v":3054.7784149439558},{"$f":"INDEX(Table_2,$FB8012,FT$3)*AER_CECV!V7646","v":3118.2686389439118},{"$f":"INDEX(Table_2,$FB8012,FU$3)*AER_CECV!W7646","v":3898.9315045433268},{"$f":"INDEX(Table_2,$FB8012,FV$3)*AER_CECV!X7646","v":4754.4957061948235},{"$f":"INDEX(Table_2,$FB8012,FW$3)*AER_CECV!Y7646","v":6541.2622753483402},{"$f":"INDEX(Table_2,$FB8012,FX$3)*AER_CECV!Z7646","v":9428.4816019782211},{"$f":"INDEX(Table_2,$FB8012,FY$3)*AER_CECV!AA7646","v":11698.47961000875},{"$f":"INDEX(Table_2,$FB8012,FZ$3)*AER_CECV!AB7646","v":12131.700446875657},{"$f":"INDEX(Table_2,$FB8012,GA$3)*AER_CECV!AC7646","v":12549.876631808485},{"$f":"INDEX(Table_2,$FB8012,GB$3)*AER_CECV!AD7646","v":11371.459560943958},{"$f":"INDEX(Table_2,$FB8012,GC$3)*AER_CECV!AE7646","v":11164.513576469293},{"$f":"INDEX(Table_2,$FB8012,GD$3)*AER_CECV!AF7646","v":9944.8709643779694},{"$f":"INDEX(Table_2,$FB8012,GE$3)*AER_CECV!AG7646","v":9309.7581884163319},{"$f":"INDEX(Table_2,$FB8012,GF$3)*AER_CECV!AH7646","v":7804.5776379554418},{"$f":"INDEX(Table_2,$FB8012,GG$3)*AER_CECV!AI7646","v":6806.3958141526682},{"$f":"INDEX(Table_2,$FB8012,GH$3)*AER_CECV!AJ7646","v":5426.7742046093927},{"$f":"INDEX(Table_2,$FB8012,GI$3)*AER_CECV!AK7646","v":3151.4099351530695},{"$f":"INDEX(Table_2,$FB8012,GJ$3)*AER_CECV!AL7646","v":1351.5971365553544},{"$f":"INDEX(Table_2,$FB8012,GK$3)*AER_CECV!AM7646","v":297.9185929759779},{"$f":"INDEX(Table_2,$FB8012,GL$3)*AER_CECV!AN7646","v":395.47502522395519},{"$f":"INDEX(Table_2,$FB8012,GM$3)*AER_CECV!AO7646","v":165.38319600822609},{"$f":"INDEX(Table_2,$FB8012,GN$3)*AER_CECV!AP7646","v":82.691598004113047},{"$f":"INDEX(Table_2,$FB8012,GO$3)*AER_CECV!AQ7646","v":0},{"$f":"INDEX(Table_2,$FB8012,GP$3)*AER_CECV!AR7646","v":0},{"$f":"INDEX(Table_2,$FB8012,GQ$3)*AER_CECV!AS7646","v":0},{"$f":"INDEX(Table_2,$FB8012,GR$3)*AER_CECV!AT7646","v":0},{"$f":"INDEX(Table_2,$FB8012,GS$3)*AER_CECV!AU7646","v":0},{"$f":"INDEX(Table_2,$FB8012,GT$3)*AER_CECV!AV7646","v":0},{"$f":"INDEX(Table_2,$FB8012,GU$3)*AER_CECV!AW7646","v":0},{"$f":"INDEX(Table_2,$FB8012,GV$3)*AER_CECV!AX7646","v":0},{"$f":"INDEX(Table_2,$FB8012,GW$3)*AER_CECV!AY7646","v":0},{"$f":"INDEX(Table_2,$FB8012,GX$3)*AER_CECV!AZ7646","v":0},137002.21075564408,2044]
[null,null,null,null,null,null,null,null,null,null,null,null,null,null,null,null,null,null,null,null,null,null,null,null,null,null,null,null,null,null,null,null,null,null,null,null,null,null,null,null,null,null,null,null,null,null,null,null,null,null,null,null,null,null,null,null,null,null,null,null,null,null,null,null,null,null,null,null,null,null,null,null,null,null,null,null,null,null,null,null,null,null,null,null,null,null,null,null,null,null,null,null,null,null,null,null,null,null,null,null,null,null,null,null,null,null,null,null,null,null,null,null,null,null,null,null,null,null,null,null,null,null,null,null,null,null,null,null,null,null,null,null,null,null,null,null,null,null,null,null,null,null,null,null,null,null,null,null,null,null,null,null,null,null,null,null,null,345,{"$f":"INDEX(Table_2,$FB8013,FC$3)*AER_CECV!E7647","v":0},{"$f":"INDEX(Table_2,$FB8013,FD$3)*AER_CECV!F7647","v":0},{"$f":"INDEX(Table_2,$FB8013,FE$3)*AER_CECV!G7647","v":0},{"$f":"INDEX(Table_2,$FB8013,FF$3)*AER_CECV!H7647","v":0},{"$f":"INDEX(Table_2,$FB8013,FG$3)*AER_CECV!I7647","v":0},{"$f":"INDEX(Table_2,$FB8013,FH$3)*AER_CECV!J7647","v":0},{"$f":"INDEX(Table_2,$FB8013,FI$3)*AER_CECV!K7647","v":0},{"$f":"INDEX(Table_2,$FB8013,FJ$3)*AER_CECV!L7647","v":0},{"$f":"INDEX(Table_2,$FB8013,FK$3)*AER_CECV!M7647","v":0},{"$f":"INDEX(Table_2,$FB8013,FL$3)*AER_CECV!N7647","v":0},{"$f":"INDEX(Table_2,$FB8013,FM$3)*AER_CECV!O7647","v":0},{"$f":"INDEX(Table_2,$FB8013,FN$3)*AER_CECV!P7647","v":0},{"$f":"INDEX(Table_2,$FB8013,FO$3)*AER_CECV!Q7647","v":0},{"$f":"INDEX(Table_2,$FB8013,FP$3)*AER_CECV!R7647","v":232.92839310116605},{"$f":"INDEX(Table_2,$FB8013,FQ$3)*AER_CECV!S7647","v":486.7839182498488},{"$f":"INDEX(Table_2,$FB8013,FR$3)*AER_CECV!T7647","v":2942.2566005870226},{"$f":"INDEX(Table_2,$FB8013,FS$3)*AER_CECV!U7647","v":5347.8599754768693},{"$f":"INDEX(Table_2,$FB8013,FT$3)*AER_CECV!V7647","v":7832.0498271854276},{"$f":"INDEX(Table_2,$FB8013,FU$3)*AER_CECV!W7647","v":10484.847451463644},{"$f":"INDEX(Table_2,$FB8013,FV$3)*AER_CECV!X7647","v":12138.095443444456},{"$f":"INDEX(Table_2,$FB8013,FW$3)*AER_CECV!Y7647","v":14242.793923896872},{"$f":"INDEX(Table_2,$FB8013,FX$3)*AER_CECV!Z7647","v":14472.548011141182},{"$f":"INDEX(Table_2,$FB8013,FY$3)*AER_CECV!AA7647","v":15793.682246895609},{"$f":"INDEX(Table_2,$FB8013,FZ$3)*AER_CECV!AB7647","v":16356.060624276715},{"$f":"INDEX(Table_2,$FB8013,GA$3)*AER_CECV!AC7647","v":16909.756703163628},{"$f":"INDEX(Table_2,$FB8013,GB$3)*AER_CECV!AD7647","v":15162.918287798946},{"$f":"INDEX(Table_2,$FB8013,GC$3)*AER_CECV!AE7647","v":14725.044111443154},{"$f":"INDEX(Table_2,$FB8013,GD$3)*AER_CECV!AF7647","v":13250.549111714221},{"$f":"INDEX(Table_2,$FB8013,GE$3)*AER_CECV!AG7647","v":12635.347043606556},{"$f":"INDEX(Table_2,$FB8013,GF$3)*AER_CECV!AH7647","v":10433.980191625647},{"$f":"INDEX(Table_2,$FB8013,GG$3)*AER_CECV!AI7647","v":9053.6990641966913},{"$f":"INDEX(Table_2,$FB8013,GH$3)*AER_CECV!AJ7647","v":6255.6016766991997},{"$f":"INDEX(Table_2,$FB8013,GI$3)*AER_CECV!AK7647","v":3788.3749256181504},{"$f":"INDEX(Table_2,$FB8013,GJ$3)*AER_CECV!AL7647","v":1536.7696577684089},{"$f":"INDEX(Table_2,$FB8013,GK$3)*AER_CECV!AM7647","v":345.80040085086989},{"$f":"INDEX(Table_2,$FB8013,GL$3)*AER_CECV!AN7647","v":204.01747860328908},{"$f":"INDEX(Table_2,$FB8013,GM$3)*AER_CECV!AO7647","v":207.88359158599076},{"$f":"INDEX(Table_2,$FB8013,GN$3)*AER_CECV!AP7647","v":103.94179579299538},{"$f":"INDEX(Table_2,$FB8013,GO$3)*AER_CECV!AQ7647","v":0},{"$f":"INDEX(Table_2,$FB8013,GP$3)*AER_CECV!AR7647","v":0},{"$f":"INDEX(Table_2,$FB8013,GQ$3)*AER_CECV!AS7647","v":0},{"$f":"INDEX(Table_2,$FB8013,GR$3)*AER_CECV!AT7647","v":0},{"$f":"INDEX(Table_2,$FB8013,GS$3)*AER_CECV!AU7647","v":0},{"$f":"INDEX(Table_2,$FB8013,GT$3)*AER_CECV!AV7647","v":0},{"$f":"INDEX(Table_2,$FB8013,GU$3)*AER_CECV!AW7647","v":0},{"$f":"INDEX(Table_2,$FB8013,GV$3)*AER_CECV!AX7647","v":0},{"$f":"INDEX(Table_2,$FB8013,GW$3)*AER_CECV!AY7647","v":0},{"$f":"INDEX(Table_2,$FB8013,GX$3)*AER_CECV!AZ7647","v":0},204943.59045618656,2044]
[null,null,null,null,null,null,null,null,null,null,null,null,null,null,null,null,null,null,null,null,null,null,null,null,null,null,null,null,null,null,null,null,null,null,null,null,null,null,null,null,null,null,null,null,null,null,null,null,null,null,null,null,null,null,null,null,null,null,null,null,null,null,null,null,null,null,null,null,null,null,null,null,null,null,null,null,null,null,null,null,null,null,null,null,null,null,null,null,null,null,null,null,null,null,null,null,null,null,null,null,null,null,null,null,null,null,null,null,null,null,null,null,null,null,null,null,null,null,null,null,null,null,null,null,null,null,null,null,null,null,null,null,null,null,null,null,null,null,null,null,null,null,null,null,null,null,null,null,null,null,null,null,null,null,null,null,null,346,{"$f":"INDEX(Table_2,$FB8014,FC$3)*AER_CECV!E7648","v":0},{"$f":"INDEX(Table_2,$FB8014,FD$3)*AER_CECV!F7648","v":0},{"$f":"INDEX(Table_2,$FB8014,FE$3)*AER_CECV!G7648","v":0},{"$f":"INDEX(Table_2,$FB8014,FF$3)*AER_CECV!H7648","v":0},{"$f":"INDEX(Table_2,$FB8014,FG$3)*AER_CECV!I7648","v":0},{"$f":"INDEX(Table_2,$FB8014,FH$3)*AER_CECV!J7648","v":0},{"$f":"INDEX(Table_2,$FB8014,FI$3)*AER_CECV!K7648","v":0},{"$f":"INDEX(Table_2,$FB8014,FJ$3)*AER_CECV!L7648","v":0},{"$f":"INDEX(Table_2,$FB8014,FK$3)*AER_CECV!M7648","v":0},{"$f":"INDEX(Table_2,$FB8014,FL$3)*AER_CECV!N7648","v":0},{"$f":"INDEX(Table_2,$FB8014,FM$3)*AER_CECV!O7648","v":0},{"$f":"INDEX(Table_2,$FB8014,FN$3)*AER_CECV!P7648","v":0},{"$f":"INDEX(Table_2,$FB8014,FO$3)*AER_CECV!Q7648","v":0},{"$f":"INDEX(Table_2,$FB8014,FP$3)*AER_CECV!R7648","v":174.59029576226931},{"$f":"INDEX(Table_2,$FB8014,FQ$3)*AER_CECV!S7648","v":393.76600195776916},{"$f":"INDEX(Table_2,$FB8014,FR$3)*AER_CECV!T7648","v":2266.1240276740596},{"$f":"INDEX(Table_2,$FB8014,FS$3)*AER_CECV!U7648","v":3922.8411439234928},{"$f":"INDEX(Table_2,$FB8014,FT$3)*AER_CECV!V7648","v":5801.0725974606066},{"$f":"INDEX(Table_2,$FB8014,FU$3)*AER_CECV!W7648","v":7694.281527537808},{"$f":"INDEX(Table_2,$FB8014,FV$3)*AER_CECV!X7648","v":9056.099901619049},{"$f":"INDEX(Table_2,$FB8014,FW$3)*AER_CECV!Y7648","v":10639.613225640411},{"$f":"INDEX(Table_2,$FB8014,FX$3)*AER_CECV!Z7648","v":10796.332438670288},{"$f":"INDEX(Table_2,$FB8014,FY$3)*AER_CECV!AA7648","v":11768.331485441709},{"$f":"INDEX(Table_2,$FB8014,FZ$3)*AER_CECV!AB7648","v":12216.117495981},{"$f":"INDEX(Table_2,$FB8014,GA$3)*AER_CECV!AC7648","v":12657.434073671262},{"$f":"INDEX(Table_2,$FB8014,GB$3)*AER_CECV!AD7648","v":11534.955889683924},{"$f":"INDEX(Table_2,$FB8014,GC$3)*AER_CECV!AE7648","v":11397.016226824615},{"$f":"INDEX(Table_2,$FB8014,GD$3)*AER_CECV!AF7648","v":9982.1674973975169},{"$f":"INDEX(Table_2,$FB8014,GE$3)*AER_CECV!AG7648","v":9342.7786413122885},{"$f":"INDEX(Table_2,$FB8014,GF$3)*AER_CECV!AH7648","v":7678.4049557158396},{"$f":"INDEX(Table_2,$FB8014,GG$3)*AER_CECV!AI7648","v":6690.9773283633631},{"$f":"INDEX(Table_2,$FB8014,GH$3)*AER_CECV!AJ7648","v":4755.8030364639435},{"$f":"INDEX(Table_2,$FB8014,GI$3)*AER_CECV!AK7648","v":3594.6641561794499},{"$f":"INDEX(Table_2,$FB8014,GJ$3)*AER_CECV!AL7648","v":1435.2947012437855},{"$f":"INDEX(Table_2,$FB8014,GK$3)*AER_CECV!AM7648","v":337.78908211222318},{"$f":"INDEX(Table_2,$FB8014,GL$3)*AER_CECV!AN7648","v":115.29207440781262},{"$f":"INDEX(Table_2,$FB8014,GM$3)*AER_CECV!AO7648","v":200.2320146391497},{"$f":"INDEX(Table_2,$FB8014,GN$3)*AER_CECV!AP7648","v":100.11600731957485},{"$f":"INDEX(Table_2,$FB8014,GO$3)*AER_CECV!AQ7648","v":0},{"$f":"INDEX(Table_2,$FB8014,GP$3)*AER_CECV!AR7648","v":0},{"$f":"INDEX(Table_2,$FB8014,GQ$3)*AER_CECV!AS7648","v":0},{"$f":"INDEX(Table_2,$FB8014,GR$3)*AER_CECV!AT7648","v":0},{"$f":"INDEX(Table_2,$FB8014,GS$3)*AER_CECV!AU7648","v":0},{"$f":"INDEX(Table_2,$FB8014,GT$3)*AER_CECV!AV7648","v":0},{"$f":"INDEX(Table_2,$FB8014,GU$3)*AER_CECV!AW7648","v":0},{"$f":"INDEX(Table_2,$FB8014,GV$3)*AER_CECV!AX7648","v":0},{"$f":"INDEX(Table_2,$FB8014,GW$3)*AER_CECV!AY7648","v":0},{"$f":"INDEX(Table_2,$FB8014,GX$3)*AER_CECV!AZ7648","v":0},154552.09582700321,2044]
[null,null,null,null,null,null,null,null,null,null,null,null,null,null,null,null,null,null,null,null,null,null,null,null,null,null,null,null,null,null,null,null,null,null,null,null,null,null,null,null,null,null,null,null,null,null,null,null,null,null,null,null,null,null,null,null,null,null,null,null,null,null,null,null,null,null,null,null,null,null,null,null,null,null,null,null,null,null,null,null,null,null,null,null,null,null,null,null,null,null,null,null,null,null,null,null,null,null,null,null,null,null,null,null,null,null,null,null,null,null,null,null,null,null,null,null,null,null,null,null,null,null,null,null,null,null,null,null,null,null,null,null,null,null,null,null,null,null,null,null,null,null,null,null,null,null,null,null,null,null,null,null,null,null,null,null,null,347,{"$f":"INDEX(Table_2,$FB8015,FC$3)*AER_CECV!E7649","v":0},{"$f":"INDEX(Table_2,$FB8015,FD$3)*AER_CECV!F7649","v":0},{"$f":"INDEX(Table_2,$FB8015,FE$3)*AER_CECV!G7649","v":0},{"$f":"INDEX(Table_2,$FB8015,FF$3)*AER_CECV!H7649","v":0},{"$f":"INDEX(Table_2,$FB8015,FG$3)*AER_CECV!I7649","v":0},{"$f":"INDEX(Table_2,$FB8015,FH$3)*AER_CECV!J7649","v":0},{"$f":"INDEX(Table_2,$FB8015,FI$3)*AER_CECV!K7649","v":0},{"$f":"INDEX(Table_2,$FB8015,FJ$3)*AER_CECV!L7649","v":0},{"$f":"INDEX(Table_2,$FB8015,FK$3)*AER_CECV!M7649","v":0},{"$f":"INDEX(Table_2,$FB8015,FL$3)*AER_CECV!N7649","v":0},{"$f":"INDEX(Table_2,$FB8015,FM$3)*AER_CECV!O7649","v":0},{"$f":"INDEX(Table_2,$FB8015,FN$3)*AER_CECV!P7649","v":0},{"$f":"INDEX(Table_2,$FB8015,FO$3)*AER_CECV!Q7649","v":0},{"$f":"INDEX(Table_2,$FB8015,FP$3)*AER_CECV!R7649","v":106.35176233099533},{"$f":"INDEX(Table_2,$FB8015,FQ$3)*AER_CECV!S7649","v":210.87528806100221},{"$f":"INDEX(Table_2,$FB8015,FR$3)*AER_CECV!T7649","v":1283.3432479955766},{"$f":"INDEX(Table_2,$FB8015,FS$3)*AER_CECV!U7649","v":2547.0443834873672},{"$f":"INDEX(Table_2,$FB8015,FT$3)*AER_CECV!V7649","v":2497.7320323402373},{"$f":"INDEX(Table_2,$FB8015,FU$3)*AER_CECV!W7649","v":3093.5123112401247},{"$f":"INDEX(Table_2,$FB8015,FV$3)*AER_CECV!X7649","v":4434.3027237149099},{"$f":"INDEX(Table_2,$FB8015,FW$3)*AER_CECV!Y7649","v":5076.0311120910774},{"$f":"INDEX(Table_2,$FB8015,FX$3)*AER_CECV!Z7649","v":7471.8387445771923},{"$f":"INDEX(Table_2,$FB8015,FY$3)*AER_CECV!AA7649","v":8014.0511123618689},{"$f":"INDEX(Table_2,$FB8015,FZ$3)*AER_CECV!AB7649","v":8165.3776004833626},{"$f":"INDEX(Table_2,$FB8015,GA$3)*AER_CECV!AC7649","v":8232.1815925787778},{"$f":"INDEX(Table_2,$FB8015,GB$3)*AER_CECV!AD7649","v":8409.8101946484858},{"$f":"INDEX(Table_2,$FB8015,GC$3)*AER_CECV!AE7649","v":8107.7555406677911},{"$f":"INDEX(Table_2,$FB8015,GD$3)*AER_CECV!AF7649","v":7574.5442243563393},{"$f":"INDEX(Table_2,$FB8015,GE$3)*AER_CECV!AG7649","v":6583.1162052919126},{"$f":"INDEX(Table_2,$FB8015,GF$3)*AER_CECV!AH7649","v":5067.2964828408385},{"$f":"INDEX(Table_2,$FB8015,GG$3)*AER_CECV!AI7649","v":3624.1963077513515},{"$f":"INDEX(Table_2,$FB8015,GH$3)*AER_CECV!AJ7649","v":2383.1908548261977},{"$f":"INDEX(Table_2,$FB8015,GI$3)*AER_CECV!AK7649","v":1690.8712078062331},{"$f":"INDEX(Table_2,$FB8015,GJ$3)*AER_CECV!AL7649","v":796.49709709117951},{"$f":"INDEX(Table_2,$FB8015,GK$3)*AER_CECV!AM7649","v":193.66557808678738},{"$f":"INDEX(Table_2,$FB8015,GL$3)*AER_CECV!AN7649","v":210.18275277912514},{"$f":"INDEX(Table_2,$FB8015,GM$3)*AER_CECV!AO7649","v":153.21787282753229},{"$f":"INDEX(Table_2,$FB8015,GN$3)*AER_CECV!AP7649","v":76.608936413766131},{"$f":"INDEX(Table_2,$FB8015,GO$3)*AER_CECV!AQ7649","v":0},{"$f":"INDEX(Table_2,$FB8015,GP$3)*AER_CECV!AR7649","v":0},{"$f":"INDEX(Table_2,$FB8015,GQ$3)*AER_CECV!AS7649","v":0},{"$f":"INDEX(Table_2,$FB8015,GR$3)*AER_CECV!AT7649","v":0},{"$f":"INDEX(Table_2,$FB8015,GS$3)*AER_CECV!AU7649","v":0},{"$f":"INDEX(Table_2,$FB8015,GT$3)*AER_CECV!AV7649","v":0},{"$f":"INDEX(Table_2,$FB8015,GU$3)*AER_CECV!AW7649","v":0},{"$f":"INDEX(Table_2,$FB8015,GV$3)*AER_CECV!AX7649","v":0},{"$f":"INDEX(Table_2,$FB8015,GW$3)*AER_CECV!AY7649","v":0},{"$f":"INDEX(Table_2,$FB8015,GX$3)*AER_CECV!AZ7649","v":0},96003.595166650048,2044]
[null,null,null,null,null,null,null,null,null,null,null,null,null,null,null,null,null,null,null,null,null,null,null,null,null,null,null,null,null,null,null,null,null,null,null,null,null,null,null,null,null,null,null,null,null,null,null,null,null,null,null,null,null,null,null,null,null,null,null,null,null,null,null,null,null,null,null,null,null,null,null,null,null,null,null,null,null,null,null,null,null,null,null,null,null,null,null,null,null,null,null,null,null,null,null,null,null,null,null,null,null,null,null,null,null,null,null,null,null,null,null,null,null,null,null,null,null,null,null,null,null,null,null,null,null,null,null,null,null,null,null,null,null,null,null,null,null,null,null,null,null,null,null,null,null,null,null,null,null,null,null,null,null,null,null,null,null,348,{"$f":"INDEX(Table_2,$FB8016,FC$3)*AER_CECV!E7650","v":0},{"$f":"INDEX(Table_2,$FB8016,FD$3)*AER_CECV!F7650","v":0},{"$f":"INDEX(Table_2,$FB8016,FE$3)*AER_CECV!G7650","v":0},{"$f":"INDEX(Table_2,$FB8016,FF$3)*AER_CECV!H7650","v":0},{"$f":"INDEX(Table_2,$FB8016,FG$3)*AER_CECV!I7650","v":0},{"$f":"INDEX(Table_2,$FB8016,FH$3)*AER_CECV!J7650","v":0},{"$f":"INDEX(Table_2,$FB8016,FI$3)*AER_CECV!K7650","v":0},{"$f":"INDEX(Table_2,$FB8016,FJ$3)*AER_CECV!L7650","v":0},{"$f":"INDEX(Table_2,$FB8016,FK$3)*AER_CECV!M7650","v":0},{"$f":"INDEX(Table_2,$FB8016,FL$3)*AER_CECV!N7650","v":0},{"$f":"INDEX(Table_2,$FB8016,FM$3)*AER_CECV!O7650","v":0},{"$f":"INDEX(Table_2,$FB8016,FN$3)*AER_CECV!P7650","v":0},{"$f":"INDEX(Table_2,$FB8016,FO$3)*AER_CECV!Q7650","v":0},{"$f":"INDEX(Table_2,$FB8016,FP$3)*AER_CECV!R7650","v":141.4211532605764},{"$f":"INDEX(Table_2,$FB8016,FQ$3)*AER_CECV!S7650","v":321.62950956449254},{"$f":"INDEX(Table_2,$FB8016,FR$3)*AER_CECV!T7650","v":2186.3220784411919},{"$f":"INDEX(Table_2,$FB8016,FS$3)*AER_CECV!U7650","v":3542.9231573842458},{"$f":"INDEX(Table_2,$FB8016,FT$3)*AER_CECV!V7650","v":3934.3602363524533},{"$f":"INDEX(Table_2,$FB8016,FU$3)*AER_CECV!W7650","v":4258.9070220638523},{"$f":"INDEX(Table_2,$FB8016,FV$3)*AER_CECV!X7650","v":5098.6766890846438},{"$f":"INDEX(Table_2,$FB8016,FW$3)*AER_CECV!Y7650","v":6051.4072687213511},{"$f":"INDEX(Table_2,$FB8016,FX$3)*AER_CECV!Z7650","v":6102.6285591873402},{"$f":"INDEX(Table_2,$FB8016,FY$3)*AER_CECV!AA7650","v":6997.8841239610319},{"$f":"INDEX(Table_2,$FB8016,FZ$3)*AER_CECV!AB7650","v":12105.413665529106},{"$f":"INDEX(Table_2,$FB8016,GA$3)*AER_CECV!AC7650","v":12540.301652802775},{"$f":"INDEX(Table_2,$FB8016,GB$3)*AER_CECV!AD7650","v":11384.554491381421},{"$f":"INDEX(Table_2,$FB8016,GC$3)*AER_CECV!AE7650","v":11199.537228565403},{"$f":"INDEX(Table_2,$FB8016,GD$3)*AER_CECV!AF7650","v":6388.2019293483208},{"$f":"INDEX(Table_2,$FB8016,GE$3)*AER_CECV!AG7650","v":5544.4514103809224},{"$f":"INDEX(Table_2,$FB8016,GF$3)*AER_CECV!AH7650","v":4896.6056375897779},{"$f":"INDEX(Table_2,$FB8016,GG$3)*AER_CECV!AI7650","v":3986.6719566886568},{"$f":"INDEX(Table_2,$FB8016,GH$3)*AER_CECV!AJ7650","v":4323.5497068433906},{"$f":"INDEX(Table_2,$FB8016,GI$3)*AER_CECV!AK7650","v":2583.135126353071},{"$f":"INDEX(Table_2,$FB8016,GJ$3)*AER_CECV!AL7650","v":1296.6570127190346},{"$f":"INDEX(Table_2,$FB8016,GK$3)*AER_CECV!AM7650","v":326.59525964123424},{"$f":"INDEX(Table_2,$FB8016,GL$3)*AER_CECV!AN7650","v":198.40501181102636},{"$f":"INDEX(Table_2,$FB8016,GM$3)*AER_CECV!AO7650","v":181.98372495877831},{"$f":"INDEX(Table_2,$FB8016,GN$3)*AER_CECV!AP7650","v":90.991862479389155},{"$f":"INDEX(Table_2,$FB8016,GO$3)*AER_CECV!AQ7650","v":0},{"$f":"INDEX(Table_2,$FB8016,GP$3)*AER_CECV!AR7650","v":0},{"$f":"INDEX(Table_2,$FB8016,GQ$3)*AER_CECV!AS7650","v":0},{"$f":"INDEX(Table_2,$FB8016,GR$3)*AER_CECV!AT7650","v":0},{"$f":"INDEX(Table_2,$FB8016,GS$3)*AER_CECV!AU7650","v":0},{"$f":"INDEX(Table_2,$FB8016,GT$3)*AER_CECV!AV7650","v":0},{"$f":"INDEX(Table_2,$FB8016,GU$3)*AER_CECV!AW7650","v":0},{"$f":"INDEX(Table_2,$FB8016,GV$3)*AER_CECV!AX7650","v":0},{"$f":"INDEX(Table_2,$FB8016,GW$3)*AER_CECV!AY7650","v":0},{"$f":"INDEX(Table_2,$FB8016,GX$3)*AER_CECV!AZ7650","v":0},115683.21547511348,2044]
[null,null,null,null,null,null,null,null,null,null,null,null,null,null,null,null,null,null,null,null,null,null,null,null,null,null,null,null,null,null,null,null,null,null,null,null,null,null,null,null,null,null,null,null,null,null,null,null,null,null,null,null,null,null,null,null,null,null,null,null,null,null,null,null,null,null,null,null,null,null,null,null,null,null,null,null,null,null,null,null,null,null,null,null,null,null,null,null,null,null,null,null,null,null,null,null,null,null,null,null,null,null,null,null,null,null,null,null,null,null,null,null,null,null,null,null,null,null,null,null,null,null,null,null,null,null,null,null,null,null,null,null,null,null,null,null,null,null,null,null,null,null,null,null,null,null,null,null,null,null,null,null,null,null,null,null,null,349,{"$f":"INDEX(Table_2,$FB8017,FC$3)*AER_CECV!E7651","v":0},{"$f":"INDEX(Table_2,$FB8017,FD$3)*AER_CECV!F7651","v":0},{"$f":"INDEX(Table_2,$FB8017,FE$3)*AER_CECV!G7651","v":0},{"$f":"INDEX(Table_2,$FB8017,FF$3)*AER_CECV!H7651","v":0},{"$f":"INDEX(Table_2,$FB8017,FG$3)*AER_CECV!I7651","v":0},{"$f":"INDEX(Table_2,$FB8017,FH$3)*AER_CECV!J7651","v":0},{"$f":"INDEX(Table_2,$FB8017,FI$3)*AER_CECV!K7651","v":0},{"$f":"INDEX(Table_2,$FB8017,FJ$3)*AER_CECV!L7651","v":0},{"$f":"INDEX(Table_2,$FB8017,FK$3)*AER_CECV!M7651","v":0},{"$f":"INDEX(Table_2,$FB8017,FL$3)*AER_CECV!N7651","v":0},{"$f":"INDEX(Table_2,$FB8017,FM$3)*AER_CECV!O7651","v":0},{"$f":"INDEX(Table_2,$FB8017,FN$3)*AER_CECV!P7651","v":0},{"$f":"INDEX(Table_2,$FB8017,FO$3)*AER_CECV!Q7651","v":0},{"$f":"INDEX(Table_2,$FB8017,FP$3)*AER_CECV!R7651","v":108.86226806453864},{"$f":"INDEX(Table_2,$FB8017,FQ$3)*AER_CECV!S7651","v":270.01254187730683},{"$f":"INDEX(Table_2,$FB8017,FR$3)*AER_CECV!T7651","v":1708.3255641504545},{"$f":"INDEX(Table_2,$FB8017,FS$3)*AER_CECV!U7651","v":3118.8709200851572},{"$f":"INDEX(Table_2,$FB8017,FT$3)*AER_CECV!V7651","v":5101.8580811720603},{"$f":"INDEX(Table_2,$FB8017,FU$3)*AER_CECV!W7651","v":6826.4655080673947},{"$f":"INDEX(Table_2,$FB8017,FV$3)*AER_CECV!X7651","v":8364.9577727051801},{"$f":"INDEX(Table_2,$FB8017,FW$3)*AER_CECV!Y7651","v":9622.6092669678164},{"$f":"INDEX(Table_2,$FB8017,FX$3)*AER_CECV!Z7651","v":10408.316864830391},{"$f":"INDEX(Table_2,$FB8017,FY$3)*AER_CECV!AA7651","v":11081.357324213654},{"$f":"INDEX(Table_2,$FB8017,FZ$3)*AER_CECV!AB7651","v":11122.735384105472},{"$f":"INDEX(Table_2,$FB8017,GA$3)*AER_CECV!AC7651","v":11040.998631980339},{"$f":"INDEX(Table_2,$FB8017,GB$3)*AER_CECV!AD7651","v":10370.397691680884},{"$f":"INDEX(Table_2,$FB8017,GC$3)*AER_CECV!AE7651","v":9655.9335214176754},{"$f":"INDEX(Table_2,$FB8017,GD$3)*AER_CECV!AF7651","v":8935.1225924961018},{"$f":"INDEX(Table_2,$FB8017,GE$3)*AER_CECV!AG7651","v":8396.5823228343434},{"$f":"INDEX(Table_2,$FB8017,GF$3)*AER_CECV!AH7651","v":6971.8437427868021},{"$f":"INDEX(Table_2,$FB8017,GG$3)*AER_CECV!AI7651","v":5432.6627155347032},{"$f":"INDEX(Table_2,$FB8017,GH$3)*AER_CECV!AJ7651","v":3689.8987142684919},{"$f":"INDEX(Table_2,$FB8017,GI$3)*AER_CECV!AK7651","v":2713.9506449361274},{"$f":"INDEX(Table_2,$FB8017,GJ$3)*AER_CECV!AL7651","v":1051.7286252770525},{"$f":"INDEX(Table_2,$FB8017,GK$3)*AER_CECV!AM7651","v":219.00240974373719},{"$f":"INDEX(Table_2,$FB8017,GL$3)*AER_CECV!AN7651","v":256.58149201715293},{"$f":"INDEX(Table_2,$FB8017,GM$3)*AER_CECV!AO7651","v":169.85404680694481},{"$f":"INDEX(Table_2,$FB8017,GN$3)*AER_CECV!AP7651","v":84.927023403472418},{"$f":"INDEX(Table_2,$FB8017,GO$3)*AER_CECV!AQ7651","v":0},{"$f":"INDEX(Table_2,$FB8017,GP$3)*AER_CECV!AR7651","v":0},{"$f":"INDEX(Table_2,$FB8017,GQ$3)*AER_CECV!AS7651","v":0},{"$f":"INDEX(Table_2,$FB8017,GR$3)*AER_CECV!AT7651","v":0},{"$f":"INDEX(Table_2,$FB8017,GS$3)*AER_CECV!AU7651","v":0},{"$f":"INDEX(Table_2,$FB8017,GT$3)*AER_CECV!AV7651","v":0},{"$f":"INDEX(Table_2,$FB8017,GU$3)*AER_CECV!AW7651","v":0},{"$f":"INDEX(Table_2,$FB8017,GV$3)*AER_CECV!AX7651","v":0},{"$f":"INDEX(Table_2,$FB8017,GW$3)*AER_CECV!AY7651","v":0},{"$f":"INDEX(Table_2,$FB8017,GX$3)*AER_CECV!AZ7651","v":0},136723.85567142325,2044]
[null,null,null,null,null,null,null,null,null,null,null,null,null,null,null,null,null,null,null,null,null,null,null,null,null,null,null,null,null,null,null,null,null,null,null,null,null,null,null,null,null,null,null,null,null,null,null,null,null,null,null,null,null,null,null,null,null,null,null,null,null,null,null,null,null,null,null,null,null,null,null,null,null,null,null,null,null,null,null,null,null,null,null,null,null,null,null,null,null,null,null,null,null,null,null,null,null,null,null,null,null,null,null,null,null,null,null,null,null,null,null,null,null,null,null,null,null,null,null,null,null,null,null,null,null,null,null,null,null,null,null,null,null,null,null,null,null,null,null,null,null,null,null,null,null,null,null,null,null,null,null,null,null,null,null,null,null,350,{"$f":"INDEX(Table_2,$FB8018,FC$3)*AER_CECV!E7652","v":0},{"$f":"INDEX(Table_2,$FB8018,FD$3)*AER_CECV!F7652","v":0},{"$f":"INDEX(Table_2,$FB8018,FE$3)*AER_CECV!G7652","v":0},{"$f":"INDEX(Table_2,$FB8018,FF$3)*AER_CECV!H7652","v":0},{"$f":"INDEX(Table_2,$FB8018,FG$3)*AER_CECV!I7652","v":0},{"$f":"INDEX(Table_2,$FB8018,FH$3)*AER_CECV!J7652","v":0},{"$f":"INDEX(Table_2,$FB8018,FI$3)*AER_CECV!K7652","v":0},{"$f":"INDEX(Table_2,$FB8018,FJ$3)*AER_CECV!L7652","v":0},{"$f":"INDEX(Table_2,$FB8018,FK$3)*AER_CECV!M7652","v":0},{"$f":"INDEX(Table_2,$FB8018,FL$3)*AER_CECV!N7652","v":0},{"$f":"INDEX(Table_2,$FB8018,FM$3)*AER_CECV!O7652","v":0},{"$f":"INDEX(Table_2,$FB8018,FN$3)*AER_CECV!P7652","v":0},{"$f":"INDEX(Table_2,$FB8018,FO$3)*AER_CECV!Q7652","v":0},{"$f":"INDEX(Table_2,$FB8018,FP$3)*AER_CECV!R7652","v":89.694004267927625},{"$f":"INDEX(Table_2,$FB8018,FQ$3)*AER_CECV!S7652","v":211.30626042182831},{"$f":"INDEX(Table_2,$FB8018,FR$3)*AER_CECV!T7652","v":1614.9498503370667},{"$f":"INDEX(Table_2,$FB8018,FS$3)*AER_CECV!U7652","v":2591.0021728710185},{"$f":"INDEX(Table_2,$FB8018,FT$3)*AER_CECV!V7652","v":4125.6927816703737},{"$f":"INDEX(Table_2,$FB8018,FU$3)*AER_CECV!W7652","v":5666.8591548515215},{"$f":"INDEX(Table_2,$FB8018,FV$3)*AER_CECV!X7652","v":6798.0860850573072},{"$f":"INDEX(Table_2,$FB8018,FW$3)*AER_CECV!Y7652","v":7645.4078701982089},{"$f":"INDEX(Table_2,$FB8018,FX$3)*AER_CECV!Z7652","v":8260.1096378058755},{"$f":"INDEX(Table_2,$FB8018,FY$3)*AER_CECV!AA7652","v":8667.8984481004081},{"$f":"INDEX(Table_2,$FB8018,FZ$3)*AER_CECV!AB7652","v":8837.617252536751},{"$f":"INDEX(Table_2,$FB8018,GA$3)*AER_CECV!AC7652","v":9072.2586207460099},{"$f":"INDEX(Table_2,$FB8018,GB$3)*AER_CECV!AD7652","v":8494.3140302629654},{"$f":"INDEX(Table_2,$FB8018,GC$3)*AER_CECV!AE7652","v":7874.9297103010495},{"$f":"INDEX(Table_2,$FB8018,GD$3)*AER_CECV!AF7652","v":6874.3354815965613},{"$f":"INDEX(Table_2,$FB8018,GE$3)*AER_CECV!AG7652","v":6341.4480191425146},{"$f":"INDEX(Table_2,$FB8018,GF$3)*AER_CECV!AH7652","v":5682.417660605166},{"$f":"INDEX(Table_2,$FB8018,GG$3)*AER_CECV!AI7652","v":4720.5495790718714},{"$f":"INDEX(Table_2,$FB8018,GH$3)*AER_CECV!AJ7652","v":3395.4228050851602},{"$f":"INDEX(Table_2,$FB8018,GI$3)*AER_CECV!AK7652","v":2092.4479906683005},{"$f":"INDEX(Table_2,$FB8018,GJ$3)*AER_CECV!AL7652","v":814.34712347901154},{"$f":"INDEX(Table_2,$FB8018,GK$3)*AER_CECV!AM7652","v":142.16621096360436},{"$f":"INDEX(Table_2,$FB8018,GL$3)*AER_CECV!AN7652","v":275.06066955630126},{"$f":"INDEX(Table_2,$FB8018,GM$3)*AER_CECV!AO7652","v":176.74167173372328},{"$f":"INDEX(Table_2,$FB8018,GN$3)*AER_CECV!AP7652","v":88.370835866861654},{"$f":"INDEX(Table_2,$FB8018,GO$3)*AER_CECV!AQ7652","v":0},{"$f":"INDEX(Table_2,$FB8018,GP$3)*AER_CECV!AR7652","v":0},{"$f":"INDEX(Table_2,$FB8018,GQ$3)*AER_CECV!AS7652","v":0},{"$f":"INDEX(Table_2,$FB8018,GR$3)*AER_CECV!AT7652","v":0},{"$f":"INDEX(Table_2,$FB8018,GS$3)*AER_CECV!AU7652","v":0},{"$f":"INDEX(Table_2,$FB8018,GT$3)*AER_CECV!AV7652","v":0},{"$f":"INDEX(Table_2,$FB8018,GU$3)*AER_CECV!AW7652","v":0},{"$f":"INDEX(Table_2,$FB8018,GV$3)*AER_CECV!AX7652","v":0},{"$f":"INDEX(Table_2,$FB8018,GW$3)*AER_CECV!AY7652","v":0},{"$f":"INDEX(Table_2,$FB8018,GX$3)*AER_CECV!AZ7652","v":0},110553.43392719737,2044]
[null,null,null,null,null,null,null,null,null,null,null,null,null,null,null,null,null,null,null,null,null,null,null,null,null,null,null,null,null,null,null,null,null,null,null,null,null,null,null,null,null,null,null,null,null,null,null,null,null,null,null,null,null,null,null,null,null,null,null,null,null,null,null,null,null,null,null,null,null,null,null,null,null,null,null,null,null,null,null,null,null,null,null,null,null,null,null,null,null,null,null,null,null,null,null,null,null,null,null,null,null,null,null,null,null,null,null,null,null,null,null,null,null,null,null,null,null,null,null,null,null,null,null,null,null,null,null,null,null,null,null,null,null,null,null,null,null,null,null,null,null,null,null,null,null,null,null,null,null,null,null,null,null,null,null,null,null,351,{"$f":"INDEX(Table_2,$FB8019,FC$3)*AER_CECV!E7653","v":0},{"$f":"INDEX(Table_2,$FB8019,FD$3)*AER_CECV!F7653","v":0},{"$f":"INDEX(Table_2,$FB8019,FE$3)*AER_CECV!G7653","v":0},{"$f":"INDEX(Table_2,$FB8019,FF$3)*AER_CECV!H7653","v":0},{"$f":"INDEX(Table_2,$FB8019,FG$3)*AER_CECV!I7653","v":0},{"$f":"INDEX(Table_2,$FB8019,FH$3)*AER_CECV!J7653","v":0},{"$f":"INDEX(Table_2,$FB8019,FI$3)*AER_CECV!K7653","v":0},{"$f":"INDEX(Table_2,$FB8019,FJ$3)*AER_CECV!L7653","v":0},{"$f":"INDEX(Table_2,$FB8019,FK$3)*AER_CECV!M7653","v":0},{"$f":"INDEX(Table_2,$FB8019,FL$3)*AER_CECV!N7653","v":0},{"$f":"INDEX(Table_2,$FB8019,FM$3)*AER_CECV!O7653","v":0},{"$f":"INDEX(Table_2,$FB8019,FN$3)*AER_CECV!P7653","v":0},{"$f":"INDEX(Table_2,$FB8019,FO$3)*AER_CECV!Q7653","v":0},{"$f":"INDEX(Table_2,$FB8019,FP$3)*AER_CECV!R7653","v":53.414244412006376},{"$f":"INDEX(Table_2,$FB8019,FQ$3)*AER_CECV!S7653","v":109.05343235596727},{"$f":"INDEX(Table_2,$FB8019,FR$3)*AER_CECV!T7653","v":1191.7531344185379},{"$f":"INDEX(Table_2,$FB8019,FS$3)*AER_CECV!U7653","v":1734.876075359},{"$f":"INDEX(Table_2,$FB8019,FT$3)*AER_CECV!V7653","v":3079.6679337825431},{"$f":"INDEX(Table_2,$FB8019,FU$3)*AER_CECV!W7653","v":4289.4416965064238},{"$f":"INDEX(Table_2,$FB8019,FV$3)*AER_CECV!X7653","v":5415.0416693944071},{"$f":"INDEX(Table_2,$FB8019,FW$3)*AER_CECV!Y7653","v":6487.1223179675526},{"$f":"INDEX(Table_2,$FB8019,FX$3)*AER_CECV!Z7653","v":7429.4110344992368},{"$f":"INDEX(Table_2,$FB8019,FY$3)*AER_CECV!AA7653","v":8572.9700790747556},{"$f":"INDEX(Table_2,$FB8019,FZ$3)*AER_CECV!AB7653","v":8895.9657164008077},{"$f":"INDEX(Table_2,$FB8019,GA$3)*AER_CECV!AC7653","v":9223.6766999180727},{"$f":"INDEX(Table_2,$FB8019,GB$3)*AER_CECV!AD7653","v":9300.0237013419683},{"$f":"INDEX(Table_2,$FB8019,GC$3)*AER_CECV!AE7653","v":9471.5717608920422},{"$f":"INDEX(Table_2,$FB8019,GD$3)*AER_CECV!AF7653","v":9114.9241811261054},{"$f":"INDEX(Table_2,$FB8019,GE$3)*AER_CECV!AG7653","v":8115.9872995940013},{"$f":"INDEX(Table_2,$FB8019,GF$3)*AER_CECV!AH7653","v":6622.5104473858191},{"$f":"INDEX(Table_2,$FB8019,GG$3)*AER_CECV!AI7653","v":5028.3601991871437},{"$f":"INDEX(Table_2,$FB8019,GH$3)*AER_CECV!AJ7653","v":3525.108313403116},{"$f":"INDEX(Table_2,$FB8019,GI$3)*AER_CECV!AK7653","v":2645.6528488564595},{"$f":"INDEX(Table_2,$FB8019,GJ$3)*AER_CECV!AL7653","v":929.5806830896862},{"$f":"INDEX(Table_2,$FB8019,GK$3)*AER_CECV!AM7653","v":228.14490101009062},{"$f":"INDEX(Table_2,$FB8019,GL$3)*AER_CECV!AN7653","v":198.54523371563286},{"$f":"INDEX(Table_2,$FB8019,GM$3)*AER_CECV!AO7653","v":177.8165178597599},{"$f":"INDEX(Table_2,$FB8019,GN$3)*AER_CECV!AP7653","v":95.754081524325088},{"$f":"INDEX(Table_2,$FB8019,GO$3)*AER_CECV!AQ7653","v":0},{"$f":"INDEX(Table_2,$FB8019,GP$3)*AER_CECV!AR7653","v":0},{"$f":"INDEX(Table_2,$FB8019,GQ$3)*AER_CECV!AS7653","v":0},{"$f":"INDEX(Table_2,$FB8019,GR$3)*AER_CECV!AT7653","v":0},{"$f":"INDEX(Table_2,$FB8019,GS$3)*AER_CECV!AU7653","v":0},{"$f":"INDEX(Table_2,$FB8019,GT$3)*AER_CECV!AV7653","v":0},{"$f":"INDEX(Table_2,$FB8019,GU$3)*AER_CECV!AW7653","v":0},{"$f":"INDEX(Table_2,$FB8019,GV$3)*AER_CECV!AX7653","v":0},{"$f":"INDEX(Table_2,$FB8019,GW$3)*AER_CECV!AY7653","v":0},{"$f":"INDEX(Table_2,$FB8019,GX$3)*AER_CECV!AZ7653","v":0},111936.37420307545,2044]
[null,null,null,null,null,null,null,null,null,null,null,null,null,null,null,null,null,null,null,null,null,null,null,null,null,null,null,null,null,null,null,null,null,null,null,null,null,null,null,null,null,null,null,null,null,null,null,null,null,null,null,null,null,null,null,null,null,null,null,null,null,null,null,null,null,null,null,null,null,null,null,null,null,null,null,null,null,null,null,null,null,null,null,null,null,null,null,null,null,null,null,null,null,null,null,null,null,null,null,null,null,null,null,null,null,null,null,null,null,null,null,null,null,null,null,null,null,null,null,null,null,null,null,null,null,null,null,null,null,null,null,null,null,null,null,null,null,null,null,null,null,null,null,null,null,null,null,null,null,null,null,null,null,null,null,null,null,352,{"$f":"INDEX(Table_2,$FB8020,FC$3)*AER_CECV!E7654","v":0},{"$f":"INDEX(Table_2,$FB8020,FD$3)*AER_CECV!F7654","v":0},{"$f":"INDEX(Table_2,$FB8020,FE$3)*AER_CECV!G7654","v":0},{"$f":"INDEX(Table_2,$FB8020,FF$3)*AER_CECV!H7654","v":0},{"$f":"INDEX(Table_2,$FB8020,FG$3)*AER_CECV!I7654","v":0},{"$f":"INDEX(Table_2,$FB8020,FH$3)*AER_CECV!J7654","v":0},{"$f":"INDEX(Table_2,$FB8020,FI$3)*AER_CECV!K7654","v":0},{"$f":"INDEX(Table_2,$FB8020,FJ$3)*AER_CECV!L7654","v":0},{"$f":"INDEX(Table_2,$FB8020,FK$3)*AER_CECV!M7654","v":0},{"$f":"INDEX(Table_2,$FB8020,FL$3)*AER_CECV!N7654","v":0},{"$f":"INDEX(Table_2,$FB8020,FM$3)*AER_CECV!O7654","v":0},{"$f":"INDEX(Table_2,$FB8020,FN$3)*AER_CECV!P7654","v":0},{"$f":"INDEX(Table_2,$FB8020,FO$3)*AER_CECV!Q7654","v":0},{"$f":"INDEX(Table_2,$FB8020,FP$3)*AER_CECV!R7654","v":68.974594929309589},{"$f":"INDEX(Table_2,$FB8020,FQ$3)*AER_CECV!S7654","v":164.80208404747532},{"$f":"INDEX(Table_2,$FB8020,FR$3)*AER_CECV!T7654","v":1053.6878216900993},{"$f":"INDEX(Table_2,$FB8020,FS$3)*AER_CECV!U7654","v":1798.2153480213342},{"$f":"INDEX(Table_2,$FB8020,FT$3)*AER_CECV!V7654","v":2979.1120395248959},{"$f":"INDEX(Table_2,$FB8020,FU$3)*AER_CECV!W7654","v":4176.2933484829309},{"$f":"INDEX(Table_2,$FB8020,FV$3)*AER_CECV!X7654","v":5278.3654756597962},{"$f":"INDEX(Table_2,$FB8020,FW$3)*AER_CECV!Y7654","v":6381.2377163062911},{"$f":"INDEX(Table_2,$FB8020,FX$3)*AER_CECV!Z7654","v":7277.217892861413},{"$f":"INDEX(Table_2,$FB8020,FY$3)*AER_CECV!AA7654","v":7669.3872608580814},{"$f":"INDEX(Table_2,$FB8020,FZ$3)*AER_CECV!AB7654","v":7487.6011117397265},{"$f":"INDEX(Table_2,$FB8020,GA$3)*AER_CECV!AC7654","v":7708.4496542647848},{"$f":"INDEX(Table_2,$FB8020,GB$3)*AER_CECV!AD7654","v":7383.5383683852579},{"$f":"INDEX(Table_2,$FB8020,GC$3)*AER_CECV!AE7654","v":7598.4572550054927},{"$f":"INDEX(Table_2,$FB8020,GD$3)*AER_CECV!AF7654","v":6953.3004983974624},{"$f":"INDEX(Table_2,$FB8020,GE$3)*AER_CECV!AG7654","v":6213.4602484794868},{"$f":"INDEX(Table_2,$FB8020,GF$3)*AER_CECV!AH7654","v":4907.6139122691902},{"$f":"INDEX(Table_2,$FB8020,GG$3)*AER_CECV!AI7654","v":3854.2571064779399},{"$f":"INDEX(Table_2,$FB8020,GH$3)*AER_CECV!AJ7654","v":2775.8065125411663},{"$f":"INDEX(Table_2,$FB8020,GI$3)*AER_CECV!AK7654","v":2069.228423479884},{"$f":"INDEX(Table_2,$FB8020,GJ$3)*AER_CECV!AL7654","v":802.41226817102654},{"$f":"INDEX(Table_2,$FB8020,GK$3)*AER_CECV!AM7654","v":166.7351822034783},{"$f":"INDEX(Table_2,$FB8020,GL$3)*AER_CECV!AN7654","v":141.66670313384276},{"$f":"INDEX(Table_2,$FB8020,GM$3)*AER_CECV!AO7654","v":139.99811100014634},{"$f":"INDEX(Table_2,$FB8020,GN$3)*AER_CECV!AP7654","v":71.506948863356186},{"$f":"INDEX(Table_2,$FB8020,GO$3)*AER_CECV!AQ7654","v":0},{"$f":"INDEX(Table_2,$FB8020,GP$3)*AER_CECV!AR7654","v":0},{"$f":"INDEX(Table_2,$FB8020,GQ$3)*AER_CECV!AS7654","v":0},{"$f":"INDEX(Table_2,$FB8020,GR$3)*AER_CECV!AT7654","v":0},{"$f":"INDEX(Table_2,$FB8020,GS$3)*AER_CECV!AU7654","v":0},{"$f":"INDEX(Table_2,$FB8020,GT$3)*AER_CECV!AV7654","v":0},{"$f":"INDEX(Table_2,$FB8020,GU$3)*AER_CECV!AW7654","v":0},{"$f":"INDEX(Table_2,$FB8020,GV$3)*AER_CECV!AX7654","v":0},{"$f":"INDEX(Table_2,$FB8020,GW$3)*AER_CECV!AY7654","v":0},{"$f":"INDEX(Table_2,$FB8020,GX$3)*AER_CECV!AZ7654","v":0},95121.3258867939,2044]
[null,null,null,null,null,null,null,null,null,null,null,null,null,null,null,null,null,null,null,null,null,null,null,null,null,null,null,null,null,null,null,null,null,null,null,null,null,null,null,null,null,null,null,null,null,null,null,null,null,null,null,null,null,null,null,null,null,null,null,null,null,null,null,null,null,null,null,null,null,null,null,null,null,null,null,null,null,null,null,null,null,null,null,null,null,null,null,null,null,null,null,null,null,null,null,null,null,null,null,null,null,null,null,null,null,null,null,null,null,null,null,null,null,null,null,null,null,null,null,null,null,null,null,null,null,null,null,null,null,null,null,null,null,null,null,null,null,null,null,null,null,null,null,null,null,null,null,null,null,null,null,null,null,null,null,null,null,353,{"$f":"INDEX(Table_2,$FB8021,FC$3)*AER_CECV!E7655","v":0},{"$f":"INDEX(Table_2,$FB8021,FD$3)*AER_CECV!F7655","v":0},{"$f":"INDEX(Table_2,$FB8021,FE$3)*AER_CECV!G7655","v":0},{"$f":"INDEX(Table_2,$FB8021,FF$3)*AER_CECV!H7655","v":0},{"$f":"INDEX(Table_2,$FB8021,FG$3)*AER_CECV!I7655","v":0},{"$f":"INDEX(Table_2,$FB8021,FH$3)*AER_CECV!J7655","v":0},{"$f":"INDEX(Table_2,$FB8021,FI$3)*AER_CECV!K7655","v":0},{"$f":"INDEX(Table_2,$FB8021,FJ$3)*AER_CECV!L7655","v":0},{"$f":"INDEX(Table_2,$FB8021,FK$3)*AER_CECV!M7655","v":0},{"$f":"INDEX(Table_2,$FB8021,FL$3)*AER_CECV!N7655","v":0},{"$f":"INDEX(Table_2,$FB8021,FM$3)*AER_CECV!O7655","v":0},{"$f":"INDEX(Table_2,$FB8021,FN$3)*AER_CECV!P7655","v":0},{"$f":"INDEX(Table_2,$FB8021,FO$3)*AER_CECV!Q7655","v":0},{"$f":"INDEX(Table_2,$FB8021,FP$3)*AER_CECV!R7655","v":135.87963880626003},{"$f":"INDEX(Table_2,$FB8021,FQ$3)*AER_CECV!S7655","v":287.06372057577028},{"$f":"INDEX(Table_2,$FB8021,FR$3)*AER_CECV!T7655","v":2143.7875202568243},{"$f":"INDEX(Table_2,$FB8021,FS$3)*AER_CECV!U7655","v":3148.9232979192952},{"$f":"INDEX(Table_2,$FB8021,FT$3)*AER_CECV!V7655","v":4790.8210303694877},{"$f":"INDEX(Table_2,$FB8021,FU$3)*AER_CECV!W7655","v":6370.0139640208472},{"$f":"INDEX(Table_2,$FB8021,FV$3)*AER_CECV!X7655","v":7745.0728456744419},{"$f":"INDEX(Table_2,$FB8021,FW$3)*AER_CECV!Y7655","v":8910.586841352917},{"$f":"INDEX(Table_2,$FB8021,FX$3)*AER_CECV!Z7655","v":10316.044634397793},{"$f":"INDEX(Table_2,$FB8021,FY$3)*AER_CECV!AA7655","v":11253.245335825191},{"$f":"INDEX(Table_2,$FB8021,FZ$3)*AER_CECV!AB7655","v":11452.315599507427},{"$f":"INDEX(Table_2,$FB8021,GA$3)*AER_CECV!AC7655","v":11387.127031943579},{"$f":"INDEX(Table_2,$FB8021,GB$3)*AER_CECV!AD7655","v":10899.977509173452},{"$f":"INDEX(Table_2,$FB8021,GC$3)*AER_CECV!AE7655","v":10688.526455198615},{"$f":"INDEX(Table_2,$FB8021,GD$3)*AER_CECV!AF7655","v":9241.1124556343675},{"$f":"INDEX(Table_2,$FB8021,GE$3)*AER_CECV!AG7655","v":8096.8299620409325},{"$f":"INDEX(Table_2,$FB8021,GF$3)*AER_CECV!AH7655","v":7637.4422098418718},{"$f":"INDEX(Table_2,$FB8021,GG$3)*AER_CECV!AI7655","v":6538.7643218318963},{"$f":"INDEX(Table_2,$FB8021,GH$3)*AER_CECV!AJ7655","v":4413.4986725300323},{"$f":"INDEX(Table_2,$FB8021,GI$3)*AER_CECV!AK7655","v":2795.8261024808412},{"$f":"INDEX(Table_2,$FB8021,GJ$3)*AER_CECV!AL7655","v":1105.976589809653},{"$f":"INDEX(Table_2,$FB8021,GK$3)*AER_CECV!AM7655","v":244.49234985179598},{"$f":"INDEX(Table_2,$FB8021,GL$3)*AER_CECV!AN7655","v":189.50425043030171},{"$f":"INDEX(Table_2,$FB8021,GM$3)*AER_CECV!AO7655","v":182.77551537532972},{"$f":"INDEX(Table_2,$FB8021,GN$3)*AER_CECV!AP7655","v":93.364018184518201},{"$f":"INDEX(Table_2,$FB8021,GO$3)*AER_CECV!AQ7655","v":0},{"$f":"INDEX(Table_2,$FB8021,GP$3)*AER_CECV!AR7655","v":0},{"$f":"INDEX(Table_2,$FB8021,GQ$3)*AER_CECV!AS7655","v":0},{"$f":"INDEX(Table_2,$FB8021,GR$3)*AER_CECV!AT7655","v":0},{"$f":"INDEX(Table_2,$FB8021,GS$3)*AER_CECV!AU7655","v":0},{"$f":"INDEX(Table_2,$FB8021,GT$3)*AER_CECV!AV7655","v":0},{"$f":"INDEX(Table_2,$FB8021,GU$3)*AER_CECV!AW7655","v":0},{"$f":"INDEX(Table_2,$FB8021,GV$3)*AER_CECV!AX7655","v":0},{"$f":"INDEX(Table_2,$FB8021,GW$3)*AER_CECV!AY7655","v":0},{"$f":"INDEX(Table_2,$FB8021,GX$3)*AER_CECV!AZ7655","v":0},140068.97187303347,2044]
[null,null,null,null,null,null,null,null,null,null,null,null,null,null,null,null,null,null,null,null,null,null,null,null,null,null,null,null,null,null,null,null,null,null,null,null,null,null,null,null,null,null,null,null,null,null,null,null,null,null,null,null,null,null,null,null,null,null,null,null,null,null,null,null,null,null,null,null,null,null,null,null,null,null,null,null,null,null,null,null,null,null,null,null,null,null,null,null,null,null,null,null,null,null,null,null,null,null,null,null,null,null,null,null,null,null,null,null,null,null,null,null,null,null,null,null,null,null,null,null,null,null,null,null,null,null,null,null,null,null,null,null,null,null,null,null,null,null,null,null,null,null,null,null,null,null,null,null,null,null,null,null,null,null,null,null,null,354,{"$f":"INDEX(Table_2,$FB8022,FC$3)*AER_CECV!E7656","v":0},{"$f":"INDEX(Table_2,$FB8022,FD$3)*AER_CECV!F7656","v":0},{"$f":"INDEX(Table_2,$FB8022,FE$3)*AER_CECV!G7656","v":0},{"$f":"INDEX(Table_2,$FB8022,FF$3)*AER_CECV!H7656","v":0},{"$f":"INDEX(Table_2,$FB8022,FG$3)*AER_CECV!I7656","v":0},{"$f":"INDEX(Table_2,$FB8022,FH$3)*AER_CECV!J7656","v":0},{"$f":"INDEX(Table_2,$FB8022,FI$3)*AER_CECV!K7656","v":0},{"$f":"INDEX(Table_2,$FB8022,FJ$3)*AER_CECV!L7656","v":0},{"$f":"INDEX(Table_2,$FB8022,FK$3)*AER_CECV!M7656","v":0},{"$f":"INDEX(Table_2,$FB8022,FL$3)*AER_CECV!N7656","v":0},{"$f":"INDEX(Table_2,$FB8022,FM$3)*AER_CECV!O7656","v":0},{"$f":"INDEX(Table_2,$FB8022,FN$3)*AER_CECV!P7656","v":0},{"$f":"INDEX(Table_2,$FB8022,FO$3)*AER_CECV!Q7656","v":0},{"$f":"INDEX(Table_2,$FB8022,FP$3)*AER_CECV!R7656","v":95.771480483789233},{"$f":"INDEX(Table_2,$FB8022,FQ$3)*AER_CECV!S7656","v":275.31174870151045},{"$f":"INDEX(Table_2,$FB8022,FR$3)*AER_CECV!T7656","v":1675.1260633785657},{"$f":"INDEX(Table_2,$FB8022,FS$3)*AER_CECV!U7656","v":2934.6727457309003},{"$f":"INDEX(Table_2,$FB8022,FT$3)*AER_CECV!V7656","v":3700.0375491818263},{"$f":"INDEX(Table_2,$FB8022,FU$3)*AER_CECV!W7656","v":3485.7324896581849},{"$f":"INDEX(Table_2,$FB8022,FV$3)*AER_CECV!X7656","v":4313.5794722132414},{"$f":"INDEX(Table_2,$FB8022,FW$3)*AER_CECV!Y7656","v":5006.288205941386},{"$f":"INDEX(Table_2,$FB8022,FX$3)*AER_CECV!Z7656","v":5790.7863581672173},{"$f":"INDEX(Table_2,$FB8022,FY$3)*AER_CECV!AA7656","v":5901.4622483555904},{"$f":"INDEX(Table_2,$FB8022,FZ$3)*AER_CECV!AB7656","v":5860.385970818058},{"$f":"INDEX(Table_2,$FB8022,GA$3)*AER_CECV!AC7656","v":5741.1851781269061},{"$f":"INDEX(Table_2,$FB8022,GB$3)*AER_CECV!AD7656","v":5360.766281153803},{"$f":"INDEX(Table_2,$FB8022,GC$3)*AER_CECV!AE7656","v":5071.1997007283462},{"$f":"INDEX(Table_2,$FB8022,GD$3)*AER_CECV!AF7656","v":4640.3945751878318},{"$f":"INDEX(Table_2,$FB8022,GE$3)*AER_CECV!AG7656","v":4131.460736769779},{"$f":"INDEX(Table_2,$FB8022,GF$3)*AER_CECV!AH7656","v":3074.9437456765513},{"$f":"INDEX(Table_2,$FB8022,GG$3)*AER_CECV!AI7656","v":2433.6281625887518},{"$f":"INDEX(Table_2,$FB8022,GH$3)*AER_CECV!AJ7656","v":2921.3396747467059},{"$f":"INDEX(Table_2,$FB8022,GI$3)*AER_CECV!AK7656","v":2016.9118696945493},{"$f":"INDEX(Table_2,$FB8022,GJ$3)*AER_CECV!AL7656","v":1039.3130868437638},{"$f":"INDEX(Table_2,$FB8022,GK$3)*AER_CECV!AM7656","v":246.36853862914649},{"$f":"INDEX(Table_2,$FB8022,GL$3)*AER_CECV!AN7656","v":139.81363434996848},{"$f":"INDEX(Table_2,$FB8022,GM$3)*AER_CECV!AO7656","v":189.11316822674075},{"$f":"INDEX(Table_2,$FB8022,GN$3)*AER_CECV!AP7656","v":94.556584113370391},{"$f":"INDEX(Table_2,$FB8022,GO$3)*AER_CECV!AQ7656","v":0},{"$f":"INDEX(Table_2,$FB8022,GP$3)*AER_CECV!AR7656","v":0},{"$f":"INDEX(Table_2,$FB8022,GQ$3)*AER_CECV!AS7656","v":0},{"$f":"INDEX(Table_2,$FB8022,GR$3)*AER_CECV!AT7656","v":0},{"$f":"INDEX(Table_2,$FB8022,GS$3)*AER_CECV!AU7656","v":0},{"$f":"INDEX(Table_2,$FB8022,GT$3)*AER_CECV!AV7656","v":0},{"$f":"INDEX(Table_2,$FB8022,GU$3)*AER_CECV!AW7656","v":0},{"$f":"INDEX(Table_2,$FB8022,GV$3)*AER_CECV!AX7656","v":0},{"$f":"INDEX(Table_2,$FB8022,GW$3)*AER_CECV!AY7656","v":0},{"$f":"INDEX(Table_2,$FB8022,GX$3)*AER_CECV!AZ7656","v":0},76140.149269466463,2044]
[null,null,null,null,null,null,null,null,null,null,null,null,null,null,null,null,null,null,null,null,null,null,null,null,null,null,null,null,null,null,null,null,null,null,null,null,null,null,null,null,null,null,null,null,null,null,null,null,null,null,null,null,null,null,null,null,null,null,null,null,null,null,null,null,null,null,null,null,null,null,null,null,null,null,null,null,null,null,null,null,null,null,null,null,null,null,null,null,null,null,null,null,null,null,null,null,null,null,null,null,null,null,null,null,null,null,null,null,null,null,null,null,null,null,null,null,null,null,null,null,null,null,null,null,null,null,null,null,null,null,null,null,null,null,null,null,null,null,null,null,null,null,null,null,null,null,null,null,null,null,null,null,null,null,null,null,null,355,{"$f":"INDEX(Table_2,$FB8023,FC$3)*AER_CECV!E7657","v":0},{"$f":"INDEX(Table_2,$FB8023,FD$3)*AER_CECV!F7657","v":0},{"$f":"INDEX(Table_2,$FB8023,FE$3)*AER_CECV!G7657","v":0},{"$f":"INDEX(Table_2,$FB8023,FF$3)*AER_CECV!H7657","v":0},{"$f":"INDEX(Table_2,$FB8023,FG$3)*AER_CECV!I7657","v":0},{"$f":"INDEX(Table_2,$FB8023,FH$3)*AER_CECV!J7657","v":0},{"$f":"INDEX(Table_2,$FB8023,FI$3)*AER_CECV!K7657","v":0},{"$f":"INDEX(Table_2,$FB8023,FJ$3)*AER_CECV!L7657","v":0},{"$f":"INDEX(Table_2,$FB8023,FK$3)*AER_CECV!M7657","v":0},{"$f":"INDEX(Table_2,$FB8023,FL$3)*AER_CECV!N7657","v":0},{"$f":"INDEX(Table_2,$FB8023,FM$3)*AER_CECV!O7657","v":0},{"$f":"INDEX(Table_2,$FB8023,FN$3)*AER_CECV!P7657","v":0},{"$f":"INDEX(Table_2,$FB8023,FO$3)*AER_CECV!Q7657","v":0},{"$f":"INDEX(Table_2,$FB8023,FP$3)*AER_CECV!R7657","v":62.228630749595204},{"$f":"INDEX(Table_2,$FB8023,FQ$3)*AER_CECV!S7657","v":104.10097619761228},{"$f":"INDEX(Table_2,$FB8023,FR$3)*AER_CECV!T7657","v":806.05004774003601},{"$f":"INDEX(Table_2,$FB8023,FS$3)*AER_CECV!U7657","v":1396.8449321132937},{"$f":"INDEX(Table_2,$FB8023,FT$3)*AER_CECV!V7657","v":1457.4695401609733},{"$f":"INDEX(Table_2,$FB8023,FU$3)*AER_CECV!W7657","v":2324.7779695388831},{"$f":"INDEX(Table_2,$FB8023,FV$3)*AER_CECV!X7657","v":3168.0912998160843},{"$f":"INDEX(Table_2,$FB8023,FW$3)*AER_CECV!Y7657","v":3937.9094785803304},{"$f":"INDEX(Table_2,$FB8023,FX$3)*AER_CECV!Z7657","v":4014.2789296427991},{"$f":"INDEX(Table_2,$FB8023,FY$3)*AER_CECV!AA7657","v":4693.867717530572},{"$f":"INDEX(Table_2,$FB8023,FZ$3)*AER_CECV!AB7657","v":5006.088699321539},{"$f":"INDEX(Table_2,$FB8023,GA$3)*AER_CECV!AC7657","v":7715.352065036639},{"$f":"INDEX(Table_2,$FB8023,GB$3)*AER_CECV!AD7657","v":8033.6432585094899},{"$f":"INDEX(Table_2,$FB8023,GC$3)*AER_CECV!AE7657","v":6634.2310812404385},{"$f":"INDEX(Table_2,$FB8023,GD$3)*AER_CECV!AF7657","v":4179.7602957392774},{"$f":"INDEX(Table_2,$FB8023,GE$3)*AER_CECV!AG7657","v":3448.876922023609},{"$f":"INDEX(Table_2,$FB8023,GF$3)*AER_CECV!AH7657","v":3396.5124135606798},{"$f":"INDEX(Table_2,$FB8023,GG$3)*AER_CECV!AI7657","v":3826.5036347021442},{"$f":"INDEX(Table_2,$FB8023,GH$3)*AER_CECV!AJ7657","v":2798.4334664774105},{"$f":"INDEX(Table_2,$FB8023,GI$3)*AER_CECV!AK7657","v":1713.2578726941326},{"$f":"INDEX(Table_2,$FB8023,GJ$3)*AER_CECV!AL7657","v":740.58467254175434},{"$f":"INDEX(Table_2,$FB8023,GK$3)*AER_CECV!AM7657","v":187.79994629143224},{"$f":"INDEX(Table_2,$FB8023,GL$3)*AER_CECV!AN7657","v":124.17130007174741},{"$f":"INDEX(Table_2,$FB8023,GM$3)*AER_CECV!AO7657","v":137.12209508494283},{"$f":"INDEX(Table_2,$FB8023,GN$3)*AER_CECV!AP7657","v":68.5610475424714},{"$f":"INDEX(Table_2,$FB8023,GO$3)*AER_CECV!AQ7657","v":0},{"$f":"INDEX(Table_2,$FB8023,GP$3)*AER_CECV!AR7657","v":0},{"$f":"INDEX(Table_2,$FB8023,GQ$3)*AER_CECV!AS7657","v":0},{"$f":"INDEX(Table_2,$FB8023,GR$3)*AER_CECV!AT7657","v":0},{"$f":"INDEX(Table_2,$FB8023,GS$3)*AER_CECV!AU7657","v":0},{"$f":"INDEX(Table_2,$FB8023,GT$3)*AER_CECV!AV7657","v":0},{"$f":"INDEX(Table_2,$FB8023,GU$3)*AER_CECV!AW7657","v":0},{"$f":"INDEX(Table_2,$FB8023,GV$3)*AER_CECV!AX7657","v":0},{"$f":"INDEX(Table_2,$FB8023,GW$3)*AER_CECV!AY7657","v":0},{"$f":"INDEX(Table_2,$FB8023,GX$3)*AER_CECV!AZ7657","v":0},69976.518292907873,2044]
[null,null,null,null,null,null,null,null,null,null,null,null,null,null,null,null,null,null,null,null,null,null,null,null,null,null,null,null,null,null,null,null,null,null,null,null,null,null,null,null,null,null,null,null,null,null,null,null,null,null,null,null,null,null,null,null,null,null,null,null,null,null,null,null,null,null,null,null,null,null,null,null,null,null,null,null,null,null,null,null,null,null,null,null,null,null,null,null,null,null,null,null,null,null,null,null,null,null,null,null,null,null,null,null,null,null,null,null,null,null,null,null,null,null,null,null,null,null,null,null,null,null,null,null,null,null,null,null,null,null,null,null,null,null,null,null,null,null,null,null,null,null,null,null,null,null,null,null,null,null,null,null,null,null,null,null,null,356,{"$f":"INDEX(Table_2,$FB8024,FC$3)*AER_CECV!E7658","v":0},{"$f":"INDEX(Table_2,$FB8024,FD$3)*AER_CECV!F7658","v":0},{"$f":"INDEX(Table_2,$FB8024,FE$3)*AER_CECV!G7658","v":0},{"$f":"INDEX(Table_2,$FB8024,FF$3)*AER_CECV!H7658","v":0},{"$f":"INDEX(Table_2,$FB8024,FG$3)*AER_CECV!I7658","v":0},{"$f":"INDEX(Table_2,$FB8024,FH$3)*AER_CECV!J7658","v":0},{"$f":"INDEX(Table_2,$FB8024,FI$3)*AER_CECV!K7658","v":0},{"$f":"INDEX(Table_2,$FB8024,FJ$3)*AER_CECV!L7658","v":0},{"$f":"INDEX(Table_2,$FB8024,FK$3)*AER_CECV!M7658","v":0},{"$f":"INDEX(Table_2,$FB8024,FL$3)*AER_CECV!N7658","v":0},{"$f":"INDEX(Table_2,$FB8024,FM$3)*AER_CECV!O7658","v":0},{"$f":"INDEX(Table_2,$FB8024,FN$3)*AER_CECV!P7658","v":0},{"$f":"INDEX(Table_2,$FB8024,FO$3)*AER_CECV!Q7658","v":0},{"$f":"INDEX(Table_2,$FB8024,FP$3)*AER_CECV!R7658","v":90.136957254511742},{"$f":"INDEX(Table_2,$FB8024,FQ$3)*AER_CECV!S7658","v":154.42980226512995},{"$f":"INDEX(Table_2,$FB8024,FR$3)*AER_CECV!T7658","v":1205.1617076724674},{"$f":"INDEX(Table_2,$FB8024,FS$3)*AER_CECV!U7658","v":1501.2116427633578},{"$f":"INDEX(Table_2,$FB8024,FT$3)*AER_CECV!V7658","v":1784.1393642519674},{"$f":"INDEX(Table_2,$FB8024,FU$3)*AER_CECV!W7658","v":2435.7259635885416},{"$f":"INDEX(Table_2,$FB8024,FV$3)*AER_CECV!X7658","v":3967.7829724759276},{"$f":"INDEX(Table_2,$FB8024,FW$3)*AER_CECV!Y7658","v":5194.933274303211},{"$f":"INDEX(Table_2,$FB8024,FX$3)*AER_CECV!Z7658","v":5930.3025372967122},{"$f":"INDEX(Table_2,$FB8024,FY$3)*AER_CECV!AA7658","v":7303.6309838030584},{"$f":"INDEX(Table_2,$FB8024,FZ$3)*AER_CECV!AB7658","v":8052.8934804788023},{"$f":"INDEX(Table_2,$FB8024,GA$3)*AER_CECV!AC7658","v":8189.0770352396175},{"$f":"INDEX(Table_2,$FB8024,GB$3)*AER_CECV!AD7658","v":7876.2438276697103},{"$f":"INDEX(Table_2,$FB8024,GC$3)*AER_CECV!AE7658","v":7313.5303660911568},{"$f":"INDEX(Table_2,$FB8024,GD$3)*AER_CECV!AF7658","v":6129.7357196157391},{"$f":"INDEX(Table_2,$FB8024,GE$3)*AER_CECV!AG7658","v":4916.9968258691742},{"$f":"INDEX(Table_2,$FB8024,GF$3)*AER_CECV!AH7658","v":4276.3817429585033},{"$f":"INDEX(Table_2,$FB8024,GG$3)*AER_CECV!AI7658","v":3516.9388751978895},{"$f":"INDEX(Table_2,$FB8024,GH$3)*AER_CECV!AJ7658","v":2596.2068677466882},{"$f":"INDEX(Table_2,$FB8024,GI$3)*AER_CECV!AK7658","v":1414.2369000862179},{"$f":"INDEX(Table_2,$FB8024,GJ$3)*AER_CECV!AL7658","v":606.31771960347862},{"$f":"INDEX(Table_2,$FB8024,GK$3)*AER_CECV!AM7658","v":130.60247326038157},{"$f":"INDEX(Table_2,$FB8024,GL$3)*AER_CECV!AN7658","v":226.10646076515582},{"$f":"INDEX(Table_2,$FB8024,GM$3)*AER_CECV!AO7658","v":173.95158150295703},{"$f":"INDEX(Table_2,$FB8024,GN$3)*AER_CECV!AP7658","v":86.975790751478556},{"$f":"INDEX(Table_2,$FB8024,GO$3)*AER_CECV!AQ7658","v":0},{"$f":"INDEX(Table_2,$FB8024,GP$3)*AER_CECV!AR7658","v":0},{"$f":"INDEX(Table_2,$FB8024,GQ$3)*AER_CECV!AS7658","v":0},{"$f":"INDEX(Table_2,$FB8024,GR$3)*AER_CECV!AT7658","v":0},{"$f":"INDEX(Table_2,$FB8024,GS$3)*AER_CECV!AU7658","v":0},{"$f":"INDEX(Table_2,$FB8024,GT$3)*AER_CECV!AV7658","v":0},{"$f":"INDEX(Table_2,$FB8024,GU$3)*AER_CECV!AW7658","v":0},{"$f":"INDEX(Table_2,$FB8024,GV$3)*AER_CECV!AX7658","v":0},{"$f":"INDEX(Table_2,$FB8024,GW$3)*AER_CECV!AY7658","v":0},{"$f":"INDEX(Table_2,$FB8024,GX$3)*AER_CECV!AZ7658","v":0},85073.650872511833,2044]
[null,null,null,null,null,null,null,null,null,null,null,null,null,null,null,null,null,null,null,null,null,null,null,null,null,null,null,null,null,null,null,null,null,null,null,null,null,null,null,null,null,null,null,null,null,null,null,null,null,null,null,null,null,null,null,null,null,null,null,null,null,null,null,null,null,null,null,null,null,null,null,null,null,null,null,null,null,null,null,null,null,null,null,null,null,null,null,null,null,null,null,null,null,null,null,null,null,null,null,null,null,null,null,null,null,null,null,null,null,null,null,null,null,null,null,null,null,null,null,null,null,null,null,null,null,null,null,null,null,null,null,null,null,null,null,null,null,null,null,null,null,null,null,null,null,null,null,null,null,null,null,null,null,null,null,null,null,357,{"$f":"INDEX(Table_2,$FB8025,FC$3)*AER_CECV!E7659","v":0},{"$f":"INDEX(Table_2,$FB8025,FD$3)*AER_CECV!F7659","v":0},{"$f":"INDEX(Table_2,$FB8025,FE$3)*AER_CECV!G7659","v":0},{"$f":"INDEX(Table_2,$FB8025,FF$3)*AER_CECV!H7659","v":0},{"$f":"INDEX(Table_2,$FB8025,FG$3)*AER_CECV!I7659","v":0},{"$f":"INDEX(Table_2,$FB8025,FH$3)*AER_CECV!J7659","v":0},{"$f":"INDEX(Table_2,$FB8025,FI$3)*AER_CECV!K7659","v":0},{"$f":"INDEX(Table_2,$FB8025,FJ$3)*AER_CECV!L7659","v":0},{"$f":"INDEX(Table_2,$FB8025,FK$3)*AER_CECV!M7659","v":0},{"$f":"INDEX(Table_2,$FB8025,FL$3)*AER_CECV!N7659","v":0},{"$f":"INDEX(Table_2,$FB8025,FM$3)*AER_CECV!O7659","v":0},{"$f":"INDEX(Table_2,$FB8025,FN$3)*AER_CECV!P7659","v":0},{"$f":"INDEX(Table_2,$FB8025,FO$3)*AER_CECV!Q7659","v":0},{"$f":"INDEX(Table_2,$FB8025,FP$3)*AER_CECV!R7659","v":77.120677407961153},{"$f":"INDEX(Table_2,$FB8025,FQ$3)*AER_CECV!S7659","v":174.07023512849904},{"$f":"INDEX(Table_2,$FB8025,FR$3)*AER_CECV!T7659","v":1290.1128846665183},{"$f":"INDEX(Table_2,$FB8025,FS$3)*AER_CECV!U7659","v":2656.8514045900656},{"$f":"INDEX(Table_2,$FB8025,FT$3)*AER_CECV!V7659","v":3912.5537940751997},{"$f":"INDEX(Table_2,$FB8025,FU$3)*AER_CECV!W7659","v":5253.1480516550218},{"$f":"INDEX(Table_2,$FB8025,FV$3)*AER_CECV!X7659","v":7761.3186706649403},{"$f":"INDEX(Table_2,$FB8025,FW$3)*AER_CECV!Y7659","v":9299.7273167834883},{"$f":"INDEX(Table_2,$FB8025,FX$3)*AER_CECV!Z7659","v":10067.55438808193},{"$f":"INDEX(Table_2,$FB8025,FY$3)*AER_CECV!AA7659","v":11250.245122237295},{"$f":"INDEX(Table_2,$FB8025,FZ$3)*AER_CECV!AB7659","v":11518.543686242985},{"$f":"INDEX(Table_2,$FB8025,GA$3)*AER_CECV!AC7659","v":12099.213115514851},{"$f":"INDEX(Table_2,$FB8025,GB$3)*AER_CECV!AD7659","v":10788.057346644673},{"$f":"INDEX(Table_2,$FB8025,GC$3)*AER_CECV!AE7659","v":10356.704941065878},{"$f":"INDEX(Table_2,$FB8025,GD$3)*AER_CECV!AF7659","v":9342.1162610024148},{"$f":"INDEX(Table_2,$FB8025,GE$3)*AER_CECV!AG7659","v":8931.9022288783035},{"$f":"INDEX(Table_2,$FB8025,GF$3)*AER_CECV!AH7659","v":7154.299685270581},{"$f":"INDEX(Table_2,$FB8025,GG$3)*AER_CECV!AI7659","v":5390.8141302882113},{"$f":"INDEX(Table_2,$FB8025,GH$3)*AER_CECV!AJ7659","v":3877.5563665436671},{"$f":"INDEX(Table_2,$FB8025,GI$3)*AER_CECV!AK7659","v":2843.6758017159395},{"$f":"INDEX(Table_2,$FB8025,GJ$3)*AER_CECV!AL7659","v":1187.3765688429662},{"$f":"INDEX(Table_2,$FB8025,GK$3)*AER_CECV!AM7659","v":259.29851667592385},{"$f":"INDEX(Table_2,$FB8025,GL$3)*AER_CECV!AN7659","v":348.64543737664826},{"$f":"INDEX(Table_2,$FB8025,GM$3)*AER_CECV!AO7659","v":200.07203897580806},{"$f":"INDEX(Table_2,$FB8025,GN$3)*AER_CECV!AP7659","v":100.03601948790403},{"$f":"INDEX(Table_2,$FB8025,GO$3)*AER_CECV!AQ7659","v":0},{"$f":"INDEX(Table_2,$FB8025,GP$3)*AER_CECV!AR7659","v":0},{"$f":"INDEX(Table_2,$FB8025,GQ$3)*AER_CECV!AS7659","v":0},{"$f":"INDEX(Table_2,$FB8025,GR$3)*AER_CECV!AT7659","v":0},{"$f":"INDEX(Table_2,$FB8025,GS$3)*AER_CECV!AU7659","v":0},{"$f":"INDEX(Table_2,$FB8025,GT$3)*AER_CECV!AV7659","v":0},{"$f":"INDEX(Table_2,$FB8025,GU$3)*AER_CECV!AW7659","v":0},{"$f":"INDEX(Table_2,$FB8025,GV$3)*AER_CECV!AX7659","v":0},{"$f":"INDEX(Table_2,$FB8025,GW$3)*AER_CECV!AY7659","v":0},{"$f":"INDEX(Table_2,$FB8025,GX$3)*AER_CECV!AZ7659","v":0},136141.01468981768,2044]
[null,null,null,null,null,null,null,null,null,null,null,null,null,null,null,null,null,null,null,null,null,null,null,null,null,null,null,null,null,null,null,null,null,null,null,null,null,null,null,null,null,null,null,null,null,null,null,null,null,null,null,null,null,null,null,null,null,null,null,null,null,null,null,null,null,null,null,null,null,null,null,null,null,null,null,null,null,null,null,null,null,null,null,null,null,null,null,null,null,null,null,null,null,null,null,null,null,null,null,null,null,null,null,null,null,null,null,null,null,null,null,null,null,null,null,null,null,null,null,null,null,null,null,null,null,null,null,null,null,null,null,null,null,null,null,null,null,null,null,null,null,null,null,null,null,null,null,null,null,null,null,null,null,null,null,null,null,358,{"$f":"INDEX(Table_2,$FB8026,FC$3)*AER_CECV!E7660","v":0},{"$f":"INDEX(Table_2,$FB8026,FD$3)*AER_CECV!F7660","v":0},{"$f":"INDEX(Table_2,$FB8026,FE$3)*AER_CECV!G7660","v":0},{"$f":"INDEX(Table_2,$FB8026,FF$3)*AER_CECV!H7660","v":0},{"$f":"INDEX(Table_2,$FB8026,FG$3)*AER_CECV!I7660","v":0},{"$f":"INDEX(Table_2,$FB8026,FH$3)*AER_CECV!J7660","v":0},{"$f":"INDEX(Table_2,$FB8026,FI$3)*AER_CECV!K7660","v":0},{"$f":"INDEX(Table_2,$FB8026,FJ$3)*AER_CECV!L7660","v":0},{"$f":"INDEX(Table_2,$FB8026,FK$3)*AER_CECV!M7660","v":0},{"$f":"INDEX(Table_2,$FB8026,FL$3)*AER_CECV!N7660","v":0},{"$f":"INDEX(Table_2,$FB8026,FM$3)*AER_CECV!O7660","v":0},{"$f":"INDEX(Table_2,$FB8026,FN$3)*AER_CECV!P7660","v":0},{"$f":"INDEX(Table_2,$FB8026,FO$3)*AER_CECV!Q7660","v":0},{"$f":"INDEX(Table_2,$FB8026,FP$3)*AER_CECV!R7660","v":90.847638859912195},{"$f":"INDEX(Table_2,$FB8026,FQ$3)*AER_CECV!S7660","v":250.07860512580598},{"$f":"INDEX(Table_2,$FB8026,FR$3)*AER_CECV!T7660","v":2132.9578845850033},{"$f":"INDEX(Table_2,$FB8026,FS$3)*AER_CECV!U7660","v":3053.4776073567209},{"$f":"INDEX(Table_2,$FB8026,FT$3)*AER_CECV!V7660","v":3559.8798662281274},{"$f":"INDEX(Table_2,$FB8026,FU$3)*AER_CECV!W7660","v":4022.6078015517865},{"$f":"INDEX(Table_2,$FB8026,FV$3)*AER_CECV!X7660","v":4763.4053572675184},{"$f":"INDEX(Table_2,$FB8026,FW$3)*AER_CECV!Y7660","v":5486.5650002763405},{"$f":"INDEX(Table_2,$FB8026,FX$3)*AER_CECV!Z7660","v":6200.5782881517016},{"$f":"INDEX(Table_2,$FB8026,FY$3)*AER_CECV!AA7660","v":6794.923000263012},{"$f":"INDEX(Table_2,$FB8026,FZ$3)*AER_CECV!AB7660","v":7067.9621008111599},{"$f":"INDEX(Table_2,$FB8026,GA$3)*AER_CECV!AC7660","v":7337.2658121820996},{"$f":"INDEX(Table_2,$FB8026,GB$3)*AER_CECV!AD7660","v":6727.5031556955682},{"$f":"INDEX(Table_2,$FB8026,GC$3)*AER_CECV!AE7660","v":6685.7095557036264},{"$f":"INDEX(Table_2,$FB8026,GD$3)*AER_CECV!AF7660","v":5869.5824342938749},{"$f":"INDEX(Table_2,$FB8026,GE$3)*AER_CECV!AG7660","v":5443.6057885369819},{"$f":"INDEX(Table_2,$FB8026,GF$3)*AER_CECV!AH7660","v":4297.5340443234873},{"$f":"INDEX(Table_2,$FB8026,GG$3)*AER_CECV!AI7660","v":3214.5898953171463},{"$f":"INDEX(Table_2,$FB8026,GH$3)*AER_CECV!AJ7660","v":2739.2858497630514},{"$f":"INDEX(Table_2,$FB8026,GI$3)*AER_CECV!AK7660","v":1667.3351966893199},{"$f":"INDEX(Table_2,$FB8026,GJ$3)*AER_CECV!AL7660","v":846.92102851190816},{"$f":"INDEX(Table_2,$FB8026,GK$3)*AER_CECV!AM7660","v":186.47699613811869},{"$f":"INDEX(Table_2,$FB8026,GL$3)*AER_CECV!AN7660","v":107.22457421659389},{"$f":"INDEX(Table_2,$FB8026,GM$3)*AER_CECV!AO7660","v":158.01016534128601},{"$f":"INDEX(Table_2,$FB8026,GN$3)*AER_CECV!AP7660","v":79.005082670643006},{"$f":"INDEX(Table_2,$FB8026,GO$3)*AER_CECV!AQ7660","v":0},{"$f":"INDEX(Table_2,$FB8026,GP$3)*AER_CECV!AR7660","v":0},{"$f":"INDEX(Table_2,$FB8026,GQ$3)*AER_CECV!AS7660","v":0},{"$f":"INDEX(Table_2,$FB8026,GR$3)*AER_CECV!AT7660","v":0},{"$f":"INDEX(Table_2,$FB8026,GS$3)*AER_CECV!AU7660","v":0},{"$f":"INDEX(Table_2,$FB8026,GT$3)*AER_CECV!AV7660","v":0},{"$f":"INDEX(Table_2,$FB8026,GU$3)*AER_CECV!AW7660","v":0},{"$f":"INDEX(Table_2,$FB8026,GV$3)*AER_CECV!AX7660","v":0},{"$f":"INDEX(Table_2,$FB8026,GW$3)*AER_CECV!AY7660","v":0},{"$f":"INDEX(Table_2,$FB8026,GX$3)*AER_CECV!AZ7660","v":0},88783.332729860791,2044]
[null,null,null,null,null,null,null,null,null,null,null,null,null,null,null,null,null,null,null,null,null,null,null,null,null,null,null,null,null,null,null,null,null,null,null,null,null,null,null,null,null,null,null,null,null,null,null,null,null,null,null,null,null,null,null,null,null,null,null,null,null,null,null,null,null,null,null,null,null,null,null,null,null,null,null,null,null,null,null,null,null,null,null,null,null,null,null,null,null,null,null,null,null,null,null,null,null,null,null,null,null,null,null,null,null,null,null,null,null,null,null,null,null,null,null,null,null,null,null,null,null,null,null,null,null,null,null,null,null,null,null,null,null,null,null,null,null,null,null,null,null,null,null,null,null,null,null,null,null,null,null,null,null,null,null,null,null,359,{"$f":"INDEX(Table_2,$FB8027,FC$3)*AER_CECV!E7661","v":0},{"$f":"INDEX(Table_2,$FB8027,FD$3)*AER_CECV!F7661","v":0},{"$f":"INDEX(Table_2,$FB8027,FE$3)*AER_CECV!G7661","v":0},{"$f":"INDEX(Table_2,$FB8027,FF$3)*AER_CECV!H7661","v":0},{"$f":"INDEX(Table_2,$FB8027,FG$3)*AER_CECV!I7661","v":0},{"$f":"INDEX(Table_2,$FB8027,FH$3)*AER_CECV!J7661","v":0},{"$f":"INDEX(Table_2,$FB8027,FI$3)*AER_CECV!K7661","v":0},{"$f":"INDEX(Table_2,$FB8027,FJ$3)*AER_CECV!L7661","v":0},{"$f":"INDEX(Table_2,$FB8027,FK$3)*AER_CECV!M7661","v":0},{"$f":"INDEX(Table_2,$FB8027,FL$3)*AER_CECV!N7661","v":0},{"$f":"INDEX(Table_2,$FB8027,FM$3)*AER_CECV!O7661","v":0},{"$f":"INDEX(Table_2,$FB8027,FN$3)*AER_CECV!P7661","v":0},{"$f":"INDEX(Table_2,$FB8027,FO$3)*AER_CECV!Q7661","v":0},{"$f":"INDEX(Table_2,$FB8027,FP$3)*AER_CECV!R7661","v":54.195072810950926},{"$f":"INDEX(Table_2,$FB8027,FQ$3)*AER_CECV!S7661","v":159.80602051950029},{"$f":"INDEX(Table_2,$FB8027,FR$3)*AER_CECV!T7661","v":1107.7795931793607},{"$f":"INDEX(Table_2,$FB8027,FS$3)*AER_CECV!U7661","v":1994.9396271288986},{"$f":"INDEX(Table_2,$FB8027,FT$3)*AER_CECV!V7661","v":1435.6941150972013},{"$f":"INDEX(Table_2,$FB8027,FU$3)*AER_CECV!W7661","v":1740.0321599291974},{"$f":"INDEX(Table_2,$FB8027,FV$3)*AER_CECV!X7661","v":2045.0392529787257},{"$f":"INDEX(Table_2,$FB8027,FW$3)*AER_CECV!Y7661","v":2540.3454129791107},{"$f":"INDEX(Table_2,$FB8027,FX$3)*AER_CECV!Z7661","v":3188.6823228939847},{"$f":"INDEX(Table_2,$FB8027,FY$3)*AER_CECV!AA7661","v":4614.5745783179545},{"$f":"INDEX(Table_2,$FB8027,FZ$3)*AER_CECV!AB7661","v":4936.3750070716696},{"$f":"INDEX(Table_2,$FB8027,GA$3)*AER_CECV!AC7661","v":5400.5503701952994},{"$f":"INDEX(Table_2,$FB8027,GB$3)*AER_CECV!AD7661","v":5982.541544776579},{"$f":"INDEX(Table_2,$FB8027,GC$3)*AER_CECV!AE7661","v":5696.7539737220632},{"$f":"INDEX(Table_2,$FB8027,GD$3)*AER_CECV!AF7661","v":5240.4435218799181},{"$f":"INDEX(Table_2,$FB8027,GE$3)*AER_CECV!AG7661","v":4878.5422800858933},{"$f":"INDEX(Table_2,$FB8027,GF$3)*AER_CECV!AH7661","v":3972.9507900937519},{"$f":"INDEX(Table_2,$FB8027,GG$3)*AER_CECV!AI7661","v":3615.9014373117698},{"$f":"INDEX(Table_2,$FB8027,GH$3)*AER_CECV!AJ7661","v":3350.946963517009},{"$f":"INDEX(Table_2,$FB8027,GI$3)*AER_CECV!AK7661","v":2407.8226165007927},{"$f":"INDEX(Table_2,$FB8027,GJ$3)*AER_CECV!AL7661","v":1043.6991345125937},{"$f":"INDEX(Table_2,$FB8027,GK$3)*AER_CECV!AM7661","v":239.39233704605761},{"$f":"INDEX(Table_2,$FB8027,GL$3)*AER_CECV!AN7661","v":149.06807301794052},{"$f":"INDEX(Table_2,$FB8027,GM$3)*AER_CECV!AO7661","v":197.25478140831297},{"$f":"INDEX(Table_2,$FB8027,GN$3)*AER_CECV!AP7661","v":101.80612239396037},{"$f":"INDEX(Table_2,$FB8027,GO$3)*AER_CECV!AQ7661","v":0},{"$f":"INDEX(Table_2,$FB8027,GP$3)*AER_CECV!AR7661","v":0},{"$f":"INDEX(Table_2,$FB8027,GQ$3)*AER_CECV!AS7661","v":0},{"$f":"INDEX(Table_2,$FB8027,GR$3)*AER_CECV!AT7661","v":0},{"$f":"INDEX(Table_2,$FB8027,GS$3)*AER_CECV!AU7661","v":0},{"$f":"INDEX(Table_2,$FB8027,GT$3)*AER_CECV!AV7661","v":0},{"$f":"INDEX(Table_2,$FB8027,GU$3)*AER_CECV!AW7661","v":0},{"$f":"INDEX(Table_2,$FB8027,GV$3)*AER_CECV!AX7661","v":0},{"$f":"INDEX(Table_2,$FB8027,GW$3)*AER_CECV!AY7661","v":0},{"$f":"INDEX(Table_2,$FB8027,GX$3)*AER_CECV!AZ7661","v":0},66095.137109368501,2044]
[null,null,null,null,null,null,null,null,null,null,null,null,null,null,null,null,null,null,null,null,null,null,null,null,null,null,null,null,null,null,null,null,null,null,null,null,null,null,null,null,null,null,null,null,null,null,null,null,null,null,null,null,null,null,null,null,null,null,null,null,null,null,null,null,null,null,null,null,null,null,null,null,null,null,null,null,null,null,null,null,null,null,null,null,null,null,null,null,null,null,null,null,null,null,null,null,null,null,null,null,null,null,null,null,null,null,null,null,null,null,null,null,null,null,null,null,null,null,null,null,null,null,null,null,null,null,null,null,null,null,null,null,null,null,null,null,null,null,null,null,null,null,null,null,null,null,null,null,null,null,null,null,null,null,null,null,null,360,{"$f":"INDEX(Table_2,$FB8028,FC$3)*AER_CECV!E7662","v":0},{"$f":"INDEX(Table_2,$FB8028,FD$3)*AER_CECV!F7662","v":0},{"$f":"INDEX(Table_2,$FB8028,FE$3)*AER_CECV!G7662","v":0},{"$f":"INDEX(Table_2,$FB8028,FF$3)*AER_CECV!H7662","v":0},{"$f":"INDEX(Table_2,$FB8028,FG$3)*AER_CECV!I7662","v":0},{"$f":"INDEX(Table_2,$FB8028,FH$3)*AER_CECV!J7662","v":0},{"$f":"INDEX(Table_2,$FB8028,FI$3)*AER_CECV!K7662","v":0},{"$f":"INDEX(Table_2,$FB8028,FJ$3)*AER_CECV!L7662","v":0},{"$f":"INDEX(Table_2,$FB8028,FK$3)*AER_CECV!M7662","v":0},{"$f":"INDEX(Table_2,$FB8028,FL$3)*AER_CECV!N7662","v":0},{"$f":"INDEX(Table_2,$FB8028,FM$3)*AER_CECV!O7662","v":0},{"$f":"INDEX(Table_2,$FB8028,FN$3)*AER_CECV!P7662","v":0},{"$f":"INDEX(Table_2,$FB8028,FO$3)*AER_CECV!Q7662","v":0},{"$f":"INDEX(Table_2,$FB8028,FP$3)*AER_CECV!R7662","v":65.465638803795812},{"$f":"INDEX(Table_2,$FB8028,FQ$3)*AER_CECV!S7662","v":158.4000799940743},{"$f":"INDEX(Table_2,$FB8028,FR$3)*AER_CECV!T7662","v":1396.9879874059709},{"$f":"INDEX(Table_2,$FB8028,FS$3)*AER_CECV!U7662","v":2116.071096627079},{"$f":"INDEX(Table_2,$FB8028,FT$3)*AER_CECV!V7662","v":2811.1785040091841},{"$f":"INDEX(Table_2,$FB8028,FU$3)*AER_CECV!W7662","v":3937.4386875509226},{"$f":"INDEX(Table_2,$FB8028,FV$3)*AER_CECV!X7662","v":4620.4939884742926},{"$f":"INDEX(Table_2,$FB8028,FW$3)*AER_CECV!Y7662","v":5341.1055510647948},{"$f":"INDEX(Table_2,$FB8028,FX$3)*AER_CECV!Z7662","v":5803.669697052821},{"$f":"INDEX(Table_2,$FB8028,FY$3)*AER_CECV!AA7662","v":7266.4200098225037},{"$f":"INDEX(Table_2,$FB8028,FZ$3)*AER_CECV!AB7662","v":6485.9232355239765},{"$f":"INDEX(Table_2,$FB8028,GA$3)*AER_CECV!AC7662","v":6525.2918754333205},{"$f":"INDEX(Table_2,$FB8028,GB$3)*AER_CECV!AD7662","v":5769.9570026239107},{"$f":"INDEX(Table_2,$FB8028,GC$3)*AER_CECV!AE7662","v":5028.4780554047766},{"$f":"INDEX(Table_2,$FB8028,GD$3)*AER_CECV!AF7662","v":4832.1549966937773},{"$f":"INDEX(Table_2,$FB8028,GE$3)*AER_CECV!AG7662","v":5273.1215645037055},{"$f":"INDEX(Table_2,$FB8028,GF$3)*AER_CECV!AH7662","v":5198.7523471152608},{"$f":"INDEX(Table_2,$FB8028,GG$3)*AER_CECV!AI7662","v":4231.2045480745546},{"$f":"INDEX(Table_2,$FB8028,GH$3)*AER_CECV!AJ7662","v":3497.1421163707118},{"$f":"INDEX(Table_2,$FB8028,GI$3)*AER_CECV!AK7662","v":2500.9355311456293},{"$f":"INDEX(Table_2,$FB8028,GJ$3)*AER_CECV!AL7662","v":1141.9142020674881},{"$f":"INDEX(Table_2,$FB8028,GK$3)*AER_CECV!AM7662","v":216.64295893373978},{"$f":"INDEX(Table_2,$FB8028,GL$3)*AER_CECV!AN7662","v":94.746372344441838},{"$f":"INDEX(Table_2,$FB8028,GM$3)*AER_CECV!AO7662","v":243.4623091397448},{"$f":"INDEX(Table_2,$FB8028,GN$3)*AER_CECV!AP7662","v":121.73115456987234},{"$f":"INDEX(Table_2,$FB8028,GO$3)*AER_CECV!AQ7662","v":0},{"$f":"INDEX(Table_2,$FB8028,GP$3)*AER_CECV!AR7662","v":0},{"$f":"INDEX(Table_2,$FB8028,GQ$3)*AER_CECV!AS7662","v":0},{"$f":"INDEX(Table_2,$FB8028,GR$3)*AER_CECV!AT7662","v":0},{"$f":"INDEX(Table_2,$FB8028,GS$3)*AER_CECV!AU7662","v":0},{"$f":"INDEX(Table_2,$FB8028,GT$3)*AER_CECV!AV7662","v":0},{"$f":"INDEX(Table_2,$FB8028,GU$3)*AER_CECV!AW7662","v":0},{"$f":"INDEX(Table_2,$FB8028,GV$3)*AER_CECV!AX7662","v":0},{"$f":"INDEX(Table_2,$FB8028,GW$3)*AER_CECV!AY7662","v":0},{"$f":"INDEX(Table_2,$FB8028,GX$3)*AER_CECV!AZ7662","v":0},84678.689510750366,2044]
[null,null,null,null,null,null,null,null,null,null,null,null,null,null,null,null,null,null,null,null,null,null,null,null,null,null,null,null,null,null,null,null,null,null,null,null,null,null,null,null,null,null,null,null,null,null,null,null,null,null,null,null,null,null,null,null,null,null,null,null,null,null,null,null,null,null,null,null,null,null,null,null,null,null,null,null,null,null,null,null,null,null,null,null,null,null,null,null,null,null,null,null,null,null,null,null,null,null,null,null,null,null,null,null,null,null,null,null,null,null,null,null,null,null,null,null,null,null,null,null,null,null,null,null,null,null,null,null,null,null,null,null,null,null,null,null,null,null,null,null,null,null,null,null,null,null,null,null,null,null,null,null,null,null,null,null,null,361,{"$f":"INDEX(Table_2,$FB8029,FC$3)*AER_CECV!E7663","v":0},{"$f":"INDEX(Table_2,$FB8029,FD$3)*AER_CECV!F7663","v":0},{"$f":"INDEX(Table_2,$FB8029,FE$3)*AER_CECV!G7663","v":0},{"$f":"INDEX(Table_2,$FB8029,FF$3)*AER_CECV!H7663","v":0},{"$f":"INDEX(Table_2,$FB8029,FG$3)*AER_CECV!I7663","v":0},{"$f":"INDEX(Table_2,$FB8029,FH$3)*AER_CECV!J7663","v":0},{"$f":"INDEX(Table_2,$FB8029,FI$3)*AER_CECV!K7663","v":0},{"$f":"INDEX(Table_2,$FB8029,FJ$3)*AER_CECV!L7663","v":0},{"$f":"INDEX(Table_2,$FB8029,FK$3)*AER_CECV!M7663","v":0},{"$f":"INDEX(Table_2,$FB8029,FL$3)*AER_CECV!N7663","v":0},{"$f":"INDEX(Table_2,$FB8029,FM$3)*AER_CECV!O7663","v":0},{"$f":"INDEX(Table_2,$FB8029,FN$3)*AER_CECV!P7663","v":0},{"$f":"INDEX(Table_2,$FB8029,FO$3)*AER_CECV!Q7663","v":0},{"$f":"INDEX(Table_2,$FB8029,FP$3)*AER_CECV!R7663","v":42.362618263881011},{"$f":"INDEX(Table_2,$FB8029,FQ$3)*AER_CECV!S7663","v":122.41922487382844},{"$f":"INDEX(Table_2,$FB8029,FR$3)*AER_CECV!T7663","v":606.18528608301494},{"$f":"INDEX(Table_2,$FB8029,FS$3)*AER_CECV!U7663","v":923.6151556506544},{"$f":"INDEX(Table_2,$FB8029,FT$3)*AER_CECV!V7663","v":875.40980325014334},{"$f":"INDEX(Table_2,$FB8029,FU$3)*AER_CECV!W7663","v":1233.0894845072055},{"$f":"INDEX(Table_2,$FB8029,FV$3)*AER_CECV!X7663","v":1458.7665228535184},{"$f":"INDEX(Table_2,$FB8029,FW$3)*AER_CECV!Y7663","v":1706.3313818955958},{"$f":"INDEX(Table_2,$FB8029,FX$3)*AER_CECV!Z7663","v":189.1838113568113},{"$f":"INDEX(Table_2,$FB8029,FY$3)*AER_CECV!AA7663","v":1749.9969916523933},{"$f":"INDEX(Table_2,$FB8029,FZ$3)*AER_CECV!AB7663","v":1724.3903254588115},{"$f":"INDEX(Table_2,$FB8029,GA$3)*AER_CECV!AC7663","v":2870.588338048673},{"$f":"INDEX(Table_2,$FB8029,GB$3)*AER_CECV!AD7663","v":2556.9899418962164},{"$f":"INDEX(Table_2,$FB8029,GC$3)*AER_CECV!AE7663","v":2394.1035596729262},{"$f":"INDEX(Table_2,$FB8029,GD$3)*AER_CECV!AF7663","v":1907.7968139260117},{"$f":"INDEX(Table_2,$FB8029,GE$3)*AER_CECV!AG7663","v":2103.4353818560298},{"$f":"INDEX(Table_2,$FB8029,GF$3)*AER_CECV!AH7663","v":1646.7332343268388},{"$f":"INDEX(Table_2,$FB8029,GG$3)*AER_CECV!AI7663","v":1323.1597489620667},{"$f":"INDEX(Table_2,$FB8029,GH$3)*AER_CECV!AJ7663","v":808.97993178593549},{"$f":"INDEX(Table_2,$FB8029,GI$3)*AER_CECV!AK7663","v":562.69393056018112},{"$f":"INDEX(Table_2,$FB8029,GJ$3)*AER_CECV!AL7663","v":273.75782521175375},{"$f":"INDEX(Table_2,$FB8029,GK$3)*AER_CECV!AM7663","v":80.86485295394742},{"$f":"INDEX(Table_2,$FB8029,GL$3)*AER_CECV!AN7663","v":160.98845057813244},{"$f":"INDEX(Table_2,$FB8029,GM$3)*AER_CECV!AO7663","v":97.441470472403665},{"$f":"INDEX(Table_2,$FB8029,GN$3)*AER_CECV!AP7663","v":48.720735236201826},{"$f":"INDEX(Table_2,$FB8029,GO$3)*AER_CECV!AQ7663","v":0},{"$f":"INDEX(Table_2,$FB8029,GP$3)*AER_CECV!AR7663","v":0},{"$f":"INDEX(Table_2,$FB8029,GQ$3)*AER_CECV!AS7663","v":0},{"$f":"INDEX(Table_2,$FB8029,GR$3)*AER_CECV!AT7663","v":0},{"$f":"INDEX(Table_2,$FB8029,GS$3)*AER_CECV!AU7663","v":0},{"$f":"INDEX(Table_2,$FB8029,GT$3)*AER_CECV!AV7663","v":0},{"$f":"INDEX(Table_2,$FB8029,GU$3)*AER_CECV!AW7663","v":0},{"$f":"INDEX(Table_2,$FB8029,GV$3)*AER_CECV!AX7663","v":0},{"$f":"INDEX(Table_2,$FB8029,GW$3)*AER_CECV!AY7663","v":0},{"$f":"INDEX(Table_2,$FB8029,GX$3)*AER_CECV!AZ7663","v":0},27468.004821333176,2044]
[null,null,null,null,null,null,null,null,null,null,null,null,null,null,null,null,null,null,null,null,null,null,null,null,null,null,null,null,null,null,null,null,null,null,null,null,null,null,null,null,null,null,null,null,null,null,null,null,null,null,null,null,null,null,null,null,null,null,null,null,null,null,null,null,null,null,null,null,null,null,null,null,null,null,null,null,null,null,null,null,null,null,null,null,null,null,null,null,null,null,null,null,null,null,null,null,null,null,null,null,null,null,null,null,null,null,null,null,null,null,null,null,null,null,null,null,null,null,null,null,null,null,null,null,null,null,null,null,null,null,null,null,null,null,null,null,null,null,null,null,null,null,null,null,null,null,null,null,null,null,null,null,null,null,null,null,null,362,{"$f":"INDEX(Table_2,$FB8030,FC$3)*AER_CECV!E7664","v":0},{"$f":"INDEX(Table_2,$FB8030,FD$3)*AER_CECV!F7664","v":0},{"$f":"INDEX(Table_2,$FB8030,FE$3)*AER_CECV!G7664","v":0},{"$f":"INDEX(Table_2,$FB8030,FF$3)*AER_CECV!H7664","v":0},{"$f":"INDEX(Table_2,$FB8030,FG$3)*AER_CECV!I7664","v":0},{"$f":"INDEX(Table_2,$FB8030,FH$3)*AER_CECV!J7664","v":0},{"$f":"INDEX(Table_2,$FB8030,FI$3)*AER_CECV!K7664","v":0},{"$f":"INDEX(Table_2,$FB8030,FJ$3)*AER_CECV!L7664","v":0},{"$f":"INDEX(Table_2,$FB8030,FK$3)*AER_CECV!M7664","v":0},{"$f":"INDEX(Table_2,$FB8030,FL$3)*AER_CECV!N7664","v":0},{"$f":"INDEX(Table_2,$FB8030,FM$3)*AER_CECV!O7664","v":0},{"$f":"INDEX(Table_2,$FB8030,FN$3)*AER_CECV!P7664","v":0},{"$f":"INDEX(Table_2,$FB8030,FO$3)*AER_CECV!Q7664","v":0},{"$f":"INDEX(Table_2,$FB8030,FP$3)*AER_CECV!R7664","v":30.702673082580546},{"$f":"INDEX(Table_2,$FB8030,FQ$3)*AER_CECV!S7664","v":92.83655873845801},{"$f":"INDEX(Table_2,$FB8030,FR$3)*AER_CECV!T7664","v":579.21667169661487},{"$f":"INDEX(Table_2,$FB8030,FS$3)*AER_CECV!U7664","v":1036.5455055274128},{"$f":"INDEX(Table_2,$FB8030,FT$3)*AER_CECV!V7664","v":1131.6264535396417},{"$f":"INDEX(Table_2,$FB8030,FU$3)*AER_CECV!W7664","v":512.77805158897138},{"$f":"INDEX(Table_2,$FB8030,FV$3)*AER_CECV!X7664","v":2107.2604996278064},{"$f":"INDEX(Table_2,$FB8030,FW$3)*AER_CECV!Y7664","v":2951.5489353413782},{"$f":"INDEX(Table_2,$FB8030,FX$3)*AER_CECV!Z7664","v":3254.6294016513611},{"$f":"INDEX(Table_2,$FB8030,FY$3)*AER_CECV!AA7664","v":3452.7600734464177},{"$f":"INDEX(Table_2,$FB8030,FZ$3)*AER_CECV!AB7664","v":4077.234524380392},{"$f":"INDEX(Table_2,$FB8030,GA$3)*AER_CECV!AC7664","v":4468.0960230171486},{"$f":"INDEX(Table_2,$FB8030,GB$3)*AER_CECV!AD7664","v":4291.9205786581897},{"$f":"INDEX(Table_2,$FB8030,GC$3)*AER_CECV!AE7664","v":4096.8884811047683},{"$f":"INDEX(Table_2,$FB8030,GD$3)*AER_CECV!AF7664","v":4006.4797810256928},{"$f":"INDEX(Table_2,$FB8030,GE$3)*AER_CECV!AG7664","v":3699.8428990137136},{"$f":"INDEX(Table_2,$FB8030,GF$3)*AER_CECV!AH7664","v":2647.7303012036537},{"$f":"INDEX(Table_2,$FB8030,GG$3)*AER_CECV!AI7664","v":1884.8174262891264},{"$f":"INDEX(Table_2,$FB8030,GH$3)*AER_CECV!AJ7664","v":1202.1849713082565},{"$f":"INDEX(Table_2,$FB8030,GI$3)*AER_CECV!AK7664","v":829.06693567651507},{"$f":"INDEX(Table_2,$FB8030,GJ$3)*AER_CECV!AL7664","v":302.8530869645225},{"$f":"INDEX(Table_2,$FB8030,GK$3)*AER_CECV!AM7664","v":58.500018857953656},{"$f":"INDEX(Table_2,$FB8030,GL$3)*AER_CECV!AN7664","v":155.57317879900558},{"$f":"INDEX(Table_2,$FB8030,GM$3)*AER_CECV!AO7664","v":96.242625532311706},{"$f":"INDEX(Table_2,$FB8030,GN$3)*AER_CECV!AP7664","v":48.121312766155853},{"$f":"INDEX(Table_2,$FB8030,GO$3)*AER_CECV!AQ7664","v":0},{"$f":"INDEX(Table_2,$FB8030,GP$3)*AER_CECV!AR7664","v":0},{"$f":"INDEX(Table_2,$FB8030,GQ$3)*AER_CECV!AS7664","v":0},{"$f":"INDEX(Table_2,$FB8030,GR$3)*AER_CECV!AT7664","v":0},{"$f":"INDEX(Table_2,$FB8030,GS$3)*AER_CECV!AU7664","v":0},{"$f":"INDEX(Table_2,$FB8030,GT$3)*AER_CECV!AV7664","v":0},{"$f":"INDEX(Table_2,$FB8030,GU$3)*AER_CECV!AW7664","v":0},{"$f":"INDEX(Table_2,$FB8030,GV$3)*AER_CECV!AX7664","v":0},{"$f":"INDEX(Table_2,$FB8030,GW$3)*AER_CECV!AY7664","v":0},{"$f":"INDEX(Table_2,$FB8030,GX$3)*AER_CECV!AZ7664","v":0},47015.456968838051,2044]
[null,null,null,null,null,null,null,null,null,null,null,null,null,null,null,null,null,null,null,null,null,null,null,null,null,null,null,null,null,null,null,null,null,null,null,null,null,null,null,null,null,null,null,null,null,null,null,null,null,null,null,null,null,null,null,null,null,null,null,null,null,null,null,null,null,null,null,null,null,null,null,null,null,null,null,null,null,null,null,null,null,null,null,null,null,null,null,null,null,null,null,null,null,null,null,null,null,null,null,null,null,null,null,null,null,null,null,null,null,null,null,null,null,null,null,null,null,null,null,null,null,null,null,null,null,null,null,null,null,null,null,null,null,null,null,null,null,null,null,null,null,null,null,null,null,null,null,null,null,null,null,null,null,null,null,null,null,363,{"$f":"INDEX(Table_2,$FB8031,FC$3)*AER_CECV!E7665","v":0},{"$f":"INDEX(Table_2,$FB8031,FD$3)*AER_CECV!F7665","v":0},{"$f":"INDEX(Table_2,$FB8031,FE$3)*AER_CECV!G7665","v":0},{"$f":"INDEX(Table_2,$FB8031,FF$3)*AER_CECV!H7665","v":0},{"$f":"INDEX(Table_2,$FB8031,FG$3)*AER_CECV!I7665","v":0},{"$f":"INDEX(Table_2,$FB8031,FH$3)*AER_CECV!J7665","v":0},{"$f":"INDEX(Table_2,$FB8031,FI$3)*AER_CECV!K7665","v":0},{"$f":"INDEX(Table_2,$FB8031,FJ$3)*AER_CECV!L7665","v":0},{"$f":"INDEX(Table_2,$FB8031,FK$3)*AER_CECV!M7665","v":0},{"$f":"INDEX(Table_2,$FB8031,FL$3)*AER_CECV!N7665","v":0},{"$f":"INDEX(Table_2,$FB8031,FM$3)*AER_CECV!O7665","v":0},{"$f":"INDEX(Table_2,$FB8031,FN$3)*AER_CECV!P7665","v":0},{"$f":"INDEX(Table_2,$FB8031,FO$3)*AER_CECV!Q7665","v":0},{"$f":"INDEX(Table_2,$FB8031,FP$3)*AER_CECV!R7665","v":36.465763151765124},{"$f":"INDEX(Table_2,$FB8031,FQ$3)*AER_CECV!S7665","v":111.69865503041656},{"$f":"INDEX(Table_2,$FB8031,FR$3)*AER_CECV!T7665","v":723.51823387556851},{"$f":"INDEX(Table_2,$FB8031,FS$3)*AER_CECV!U7665","v":1158.7453918348951},{"$f":"INDEX(Table_2,$FB8031,FT$3)*AER_CECV!V7665","v":1473.0166836835749},{"$f":"INDEX(Table_2,$FB8031,FU$3)*AER_CECV!W7665","v":2064.277077260796},{"$f":"INDEX(Table_2,$FB8031,FV$3)*AER_CECV!X7665","v":2681.2510261554376},{"$f":"INDEX(Table_2,$FB8031,FW$3)*AER_CECV!Y7665","v":3358.6317582277206},{"$f":"INDEX(Table_2,$FB8031,FX$3)*AER_CECV!Z7665","v":3680.0450731685337},{"$f":"INDEX(Table_2,$FB8031,FY$3)*AER_CECV!AA7665","v":3954.4033310962359},{"$f":"INDEX(Table_2,$FB8031,FZ$3)*AER_CECV!AB7665","v":4159.3571712292978},{"$f":"INDEX(Table_2,$FB8031,GA$3)*AER_CECV!AC7665","v":4401.560421333611},{"$f":"INDEX(Table_2,$FB8031,GB$3)*AER_CECV!AD7665","v":4065.26804271114},{"$f":"INDEX(Table_2,$FB8031,GC$3)*AER_CECV!AE7665","v":3746.7566924388952},{"$f":"INDEX(Table_2,$FB8031,GD$3)*AER_CECV!AF7665","v":3601.44066806308},{"$f":"INDEX(Table_2,$FB8031,GE$3)*AER_CECV!AG7665","v":3352.1467773236473},{"$f":"INDEX(Table_2,$FB8031,GF$3)*AER_CECV!AH7665","v":3344.028550765323},{"$f":"INDEX(Table_2,$FB8031,GG$3)*AER_CECV!AI7665","v":2543.682903708474},{"$f":"INDEX(Table_2,$FB8031,GH$3)*AER_CECV!AJ7665","v":1868.7164719907214},{"$f":"INDEX(Table_2,$FB8031,GI$3)*AER_CECV!AK7665","v":1324.7339248952499},{"$f":"INDEX(Table_2,$FB8031,GJ$3)*AER_CECV!AL7665","v":569.2031665203375},{"$f":"INDEX(Table_2,$FB8031,GK$3)*AER_CECV!AM7665","v":139.27320965413176},{"$f":"INDEX(Table_2,$FB8031,GL$3)*AER_CECV!AN7665","v":85.873067461771413},{"$f":"INDEX(Table_2,$FB8031,GM$3)*AER_CECV!AO7665","v":127.93724503945094},{"$f":"INDEX(Table_2,$FB8031,GN$3)*AER_CECV!AP7665","v":65.357630806138914},{"$f":"INDEX(Table_2,$FB8031,GO$3)*AER_CECV!AQ7665","v":0},{"$f":"INDEX(Table_2,$FB8031,GP$3)*AER_CECV!AR7665","v":0},{"$f":"INDEX(Table_2,$FB8031,GQ$3)*AER_CECV!AS7665","v":0},{"$f":"INDEX(Table_2,$FB8031,GR$3)*AER_CECV!AT7665","v":0},{"$f":"INDEX(Table_2,$FB8031,GS$3)*AER_CECV!AU7665","v":0},{"$f":"INDEX(Table_2,$FB8031,GT$3)*AER_CECV!AV7665","v":0},{"$f":"INDEX(Table_2,$FB8031,GU$3)*AER_CECV!AW7665","v":0},{"$f":"INDEX(Table_2,$FB8031,GV$3)*AER_CECV!AX7665","v":0},{"$f":"INDEX(Table_2,$FB8031,GW$3)*AER_CECV!AY7665","v":0},{"$f":"INDEX(Table_2,$FB8031,GX$3)*AER_CECV!AZ7665","v":0},{"$f":"SUM(FC8031:GX8031)","v":52637.388937426214},2044]
[null,null,null,null,null,null,null,null,null,null,null,null,null,null,null,null,null,null,null,null,null,null,null,null,null,null,null,null,null,null,null,null,null,null,null,null,null,null,null,null,null,null,null,null,null,null,null,null,null,null,null,null,null,null,null,null,null,null,null,null,null,null,null,null,null,null,null,null,null,null,null,null,null,null,null,null,null,null,null,null,null,null,null,null,null,null,null,null,null,null,null,null,null,null,null,null,null,null,null,null,null,null,null,null,null,null,null,null,null,null,null,null,null,null,null,null,null,null,null,null,null,null,null,null,null,null,null,null,null,null,null,null,null,null,null,null,null,null,null,null,null,null,null,null,null,null,null,null,null,null,null,null,null,null,null,null,null,364,{"$f":"INDEX(Table_2,$FB8032,FC$3)*AER_CECV!E7666","v":0},{"$f":"INDEX(Table_2,$FB8032,FD$3)*AER_CECV!F7666","v":0},{"$f":"INDEX(Table_2,$FB8032,FE$3)*AER_CECV!G7666","v":0},{"$f":"INDEX(Table_2,$FB8032,FF$3)*AER_CECV!H7666","v":0},{"$f":"INDEX(Table_2,$FB8032,FG$3)*AER_CECV!I7666","v":0},{"$f":"INDEX(Table_2,$FB8032,FH$3)*AER_CECV!J7666","v":0},{"$f":"INDEX(Table_2,$FB8032,FI$3)*AER_CECV!K7666","v":0},{"$f":"INDEX(Table_2,$FB8032,FJ$3)*AER_CECV!L7666","v":0},{"$f":"INDEX(Table_2,$FB8032,FK$3)*AER_CECV!M7666","v":0},{"$f":"INDEX(Table_2,$FB8032,FL$3)*AER_CECV!N7666","v":0},{"$f":"INDEX(Table_2,$FB8032,FM$3)*AER_CECV!O7666","v":0},{"$f":"INDEX(Table_2,$FB8032,FN$3)*AER_CECV!P7666","v":0},{"$f":"INDEX(Table_2,$FB8032,FO$3)*AER_CECV!Q7666","v":0},{"$f":"INDEX(Table_2,$FB8032,FP$3)*AER_CECV!R7666","v":11.568303210382417},{"$f":"INDEX(Table_2,$FB8032,FQ$3)*AER_CECV!S7666","v":19.692278529585955},{"$f":"INDEX(Table_2,$FB8032,FR$3)*AER_CECV!T7666","v":128.82655081399503},{"$f":"INDEX(Table_2,$FB8032,FS$3)*AER_CECV!U7666","v":0},{"$f":"INDEX(Table_2,$FB8032,FT$3)*AER_CECV!V7666","v":0},{"$f":"INDEX(Table_2,$FB8032,FU$3)*AER_CECV!W7666","v":0},{"$f":"INDEX(Table_2,$FB8032,FV$3)*AER_CECV!X7666","v":0},{"$f":"INDEX(Table_2,$FB8032,FW$3)*AER_CECV!Y7666","v":0},{"$f":"INDEX(Table_2,$FB8032,FX$3)*AER_CECV!Z7666","v":0},{"$f":"INDEX(Table_2,$FB8032,FY$3)*AER_CECV!AA7666","v":0},{"$f":"INDEX(Table_2,$FB8032,FZ$3)*AER_CECV!AB7666","v":0},{"$f":"INDEX(Table_2,$FB8032,GA$3)*AER_CECV!AC7666","v":0},{"$f":"INDEX(Table_2,$FB8032,GB$3)*AER_CECV!AD7666","v":0},{"$f":"INDEX(Table_2,$FB8032,GC$3)*AER_CECV!AE7666","v":0},{"$f":"INDEX(Table_2,$FB8032,GD$3)*AER_CECV!AF7666","v":0},{"$f":"INDEX(Table_2,$FB8032,GE$3)*AER_CECV!AG7666","v":0},{"$f":"INDEX(Table_2,$FB8032,GF$3)*AER_CECV!AH7666","v":754.28067164148615},{"$f":"INDEX(Table_2,$FB8032,GG$3)*AER_CECV!AI7666","v":572.93693241948642},{"$f":"INDEX(Table_2,$FB8032,GH$3)*AER_CECV!AJ7666","v":425.91844098718838},{"$f":"INDEX(Table_2,$FB8032,GI$3)*AER_CECV!AK7666","v":245.79661833727857},{"$f":"INDEX(Table_2,$FB8032,GJ$3)*AER_CECV!AL7666","v":154.51813287576249},{"$f":"INDEX(Table_2,$FB8032,GK$3)*AER_CECV!AM7666","v":37.610108637832084},{"$f":"INDEX(Table_2,$FB8032,GL$3)*AER_CECV!AN7666","v":40.789684577998777},{"$f":"INDEX(Table_2,$FB8032,GM$3)*AER_CECV!AO7666","v":68.92346581428113},{"$f":"INDEX(Table_2,$FB8032,GN$3)*AER_CECV!AP7666","v":34.461732907140565},{"$f":"INDEX(Table_2,$FB8032,GO$3)*AER_CECV!AQ7666","v":0},{"$f":"INDEX(Table_2,$FB8032,GP$3)*AER_CECV!AR7666","v":0},{"$f":"INDEX(Table_2,$FB8032,GQ$3)*AER_CECV!AS7666","v":0},{"$f":"INDEX(Table_2,$FB8032,GR$3)*AER_CECV!AT7666","v":0},{"$f":"INDEX(Table_2,$FB8032,GS$3)*AER_CECV!AU7666","v":0},{"$f":"INDEX(Table_2,$FB8032,GT$3)*AER_CECV!AV7666","v":0},{"$f":"INDEX(Table_2,$FB8032,GU$3)*AER_CECV!AW7666","v":0},{"$f":"INDEX(Table_2,$FB8032,GV$3)*AER_CECV!AX7666","v":0},{"$f":"INDEX(Table_2,$FB8032,GW$3)*AER_CECV!AY7666","v":0},{"$f":"INDEX(Table_2,$FB8032,GX$3)*AER_CECV!AZ7666","v":0},{"$f":"SUM(FC8032:GX8032)","v":2495.3229207524178},2044]
[null,null,null,null,null,null,null,null,null,null,null,null,null,null,null,null,null,null,null,null,null,null,null,null,null,null,null,null,null,null,null,null,null,null,null,null,null,null,null,null,null,null,null,null,null,null,null,null,null,null,null,null,null,null,null,null,null,null,null,null,null,null,null,null,null,null,null,null,null,null,null,null,null,null,null,null,null,null,null,null,null,null,null,null,null,null,null,null,null,null,null,null,null,null,null,null,null,null,null,null,null,null,null,null,null,null,null,null,null,null,null,null,null,null,null,null,null,null,null,null,null,null,null,null,null,null,null,null,null,null,null,null,null,null,null,null,null,null,null,null,null,null,null,null,null,null,null,null,null,null,null,null,null,null,null,null,null,365,{"$f":"INDEX(Table_2,$FB8033,FC$3)*AER_CECV!E7667","v":0},{"$f":"INDEX(Table_2,$FB8033,FD$3)*AER_CECV!F7667","v":0},{"$f":"INDEX(Table_2,$FB8033,FE$3)*AER_CECV!G7667","v":0},{"$f":"INDEX(Table_2,$FB8033,FF$3)*AER_CECV!H7667","v":0},{"$f":"INDEX(Table_2,$FB8033,FG$3)*AER_CECV!I7667","v":0},{"$f":"INDEX(Table_2,$FB8033,FH$3)*AER_CECV!J7667","v":0},{"$f":"INDEX(Table_2,$FB8033,FI$3)*AER_CECV!K7667","v":0},{"$f":"INDEX(Table_2,$FB8033,FJ$3)*AER_CECV!L7667","v":0},{"$f":"INDEX(Table_2,$FB8033,FK$3)*AER_CECV!M7667","v":0},{"$f":"INDEX(Table_2,$FB8033,FL$3)*AER_CECV!N7667","v":0},{"$f":"INDEX(Table_2,$FB8033,FM$3)*AER_CECV!O7667","v":0},{"$f":"INDEX(Table_2,$FB8033,FN$3)*AER_CECV!P7667","v":0},{"$f":"INDEX(Table_2,$FB8033,FO$3)*AER_CECV!Q7667","v":0},{"$f":"INDEX(Table_2,$FB8033,FP$3)*AER_CECV!R7667","v":11.902746628109233},{"$f":"INDEX(Table_2,$FB8033,FQ$3)*AER_CECV!S7667","v":24.840812639851745},{"$f":"INDEX(Table_2,$FB8033,FR$3)*AER_CECV!T7667","v":211.03470105423327},{"$f":"INDEX(Table_2,$FB8033,FS$3)*AER_CECV!U7667","v":0},{"$f":"INDEX(Table_2,$FB8033,FT$3)*AER_CECV!V7667","v":0},{"$f":"INDEX(Table_2,$FB8033,FU$3)*AER_CECV!W7667","v":0},{"$f":"INDEX(Table_2,$FB8033,FV$3)*AER_CECV!X7667","v":0},{"$f":"INDEX(Table_2,$FB8033,FW$3)*AER_CECV!Y7667","v":0},{"$f":"INDEX(Table_2,$FB8033,FX$3)*AER_CECV!Z7667","v":0},{"$f":"INDEX(Table_2,$FB8033,FY$3)*AER_CECV!AA7667","v":0},{"$f":"INDEX(Table_2,$FB8033,FZ$3)*AER_CECV!AB7667","v":0},{"$f":"INDEX(Table_2,$FB8033,GA$3)*AER_CECV!AC7667","v":0},{"$f":"INDEX(Table_2,$FB8033,GB$3)*AER_CECV!AD7667","v":0},{"$f":"INDEX(Table_2,$FB8033,GC$3)*AER_CECV!AE7667","v":0},{"$f":"INDEX(Table_2,$FB8033,GD$3)*AER_CECV!AF7667","v":0},{"$f":"INDEX(Table_2,$FB8033,GE$3)*AER_CECV!AG7667","v":0},{"$f":"INDEX(Table_2,$FB8033,GF$3)*AER_CECV!AH7667","v":0},{"$f":"INDEX(Table_2,$FB8033,GG$3)*AER_CECV!AI7667","v":0},{"$f":"INDEX(Table_2,$FB8033,GH$3)*AER_CECV!AJ7667","v":0},{"$f":"INDEX(Table_2,$FB8033,GI$3)*AER_CECV!AK7667","v":139.17282842713126},{"$f":"INDEX(Table_2,$FB8033,GJ$3)*AER_CECV!AL7667","v":54.228684154453461},{"$f":"INDEX(Table_2,$FB8033,GK$3)*AER_CECV!AM7667","v":22.622969066690608},{"$f":"INDEX(Table_2,$FB8033,GL$3)*AER_CECV!AN7667","v":58.014831070045915},{"$f":"INDEX(Table_2,$FB8033,GM$3)*AER_CECV!AO7667","v":56.464645580521669},{"$f":"INDEX(Table_2,$FB8033,GN$3)*AER_CECV!AP7667","v":28.232322790260834},{"$f":"INDEX(Table_2,$FB8033,GO$3)*AER_CECV!AQ7667","v":0},{"$f":"INDEX(Table_2,$FB8033,GP$3)*AER_CECV!AR7667","v":0},{"$f":"INDEX(Table_2,$FB8033,GQ$3)*AER_CECV!AS7667","v":0},{"$f":"INDEX(Table_2,$FB8033,GR$3)*AER_CECV!AT7667","v":0},{"$f":"INDEX(Table_2,$FB8033,GS$3)*AER_CECV!AU7667","v":0},{"$f":"INDEX(Table_2,$FB8033,GT$3)*AER_CECV!AV7667","v":0},{"$f":"INDEX(Table_2,$FB8033,GU$3)*AER_CECV!AW7667","v":0},{"$f":"INDEX(Table_2,$FB8033,GV$3)*AER_CECV!AX7667","v":0},{"$f":"INDEX(Table_2,$FB8033,GW$3)*AER_CECV!AY7667","v":0},{"$f":"INDEX(Table_2,$FB8033,GX$3)*AER_CECV!AZ7667","v":0},{"$f":"SUM(FC8033:GX8033)","v":606.51454141129784},2044]

{"sheet":"100MW_Load","index":15,"n_rows":2,"n_cols":9,"rows_kept":2,"cut":false,"hidden":true,"merged":[]}
[]
[null,null,"Maxium Load Date",null,null,null,null,null,"Other Date"]

{"sheet":"Load_Profile","index":16,"n_rows":2,"n_cols":9,"rows_kept":2,"cut":false,"hidden":false,"merged":[]}
[]
[null,null,null,null,null,null,null,null,"Select Date"]

{"sheet":"AER_CECV","index":17,"n_rows":7673,"n_cols":132,"rows_kept":562,"cut":true,"hidden":false,"merged":[],"bounds":{"rows_first":250,"rows_last":62,"rows_between":250,"halvings":3}}
[null,null,null,null,"Real AUD2022",null,null,null,null,null,null,null,null,null,null,null,null,null,null,null,null,null,null,null,null,null,null,null,null,null,null,null,null,null,null,null,null,null,null,null,null,null,null,null,null,null,null,null,null,null,null,null,null,null,null,null,null,null,null,null,null,null,null,null,null,null,null,null,null,null,null,null,null,null,null,null,null,null,null,null,null,null,null,null,null,null,null,null,null,null,null,null,null,null,null,null,null,null,null,null,null,null,{"$f":"Duration*2","v":4}]
["YEAR","MONTH","DAY","DayofWeek",1,2,3,4,5,6,7,8,9,10,11,12,13,14,15,16,17,18,19,20,21,22,23,24,25,26,27,28,29,30,31,32,33,34,35,36,37,38,39,40,41,42,43,44,45,46,47,48,null,1,2,3,4,5,6,7,8,9,10,11,12,13,14,15,16,17,18,19,20,21,22,23,24,25,26,27,28,29,30,31,32,33,34,35,36,37,38,39,40,41,42,43,44,45,46,47,48,null,"Discharge Cost Over Battery Duration","Charge Cost Over Battery Duration","Net Profit","Financial Year",null,"All $ in Real AUD2022 "]
[2023,7,1,"Saturday",53.551379429999997,53.551379429999997,51.614164000000002,48.24538321,48.24538321,48.24538321,48.24538321,48.24538321,48.24538321,48.24538321,48.24538321,48.24538321,51.322003629999998,55.371462129999998,55.371462129999998,49.213997200000001,47.260209519999997,33.768183360000002,33.768183360000002,33.768183360000002,33.768183360000002,33.910249280000002,33.35674521,33.817425489999998,32.108423700000003,34.292041449999999,33.768183360000002,33.768183360000002,33.768183360000002,33.768183360000002,40.333631949999997,49.213997200000001,54.547143439999999,55.371462129999998,55.657967050000003,55.657967050000003,55.657967050000003,55.657967050000003,55.657967050000003,55.657967050000003,55.657967050000003,55.657967050000003,55.559072739999998,55.371462129999998,55.371462129999998,55.371462129999998,55.371462129999998,55.371462129999998,null,{"$f":"LARGE($E3:$AZ3,BB$2)","v":55.657967050000003},{"$f":"LARGE($E3:$AZ3,BC$2)","v":55.657967050000003},55.657967050000003,55.657967050000003,55.657967050000003,55.657967050000003,55.657967050000003,55.657967050000003,55.559072739999998,55.371462129999998,55.371462129999998,55.371462129999998,55.371462129999998,55.371462129999998,55.371462129999998,55.371462129999998,55.371462129999998,54.547143439999999,53.551379429999997,53.551379429999997,51.614164000000002,51.322003629999998,49.213997200000001,49.213997200000001,48.24538321,48.24538321,48.24538321,48.24538321,48.24538321,48.24538321,48.24538321,48.24538321,48.24538321,47.260209519999997,40.333631949999997,34.292041449999999,33.910249280000002,33.817425489999998,33.768183360000002,33.768183360000002,33.768183360000002,33.768183360000002,33.768183360000002,33.768183360000002,33.768183360000002,33.768183360000002,33.35674521,32.108423700000003,null,{"$f":"SUM(OFFSET(BB3,0,0,1,$CY$1))/2","v":111.31593410000001},{"$f":"SUM(OFFSET(CW3,0,0,1,-$CY$1))/2","v":66.500767815000003},{"$f":"CY3-CZ3","v":44.815166285000004},{"$f":"IF(A3>=7,A3+1,A3)","v":2024},null,"Year Index",null,null,0,{"$f":"DG3+1","v":1},2,3,4,5,6,7,8,9,10,11,12,13,14,15,16,17,18,19,{"$f":"DZ3+1","v":20},{"$f":"EA3+1","v":21}]
[2023,7,2,"Sunday",55.371462129999998,55.371462129999998,55.371462129999998,55.371462129999998,55.371462129999998,55.371462129999998,55.371462129999998,55.371462129999998,55.371462129999998,55.371462129999998,55.371462129999998,55.371462129999998,55.371462129999998,55.371462129999998,55.371462129999998,55.371462129999998,55.371462129999998,54.547143439999999,51.614164000000002,48.24538321,49.213997200000001,47.260209519999997,38.696095399999997,38.696095399999997,38.696095399999997,38.696095399999997,38.750032079999997,47.260209519999997,49.213997200000001,48.24538321,51.252931050000001,55.371462129999998,55.371462129999998,55.657967050000003,55.657967050000003,55.657967050000003,55.657967050000003,55.657967050000003,55.657967050000003,55.657967050000003,55.657967050000003,55.371462129999998,55.371462129999998,55.371462129999998,55.371462129999998,55.371462129999998,55.371462129999998,55.371462129999998,null,{"$f":"LARGE($E4:$AZ4,BB$2)","v":55.657967050000003},55.657967050000003,55.657967050000003,55.657967050000003,55.657967050000003,55.657967050000003,55.657967050000003,55.657967050000003,55.371462129999998,55.371462129999998,55.371462129999998,55.371462129999998,55.371462129999998,55.371462129999998,55.371462129999998,55.371462129999998,55.371462129999998,55.371462129999998,55.371462129999998,55.371462129999998,55.371462129999998,55.371462129999998,55.371462129999998,55.371462129999998,55.371462129999998,55.371462129999998,55.371462129999998,55.371462129999998,55.371462129999998,55.371462129999998,55.371462129999998,55.371462129999998,55.371462129999998,55.371462129999998,54.547143439999999,51.614164000000002,51.252931050000001,49.213997200000001,49.213997200000001,48.24538321,48.24538321,47.260209519999997,47.260209519999997,38.750032079999997,38.696095399999997,38.696095399999997,38.696095399999997,38.696095399999997,null,{"$f":"SUM(OFFSET(BB4,0,0,1,$CY$1))/2","v":111.31593410000001},{"$f":"SUM(OFFSET(CW4,0,0,1,-$CY$1))/2","v":77.392190799999995},{"$f":"CY4-CZ4","v":33.923743300000012},{"$f":"IF(A4>=7,A4+1,A4)","v":2024},null,"Financial Year",null,null,null,2024,2025,2026,2027,2028,2029,2030,2031,2032,2033,2034,2035,2036,2037,2038,2039,2040,2041,2042,{"$f":"DZ4+1","v":2043},{"$f":"EA4+1","v":2044}]
[2023,7,3,"Monday",55.371462129999998,53.551379429999997,53.551379429999997,53.551379429999997,53.551379429999997,53.533637169999999,53.551379429999997,52.449794840000003,52.651495679999996,54.547143439999999,55.371462129999998,55.371462129999998,55.371462129999998,55.371462129999998,55.657967050000003,55.371462129999998,55.371462129999998,51.854868799999998,48.24538321,49.213997200000001,47.260209519999997,38.696095399999997,38.696095399999997,38.696095399999997,38.696095399999997,49.213997200000001,48.24538321,48.24538321,48.24538321,48.24538321,48.324020470000001,54.631277990000001,55.371462129999998,55.657967050000003,55.657967050000003,55.657967050000003,55.657967050000003,55.657967050000003,55.657967050000003,55.657967050000003,55.657967050000003,55.657967050000003,55.657967050000003,55.371462129999998,55.371462129999998,55.371462129999998,55.371462129999998,55.371462129999998,null,55.657967050000003,55.657967050000003,55.657967050000003,55.657967050000003,55.657967050000003,55.657967050000003,55.657967050000003,55.657967050000003,55.657967050000003,55.657967050000003,55.657967050000003,55.371462129999998,55.371462129999998,55.371462129999998,55.371462129999998,55.371462129999998,55.371462129999998,55.371462129999998,55.371462129999998,55.371462129999998,55.371462129999998,55.371462129999998,55.371462129999998,55.371462129999998,54.631277990000001,54.547143439999999,53.551379429999997,53.551379429999997,53.551379429999997,53.551379429999997,53.551379429999997,53.533637169999999,52.651495679999996,52.449794840000003,51.854868799999998,49.213997200000001,49.213997200000001,48.324020470000001,48.24538321,48.24538321,48.24538321,48.24538321,48.24538321,47.260209519999997,38.696095399999997,38.696095399999997,38.696095399999997,38.696095399999997,null,111.31593410000001,77.392190799999995,33.923743300000012,2024,null,"Battery Benefit Per 1 MWh System",null,null,{"$f":"SUMIF($DD$3:$DD$7679,DG4,$DC$3:$DC$7679)","v":0},{"$f":"SUMIF($DB$3:$DB$7679,DH4,$DA$3:$DA$7679)","v":12711.146187919996},{"$f":"SUMIF($DB$3:$DB$7679,DI4,$DA$3:$DA$7679)","v":23038.803716457136},21749.444261583896,31965.645716459523,40537.004933435732,50720.143978049004,42596.73186983815,33998.373655582793,31985.994134731121,28464.133440537495,41449.626126688061,42258.825250789509,37927.897698274355,43429.433957898778,46256.874119100306,44063.356980816665,50130.787200089777,59756.405175865053,82514.211576967253,66025.348344494472,64481.184278031971]
[2023,7,4,"Tuesday",55.371462129999998,55.371462129999998,54.547143439999999,54.547143439999999,53.551379429999997,50.149957149999999,50.149957149999999,50.149957149999999,51.084802109999998,54.547143439999999,55.371462129999998,55.371462129999998,55.371462129999998,55.657967050000003,55.371462129999998,55.371462129999998,49.213997200000001,38.696095399999997,33.768183360000002,34.292041449999999,33.043459249999998,32.062271629999998,32.062271629999998,32.062271629999998,32.860705179999997,33.462171210000001,34.052269950000003,33.768183360000002,33.768183360000002,33.768183360000002,38.696095399999997,45.685471470000003,52.625929630000002,55.657967050000003,55.657967050000003,68.105302699999996,68.105302699999996,55.657967050000003,55.657967050000003,55.657967050000003,55.657967050000003,55.657967050000003,55.657967050000003,55.371462129999998,55.371462129999998,55.371462129999998,55.371462129999998,55.371462129999998,null,68.105302699999996,68.105302699999996,55.657967050000003,55.657967050000003,55.657967050000003,55.657967050000003,55.657967050000003,55.657967050000003,55.657967050000003,55.657967050000003,55.657967050000003,55.371462129999998,55.371462129999998,55.371462129999998,55.371462129999998,55.371462129999998,55.371462129999998,55.371462129999998,55.371462129999998,55.371462129999998,55.371462129999998,55.371462129999998,55.371462129999998,54.547143439999999,54.547143439999999,54.547143439999999,53.551379429999997,52.625929630000002,51.084802109999998,50.149957149999999,50.149957149999999,50.149957149999999,49.213997200000001,45.685471470000003,38.696095399999997,38.696095399999997,34.292041449999999,34.052269950000003,33.768183360000002,33.768183360000002,33.768183360000002,33.768183360000002,33.462171210000001,33.043459249999998,32.860705179999997,32.062271629999998,32.062271629999998,32.062271629999998,null,123.76326974999999,64.523760034999995,59.239509714999997,2024]
[2023,7,5,"Wednesday",54.809322549999997,53.551379429999997,52.57139643,51.60682224,48.24538321,48.24538321,48.24538321,48.24538321,48.24538321,48.24538321,52.034701210000001,55.371462129999998,55.371462129999998,55.371462129999998,55.371462129999998,55.371462129999998,44.418302629999999,34.292041449999999,33.056969719999998,28.67505036,28.67505036,28.67505036,28.67505036,28.67505036,28.67505036,28.67505036,28.67505036,31.52597664,32.62527189,33.490316909999997,33.5336681,38.696095399999997,51.148624390000002,55.371462129999998,55.657967050000003,55.657967050000003,55.657967050000003,55.657967050000003,55.657967050000003,55.657967050000003,55.657967050000003,55.657967050000003,55.559072739999998,55.371462129999998,55.371462129999998,55.371462129999998,55.371462129999998,55.371462129999998,null,55.657967050000003,55.657967050000003,55.657967050000003,55.657967050000003,55.657967050000003,55.657967050000003,55.657967050000003,55.657967050000003,55.559072739999998,55.371462129999998,55.371462129999998,55.371462129999998,55.371462129999998,55.371462129999998,55.371462129999998,55.371462129999998,55.371462129999998,55.371462129999998,55.371462129999998,55.371462129999998,54.809322549999997,53.551379429999997,52.57139643,52.034701210000001,51.60682224,51.148624390000002,48.24538321,48.24538321,48.24538321,48.24538321,48.24538321,48.24538321,44.418302629999999,38.696095399999997,34.292041449999999,33.5336681,33.490316909999997,33.056969719999998,32.62527189,31.52597664,28.67505036,28.67505036,28.67505036,28.67505036,28.67505036,28.67505036,28.67505036,28.67505036,null,111.31593410000001,57.35010072,53.965833380000007,2024]
[2023,7,6,"Thursday",55.371462129999998,54.547143439999999,53.551379429999997,51.084802109999998,51.084802109999998,51.084802109999998,51.084802109999998,52.034701210000001,52.034701210000001,53.000021029999999,54.978449660000003,55.371462129999998,55.371462129999998,55.371462129999998,55.657967050000003,55.371462129999998,52.57139643,38.696095399999997,33.768183360000002,33.768183360000002,33.768183360000002,33.768183360000002,33.768183360000002,33.768183360000002,33.768183360000002,33.768183360000002,33.768183360000002,33.768183360000002,33.768183360000002,35.334772800000003,35.816198399999998,45.434303610000001,53.170126660000001,55.371462129999998,55.657967050000003,55.657967050000003,55.657967050000003,55.657967050000003,55.657967050000003,55.657967050000003,55.657967050000003,55.657967050000003,55.657967050000003,55.657967050000003,55.559072739999998,55.559072739999998,55.371462129999998,55.371462129999998,null,55.657967050000003,55.657967050000003,55.657967050000003,55.657967050000003,55.657967050000003,55.657967050000003,55.657967050000003,55.657967050000003,55.657967050000003,55.657967050000003,55.657967050000003,55.559072739999998,55.559072739999998,55.371462129999998,55.371462129999998,55.371462129999998,55.371462129999998,55.371462129999998,55.371462129999998,55.371462129999998,55.371462129999998,{"$f":"LARGE($E8:$AZ8,BW$2)","v":54.978449660000003},54.547143439999999,53.551379429999997,53.170126660000001,53.000021029999999,52.57139643,52.034701210000001,52.034701210000001,51.084802109999998,51.084802109999998,51.084802109999998,51.084802109999998,45.434303610000001,38.696095399999997,35.816198399999998,35.334772800000003,{"$f":"LARGE($E8:$AZ8,CM$2)","v":33.768183360000002},33.768183360000002,33.768183360000002,33.768183360000002,33.768183360000002,33.768183360000002,33.768183360000002,33.768183360000002,33.768183360000002,33.768183360000002,33.768183360000002,null,111.31593410000001,67.536366720000004,43.779567380000003,2024]
[2023,7,7,"Friday",55.371462129999998,55.371462129999998,54.818786899999999,55.371462129999998,53.556511579999999,48.24538321,48.24538321,48.24538321,48.24538321,48.24538321,54.254883079999999,55.371462129999998,55.371462129999998,55.559072739999998,55.657967050000003,55.371462129999998,54.547143439999999,49.161221920000003,47.366662339999998,40.261844179999997,38.696095399999997,38.696095399999997,36.94370868,37.740671470000002,38.696095399999997,38.696095399999997,38.645511259999999,38.696095399999997,38.696095399999997,38.696095399999997,40.183740229999998,44.418302629999999,55.371462129999998,55.657967050000003,55.657967050000003,55.657967050000003,55.657967050000003,55.657967050000003,55.657967050000003,55.657967050000003,55.657967050000003,55.657967050000003,55.657967050000003,55.657967050000003,55.657967050000003,55.657967050000003,55.657967050000003,55.371462129999998,null,55.657967050000003,55.657967050000003,55.657967050000003,55.657967050000003,55.657967050000003,55.657967050000003,55.657967050000003,55.657967050000003,55.657967050000003,55.657967050000003,55.657967050000003,55.657967050000003,55.657967050000003,55.657967050000003,55.657967050000003,55.559072739999998,{"$f":"LARGE($E9:$AZ9,BR$2)","v":55.371462129999998},55.371462129999998,55.371462129999998,55.371462129999998,55.371462129999998,55.371462129999998,55.371462129999998,55.371462129999998,54.818786899999999,54.547143439999999,54.254883079999999,53.556511579999999,49.161221920000003,48.24538321,48.24538321,48.24538321,48.24538321,48.24538321,47.366662339999998,44.418302629999999,40.261844179999997,40.183740229999998,38.696095399999997,38.696095399999997,38.696095399999997,38.696095399999997,38.696095399999997,38.696095399999997,38.696095399999997,38.645511259999999,37.740671470000002,36.94370868,null,111.31593410000001,76.012993405000003,35.302940695000004,2024]
[2023,7,8,"Saturday",55.371462129999998,55.371462129999998,55.371462129999998,55.371462129999998,55.371462129999998,55.371462129999998,55.371462129999998,55.371462129999998,55.371462129999998,55.371462129999998,55.371462129999998,55.371462129999998,55.371462129999998,55.371462129999998,55.371462129999998,55.371462129999998,53.440422640000001,45.309551620000001,45.157815749999997,38.49690339,38.089501800000001,33.768183360000002,33.768183360000002,33.768183360000002,33.768183360000002,33.768183360000002,33.768183360000002,33.768183360000002,33.768183360000002,33.768183360000002,33.768183360000002,40.408353120000001,52.469131179999998,55.371462129999998,55.371462129999998,55.371462129999998,55.371462129999998,55.371462129999998,55.371462129999998,55.371462129999998,55.371462129999998,55.371462129999998,55.371462129999998,55.371462129999998,55.371462129999998,55.371462129999998,55.371462129999998,55.371462129999998,null,55.371462129999998,55.371462129999998,55.371462129999998,55.371462129999998,55.371462129999998,55.371462129999998,55.371462129999998,55.371462129999998,55.371462129999998,55.371462129999998,55.371462129999998,55.371462129999998,55.371462129999998,55.371462129999998,55.371462129999998,55.371462129999998,55.371462129999998,55.371462129999998,55.371462129999998,55.371462129999998,55.371462129999998,55.371462129999998,55.371462129999998,55.371462129999998,55.371462129999998,55.371462129999998,55.371462129999998,55.371462129999998,55.371462129999998,55.371462129999998,55.371462129999998,53.440422640000001,52.469131179999998,45.309551620000001,45.157815749999997,40.408353120000001,38.49690339,38.089501800000001,33.768183360000002,33.768183360000002,33.768183360000002,33.768183360000002,33.768183360000002,33.768183360000002,33.768183360000002,33.768183360000002,33.768183360000002,33.768183360000002,null,110.74292426,67.536366720000004,43.206557539999991,2024]
[2023,7,9,"Sunday",54.365073590000002,53.374891290000001,50.906091449999998,49.639074450000003,48.24538321,48.24538321,48.24538321,48.24538321,48.24538321,48.24538321,48.24538321,48.24538321,52.814610340000002,54.365073590000002,53.374891290000001,45.33979686,34.292041449999999,29.080400690000001,28.502701800000001,27.8308781,27.427783890000001,19.24593621,19.24593621,19.24593621,19.24593621,19.24593621,19.24593621,19.24593621,27.427783890000001,27.8308781,28.502701800000001,29.080400690000001,42.907941020000003,55.371462129999998,55.559072739999998,55.657967050000003,55.657967050000003,55.657967050000003,55.559072739999998,55.559072739999998,55.559072739999998,55.559072739999998,55.559072739999998,55.371462129999998,55.371462129999998,55.371462129999998,55.371462129999998,55.371462129999998,null,55.657967050000003,55.657967050000003,55.657967050000003,55.559072739999998,55.559072739999998,55.559072739999998,55.559072739999998,55.559072739999998,55.559072739999998,55.371462129999998,55.371462129999998,55.371462129999998,55.371462129999998,55.371462129999998,55.371462129999998,54.365073590000002,54.365073590000002,53.374891290000001,53.374891290000001,52.814610340000002,50.906091449999998,49.639074450000003,48.24538321,48.24538321,48.24538321,48.24538321,48.24538321,48.24538321,48.24538321,48.24538321,45.33979686,42.907941020000003,34.292041449999999,29.080400690000001,29.080400690000001,28.502701800000001,28.502701800000001,27.8308781,27.8308781,27.427783890000001,27.427783890000001,19.24593621,19.24593621,19.24593621,19.24593621,19.24593621,19.24593621,19.24593621,null,111.26648694500001,38.49187242,72.774614525000004,2024]
[2023,7,10,"Monday",55.371462129999998,53.374891290000001,52.034701210000001,51.084802109999998,51.084802109999998,51.084802109999998,51.084802109999998,52.034701210000001,52.597127129999997,54.197750730000003,55.371462129999998,55.371462129999998,55.559072739999998,55.657967050000003,55.559072739999998,55.371462129999998,44.418302629999999,34.292041449999999,33.056969719999998,31.5856487,28.49224401,28.49224401,28.610213989999998,28.265741250000001,28.265741250000001,28.610213989999998,28.49224401,28.794923409999999,31.5856487,33.056969719999998,34.292041449999999,45.789503519999997,52.40052687,58.99402542,58.99402542,127.87335693999999,131.65965614000001,132.62920997000001,91.479328780000003,87.341308299999994,87.341308299999994,58.99402542,58.99402542,58.99402542,57.917083099999999,55.657967050000003,55.371462129999998,55.371462129999998,null,132.62920997000001,131.65965614000001,127.87335693999999,91.479328780000003,87.341308299999994,87.341308299999994,58.99402542,58.99402542,58.99402542,58.99402542,58.99402542,57.917083099999999,55.657967050000003,55.657967050000003,55.559072739999998,55.559072739999998,55.371462129999998,55.371462129999998,55.371462129999998,55.371462129999998,55.371462129999998,55.371462129999998,54.197750730000003,53.374891290000001,52.597127129999997,52.40052687,52.034701210000001,52.034701210000001,51.084802109999998,51.084802109999998,51.084802109999998,51.084802109999998,45.789503519999997,44.418302629999999,34.292041449999999,34.292041449999999,33.056969719999998,33.056969719999998,31.5856487,31.5856487,28.794923409999999,28.610213989999998,28.610213989999998,28.49224401,28.49224401,28.49224401,28.265741250000001,28.265741250000001,null,241.82077591500001,56.757985260000005,185.06279065500001,2024]
[2023,7,11,"Tuesday",55.371462129999998,55.371462129999998,55.371462129999998,55.371462129999998,55.371462129999998,55.371462129999998,55.371462129999998,55.371462129999998,55.371462129999998,55.371462129999998,55.371462129999998,55.371462129999998,55.657967050000003,58.99402542,58.99402542,55.371462129999998,53.7435112,41.015483609999997,34.292041449999999,32.859445559999997,32.857623089999997,28.67505036,28.67505036,28.67505036,28.67505036,30.950045920000001,31.66538736,32.857623089999997,33.921826260000003,33.925210849999999,33.768183360000002,45.65603402,52.689710779999999,57.917083099999999,58.99402542,127.87335693999999,112.8975617,108.69345893000001,87.341308299999994,87.341308299999994,87.341308299999994,58.99402542,57.917083099999999,55.855985879999999,55.657967050000003,55.657967050000003,55.371462129999998,55.371462129999998,null,127.87335693999999,112.8975617,108.69345893000001,87.341308299999994,87.341308299999994,87.341308299999994,58.99402542,58.99402542,58.99402542,58.99402542,57.917083099999999,57.917083099999999,55.855985879999999,55.657967050000003,55.657967050000003,55.657967050000003,55.371462129999998,55.371462129999998,55.371462129999998,55.371462129999998,55.371462129999998,55.371462129999998,55.371462129999998,55.371462129999998,55.371462129999998,55.371462129999998,55.371462129999998,55.371462129999998,55.371462129999998,55.371462129999998,55.371462129999998,53.7435112,52.689710779999999,45.65603402,41.015483609999997,34.292041449999999,33.925210849999999,33.921826260000003,33.768183360000002,32.859445559999997,32.857623089999997,32.857623089999997,31.66538736,30.950045920000001,28.67505036,28.67505036,28.67505036,28.67505036,null,218.402842935,57.35010072,161.05274221499999,2024]
[2023,7,12,"Wednesday",55.371462129999998,55.371462129999998,54.691084240000002,54.547143439999999,53.551379429999997,53.551379429999997,53.551379429999997,54.547143439999999,55.371462129999998,55.371462129999998,55.371462129999998,55.371462129999998,55.657967050000003,58.99402542,58.99402542,55.371462129999998,55.248821509999999,44.474905990000003,41.015483609999997,33.768183360000002,33.768183360000002,33.768183360000002,33.768183360000002,33.768183360000002,33.768183360000002,41.015483609999997,47.260209519999997,49.213997200000001,48.24538321,48.24538321,49.266845510000003,51.441604320000003,55.371462129999998,58.99402542,87.341308299999994,135.87193507000001,135.87193507000001,135.87193507000001,127.87335693999999,127.87335693999999,91.479328780000003,68.105302699999996,58.99402542,58.99402542,57.917083099999999,57.917083099999999,55.813998519999998,55.657967050000003,null,135.87193507000001,135.87193507000001,135.87193507000001,127.87335693999999,127.87335693999999,91.479328780000003,87.341308299999994,68.105302699999996,58.99402542,58.99402542,58.99402542,58.99402542,58.99402542,57.917083099999999,57.917083099999999,55.813998519999998,55.657967050000003,55.657967050000003,55.371462129999998,55.371462129999998,55.371462129999998,55.371462129999998,55.371462129999998,55.371462129999998,55.371462129999998,55.371462129999998,55.248821509999999,54.691084240000002,54.547143439999999,54.547143439999999,53.551379429999997,53.551379429999997,53.551379429999997,51.441604320000003,49.266845510000003,49.213997200000001,48.24538321,48.24538321,47.260209519999997,44.474905990000003,41.015483609999997,41.015483609999997,33.768183360000002,33.768183360000002,33.768183360000002,33.768183360000002,33.768183360000002,33.768183360000002,null,267.74458107499999,67.536366720000004,200.208214355,2024]
[2023,7,13,"Thursday",55.371462129999998,55.371462129999998,55.371462129999998,55.371462129999998,55.371462129999998,55.371462129999998,55.371462129999998,55.371462129999998,55.371462129999998,55.371462129999998,55.371462129999998,55.371462129999998,55.657967050000003,57.917083099999999,58.99402542,55.855985879999999,55.371462129999998,49.213997200000001,47.260209519999997,41.015483609999997,33.768183360000002,33.768183360000002,33.768183360000002,34.292041449999999,32.251034199999999,33.768183360000002,33.768183360000002,33.768183360000002,33.768183360000002,41.015483609999997,41.015483609999997,44.418302629999999,55.371462129999998,57.89789442,58.99402542,87.341308299999994,87.341308299999994,123.39989279,87.341308299999994,87.341308299999994,68.105302699999996,58.99402542,58.99402542,58.99402542,57.917083099999999,57.89789442,55.657967050000003,55.371462129999998,null,123.39989279,87.341308299999994,87.341308299999994,87.341308299999994,87.341308299999994,68.105302699999996,58.99402542,58.99402542,58.99402542,58.99402542,58.99402542,57.917083099999999,57.917083099999999,57.89789442,57.89789442,55.855985879999999,55.657967050000003,55.657967050000003,55.371462129999998,55.371462129999998,55.371462129999998,55.371462129999998,55.371462129999998,55.371462129999998,55.371462129999998,55.371462129999998,55.371462129999998,55.371462129999998,55.371462129999998,55.371462129999998,55.371462129999998,55.371462129999998,55.371462129999998,49.213997200000001,47.260209519999997,44.418302629999999,41.015483609999997,41.015483609999997,41.015483609999997,34.292041449999999,33.768183360000002,33.768183360000002,33.768183360000002,33.768183360000002,33.768183360000002,33.768183360000002,33.768183360000002,32.251034199999999,null,192.71190884499998,66.777792140000003,125.93411670499998,2024]
[2023,7,14,"Friday",55.371462129999998,55.371462129999998,55.371462129999998,55.371462129999998,55.371462129999998,55.371462129999998,55.371462129999998,55.371462129999998,55.371462129999998,55.371462129999998,55.371462129999998,55.371462129999998,55.657967050000003,56.827134610000002,56.857208319999998,55.371462129999998,44.418302629999999,34.292041449999999,33.056969719999998,31.5856487,28.72032518,28.265741250000001,28.265741250000001,28.265741250000001,28.265741250000001,28.265741250000001,28.265741250000001,28.265741250000001,28.265741250000001,28.96542608,33.056969719999998,34.292041449999999,49.213997200000001,55.371462129999998,56.857208319999998,56.857208319999998,57.917083099999999,57.917083099999999,57.917083099999999,57.917083099999999,57.917083099999999,56.857208319999998,56.857208319999998,56.857208319999998,56.362373320000003,55.657967050000003,55.371462129999998,55.371462129999998,null,57.917083099999999,57.917083099999999,57.917083099999999,57.917083099999999,57.917083099999999,56.857208319999998,56.857208319999998,56.857208319999998,56.857208319999998,56.857208319999998,56.857208319999998,56.827134610000002,56.362373320000003,55.657967050000003,55.657967050000003,55.371462129999998,55.371462129999998,55.371462129999998,55.371462129999998,55.371462129999998,55.371462129999998,55.371462129999998,55.371462129999998,55.371462129999998,55.371462129999998,55.371462129999998,55.371462129999998,55.371462129999998,55.371462129999998,55.371462129999998,55.371462129999998,49.213997200000001,44.418302629999999,34.292041449999999,34.292041449999999,33.056969719999998,33.056969719999998,31.5856487,28.96542608,28.72032518,28.265741250000001,28.265741250000001,28.265741250000001,28.265741250000001,28.265741250000001,28.265741250000001,28.265741250000001,28.265741250000001,null,115.8341662,56.531482500000003,59.302683699999996,2024]
[2023,7,15,"Saturday",55.237974540000003,55.371462129999998,55.371462129999998,55.371462129999998,55.371462129999998,55.371462129999998,55.371462129999998,54.547143439999999,55.371462129999998,55.371462129999998,55.371462129999998,55.371462129999998,55.371462129999998,55.371462129999998,55.371462129999998,52.380624779999998,45.798689099999997,34.292041449999999,33.056969719999998,28.970964250000002,28.265741250000001,28.265741250000001,28.265741250000001,28.265741250000001,28.265741250000001,28.265741250000001,28.265741250000001,28.265741250000001,28.265741250000001,28.265741250000001,31.09162001,34.292041449999999,48.363486539999997,55.371462129999998,60.749448149999999,68.105302699999996,87.341308299999994,87.341308299999994,87.341308299999994,68.105302699999996,60.749448149999999,60.749448149999999,60.749448149999999,60.749448149999999,60.749448149999999,56.952314719999997,55.657967050000003,55.657967050000003,null,87.341308299999994,87.341308299999994,87.341308299999994,68.105302699999996,68.105302699999996,60.749448149999999,60.749448149999999,60.749448149999999,60.749448149999999,60.749448149999999,60.749448149999999,56.952314719999997,55.657967050000003,55.657967050000003,55.371462129999998,55.371462129999998,55.371462129999998,55.371462129999998,55.371462129999998,55.371462129999998,55.371462129999998,55.371462129999998,55.371462129999998,55.371462129999998,55.371462129999998,55.371462129999998,55.371462129999998,55.371462129999998,55.237974540000003,54.547143439999999,52.380624779999998,48.363486539999997,45.798689099999997,34.292041449999999,34.292041449999999,33.056969719999998,31.09162001,28.970964250000002,28.265741250000001,28.265741250000001,28.265741250000001,28.265741250000001,28.265741250000001,28.265741250000001,28.265741250000001,28.265741250000001,28.265741250000001,28.265741250000001,null,165.06461379999999,56.531482500000003,108.53313129999998,2024]
[2023,7,16,"Sunday",55.559072739999998,55.371462129999998,55.371462129999998,55.371462129999998,55.371462129999998,55.371462129999998,55.371462129999998,55.371462129999998,55.371462129999998,55.371462129999998,55.371462129999998,55.371462129999998,55.371462129999998,55.657967050000003,55.371462129999998,51.025109260000001,46.424311639999999,34.292041449999999,33.056969719999998,31.5856487,28.72032518,28.265741250000001,28.265741250000001,28.265741250000001,28.265741250000001,28.265741250000001,28.265741250000001,28.265741250000001,28.265741250000001,28.96542608,33.056969719999998,34.292041449999999,49.213997200000001,55.371462129999998,60.749448149999999,87.341308299999994,127.87335693999999,127.87335693999999,91.479328780000003,87.341308299999994,87.341308299999994,68.105302699999996,60.749448149999999,60.749448149999999,55.657967050000003,55.657967050000003,55.657967050000003,55.657967050000003,null,127.87335693999999,127.87335693999999,91.479328780000003,87.341308299999994,87.341308299999994,87.341308299999994,68.105302699999996,60.749448149999999,60.749448149999999,60.749448149999999,55.657967050000003,55.657967050000003,55.657967050000003,55.657967050000003,55.657967050000003,55.559072739999998,55.371462129999998,55.371462129999998,55.371462129999998,55.371462129999998,55.371462129999998,55.371462129999998,55.371462129999998,55.371462129999998,55.371462129999998,55.371462129999998,55.371462129999998,55.371462129999998,55.371462129999998,55.371462129999998,51.025109260000001,49.213997200000001,46.424311639999999,34.292041449999999,34.292041449999999,33.056969719999998,33.056969719999998,31.5856487,28.96542608,28.72032518,28.265741250000001,28.265741250000001,28.265741250000001,28.265741250000001,28.265741250000001,28.265741250000001,28.265741250000001,28.265741250000001,null,217.28367547999997,56.531482500000003,160.75219297999996,2024]
[2023,7,17,"Monday",55.371462129999998,55.371462129999998,55.371462129999998,55.371462129999998,55.371462129999998,55.371462129999998,55.371462129999998,55.371462129999998,55.371462129999998,55.371462129999998,55.371462129999998,55.657967050000003,55.657967050000003,60.749448149999999,60.749448149999999,55.371462129999998,55.371462129999998,42.235937919999998,33.768183360000002,34.292041449999999,33.056969719999998,31.5856487,28.67505036,28.67505036,28.67505036,28.49224401,28.752363649999999,31.5856487,33.056969719999998,34.292041449999999,42.235937919999998,44.418302629999999,55.371462129999998,58.558959190000003,68.105302699999996,135.10815959000001,135.27202847000001,135.27202847000001,135.27202847000001,127.87335693999999,87.341308299999994,68.105302699999996,60.749448149999999,60.167836809999997,57.786096520000001,55.657967050000003,55.657967050000003,55.657967050000003,null,135.27202847000001,135.27202847000001,135.27202847000001,135.10815959000001,127.87335693999999,87.341308299999994,68.105302699999996,68.105302699999996,60.749448149999999,60.749448149999999,60.749448149999999,60.167836809999997,58.558959190000003,57.786096520000001,55.657967050000003,55.657967050000003,55.657967050000003,55.657967050000003,55.657967050000003,55.371462129999998,55.371462129999998,55.371462129999998,55.371462129999998,55.371462129999998,55.371462129999998,55.371462129999998,55.371462129999998,55.371462129999998,55.371462129999998,55.371462129999998,55.371462129999998,55.371462129999998,55.371462129999998,44.418302629999999,42.235937919999998,42.235937919999998,34.292041449999999,34.292041449999999,33.768183360000002,33.056969719999998,33.056969719999998,31.5856487,31.5856487,28.752363649999999,28.67505036,28.67505036,28.67505036,28.49224401,null,270.46212250000002,57.258697545000004,213.203424955,2024]
[2023,7,18,"Tuesday",55.657967050000003,55.371462129999998,55.371462129999998,55.371462129999998,55.371462129999998,55.371462129999998,55.371462129999998,55.371462129999998,55.371462129999998,55.371462129999998,55.371462129999998,55.657967050000003,57.848691889999998,60.749448149999999,60.749448149999999,55.371462129999998,50.119953719999998,41.715069929999999,32.488980650000002,32.086090830000003,31.479312780000001,28.51600397,27.838859410000001,27.2690284,26.146378599999998,26.62454584,26.62454584,27.506409590000001,28.260019580000002,29.217937599999999,33.02914672,34.292041449999999,49.213997200000001,55.657967050000003,60.000265249999998,61.34728355,61.103356669999997,62.225272539999999,62.225272539999999,61.103356669999997,61.103356669999997,60.000265249999998,60.000265249999998,60.000265249999998,58.721676199999997,56.799316159999997,55.766976069999998,55.657967050000003,null,62.225272539999999,62.225272539999999,61.34728355,61.103356669999997,61.103356669999997,61.103356669999997,60.749448149999999,60.749448149999999,60.000265249999998,60.000265249999998,60.000265249999998,60.000265249999998,58.721676199999997,57.848691889999998,56.799316159999997,55.766976069999998,55.657967050000003,55.657967050000003,55.657967050000003,55.657967050000003,55.371462129999998,55.371462129999998,55.371462129999998,55.371462129999998,55.371462129999998,55.371462129999998,55.371462129999998,55.371462129999998,55.371462129999998,55.371462129999998,55.371462129999998,50.119953719999998,49.213997200000001,41.715069929999999,34.292041449999999,33.02914672,32.488980650000002,32.086090830000003,31.479312780000001,29.217937599999999,28.51600397,28.260019580000002,27.838859410000001,27.506409590000001,27.2690284,26.62454584,26.62454584,26.146378599999998,null,123.45059265,53.332249340000004,70.11834331,2024]
[2023,7,19,"Wednesday",55.657967050000003,55.465638560000002,55.371462129999998,55.371462129999998,55.371462129999998,55.371462129999998,55.371462129999998,55.371462129999998,55.371462129999998,55.371462129999998,55.371462129999998,55.657967050000003,57.848691889999998,60.000265249999998,60.000265249999998,55.657967050000003,52.564482380000001,41.531856900000001,34.292041449999999,32.857623089999997,31.66538736,28.798889989999999,28.49224401,28.49224401,28.49224401,28.49224401,28.49224401,28.49224401,31.542109379999999,32.652159789999999,32.946593219999997,34.292041449999999,53.842750719999998,55.657967050000003,59.736743439999998,59.736743439999998,60.000265249999998,61.103356669999997,60.000265249999998,60.000265249999998,59.736743439999998,59.736743439999998,59.736743439999998,58.695887059999997,57.633027759999997,55.657967050000003,55.657967050000003,55.657967050000003,null,61.103356669999997,60.000265249999998,60.000265249999998,60.000265249999998,60.000265249999998,60.000265249999998,59.736743439999998,59.736743439999998,59.736743439999998,59.736743439999998,59.736743439999998,58.695887059999997,57.848691889999998,57.633027759999997,55.657967050000003,55.657967050000003,55.657967050000003,55.657967050000003,55.657967050000003,55.657967050000003,55.657967050000003,55.465638560000002,55.371462129999998,55.371462129999998,55.371462129999998,55.371462129999998,55.371462129999998,55.371462129999998,55.371462129999998,55.371462129999998,55.371462129999998,53.842750719999998,52.564482380000001,41.531856900000001,34.292041449999999,34.292041449999999,32.946593219999997,32.857623089999997,32.652159789999999,31.66538736,31.542109379999999,28.798889989999999,28.49224401,28.49224401,28.49224401,28.49224401,28.49224401,28.49224401,null,120.55207621,56.984488020000001,63.567588189999995,2024]
[2023,7,20,"Thursday",55.551765750000001,55.371462129999998,55.371462129999998,55.371462129999998,55.371462129999998,55.371462129999998,55.371462129999998,55.371462129999998,55.371462129999998,55.371462129999998,55.657967050000003,55.657967050000003,58.915528430000002,59.736743439999998,59.736743439999998,55.657967050000003,52.564482380000001,38.771883709999997,34.292041449999999,33.037390500000001,32.438091980000003,31.413668690000002,28.798889989999999,28.49224401,28.49224401,28.49224401,28.49224401,28.49224401,28.49224401,33.056969719999998,34.292041449999999,40.920876440000001,55.371462129999998,55.657967050000003,55.766976069999998,60.027734010000003,58.915528430000002,58.915528430000002,56.799316159999997,55.766976069999998,55.766976069999998,55.766976069999998,55.766976069999998,55.657967050000003,55.657967050000003,55.657967050000003,55.371462129999998,55.371462129999998,null,60.027734010000003,59.736743439999998,59.736743439999998,58.915528430000002,58.915528430000002,58.915528430000002,56.799316159999997,55.766976069999998,55.766976069999998,55.766976069999998,55.766976069999998,55.766976069999998,55.657967050000003,55.657967050000003,55.657967050000003,55.657967050000003,55.657967050000003,55.657967050000003,55.657967050000003,55.551765750000001,55.371462129999998,55.371462129999998,55.371462129999998,55.371462129999998,55.371462129999998,55.371462129999998,55.371462129999998,55.371462129999998,55.371462129999998,55.371462129999998,55.371462129999998,55.371462129999998,52.564482380000001,40.920876440000001,38.771883709999997,34.292041449999999,34.292041449999999,33.056969719999998,33.037390500000001,32.438091980000003,31.413668690000002,28.798889989999999,28.49224401,28.49224401,28.49224401,28.49224401,28.49224401,28.49224401,null,119.20837466,56.984488020000001,62.223886640000003,2024]
[2023,7,21,"Friday",55.371462129999998,55.371462129999998,53.981140160000002,53.000021029999999,53.000021029999999,53.000021029999999,54.547439990000001,50.995407139999998,49.672970079999999,55.139606399999998,55.371462129999998,55.371462129999998,55.657967050000003,55.680515219999997,55.766976069999998,55.657967050000003,55.371462129999998,49.213997200000001,47.260209519999997,38.771883709999997,33.768183360000002,33.768183360000002,33.768183360000002,33.768183360000002,33.768183360000002,37.937466610000001,33.768183360000002,34.48648592,38.771883709999997,38.771883709999997,44.67791244,44.418302629999999,55.371462129999998,55.657967050000003,55.766976069999998,56.893289670000001,55.766976069999998,55.766976069999998,55.766976069999998,55.766976069999998,55.766976069999998,55.766976069999998,55.739634420000002,55.657967050000003,55.657967050000003,55.657967050000003,55.657967050000003,55.371462129999998,null,56.893289670000001,55.766976069999998,55.766976069999998,55.766976069999998,55.766976069999998,55.766976069999998,55.766976069999998,55.766976069999998,55.766976069999998,55.739634420000002,55.680515219999997,55.657967050000003,55.657967050000003,55.657967050000003,55.657967050000003,55.657967050000003,55.657967050000003,55.657967050000003,55.371462129999998,55.371462129999998,55.371462129999998,55.371462129999998,55.371462129999998,55.371462129999998,55.371462129999998,55.139606399999998,54.547439990000001,53.981140160000002,53.000021029999999,53.000021029999999,53.000021029999999,50.995407139999998,49.672970079999999,49.213997200000001,47.260209519999997,44.67791244,44.418302629999999,38.771883709999997,38.771883709999997,38.771883709999997,37.937466610000001,34.48648592,33.768183360000002,33.768183360000002,33.768183360000002,33.768183360000002,33.768183360000002,33.768183360000002,null,112.09710894,67.536366720000004,44.560742219999995,2024]
[2023,7,22,"Saturday",55.371462129999998,55.371462129999998,55.371462129999998,55.371462129999998,55.371462129999998,55.371462129999998,55.371462129999998,55.371462129999998,55.371462129999998,55.371462129999998,55.371462129999998,55.371462129999998,55.371462129999998,55.371462129999998,55.371462129999998,49.213997200000001,34.292041449999999,33.056969719999998,28.970964250000002,28.265741250000001,28.265741250000001,28.265741250000001,28.265741250000001,28.265741250000001,28.265741250000001,28.265741250000001,28.265741250000001,28.265741250000001,28.265741250000001,28.970964250000002,31.09162001,34.292041449999999,49.213997200000001,55.371462129999998,59.296255270000003,59.296255270000003,60.398842670000001,60.398842670000001,59.296255270000003,59.296255270000003,59.296255270000003,59.296255270000003,59.296255270000003,59.296255270000003,59.296255270000003,59.296255270000003,57.19686351,55.657967050000003,null,60.398842670000001,60.398842670000001,59.296255270000003,59.296255270000003,59.296255270000003,59.296255270000003,59.296255270000003,59.296255270000003,59.296255270000003,59.296255270000003,{"$f":"LARGE($E24:$AZ24,BL$2)","v":59.296255270000003},59.296255270000003,57.19686351,55.657967050000003,55.371462129999998,55.371462129999998,55.371462129999998,55.371462129999998,55.371462129999998,55.371462129999998,55.371462129999998,55.371462129999998,55.371462129999998,55.371462129999998,55.371462129999998,55.371462129999998,55.371462129999998,55.371462129999998,55.371462129999998,55.371462129999998,49.213997200000001,49.213997200000001,34.292041449999999,34.292041449999999,33.056969719999998,31.09162001,28.970964250000002,28.970964250000002,28.265741250000001,28.265741250000001,28.265741250000001,28.265741250000001,28.265741250000001,28.265741250000001,28.265741250000001,28.265741250000001,28.265741250000001,28.265741250000001,null,119.69509794000001,56.531482500000003,63.163615440000008,2024]
[2023,7,23,"Sunday",55.371462129999998,55.371462129999998,55.371462129999998,55.371462129999998,55.371462129999998,54.816408930000001,54.816408930000001,54.731421830000002,53.818006189999998,54.816408930000001,55.371462129999998,55.371462129999998,55.371462129999998,55.371462129999998,55.371462129999998,49.213997200000001,41.225608340000001,34.292041449999999,33.056969719999998,28.793754530000001,28.671656580000001,28.265741250000001,28.265741250000001,28.265741250000001,28.265741250000001,28.671656580000001,28.49224401,28.783933470000001,28.67505036,32.391931100000001,33.056969719999998,34.292041449999999,49.213997200000001,55.371462129999998,59.296255270000003,87.341308299999994,91.479328780000003,91.479328780000003,87.341308299999994,87.341308299999994,87.341308299999994,59.296255270000003,59.296255270000003,55.657967050000003,55.657967050000003,55.657967050000003,55.559072739999998,55.371462129999998,null,{"$f":"LARGE($E25:$AZ25,BB$2)","v":91.479328780000003},91.479328780000003,87.341308299999994,87.341308299999994,87.341308299999994,87.341308299999994,59.296255270000003,59.296255270000003,59.296255270000003,55.657967050000003,55.657967050000003,55.657967050000003,55.559072739999998,55.371462129999998,55.371462129999998,55.371462129999998,55.371462129999998,55.371462129999998,55.371462129999998,55.371462129999998,55.371462129999998,55.371462129999998,55.371462129999998,55.371462129999998,55.371462129999998,54.816408930000001,54.816408930000001,54.816408930000001,54.731421830000002,53.818006189999998,49.213997200000001,49.213997200000001,41.225608340000001,34.292041449999999,34.292041449999999,33.056969719999998,33.056969719999998,32.391931100000001,28.793754530000001,28.783933470000001,28.67505036,28.671656580000001,28.671656580000001,28.49224401,28.265741250000001,28.265741250000001,28.265741250000001,28.265741250000001,null,178.82063707999998,56.531482500000003,122.28915457999997,2024]
[2023,7,24,"Monday",55.371462129999998,55.371462129999998,55.371462129999998,55.371462129999998,55.371462129999998,55.371462129999998,55.371462129999998,55.371462129999998,55.371462129999998,55.371462129999998,55.371462129999998,55.657967050000003,55.657967050000003,59.296255270000003,59.296255270000003,55.371462129999998,49.213997200000001,41.225608340000001,34.292041449999999,32.98834892,32.553714640000003,32.120947600000001,28.67505036,32.58578155,32.062271629999998,33.056969719999998,34.292041449999999,33.768183360000002,33.768183360000002,33.768183360000002,33.768183360000002,44.868086060000003,54.396931360000004,55.657967050000003,60.302649420000002,65.03599131,68.105302699999996,68.105302699999996,66.231663429999998,64.98098924,62.650810120000003,60.396287540000003,59.296255270000003,55.831152430000003,55.657967050000003,55.657967050000003,55.657967050000003,55.371462129999998,null,68.105302699999996,68.105302699999996,66.231663429999998,65.03599131,64.98098924,62.650810120000003,60.396287540000003,60.302649420000002,59.296255270000003,59.296255270000003,59.296255270000003,55.831152430000003,55.657967050000003,55.657967050000003,55.657967050000003,55.657967050000003,55.657967050000003,55.657967050000003,55.371462129999998,55.371462129999998,55.371462129999998,55.371462129999998,55.371462129999998,55.371462129999998,55.371462129999998,55.371462129999998,55.371462129999998,55.371462129999998,55.371462129999998,{"$f":"LARGE($E26:$AZ26,CE$2)","v":55.371462129999998},55.371462129999998,54.396931360000004,49.213997200000001,44.868086060000003,41.225608340000001,34.292041449999999,34.292041449999999,33.768183360000002,33.768183360000002,33.768183360000002,33.768183360000002,33.056969719999998,32.98834892,32.58578155,32.553714640000003,32.120947600000001,32.062271629999998,28.67505036,null,133.73913006999999,62.705992115000001,71.033137954999987,2024]
[2023,7,25,"Tuesday",55.371462129999998,55.371462129999998,55.371462129999998,53.981140160000002,53.981140160000002,54.547439990000001,50.068554370000001,51.674889890000003,54.693579389999996,54.978449660000003,55.371462129999998,55.371462129999998,55.657967050000003,57.415612240000002,58.393851419999997,55.371462129999998,44.418302629999999,34.292041449999999,33.056969719999998,32.391931100000001,28.780220400000001,28.703657870000001,28.265741250000001,28.265741250000001,28.265741250000001,28.265741250000001,28.265741250000001,28.265741250000001,28.703657870000001,30.815158790000002,31.440575469999999,37.794229000000001,53.13235478,55.657967050000003,59.296255270000003,61.514323930000003,62.650810120000003,63.806206570000001,62.468866069999997,61.514323930000003,60.396287540000003,59.296255270000003,59.296255270000003,57.434640289999997,55.657967050000003,55.657967050000003,55.657967050000003,55.559072739999998,null,63.806206570000001,62.650810120000003,62.468866069999997,61.514323930000003,61.514323930000003,60.396287540000003,59.296255270000003,59.296255270000003,59.296255270000003,58.393851419999997,57.434640289999997,57.415612240000002,55.657967050000003,55.657967050000003,55.657967050000003,55.657967050000003,55.657967050000003,55.559072739999998,55.371462129999998,55.371462129999998,55.371462129999998,55.371462129999998,55.371462129999998,55.371462129999998,54.978449660000003,54.693579389999996,{"$f":"LARGE($E27:$AZ27,CB$2)","v":54.547439990000001},53.981140160000002,53.981140160000002,53.13235478,51.674889890000003,50.068554370000001,44.418302629999999,37.794229000000001,34.292041449999999,33.056969719999998,32.391931100000001,31.440575469999999,30.815158790000002,28.780220400000001,28.703657870000001,28.703657870000001,28.265741250000001,28.265741250000001,28.265741250000001,28.265741250000001,28.265741250000001,28.265741250000001,null,125.22010334500001,56.531482500000003,68.688620845000003,2024]
[2023,7,26,"Wednesday",55.371462129999998,55.371462129999998,55.371462129999998,55.371462129999998,55.371462129999998,55.371462129999998,55.371462129999998,55.371462129999998,55.371462129999998,55.371462129999998,55.371462129999998,55.657967050000003,55.657967050000003,59.296255270000003,59.296255270000003,55.797158179999997,55.371462129999998,48.24538321,49.213997200000001,47.260209519999997,41.225608340000001,33.768183360000002,33.768183360000002,33.768183360000002,33.768183360000002,33.768183360000002,33.768183360000002,33.768183360000002,33.768183360000002,41.225608340000001,47.260209519999997,49.213997200000001,55.371462129999998,56.848200630000001,59.296255270000003,62.650810120000003,63.806206570000001,62.650810120000003,60.396287540000003,59.296255270000003,59.296255270000003,59.296255270000003,59.296255270000003,59.296255270000003,59.296255270000003,57.924990739999998,55.657967050000003,55.657967050000003,null,63.806206570000001,62.650810120000003,62.650810120000003,60.396287540000003,59.296255270000003,59.296255270000003,59.296255270000003,59.296255270000003,59.296255270000003,59.296255270000003,59.296255270000003,59.296255270000003,59.296255270000003,57.924990739999998,56.848200630000001,55.797158179999997,55.657967050000003,55.657967050000003,55.657967050000003,55.657967050000003,55.371462129999998,55.371462129999998,55.371462129999998,55.371462129999998,55.371462129999998,55.371462129999998,55.371462129999998,55.371462129999998,55.371462129999998,55.371462129999998,55.371462129999998,55.371462129999998,55.371462129999998,49.213997200000001,49.213997200000001,48.24538321,47.260209519999997,47.260209519999997,41.225608340000001,41.225608340000001,33.768183360000002,33.768183360000002,33.768183360000002,33.768183360000002,33.768183360000002,33.768183360000002,33.768183360000002,33.768183360000002,null,124.752057175,67.536366720000004,57.215690455000001,2024]
[2023,7,27,"Thursday",55.371462129999998,55.371462129999998,55.371462129999998,55.371462129999998,55.371462129999998,55.371462129999998,55.371462129999998,55.371462129999998,55.371462129999998,55.371462129999998,55.371462129999998,55.657967050000003,57.148491120000003,59.296255270000003,59.296255270000003,55.371462129999998,49.213997200000001,33.925210849999999,33.921826260000003,32.857623089999997,28.794923409999999,28.49224401,28.610213989999998,28.265741250000001,28.265741250000001,28.610213989999998,28.49224401,28.794923409999999,31.09162001,34.292041449999999,33.768183360000002,45.384477910000001,53.278082359999999,55.929107500000001,58.213795709999999,60.396287540000003,64.926555769999993,68.105302699999996,60.396287540000003,59.296255270000003,59.296255270000003,58.213795709999999,58.213795709999999,58.213795709999999,57.148491120000003,56.099936909999997,55.657967050000003,55.657967050000003,null,68.105302699999996,64.926555769999993,60.396287540000003,60.396287540000003,59.296255270000003,59.296255270000003,59.296255270000003,59.296255270000003,58.213795709999999,58.213795709999999,58.213795709999999,58.213795709999999,57.148491120000003,57.148491120000003,56.099936909999997,55.929107500000001,55.657967050000003,55.657967050000003,55.657967050000003,55.371462129999998,55.371462129999998,55.371462129999998,55.371462129999998,55.371462129999998,55.371462129999998,55.371462129999998,55.371462129999998,55.371462129999998,55.371462129999998,55.371462129999998,55.371462129999998,53.278082359999999,49.213997200000001,45.384477910000001,34.292041449999999,33.925210849999999,33.921826260000003,33.768183360000002,32.857623089999997,31.09162001,28.794923409999999,28.794923409999999,28.610213989999998,28.610213989999998,28.49224401,28.49224401,28.265741250000001,28.265741250000001,null,126.91221677499999,56.757985260000005,70.154231514999992,2024]
[2023,7,28,"Friday",55.371462129999998,55.371462129999998,55.371462129999998,55.371462129999998,55.371462129999998,55.371462129999998,55.371462129999998,55.371462129999998,55.371462129999998,55.371462129999998,55.371462129999998,55.371462129999998,55.657967050000003,57.995276099999998,56.933970389999999,55.371462129999998,44.418302629999999,34.292041449999999,33.056969719999998,31.5856487,28.763960619999999,28.49224401,28.610213989999998,28.265741250000001,28.265741250000001,28.265741250000001,28.95233116,33.056969719999998,34.292041449999999,33.768183360000002,38.696095399999997,44.418302629999999,55.371462129999998,55.657967050000003,55.889352180000003,57.995276099999998,57.995276099999998,57.995276099999998,55.889352180000003,55.657967050000003,55.657967050000003,55.657967050000003,55.657967050000003,55.657967050000003,55.657967050000003,55.657967050000003,55.37549293,55.371462129999998,null,57.995276099999998,57.995276099999998,57.995276099999998,57.995276099999998,56.933970389999999,55.889352180000003,55.889352180000003,55.657967050000003,55.657967050000003,55.657967050000003,55.657967050000003,55.657967050000003,55.657967050000003,55.657967050000003,55.657967050000003,55.657967050000003,55.37549293,55.371462129999998,55.371462129999998,55.371462129999998,55.371462129999998,55.371462129999998,55.371462129999998,55.371462129999998,55.371462129999998,55.371462129999998,55.371462129999998,55.371462129999998,55.371462129999998,55.371462129999998,55.371462129999998,55.371462129999998,44.418302629999999,44.418302629999999,38.696095399999997,34.292041449999999,34.292041449999999,33.768183360000002,33.056969719999998,33.056969719999998,31.5856487,28.95233116,28.763960619999999,28.610213989999998,28.49224401,28.265741250000001,28.265741250000001,28.265741250000001,null,115.9905522,56.644733880000004,59.345818319999992,2024]
[2023,7,29,"Saturday",55.371462129999998,55.371462129999998,55.371462129999998,54.628029210000001,55.371462129999998,55.371462129999998,55.371462129999998,55.371462129999998,55.371462129999998,55.371462129999998,55.371462129999998,55.371462129999998,55.371462129999998,55.371462129999998,55.371462129999998,50.803024649999998,38.49690339,34.292041449999999,33.056969719999998,28.780220400000001,28.703657870000001,28.265741250000001,28.265741250000001,28.265741250000001,28.265741250000001,28.265741250000001,28.265741250000001,28.703657870000001,28.780220400000001,33.056969719999998,34.292041449999999,38.49690339,50.605500769999999,55.371462129999998,55.371462129999998,55.657967050000003,55.657967050000003,55.657967050000003,55.599726230000002,55.371462129999998,55.371462129999998,55.371462129999998,55.371462129999998,55.371462129999998,55.371462129999998,55.371462129999998,55.371462129999998,55.371462129999998,null,55.657967050000003,55.657967050000003,55.657967050000003,55.599726230000002,55.371462129999998,55.371462129999998,55.371462129999998,55.371462129999998,55.371462129999998,55.371462129999998,55.371462129999998,55.371462129999998,55.371462129999998,55.371462129999998,55.371462129999998,55.371462129999998,55.371462129999998,55.371462129999998,55.371462129999998,55.371462129999998,55.371462129999998,55.371462129999998,55.371462129999998,55.371462129999998,55.371462129999998,55.371462129999998,55.371462129999998,55.371462129999998,55.371462129999998,54.628029210000001,50.803024649999998,50.605500769999999,38.49690339,38.49690339,34.292041449999999,34.292041449999999,33.056969719999998,33.056969719999998,28.780220400000001,28.780220400000001,28.703657870000001,28.703657870000001,28.265741250000001,28.265741250000001,28.265741250000001,28.265741250000001,28.265741250000001,28.265741250000001,null,111.28681369,56.531482500000003,54.75533119,2024]
[2023,7,30,"Sunday",55.371462129999998,55.371462129999998,55.371462129999998,53.000021029999999,53.000021029999999,53.000021029999999,53.000021029999999,53.000021029999999,53.000021029999999,53.000021029999999,53.981140160000002,53.981140160000002,55.371462129999998,55.371462129999998,54.493210300000001,44.823649629999998,38.49690339,32.489449630000003,32.086343360000001,31.477458630000001,29.217937599999999,28.260019580000002,26.621209790000002,28.373556700000002,27.205379929999999,28.569995840000001,28.265741250000001,28.770936259999999,31.5856487,33.056969719999998,34.292041449999999,38.49690339,49.803573370000002,55.371462129999998,55.371462129999998,55.371462129999998,55.599726230000002,55.599726230000002,55.599726230000002,55.371462129999998,55.371462129999998,55.371462129999998,55.371462129999998,55.371462129999998,55.371462129999998,55.371462129999998,55.371462129999998,55.371462129999998,null,55.599726230000002,55.599726230000002,55.599726230000002,55.371462129999998,55.371462129999998,55.371462129999998,55.371462129999998,55.371462129999998,55.371462129999998,55.371462129999998,55.371462129999998,55.371462129999998,55.371462129999998,55.371462129999998,55.371462129999998,55.371462129999998,55.371462129999998,55.371462129999998,55.371462129999998,55.371462129999998,54.493210300000001,53.981140160000002,53.981140160000002,53.000021029999999,53.000021029999999,53.000021029999999,53.000021029999999,53.000021029999999,53.000021029999999,53.000021029999999,49.803573370000002,44.823649629999998,38.49690339,38.49690339,34.292041449999999,33.056969719999998,32.489449630000003,32.086343360000001,31.5856487,31.477458630000001,29.217937599999999,28.770936259999999,28.569995840000001,28.373556700000002,28.265741250000001,28.260019580000002,27.205379929999999,26.621209790000002,null,111.08532041000001,55.176175275000006,55.909145135000003,2024]
[2023,7,31,"Monday",55.371462129999998,55.371462129999998,55.371462129999998,55.371462129999998,55.371462129999998,53.981140160000002,52.917850059999999,53.000021029999999,53.000021029999999,53.981140160000002,55.371462129999998,55.371462129999998,55.371462129999998,55.371462129999998,55.371462129999998,53.749504979999998,34.292041449999999,33.056969719999998,28.88717523,28.265741250000001,28.51600397,27.838859410000001,19.24593621,19.24593621,19.24593621,19.24593621,23.342885559999999,27.68112348,28.569995840000001,28.983107709999999,31.854567800000002,32.05900931,44.418302629999999,55.371462129999998,55.657967050000003,55.657967050000003,55.657967050000003,55.657967050000003,55.657967050000003,55.657967050000003,55.657967050000003,55.657967050000003,55.657967050000003,55.657967050000003,55.605559569999997,55.559072739999998,55.371462129999998,55.371462129999998,null,55.657967050000003,55.657967050000003,55.657967050000003,55.657967050000003,55.657967050000003,55.657967050000003,55.657967050000003,55.657967050000003,55.657967050000003,55.657967050000003,55.605559569999997,55.559072739999998,55.371462129999998,55.371462129999998,55.371462129999998,55.371462129999998,55.371462129999998,55.371462129999998,55.371462129999998,55.371462129999998,55.371462129999998,55.371462129999998,55.371462129999998,55.371462129999998,55.371462129999998,53.981140160000002,53.981140160000002,53.749504979999998,53.000021029999999,53.000021029999999,52.917850059999999,44.418302629999999,34.292041449999999,33.056969719999998,32.05900931,31.854567800000002,28.983107709999999,28.88717523,28.569995840000001,28.51600397,28.265741250000001,27.838859410000001,27.68112348,23.342885559999999,19.24593621,19.24593621,19.24593621,19.24593621,null,111.31593410000001,38.49187242,72.82406168,2024]
[2023,8,1,"Tuesday",55.371462129999998,55.371462129999998,55.371462129999998,55.371462129999998,55.371462129999998,53.981140160000002,53.981140160000002,54.978449660000003,54.978449660000003,55.371462129999998,55.371462129999998,55.599726230000002,55.657967050000003,55.657967050000003,55.657967050000003,55.371462129999998,44.418302629999999,34.292041449999999,31.477458630000001,29.217937599999999,28.260019580000002,24.377806209999999,23.82783156,23.39767063,23.82783156,23.82783156,24.265333259999998,24.80230379,27.838859410000001,28.51600397,31.540955440000001,32.650236550000002,47.172476070000002,55.371462129999998,55.657967050000003,57.028584199999997,57.846254299999998,57.846254299999998,57.846254299999998,56.796922799999997,56.796922799999997,55.678168999999997,55.657967050000003,55.657967050000003,55.657967050000003,55.657967050000003,55.657967050000003,55.599726230000002,null,57.846254299999998,57.846254299999998,57.846254299999998,57.028584199999997,56.796922799999997,56.796922799999997,55.678168999999997,55.657967050000003,55.657967050000003,55.657967050000003,55.657967050000003,55.657967050000003,55.657967050000003,55.657967050000003,55.657967050000003,55.657967050000003,55.599726230000002,55.599726230000002,55.371462129999998,55.371462129999998,55.371462129999998,55.371462129999998,55.371462129999998,55.371462129999998,55.371462129999998,55.371462129999998,55.371462129999998,54.978449660000003,54.978449660000003,53.981140160000002,53.981140160000002,47.172476070000002,44.418302629999999,34.292041449999999,32.650236550000002,31.540955440000001,31.477458630000001,29.217937599999999,28.51600397,28.260019580000002,27.838859410000001,24.80230379,24.377806209999999,24.265333259999998,23.82783156,23.82783156,23.82783156,23.39767063,null,115.28367355,47.440582655,67.843090895000003,2024]
[2023,8,2,"Wednesday",55.371462129999998,55.371462129999998,55.371462129999998,55.371462129999998,55.371462129999998,55.371462129999998,55.371462129999998,55.371462129999998,55.371462129999998,55.371462129999998,55.371462129999998,55.657967050000003,55.657967050000003,55.657967050000003,55.657967050000003,55.371462129999998,44.418302629999999,34.292041449999999,33.056969719999998,28.96542608,28.265741250000001,28.265741250000001,28.265741250000001,28.265741250000001,28.265741250000001,28.265741250000001,28.265741250000001,28.265741250000001,28.72032518,31.5856487,33.056969719999998,34.292041449999999,49.213997200000001,55.371462129999998,55.657967050000003,57.102534130000002,57.846254299999998,57.846254299999998,57.846254299999998,56.796922799999997,56.796922799999997,57.514502409999999,55.764626200000002,55.657967050000003,55.657967050000003,55.657967050000003,55.656239909999996,55.599726230000002,null,57.846254299999998,57.846254299999998,57.846254299999998,57.514502409999999,57.102534130000002,56.796922799999997,56.796922799999997,55.764626200000002,55.657967050000003,55.657967050000003,55.657967050000003,55.657967050000003,55.657967050000003,55.657967050000003,55.657967050000003,55.657967050000003,55.656239909999996,55.599726230000002,55.371462129999998,55.371462129999998,55.371462129999998,55.371462129999998,55.371462129999998,55.371462129999998,55.371462129999998,55.371462129999998,55.371462129999998,55.371462129999998,55.371462129999998,55.371462129999998,55.371462129999998,49.213997200000001,44.418302629999999,34.292041449999999,34.292041449999999,33.056969719999998,33.056969719999998,31.5856487,28.96542608,28.72032518,28.265741250000001,28.265741250000001,28.265741250000001,28.265741250000001,28.265741250000001,28.265741250000001,28.265741250000001,28.265741250000001,null,115.526632655,56.531482500000003,58.995150154999997,2024]
[2023,8,3,"Thursday",55.371462129999998,55.371462129999998,55.371462129999998,55.371462129999998,55.371462129999998,55.371462129999998,55.371462129999998,55.371462129999998,55.371462129999998,55.371462129999998,55.371462129999998,55.51954104,55.657967050000003,55.657967050000003,55.657967050000003,55.371462129999998,44.262778070000003,34.292041449999999,32.327552410000003,31.34734495,28.671656580000001,28.265741250000001,28.265741250000001,28.265741250000001,28.265741250000001,28.671656580000001,28.49224401,28.49224401,28.49224401,31.459978589999999,32.51527514,33.113937610000001,49.213997200000001,55.371462129999998,55.599726230000002,55.657967050000003,55.657967050000003,55.657967050000003,55.657967050000003,55.657967050000003,55.657967050000003,55.599726230000002,55.599726230000002,55.599726230000002,55.599726230000002,55.371462129999998,55.371462129999998,55.371462129999998,null,55.657967050000003,55.657967050000003,55.657967050000003,55.657967050000003,55.657967050000003,55.657967050000003,55.657967050000003,55.657967050000003,55.657967050000003,55.599726230000002,55.599726230000002,55.599726230000002,55.599726230000002,55.599726230000002,55.51954104,55.371462129999998,55.371462129999998,55.371462129999998,55.371462129999998,55.371462129999998,55.371462129999998,55.371462129999998,55.371462129999998,55.371462129999998,55.371462129999998,55.371462129999998,55.371462129999998,55.371462129999998,55.371462129999998,55.371462129999998,55.371462129999998,49.213997200000001,44.262778070000003,34.292041449999999,33.113937610000001,32.51527514,32.327552410000003,31.459978589999999,31.34734495,28.671656580000001,28.671656580000001,28.49224401,28.49224401,28.49224401,28.265741250000001,28.265741250000001,28.265741250000001,28.265741250000001,null,111.31593410000001,56.531482500000003,54.784451600000004,2024]
[2023,8,4,"Friday",55.371462129999998,55.371462129999998,55.371462129999998,53.000021029999999,52.034701210000001,52.034701210000001,52.917850059999999,48.24538321,52.673074139999997,55.371462129999998,55.371462129999998,55.371462129999998,55.599726230000002,55.599726230000002,55.599726230000002,55.371462129999998,38.655603579999998,33.652729100000002,31.34734495,29.01331613,28.569995840000001,27.205379929999999,28.265741250000001,28.265741250000001,28.265741250000001,28.671656580000001,28.7806596,31.385972169999999,32.391931100000001,33.056969719999998,34.292041449999999,33.768183360000002,49.213997200000001,55.371462129999998,55.599726230000002,55.599726230000002,55.599726230000002,55.657967050000003,55.599726230000002,55.599726230000002,55.599726230000002,55.599726230000002,55.599726230000002,55.559072739999998,55.371462129999998,55.371462129999998,55.371462129999998,55.371462129999998,null,55.657967050000003,55.599726230000002,55.599726230000002,55.599726230000002,55.599726230000002,55.599726230000002,55.599726230000002,55.599726230000002,55.599726230000002,55.599726230000002,55.599726230000002,55.599726230000002,55.559072739999998,55.371462129999998,55.371462129999998,55.371462129999998,55.371462129999998,55.371462129999998,55.371462129999998,55.371462129999998,55.371462129999998,55.371462129999998,55.371462129999998,55.371462129999998,55.371462129999998,53.000021029999999,52.917850059999999,52.673074139999997,52.034701210000001,52.034701210000001,49.213997200000001,48.24538321,38.655603579999998,34.292041449999999,33.768183360000002,33.652729100000002,33.056969719999998,32.391931100000001,31.385972169999999,31.34734495,29.01331613,28.7806596,28.671656580000001,28.569995840000001,28.265741250000001,28.265741250000001,28.265741250000001,27.205379929999999,null,111.22857286999999,56.001301839999996,55.227271029999997,2024]
[2023,8,5,"Saturday",54.978449660000003,53.000021029999999,53.000021029999999,55.371462129999998,52.583110169999998,49.304582250000003,48.24538321,55.371462129999998,53.146593299999999,54.421668320000002,52.244677760000002,55.371462129999998,55.371462129999998,55.371462129999998,55.371462129999998,44.418302629999999,33.464151190000003,32.611182659999997,28.569995840000001,27.68112348,25.172630179999999,25.15056839,24.697608370000001,22.121200030000001,23.82783156,24.11438386,24.260289539999999,25.16766844,26.092638690000001,28.260019580000002,29.217937599999999,28.49224401,44.418302629999999,55.371462129999998,55.371462129999998,55.657967050000003,55.657967050000003,55.657967050000003,55.657967050000003,55.620687789999998,55.620687789999998,55.371462129999998,55.371462129999998,55.371462129999998,55.371462129999998,55.371462129999998,55.371462129999998,55.371462129999998,null,55.657967050000003,55.657967050000003,55.657967050000003,55.657967050000003,55.620687789999998,55.620687789999998,55.371462129999998,55.371462129999998,55.371462129999998,55.371462129999998,55.371462129999998,55.371462129999998,55.371462129999998,55.371462129999998,55.371462129999998,55.371462129999998,55.371462129999998,55.371462129999998,55.371462129999998,55.371462129999998,55.371462129999998,54.978449660000003,54.421668320000002,53.146593299999999,53.000021029999999,53.000021029999999,52.583110169999998,52.244677760000002,49.304582250000003,48.24538321,44.418302629999999,44.418302629999999,33.464151190000003,32.611182659999997,29.217937599999999,28.569995840000001,28.49224401,28.260019580000002,27.68112348,26.092638690000001,25.172630179999999,25.16766844,25.15056839,24.697608370000001,24.260289539999999,24.11438386,23.82783156,22.121200030000001,null,111.31593410000001,47.161852494999998,64.154081605000016,2024]
[2023,8,6,"Sunday",55.371462129999998,55.371462129999998,55.371462129999998,55.371462129999998,55.371462129999998,53.981140160000002,53.981140160000002,53.981140160000002,53.981140160000002,53.981140160000002,54.978449660000003,55.371462129999998,55.371462129999998,55.371462129999998,55.371462129999998,47.576932509999999,34.292041449999999,31.393299639999999,30.786793289999999,27.632477300000001,24.718111440000001,23.82287878,23.82287878,23.82287878,23.82287878,24.265333259999998,24.710365249999999,25.623811409999998,26.56982314,27.66495149,28.60705664,28.383310720000001,44.418302629999999,55.371462129999998,55.371462129999998,55.657967050000003,55.657967050000003,55.657967050000003,55.657967050000003,55.620687789999998,55.620687789999998,55.371462129999998,55.371462129999998,55.371462129999998,55.371462129999998,55.371462129999998,55.371462129999998,55.371462129999998,null,55.657967050000003,55.657967050000003,55.657967050000003,55.657967050000003,55.620687789999998,55.620687789999998,55.371462129999998,55.371462129999998,55.371462129999998,55.371462129999998,55.371462129999998,55.371462129999998,55.371462129999998,55.371462129999998,55.371462129999998,55.371462129999998,55.371462129999998,55.371462129999998,55.371462129999998,55.371462129999998,55.371462129999998,55.371462129999998,55.371462129999998,55.371462129999998,54.978449660000003,53.981140160000002,53.981140160000002,53.981140160000002,53.981140160000002,53.981140160000002,47.576932509999999,44.418302629999999,34.292041449999999,31.393299639999999,30.786793289999999,28.60705664,28.383310720000001,27.66495149,27.632477300000001,26.56982314,25.623811409999998,24.718111440000001,24.710365249999999,24.265333259999998,23.82287878,23.82287878,23.82287878,23.82287878,null,111.31593410000001,47.64575756,63.670176540000007,2024]
[2023,8,7,"Monday",53.90349131,51.23024624,49.257162639999997,48.24538321,48.24538321,48.24538321,48.24538321,48.24538321,48.24538321,48.24538321,48.24538321,55.371462129999998,55.371462129999998,55.371462129999998,55.371462129999998,54.741798680000002,44.708916530000003,38.49690339,34.292041449999999,33.056969719999998,32.391931100000001,28.49224401,28.49224401,28.49224401,28.265741250000001,28.88085491,32.860882760000003,32.644272479999998,34.292041449999999,33.768183360000002,33.768183360000002,41.737727759999999,54.12848443,55.620687789999998,55.657967050000003,56.886034590000001,56.789500820000001,55.757339119999997,55.657967050000003,55.657967050000003,55.657967050000003,55.657967050000003,55.657967050000003,55.657967050000003,55.657967050000003,55.657967050000003,55.371462129999998,55.371462129999998,null,56.886034590000001,56.789500820000001,55.757339119999997,55.657967050000003,55.657967050000003,55.657967050000003,55.657967050000003,55.657967050000003,55.657967050000003,55.657967050000003,55.657967050000003,55.657967050000003,55.620687789999998,55.371462129999998,55.371462129999998,{"$f":"LARGE($E40:$AZ40,BQ$2)","v":55.371462129999998},55.371462129999998,55.371462129999998,55.371462129999998,54.741798680000002,54.12848443,53.90349131,51.23024624,49.257162639999997,48.24538321,48.24538321,48.24538321,48.24538321,48.24538321,48.24538321,48.24538321,48.24538321,44.708916530000003,41.737727759999999,38.49690339,34.292041449999999,34.292041449999999,33.768183360000002,33.768183360000002,33.056969719999998,32.860882760000003,32.644272479999998,32.391931100000001,28.88085491,28.49224401,28.49224401,28.49224401,28.265741250000001,null,112.54542078999999,56.871236639999999,55.674184149999995,2024]
[2023,8,8,"Tuesday",55.371462129999998,55.371462129999998,55.371462129999998,54.978449660000003,53.981140160000002,54.654207769999999,52.180642249999998,52.180642249999998,48.72658869,54.1062121,55.371462129999998,55.371462129999998,55.620687789999998,55.657967050000003,55.657967050000003,55.371462129999998,49.213997200000001,47.260209519999997,33.768183360000002,33.768183360000002,34.292041449999999,33.056969719999998,28.67505036,28.752363649999999,28.49224401,28.67505036,30.605785520000001,31.09162001,34.292041449999999,33.768183360000002,33.768183360000002,35.753808999999997,55.213521489999998,55.371462129999998,55.657967050000003,58.083281759999998,56.789500820000001,57.670726000000002,55.757339119999997,55.757339119999997,55.657967050000003,55.657967050000003,55.657967050000003,55.657967050000003,55.657967050000003,55.657967050000003,55.534453739999996,55.371462129999998,null,{"$f":"LARGE($E41:$AZ41,BB$2)","v":58.083281759999998},57.670726000000002,56.789500820000001,55.757339119999997,55.757339119999997,55.657967050000003,55.657967050000003,55.657967050000003,55.657967050000003,55.657967050000003,55.657967050000003,55.657967050000003,55.657967050000003,55.657967050000003,55.620687789999998,55.534453739999996,55.371462129999998,55.371462129999998,55.371462129999998,55.371462129999998,55.371462129999998,55.371462129999998,55.371462129999998,55.371462129999998,55.213521489999998,54.978449660000003,54.654207769999999,54.1062121,53.981140160000002,52.180642249999998,52.180642249999998,49.213997200000001,48.72658869,47.260209519999997,35.753808999999997,34.292041449999999,34.292041449999999,33.768183360000002,33.768183360000002,33.768183360000002,33.768183360000002,33.056969719999998,31.09162001,30.605785520000001,28.752363649999999,28.67505036,28.67505036,28.49224401,null,114.15042385000001,57.297354190000007,56.853069660000003,2024]
[2023,8,9,"Wednesday",55.371462129999998,55.371462129999998,55.371462129999998,53.000021029999999,53.000021029999999,53.000021029999999,53.000021029999999,53.981140160000002,54.978449660000003,55.371462129999998,55.371462129999998,55.620687789999998,55.657967050000003,55.657967050000003,55.657967050000003,55.371462129999998,38.696095399999997,32.553714640000003,32.120947600000001,28.975932820000001,28.265741250000001,28.265741250000001,28.265741250000001,28.265741250000001,28.265741250000001,28.569995840000001,23.445860029999999,27.838859410000001,28.51600397,28.265741250000001,29.016401470000002,28.67505036,44.418302629999999,55.371462129999998,55.657967050000003,55.853136380000002,57.388394529999999,56.789500820000001,56.789500820000001,55.757339119999997,55.757339119999997,55.657967050000003,55.657967050000003,55.657967050000003,55.657967050000003,55.657967050000003,55.657967050000003,55.620687789999998,null,57.388394529999999,56.789500820000001,56.789500820000001,55.853136380000002,55.757339119999997,55.757339119999997,55.657967050000003,55.657967050000003,55.657967050000003,55.657967050000003,55.657967050000003,55.657967050000003,55.657967050000003,55.657967050000003,55.657967050000003,55.657967050000003,55.620687789999998,55.620687789999998,55.371462129999998,55.371462129999998,55.371462129999998,55.371462129999998,55.371462129999998,55.371462129999998,55.371462129999998,54.978449660000003,53.981140160000002,53.000021029999999,53.000021029999999,53.000021029999999,53.000021029999999,44.418302629999999,38.696095399999997,32.553714640000003,32.120947600000001,29.016401470000002,28.975932820000001,28.67505036,28.569995840000001,28.51600397,28.265741250000001,28.265741250000001,28.265741250000001,28.265741250000001,28.265741250000001,28.265741250000001,27.838859410000001,23.445860029999999,null,113.410266275,53.908100970000007,59.502165304999991,2024]
[2023,8,10,"Thursday",55.371462129999998,55.371462129999998,55.371462129999998,55.371462129999998,55.371462129999998,55.371462129999998,55.371462129999998,55.371462129999998,55.371462129999998,55.371462129999998,55.371462129999998,55.620687789999998,55.657967050000003,55.657967050000003,55.657967050000003,55.371462129999998,38.696095399999997,32.857623089999997,31.66538736,28.88717523,28.265741250000001,28.51600397,27.838859410000001,23.021985440000002,23.021985440000002,23.445860029999999,23.876906909999999,27.2690284,27.838859410000001,28.51600397,30.070984339999999,30.200284719999999,44.418302629999999,55.371462129999998,55.657967050000003,57.998369009999998,68.105302699999996,87.341308299999994,55.757339119999997,55.757339119999997,55.657967050000003,55.657967050000003,55.657967050000003,55.657967050000003,55.657967050000003,55.620687789999998,55.371462129999998,55.371462129999998,null,87.341308299999994,68.105302699999996,57.998369009999998,55.757339119999997,55.757339119999997,55.657967050000003,55.657967050000003,55.657967050000003,55.657967050000003,55.657967050000003,55.657967050000003,55.657967050000003,55.657967050000003,55.657967050000003,55.620687789999998,55.620687789999998,55.371462129999998,55.371462129999998,55.371462129999998,55.371462129999998,55.371462129999998,55.371462129999998,55.371462129999998,55.371462129999998,55.371462129999998,55.371462129999998,55.371462129999998,55.371462129999998,55.371462129999998,55.371462129999998,55.371462129999998,44.418302629999999,38.696095399999997,32.857623089999997,31.66538736,30.200284719999999,30.070984339999999,28.88717523,28.51600397,28.51600397,28.265741250000001,27.838859410000001,27.838859410000001,27.2690284,23.876906909999999,23.445860029999999,23.021985440000002,23.021985440000002,null,134.60115956499999,46.683368909999999,87.91779065499999,2024]
[2023,8,11,"Friday",55.371462129999998,55.371462129999998,55.371462129999998,55.371462129999998,55.371462129999998,55.371462129999998,55.099290099999997,55.371462129999998,55.076902449999999,55.371462129999998,55.371462129999998,55.371462129999998,55.657967050000003,55.657967050000003,55.657967050000003,55.371462129999998,38.49690339,31.363884580000001,30.769144260000001,28.569995840000001,25.29236607,24.265333259999998,24.710365249999999,24.710365249999999,25.163123639999998,25.623811409999998,26.56982314,27.055590209999998,27.66495149,28.569995840000001,28.980799940000001,28.383310720000001,44.418302629999999,55.371462129999998,55.371462129999998,55.657967050000003,55.657967050000003,55.657967050000003,55.620687789999998,55.620687789999998,55.620687789999998,55.371462129999998,55.371462129999998,55.371462129999998,55.371462129999998,55.371462129999998,55.371462129999998,55.371462129999998,null,55.657967050000003,55.657967050000003,55.657967050000003,55.657967050000003,55.657967050000003,55.657967050000003,55.620687789999998,55.620687789999998,55.620687789999998,55.371462129999998,55.371462129999998,55.371462129999998,55.371462129999998,55.371462129999998,55.371462129999998,55.371462129999998,55.371462129999998,55.371462129999998,55.371462129999998,55.371462129999998,55.371462129999998,55.371462129999998,55.371462129999998,55.371462129999998,55.371462129999998,55.371462129999998,55.371462129999998,55.371462129999998,55.371462129999998,55.099290099999997,55.076902449999999,44.418302629999999,38.49690339,31.363884580000001,{"$f":"LARGE($E44:$AZ44,CJ$2)","v":30.769144260000001},28.980799940000001,28.569995840000001,28.569995840000001,28.383310720000001,27.66495149,27.055590209999998,26.56982314,25.623811409999998,25.29236607,25.163123639999998,24.710365249999999,24.710365249999999,24.265333259999998,null,111.31593410000001,49.424593700000003,61.891340400000004,2024]
[2023,8,12,"Saturday",55.371462129999998,55.371462129999998,55.371462129999998,55.371462129999998,55.147065359999999,53.094287540000003,51.674889890000003,48.529837669999999,48.24538321,48.24538321,52.071145250000001,53.603852930000002,55.371462129999998,55.371462129999998,55.371462129999998,49.213997200000001,33.768183360000002,34.292041449999999,31.09162001,27.51054662,26.09840857,25.157893309999999,24.260289539999999,24.260289539999999,24.713230209999999,25.163123639999998,25.163123639999998,25.163123639999998,26.676728959999998,27.500468349999998,31.116815689999999,31.943336970000001,44.418302629999999,55.371462129999998,55.371462129999998,55.620687789999998,55.620687789999998,55.620687789999998,55.620687789999998,55.371462129999998,55.371462129999998,55.371462129999998,55.371462129999998,55.371462129999998,55.371462129999998,55.371462129999998,55.371462129999998,55.371462129999998,null,55.620687789999998,55.620687789999998,55.620687789999998,55.620687789999998,55.371462129999998,55.371462129999998,55.371462129999998,55.371462129999998,55.371462129999998,55.371462129999998,55.371462129999998,55.371462129999998,55.371462129999998,55.371462129999998,55.371462129999998,55.371462129999998,55.371462129999998,55.371462129999998,55.371462129999998,55.371462129999998,55.371462129999998,55.371462129999998,55.147065359999999,53.603852930000002,53.094287540000003,52.071145250000001,51.674889890000003,49.213997200000001,48.529837669999999,48.24538321,48.24538321,{"$f":"LARGE($E45:$AZ45,CG$2)","v":44.418302629999999},34.292041449999999,33.768183360000002,31.943336970000001,31.116815689999999,31.09162001,27.51054662,27.500468349999998,26.676728959999998,26.09840857,25.163123639999998,25.163123639999998,25.163123639999998,25.157893309999999,24.713230209999999,24.260289539999999,24.260289539999999,null,111.24137558,49.195851300000001,62.045524279999995,2024]
[2023,8,13,"Sunday",55.371462129999998,55.371462129999998,52.698275649999999,52.711579229999998,49.807556159999997,48.24538321,50.733705450000002,53.000021029999999,52.034701210000001,48.24538321,51.674889890000003,53.057211109999997,55.371462129999998,53.000021029999999,52.576303240000001,44.673036490000001,28.265741250000001,28.51600397,27.838859410000001,19.24593621,19.24593621,19.485063579999998,18.511863099999999,18.511863099999999,18.511863099999999,18.511863099999999,18.511863099999999,18.511863099999999,18.913153520000002,19.485063579999998,25.163123639999998,26.230378040000002,34.292041449999999,49.213997200000001,55.371462129999998,55.371462129999998,55.620687789999998,55.371462129999998,55.371462129999998,55.371462129999998,55.371462129999998,55.371462129999998,55.371462129999998,55.371462129999998,55.371462129999998,55.371462129999998,55.371462129999998,55.371462129999998,null,55.620687789999998,55.371462129999998,55.371462129999998,55.371462129999998,55.371462129999998,55.371462129999998,55.371462129999998,55.371462129999998,55.371462129999998,55.371462129999998,55.371462129999998,55.371462129999998,55.371462129999998,55.371462129999998,55.371462129999998,55.371462129999998,55.371462129999998,53.057211109999997,53.000021029999999,53.000021029999999,52.711579229999998,52.698275649999999,52.576303240000001,52.034701210000001,51.674889890000003,50.733705450000002,49.807556159999997,49.213997200000001,48.24538321,48.24538321,44.673036490000001,34.292041449999999,28.51600397,28.265741250000001,27.838859410000001,26.230378040000002,25.163123639999998,19.485063579999998,19.485063579999998,19.24593621,19.24593621,18.913153520000002,18.511863099999999,18.511863099999999,18.511863099999999,18.511863099999999,18.511863099999999,18.511863099999999,null,110.86753709,37.023726199999999,73.84381089,2024]
[2023,8,14,"Monday",55.371462129999998,53.000021029999999,52.034701210000001,53.553936139999998,51.465565689999998,48.24538321,48.24538321,48.24538321,51.500091640000001,53.7922972,55.371462129999998,55.371462129999998,55.371462129999998,55.371462129999998,55.371462129999998,54.60763626,34.292041449999999,31.09162001,28.983107709999999,28.569995840000001,27.68112348,19.24593621,19.24593621,19.24593621,19.24593621,19.24593621,19.24593621,19.24593621,27.838859410000001,28.51600397,29.024010530000002,28.49224401,44.418302629999999,55.371462129999998,55.620687789999998,55.657967050000003,55.657967050000003,55.657967050000003,55.657967050000003,55.657967050000003,55.657967050000003,55.620687789999998,55.620687789999998,55.620687789999998,55.620687789999998,55.371462129999998,55.371462129999998,55.371462129999998,null,55.657967050000003,55.657967050000003,55.657967050000003,55.657967050000003,55.657967050000003,55.657967050000003,55.620687789999998,55.620687789999998,55.620687789999998,55.620687789999998,55.620687789999998,55.371462129999998,55.371462129999998,55.371462129999998,55.371462129999998,55.371462129999998,55.371462129999998,55.371462129999998,55.371462129999998,55.371462129999998,55.371462129999998,54.60763626,53.7922972,53.553936139999998,53.000021029999999,52.034701210000001,51.500091640000001,51.465565689999998,48.24538321,48.24538321,48.24538321,44.418302629999999,34.292041449999999,31.09162001,29.024010530000002,28.983107709999999,28.569995840000001,28.51600397,28.49224401,27.838859410000001,27.68112348,19.24593621,19.24593621,19.24593621,19.24593621,19.24593621,19.24593621,19.24593621,null,111.31593410000001,38.49187242,72.82406168,2024]
[2023,8,15,"Tuesday",55.371462129999998,55.371462129999998,55.371462129999998,54.547143439999999,52.034701210000001,52.034701210000001,52.034701210000001,52.034701210000001,53.000021029999999,54.978449660000003,55.371462129999998,55.559072739999998,55.620687789999998,55.657967050000003,55.620687789999998,55.371462129999998,38.67017706,31.03629175,30.57258856,28.569995840000001,27.68112348,22.977753320000001,19.24593621,19.24593621,19.24593621,22.97466725,23.294907810000002,23.82783156,24.710365249999999,26.197624529999999,28.903367060000001,28.383310720000001,44.418302629999999,55.371462129999998,55.620687789999998,57.173138309999999,57.539094069999997,58.760980840000002,57.696942829999998,56.650319840000002,56.650319840000002,55.657967050000003,55.657967050000003,55.620687789999998,55.620687789999998,55.620687789999998,55.620687789999998,55.371462129999998,null,58.760980840000002,57.696942829999998,57.539094069999997,57.173138309999999,56.650319840000002,56.650319840000002,55.657967050000003,55.657967050000003,55.657967050000003,55.620687789999998,55.620687789999998,55.620687789999998,55.620687789999998,55.620687789999998,55.620687789999998,55.620687789999998,55.559072739999998,55.371462129999998,55.371462129999998,55.371462129999998,55.371462129999998,55.371462129999998,55.371462129999998,55.371462129999998,54.978449660000003,54.547143439999999,53.000021029999999,52.034701210000001,52.034701210000001,52.034701210000001,52.034701210000001,44.418302629999999,38.67017706,31.03629175,30.57258856,28.903367060000001,28.569995840000001,28.383310720000001,27.68112348,26.197624529999999,24.710365249999999,23.82783156,23.294907810000002,22.977753320000001,22.97466725,19.24593621,19.24593621,19.24593621,null,115.585078025,40.35623794,75.228840085000002,2024]
[2023,8,16,"Wednesday",55.371462129999998,55.371462129999998,55.371462129999998,55.371462129999998,54.978449660000003,54.978449660000003,54.978449660000003,54.978449660000003,55.371462129999998,55.371462129999998,55.371462129999998,55.371462129999998,55.620687789999998,55.620687789999998,55.371462129999998,54.547143439999999,38.67017706,31.03629175,28.51600397,27.838859410000001,24.265333259999998,23.82783156,23.39767063,19.24593621,23.39767063,23.82783156,23.82783156,24.265333259999998,27.838859410000001,28.51600397,29.024010530000002,28.695710779999999,40.836283280000004,55.371462129999998,55.620687789999998,55.657967050000003,55.657967050000003,55.657967050000003,55.657967050000003,55.657967050000003,55.657967050000003,55.620687789999998,55.620687789999998,55.620687789999998,55.620687789999998,55.559072739999998,55.371462129999998,55.371462129999998,null,55.657967050000003,55.657967050000003,55.657967050000003,55.657967050000003,55.657967050000003,55.657967050000003,55.620687789999998,55.620687789999998,55.620687789999998,55.620687789999998,55.620687789999998,55.620687789999998,55.620687789999998,55.559072739999998,55.371462129999998,55.371462129999998,55.371462129999998,55.371462129999998,55.371462129999998,55.371462129999998,55.371462129999998,55.371462129999998,55.371462129999998,55.371462129999998,55.371462129999998,55.371462129999998,54.978449660000003,54.978449660000003,54.978449660000003,54.978449660000003,54.547143439999999,40.836283280000004,38.67017706,31.03629175,29.024010530000002,28.695710779999999,28.51600397,28.51600397,27.838859410000001,27.838859410000001,24.265333259999998,24.265333259999998,23.82783156,23.82783156,23.82783156,23.39767063,23.39767063,19.24593621,null,111.31593410000001,44.934554515000002,66.381379585000005,2024]
[2023,8,17,"Thursday",55.371462129999998,54.978449660000003,55.371462129999998,52.583110169999998,50.420038570000003,48.24538321,48.24538321,48.24538321,48.24538321,48.24538321,55.371462129999998,55.371462129999998,55.620687789999998,55.620687789999998,55.371462129999998,53.551379429999997,34.292041449999999,33.056969719999998,29.042262690000001,28.569995840000001,27.68112348,24.265333259999998,23.82783156,23.39767063,23.39767063,23.82783156,24.80230379,27.838859410000001,28.51600397,29.07286186,33.056969719999998,34.292041449999999,44.418302629999999,55.371462129999998,55.620687789999998,55.657967050000003,55.964976389999997,56.650319840000002,55.657967050000003,55.657967050000003,55.657967050000003,55.657967050000003,55.657967050000003,55.620687789999998,55.620687789999998,55.620687789999998,55.620687789999998,55.620687789999998,null,56.650319840000002,55.964976389999997,55.657967050000003,55.657967050000003,55.657967050000003,55.657967050000003,55.657967050000003,55.657967050000003,55.620687789999998,55.620687789999998,55.620687789999998,55.620687789999998,55.620687789999998,55.620687789999998,55.620687789999998,55.620687789999998,55.371462129999998,55.371462129999998,55.371462129999998,55.371462129999998,55.371462129999998,55.371462129999998,54.978449660000003,53.551379429999997,52.583110169999998,50.420038570000003,48.24538321,48.24538321,48.24538321,48.24538321,48.24538321,44.418302629999999,34.292041449999999,34.292041449999999,33.056969719999998,33.056969719999998,29.07286186,29.042262690000001,28.569995840000001,28.51600397,27.838859410000001,27.68112348,24.80230379,24.265333259999998,23.82783156,23.82783156,23.39767063,23.39767063,null,111.965615165,47.22550219,64.740112975000002,2024]
[2023,8,18,"Friday",55.371462129999998,55.371462129999998,55.371462129999998,55.371462129999998,55.371462129999998,55.371462129999998,55.371462129999998,55.371462129999998,55.371462129999998,55.371462129999998,55.371462129999998,55.620687789999998,55.620687789999998,55.620687789999998,55.371462129999998,55.371462129999998,38.67017706,32.857623089999997,31.66538736,28.88717523,28.265741250000001,28.51600397,27.838859410000001,23.39767063,23.445860029999999,28.569995840000001,28.265741250000001,28.265741250000001,28.265741250000001,28.265741250000001,31.47027211,32.532431000000003,44.418302629999999,55.371462129999998,55.620687789999998,55.657967050000003,55.657967050000003,55.657967050000003,55.657967050000003,55.657967050000003,55.620687789999998,55.620687789999998,55.620687789999998,55.620687789999998,55.620687789999998,55.620687789999998,55.571841640000002,55.371462129999998,null,55.657967050000003,55.657967050000003,55.657967050000003,55.657967050000003,55.657967050000003,55.620687789999998,55.620687789999998,55.620687789999998,55.620687789999998,55.620687789999998,55.620687789999998,55.620687789999998,55.620687789999998,55.620687789999998,55.620687789999998,55.571841640000002,55.371462129999998,55.371462129999998,55.371462129999998,55.371462129999998,55.371462129999998,55.371462129999998,55.371462129999998,55.371462129999998,55.371462129999998,55.371462129999998,55.371462129999998,55.371462129999998,55.371462129999998,55.371462129999998,55.371462129999998,44.418302629999999,38.67017706,32.857623089999997,32.532431000000003,31.66538736,31.47027211,28.88717523,28.569995840000001,28.51600397,28.265741250000001,28.265741250000001,28.265741250000001,28.265741250000001,28.265741250000001,27.838859410000001,23.445860029999999,23.39767063,null,111.31593410000001,51.474065659999994,59.841868440000013,2024]
[2023,8,19,"Saturday",55.371462129999998,55.371462129999998,55.371462129999998,55.371462129999998,55.371462129999998,54.978449660000003,54.978449660000003,54.978449660000003,54.978449660000003,55.371462129999998,55.371462129999998,55.371462129999998,55.371462129999998,55.371462129999998,50.337354240000003,46.741737039999997,30.99124553,30.545560829999999,28.265741250000001,28.569995840000001,24.393074030000001,19.24593621,19.24593621,19.24593621,19.24593621,19.24593621,19.24593621,19.24593621,24.910057309999999,27.083979370000002,27.51054662,31.09162001,34.292041449999999,49.213997200000001,55.371462129999998,55.371462129999998,55.657967050000003,55.657967050000003,55.657967050000003,55.371462129999998,55.371462129999998,55.371462129999998,55.371462129999998,55.371462129999998,55.371462129999998,55.371462129999998,55.371462129999998,55.371462129999998,null,55.657967050000003,55.657967050000003,55.657967050000003,55.371462129999998,55.371462129999998,55.371462129999998,55.371462129999998,55.371462129999998,55.371462129999998,55.371462129999998,55.371462129999998,55.371462129999998,55.371462129999998,55.371462129999998,55.371462129999998,55.371462129999998,55.371462129999998,55.371462129999998,55.371462129999998,55.371462129999998,55.371462129999998,55.371462129999998,55.371462129999998,55.371462129999998,54.978449660000003,54.978449660000003,54.978449660000003,54.978449660000003,50.337354240000003,49.213997200000001,46.741737039999997,34.292041449999999,31.09162001,30.99124553,30.545560829999999,28.569995840000001,28.265741250000001,27.51054662,27.083979370000002,24.910057309999999,24.393074030000001,19.24593621,19.24593621,19.24593621,19.24593621,19.24593621,19.24593621,19.24593621,null,111.17268164000001,38.49187242,72.680809220000015,2024]
[2023,8,20,"Sunday",55.371462129999998,55.371462129999998,55.371462129999998,55.371462129999998,54.978449660000003,53.542737080000002,52.645416709999999,48.24538321,48.24538321,48.24538321,53.422529660000002,54.7861178,55.371462129999998,55.371462129999998,44.418302629999999,38.49690339,28.51600397,27.838859410000001,19.485063579999998,18.914715650000002,18.511863099999999,18.511863099999999,18.511863099999999,18.511863099999999,18.511863099999999,18.511863099999999,18.511863099999999,18.511863099999999,18.511863099999999,19.485063579999998,23.92944808,26.230378040000002,34.292041449999999,44.418302629999999,55.371462129999998,55.371462129999998,55.371462129999998,55.371462129999998,55.371462129999998,55.371462129999998,55.371462129999998,55.371462129999998,55.371462129999998,55.371462129999998,55.371462129999998,55.371462129999998,55.371462129999998,55.371462129999998,null,55.371462129999998,55.371462129999998,55.371462129999998,55.371462129999998,55.371462129999998,55.371462129999998,55.371462129999998,55.371462129999998,55.371462129999998,55.371462129999998,55.371462129999998,55.371462129999998,55.371462129999998,55.371462129999998,55.371462129999998,55.371462129999998,55.371462129999998,55.371462129999998,55.371462129999998,55.371462129999998,54.978449660000003,54.7861178,53.542737080000002,53.422529660000002,52.645416709999999,48.24538321,48.24538321,48.24538321,44.418302629999999,44.418302629999999,38.49690339,34.292041449999999,28.51600397,27.838859410000001,26.230378040000002,23.92944808,19.485063579999998,19.485063579999998,18.914715650000002,18.511863099999999,18.511863099999999,18.511863099999999,18.511863099999999,18.511863099999999,18.511863099999999,18.511863099999999,18.511863099999999,18.511863099999999,null,110.74292426,37.023726199999999,73.719198059999997,2024]
[2023,8,21,"Monday",53.551379429999997,52.57139643,51.60682224,51.60682224,48.24538321,48.24538321,48.24538321,48.24538321,54.547143439999999,55.371462129999998,55.371462129999998,55.371462129999998,55.371462129999998,55.371462129999998,54.857810180000001,44.655372759999999,28.273893739999998,28.569995840000001,27.68112348,18.945176140000001,18.511863099999999,18.511863099999999,18.511863099999999,18.511863099999999,18.511863099999999,19.485063579999998,18.539303090000001,19.485063579999998,19.24593621,27.838859410000001,28.51600397,29.024010530000002,43.0301197,54.547143439999999,55.657967050000003,55.657967050000003,55.657967050000003,55.657967050000003,55.657967050000003,55.657967050000003,55.657967050000003,55.657967050000003,55.657967050000003,55.657967050000003,55.657967050000003,55.657967050000003,55.371462129999998,55.371462129999998,null,55.657967050000003,55.657967050000003,55.657967050000003,55.657967050000003,55.657967050000003,55.657967050000003,55.657967050000003,55.657967050000003,55.657967050000003,55.657967050000003,55.657967050000003,55.657967050000003,55.371462129999998,55.371462129999998,55.371462129999998,55.371462129999998,55.371462129999998,55.371462129999998,55.371462129999998,54.857810180000001,54.547143439999999,54.547143439999999,53.551379429999997,52.57139643,51.60682224,51.60682224,48.24538321,48.24538321,48.24538321,48.24538321,44.655372759999999,43.0301197,29.024010530000002,28.569995840000001,28.51600397,28.273893739999998,27.838859410000001,27.68112348,19.485063579999998,19.485063579999998,19.24593621,18.945176140000001,18.539303090000001,18.511863099999999,18.511863099999999,18.511863099999999,18.511863099999999,18.511863099999999,null,111.31593410000001,37.023726199999999,74.292207900000008,2024]
[2023,8,22,"Tuesday",55.371462129999998,55.371462129999998,55.371462129999998,55.371462129999998,55.371462129999998,55.371462129999998,55.371462129999998,54.293966130000001,55.371462129999998,55.371462129999998,55.371462129999998,55.657967050000003,55.657967050000003,55.657967050000003,55.371462129999998,51.900742739999998,34.292041449999999,29.217937599999999,28.260019580000002,27.68526877,19.24593621,19.24593621,19.485063579999998,18.511863099999999,18.511863099999999,19.485063579999998,19.24593621,19.24593621,19.24593621,27.658374169999998,28.215195250000001,29.32999843,38.696095399999997,55.371462129999998,55.657967050000003,55.657967050000003,55.657967050000003,55.657967050000003,55.657967050000003,55.657967050000003,55.657967050000003,55.657967050000003,55.657967050000003,55.657967050000003,55.657967050000003,55.657967050000003,55.371462129999998,55.371462129999998,null,55.657967050000003,55.657967050000003,55.657967050000003,55.657967050000003,55.657967050000003,55.657967050000003,55.657967050000003,55.657967050000003,55.657967050000003,55.657967050000003,55.657967050000003,55.657967050000003,55.657967050000003,55.657967050000003,55.657967050000003,55.371462129999998,55.371462129999998,55.371462129999998,55.371462129999998,55.371462129999998,55.371462129999998,55.371462129999998,55.371462129999998,55.371462129999998,55.371462129999998,55.371462129999998,55.371462129999998,55.371462129999998,55.371462129999998,54.293966130000001,51.900742739999998,38.696095399999997,34.292041449999999,29.32999843,29.217937599999999,28.260019580000002,28.215195250000001,27.68526877,27.658374169999998,19.485063579999998,19.485063579999998,19.24593621,19.24593621,19.24593621,19.24593621,19.24593621,18.511863099999999,18.511863099999999,null,111.31593410000001,37.757799309999996,73.558134790000011,2024]
[2023,8,23,"Wednesday",55.371462129999998,55.371462129999998,55.371462129999998,55.371462129999998,55.371462129999998,55.371462129999998,55.371462129999998,55.371462129999998,55.371462129999998,55.371462129999998,55.371462129999998,55.657967050000003,55.657967050000003,55.657967050000003,55.371462129999998,55.371462129999998,34.292041449999999,33.056969719999998,28.88717523,28.265741250000001,28.51600397,27.838859410000001,19.24593621,19.24593621,19.24593621,27.838859410000001,28.51600397,28.265741250000001,28.265741250000001,28.265741250000001,28.98242419,28.67505036,44.418302629999999,55.371462129999998,55.657967050000003,55.657967050000003,87.341308299999994,87.341308299999994,87.341308299999994,68.105302699999996,57.571240179999997,55.788873690000003,55.657967050000003,55.657967050000003,55.657967050000003,55.657967050000003,55.657967050000003,55.657967050000003,null,87.341308299999994,87.341308299999994,87.341308299999994,68.105302699999996,57.571240179999997,55.788873690000003,55.657967050000003,55.657967050000003,55.657967050000003,55.657967050000003,55.657967050000003,55.657967050000003,55.657967050000003,55.657967050000003,55.657967050000003,{"$f":"LARGE($E56:$AZ56,BQ$2)","v":55.657967050000003},55.657967050000003,55.371462129999998,55.371462129999998,55.371462129999998,55.371462129999998,55.371462129999998,55.371462129999998,55.371462129999998,55.371462129999998,55.371462129999998,55.371462129999998,55.371462129999998,55.371462129999998,55.371462129999998,55.371462129999998,44.418302629999999,34.292041449999999,33.056969719999998,28.98242419,28.88717523,28.67505036,28.51600397,28.51600397,28.265741250000001,28.265741250000001,28.265741250000001,28.265741250000001,27.838859410000001,27.838859410000001,19.24593621,19.24593621,19.24593621,null,165.06461379999999,42.788334020000001,122.27627977999998,2024]
[2023,8,24,"Thursday",55.657967050000003,55.371462129999998,55.371462129999998,55.371462129999998,55.371462129999998,55.371462129999998,55.371462129999998,55.371462129999998,55.371462129999998,55.371462129999998,55.657967050000003,55.657967050000003,55.657967050000003,55.657967050000003,55.631833909999997,55.371462129999998,38.696095399999997,31.024329439999999,30.565411170000001,28.265741250000001,28.265741250000001,28.265741250000001,28.265741250000001,28.265741250000001,28.265741250000001,28.265741250000001,28.265741250000001,28.265741250000001,28.72032518,31.5856487,33.056969719999998,34.292041449999999,49.213997200000001,55.371462129999998,55.657967050000003,56.140324190000001,87.341308299999994,87.341308299999994,68.105302699999996,57.961269790000003,55.8755028,55.657967050000003,55.657967050000003,55.657967050000003,55.657967050000003,55.657967050000003,55.371462129999998,55.371462129999998,null,{"$f":"LARGE($E57:$AZ57,BB$2)","v":87.341308299999994},87.341308299999994,68.105302699999996,57.961269790000003,56.140324190000001,55.8755028,55.657967050000003,55.657967050000003,55.657967050000003,55.657967050000003,55.657967050000003,55.657967050000003,55.657967050000003,55.657967050000003,55.657967050000003,55.657967050000003,55.657967050000003,55.631833909999997,55.371462129999998,55.371462129999998,55.371462129999998,55.371462129999998,55.371462129999998,55.371462129999998,55.371462129999998,55.371462129999998,55.371462129999998,55.371462129999998,55.371462129999998,55.371462129999998,55.371462129999998,49.213997200000001,38.696095399999997,34.292041449999999,33.056969719999998,31.5856487,31.024329439999999,30.565411170000001,28.72032518,28.265741250000001,28.265741250000001,28.265741250000001,28.265741250000001,28.265741250000001,28.265741250000001,28.265741250000001,28.265741250000001,28.265741250000001,null,150.37459454500001,56.531482500000003,93.843112044999998,2024]
[2023,8,25,"Friday",55.371462129999998,55.371462129999998,55.371462129999998,55.371462129999998,55.371462129999998,55.371462129999998,55.371462129999998,55.371462129999998,55.371462129999998,55.371462129999998,55.371462129999998,55.371462129999998,55.657967050000003,55.657967050000003,55.371462129999998,55.371462129999998,34.292041449999999,33.056969719999998,32.391931100000001,28.67505036,28.67505036,28.752363649999999,28.49224401,28.49224401,29.871339939999999,31.564945380000001,31.564945380000001,32.710046910000003,32.73939111,34.01590298,33.885308029999997,33.768183360000002,51.252931050000001,55.371462129999998,55.657967050000003,55.657967050000003,55.657967050000003,55.657967050000003,55.657967050000003,55.657967050000003,55.657967050000003,55.657967050000003,55.645337910000002,55.371462129999998,55.371462129999998,55.371462129999998,55.371462129999998,55.371462129999998,null,55.657967050000003,55.657967050000003,55.657967050000003,55.657967050000003,55.657967050000003,55.657967050000003,55.657967050000003,55.657967050000003,55.657967050000003,55.657967050000003,55.645337910000002,55.371462129999998,55.371462129999998,55.371462129999998,55.371462129999998,55.371462129999998,55.371462129999998,55.371462129999998,55.371462129999998,55.371462129999998,55.371462129999998,55.371462129999998,55.371462129999998,55.371462129999998,55.371462129999998,55.371462129999998,55.371462129999998,55.371462129999998,55.371462129999998,55.371462129999998,55.371462129999998,51.252931050000001,34.292041449999999,34.01590298,33.885308029999997,33.768183360000002,33.056969719999998,32.73939111,32.710046910000003,32.391931100000001,31.564945380000001,31.564945380000001,29.871339939999999,28.752363649999999,28.67505036,28.67505036,28.49224401,28.49224401,null,111.31593410000001,57.167294370000008,54.148639729999999,2024]
[2023,8,26,"Saturday",55.371462129999998,55.179350890000002,54.174337680000001,54.174337680000001,54.174337680000001,54.174337680000001,52.616759620000003,53.570433219999998,52.616759620000003,54.56424312,55.371462129999998,55.371462129999998,55.371462129999998,55.371462129999998,52.57139643,49.213997200000001,47.260209519999997,35.542450209999998,33.768183360000002,33.768183360000002,33.768183360000002,33.768183360000002,33.768183360000002,33.768183360000002,33.768183360000002,33.768183360000002,33.768183360000002,32.251034199999999,34.292041449999999,33.98320691,46.038374519999998,46.94487505,49.897221879999996,55.371462129999998,55.371462129999998,55.371462129999998,55.371462129999998,55.657967050000003,55.371462129999998,55.371462129999998,55.371462129999998,55.371462129999998,55.371462129999998,55.371462129999998,55.371462129999998,55.371462129999998,55.371462129999998,55.371462129999998,null,55.657967050000003,55.371462129999998,55.371462129999998,55.371462129999998,55.371462129999998,55.371462129999998,55.371462129999998,55.371462129999998,55.371462129999998,55.371462129999998,55.371462129999998,55.371462129999998,55.371462129999998,55.371462129999998,55.371462129999998,55.371462129999998,55.371462129999998,55.371462129999998,55.371462129999998,55.371462129999998,55.179350890000002,54.56424312,54.174337680000001,54.174337680000001,54.174337680000001,54.174337680000001,53.570433219999998,52.616759620000003,52.616759620000003,52.57139643,49.897221879999996,49.213997200000001,47.260209519999997,46.94487505,46.038374519999998,35.542450209999998,34.292041449999999,33.98320691,33.768183360000002,33.768183360000002,33.768183360000002,33.768183360000002,33.768183360000002,33.768183360000002,33.768183360000002,33.768183360000002,33.768183360000002,32.251034199999999,null,110.88617671999999,66.777792140000003,44.108384579999992,2024]
[2023,8,27,"Sunday",55.371462129999998,55.371462129999998,54.174337680000001,54.174337680000001,54.174337680000001,53.570433219999998,52.616759620000003,48.24538321,48.24538321,51.084802109999998,53.570433219999998,55.179350890000002,55.371462129999998,55.371462129999998,55.371462129999998,53.185379279999999,48.24538321,48.24538321,48.24538321,49.213997200000001,47.260209519999997,39.703277329999999,38.49690339,34.153341959999999,33.768183360000002,34.003715100000001,33.768183360000002,33.768183360000002,33.768183360000002,33.768183360000002,33.768183360000002,33.768183360000002,45.166216300000002,53.75098251,55.371462129999998,55.371462129999998,55.657967050000003,55.657967050000003,55.371462129999998,55.371462129999998,55.371462129999998,55.371462129999998,55.371462129999998,55.371462129999998,55.371462129999998,55.371462129999998,55.371462129999998,55.371462129999998,null,55.657967050000003,55.657967050000003,55.371462129999998,55.371462129999998,55.371462129999998,55.371462129999998,55.371462129999998,55.371462129999998,55.371462129999998,55.371462129999998,55.371462129999998,55.371462129999998,55.371462129999998,55.371462129999998,55.371462129999998,55.371462129999998,55.371462129999998,55.371462129999998,55.371462129999998,55.179350890000002,54.174337680000001,54.174337680000001,54.174337680000001,53.75098251,53.570433219999998,53.570433219999998,53.185379279999999,52.616759620000003,51.084802109999998,49.213997200000001,48.24538321,48.24538321,48.24538321,48.24538321,48.24538321,47.260209519999997,45.166216300000002,39.703277329999999,38.49690339,34.153341959999999,34.003715100000001,33.768183360000002,33.768183360000002,33.768183360000002,33.768183360000002,33.768183360000002,{"$f":"LARGE($E60:$AZ60,CV$2)","v":33.768183360000002},33.768183360000002,null,111.02942917999999,67.536366720000004,43.49306245999999,2024]
[2023,8,28,"Monday",55.179350890000002,54.174337680000001,53.185379279999999,51.639120599999998,50.149957149999999,48.24538321,48.24538321,48.24538321,48.24538321,50.149957149999999,54.479646979999998,55.371462129999998,55.371462129999998,55.371462129999998,54.902700289999999,44.634654240000003,28.283456130000001,28.920887180000001,28.569995840000001,19.24593621,19.485063579999998,18.511863099999999,18.511863099999999,18.511863099999999,18.872843620000001,19.485063579999998,19.24593621,27.838859410000001,28.51600397,28.265741250000001,28.88717523,28.729703310000001,44.418302629999999,55.371462129999998,55.371462129999998,55.657967050000003,87.341308299999994,87.341308299999994,55.657967050000003,55.657967050000003,55.657967050000003,55.371462129999998,55.371462129999998,55.371462129999998,55.371462129999998,55.371462129999998,55.371462129999998,55.371462129999998,null,87.341308299999994,87.341308299999994,55.657967050000003,55.657967050000003,55.657967050000003,55.657967050000003,55.371462129999998,55.371462129999998,55.371462129999998,55.371462129999998,55.371462129999998,55.371462129999998,55.371462129999998,55.371462129999998,55.371462129999998,55.371462129999998,55.371462129999998,55.371462129999998,55.179350890000002,54.902700289999999,54.479646979999998,54.174337680000001,53.185379279999999,51.639120599999998,50.149957149999999,50.149957149999999,48.24538321,48.24538321,48.24538321,48.24538321,44.634654240000003,{"$f":"LARGE($E61:$AZ61,CG$2)","v":44.418302629999999},28.920887180000001,28.88717523,28.729703310000001,28.569995840000001,28.51600397,28.283456130000001,28.265741250000001,27.838859410000001,19.485063579999998,19.485063579999998,19.24593621,19.24593621,18.872843620000001,18.511863099999999,18.511863099999999,18.511863099999999,null,142.99927535,37.204216459999998,105.79505889000001,2024]
[2023,8,29,"Tuesday",55.371462129999998,55.371462129999998,55.371462129999998,55.371462129999998,55.371462129999998,55.179350890000002,55.179350890000002,55.179350890000002,55.371462129999998,55.371462129999998,55.371462129999998,55.371462129999998,55.371462129999998,55.371462129999998,55.371462129999998,50.31107591,34.292041449999999,33.056969719999998,28.88717523,28.265741250000001,28.51600397,27.838859410000001,23.445860029999999,23.445860029999999,28.569995840000001,28.569995840000001,23.392807260000001,28.569995840000001,28.265741250000001,29.003460329999999,33.035659729999999,34.292041449999999,44.506969349999999,55.179350890000002,55.657967050000003,55.657967050000003,91.479328780000003,87.341308299999994,87.341308299999994,87.341308299999994,68.105302699999996,55.657967050000003,55.657967050000003,55.657967050000003,55.657967050000003,55.657967050000003,55.657967050000003,55.371462129999998,null,91.479328780000003,87.341308299999994,87.341308299999994,87.341308299999994,68.105302699999996,55.657967050000003,55.657967050000003,55.657967050000003,55.657967050000003,55.657967050000003,55.657967050000003,55.657967050000003,55.657967050000003,55.371462129999998,55.371462129999998,55.371462129999998,55.371462129999998,55.371462129999998,55.371462129999998,55.371462129999998,55.371462129999998,55.371462129999998,55.371462129999998,55.371462129999998,55.371462129999998,55.371462129999998,55.179350890000002,55.179350890000002,55.179350890000002,55.179350890000002,50.31107591,44.506969349999999,34.292041449999999,34.292041449999999,33.056969719999998,33.035659729999999,29.003460329999999,28.88717523,28.569995840000001,28.569995840000001,28.569995840000001,28.51600397,28.265741250000001,28.265741250000001,27.838859410000001,23.445860029999999,23.445860029999999,23.392807260000001,null,176.75162683999997,49.061693365000004,127.68993347499998,2024]
[2023,8,30,"Wednesday",55.371462129999998,55.371462129999998,55.371462129999998,55.371462129999998,55.371462129999998,55.371462129999998,55.371462129999998,55.371462129999998,55.371462129999998,55.371462129999998,55.371462129999998,55.371462129999998,55.657967050000003,55.657967050000003,55.371462129999998,49.213997200000001,34.292041449999999,31.09162001,28.51600397,27.838859410000001,23.82783156,19.24593621,19.24593621,19.24593621,19.24593621,19.24593621,19.24593621,19.24593621,24.265333259999998,26.092638690000001,28.980799940000001,28.383310720000001,44.418302629999999,55.371462129999998,55.657967050000003,55.657967050000003,91.479328780000003,96.684614420000003,87.341308299999994,87.341308299999994,87.341308299999994,68.105302699999996,55.657967050000003,55.657967050000003,55.657967050000003,55.657967050000003,55.371462129999998,55.371462129999998,null,96.684614420000003,91.479328780000003,87.341308299999994,87.341308299999994,87.341308299999994,68.105302699999996,55.657967050000003,55.657967050000003,55.657967050000003,55.657967050000003,55.657967050000003,55.657967050000003,55.657967050000003,55.657967050000003,55.371462129999998,55.371462129999998,55.371462129999998,55.371462129999998,55.371462129999998,55.371462129999998,55.371462129999998,55.371462129999998,55.371462129999998,55.371462129999998,55.371462129999998,55.371462129999998,55.371462129999998,55.371462129999998,55.371462129999998,55.371462129999998,49.213997200000001,44.418302629999999,34.292041449999999,31.09162001,28.980799940000001,28.51600397,28.383310720000001,27.838859410000001,26.092638690000001,24.265333259999998,23.82783156,19.24593621,19.24593621,19.24593621,19.24593621,19.24593621,19.24593621,19.24593621,null,181.42327989999998,38.49187242,142.93140747999999,2024]
[2023,8,31,"Thursday",55.371462129999998,55.371462129999998,55.371462129999998,55.371462129999998,55.371462129999998,55.371462129999998,55.371462129999998,55.371462129999998,55.371462129999998,55.371462129999998,55.371462129999998,55.371462129999998,55.657967050000003,55.657967050000003,55.371462129999998,44.418302629999999,34.292041449999999,31.09162001,28.265741250000001,28.502701800000001,27.8308781,27.427783890000001,19.24593621,19.24593621,19.24593621,28.569995840000001,28.265741250000001,28.265741250000001,28.265741250000001,28.773009219999999,31.09162001,34.292041449999999,44.418302629999999,55.371462129999998,55.371462129999998,55.942125849999996,87.341308299999994,118.91338488,87.341308299999994,55.657967050000003,55.657967050000003,55.657967050000003,55.371462129999998,55.371462129999998,55.371462129999998,55.371462129999998,55.371462129999998,55.371462129999998,null,118.91338488,87.341308299999994,87.341308299999994,55.942125849999996,55.657967050000003,55.657967050000003,55.657967050000003,55.657967050000003,55.657967050000003,55.371462129999998,55.371462129999998,55.371462129999998,55.371462129999998,55.371462129999998,55.371462129999998,55.371462129999998,55.371462129999998,55.371462129999998,55.371462129999998,55.371462129999998,55.371462129999998,55.371462129999998,55.371462129999998,55.371462129999998,55.371462129999998,55.371462129999998,55.371462129999998,55.371462129999998,55.371462129999998,55.371462129999998,44.418302629999999,44.418302629999999,34.292041449999999,34.292041449999999,31.09162001,31.09162001,28.773009219999999,28.569995840000001,28.502701800000001,28.265741250000001,28.265741250000001,28.265741250000001,28.265741250000001,27.8308781,27.427783890000001,19.24593621,19.24593621,19.24593621,null,174.76906366499998,42.582796259999995,132.18626740499997,2024]
[2023,9,1,"Friday",55.371462129999998,53.000021029999999,52.034701210000001,52.576303240000001,50.682956820000001,48.24538321,48.24538321,48.24538321,48.24538321,48.24538321,53.272441039999997,55.371462129999998,55.371462129999998,55.371462129999998,54.547143439999999,38.49690339,31.116264210000001,28.265741250000001,28.51600397,27.838859410000001,19.24593621,19.24593621,19.485063579999998,18.548588890000001,18.511863099999999,19.485063579999998,19.24593621,19.24593621,27.838859410000001,28.51600397,29.07286186,31.116264210000001,38.49690339,51.252931050000001,55.371462129999998,55.371462129999998,55.371462129999998,55.371462129999998,55.371462129999998,55.371462129999998,55.371462129999998,55.371462129999998,55.371462129999998,55.371462129999998,55.371462129999998,55.371462129999998,55.371462129999998,55.371462129999998,null,55.371462129999998,55.371462129999998,55.371462129999998,55.371462129999998,55.371462129999998,55.371462129999998,55.371462129999998,55.371462129999998,55.371462129999998,55.371462129999998,55.371462129999998,55.371462129999998,55.371462129999998,55.371462129999998,55.371462129999998,55.371462129999998,55.371462129999998,55.371462129999998,54.547143439999999,53.272441039999997,53.000021029999999,52.576303240000001,52.034701210000001,51.252931050000001,50.682956820000001,48.24538321,48.24538321,48.24538321,48.24538321,48.24538321,38.49690339,38.49690339,31.116264210000001,31.116264210000001,29.07286186,28.51600397,28.51600397,28.265741250000001,27.838859410000001,27.838859410000001,19.485063579999998,19.485063579999998,19.24593621,19.24593621,19.24593621,19.24593621,18.548588890000001,18.511863099999999,null,110.74292426,37.776162204999999,72.966762055000004,2024]
[2023,9,2,"Saturday",55.371462129999998,55.371462129999998,55.371462129999998,55.371462129999998,54.076662710000001,49.138486030000003,48.24538321,48.24538321,48.24538321,48.24538321,48.24538321,53.556511579999999,55.371462129999998,55.371462129999998,44.418302629999999,34.292041449999999,33.056969719999998,29.080400690000001,28.502701800000001,27.8308781,27.427783890000001,19.24593621,19.24593621,19.24593621,19.24593621,19.24593621,19.24593621,19.24593621,24.34169048,28.569995840000001,29.042262690000001,28.485748640000001,44.418302629999999,55.371462129999998,55.371462129999998,55.371462129999998,55.371462129999998,55.371462129999998,55.371462129999998,55.371462129999998,55.371462129999998,55.371462129999998,55.371462129999998,55.371462129999998,55.371462129999998,55.371462129999998,55.371462129999998,55.371462129999998,null,55.371462129999998,55.371462129999998,55.371462129999998,55.371462129999998,55.371462129999998,55.371462129999998,55.371462129999998,55.371462129999998,55.371462129999998,55.371462129999998,55.371462129999998,55.371462129999998,55.371462129999998,55.371462129999998,55.371462129999998,55.371462129999998,55.371462129999998,55.371462129999998,55.371462129999998,55.371462129999998,55.371462129999998,54.076662710000001,53.556511579999999,49.138486030000003,48.24538321,48.24538321,48.24538321,48.24538321,48.24538321,44.418302629999999,44.418302629999999,34.292041449999999,33.056969719999998,29.080400690000001,29.042262690000001,28.569995840000001,28.502701800000001,28.485748640000001,27.8308781,27.427783890000001,24.34169048,19.24593621,19.24593621,19.24593621,19.24593621,19.24593621,19.24593621,19.24593621,null,110.74292426,38.49187242,72.251051840000002,2024]
[2023,9,3,"Sunday",55.371462129999998,55.371462129999998,55.371462129999998,55.371462129999998,55.371462129999998,55.371462129999998,55.371462129999998,55.371462129999998,55.371462129999998,55.371462129999998,55.371462129999998,55.371462129999998,55.371462129999998,55.371462129999998,44.418302629999999,34.292041449999999,29.016401470000002,28.265741250000001,28.51600397,27.838859410000001,19.24593621,19.24593621,19.24593621,19.24593621,19.24593621,19.24593621,19.24593621,19.24593621,27.68112348,28.569995840000001,29.042262690000001,28.49224401,44.182280499999997,54.72441645,55.371462129999998,55.371462129999998,55.657967050000003,55.657967050000003,55.657967050000003,55.657967050000003,55.371462129999998,55.371462129999998,55.371462129999998,55.371462129999998,55.371462129999998,55.371462129999998,55.371462129999998,55.371462129999998,null,55.657967050000003,55.657967050000003,55.657967050000003,55.657967050000003,55.371462129999998,55.371462129999998,55.371462129999998,55.371462129999998,55.371462129999998,55.371462129999998,55.371462129999998,55.371462129999998,55.371462129999998,55.371462129999998,55.371462129999998,55.371462129999998,55.371462129999998,55.371462129999998,55.371462129999998,55.371462129999998,55.371462129999998,55.371462129999998,55.371462129999998,55.371462129999998,55.371462129999998,55.371462129999998,55.371462129999998,55.371462129999998,54.72441645,44.418302629999999,44.182280499999997,34.292041449999999,29.042262690000001,29.016401470000002,28.569995840000001,28.51600397,28.49224401,28.265741250000001,27.838859410000001,27.68112348,19.24593621,19.24593621,19.24593621,19.24593621,19.24593621,19.24593621,19.24593621,19.24593621,null,111.31593410000001,38.49187242,72.82406168,2024]
[2023,9,4,"Monday",55.371462129999998,55.371462129999998,54.747344179999999,53.778185219999997,52.917850059999999,52.034701210000001,52.034701210000001,52.034701210000001,52.034701210000001,52.034701210000001,53.778185219999997,55.371462129999998,55.371462129999998,55.371462129999998,53.72541631,38.49690339,34.292041449999999,33.056969719999998,28.752363649999999,28.49224401,28.67505036,28.67505036,28.49224401,32.391931100000001,33.056969719999998,34.292041449999999,33.768183360000002,33.768183360000002,33.768183360000002,33.768183360000002,48.593779050000002,38.49690339,44.418302629999999,55.371462129999998,55.371462129999998,55.371462129999998,55.657967050000003,55.657967050000003,55.371462129999998,55.371462129999998,55.371462129999998,55.371462129999998,55.371462129999998,55.371462129999998,55.371462129999998,55.371462129999998,55.371462129999998,55.371462129999998,null,55.657967050000003,55.657967050000003,55.371462129999998,55.371462129999998,55.371462129999998,55.371462129999998,55.371462129999998,55.371462129999998,55.371462129999998,55.371462129999998,55.371462129999998,55.371462129999998,55.371462129999998,55.371462129999998,55.371462129999998,55.371462129999998,55.371462129999998,55.371462129999998,55.371462129999998,55.371462129999998,54.747344179999999,53.778185219999997,53.778185219999997,53.72541631,52.917850059999999,52.034701210000001,52.034701210000001,52.034701210000001,52.034701210000001,52.034701210000001,48.593779050000002,44.418302629999999,38.49690339,38.49690339,34.292041449999999,34.292041449999999,33.768183360000002,33.768183360000002,33.768183360000002,33.768183360000002,33.056969719999998,33.056969719999998,32.391931100000001,28.752363649999999,28.67505036,28.67505036,28.49224401,28.49224401,null,{"$f":"SUM(OFFSET(BB68,0,0,1,$CY$1))/2","v":111.02942917999999},{"$f":"SUM(OFFSET(CW68,0,0,1,-$CY$1))/2","v":57.167294370000008},{"$f":"CY68-CZ68","v":53.862134809999986},{"$f":"IF(A68>=7,A68+1,A68)","v":2024}]
[2023,9,5,"Tuesday",55.371462129999998,54.72441645,53.72541631,52.742248459999999,48.24538321,48.24538321,48.24538321,48.24538321,48.24538321,48.24538321,55.371462129999998,55.371462129999998,55.371462129999998,55.371462129999998,55.371462129999998,49.213997200000001,47.260209519999997,33.959285979999997,33.841489189999997,32.814364660000003,28.67505036,31.945881159999999,28.265741250000001,28.265741250000001,31.516215420000002,33.230552920000001,33.841489189999997,33.841489189999997,33.787810929999999,33.768183360000002,38.009016189999997,39.130947910000003,49.213997200000001,55.371462129999998,55.371462129999998,55.371462129999998,55.657967050000003,55.657967050000003,55.371462129999998,55.371462129999998,55.371462129999998,55.371462129999998,55.371462129999998,55.371462129999998,55.371462129999998,55.371462129999998,55.371462129999998,55.371462129999998,null,55.657967050000003,55.657967050000003,55.371462129999998,55.371462129999998,55.371462129999998,55.371462129999998,55.371462129999998,55.371462129999998,55.371462129999998,55.371462129999998,55.371462129999998,55.371462129999998,55.371462129999998,55.371462129999998,55.371462129999998,55.371462129999998,55.371462129999998,55.371462129999998,55.371462129999998,55.371462129999998,55.371462129999998,54.72441645,53.72541631,52.742248459999999,49.213997200000001,49.213997200000001,48.24538321,48.24538321,48.24538321,48.24538321,48.24538321,48.24538321,47.260209519999997,39.130947910000003,38.009016189999997,33.959285979999997,33.841489189999997,33.841489189999997,33.841489189999997,33.787810929999999,33.768183360000002,33.230552920000001,32.814364660000003,31.945881159999999,31.516215420000002,28.67505036,28.265741250000001,28.265741250000001,null,111.02942917999999,58.361374140000002,52.668055039999992,2024]
[2023,9,6,"Wednesday",55.371462129999998,53.000021029999999,53.158585770000002,51.175662189999997,49.807556159999997,48.24538321,48.24538321,48.24538321,48.24538321,48.24538321,53.556511579999999,55.371462129999998,55.371462129999998,55.371462129999998,55.371462129999998,38.49690339,32.31447395,31.33949788,28.703657870000001,28.265741250000001,28.265741250000001,28.265741250000001,28.265741250000001,28.265741250000001,28.671656580000001,32.629782179999999,32.253973209999998,33.230552920000001,34.218415800000002,33.768183360000002,34.454074390000002,38.49690339,44.418302629999999,55.371462129999998,55.371462129999998,55.371462129999998,55.657967050000003,55.657967050000003,55.371462129999998,55.371462129999998,55.371462129999998,55.371462129999998,55.371462129999998,55.371462129999998,55.371462129999998,55.371462129999998,55.371462129999998,55.371462129999998,null,55.657967050000003,55.657967050000003,55.371462129999998,55.371462129999998,55.371462129999998,55.371462129999998,55.371462129999998,55.371462129999998,55.371462129999998,55.371462129999998,55.371462129999998,55.371462129999998,55.371462129999998,55.371462129999998,55.371462129999998,55.371462129999998,55.371462129999998,55.371462129999998,55.371462129999998,55.371462129999998,53.556511579999999,53.158585770000002,53.000021029999999,51.175662189999997,49.807556159999997,48.24538321,48.24538321,48.24538321,48.24538321,48.24538321,44.418302629999999,38.49690339,38.49690339,34.454074390000002,34.218415800000002,33.768183360000002,33.230552920000001,32.629782179999999,32.31447395,32.253973209999998,31.33949788,28.703657870000001,28.671656580000001,28.265741250000001,28.265741250000001,28.265741250000001,28.265741250000001,28.265741250000001,null,111.02942917999999,56.531482500000003,54.497946679999991,2024]
[2023,9,7,"Thursday",55.371462129999998,53.553936139999998,50.682956820000001,48.593779050000002,48.24538321,48.24538321,48.24538321,48.24538321,48.24538321,48.24538321,52.583110169999998,55.371462129999998,55.371462129999998,55.371462129999998,55.371462129999998,38.49690339,34.292041449999999,32.251034199999999,34.292041449999999,32.857623089999997,31.66538736,28.49224401,28.67505036,30.83810214,30.936639450000001,34.292041449999999,33.768183360000002,33.768183360000002,33.768183360000002,38.49690339,47.943892150000003,48.875053229999999,48.24538321,55.371462129999998,55.371462129999998,55.371462129999998,55.657967050000003,55.657967050000003,55.371462129999998,55.371462129999998,55.371462129999998,55.371462129999998,55.371462129999998,55.371462129999998,55.371462129999998,55.371462129999998,55.371462129999998,55.371462129999998,null,55.657967050000003,55.657967050000003,55.371462129999998,55.371462129999998,55.371462129999998,55.371462129999998,55.371462129999998,55.371462129999998,55.371462129999998,55.371462129999998,55.371462129999998,55.371462129999998,55.371462129999998,55.371462129999998,55.371462129999998,55.371462129999998,55.371462129999998,55.371462129999998,55.371462129999998,55.371462129999998,53.553936139999998,52.583110169999998,50.682956820000001,48.875053229999999,48.593779050000002,48.24538321,48.24538321,48.24538321,48.24538321,48.24538321,48.24538321,48.24538321,47.943892150000003,38.49690339,38.49690339,34.292041449999999,34.292041449999999,34.292041449999999,33.768183360000002,33.768183360000002,33.768183360000002,32.857623089999997,32.251034199999999,31.66538736,30.936639450000001,30.83810214,28.67505036,28.49224401,null,111.02942917999999,59.471017979999999,51.558411199999995,2024]
[2023,9,8,"Friday",55.371462129999998,55.371462129999998,53.72541631,52.576303240000001,49.755465569999998,48.24538321,48.24538321,48.24538321,48.24538321,48.24538321,51.186453669999999,55.371462129999998,55.371462129999998,55.371462129999998,52.742248459999999,34.292041449999999,33.056969719999998,31.45773896,28.671656580000001,28.265741250000001,28.265741250000001,28.265741250000001,28.610213989999998,28.49224401,28.265741250000001,28.88575956,28.49224401,29.413027360000001,31.08459423,32.244945680000001,34.292041449999999,34.931950989999997,49.213997200000001,55.371462129999998,55.371462129999998,55.657967050000003,55.653215959999997,55.371462129999998,55.371462129999998,55.371462129999998,55.371462129999998,55.371462129999998,55.371462129999998,55.371462129999998,55.371462129999998,55.371462129999998,55.371462129999998,55.371462129999998,null,55.657967050000003,55.653215959999997,55.371462129999998,55.371462129999998,55.371462129999998,55.371462129999998,55.371462129999998,55.371462129999998,55.371462129999998,55.371462129999998,55.371462129999998,55.371462129999998,55.371462129999998,55.371462129999998,55.371462129999998,{"$f":"LARGE($E72:$AZ72,BQ$2)","v":55.371462129999998},55.371462129999998,55.371462129999998,55.371462129999998,55.371462129999998,53.72541631,52.742248459999999,52.576303240000001,51.186453669999999,49.755465569999998,49.213997200000001,48.24538321,48.24538321,48.24538321,48.24538321,48.24538321,34.931950989999997,34.292041449999999,34.292041449999999,33.056969719999998,32.244945680000001,31.45773896,31.08459423,29.413027360000001,28.88575956,28.671656580000001,28.610213989999998,28.49224401,28.49224401,28.265741250000001,28.265741250000001,28.265741250000001,28.265741250000001,null,111.027053635,56.531482500000003,54.495571134999999,2024]
[2023,9,9,"Saturday",55.371462129999998,53.634958480000002,52.653446000000002,52.653446000000002,48.24538321,48.24538321,48.24538321,48.24538321,48.24538321,48.24538321,48.24538321,52.467807479999998,53.634958480000002,52.653446000000002,45.672771609999998,38.49690339,33.768183360000002,33.768183360000002,33.768183360000002,33.768183360000002,34.292041449999999,33.056969719999998,31.5856487,28.49224401,28.67505036,34.292041449999999,32.062271629999998,33.821715830000002,33.953088000000001,33.768183360000002,33.768183360000002,33.768183360000002,44.418302629999999,55.371462129999998,55.371462129999998,55.371462129999998,55.420741079999999,55.420741079999999,55.371462129999998,55.371462129999998,55.371462129999998,55.371462129999998,55.371462129999998,55.371462129999998,55.371462129999998,55.371462129999998,55.371462129999998,55.371462129999998,null,{"$f":"LARGE($E73:$AZ73,BB$2)","v":55.420741079999999},55.420741079999999,55.371462129999998,55.371462129999998,55.371462129999998,55.371462129999998,55.371462129999998,55.371462129999998,55.371462129999998,55.371462129999998,55.371462129999998,55.371462129999998,55.371462129999998,55.371462129999998,55.371462129999998,55.371462129999998,53.634958480000002,53.634958480000002,52.653446000000002,52.653446000000002,52.653446000000002,52.467807479999998,48.24538321,48.24538321,48.24538321,48.24538321,48.24538321,48.24538321,48.24538321,45.672771609999998,44.418302629999999,38.49690339,34.292041449999999,34.292041449999999,33.953088000000001,33.821715830000002,33.768183360000002,33.768183360000002,33.768183360000002,33.768183360000002,33.768183360000002,33.768183360000002,33.768183360000002,33.056969719999998,32.062271629999998,31.5856487,28.67505036,28.49224401,null,110.79220321,60.407607350000006,50.38459585999999,2024]
[2023,9,10,"Sunday",55.371462129999998,55.371462129999998,55.371462129999998,55.371462129999998,52.132488909999999,52.034701210000001,52.034701210000001,52.917850059999999,52.917850059999999,53.000021029999999,53.000021029999999,53.000021029999999,53.553936139999998,49.755465569999998,39.415434750000003,29.042262690000001,28.569995840000001,24.665540870000001,19.456313439999999,18.985185869999999,18.511863099999999,18.511863099999999,18.511863099999999,18.511863099999999,18.511863099999999,18.511863099999999,18.511863099999999,18.90985457,19.485063579999998,23.392807260000001,25.157893309999999,26.688287039999999,33.147268959999998,44.418302629999999,55.371462129999998,55.371462129999998,55.657967050000003,55.371462129999998,55.371462129999998,55.371462129999998,55.371462129999998,55.371462129999998,55.371462129999998,55.371462129999998,55.371462129999998,55.371462129999998,55.371462129999998,55.371462129999998,null,55.657967050000003,55.371462129999998,55.371462129999998,55.371462129999998,55.371462129999998,55.371462129999998,55.371462129999998,55.371462129999998,55.371462129999998,55.371462129999998,55.371462129999998,55.371462129999998,55.371462129999998,55.371462129999998,55.371462129999998,55.371462129999998,55.371462129999998,55.371462129999998,53.553936139999998,53.000021029999999,53.000021029999999,53.000021029999999,52.917850059999999,52.917850059999999,52.132488909999999,52.034701210000001,52.034701210000001,49.755465569999998,44.418302629999999,39.415434750000003,33.147268959999998,29.042262690000001,28.569995840000001,26.688287039999999,25.157893309999999,24.665540870000001,23.392807260000001,19.485063579999998,19.456313439999999,18.985185869999999,18.90985457,18.511863099999999,18.511863099999999,18.511863099999999,18.511863099999999,18.511863099999999,18.511863099999999,18.511863099999999,null,110.88617671999999,37.023726199999999,73.862450519999996,2024]
[2023,9,11,"Monday",55.371462129999998,55.371462129999998,55.371462129999998,55.371462129999998,55.371462129999998,55.371462129999998,55.371462129999998,55.371462129999998,55.371462129999998,55.371462129999998,55.371462129999998,55.371462129999998,55.371462129999998,55.371462129999998,49.213997200000001,34.292041449999999,31.09162001,28.51600397,27.838859410000001,19.24593621,19.24593621,19.24593621,19.24593621,19.24593621,19.24593621,19.24593621,19.24593621,19.24593621,23.82783156,28.260019580000002,29.217937599999999,28.778540150000001,43.5619722,55.371462129999998,55.371462129999998,55.657967050000003,55.657967050000003,55.657967050000003,55.371462129999998,55.371462129999998,55.371462129999998,55.371462129999998,55.371462129999998,55.371462129999998,55.371462129999998,55.371462129999998,55.371462129999998,55.371462129999998,null,55.657967050000003,55.657967050000003,55.657967050000003,55.371462129999998,55.371462129999998,55.371462129999998,55.371462129999998,55.371462129999998,55.371462129999998,55.371462129999998,55.371462129999998,55.371462129999998,55.371462129999998,55.371462129999998,55.371462129999998,55.371462129999998,55.371462129999998,55.371462129999998,55.371462129999998,55.371462129999998,55.371462129999998,55.371462129999998,55.371462129999998,55.371462129999998,55.371462129999998,55.371462129999998,55.371462129999998,55.371462129999998,55.371462129999998,49.213997200000001,43.5619722,34.292041449999999,31.09162001,29.217937599999999,28.778540150000001,28.51600397,28.260019580000002,27.838859410000001,23.82783156,19.24593621,19.24593621,19.24593621,19.24593621,19.24593621,19.24593621,19.24593621,19.24593621,19.24593621,null,111.17268164000001,38.49187242,72.680809220000015,2024]
[2023,9,12,"Tuesday",54.798554500000002,53.798200950000002,51.883682530000002,51.844681190000003,49.229811259999998,48.24538321,48.24538321,48.24538321,50.149957149999999,51.084802109999998,55.371462129999998,55.371462129999998,55.371462129999998,55.371462129999998,53.798200950000002,34.292041449999999,33.056969719999998,29.656783870000002,27.2068887,25.165862059999998,24.713054400000001,24.260289539999999,24.705229030000002,24.260289539999999,24.705229030000002,26.095478270000001,27.055697590000001,27.128842299999999,27.68526877,28.260019580000002,29.217937599999999,32.6557362,35.161380749999999,55.371462129999998,55.371462129999998,55.371462129999998,55.657967050000003,55.657967050000003,55.371462129999998,55.371462129999998,55.371462129999998,55.371462129999998,55.371462129999998,55.371462129999998,55.371462129999998,55.371462129999998,55.371462129999998,53.981140160000002,null,55.657967050000003,55.657967050000003,55.371462129999998,55.371462129999998,55.371462129999998,55.371462129999998,55.371462129999998,55.371462129999998,55.371462129999998,55.371462129999998,55.371462129999998,55.371462129999998,55.371462129999998,55.371462129999998,55.371462129999998,55.371462129999998,55.371462129999998,55.371462129999998,54.798554500000002,53.981140160000002,53.798200950000002,53.798200950000002,51.883682530000002,51.844681190000003,51.084802109999998,50.149957149999999,49.229811259999998,48.24538321,48.24538321,48.24538321,35.161380749999999,34.292041449999999,33.056969719999998,32.6557362,29.656783870000002,29.217937599999999,28.260019580000002,27.68526877,27.2068887,27.128842299999999,27.055697590000001,26.095478270000001,25.165862059999998,24.713054400000001,24.705229030000002,24.705229030000002,{"$f":"LARGE($E76:$AZ76,CV$2)","v":24.260289539999999},24.260289539999999,null,111.02942917999999,48.96551857,62.063910609999994,2024]
[2023,9,13,"Wednesday",53.000021029999999,53.553936139999998,50.682956820000001,49.499615310000003,48.24538321,48.24538321,48.24538321,48.24538321,48.24538321,48.24538321,48.24538321,54.545976009999997,55.371462129999998,55.371462129999998,51.322003629999998,38.49690339,31.116264210000001,29.217937599999999,27.160300360000001,27.716320360000001,26.63108553,24.26746481,19.24593621,24.519662360000002,25.965472949999999,27.816552590000001,26.842501630000001,27.055590209999998,27.550173560000001,27.33225775,31.09162001,34.292041449999999,38.49690339,55.371462129999998,55.371462129999998,55.657967050000003,55.657967050000003,55.657967050000003,55.657967050000003,55.371462129999998,55.371462129999998,55.371462129999998,55.371462129999998,55.371462129999998,55.371462129999998,55.371462129999998,55.371462129999998,55.371462129999998,null,55.657967050000003,55.657967050000003,55.657967050000003,55.657967050000003,55.371462129999998,55.371462129999998,55.371462129999998,55.371462129999998,55.371462129999998,55.371462129999998,55.371462129999998,55.371462129999998,55.371462129999998,55.371462129999998,55.371462129999998,55.371462129999998,55.371462129999998,54.545976009999997,53.553936139999998,53.000021029999999,51.322003629999998,50.682956820000001,49.499615310000003,48.24538321,48.24538321,48.24538321,48.24538321,48.24538321,48.24538321,48.24538321,38.49690339,{"$f":"LARGE($E77:$AZ77,CG$2)","v":38.49690339},34.292041449999999,31.116264210000001,31.09162001,29.217937599999999,27.816552590000001,27.716320360000001,27.550173560000001,27.33225775,27.160300360000001,27.055590209999998,26.842501630000001,26.63108553,25.965472949999999,24.519662360000002,24.26746481,19.24593621,null,111.31593410000001,46.999268165000004,64.316665935000003,2024]
[2023,9,14,"Thursday",55.371462129999998,54.798554500000002,53.798200950000002,53.798200950000002,51.084802109999998,52.034701210000001,52.034701210000001,52.034701210000001,53.000021029999999,53.981140160000002,55.371462129999998,55.371462129999998,55.371462129999998,55.371462129999998,53.635143550000002,34.292041449999999,31.09162001,27.51054662,25.84858994,24.705229030000002,23.82287878,19.24593621,19.24593621,19.24593621,19.24593621,24.71814749,23.82287878,25.157893309999999,26.57290369,26.93947841,32.519290509999998,33.293494350000003,41.624559840000003,55.371462129999998,55.371462129999998,55.657967050000003,55.657967050000003,55.657967050000003,55.657967050000003,55.657967050000003,55.657967050000003,55.371462129999998,55.371462129999998,55.371462129999998,55.371462129999998,55.371462129999998,55.371462129999998,55.371462129999998,null,55.657967050000003,55.657967050000003,55.657967050000003,55.657967050000003,55.657967050000003,55.657967050000003,55.371462129999998,55.371462129999998,55.371462129999998,55.371462129999998,55.371462129999998,55.371462129999998,55.371462129999998,55.371462129999998,55.371462129999998,55.371462129999998,55.371462129999998,55.371462129999998,55.371462129999998,55.371462129999998,54.798554500000002,53.981140160000002,53.798200950000002,53.798200950000002,53.635143550000002,53.000021029999999,52.034701210000001,52.034701210000001,52.034701210000001,51.084802109999998,41.624559840000003,34.292041449999999,33.293494350000003,32.519290509999998,31.09162001,27.51054662,26.93947841,26.57290369,25.84858994,25.157893309999999,24.71814749,24.705229030000002,23.82287878,23.82287878,19.24593621,19.24593621,19.24593621,19.24593621,null,111.31593410000001,38.49187242,72.82406168,2024]
[2023,9,15,"Friday",55.371462129999998,55.371462129999998,55.371462129999998,55.371462129999998,52.034701210000001,52.034701210000001,52.034701210000001,53.000021029999999,53.000021029999999,53.981140160000002,55.371462129999998,55.371462129999998,55.371462129999998,55.371462129999998,49.213997200000001,34.292041449999999,31.09162001,27.51054662,27.01091615,25.27285565,23.865641879999998,19.24593621,19.24593621,19.24593621,19.24593621,24.66792826,19.24593621,23.192351009999999,24.993327990000001,27.634948949999998,28.176153209999999,29.42760354,34.292041449999999,55.126713479999999,55.371462129999998,55.371462129999998,55.371462129999998,55.371462129999998,55.371462129999998,55.371462129999998,55.371462129999998,55.371462129999998,55.371462129999998,55.371462129999998,55.371462129999998,55.371462129999998,55.371462129999998,53.000021029999999,null,55.371462129999998,55.371462129999998,55.371462129999998,55.371462129999998,55.371462129999998,55.371462129999998,55.371462129999998,55.371462129999998,55.371462129999998,55.371462129999998,55.371462129999998,55.371462129999998,55.371462129999998,55.371462129999998,55.371462129999998,55.371462129999998,55.371462129999998,55.371462129999998,55.371462129999998,55.371462129999998,55.371462129999998,55.126713479999999,53.981140160000002,53.000021029999999,53.000021029999999,53.000021029999999,52.034701210000001,52.034701210000001,52.034701210000001,49.213997200000001,34.292041449999999,34.292041449999999,31.09162001,29.42760354,28.176153209999999,27.634948949999998,27.51054662,27.01091615,25.27285565,24.993327990000001,24.66792826,23.865641879999998,23.192351009999999,19.24593621,19.24593621,19.24593621,19.24593621,19.24593621,null,110.74292426,38.49187242,72.251051840000002,2024]
[2023,9,16,"Saturday",51.084802109999998,51.614164000000002,49.755465569999998,48.593779050000002,48.24538321,48.24538321,48.24538321,48.24538321,48.24538321,48.24538321,48.24538321,48.24538321,49.213997200000001,43.15588151,34.368237360000002,31.06114165,27.522737960000001,26.05029867,24.223103980000001,19.485063579999998,18.900587659999999,18.511863099999999,18.511863099999999,18.511863099999999,18.511863099999999,19.485063579999998,19.24593621,19.24593621,24.705229030000002,26.09566392,26.724406729999998,33.056969719999998,34.292041449999999,49.213997200000001,55.371462129999998,55.371462129999998,55.371462129999998,55.371462129999998,55.371462129999998,55.371462129999998,55.371462129999998,55.371462129999998,55.371462129999998,55.371462129999998,55.371462129999998,55.371462129999998,55.371462129999998,55.371462129999998,null,55.371462129999998,55.371462129999998,55.371462129999998,55.371462129999998,55.371462129999998,55.371462129999998,55.371462129999998,55.371462129999998,55.371462129999998,55.371462129999998,55.371462129999998,55.371462129999998,55.371462129999998,55.371462129999998,51.614164000000002,51.084802109999998,49.755465569999998,49.213997200000001,49.213997200000001,48.593779050000002,48.24538321,48.24538321,48.24538321,48.24538321,48.24538321,48.24538321,48.24538321,48.24538321,43.15588151,34.368237360000002,34.292041449999999,33.056969719999998,31.06114165,27.522737960000001,26.724406729999998,26.09566392,26.05029867,24.705229030000002,24.223103980000001,19.485063579999998,19.485063579999998,19.24593621,19.24593621,18.900587659999999,18.511863099999999,18.511863099999999,18.511863099999999,18.511863099999999,null,110.74292426,37.023726199999999,73.719198059999997,2024]
[2023,9,17,"Sunday",55.371462129999998,55.371462129999998,55.371462129999998,53.241783009999999,52.109373189999999,48.24538321,48.24538321,53.981140160000002,53.000021029999999,48.879851879999997,52.583110169999998,55.371462129999998,54.547439990000001,49.213997200000001,34.292041449999999,28.569995840000001,23.122794450000001,19.485063579999998,18.539303090000001,19.485063579999998,18.511863099999999,18.511863099999999,18.511863099999999,18.511863099999999,18.511863099999999,19.485063579999998,18.539303090000001,19.485063579999998,19.24593621,23.71048253,26.82437775,27.487802890000001,31.148479330000001,51.2256286,55.371462129999998,55.371462129999998,55.657967050000003,55.657967050000003,55.371462129999998,55.371462129999998,55.371462129999998,55.371462129999998,55.371462129999998,55.371462129999998,55.371462129999998,55.371462129999998,55.371462129999998,55.371462129999998,null,55.657967050000003,55.657967050000003,55.371462129999998,55.371462129999998,55.371462129999998,55.371462129999998,55.371462129999998,55.371462129999998,55.371462129999998,55.371462129999998,55.371462129999998,55.371462129999998,55.371462129999998,55.371462129999998,55.371462129999998,55.371462129999998,55.371462129999998,55.371462129999998,54.547439990000001,53.981140160000002,53.241783009999999,53.000021029999999,52.583110169999998,52.109373189999999,51.2256286,49.213997200000001,48.879851879999997,48.24538321,48.24538321,34.292041449999999,31.148479330000001,28.569995840000001,27.487802890000001,26.82437775,23.71048253,23.122794450000001,19.485063579999998,19.485063579999998,19.485063579999998,19.485063579999998,19.24593621,18.539303090000001,18.539303090000001,18.511863099999999,18.511863099999999,18.511863099999999,18.511863099999999,18.511863099999999,null,111.02942917999999,37.023726199999999,74.005702979999995,2024]
[2023,9,18,"Monday",54.61994996,53.62285687,48.24538321,48.24538321,48.24538321,48.24538321,48.24538321,48.24538321,48.24538321,48.24538321,52.034701210000001,55.371462129999998,55.371462129999998,49.213997200000001,44.13080059,28.51600397,27.838859410000001,24.266340629999998,19.24593621,19.24593621,19.485063579999998,18.511863099999999,19.255222010000001,18.539303090000001,19.485063579999998,23.9022899,19.24593621,24.705229030000002,25.841562249999999,27.056713420000001,28.18148892,29.414264259999999,34.292041449999999,53.141802929999997,55.371462129999998,55.371462129999998,55.657967050000003,55.371462129999998,55.371462129999998,55.371462129999998,55.371462129999998,55.371462129999998,55.371462129999998,55.371462129999998,55.371462129999998,55.371462129999998,55.371462129999998,54.61994996,null,55.657967050000003,55.371462129999998,55.371462129999998,55.371462129999998,55.371462129999998,55.371462129999998,55.371462129999998,55.371462129999998,55.371462129999998,55.371462129999998,55.371462129999998,55.371462129999998,55.371462129999998,55.371462129999998,55.371462129999998,54.61994996,54.61994996,53.62285687,53.141802929999997,52.034701210000001,49.213997200000001,48.24538321,48.24538321,48.24538321,48.24538321,48.24538321,48.24538321,48.24538321,48.24538321,44.13080059,34.292041449999999,29.414264259999999,28.51600397,28.18148892,27.838859410000001,27.056713420000001,25.841562249999999,24.705229030000002,24.266340629999998,23.9022899,19.485063579999998,19.485063579999998,19.255222010000001,19.24593621,19.24593621,19.24593621,18.539303090000001,18.511863099999999,null,110.88617671999999,37.771519304999998,73.114657414999996,2024]
[2023,9,19,"Tuesday",53.62285687,49.229811259999998,48.324020470000001,48.24538321,48.24538321,48.24538321,48.24538321,48.24538321,48.24538321,48.24538321,50.682956820000001,54.547439990000001,55.371462129999998,54.616956770000002,44.766535869999998,32.542696040000003,28.162656900000002,27.626851169999998,27.067007759999999,26.209616459999999,25.490859799999999,25.323171599999998,19.24593621,19.24593621,19.24593621,25.428595099999999,19.24593621,25.089859570000002,26.367040020000001,27.22716643,27.496515670000001,33.020586049999999,34.370872740000003,52.724014330000003,55.371462129999998,55.633229929999999,55.657967050000003,55.633229929999999,55.371462129999998,55.371462129999998,55.371462129999998,55.371462129999998,55.371462129999998,55.371462129999998,55.371462129999998,55.371462129999998,55.371462129999998,55.371462129999998,null,55.657967050000003,55.633229929999999,55.633229929999999,55.371462129999998,55.371462129999998,55.371462129999998,55.371462129999998,55.371462129999998,55.371462129999998,55.371462129999998,55.371462129999998,55.371462129999998,55.371462129999998,55.371462129999998,55.371462129999998,54.616956770000002,54.547439990000001,53.62285687,52.724014330000003,50.682956820000001,49.229811259999998,48.324020470000001,48.24538321,48.24538321,48.24538321,48.24538321,48.24538321,48.24538321,48.24538321,44.766535869999998,34.370872740000003,33.020586049999999,32.542696040000003,28.162656900000002,27.626851169999998,27.496515670000001,27.22716643,27.067007759999999,26.367040020000001,26.209616459999999,25.490859799999999,25.428595099999999,25.323171599999998,25.089859570000002,19.24593621,19.24593621,19.24593621,19.24593621,null,111.14794452,38.49187242,72.656072099999989,2024]
[2023,9,20,"Wednesday",52.034701210000001,52.576303240000001,49.755465569999998,48.24538321,48.24538321,48.24538321,48.24538321,48.24538321,48.24538321,48.24538321,51.100922019999999,53.966425340000001,55.371462129999998,49.213997200000001,47.260209519999997,28.581711389999999,29.09984034,27.4499186,24.529042109999999,19.40717673,19.10193971,18.511863099999999,18.511863099999999,18.511863099999999,18.78771626,19.485063579999998,19.24593621,19.24593621,25.330361320000002,26.763901059999998,26.724406729999998,33.056969719999998,34.292041449999999,55.371462129999998,55.371462129999998,55.657967050000003,55.657967050000003,55.657967050000003,55.657967050000003,55.546976440000002,55.371462129999998,55.371462129999998,55.371462129999998,55.371462129999998,55.371462129999998,55.371462129999998,55.371462129999998,55.371462129999998,null,55.657967050000003,55.657967050000003,55.657967050000003,55.657967050000003,55.546976440000002,55.371462129999998,55.371462129999998,55.371462129999998,55.371462129999998,55.371462129999998,55.371462129999998,55.371462129999998,55.371462129999998,55.371462129999998,55.371462129999998,55.371462129999998,53.966425340000001,52.576303240000001,52.034701210000001,51.100922019999999,49.755465569999998,49.213997200000001,48.24538321,48.24538321,48.24538321,48.24538321,48.24538321,48.24538321,48.24538321,47.260209519999997,34.292041449999999,33.056969719999998,29.09984034,28.581711389999999,27.4499186,26.763901059999998,26.724406729999998,25.330361320000002,24.529042109999999,19.485063579999998,19.40717673,19.24593621,19.24593621,19.10193971,18.78771626,18.511863099999999,18.511863099999999,18.511863099999999,null,111.31593410000001,37.161652779999997,74.15428132000001,2024]
[2023,9,21,"Thursday",54.61994996,53.619150150000003,53.619150150000003,53.610767950000003,53.593006010000003,52.334112050000002,53.551379429999997,53.551379429999997,54.616174319999999,55.371462129999998,55.371462129999998,55.371462129999998,55.371462129999998,53.62285687,45.225351209999999,28.67505036,29.07286186,28.51600397,27.838859410000001,19.24593621,19.24593621,19.485063579999998,18.539303090000001,18.539303090000001,19.485063579999998,19.24593621,19.24593621,24.260289539999999,25.843485470000001,27.456563129999999,28.171582319999999,29.07054217,34.292041449999999,55.371462129999998,55.371462129999998,55.371462129999998,55.657967050000003,55.657967050000003,55.546976440000002,55.371462129999998,55.371462129999998,55.371462129999998,55.371462129999998,55.371462129999998,55.371462129999998,55.371462129999998,55.371462129999998,55.371462129999998,null,55.657967050000003,55.657967050000003,55.546976440000002,55.371462129999998,55.371462129999998,55.371462129999998,55.371462129999998,55.371462129999998,55.371462129999998,55.371462129999998,55.371462129999998,55.371462129999998,55.371462129999998,55.371462129999998,55.371462129999998,55.371462129999998,55.371462129999998,55.371462129999998,55.371462129999998,54.61994996,54.616174319999999,53.62285687,53.619150150000003,53.619150150000003,53.610767950000003,53.593006010000003,53.551379429999997,53.551379429999997,52.334112050000002,45.225351209999999,34.292041449999999,29.07286186,29.07054217,28.67505036,28.51600397,28.171582319999999,27.838859410000001,27.456563129999999,25.843485470000001,24.260289539999999,19.485063579999998,19.485063579999998,19.24593621,19.24593621,19.24593621,19.24593621,18.539303090000001,18.539303090000001,null,111.117186335,37.785239300000001,73.331947034999999,2024]
[2023,9,22,"Friday",54.61994996,53.62285687,53.605090920000002,52.637926960000001,51.645644660000002,51.60682224,51.60682224,48.24538321,51.675704189999998,52.641565839999998,53.62285687,55.371462129999998,55.371462129999998,44.418302629999999,39.563322220000003,28.983107709999999,28.569995840000001,27.68112348,19.24593621,19.485063579999998,18.78771626,18.511863099999999,18.511863099999999,18.78771626,19.485063579999998,19.24593621,19.24593621,19.24593621,22.828757660000001,25.481941089999999,27.398385260000001,29.217937599999999,34.292041449999999,53.975548060000001,55.371462129999998,55.371462129999998,55.371462129999998,55.371462129999998,55.371462129999998,55.371462129999998,55.371462129999998,55.371462129999998,55.371462129999998,55.371462129999998,55.371462129999998,55.371462129999998,55.371462129999998,55.371462129999998,null,55.371462129999998,55.371462129999998,55.371462129999998,55.371462129999998,55.371462129999998,55.371462129999998,55.371462129999998,55.371462129999998,55.371462129999998,55.371462129999998,55.371462129999998,55.371462129999998,55.371462129999998,55.371462129999998,55.371462129999998,55.371462129999998,54.61994996,53.975548060000001,53.62285687,53.62285687,53.605090920000002,52.641565839999998,52.637926960000001,51.675704189999998,51.645644660000002,51.60682224,51.60682224,48.24538321,44.418302629999999,39.563322220000003,34.292041449999999,29.217937599999999,28.983107709999999,28.569995840000001,27.68112348,27.398385260000001,25.481941089999999,22.828757660000001,19.485063579999998,19.485063579999998,19.24593621,19.24593621,19.24593621,19.24593621,18.78771626,18.78771626,18.511863099999999,18.511863099999999,null,110.74292426,37.299579359999996,73.4433449,2024]
[2023,9,23,"Saturday",55.371462129999998,55.371462129999998,55.371462129999998,51.94210322,51.66405425,51.66405425,51.699392520000004,51.60682224,51.60682224,51.60682224,53.652298199999997,53.610767950000003,55.254152310000002,44.495029680000002,44.182280499999997,28.49224401,28.983107709999999,28.569995840000001,23.39767063,23.399261129999999,23.8305942,19.24593621,19.24593621,19.24593621,19.24593621,19.24593621,19.24593621,22.96989181,23.82287878,25.173366770000001,27.350322330000001,31.492180739999998,34.292041449999999,51.316826290000002,55.371462129999998,55.371462129999998,55.371462129999998,55.371462129999998,55.371462129999998,55.371462129999998,55.371462129999998,55.371462129999998,55.371462129999998,55.371462129999998,55.371462129999998,55.371462129999998,55.371462129999998,55.371462129999998,null,55.371462129999998,55.371462129999998,55.371462129999998,55.371462129999998,55.371462129999998,55.371462129999998,55.371462129999998,55.371462129999998,55.371462129999998,55.371462129999998,55.371462129999998,55.371462129999998,55.371462129999998,55.371462129999998,55.371462129999998,55.371462129999998,55.371462129999998,55.254152310000002,53.652298199999997,53.610767950000003,51.94210322,51.699392520000004,51.66405425,51.66405425,51.60682224,51.60682224,51.60682224,51.316826290000002,44.495029680000002,44.182280499999997,34.292041449999999,31.492180739999998,28.983107709999999,28.569995840000001,28.49224401,27.350322330000001,25.173366770000001,23.8305942,23.82287878,23.399261129999999,23.39767063,22.96989181,19.24593621,19.24593621,19.24593621,19.24593621,19.24593621,19.24593621,null,110.74292426,38.49187242,72.251051840000002,2024]
[2023,9,24,"Sunday",55.371462129999998,55.371462129999998,55.371462129999998,54.547143439999999,55.371462129999998,55.371462129999998,55.371462129999998,55.371462129999998,55.371462129999998,55.371462129999998,55.371462129999998,55.371462129999998,55.371462129999998,44.418302629999999,38.49690339,26.316657070000002,25.53352379,23.468488610000001,19.48112523,18.926230539999999,18.511863099999999,18.511863099999999,18.511863099999999,18.511863099999999,18.511863099999999,18.511863099999999,18.511863099999999,18.511863099999999,19.485063579999998,23.216821719999999,25.037625540000001,27.838859410000001,28.51600397,49.213997200000001,55.371462129999998,55.371462129999998,55.657967050000003,55.657967050000003,55.371462129999998,55.371462129999998,55.371462129999998,55.371462129999998,55.371462129999998,55.371462129999998,55.371462129999998,55.371462129999998,55.371462129999998,55.371462129999998,null,55.657967050000003,55.657967050000003,55.371462129999998,55.371462129999998,55.371462129999998,55.371462129999998,55.371462129999998,55.371462129999998,55.371462129999998,55.371462129999998,55.371462129999998,55.371462129999998,55.371462129999998,55.371462129999998,55.371462129999998,{"$f":"LARGE($E88:$AZ88,BQ$2)","v":55.371462129999998},55.371462129999998,55.371462129999998,55.371462129999998,55.371462129999998,55.371462129999998,55.371462129999998,55.371462129999998,55.371462129999998,55.371462129999998,55.371462129999998,54.547143439999999,49.213997200000001,44.418302629999999,38.49690339,28.51600397,27.838859410000001,26.316657070000002,25.53352379,25.037625540000001,23.468488610000001,23.216821719999999,19.485063579999998,19.48112523,18.926230539999999,18.511863099999999,18.511863099999999,18.511863099999999,18.511863099999999,18.511863099999999,18.511863099999999,18.511863099999999,18.511863099999999,null,111.02942917999999,37.023726199999999,74.005702979999995,2024]
[2023,9,25,"Monday",55.371462129999998,55.371462129999998,53.000021029999999,53.000021029999999,54.166525149999998,50.790168350000002,53.000021029999999,51.347281700000003,55.371462129999998,54.978449660000003,55.371462129999998,55.371462129999998,55.371462129999998,53.659796120000003,45.208302320000001,34.292041449999999,31.715959269999999,30.980389070000001,28.671656580000001,28.265741250000001,28.265741250000001,28.569995840000001,27.205379929999999,27.205379929999999,28.569995840000001,29.042262690000001,31.66538736,32.857623089999997,32.722886240000001,34.085583999999997,33.855752690000003,33.768183360000002,39.602665440000003,55.371462129999998,55.371462129999998,55.657967050000003,55.657967050000003,55.657967050000003,55.657967050000003,55.657967050000003,55.371462129999998,55.371462129999998,55.371462129999998,55.371462129999998,55.371462129999998,55.371462129999998,55.371462129999998,55.371462129999998,null,{"$f":"LARGE($E89:$AZ89,BB$2)","v":55.657967050000003},55.657967050000003,55.657967050000003,55.657967050000003,55.657967050000003,55.371462129999998,55.371462129999998,55.371462129999998,55.371462129999998,55.371462129999998,55.371462129999998,55.371462129999998,55.371462129999998,55.371462129999998,55.371462129999998,55.371462129999998,55.371462129999998,55.371462129999998,55.371462129999998,55.371462129999998,55.371462129999998,54.978449660000003,54.166525149999998,53.659796120000003,53.000021029999999,53.000021029999999,53.000021029999999,51.347281700000003,50.790168350000002,45.208302320000001,39.602665440000003,34.292041449999999,34.085583999999997,33.855752690000003,33.768183360000002,32.857623089999997,32.722886240000001,31.715959269999999,31.66538736,30.980389070000001,29.042262690000001,28.671656580000001,28.569995840000001,28.569995840000001,28.265741250000001,28.265741250000001,27.205379929999999,27.205379929999999,null,111.31593410000001,55.471121179999997,55.84481292000001,2024]
[2023,9,26,"Tuesday",54.696513439999997,53.551379429999997,52.57139643,52.57139643,48.24538321,48.24538321,48.24538321,48.24538321,48.24538321,53.081654039999997,55.371462129999998,55.371462129999998,55.371462129999998,55.371462129999998,49.213997200000001,38.49690339,38.49690339,33.902513429999999,33.975338739999998,32.070814149999997,32.062271629999998,30.160068920000001,33.273180170000003,34.200335359999997,33.768183360000002,33.768183360000002,33.768183360000002,33.889122440000001,35.151753429999999,35.798958030000001,38.49690339,38.49690339,49.213997200000001,55.371462129999998,55.371462129999998,55.657967050000003,68.105302699999996,55.657967050000003,55.657967050000003,55.657967050000003,55.371462129999998,55.371462129999998,55.371462129999998,55.371462129999998,55.371462129999998,55.371462129999998,55.371462129999998,55.371462129999998,null,68.105302699999996,55.657967050000003,55.657967050000003,55.657967050000003,55.657967050000003,55.371462129999998,55.371462129999998,55.371462129999998,55.371462129999998,55.371462129999998,55.371462129999998,55.371462129999998,55.371462129999998,55.371462129999998,55.371462129999998,55.371462129999998,55.371462129999998,55.371462129999998,55.371462129999998,54.696513439999997,53.551379429999997,53.081654039999997,52.57139643,52.57139643,49.213997200000001,49.213997200000001,48.24538321,48.24538321,48.24538321,48.24538321,48.24538321,38.49690339,38.49690339,38.49690339,38.49690339,35.798958030000001,35.151753429999999,34.200335359999997,33.975338739999998,33.902513429999999,33.889122440000001,33.768183360000002,33.768183360000002,33.768183360000002,33.273180170000003,32.070814149999997,32.062271629999998,30.160068920000001,null,117.539601925,63.783167435000003,53.756434489999997,2024]
[2023,9,27,"Wednesday",53.551379429999997,52.900149259999999,51.935595929999998,51.60682224,51.02444362,50.149957149999999,53.551379429999997,54.547143439999999,53.931583529999997,55.371462129999998,55.371462129999998,55.371462129999998,55.371462129999998,55.371462129999998,50.63530772,38.49690339,34.292041449999999,32.480073730000001,33.273180170000003,33.889122440000001,32.857623089999997,28.67505036,28.752363649999999,28.49224401,28.67505036,31.66538736,32.857623089999997,32.667156630000001,34.0013291,33.891489569999997,33.768183360000002,38.49690339,49.213997200000001,55.371462129999998,55.657967050000003,56.695486789999997,68.105302699999996,68.105302699999996,55.657967050000003,55.657967050000003,55.657967050000003,55.371462129999998,55.371462129999998,55.371462129999998,55.371462129999998,55.371462129999998,55.371462129999998,55.371462129999998,null,68.105302699999996,68.105302699999996,56.695486789999997,55.657967050000003,55.657967050000003,55.657967050000003,55.657967050000003,55.371462129999998,55.371462129999998,55.371462129999998,55.371462129999998,55.371462129999998,55.371462129999998,55.371462129999998,55.371462129999998,55.371462129999998,55.371462129999998,55.371462129999998,55.371462129999998,55.371462129999998,54.547143439999999,53.931583529999997,53.551379429999997,53.551379429999997,52.900149259999999,51.935595929999998,51.60682224,51.02444362,50.63530772,50.149957149999999,49.213997200000001,38.49690339,38.49690339,34.292041449999999,34.0013291,33.891489569999997,33.889122440000001,33.768183360000002,33.273180170000003,32.857623089999997,32.857623089999997,32.667156630000001,32.480073730000001,31.66538736,28.752363649999999,28.67505036,28.67505036,28.49224401,null,124.28202961999999,57.297354190000007,66.984675429999982,2024]
[2023,9,28,"Thursday",55.183280770000003,55.271162349999997,53.548688179999999,50.149957149999999,50.149957149999999,50.149957149999999,50.149957149999999,51.084802109999998,51.084802109999998,52.034701210000001,55.371462129999998,55.371462129999998,55.371462129999998,55.271162349999997,51.986074279999997,38.49690339,34.292041449999999,31.09162001,28.265741250000001,28.265741250000001,28.265741250000001,28.265741250000001,28.265741250000001,28.265741250000001,28.265741250000001,28.265741250000001,28.265741250000001,28.265741250000001,28.265741250000001,28.265741250000001,28.973306470000001,34.292041449999999,35.944510620000003,55.371462129999998,55.371462129999998,55.657967050000003,55.676447539999998,55.676447539999998,55.657967050000003,55.657967050000003,55.657967050000003,55.371462129999998,55.371462129999998,55.371462129999998,55.371462129999998,55.371462129999998,55.371462129999998,55.371462129999998,null,55.676447539999998,55.676447539999998,55.657967050000003,55.657967050000003,55.657967050000003,55.657967050000003,55.371462129999998,55.371462129999998,55.371462129999998,55.371462129999998,55.371462129999998,55.371462129999998,55.371462129999998,55.371462129999998,55.371462129999998,55.371462129999998,55.371462129999998,55.371462129999998,55.271162349999997,55.271162349999997,55.183280770000003,53.548688179999999,52.034701210000001,51.986074279999997,51.084802109999998,51.084802109999998,50.149957149999999,50.149957149999999,50.149957149999999,50.149957149999999,38.49690339,35.944510620000003,34.292041449999999,34.292041449999999,31.09162001,28.973306470000001,28.265741250000001,28.265741250000001,28.265741250000001,28.265741250000001,28.265741250000001,28.265741250000001,28.265741250000001,28.265741250000001,28.265741250000001,28.265741250000001,{"$f":"LARGE($E92:$AZ92,CV$2)","v":28.265741250000001},28.265741250000001,null,111.33441458999999,56.531482500000003,54.802932089999992,2024]
[2023,9,29,"Friday",55.371462129999998,54.275757949999999,53.88143634,51.578860800000001,50.256611100000001,49.274041519999997,48.24538321,48.24538321,48.24538321,48.24538321,51.625383790000001,54.547439990000001,55.371462129999998,49.213997200000001,38.49690339,31.116264210000001,29.217937599999999,28.260019580000002,27.559378330000001,27.506594110000002,25.735036170000001,22.059156250000001,19.24593621,19.24593621,24.260289539999999,24.705229030000002,24.260289539999999,25.157893309999999,26.691533539999899,27.09881558,32.120947600000001,32.553714640000003,35.382427460000002,55.371462129999998,55.371462129999998,55.371462129999998,55.371462129999998,55.371462129999998,55.371462129999998,55.371462129999998,55.371462129999998,55.371462129999998,55.371462129999998,55.371462129999998,55.371462129999998,55.371462129999998,55.371462129999998,55.371462129999998,null,55.371462129999998,55.371462129999998,55.371462129999998,55.371462129999998,55.371462129999998,55.371462129999998,55.371462129999998,55.371462129999998,55.371462129999998,55.371462129999998,55.371462129999998,55.371462129999998,55.371462129999998,55.371462129999998,55.371462129999998,55.371462129999998,55.371462129999998,54.547439990000001,54.275757949999999,53.88143634,51.625383790000001,51.578860800000001,50.256611100000001,49.274041519999997,49.213997200000001,48.24538321,48.24538321,48.24538321,48.24538321,38.49690339,35.382427460000002,{"$f":"LARGE($E93:$AZ93,CG$2)","v":32.553714640000003},32.120947600000001,31.116264210000001,29.217937599999999,28.260019580000002,27.559378330000001,27.506594110000002,27.09881558,26.691533539999899,25.735036170000001,25.157893309999999,24.705229030000002,24.260289539999999,24.260289539999999,22.059156250000001,19.24593621,19.24593621,null,110.74292426,42.405659104999998,68.337265154999997,2024]
[2023,9,30,"Saturday",51.084802109999998,50.149957149999999,51.067877060000001,50.308632260000003,50.149957149999999,48.24538321,48.24538321,48.24538321,48.24538321,50.64361366,53.686529190000002,53.251792299999998,54.533545889999999,38.49690339,33.746870819999998,25.422123490000001,22.9930181,20.327130350000001,19.485063579999998,18.900587659999999,18.511863099999999,18.511863099999999,18.511863099999999,18.511863099999999,19.485063579999998,19.24593621,19.24593621,23.217964850000001,25.964507600000001,28.569995840000001,28.983107709999999,32.120947600000001,32.553714640000003,44.418302629999999,55.371462129999998,55.371462129999998,55.371462129999998,55.628166190000002,55.371462129999998,55.371462129999998,55.371462129999998,55.371462129999998,55.371462129999998,55.371462129999998,55.371462129999998,55.371462129999998,55.371462129999998,55.371462129999998,null,55.628166190000002,55.371462129999998,55.371462129999998,55.371462129999998,55.371462129999998,55.371462129999998,55.371462129999998,55.371462129999998,55.371462129999998,55.371462129999998,55.371462129999998,55.371462129999998,55.371462129999998,55.371462129999998,54.533545889999999,53.686529190000002,53.251792299999998,51.084802109999998,51.067877060000001,50.64361366,50.308632260000003,50.149957149999999,50.149957149999999,48.24538321,48.24538321,48.24538321,48.24538321,44.418302629999999,38.49690339,33.746870819999998,32.553714640000003,32.120947600000001,28.983107709999999,28.569995840000001,25.964507600000001,25.422123490000001,23.217964850000001,22.9930181,20.327130350000001,19.485063579999998,19.485063579999998,19.24593621,19.24593621,18.900587659999999,18.511863099999999,18.511863099999999,18.511863099999999,18.511863099999999,null,110.87127629,37.023726199999999,73.847550089999999,2024]
[2023,10,1,"Sunday",55.371462129999998,54.552912970000001,52.917850059999999,52.917850059999999,52.034701210000001,48.24538321,48.24538321,48.24538321,48.24538321,48.24538321,48.24538321,48.24538321,49.213997200000001,47.260209519999997,34.996785250000002,28.49224401,28.67505036,28.67505036,28.67505036,28.77738042,28.729006049999999,28.265741250000001,28.265741250000001,28.265741250000001,28.265741250000001,28.265741250000001,28.265741250000001,28.265741250000001,28.265741250000001,28.618900740000001,28.53638827,28.793333050000001,28.49224401,44.767448940000001,54.614978450000002,55.371462129999998,55.371462129999998,55.371462129999998,55.371462129999998,55.371462129999998,55.371462129999998,54.614978450000002,54.614978450000002,54.614978450000002,54.614978450000002,54.614978450000002,54.614978450000002,53.617976110000001,null,55.371462129999998,55.371462129999998,55.371462129999998,55.371462129999998,55.371462129999998,55.371462129999998,55.371462129999998,54.614978450000002,54.614978450000002,54.614978450000002,54.614978450000002,54.614978450000002,54.614978450000002,54.614978450000002,54.552912970000001,53.617976110000001,52.917850059999999,52.917850059999999,52.034701210000001,49.213997200000001,48.24538321,48.24538321,48.24538321,48.24538321,48.24538321,48.24538321,48.24538321,47.260209519999997,44.767448940000001,34.996785250000002,28.793333050000001,28.77738042,28.729006049999999,28.67505036,28.67505036,28.67505036,28.618900740000001,28.53638827,28.49224401,28.49224401,28.265741250000001,28.265741250000001,28.265741250000001,28.265741250000001,28.265741250000001,28.265741250000001,28.265741250000001,28.265741250000001,null,110.74292426,56.531482500000003,54.211441759999992,2024]
[2023,10,2,"Monday",48.24538321,48.24538321,48.24538321,48.24538321,48.24538321,48.24538321,48.24538321,48.24538321,48.24538321,48.24538321,48.24538321,48.24538321,49.213997200000001,34.292041449999999,28.569995840000001,23.02433598,19.24593621,19.485063579999998,18.511863099999999,18.511863099999999,19.485063579999998,18.511863099999999,18.511863099999999,18.511863099999999,18.511863099999999,18.511863099999999,18.913112309999999,19.485063579999998,19.24593621,23.70834065,26.341721740000001,28.569995840000001,29.042262690000001,49.213997200000001,54.614978450000002,55.371462129999998,55.371462129999998,55.371462129999998,55.371462129999998,55.371462129999998,55.371462129999998,55.371462129999998,54.614978450000002,54.614978450000002,54.614978450000002,54.614978450000002,54.614978450000002,54.614978450000002,null,55.371462129999998,55.371462129999998,55.371462129999998,55.371462129999998,55.371462129999998,55.371462129999998,55.371462129999998,54.614978450000002,54.614978450000002,54.614978450000002,54.614978450000002,54.614978450000002,54.614978450000002,54.614978450000002,49.213997200000001,49.213997200000001,48.24538321,48.24538321,48.24538321,48.24538321,48.24538321,48.24538321,48.24538321,48.24538321,48.24538321,48.24538321,48.24538321,48.24538321,34.292041449999999,29.042262690000001,28.569995840000001,28.569995840000001,26.341721740000001,23.70834065,23.02433598,19.485063579999998,19.485063579999998,19.485063579999998,19.24593621,19.24593621,18.913112309999999,18.511863099999999,18.511863099999999,18.511863099999999,18.511863099999999,18.511863099999999,18.511863099999999,18.511863099999999,null,110.74292426,37.023726199999999,73.719198059999997,2024]
[2023,10,3,"Tuesday",52.6367744,51.671000659999997,50.677478989999997,48.324020470000001,49.245490869999998,48.24538321,48.24538321,48.24538321,48.24538321,48.24538321,50.958744469999999,51.084802109999998,54.568875939999998,42.990573349999998,29.042262690000001,28.569995840000001,27.68112348,24.260289539999999,19.24593621,19.24593621,19.24593621,19.485063579999998,18.78771626,18.511863099999999,18.511863099999999,18.511863099999999,18.511863099999999,18.985185869999999,19.456313439999999,24.267390800000001,28.569995840000001,31.611595869999999,32.992101810000001,51.227492920000003,55.371462129999998,55.371462129999998,55.371462129999998,55.371462129999998,55.371462129999998,55.371462129999998,55.371462129999998,55.371462129999998,55.371462129999998,55.371462129999998,55.371462129999998,55.371462129999998,55.371462129999998,55.371462129999998,null,55.371462129999998,55.371462129999998,55.371462129999998,55.371462129999998,55.371462129999998,55.371462129999998,55.371462129999998,55.371462129999998,55.371462129999998,55.371462129999998,55.371462129999998,55.371462129999998,55.371462129999998,55.371462129999998,54.568875939999998,52.6367744,51.671000659999997,51.227492920000003,51.084802109999998,50.958744469999999,50.677478989999997,49.245490869999998,48.324020470000001,48.24538321,48.24538321,48.24538321,48.24538321,48.24538321,42.990573349999998,32.992101810000001,31.611595869999999,29.042262690000001,28.569995840000001,28.569995840000001,27.68112348,24.267390800000001,24.260289539999999,19.485063579999998,19.456313439999999,19.24593621,19.24593621,19.24593621,18.985185869999999,18.78771626,18.511863099999999,18.511863099999999,18.511863099999999,18.511863099999999,null,110.74292426,37.023726199999999,73.719198059999997,2024]
[2023,10,4,"Wednesday",55.371462129999998,53.617976110000001,53.572715199999998,52.69572032,51.465635079999998,49.60077957,50.123970800000002,49.628278280000004,48.728789769999999,48.24538321,52.157676940000002,52.370609999999999,52.581578450000002,45.705941250000002,34.292041449999999,31.09162001,28.265741250000001,28.265741250000001,28.265741250000001,28.569995840000001,27.68112348,19.24593621,19.24593621,19.24593621,19.24593621,19.24593621,27.838859410000001,28.51600397,28.265741250000001,29.016401470000002,33.056969719999998,34.292041449999999,38.49690339,55.371462129999998,55.371462129999998,55.371462129999998,55.628166190000002,55.628166190000002,55.371462129999998,55.371462129999998,55.371462129999998,55.371462129999998,55.371462129999998,55.371462129999998,55.371462129999998,55.371462129999998,55.371462129999998,55.371462129999998,null,55.628166190000002,55.628166190000002,55.371462129999998,55.371462129999998,55.371462129999998,55.371462129999998,55.371462129999998,55.371462129999998,55.371462129999998,55.371462129999998,55.371462129999998,55.371462129999998,55.371462129999998,55.371462129999998,55.371462129999998,55.371462129999998,53.617976110000001,53.572715199999998,52.69572032,52.581578450000002,52.370609999999999,52.157676940000002,51.465635079999998,50.123970800000002,49.628278280000004,49.60077957,48.728789769999999,48.24538321,45.705941250000002,38.49690339,34.292041449999999,34.292041449999999,33.056969719999998,31.09162001,29.016401470000002,28.569995840000001,28.51600397,28.265741250000001,28.265741250000001,28.265741250000001,28.265741250000001,27.838859410000001,27.68112348,19.24593621,19.24593621,19.24593621,19.24593621,19.24593621,null,110.99962832,38.49187242,72.507755900000006,2024]
[2023,10,5,"Thursday",55.371462129999998,54.614978450000002,53.528185550000003,50.149957149999999,50.149957149999999,49.229811259999998,49.266845510000003,50.149957149999999,50.149957149999999,51.084802109999998,52.034701210000001,53.000021029999999,54.568875939999998,49.213997200000001,47.260209519999997,33.768183360000002,33.768183360000002,34.292041449999999,33.056969719999998,31.5856487,28.671656580000001,28.265741250000001,28.265741250000001,28.265741250000001,28.265741250000001,28.671656580000001,31.09162001,34.292041449999999,33.768183360000002,33.768183360000002,38.49690339,47.260209519999997,49.213997200000001,55.371462129999998,55.371462129999998,55.657967050000003,55.657967050000003,55.657967050000003,55.657967050000003,55.657967050000003,55.657967050000003,55.371462129999998,55.371462129999998,55.371462129999998,55.371462129999998,55.371462129999998,55.371462129999998,55.371462129999998,null,55.657967050000003,55.657967050000003,55.657967050000003,55.657967050000003,55.657967050000003,55.657967050000003,55.371462129999998,55.371462129999998,55.371462129999998,55.371462129999998,55.371462129999998,55.371462129999998,55.371462129999998,55.371462129999998,55.371462129999998,55.371462129999998,54.614978450000002,54.568875939999998,53.528185550000003,53.000021029999999,52.034701210000001,51.084802109999998,50.149957149999999,50.149957149999999,50.149957149999999,50.149957149999999,49.266845510000003,49.229811259999998,49.213997200000001,49.213997200000001,47.260209519999997,47.260209519999997,38.49690339,34.292041449999999,34.292041449999999,33.768183360000002,33.768183360000002,33.768183360000002,33.768183360000002,33.056969719999998,31.5856487,31.09162001,28.671656580000001,28.671656580000001,28.265741250000001,28.265741250000001,28.265741250000001,28.265741250000001,null,111.31593410000001,56.531482500000003,54.784451600000004,2024]
[2023,10,6,"Friday",55.371462129999998,55.371462129999998,55.371462129999998,55.127473160000001,55.371462129999998,54.427742309999999,51.246369299999998,48.24538321,55.371462129999998,55.371462129999998,55.371462129999998,55.371462129999998,55.371462129999998,55.371462129999998,52.583110169999998,38.49690339,38.349406549999998,34.542945750000001,33.768183360000002,33.768183360000002,33.768183360000002,33.768183360000002,33.768183360000002,32.251034199999999,34.292041449999999,33.768183360000002,33.768183360000002,33.768183360000002,35.335590670000002,38.49690339,43.89119556,47.260209519999997,49.213997200000001,55.371462129999998,55.371462129999998,55.657967050000003,55.657967050000003,55.657967050000003,55.657967050000003,55.657967050000003,55.657967050000003,55.628166190000002,55.371462129999998,55.371462129999998,55.371462129999998,55.371462129999998,55.371462129999998,55.371462129999998,null,55.657967050000003,55.657967050000003,55.657967050000003,55.657967050000003,55.657967050000003,55.657967050000003,55.628166190000002,55.371462129999998,55.371462129999998,55.371462129999998,55.371462129999998,55.371462129999998,55.371462129999998,55.371462129999998,55.371462129999998,55.371462129999998,55.371462129999998,55.371462129999998,55.371462129999998,55.371462129999998,55.371462129999998,55.371462129999998,55.371462129999998,55.371462129999998,55.371462129999998,55.127473160000001,54.427742309999999,52.583110169999998,51.246369299999998,49.213997200000001,48.24538321,47.260209519999997,43.89119556,38.49690339,38.49690339,38.349406549999998,35.335590670000002,34.542945750000001,34.292041449999999,33.768183360000002,33.768183360000002,33.768183360000002,33.768183360000002,33.768183360000002,33.768183360000002,33.768183360000002,33.768183360000002,32.251034199999999,null,111.31593410000001,66.777792140000003,44.538141960000004,2024]
[2023,10,7,"Saturday",55.371462129999998,55.371462129999998,55.371462129999998,55.371462129999998,55.371462129999998,55.371462129999998,55.371462129999998,55.371462129999998,55.371462129999998,55.371462129999998,55.371462129999998,55.371462129999998,55.371462129999998,53.103026229999998,45.46527304,33.768183360000002,33.768183360000002,33.768183360000002,34.292041449999999,31.09162001,28.610213989999998,28.265741250000001,28.265741250000001,28.610213989999998,28.852995679999999,28.49224401,28.67505036,28.49224401,28.49224401,28.785061339999999,31.5856487,33.056969719999998,34.292041449999999,54.59802475,55.371462129999998,55.371462129999998,55.657967050000003,55.657967050000003,55.657967050000003,55.371462129999998,55.371462129999998,55.371462129999998,55.371462129999998,55.371462129999998,55.371462129999998,55.371462129999998,55.371462129999998,55.371462129999998,null,55.657967050000003,55.657967050000003,55.657967050000003,55.371462129999998,55.371462129999998,55.371462129999998,55.371462129999998,55.371462129999998,55.371462129999998,55.371462129999998,55.371462129999998,55.371462129999998,55.371462129999998,55.371462129999998,55.371462129999998,55.371462129999998,55.371462129999998,55.371462129999998,55.371462129999998,55.371462129999998,55.371462129999998,55.371462129999998,55.371462129999998,55.371462129999998,55.371462129999998,55.371462129999998,55.371462129999998,54.59802475,53.103026229999998,45.46527304,34.292041449999999,34.292041449999999,33.768183360000002,33.768183360000002,33.768183360000002,33.056969719999998,31.5856487,31.09162001,28.852995679999999,28.785061339999999,28.67505036,28.610213989999998,28.610213989999998,28.49224401,28.49224401,28.49224401,28.265741250000001,28.265741250000001,null,111.17268164000001,56.757985260000005,54.414696380000002,2024]
[2023,10,8,"Sunday",55.371462129999998,55.371462129999998,55.371462129999998,55.371462129999998,55.371462129999998,55.371462129999998,55.371462129999998,55.371462129999998,55.371462129999998,55.371462129999998,55.371462129999998,55.371462129999998,55.234341980000004,38.49690339,34.292041449999999,28.986283090000001,28.42559576,28.053815400000001,26.739225829999999,26.092638690000001,26.092638690000001,25.623811409999998,25.163123639999998,26.092638690000001,25.840489479999999,25.623811409999998,25.157893309999999,26.08721516,27.490605420000001,27.055590209999998,27.66888286,33.056969719999998,34.292041449999999,51.188250099999998,55.371462129999998,55.371462129999998,55.371462129999998,55.371462129999998,55.371462129999998,55.371462129999998,55.371462129999998,55.371462129999998,55.371462129999998,55.371462129999998,55.371462129999998,55.371462129999998,55.371462129999998,55.371462129999998,null,55.371462129999998,55.371462129999998,55.371462129999998,55.371462129999998,55.371462129999998,55.371462129999998,55.371462129999998,55.371462129999998,55.371462129999998,55.371462129999998,55.371462129999998,55.371462129999998,55.371462129999998,55.371462129999998,55.371462129999998,55.371462129999998,55.371462129999998,55.371462129999998,55.371462129999998,55.371462129999998,55.371462129999998,55.371462129999998,55.371462129999998,55.371462129999998,55.371462129999998,55.371462129999998,55.234341980000004,51.188250099999998,38.49690339,34.292041449999999,34.292041449999999,33.056969719999998,28.986283090000001,28.42559576,28.053815400000001,27.66888286,27.490605420000001,27.055590209999998,26.739225829999999,26.092638690000001,26.092638690000001,26.092638690000001,26.08721516,25.840489479999999,25.623811409999998,25.623811409999998,25.163123639999998,25.157893309999999,null,110.74292426,50.784319885000002,59.958604374999993,2024]
[2023,10,9,"Monday",55.371462129999998,55.371462129999998,54.318297260000001,53.981140160000002,54.573709010000002,54.367023369999998,53.981140160000002,53.981140160000002,55.371462129999998,55.371462129999998,55.371462129999998,55.371462129999998,55.371462129999998,53.553936139999998,38.49690339,31.116264210000001,31.34693583,29.171150090000001,27.843906480000001,28.353118259999999,25.623811409999998,25.163123639999998,25.623811409999998,26.146378599999998,27.111313389999999,27.35218527,27.704880410000001,30.605785520000001,31.09162001,34.292041449999999,33.768183360000002,38.49690339,49.213997200000001,55.371462129999998,55.371462129999998,55.657967050000003,55.657967050000003,55.657967050000003,55.657967050000003,55.657967050000003,55.371462129999998,55.371462129999998,55.371462129999998,55.371462129999998,55.371462129999998,55.371462129999998,55.371462129999998,55.371462129999998,null,55.657967050000003,55.657967050000003,55.657967050000003,55.657967050000003,55.657967050000003,55.371462129999998,55.371462129999998,55.371462129999998,55.371462129999998,55.371462129999998,55.371462129999998,55.371462129999998,55.371462129999998,55.371462129999998,55.371462129999998,55.371462129999998,55.371462129999998,55.371462129999998,55.371462129999998,55.371462129999998,55.371462129999998,55.371462129999998,54.573709010000002,54.367023369999998,54.318297260000001,53.981140160000002,53.981140160000002,53.981140160000002,53.553936139999998,49.213997200000001,38.49690339,38.49690339,34.292041449999999,33.768183360000002,31.34693583,31.116264210000001,31.09162001,30.605785520000001,29.171150090000001,28.353118259999999,27.843906480000001,27.704880410000001,27.35218527,27.111313389999999,26.146378599999998,25.623811409999998,25.623811409999998,25.163123639999998,null,111.31593410000001,51.278562529999995,60.037371570000012,2024]
[2023,10,10,"Tuesday",55.371462129999998,55.371462129999998,55.371462129999998,55.371462129999998,55.371462129999998,55.371462129999998,55.371462129999998,55.371462129999998,55.371462129999998,55.371462129999998,55.371462129999998,55.371462129999998,55.371462129999998,55.371462129999998,44.418302629999999,38.49690339,34.292041449999999,33.056969719999998,32.062271629999998,32.062271629999998,32.062271629999998,32.216930490000003,32.62578869,28.67505036,28.67505036,31.453888920000001,32.62578869,34.292041449999999,33.768183360000002,38.49690339,49.213997200000001,54.205179399999999,55.371462129999998,55.371462129999998,55.371462129999998,55.657967050000003,55.657967050000003,55.657967050000003,55.657967050000003,55.657967050000003,55.657967050000003,55.371462129999998,55.371462129999998,55.371462129999998,55.371462129999998,55.371462129999998,55.371462129999998,55.371462129999998,null,55.657967050000003,55.657967050000003,55.657967050000003,55.657967050000003,55.657967050000003,55.657967050000003,55.371462129999998,55.371462129999998,55.371462129999998,55.371462129999998,55.371462129999998,55.371462129999998,55.371462129999998,55.371462129999998,55.371462129999998,{"$f":"LARGE($E104:$AZ104,BQ$2)","v":55.371462129999998},55.371462129999998,55.371462129999998,55.371462129999998,55.371462129999998,55.371462129999998,55.371462129999998,55.371462129999998,55.371462129999998,55.371462129999998,55.371462129999998,55.371462129999998,55.371462129999998,55.371462129999998,55.371462129999998,54.205179399999999,49.213997200000001,44.418302629999999,38.49690339,38.49690339,34.292041449999999,34.292041449999999,33.768183360000002,33.056969719999998,32.62578869,32.62578869,32.216930490000003,32.062271629999998,32.062271629999998,32.062271629999998,31.453888920000001,28.67505036,28.67505036,null,111.31593410000001,60.433130634999998,50.882803465000009,2024]
[2023,10,11,"Wednesday",55.371462129999998,55.371462129999998,52.034701210000001,52.034701210000001,52.034701210000001,51.084802109999998,52.034701210000001,52.034701210000001,53.000021029999999,53.981140160000002,55.371462129999998,55.371462129999998,55.371462129999998,52.576303240000001,38.49690339,31.116264210000001,30.620572030000002,28.265741250000001,28.51908499,27.82985828,26.707727739999999,27.811295189999999,28.49224401,26.87043851,28.569995840000001,28.265741250000001,28.818258230000001,33.056969719999998,34.292041449999999,33.768183360000002,33.768183360000002,39.93394765,54.084112449999999,55.371462129999998,55.371462129999998,55.648344170000001,55.657967050000003,55.657967050000003,55.657967050000003,55.657967050000003,55.657967050000003,55.371462129999998,55.371462129999998,55.371462129999998,55.371462129999998,55.371462129999998,55.371462129999998,55.371462129999998,null,{"$f":"LARGE($E105:$AZ105,BB$2)","v":55.657967050000003},55.657967050000003,55.657967050000003,55.657967050000003,55.657967050000003,55.648344170000001,55.371462129999998,55.371462129999998,55.371462129999998,55.371462129999998,55.371462129999998,55.371462129999998,55.371462129999998,55.371462129999998,55.371462129999998,55.371462129999998,55.371462129999998,55.371462129999998,55.371462129999998,55.371462129999998,54.084112449999999,53.981140160000002,53.000021029999999,52.576303240000001,52.034701210000001,52.034701210000001,52.034701210000001,52.034701210000001,52.034701210000001,51.084802109999998,39.93394765,38.49690339,34.292041449999999,33.768183360000002,33.768183360000002,33.056969719999998,31.116264210000001,30.620572030000002,28.818258230000001,28.569995840000001,28.51908499,28.49224401,28.265741250000001,28.265741250000001,27.82985828,27.811295189999999,26.87043851,26.707727739999999,null,111.31593410000001,54.609659859999994,56.706274240000013,2024]
[2023,10,12,"Thursday",55.371462129999998,55.371462129999998,55.371462129999998,55.371462129999998,55.371462129999998,55.371462129999998,55.371462129999998,54.233917660000003,55.371462129999998,55.371462129999998,55.371462129999998,55.371462129999998,55.371462129999998,55.371462129999998,44.418302629999999,34.45863336,33.947690549999997,33.83734741,32.062271629999998,33.768183360000002,33.768183360000002,33.768183360000002,33.768183360000002,33.768183360000002,33.768183360000002,33.768183360000002,33.768183360000002,33.768183360000002,34.871974819999998,38.49690339,38.49690339,45.41014784,53.222464160000001,55.371462129999998,55.371462129999998,55.371462129999998,55.371462129999998,55.657967050000003,55.371462129999998,55.371462129999998,55.371462129999998,55.371462129999998,55.371462129999998,55.371462129999998,55.371462129999998,55.371462129999998,55.371462129999998,55.371462129999998,null,55.657967050000003,55.371462129999998,55.371462129999998,55.371462129999998,55.371462129999998,55.371462129999998,55.371462129999998,55.371462129999998,55.371462129999998,55.371462129999998,55.371462129999998,55.371462129999998,55.371462129999998,55.371462129999998,55.371462129999998,55.371462129999998,55.371462129999998,55.371462129999998,55.371462129999998,55.371462129999998,55.371462129999998,55.371462129999998,55.371462129999998,55.371462129999998,55.371462129999998,55.371462129999998,55.371462129999998,55.371462129999998,54.233917660000003,53.222464160000001,45.41014784,44.418302629999999,38.49690339,38.49690339,34.871974819999998,34.45863336,33.947690549999997,33.83734741,33.768183360000002,33.768183360000002,33.768183360000002,33.768183360000002,33.768183360000002,33.768183360000002,33.768183360000002,33.768183360000002,33.768183360000002,32.062271629999998,null,110.88617671999999,66.683410855000005,44.202765864999989,2024]
[2023,10,13,"Friday",55.276493430000002,51.084802109999998,51.767493590000001,51.449980910000001,48.24538321,48.24538321,48.24538321,48.24538321,49.334918070000001,50.419441229999997,55.276493430000002,55.371462129999998,55.371462129999998,54.367023369999998,54.214535730000001,38.49690339,38.49690339,36.596974269999997,33.768183360000002,33.768183360000002,33.768183360000002,33.768183360000002,33.768183360000002,33.768183360000002,33.768183360000002,33.768183360000002,33.768183360000002,33.768183360000002,38.49690339,38.49690339,38.49690339,44.67791244,44.418302629999999,55.371462129999998,55.371462129999998,55.371462129999998,55.371462129999998,55.371462129999998,55.371462129999998,55.371462129999998,55.371462129999998,55.371462129999998,55.371462129999998,55.371462129999998,55.371462129999998,55.371462129999998,55.371462129999998,55.371462129999998,null,55.371462129999998,55.371462129999998,55.371462129999998,55.371462129999998,55.371462129999998,55.371462129999998,55.371462129999998,55.371462129999998,55.371462129999998,55.371462129999998,55.371462129999998,55.371462129999998,55.371462129999998,55.371462129999998,55.371462129999998,55.371462129999998,55.371462129999998,55.276493430000002,55.276493430000002,54.367023369999998,54.214535730000001,51.767493590000001,51.449980910000001,51.084802109999998,50.419441229999997,49.334918070000001,48.24538321,48.24538321,48.24538321,48.24538321,44.67791244,44.418302629999999,38.49690339,38.49690339,38.49690339,38.49690339,38.49690339,36.596974269999997,33.768183360000002,33.768183360000002,33.768183360000002,33.768183360000002,33.768183360000002,33.768183360000002,33.768183360000002,33.768183360000002,33.768183360000002,33.768183360000002,null,110.74292426,67.536366720000004,43.206557539999991,2024]
[2023,10,14,"Saturday",54.547143439999999,51.084802109999998,48.24538321,48.24538321,48.24538321,48.24538321,48.24538321,48.24538321,48.24538321,48.24538321,48.24538321,48.24538321,48.24538321,49.213997200000001,47.260209519999997,38.49690339,38.49690339,38.49690339,37.71119307,35.71463043,33.768183360000002,34.292041449999999,32.251034199999999,32.251034199999999,34.292041449999999,33.768183360000002,33.768183360000002,33.768183360000002,38.49690339,38.49690339,43.382173129999998,49.210250090000002,48.24724089,55.371462129999998,55.371462129999998,55.657967050000003,55.657967050000003,55.371462129999998,55.371462129999998,55.371462129999998,55.371462129999998,55.371462129999998,55.371462129999998,55.371462129999998,55.371462129999998,55.371462129999998,55.371462129999998,55.371462129999998,null,55.657967050000003,55.657967050000003,55.371462129999998,55.371462129999998,55.371462129999998,55.371462129999998,55.371462129999998,55.371462129999998,55.371462129999998,55.371462129999998,55.371462129999998,55.371462129999998,55.371462129999998,55.371462129999998,55.371462129999998,54.547143439999999,51.084802109999998,49.213997200000001,49.210250090000002,48.24724089,48.24538321,48.24538321,48.24538321,48.24538321,48.24538321,48.24538321,48.24538321,48.24538321,48.24538321,48.24538321,48.24538321,47.260209519999997,43.382173129999998,38.49690339,38.49690339,38.49690339,38.49690339,38.49690339,37.71119307,35.71463043,34.292041449999999,34.292041449999999,33.768183360000002,33.768183360000002,33.768183360000002,33.768183360000002,{"$f":"LARGE($E108:$AZ108,CV$2)","v":32.251034199999999},32.251034199999999,null,111.02942917999999,66.019217560000001,45.010211619999993,2024]
[2023,10,15,"Sunday",55.371462129999998,53.949082400000002,48.24538321,48.24538321,48.24538321,48.24538321,48.24538321,48.24538321,48.24538321,48.24538321,48.24538321,48.24538321,49.213997200000001,47.260209519999997,38.49690339,35.71463043,32.798516769999999,32.062271629999998,32.062271629999998,32.857623089999997,31.66538736,28.67505036,28.67505036,28.67505036,28.67505036,28.67505036,28.67505036,32.857623089999997,30.281169729999998,33.056969719999998,34.292041449999999,33.768183360000002,37.033913640000002,49.213997200000001,55.371462129999998,55.371462129999998,55.657967050000003,55.657967050000003,55.371462129999998,55.371462129999998,55.371462129999998,55.371462129999998,55.371462129999998,55.371462129999998,55.371462129999998,55.371462129999998,55.371462129999998,48.24538321,null,55.657967050000003,55.657967050000003,55.371462129999998,55.371462129999998,55.371462129999998,55.371462129999998,55.371462129999998,55.371462129999998,55.371462129999998,55.371462129999998,55.371462129999998,55.371462129999998,55.371462129999998,55.371462129999998,53.949082400000002,49.213997200000001,49.213997200000001,48.24538321,48.24538321,48.24538321,48.24538321,48.24538321,48.24538321,48.24538321,48.24538321,48.24538321,48.24538321,48.24538321,47.260209519999997,38.49690339,37.033913640000002,{"$f":"LARGE($E109:$AZ109,CG$2)","v":35.71463043},34.292041449999999,33.768183360000002,33.056969719999998,32.857623089999997,32.857623089999997,32.798516769999999,32.062271629999998,32.062271629999998,31.66538736,30.281169729999998,28.67505036,28.67505036,28.67505036,28.67505036,28.67505036,28.67505036,null,111.02942917999999,57.35010072,53.679328459999994,2024]
[2023,10,16,"Monday",48.24538321,48.24538321,48.24538321,48.24538321,48.24538321,48.24538321,48.24538321,48.24538321,48.24538321,48.24538321,54.545976009999997,55.371462129999998,54.547439990000001,49.213997200000001,35.072019480000002,33.768183360000002,34.292041449999999,31.09162001,28.265741250000001,28.265741250000001,28.265741250000001,28.265741250000001,28.265741250000001,28.610213989999998,28.49224401,28.49224401,28.265741250000001,28.265741250000001,29.72149185,31.791490249999999,37.033913640000002,38.49690339,44.418302629999999,55.371462129999998,55.371462129999998,55.657967050000003,55.657967050000003,55.713632799999999,55.657967050000003,55.657967050000003,55.559072739999998,55.371462129999998,55.371462129999998,55.371462129999998,55.371462129999998,55.371462129999998,55.371462129999998,55.371462129999998,null,55.713632799999999,55.657967050000003,55.657967050000003,55.657967050000003,55.657967050000003,55.559072739999998,55.371462129999998,55.371462129999998,55.371462129999998,55.371462129999998,55.371462129999998,55.371462129999998,55.371462129999998,55.371462129999998,55.371462129999998,55.371462129999998,54.547439990000001,54.545976009999997,49.213997200000001,48.24538321,48.24538321,48.24538321,48.24538321,48.24538321,48.24538321,48.24538321,48.24538321,48.24538321,48.24538321,44.418302629999999,38.49690339,37.033913640000002,35.072019480000002,34.292041449999999,33.768183360000002,31.791490249999999,31.09162001,29.72149185,28.610213989999998,28.49224401,28.49224401,28.265741250000001,28.265741250000001,28.265741250000001,28.265741250000001,28.265741250000001,28.265741250000001,28.265741250000001,null,111.34376697499999,56.531482500000003,54.812284474999991,2024]
[2023,10,17,"Tuesday",55.371462129999998,53.7922972,48.24538321,48.24538321,48.24538321,48.24538321,48.24538321,48.24538321,48.24538321,53.788369869999997,55.371462129999998,55.371462129999998,55.371462129999998,55.371462129999998,44.418302629999999,38.49690339,35.984469369999999,34.292041449999999,32.74108296,33.063026479999998,32.6085013,31.515914290000001,28.752363649999999,28.49224401,28.49224401,28.752363649999999,28.49224401,31.411697709999999,33.491847210000003,34.10758731,40.069252589999998,49.591138399999998,55.371462129999998,55.518669070000001,55.657967050000003,55.657967050000003,55.713632799999999,56.74498543,55.713632799999999,55.657967050000003,55.657967050000003,55.626500540000002,55.518669070000001,55.518669070000001,55.518669070000001,55.371462129999998,55.371462129999998,55.371462129999998,null,56.74498543,55.713632799999999,55.713632799999999,55.657967050000003,55.657967050000003,55.657967050000003,55.657967050000003,55.626500540000002,55.518669070000001,55.518669070000001,55.518669070000001,55.518669070000001,55.371462129999998,55.371462129999998,55.371462129999998,55.371462129999998,55.371462129999998,55.371462129999998,55.371462129999998,55.371462129999998,55.371462129999998,53.7922972,53.788369869999997,49.591138399999998,48.24538321,48.24538321,48.24538321,48.24538321,48.24538321,48.24538321,48.24538321,44.418302629999999,40.069252589999998,38.49690339,35.984469369999999,34.292041449999999,34.10758731,33.491847210000003,33.063026479999998,32.74108296,32.6085013,31.515914290000001,31.411697709999999,28.752363649999999,28.752363649999999,28.49224401,28.49224401,28.49224401,null,111.91510903999999,57.11454784,54.80056119999999,2024]
[2023,10,18,"Wednesday",55.371462129999998,55.371462129999998,55.371462129999998,53.981140160000002,53.981140160000002,54.978449660000003,54.978449660000003,54.978449660000003,55.371462129999998,55.371462129999998,55.371462129999998,55.371462129999998,55.371462129999998,55.371462129999998,54.698888410000002,49.213997200000001,38.59924874,33.768183360000002,33.768183360000002,34.292041449999999,32.062271629999998,32.857623089999997,31.66538736,28.67505036,28.67505036,32.079222540000004,32.581549809999999,32.97654258,34.292041449999999,38.59924874,38.59924874,47.260209519999997,49.213997200000001,55.371462129999998,55.518669070000001,55.657967050000003,56.100058730000001,56.74498543,55.713632799999999,55.657967050000003,55.657967050000003,55.657967050000003,55.518669070000001,55.518669070000001,55.518669070000001,55.518669070000001,55.371462129999998,55.371462129999998,null,56.74498543,56.100058730000001,55.713632799999999,55.657967050000003,55.657967050000003,55.657967050000003,55.657967050000003,55.518669070000001,55.518669070000001,55.518669070000001,55.518669070000001,55.518669070000001,55.371462129999998,55.371462129999998,55.371462129999998,55.371462129999998,55.371462129999998,55.371462129999998,55.371462129999998,55.371462129999998,55.371462129999998,55.371462129999998,55.371462129999998,55.371462129999998,54.978449660000003,54.978449660000003,54.978449660000003,54.698888410000002,53.981140160000002,53.981140160000002,49.213997200000001,49.213997200000001,47.260209519999997,38.59924874,38.59924874,38.59924874,34.292041449999999,34.292041449999999,33.768183360000002,33.768183360000002,32.97654258,32.857623089999997,32.581549809999999,32.079222540000004,32.062271629999998,31.66538736,28.67505036,28.67505036,null,112.10832200500001,60.538879854999998,51.569442150000008,2024]
[2023,10,19,"Thursday",55.371462129999998,55.371462129999998,55.371462129999998,55.371462129999998,55.371462129999998,55.371462129999998,55.371462129999998,55.371462129999998,55.371462129999998,55.371462129999998,55.371462129999998,55.371462129999998,55.371462129999998,55.371462129999998,48.24538321,48.24538321,49.213997200000001,38.59924874,33.768183360000002,33.768183360000002,34.292041449999999,32.6085013,32.80010059,28.67505036,32.857623089999997,30.39282502,32.857623089999997,33.063026479999998,34.221746770000003,36.351123809999997,38.59924874,44.418302629999999,55.371462129999998,55.371462129999998,55.518669070000001,55.657967050000003,56.560325800000001,56.74498543,55.713632799999999,55.657967050000003,55.657967050000003,55.657967050000003,55.518669070000001,55.518669070000001,55.518669070000001,55.371462129999998,55.371462129999998,55.371462129999998,null,56.74498543,56.560325800000001,55.713632799999999,55.657967050000003,55.657967050000003,55.657967050000003,55.657967050000003,55.518669070000001,55.518669070000001,55.518669070000001,55.518669070000001,55.371462129999998,55.371462129999998,55.371462129999998,55.371462129999998,55.371462129999998,55.371462129999998,55.371462129999998,55.371462129999998,55.371462129999998,55.371462129999998,55.371462129999998,55.371462129999998,55.371462129999998,55.371462129999998,55.371462129999998,55.371462129999998,55.371462129999998,55.371462129999998,55.371462129999998,49.213997200000001,48.24538321,48.24538321,44.418302629999999,38.59924874,38.59924874,36.351123809999997,34.292041449999999,34.221746770000003,33.768183360000002,33.768183360000002,33.063026479999998,32.857623089999997,32.857623089999997,32.80010059,32.6085013,30.39282502,28.67505036,null,112.33845554,62.238238635000002,50.100216904999996,2024]
[2023,10,20,"Friday",55.371462129999998,55.371462129999998,55.371462129999998,55.371462129999998,55.371462129999998,55.098905360000003,53.000021029999999,53.000021029999999,54.843443350000001,55.371462129999998,55.371462129999998,55.371462129999998,55.371462129999998,51.196026680000003,34.292041449999999,33.056969719999998,29.217937599999999,28.061044150000001,27.550173560000001,28.055294669999999,28.055294669999999,27.54444706,28.053815400000001,28.053815400000001,28.053815400000001,28.35389413,28.265741250000001,28.265741250000001,28.265741250000001,28.976069880000001,34.171248200000001,33.819418050000003,38.49690339,55.371462129999998,55.371462129999998,55.371462129999998,55.371462129999998,55.657967050000003,55.371462129999998,55.371462129999998,55.371462129999998,55.371462129999998,55.371462129999998,55.371462129999998,55.371462129999998,55.371462129999998,55.371462129999998,55.371462129999998,null,55.657967050000003,55.371462129999998,55.371462129999998,55.371462129999998,55.371462129999998,55.371462129999998,55.371462129999998,55.371462129999998,55.371462129999998,55.371462129999998,55.371462129999998,55.371462129999998,55.371462129999998,55.371462129999998,55.371462129999998,55.371462129999998,55.371462129999998,55.371462129999998,55.371462129999998,55.371462129999998,55.371462129999998,55.371462129999998,55.371462129999998,55.371462129999998,55.098905360000003,54.843443350000001,53.000021029999999,53.000021029999999,51.196026680000003,38.49690339,34.292041449999999,34.171248200000001,33.819418050000003,33.056969719999998,29.217937599999999,28.976069880000001,28.35389413,28.265741250000001,28.265741250000001,28.265741250000001,28.061044150000001,28.055294669999999,28.055294669999999,28.053815400000001,28.053815400000001,28.053815400000001,27.550173560000001,27.54444706,null,110.88617671999999,55.601125709999998,55.285051009999997,2024]
[2023,10,21,"Saturday",55.371462129999998,54.7861178,48.24538321,48.24538321,48.24538321,48.24538321,48.24538321,48.24538321,48.24538321,48.24538321,55.371462129999998,53.522159510000002,49.213997200000001,47.260209519999997,32.563580299999998,32.10615894,28.695710779999999,29.024010530000002,28.51600397,27.838859410000001,23.82783156,23.494509130000001,19.24593621,19.24593621,19.24593621,19.24593621,27.2690284,27.838859410000001,28.51600397,31.148444510000001,31.996051680000001,36.590697220000003,46.761270119999999,50.295032550000002,55.371462129999998,55.371462129999998,55.534453739999996,55.657967050000003,55.534453739999996,55.371462129999998,55.371462129999998,55.371462129999998,55.371462129999998,55.371462129999998,55.371462129999998,55.371462129999998,55.371462129999998,55.371462129999998,null,55.657967050000003,55.534453739999996,55.534453739999996,55.371462129999998,55.371462129999998,55.371462129999998,55.371462129999998,55.371462129999998,55.371462129999998,55.371462129999998,55.371462129999998,55.371462129999998,55.371462129999998,55.371462129999998,55.371462129999998,55.371462129999998,54.7861178,53.522159510000002,50.295032550000002,49.213997200000001,48.24538321,48.24538321,48.24538321,48.24538321,48.24538321,48.24538321,48.24538321,48.24538321,47.260209519999997,46.761270119999999,36.590697220000003,32.563580299999998,32.10615894,31.996051680000001,31.148444510000001,29.024010530000002,28.695710779999999,28.51600397,28.51600397,27.838859410000001,27.838859410000001,27.2690284,23.82783156,23.494509130000001,19.24593621,19.24593621,19.24593621,19.24593621,null,111.04916833,38.49187242,72.557295909999993,2024]
[2023,10,22,"Sunday",55.371462129999998,55.371462129999998,55.371462129999998,55.371462129999998,54.348955760000003,53.981140160000002,53.981140160000002,53.981140160000002,55.371462129999998,55.371462129999998,55.371462129999998,55.371462129999998,52.581768660000002,49.42650811,34.292041449999999,33.056969719999998,28.265741250000001,28.36492771,28.125386599999999,27.550173560000001,28.265741250000001,28.569995840000001,25.651559500000001,27.550173560000001,28.569995840000001,28.265741250000001,28.265741250000001,28.265741250000001,30.950045920000001,31.66538736,32.857623089999997,34.292041449999999,33.768183360000002,38.49690339,55.371462129999998,55.371462129999998,55.657967050000003,55.657967050000003,55.657967050000003,55.657967050000003,55.657967050000003,55.534453739999996,55.371462129999998,55.371462129999998,55.371462129999998,55.371462129999998,55.371462129999998,55.371462129999998,null,55.657967050000003,55.657967050000003,55.657967050000003,55.657967050000003,55.657967050000003,55.534453739999996,55.371462129999998,55.371462129999998,55.371462129999998,55.371462129999998,55.371462129999998,55.371462129999998,55.371462129999998,55.371462129999998,55.371462129999998,55.371462129999998,55.371462129999998,55.371462129999998,55.371462129999998,55.371462129999998,55.371462129999998,55.371462129999998,54.348955760000003,53.981140160000002,53.981140160000002,53.981140160000002,52.581768660000002,49.42650811,38.49690339,34.292041449999999,34.292041449999999,33.768183360000002,33.056969719999998,32.857623089999997,31.66538736,30.950045920000001,28.569995840000001,28.569995840000001,28.36492771,28.265741250000001,28.265741250000001,28.265741250000001,28.265741250000001,28.265741250000001,28.125386599999999,27.550173560000001,27.550173560000001,25.651559500000001,null,111.31593410000001,54.438646610000006,56.877287490000001,2024]
[2023,10,23,"Monday",55.371462129999998,55.371462129999998,55.371462129999998,55.371462129999998,55.371462129999998,54.818786899999999,53.981140160000002,53.981140160000002,55.371462129999998,55.371462129999998,55.371462129999998,55.371462129999998,52.821412539999997,49.213997200000001,33.154031949999997,31.546823809999999,30.87890779,27.5956315,25.632444240000002,24.705229030000002,24.260289539999999,24.260289539999999,24.705229030000002,24.705229030000002,25.157893309999999,25.618485320000001,26.564300419999999,27.56154626,28.053815400000001,28.42559576,29.059575599999999,33.857213790000003,35.812934400000003,55.371462129999998,55.371462129999998,55.7367493,57.830444049999997,57.907115699999999,56.856680169999997,56.856680169999997,55.82329747,55.657967050000003,55.657967050000003,55.534453739999996,55.371462129999998,55.371462129999998,55.371462129999998,55.371462129999998,null,57.907115699999999,57.830444049999997,56.856680169999997,56.856680169999997,55.82329747,55.7367493,55.657967050000003,55.657967050000003,55.534453739999996,55.371462129999998,55.371462129999998,55.371462129999998,55.371462129999998,55.371462129999998,55.371462129999998,55.371462129999998,55.371462129999998,55.371462129999998,55.371462129999998,55.371462129999998,55.371462129999998,55.371462129999998,55.371462129999998,55.371462129999998,54.818786899999999,53.981140160000002,53.981140160000002,52.821412539999997,49.213997200000001,35.812934400000003,33.857213790000003,33.154031949999997,31.546823809999999,30.87890779,29.059575599999999,28.42559576,28.053815400000001,27.5956315,27.56154626,26.564300419999999,25.632444240000002,25.618485320000001,25.157893309999999,24.705229030000002,24.705229030000002,24.705229030000002,24.260289539999999,24.260289539999999,null,114.72546004500001,48.96551857,65.759941475000005,2024]
[2023,10,24,"Tuesday",55.371462129999998,55.371462129999998,55.371462129999998,55.371462129999998,55.371462129999998,55.371462129999998,55.371462129999998,55.371462129999998,55.371462129999998,55.371462129999998,55.371462129999998,55.371462129999998,55.371462129999998,53.806056089999998,38.49690339,31.116264210000001,29.217937599999999,28.260019580000002,27.68526877,26.471704429999999,24.611714419999998,23.4333253,19.24593621,19.24593621,24.077910339999999,25.039557049999999,26.82497266,27.838859410000001,28.51600397,28.265741250000001,31.09162001,34.292041449999999,38.49690339,55.371462129999998,55.371462129999998,55.657967050000003,56.833185049999997,56.856680169999997,55.82329747,55.657967050000003,55.657967050000003,55.657967050000003,55.620687789999998,55.371462129999998,55.371462129999998,55.371462129999998,55.371462129999998,55.371462129999998,null,56.856680169999997,56.833185049999997,55.82329747,55.657967050000003,55.657967050000003,55.657967050000003,55.657967050000003,55.620687789999998,55.371462129999998,55.371462129999998,55.371462129999998,55.371462129999998,55.371462129999998,55.371462129999998,55.371462129999998,55.371462129999998,55.371462129999998,55.371462129999998,55.371462129999998,55.371462129999998,55.371462129999998,55.371462129999998,55.371462129999998,55.371462129999998,55.371462129999998,55.371462129999998,55.371462129999998,55.371462129999998,53.806056089999998,38.49690339,38.49690339,34.292041449999999,31.116264210000001,31.09162001,29.217937599999999,28.51600397,28.265741250000001,28.260019580000002,27.838859410000001,27.68526877,26.82497266,26.471704429999999,25.039557049999999,24.611714419999998,24.077910339999999,23.4333253,19.24593621,19.24593621,null,112.58556487,43.001554029999994,69.584010840000005,2024]
[2023,10,25,"Wednesday",55.371462129999998,55.371462129999998,55.371462129999998,55.371462129999998,55.371462129999998,55.371462129999998,55.371462129999998,55.371462129999998,55.371462129999998,55.371462129999998,55.371462129999998,55.371462129999998,55.371462129999998,49.213997200000001,38.49690339,29.07286186,28.51600397,27.838859410000001,27.18935265,26.092638690000001,25.163123639999998,24.710365249999999,24.710365249999999,25.623811409999998,25.840489479999999,27.055590209999998,27.838859410000001,28.51600397,31.243434400000002,33.91250548,33.929164280000002,38.49690339,46.083995440000002,55.371462129999998,55.657967050000003,56.856680169999997,57.907115699999999,58.975029679999999,57.738947799999998,55.732765559999997,55.657967050000003,55.657967050000003,55.559072739999998,55.371462129999998,55.371462129999998,55.371462129999998,55.371462129999998,55.371462129999998,null,58.975029679999999,57.907115699999999,57.738947799999998,56.856680169999997,55.732765559999997,55.657967050000003,55.657967050000003,55.657967050000003,55.559072739999998,55.371462129999998,55.371462129999998,55.371462129999998,55.371462129999998,55.371462129999998,55.371462129999998,55.371462129999998,55.371462129999998,55.371462129999998,55.371462129999998,55.371462129999998,55.371462129999998,55.371462129999998,55.371462129999998,55.371462129999998,55.371462129999998,55.371462129999998,55.371462129999998,55.371462129999998,49.213997200000001,46.083995440000002,38.49690339,38.49690339,33.929164280000002,33.91250548,31.243434400000002,29.07286186,28.51600397,28.51600397,27.838859410000001,27.838859410000001,27.18935265,27.055590209999998,26.092638690000001,25.840489479999999,25.623811409999998,25.163123639999998,24.710365249999999,24.710365249999999,null,115.738886675,50.103832774999994,65.635053900000003,2024]
[2023,10,26,"Thursday",55.371462129999998,55.371462129999998,55.371462129999998,55.371462129999998,55.371462129999998,55.371462129999998,55.371462129999998,55.371462129999998,55.371462129999998,55.371462129999998,55.371462129999998,55.371462129999998,53.806056089999998,49.213997200000001,34.723959170000001,32.857623089999997,28.772144959999999,28.265741250000001,28.265741250000001,28.265741250000001,28.44159252,28.05625062,27.057938790000001,26.08721516,25.618485320000001,26.088578089999999,27.057938790000001,27.838859410000001,28.51600397,28.265741250000001,31.09162001,34.292041449999999,36.776982369999999,55.371462129999998,55.371462129999998,55.82329747,57.02503162,58.615746110000003,55.82329747,55.657967050000003,55.657967050000003,55.657967050000003,55.534453739999996,55.371462129999998,55.371462129999998,55.371462129999998,55.371462129999998,55.371462129999998,null,58.615746110000003,57.02503162,55.82329747,55.82329747,55.657967050000003,55.657967050000003,55.657967050000003,55.534453739999996,55.371462129999998,55.371462129999998,55.371462129999998,55.371462129999998,55.371462129999998,55.371462129999998,55.371462129999998,{"$f":"LARGE($E120:$AZ120,BQ$2)","v":55.371462129999998},55.371462129999998,55.371462129999998,55.371462129999998,55.371462129999998,55.371462129999998,55.371462129999998,55.371462129999998,55.371462129999998,55.371462129999998,55.371462129999998,55.371462129999998,53.806056089999998,49.213997200000001,36.776982369999999,34.723959170000001,34.292041449999999,32.857623089999997,31.09162001,28.772144959999999,28.51600397,28.44159252,28.265741250000001,28.265741250000001,28.265741250000001,28.265741250000001,28.05625062,27.838859410000001,27.057938790000001,27.057938790000001,26.088578089999999,26.08721516,25.618485320000001,null,113.643686335,52.426108680000006,61.217577654999992,2024]
[2023,10,27,"Friday",55.371462129999998,55.371462129999998,55.371462129999998,55.371462129999998,55.371462129999998,55.371462129999998,55.371462129999998,55.371462129999998,55.371462129999998,55.371462129999998,55.371462129999998,55.371462129999998,55.371462129999998,38.49690339,31.116264210000001,30.620572030000002,27.698965810000001,27.174983109999999,26.355997590000001,25.417100730000001,24.959772539999999,22.348789629999999,24.696020959999998,25.163123639999998,25.14527812,27.328668390000001,27.835861049999998,28.511006720000001,28.265741250000001,28.88914699,33.056969719999998,34.292041449999999,38.49690339,55.371462129999998,55.657967050000003,56.650319840000002,58.29789229,57.696942829999998,56.650319840000002,55.657967050000003,55.657967050000003,55.620687789999998,55.371462129999998,55.371462129999998,55.371462129999998,55.371462129999998,55.371462129999998,55.371462129999998,null,{"$f":"LARGE($E121:$AZ121,BB$2)","v":58.29789229},57.696942829999998,56.650319840000002,56.650319840000002,55.657967050000003,55.657967050000003,55.657967050000003,55.620687789999998,55.371462129999998,55.371462129999998,55.371462129999998,55.371462129999998,55.371462129999998,55.371462129999998,55.371462129999998,55.371462129999998,55.371462129999998,55.371462129999998,55.371462129999998,55.371462129999998,55.371462129999998,55.371462129999998,55.371462129999998,55.371462129999998,55.371462129999998,55.371462129999998,55.371462129999998,55.371462129999998,38.49690339,38.49690339,34.292041449999999,33.056969719999998,31.116264210000001,30.620572030000002,28.88914699,28.511006720000001,28.265741250000001,27.835861049999998,27.698965810000001,27.328668390000001,27.174983109999999,26.355997590000001,25.417100730000001,25.163123639999998,25.14527812,24.959772539999999,24.696020959999998,22.348789629999999,null,114.64773740000001,48.574930625,66.072806775000004,2024]
[2023,10,28,"Saturday",55.371462129999998,55.371462129999998,55.371462129999998,55.371462129999998,55.371462129999998,55.371462129999998,55.371462129999998,55.371462129999998,55.371462129999998,55.371462129999998,55.371462129999998,55.371462129999998,49.213997200000001,47.260209519999997,28.581711389999999,29.09984034,27.4499186,25.23767664,23.84272035,19.24593621,19.24593621,19.24593621,19.24593621,19.24593621,19.24593621,19.24593621,19.24593621,24.077931509999999,25.964543370000001,27.838859410000001,28.51600397,29.07286186,32.857623089999997,44.418302629999999,55.371462129999998,55.657967050000003,55.657967050000003,55.657967050000003,55.657967050000003,55.657967050000003,55.657967050000003,55.371462129999998,55.371462129999998,55.371462129999998,55.371462129999998,55.371462129999998,55.371462129999998,55.371462129999998,null,55.657967050000003,55.657967050000003,55.657967050000003,55.657967050000003,55.657967050000003,55.657967050000003,55.371462129999998,55.371462129999998,55.371462129999998,55.371462129999998,55.371462129999998,55.371462129999998,55.371462129999998,55.371462129999998,55.371462129999998,55.371462129999998,55.371462129999998,55.371462129999998,55.371462129999998,55.371462129999998,55.371462129999998,55.371462129999998,55.371462129999998,55.371462129999998,55.371462129999998,55.371462129999998,49.213997200000001,47.260209519999997,44.418302629999999,32.857623089999997,29.09984034,29.07286186,28.581711389999999,28.51600397,27.838859410000001,27.4499186,25.964543370000001,25.23767664,24.077931509999999,23.84272035,19.24593621,19.24593621,19.24593621,19.24593621,19.24593621,19.24593621,19.24593621,19.24593621,null,111.31593410000001,38.49187242,72.82406168,2024]
[2023,10,29,"Sunday",55.371462129999998,55.371462129999998,55.371462129999998,55.371462129999998,55.371462129999998,55.371462129999998,55.371462129999998,55.371462129999998,55.371462129999998,55.371462129999998,55.371462129999998,55.371462129999998,49.12905138,47.431553399999999,37.374239160000002,34.292041449999999,33.056969719999998,29.003460329999999,28.265741250000001,28.569995840000001,24.824727370000002,23.83310062,22.553955290000001,22.553955290000001,22.97466725,23.392807260000001,24.713230209999999,26.676641709999998,31.250793890000001,33.89410677,33.936968129999997,38.49690339,49.213997200000001,55.371462129999998,55.371462129999998,55.657967050000003,55.657967050000003,55.657967050000003,55.657967050000003,55.639139829999998,55.371462129999998,55.371462129999998,55.371462129999998,55.371462129999998,55.371462129999998,55.371462129999998,55.371462129999998,55.371462129999998,null,55.657967050000003,55.657967050000003,55.657967050000003,55.657967050000003,55.639139829999998,55.371462129999998,55.371462129999998,55.371462129999998,55.371462129999998,55.371462129999998,55.371462129999998,55.371462129999998,55.371462129999998,55.371462129999998,55.371462129999998,55.371462129999998,55.371462129999998,55.371462129999998,55.371462129999998,55.371462129999998,55.371462129999998,55.371462129999998,55.371462129999998,55.371462129999998,55.371462129999998,55.371462129999998,55.371462129999998,49.213997200000001,49.12905138,47.431553399999999,38.49690339,37.374239160000002,34.292041449999999,33.936968129999997,33.89410677,33.056969719999998,31.250793890000001,29.003460329999999,28.569995840000001,28.265741250000001,26.676641709999998,24.824727370000002,24.713230209999999,23.83310062,23.392807260000001,22.97466725,22.553955290000001,22.553955290000001,null,111.31593410000001,45.737692545000002,65.578241555000005,2024]
[2023,10,30,"Monday",55.371462129999998,55.371462129999998,55.371462129999998,54.6501144,54.111107449999999,55.371462129999998,53.991456880000001,54.6501144,55.371462129999998,55.371462129999998,55.371462129999998,55.371462129999998,55.371462129999998,55.371462129999998,53.077486839999999,49.213997200000001,38.49690339,38.49690339,37.794476600000003,33.768183360000002,33.768183360000002,33.768183360000002,33.768183360000002,33.768183360000002,33.768183360000002,33.768183360000002,33.768183360000002,33.768183360000002,33.768183360000002,38.49690339,38.49690339,38.49690339,47.260209519999997,49.213997200000001,55.371462129999998,55.657967050000003,55.657967050000003,55.657967050000003,55.657967050000003,55.371462129999998,55.371462129999998,55.371462129999998,55.371462129999998,55.371462129999998,55.371462129999998,55.371462129999998,55.371462129999998,55.371462129999998,null,55.657967050000003,55.657967050000003,55.657967050000003,55.657967050000003,55.371462129999998,55.371462129999998,55.371462129999998,55.371462129999998,55.371462129999998,55.371462129999998,55.371462129999998,55.371462129999998,55.371462129999998,55.371462129999998,55.371462129999998,55.371462129999998,55.371462129999998,55.371462129999998,55.371462129999998,55.371462129999998,55.371462129999998,55.371462129999998,55.371462129999998,55.371462129999998,54.6501144,54.6501144,54.111107449999999,53.991456880000001,53.077486839999999,49.213997200000001,49.213997200000001,47.260209519999997,38.49690339,38.49690339,38.49690339,38.49690339,38.49690339,37.794476600000003,33.768183360000002,33.768183360000002,33.768183360000002,33.768183360000002,33.768183360000002,33.768183360000002,33.768183360000002,33.768183360000002,{"$f":"LARGE($E124:$AZ124,CV$2)","v":33.768183360000002},33.768183360000002,null,111.31593410000001,67.536366720000004,43.779567380000003,2024]
[2023,10,31,"Tuesday",55.371462129999998,55.371462129999998,55.371462129999998,55.371462129999998,54.723337149999999,53.810056439999997,55.371462129999998,55.371462129999998,55.371462129999998,55.371462129999998,55.371462129999998,55.371462129999998,55.371462129999998,49.213997200000001,46.087451379999997,34.292041449999999,31.09162001,28.77503819,28.729006049999999,28.265741250000001,28.265741250000001,28.265741250000001,28.265741250000001,28.265741250000001,28.265741250000001,28.265741250000001,28.265741250000001,28.265741250000001,28.265741250000001,31.5856487,33.056969719999998,34.292041449999999,38.49690339,55.371462129999998,55.371462129999998,55.657967050000003,55.657967050000003,55.657967050000003,55.657967050000003,55.657967050000003,55.657967050000003,55.371462129999998,55.371462129999998,55.371462129999998,55.371462129999998,55.371462129999998,55.371462129999998,55.371462129999998,null,55.657967050000003,55.657967050000003,55.657967050000003,55.657967050000003,55.657967050000003,55.657967050000003,55.371462129999998,55.371462129999998,55.371462129999998,55.371462129999998,55.371462129999998,55.371462129999998,55.371462129999998,55.371462129999998,55.371462129999998,55.371462129999998,55.371462129999998,55.371462129999998,55.371462129999998,55.371462129999998,55.371462129999998,55.371462129999998,55.371462129999998,55.371462129999998,55.371462129999998,55.371462129999998,54.723337149999999,53.810056439999997,49.213997200000001,46.087451379999997,38.49690339,{"$f":"LARGE($E125:$AZ125,CG$2)","v":34.292041449999999},34.292041449999999,33.056969719999998,31.5856487,31.09162001,28.77503819,28.729006049999999,28.265741250000001,28.265741250000001,28.265741250000001,28.265741250000001,28.265741250000001,28.265741250000001,28.265741250000001,28.265741250000001,28.265741250000001,28.265741250000001,null,111.31593410000001,56.531482500000003,54.784451600000004,2024]
[2023,11,1,"Wednesday",55.371462129999998,55.371462129999998,55.371462129999998,55.371462129999998,55.371462129999998,55.371462129999998,54.69082736,54.69082736,55.371462129999998,55.371462129999998,55.371462129999998,55.371462129999998,55.371462129999998,49.213997200000001,38.49690339,34.292041449999999,33.056969719999998,28.265741250000001,28.324905860000001,28.05954594,26.561179469999999,26.09277165,25.165643429999999,25.165643429999999,25.625158320000001,26.579022720000001,27.55212822,28.038118650000001,28.431024699999998,31.09162001,34.292041449999999,33.768183360000002,44.418302629999999,55.371462129999998,55.371462129999998,55.657967050000003,55.657967050000003,55.657967050000003,55.657967050000003,55.657967050000003,55.657967050000003,55.657967050000003,55.371462129999998,55.371462129999998,55.371462129999998,55.371462129999998,55.371462129999998,55.371462129999998,null,55.657967050000003,55.657967050000003,55.657967050000003,55.657967050000003,55.657967050000003,55.657967050000003,55.657967050000003,55.371462129999998,55.371462129999998,55.371462129999998,55.371462129999998,55.371462129999998,55.371462129999998,55.371462129999998,55.371462129999998,55.371462129999998,55.371462129999998,55.371462129999998,55.371462129999998,55.371462129999998,55.371462129999998,55.371462129999998,55.371462129999998,55.371462129999998,55.371462129999998,55.371462129999998,54.69082736,54.69082736,49.213997200000001,44.418302629999999,38.49690339,34.292041449999999,34.292041449999999,33.768183360000002,33.056969719999998,31.09162001,28.431024699999998,28.324905860000001,28.265741250000001,28.05954594,28.038118650000001,27.55212822,26.579022720000001,26.561179469999999,26.09277165,25.625158320000001,25.165643429999999,25.165643429999999,null,111.31593410000001,51.024608415000003,60.291325685000004,2024]
[2023,11,2,"Thursday",55.371462129999998,55.371462129999998,55.371462129999998,54.016015750000001,55.011276330000001,55.011276330000001,55.011276330000001,55.371462129999998,55.371462129999998,55.371462129999998,55.371462129999998,55.371462129999998,55.371462129999998,44.418302629999999,34.292041449999999,33.056969719999998,31.5856487,28.265741250000001,27.44616632,23.879537030000002,24.714018410000001,24.270081770000001,23.833638860000001,23.833638860000001,24.270081770000001,24.279511939999999,25.170875370000001,27.281039679999999,31.66538736,32.857623089999997,34.292041449999999,33.768183360000002,38.49690339,55.371462129999998,55.371462129999998,55.657967050000003,55.657967050000003,55.657967050000003,55.657967050000003,55.657967050000003,55.657967050000003,55.371462129999998,55.371462129999998,55.371462129999998,55.371462129999998,55.371462129999998,55.371462129999998,55.371462129999998,null,55.657967050000003,55.657967050000003,55.657967050000003,55.657967050000003,55.657967050000003,55.657967050000003,55.371462129999998,55.371462129999998,55.371462129999998,55.371462129999998,55.371462129999998,55.371462129999998,55.371462129999998,55.371462129999998,55.371462129999998,55.371462129999998,55.371462129999998,55.371462129999998,55.371462129999998,55.371462129999998,55.371462129999998,55.371462129999998,55.371462129999998,55.371462129999998,55.011276330000001,55.011276330000001,55.011276330000001,54.016015750000001,44.418302629999999,38.49690339,34.292041449999999,34.292041449999999,33.768183360000002,33.056969719999998,32.857623089999997,31.66538736,31.5856487,28.265741250000001,27.44616632,27.281039679999999,25.170875370000001,24.714018410000001,24.279511939999999,24.270081770000001,24.270081770000001,23.879537030000002,23.833638860000001,23.833638860000001,null,111.31593410000001,47.90844826,63.407485840000007,2024]
[2023,11,3,"Friday",55.371462129999998,54.585370019999999,52.619674289999999,48.24538321,48.24538321,48.24538321,48.24538321,48.24538321,48.24538321,53.59111283,55.371462129999998,55.371462129999998,50.723247030000003,38.49690339,32.698436780000002,32.698436780000002,32.1988749,29.080400690000001,28.502701800000001,25.287545640000001,24.275127529999999,19.276356109999998,19.276356109999998,19.276356109999998,19.276356109999998,19.276356109999998,19.276356109999998,28.569995840000001,28.265741250000001,28.86587171,32.857623089999997,34.292041449999999,38.49690339,55.371462129999998,55.371462129999998,55.371462129999998,55.371462129999998,55.657967050000003,55.371462129999998,55.371462129999998,55.371462129999998,55.371462129999998,55.371462129999998,55.371462129999998,55.371462129999998,55.371462129999998,55.371462129999998,54.016015750000001,null,55.657967050000003,55.371462129999998,55.371462129999998,55.371462129999998,55.371462129999998,55.371462129999998,55.371462129999998,55.371462129999998,55.371462129999998,55.371462129999998,55.371462129999998,55.371462129999998,55.371462129999998,55.371462129999998,55.371462129999998,55.371462129999998,55.371462129999998,54.585370019999999,54.016015750000001,53.59111283,52.619674289999999,50.723247030000003,48.24538321,48.24538321,48.24538321,48.24538321,48.24538321,48.24538321,38.49690339,38.49690339,34.292041449999999,32.857623089999997,32.698436780000002,32.698436780000002,32.1988749,29.080400690000001,28.86587171,28.569995840000001,28.502701800000001,28.265741250000001,25.287545640000001,24.275127529999999,19.276356109999998,19.276356109999998,19.276356109999998,19.276356109999998,19.276356109999998,19.276356109999998,null,110.88617671999999,38.552712219999997,72.333464499999991,2024]
[2023,11,4,"Saturday",48.24538321,48.24538321,48.24538321,48.24538321,48.24538321,48.24538321,48.24538321,48.24538321,48.24538321,48.24538321,48.527990340000002,48.643951399999999,33.968564219999998,33.819614399999999,26.419348859999999,26.09277165,24.714018410000001,19.276356109999998,19.276356109999998,19.485063579999998,18.548958750000001,18.548958750000001,18.548958750000001,18.548958750000001,18.548958750000001,18.900842390000001,19.485063579999998,25.177118579999998,27.398385260000001,29.217937599999999,33.819614399999999,33.819614399999999,33.819614399999999,49.213997200000001,55.371462129999998,55.657967050000003,55.657967050000003,55.657967050000003,55.657967050000003,55.657967050000003,55.371462129999998,55.371462129999998,55.371462129999998,55.371462129999998,55.371462129999998,55.371462129999998,55.371462129999998,55.371462129999998,null,55.657967050000003,55.657967050000003,55.657967050000003,55.657967050000003,55.657967050000003,55.371462129999998,55.371462129999998,55.371462129999998,55.371462129999998,55.371462129999998,55.371462129999998,55.371462129999998,55.371462129999998,55.371462129999998,49.213997200000001,48.643951399999999,48.527990340000002,48.24538321,48.24538321,48.24538321,48.24538321,48.24538321,48.24538321,48.24538321,48.24538321,48.24538321,48.24538321,33.968564219999998,33.819614399999999,33.819614399999999,33.819614399999999,33.819614399999999,29.217937599999999,27.398385260000001,26.419348859999999,26.09277165,25.177118579999998,24.714018410000001,19.485063579999998,19.485063579999998,19.276356109999998,19.276356109999998,18.900842390000001,18.548958750000001,18.548958750000001,18.548958750000001,18.548958750000001,18.548958750000001,null,111.31593410000001,37.097917500000001,74.218016599999999,2024]
[2023,11,5,"Sunday",55.371462129999998,55.371462129999998,54.815229109999997,54.815229109999997,54.84027932,53.817258330000001,54.820477889999999,53.912321970000001,54.913668540000003,54.913668540000003,54.913668540000003,54.913668540000003,44.62959197,34.292041449999999,28.502701800000001,27.8308781,25.648750880000001,24.73599703,23.253608180000001,19.276356109999998,19.485063579999998,18.587334510000002,19.276356109999998,19.276356109999998,19.276356109999998,19.276356109999998,25.967820679999999,27.68112348,28.569995840000001,28.983107709999999,32.619231820000003,35.240473569999999,44.418302629999999,55.371462129999998,55.371462129999998,56.962169529999997,58.82136732,58.011713839999999,55.657967050000003,55.657967050000003,55.657967050000003,55.371462129999998,55.371462129999998,55.371462129999998,55.371462129999998,55.371462129999998,55.371462129999998,55.371462129999998,null,58.82136732,58.011713839999999,56.962169529999997,55.657967050000003,55.657967050000003,55.657967050000003,55.371462129999998,55.371462129999998,55.371462129999998,55.371462129999998,55.371462129999998,55.371462129999998,55.371462129999998,55.371462129999998,55.371462129999998,55.371462129999998,55.371462129999998,54.913668540000003,54.913668540000003,54.913668540000003,54.913668540000003,54.84027932,54.820477889999999,54.815229109999997,54.815229109999997,53.912321970000001,53.817258330000001,44.62959197,44.418302629999999,35.240473569999999,34.292041449999999,32.619231820000003,28.983107709999999,28.569995840000001,28.502701800000001,27.8308781,27.68112348,25.967820679999999,25.648750880000001,24.73599703,23.253608180000001,19.485063579999998,19.276356109999998,19.276356109999998,19.276356109999998,19.276356109999998,19.276356109999998,18.587334510000002,null,114.72660886999999,38.208201420000002,76.518407449999984,2024]
[2023,11,6,"Monday",55.371462129999998,55.371462129999998,55.371462129999998,55.371462129999998,54.864337800000001,55.371462129999998,54.517368359999999,54.721022130000001,55.371462129999998,55.371462129999998,55.371462129999998,55.371462129999998,54.822088170000001,38.49690339,33.768183360000002,34.292041449999999,33.056969719999998,31.5856487,28.785061339999999,28.49224401,28.49224401,28.49224401,28.49224401,28.49224401,28.798889989999999,31.5856487,33.056969719999998,34.292041449999999,33.768183360000002,38.49690339,44.418302629999999,55.371462129999998,55.371462129999998,55.929624330000003,60.16350705,67.46442897,68.105302699999996,67.073962289999997,64.690690619999998,62.388563820000002,60.16350705,58.010009879999998,55.904636699999998,55.904636699999998,55.657967050000003,55.657967050000003,55.371462129999998,55.371462129999998,null,68.105302699999996,67.46442897,67.073962289999997,64.690690619999998,62.388563820000002,60.16350705,60.16350705,58.010009879999998,55.929624330000003,55.904636699999998,55.904636699999998,55.657967050000003,55.657967050000003,55.371462129999998,55.371462129999998,55.371462129999998,55.371462129999998,55.371462129999998,55.371462129999998,55.371462129999998,55.371462129999998,55.371462129999998,55.371462129999998,55.371462129999998,55.371462129999998,55.371462129999998,54.864337800000001,54.822088170000001,54.721022130000001,54.517368359999999,44.418302629999999,38.49690339,38.49690339,34.292041449999999,34.292041449999999,33.768183360000002,33.768183360000002,33.056969719999998,33.056969719999998,31.5856487,31.5856487,28.798889989999999,28.785061339999999,28.49224401,28.49224401,28.49224401,28.49224401,28.49224401,null,133.66719229,56.984488020000001,76.682704270000002,2024]
[2023,11,7,"Tuesday",55.371462129999998,55.371462129999998,55.371462129999998,55.371462129999998,55.011276330000001,54.016015750000001,54.016015750000001,55.371462129999998,55.371462129999998,55.371462129999998,55.371462129999998,55.371462129999998,55.371462129999998,52.929951340000002,49.213997200000001,47.260209519999997,38.867592000000002,34.292041449999999,33.056969719999998,32.062271629999998,32.062271629999998,32.062271629999998,32.062271629999998,32.062271629999998,34.292041449999999,33.768183360000002,33.768183360000002,33.768183360000002,38.867592000000002,47.260209519999997,49.213997200000001,55.371462129999998,55.371462129999998,55.929624330000003,58.011713839999999,62.792030420000003,63.529745349999999,62.388563820000002,61.266645609999998,59.078680540000001,58.011713839999999,56.962169529999997,55.904636699999998,55.904636699999998,55.657967050000003,55.657967050000003,55.371462129999998,55.371462129999998,null,63.529745349999999,62.792030420000003,62.388563820000002,61.266645609999998,59.078680540000001,58.011713839999999,58.011713839999999,56.962169529999997,55.929624330000003,55.904636699999998,55.904636699999998,55.657967050000003,55.657967050000003,55.371462129999998,55.371462129999998,55.371462129999998,55.371462129999998,55.371462129999998,55.371462129999998,55.371462129999998,55.371462129999998,55.371462129999998,55.371462129999998,55.371462129999998,55.371462129999998,55.371462129999998,55.371462129999998,55.011276330000001,54.016015750000001,54.016015750000001,52.929951340000002,49.213997200000001,49.213997200000001,47.260209519999997,47.260209519999997,38.867592000000002,38.867592000000002,34.292041449999999,34.292041449999999,33.768183360000002,33.768183360000002,33.768183360000002,33.056969719999998,32.062271629999998,32.062271629999998,32.062271629999998,32.062271629999998,32.062271629999998,null,{"$f":"SUM(OFFSET(BB132,0,0,1,$CY$1))/2","v":124.9884926},{"$f":"SUM(OFFSET(CW132,0,0,1,-$CY$1))/2","v":64.124543259999996},{"$f":"CY132-CZ132","v":60.863949340000005},{"$f":"IF(A132>=7,A132+1,A132)","v":2024}]
[2023,11,8,"Wednesday",55.371462129999998,55.371462129999998,55.371462129999998,55.371462129999998,55.371462129999998,55.371462129999998,55.371462129999998,55.371462129999998,55.371462129999998,55.371462129999998,55.371462129999998,55.371462129999998,55.371462129999998,49.213997200000001,47.260209519999997,38.867592000000002,33.768183360000002,33.768183360000002,34.292041449999999,31.09162001,28.67505036,28.67505036,28.67505036,31.66538736,32.857623089999997,34.292041449999999,33.768183360000002,33.768183360000002,38.867592000000002,38.867592000000002,47.260209519999997,49.213997200000001,55.371462129999998,55.904636699999998,55.929624330000003,63.070492850000001,62.388563820000002,62.388563820000002,60.16350705,59.078680540000001,58.010009879999998,55.904636699999998,55.904636699999998,55.657967050000003,55.657967050000003,55.657967050000003,55.657967050000003,55.371462129999998,null,63.070492850000001,62.388563820000002,62.388563820000002,60.16350705,59.078680540000001,58.010009879999998,55.929624330000003,55.904636699999998,55.904636699999998,55.904636699999998,55.657967050000003,55.657967050000003,55.657967050000003,55.657967050000003,55.371462129999998,55.371462129999998,55.371462129999998,55.371462129999998,55.371462129999998,55.371462129999998,55.371462129999998,55.371462129999998,55.371462129999998,55.371462129999998,55.371462129999998,55.371462129999998,55.371462129999998,55.371462129999998,55.371462129999998,49.213997200000001,49.213997200000001,47.260209519999997,47.260209519999997,38.867592000000002,38.867592000000002,38.867592000000002,34.292041449999999,34.292041449999999,33.768183360000002,33.768183360000002,33.768183360000002,33.768183360000002,32.857623089999997,31.66538736,31.09162001,28.67505036,28.67505036,28.67505036,null,124.00556376999999,58.558385545,65.447178224999988,2024]
[2023,11,9,"Thursday",55.371462129999998,55.371462129999998,55.371462129999998,55.371462129999998,55.371462129999998,55.371462129999998,55.371462129999998,55.371462129999998,55.371462129999998,55.371462129999998,55.657967050000003,55.657967050000003,55.371462129999998,55.371462129999998,50.956272239999997,49.213997200000001,47.260209519999997,38.49690339,38.49690339,34.292041449999999,33.056969719999998,31.5856487,30.902202729999999,28.72032518,28.265741250000001,24.417238730000001,26.568699420000002,23.852045969999999,26.848712800000001,26.443348400000001,28.265741250000001,28.265741250000001,28.96542608,43.15705268,55.371462129999998,55.371462129999998,55.657967050000003,55.657967050000003,55.657967050000003,55.657967050000003,55.371462129999998,55.371462129999998,55.371462129999998,55.371462129999998,55.371462129999998,55.371462129999998,55.371462129999998,55.371462129999998,null,55.657967050000003,55.657967050000003,55.657967050000003,55.657967050000003,55.657967050000003,55.657967050000003,55.371462129999998,55.371462129999998,55.371462129999998,55.371462129999998,55.371462129999998,55.371462129999998,55.371462129999998,55.371462129999998,55.371462129999998,55.371462129999998,55.371462129999998,55.371462129999998,55.371462129999998,55.371462129999998,55.371462129999998,55.371462129999998,55.371462129999998,55.371462129999998,55.371462129999998,55.371462129999998,55.371462129999998,55.371462129999998,50.956272239999997,49.213997200000001,47.260209519999997,43.15705268,38.49690339,38.49690339,34.292041449999999,33.056969719999998,31.5856487,30.902202729999999,28.96542608,28.72032518,28.265741250000001,28.265741250000001,28.265741250000001,26.848712800000001,26.568699420000002,26.443348400000001,24.417238730000001,23.852045969999999,null,111.31593410000001,50.640666260000003,60.675267840000004,2024]
[2023,11,10,"Friday",55.371462129999998,54.815229109999997,54.723812899999999,53.817258330000001,48.24538321,48.24538321,48.24538321,48.24538321,48.24538321,48.24538321,54.913668540000003,49.213844020000003,47.26026427,34.292041449999999,33.056969719999998,28.974297060000001,28.265741250000001,22.822433820000001,25.625158320000001,26.09277165,27.071419410000001,27.565052170000001,24.146581990000001,26.586486369999999,25.328787269999999,23.09891425,25.53158324,27.584815540000001,28.265741250000001,28.192343780000002,32.857623089999997,34.010743300000001,33.887496519999999,45.874242770000002,55.371462129999998,55.371462129999998,55.371462129999998,55.371462129999998,55.371462129999998,55.371462129999998,55.371462129999998,55.371462129999998,55.371462129999998,55.371462129999998,55.371462129999998,55.371462129999998,55.371462129999998,55.371462129999998,null,55.371462129999998,55.371462129999998,55.371462129999998,55.371462129999998,55.371462129999998,55.371462129999998,55.371462129999998,55.371462129999998,55.371462129999998,55.371462129999998,55.371462129999998,55.371462129999998,55.371462129999998,55.371462129999998,55.371462129999998,54.913668540000003,54.815229109999997,54.723812899999999,53.817258330000001,49.213844020000003,48.24538321,48.24538321,48.24538321,48.24538321,48.24538321,48.24538321,47.26026427,45.874242770000002,34.292041449999999,34.010743300000001,33.887496519999999,33.056969719999998,32.857623089999997,28.974297060000001,28.265741250000001,28.265741250000001,28.192343780000002,27.584815540000001,27.565052170000001,27.071419410000001,26.586486369999999,26.09277165,25.625158320000001,25.53158324,25.328787269999999,24.146581990000001,23.09891425,22.822433820000001,null,110.74292426,47.698358665000001,63.044565594999995,2024]
[2023,11,11,"Saturday",55.371462129999998,55.371462129999998,53.424014890000002,48.24538321,48.24538321,48.24538321,48.24538321,48.24538321,48.24538321,48.24538321,48.24538321,49.213997200000001,38.49690339,31.116264210000001,28.265741250000001,19.855804129999999,19.276356109999998,19.276356109999998,19.276356109999998,19.276356109999998,19.276356109999998,19.276356109999998,19.276356109999998,19.276356109999998,19.276356109999998,24.957442220000001,21.896736879999999,25.047270709999999,27.81824035,28.06059587,28.265741250000001,31.09162001,34.292041449999999,38.49690339,55.371462129999998,55.371462129999998,55.371462129999998,55.371462129999998,55.371462129999998,55.371462129999998,55.371462129999998,55.371462129999998,55.371462129999998,55.371462129999998,55.371462129999998,55.371462129999998,55.371462129999998,55.371462129999998,null,55.371462129999998,55.371462129999998,55.371462129999998,55.371462129999998,55.371462129999998,55.371462129999998,55.371462129999998,55.371462129999998,55.371462129999998,55.371462129999998,55.371462129999998,55.371462129999998,55.371462129999998,55.371462129999998,55.371462129999998,{"$f":"LARGE($E136:$AZ136,BQ$2)","v":55.371462129999998},53.424014890000002,49.213997200000001,48.24538321,48.24538321,48.24538321,48.24538321,48.24538321,48.24538321,48.24538321,48.24538321,38.49690339,38.49690339,34.292041449999999,31.116264210000001,31.09162001,28.265741250000001,28.265741250000001,28.06059587,27.81824035,25.047270709999999,24.957442220000001,21.896736879999999,19.855804129999999,19.276356109999998,19.276356109999998,19.276356109999998,19.276356109999998,19.276356109999998,19.276356109999998,19.276356109999998,19.276356109999998,19.276356109999998,null,110.74292426,38.552712219999997,72.190212040000006,2024]
[2023,11,12,"Sunday",55.371462129999998,55.371462129999998,54.857082910000003,48.24538321,48.24538321,48.24538321,51.125411769999999,51.125411769999999,51.125411769999999,51.125411769999999,52.61809856,49.213997200000001,38.49690339,29.59834193,25.299651189999999,23.86478825,23.370934089999999,19.276356109999998,19.485063579999998,18.548958750000001,18.548958750000001,18.548958750000001,18.548958750000001,18.548958750000001,19.485063579999998,19.276356109999998,25.265532090000001,25.970037959999999,28.569995840000001,28.265741250000001,28.446073420000001,28.910782959999999,34.292041449999999,37.919920580000003,55.371462129999998,55.371462129999998,55.371462129999998,55.371462129999998,55.371462129999998,55.371462129999998,55.371462129999998,55.371462129999998,55.371462129999998,55.371462129999998,55.371462129999998,55.371462129999998,55.371462129999998,55.371462129999998,null,{"$f":"LARGE($E137:$AZ137,BB$2)","v":55.371462129999998},55.371462129999998,55.371462129999998,55.371462129999998,55.371462129999998,55.371462129999998,55.371462129999998,55.371462129999998,55.371462129999998,55.371462129999998,55.371462129999998,55.371462129999998,55.371462129999998,55.371462129999998,55.371462129999998,55.371462129999998,54.857082910000003,52.61809856,51.125411769999999,51.125411769999999,51.125411769999999,51.125411769999999,49.213997200000001,48.24538321,48.24538321,48.24538321,38.49690339,37.919920580000003,34.292041449999999,29.59834193,28.910782959999999,28.569995840000001,28.446073420000001,28.265741250000001,25.970037959999999,25.299651189999999,25.265532090000001,23.86478825,23.370934089999999,19.485063579999998,19.485063579999998,19.276356109999998,19.276356109999998,18.548958750000001,18.548958750000001,18.548958750000001,18.548958750000001,18.548958750000001,null,110.74292426,37.097917500000001,73.645006760000001,2024]
[2023,11,13,"Monday",52.073465759999998,48.24538321,48.24538321,48.24538321,48.24538321,48.24538321,48.24538321,48.24538321,48.24538321,51.125411769999999,54.949786930000002,49.213997200000001,47.260209519999997,34.292041449999999,28.499234869999999,27.068094160000001,26.140618750000002,25.21179042,19.276356109999998,19.276356109999998,19.276356109999998,19.276356109999998,19.276356109999998,19.276356109999998,19.276356109999998,19.276356109999998,24.811262710000001,25.965340810000001,26.921407720000001,31.5856487,33.056969719999998,34.292041449999999,33.768183360000002,49.213997200000001,55.371462129999998,55.371462129999998,55.657967050000003,55.657967050000003,55.657967050000003,55.657967050000003,55.371462129999998,55.371462129999998,55.371462129999998,55.371462129999998,55.371462129999998,55.371462129999998,55.371462129999998,55.371462129999998,null,55.657967050000003,55.657967050000003,55.657967050000003,55.657967050000003,55.371462129999998,55.371462129999998,55.371462129999998,55.371462129999998,55.371462129999998,55.371462129999998,55.371462129999998,55.371462129999998,55.371462129999998,55.371462129999998,54.949786930000002,52.073465759999998,51.125411769999999,49.213997200000001,49.213997200000001,48.24538321,48.24538321,48.24538321,48.24538321,48.24538321,48.24538321,48.24538321,48.24538321,47.260209519999997,34.292041449999999,34.292041449999999,33.768183360000002,33.056969719999998,31.5856487,28.499234869999999,27.068094160000001,26.921407720000001,26.140618750000002,25.965340810000001,25.21179042,24.811262710000001,19.276356109999998,19.276356109999998,19.276356109999998,19.276356109999998,19.276356109999998,19.276356109999998,19.276356109999998,19.276356109999998,null,111.31593410000001,38.552712219999997,72.763221880000003,2024]
[2023,11,14,"Tuesday",55.371462129999998,53.271148680000003,52.073465759999998,48.24538321,48.24538321,48.24538321,48.24538321,48.24538321,53.593832480000003,50.103369970000003,55.371462129999998,49.213997200000001,47.260209519999997,34.292041449999999,28.980109469999999,28.265741250000001,28.265741250000001,28.265741250000001,28.569995840000001,19.276356109999998,19.276356109999998,19.276356109999998,19.276356109999998,19.276356109999998,19.276356109999998,27.838859410000001,28.51600397,28.265741250000001,28.88717523,31.5856487,33.056969719999998,34.292041449999999,38.49690339,49.213997200000001,55.371462129999998,55.657967050000003,55.657967050000003,55.657967050000003,55.657967050000003,55.657967050000003,55.657967050000003,55.371462129999998,55.371462129999998,55.371462129999998,55.371462129999998,55.371462129999998,55.371462129999998,55.371462129999998,null,55.657967050000003,55.657967050000003,55.657967050000003,55.657967050000003,55.657967050000003,55.657967050000003,55.371462129999998,55.371462129999998,55.371462129999998,55.371462129999998,55.371462129999998,55.371462129999998,55.371462129999998,55.371462129999998,55.371462129999998,55.371462129999998,53.593832480000003,53.271148680000003,52.073465759999998,50.103369970000003,49.213997200000001,49.213997200000001,48.24538321,48.24538321,48.24538321,48.24538321,48.24538321,47.260209519999997,38.49690339,34.292041449999999,34.292041449999999,33.056969719999998,31.5856487,28.980109469999999,28.88717523,28.569995840000001,28.51600397,28.265741250000001,28.265741250000001,28.265741250000001,28.265741250000001,27.838859410000001,19.276356109999998,19.276356109999998,19.276356109999998,19.276356109999998,19.276356109999998,19.276356109999998,null,111.31593410000001,38.552712219999997,72.763221880000003,2024]
[2023,11,15,"Wednesday",55.371462129999998,55.371462129999998,54.815229109999997,54.815229109999997,54.815229109999997,54.723812899999999,54.723812899999999,53.817258330000001,54.815229109999997,54.832849070000002,55.371462129999998,54.949786930000002,51.99561044,45.976388020000002,38.49690339,33.768183360000002,33.768183360000002,34.292041449999999,32.062271629999998,32.062271629999998,34.292041449999999,32.062271629999998,32.062271629999998,32.062271629999998,34.292041449999999,32.062271629999998,34.006660420000003,33.889228279999998,38.49690339,38.49690339,47.110224459999998,49.538964829999998,53.59111283,55.371462129999998,55.657967050000003,55.657967050000003,55.657967050000003,55.966410930000002,55.657967050000003,55.657967050000003,55.657967050000003,55.657967050000003,55.371462129999998,55.371462129999998,55.371462129999998,55.371462129999998,55.371462129999998,55.371462129999998,null,55.966410930000002,55.657967050000003,55.657967050000003,55.657967050000003,55.657967050000003,55.657967050000003,55.657967050000003,55.657967050000003,55.371462129999998,55.371462129999998,55.371462129999998,55.371462129999998,55.371462129999998,55.371462129999998,55.371462129999998,55.371462129999998,55.371462129999998,55.371462129999998,54.949786930000002,54.832849070000002,54.815229109999997,54.815229109999997,54.815229109999997,54.815229109999997,54.723812899999999,54.723812899999999,53.817258330000001,53.59111283,51.99561044,49.538964829999998,47.110224459999998,45.976388020000002,38.49690339,38.49690339,38.49690339,34.292041449999999,34.292041449999999,34.292041449999999,34.006660420000003,33.889228279999998,33.768183360000002,33.768183360000002,32.062271629999998,32.062271629999998,32.062271629999998,32.062271629999998,{"$f":"LARGE($E140:$AZ140,CV$2)","v":32.062271629999998},32.062271629999998,null,111.47015604000001,64.124543259999996,47.34561278000001,2024]
[2023,11,16,"Thursday",55.371462129999998,55.371462129999998,55.371462129999998,55.371462129999998,55.011276330000001,55.011276330000001,55.011276330000001,55.371462129999998,55.371462129999998,55.371462129999998,55.371462129999998,55.371462129999998,55.371462129999998,44.418145389999999,34.292041449999999,33.056969719999998,28.265741250000001,28.265741250000001,28.265741250000001,28.265741250000001,27.55212822,28.054478920000001,28.385112670000002,28.265741250000001,28.265741250000001,27.954352669999999,31.5856487,33.056969719999998,34.292041449999999,33.768183360000002,35.657563770000003,46.56517324,49.213997200000001,55.371462129999998,55.657967050000003,58.002111139999997,59.06890121,61.479433370000002,59.650815559999998,58.002111139999997,56.952740560000002,55.657967050000003,55.657967050000003,55.657967050000003,55.371462129999998,55.371462129999998,55.371462129999998,55.371462129999998,null,61.479433370000002,59.650815559999998,59.06890121,58.002111139999997,58.002111139999997,56.952740560000002,55.657967050000003,55.657967050000003,55.657967050000003,55.657967050000003,55.371462129999998,55.371462129999998,55.371462129999998,55.371462129999998,55.371462129999998,55.371462129999998,55.371462129999998,55.371462129999998,55.371462129999998,55.371462129999998,55.371462129999998,55.371462129999998,55.371462129999998,55.371462129999998,55.371462129999998,55.011276330000001,55.011276330000001,55.011276330000001,49.213997200000001,46.56517324,44.418145389999999,{"$f":"LARGE($E141:$AZ141,CG$2)","v":35.657563770000003},34.292041449999999,34.292041449999999,33.768183360000002,33.056969719999998,33.056969719999998,31.5856487,28.385112670000002,28.265741250000001,28.265741250000001,28.265741250000001,28.265741250000001,28.265741250000001,28.265741250000001,28.054478920000001,27.954352669999999,27.55212822,null,119.10063063999999,55.913350529999995,63.187280109999996,2024]
[2023,11,17,"Friday",55.371462129999998,55.371462129999998,55.371462129999998,55.371462129999998,55.371462129999998,55.371462129999998,55.371462129999998,55.371462129999998,55.371462129999998,55.371462129999998,55.371462129999998,55.371462129999998,55.371462129999998,44.40847179,38.49690339,34.256647469999997,33.140416170000002,31.552270119999999,28.86587171,28.265741250000001,28.569995840000001,26.663013960000001,27.05878972,27.440728150000002,28.569995840000001,27.608874060000002,28.45421932,28.86347116,33.056969719999998,34.292041449999999,33.768183360000002,34.814190160000003,42.139555059999999,45.027711529999998,55.371462129999998,55.657967050000003,55.657967050000003,55.657967050000003,55.657967050000003,55.657967050000003,55.657967050000003,55.371462129999998,55.371462129999998,55.371462129999998,55.371462129999998,55.371462129999998,55.371462129999998,55.371462129999998,null,55.657967050000003,55.657967050000003,55.657967050000003,55.657967050000003,55.657967050000003,55.657967050000003,55.371462129999998,55.371462129999998,55.371462129999998,55.371462129999998,55.371462129999998,55.371462129999998,55.371462129999998,55.371462129999998,55.371462129999998,55.371462129999998,55.371462129999998,55.371462129999998,55.371462129999998,55.371462129999998,55.371462129999998,55.371462129999998,55.371462129999998,55.371462129999998,55.371462129999998,55.371462129999998,55.371462129999998,45.027711529999998,44.40847179,42.139555059999999,38.49690339,34.814190160000003,34.292041449999999,34.256647469999997,33.768183360000002,33.140416170000002,33.056969719999998,31.552270119999999,28.86587171,28.86347116,28.569995840000001,28.569995840000001,28.45421932,28.265741250000001,27.608874060000002,27.440728150000002,27.05878972,26.663013960000001,null,111.31593410000001,54.385702945000006,56.930231155000001,2024]
[2023,11,18,"Saturday",55.371462129999998,55.371462129999998,55.371462129999998,55.371462129999998,55.011276330000001,55.011276330000001,55.01176478,55.371462129999998,55.371462129999998,55.371462129999998,55.371462129999998,55.371462129999998,41.661266329999997,34.292041449999999,28.993871420000001,28.265741250000001,28.265741250000001,28.502701800000001,27.8308781,27.053165360000001,25.625158320000001,25.165643429999999,24.270081770000001,24.714018410000001,26.09277165,28.048647599999999,28.05954594,28.376110449999999,28.910400710000001,29.409675239999999,38.49690339,38.49690339,41.19512134,44.418302629999999,55.371462129999998,55.371462129999998,55.371462129999998,55.657967050000003,55.371462129999998,55.371462129999998,55.371462129999998,55.371462129999998,55.371462129999998,55.371462129999998,55.371462129999998,55.371462129999998,55.371462129999998,55.371462129999998,null,55.657967050000003,55.371462129999998,55.371462129999998,55.371462129999998,55.371462129999998,55.371462129999998,55.371462129999998,55.371462129999998,55.371462129999998,55.371462129999998,55.371462129999998,55.371462129999998,55.371462129999998,55.371462129999998,55.371462129999998,55.371462129999998,55.371462129999998,55.371462129999998,55.371462129999998,55.371462129999998,55.371462129999998,55.371462129999998,55.371462129999998,55.01176478,55.011276330000001,55.011276330000001,44.418302629999999,41.661266329999997,41.19512134,38.49690339,38.49690339,34.292041449999999,29.409675239999999,28.993871420000001,28.910400710000001,28.502701800000001,28.376110449999999,28.265741250000001,28.265741250000001,28.05954594,28.048647599999999,27.8308781,27.053165360000001,26.09277165,25.625158320000001,25.165643429999999,24.714018410000001,24.270081770000001,null,110.88617671999999,49.887450965000006,60.998725754999988,2024]
[2023,11,19,"Sunday",55.371462129999998,53.860429289999999,48.24538321,48.24538321,48.24538321,48.24538321,48.24538321,48.24538321,48.24538321,48.24538321,48.24538321,49.213997200000001,34.52286488,28.737108630000002,27.10821554,25.62197239,25.267989180000001,19.276356109999998,19.276356109999998,18.852750820000001,19.404667889999999,19.276356109999998,27.55212822,28.265741250000001,28.265741250000001,28.265741250000001,28.265741250000001,28.265741250000001,28.265741250000001,28.735882159999999,31.5856487,33.056969719999998,34.292041449999999,37.787851259999997,55.371462129999998,55.371462129999998,55.371462129999998,55.371462129999998,55.371462129999998,55.371462129999998,55.371462129999998,55.371462129999998,54.710942279999998,54.710942279999998,54.710942279999998,54.710942279999998,54.710942279999998,52.078321000000003,null,55.371462129999998,55.371462129999998,55.371462129999998,55.371462129999998,55.371462129999998,55.371462129999998,55.371462129999998,55.371462129999998,55.371462129999998,54.710942279999998,54.710942279999998,54.710942279999998,54.710942279999998,54.710942279999998,53.860429289999999,52.078321000000003,49.213997200000001,48.24538321,48.24538321,48.24538321,48.24538321,48.24538321,48.24538321,48.24538321,48.24538321,48.24538321,37.787851259999997,34.52286488,34.292041449999999,33.056969719999998,31.5856487,28.737108630000002,28.735882159999999,28.265741250000001,28.265741250000001,28.265741250000001,28.265741250000001,28.265741250000001,28.265741250000001,27.55212822,27.10821554,25.62197239,25.267989180000001,19.404667889999999,19.276356109999998,19.276356109999998,19.276356109999998,18.852750820000001,null,110.74292426,38.340909574999998,72.402014684999997,2024]
[2023,11,20,"Monday",48.24538321,48.24538321,48.24538321,48.24538321,48.24538321,48.24538321,48.24538321,48.24538321,48.24538321,48.24538321,53.719204750000003,48.24538321,49.213997200000001,34.292041449999999,33.056969719999998,28.265741250000001,28.14209778,27.06242438,26.568699420000002,26.568699420000002,28.057731610000001,28.265741250000001,28.265741250000001,28.265741250000001,28.265741250000001,28.265741250000001,28.729006049999999,33.056969719999998,34.292041449999999,33.768183360000002,33.768183360000002,46.563632669999997,50.723247030000003,55.371462129999998,55.371462129999998,55.657967050000003,55.657967050000003,55.657967050000003,55.657967050000003,55.657967050000003,55.657967050000003,55.371462129999998,55.371462129999998,55.371462129999998,55.371462129999998,55.371462129999998,55.371462129999998,55.371462129999998,null,55.657967050000003,55.657967050000003,55.657967050000003,55.657967050000003,55.657967050000003,55.657967050000003,55.371462129999998,55.371462129999998,55.371462129999998,55.371462129999998,55.371462129999998,55.371462129999998,55.371462129999998,55.371462129999998,55.371462129999998,53.719204750000003,50.723247030000003,49.213997200000001,48.24538321,48.24538321,48.24538321,48.24538321,48.24538321,48.24538321,48.24538321,48.24538321,48.24538321,48.24538321,48.24538321,46.563632669999997,34.292041449999999,34.292041449999999,33.768183360000002,33.768183360000002,33.056969719999998,33.056969719999998,28.729006049999999,28.265741250000001,28.265741250000001,28.265741250000001,28.265741250000001,28.265741250000001,28.265741250000001,28.14209778,28.057731610000001,27.06242438,26.568699420000002,26.568699420000002,null,111.31593410000001,54.128777415000002,57.187156685000005,2024]
[2023,11,21,"Tuesday",55.18908923,55.371462129999998,52.483662680000002,51.3061072,48.24538321,48.24538321,48.24538321,51.391114459999997,53.59111283,55.371462129999998,55.371462129999998,55.149485689999999,51.783150120000002,46.074446629999997,38.49690339,33.768183360000002,33.768183360000002,34.292041449999999,28.80664518,28.610213989999998,28.265741250000001,28.265741250000001,28.265741250000001,28.848157230000002,28.67505036,28.49224401,31.09162001,34.292041449999999,33.768183360000002,33.768183360000002,38.49690339,47.260209519999997,49.213997200000001,55.371462129999998,55.371462129999998,55.657967050000003,55.657967050000003,55.657967050000003,55.657967050000003,55.657967050000003,55.657967050000003,55.371462129999998,55.371462129999998,55.371462129999998,55.371462129999998,55.371462129999998,55.371462129999998,55.371462129999998,null,55.657967050000003,55.657967050000003,55.657967050000003,55.657967050000003,55.657967050000003,55.657967050000003,55.371462129999998,55.371462129999998,55.371462129999998,55.371462129999998,55.371462129999998,55.371462129999998,55.371462129999998,55.371462129999998,55.371462129999998,55.371462129999998,55.371462129999998,55.371462129999998,55.18908923,55.149485689999999,53.59111283,52.483662680000002,51.783150120000002,51.391114459999997,51.3061072,49.213997200000001,48.24538321,48.24538321,48.24538321,47.260209519999997,46.074446629999997,38.49690339,38.49690339,34.292041449999999,34.292041449999999,33.768183360000002,33.768183360000002,33.768183360000002,33.768183360000002,31.09162001,28.848157230000002,28.80664518,28.67505036,28.610213989999998,28.49224401,28.265741250000001,28.265741250000001,28.265741250000001,null,111.31593410000001,56.644733880000004,54.671200220000003,2024]
[2023,11,22,"Wednesday",55.371462129999998,55.371462129999998,55.371462129999998,54.36775145,54.36775145,52.180330849999997,52.073465759999998,52.073465759999998,53.03687506,53.145717249999997,55.371462129999998,54.897367809999999,49.213997200000001,47.260209519999997,33.768183360000002,34.292041449999999,33.056969719999998,32.391931100000001,28.610213989999998,28.265741250000001,28.265741250000001,28.848157230000002,28.67505036,34.292041449999999,32.251034199999999,34.292041449999999,33.768183360000002,33.768183360000002,38.49690339,38.49690339,43.198559580000001,49.213997200000001,55.371462129999998,55.582367390000002,55.657967050000003,55.657967050000003,59.061143450000003,61.24845904,60.145647940000003,59.642981370000001,60.145647940000003,59.061143450000003,57.994493480000003,55.913022009999999,55.657967050000003,55.657967050000003,55.657967050000003,55.657967050000003,null,61.24845904,60.145647940000003,60.145647940000003,59.642981370000001,59.061143450000003,59.061143450000003,57.994493480000003,55.913022009999999,55.657967050000003,55.657967050000003,55.657967050000003,55.657967050000003,55.657967050000003,55.657967050000003,55.582367390000002,55.371462129999998,55.371462129999998,55.371462129999998,55.371462129999998,55.371462129999998,54.897367809999999,54.36775145,54.36775145,53.145717249999997,53.03687506,52.180330849999997,52.073465759999998,52.073465759999998,49.213997200000001,49.213997200000001,47.260209519999997,43.198559580000001,38.49690339,38.49690339,34.292041449999999,34.292041449999999,34.292041449999999,33.768183360000002,33.768183360000002,33.768183360000002,33.056969719999998,32.391931100000001,32.251034199999999,28.848157230000002,28.67505036,28.610213989999998,28.265741250000001,28.265741250000001,null,120.591368145,56.908373425000001,63.682994720000003,2024]
[2023,11,23,"Thursday",55.657967050000003,55.371462129999998,55.371462129999998,55.371462129999998,55.371462129999998,55.371462129999998,55.371462129999998,55.371462129999998,55.371462129999998,55.371462129999998,55.371462129999998,55.371462129999998,55.371462129999998,55.371462129999998,48.24538321,49.213997200000001,38.49690339,33.768183360000002,33.768183360000002,34.292041449999999,32.316212229999998,32.062271629999998,34.292041449999999,34.292041449999999,33.056969719999998,28.265741250000001,28.49224401,28.752363649999999,34.292041449999999,32.062271629999998,32.840070320000002,34.292041449999999,38.49690339,44.418302629999999,55.371462129999998,55.657967050000003,55.657967050000003,56.681643010000002,55.657967050000003,55.657967050000003,55.657967050000003,55.657967050000003,55.371462129999998,55.371462129999998,55.371462129999998,55.371462129999998,55.371462129999998,55.371462129999998,null,56.681643010000002,55.657967050000003,55.657967050000003,55.657967050000003,55.657967050000003,55.657967050000003,55.657967050000003,55.657967050000003,55.371462129999998,55.371462129999998,55.371462129999998,55.371462129999998,55.371462129999998,55.371462129999998,55.371462129999998,55.371462129999998,55.371462129999998,55.371462129999998,55.371462129999998,55.371462129999998,55.371462129999998,55.371462129999998,55.371462129999998,55.371462129999998,55.371462129999998,55.371462129999998,55.371462129999998,55.371462129999998,49.213997200000001,48.24538321,44.418302629999999,38.49690339,38.49690339,34.292041449999999,34.292041449999999,34.292041449999999,34.292041449999999,34.292041449999999,33.768183360000002,33.768183360000002,33.056969719999998,32.840070320000002,32.316212229999998,32.062271629999998,32.062271629999998,28.752363649999999,28.49224401,28.265741250000001,null,111.82777208,58.786310270000001,53.041461810000001,2024]
[2023,11,24,"Friday",55.371462129999998,55.371462129999998,48.24538321,48.24538321,48.24538321,48.24538321,48.24538321,48.24538321,48.24538321,48.24538321,55.371462129999998,54.651006580000001,44.750820570000002,34.292041449999999,28.974716000000001,28.03685076,25.578681769999999,19.499424350000002,18.88728863,18.548958750000001,18.548958750000001,18.548958750000001,18.548958750000001,18.548958750000001,18.548958750000001,18.548958750000001,18.548958750000001,18.902599339999998,19.485063579999998,26.88927966,28.265741250000001,28.974716000000001,34.292041449999999,37.722345099999998,55.371462129999998,55.371462129999998,55.657967050000003,55.657967050000003,55.657967050000003,55.657967050000003,55.657967050000003,55.371462129999998,55.371462129999998,55.371462129999998,55.371462129999998,55.371462129999998,55.371462129999998,55.371462129999998,null,55.657967050000003,55.657967050000003,55.657967050000003,55.657967050000003,55.657967050000003,55.371462129999998,55.371462129999998,55.371462129999998,55.371462129999998,55.371462129999998,55.371462129999998,55.371462129999998,55.371462129999998,55.371462129999998,55.371462129999998,55.371462129999998,55.371462129999998,54.651006580000001,48.24538321,48.24538321,48.24538321,48.24538321,48.24538321,48.24538321,48.24538321,48.24538321,44.750820570000002,37.722345099999998,34.292041449999999,34.292041449999999,28.974716000000001,28.974716000000001,28.265741250000001,28.03685076,26.88927966,25.578681769999999,19.499424350000002,19.485063579999998,18.902599339999998,18.88728863,18.548958750000001,18.548958750000001,18.548958750000001,18.548958750000001,18.548958750000001,18.548958750000001,18.548958750000001,18.548958750000001,null,111.31593410000001,37.097917500000001,74.218016599999999,2024]
[2023,11,25,"Saturday",55.371462129999998,55.371462129999998,48.24538321,48.24538321,48.24538321,48.24538321,48.24538321,48.24538321,48.24538321,48.24538321,49.213997200000001,37.101022589999999,37.101022589999999,29.968027559999999,20.67769303,19.485063579999998,18.548958750000001,18.63050093,18.190430989999999,17.8646782,17.54466644,17.23024526,17.010597529999998,16.77620306,15.43587232,15.333566380000001,15.17518366,16.893927290000001,18.638152359999999,18.640291520000002,19.990612509999998,26.173947819999999,31.09162001,34.292041449999999,55.371462129999998,55.371462129999998,55.371462129999998,55.657967050000003,55.657967050000003,55.657967050000003,55.371462129999998,55.371462129999998,55.371462129999998,55.371462129999998,55.371462129999998,55.371462129999998,55.371462129999998,55.371462129999998,null,55.657967050000003,55.657967050000003,55.657967050000003,55.371462129999998,55.371462129999998,55.371462129999998,55.371462129999998,55.371462129999998,55.371462129999998,55.371462129999998,55.371462129999998,55.371462129999998,55.371462129999998,55.371462129999998,55.371462129999998,55.371462129999998,49.213997200000001,48.24538321,48.24538321,48.24538321,48.24538321,48.24538321,48.24538321,48.24538321,48.24538321,37.101022589999999,37.101022589999999,34.292041449999999,31.09162001,29.968027559999999,26.173947819999999,20.67769303,19.990612509999998,19.485063579999998,18.640291520000002,18.638152359999999,18.63050093,18.548958750000001,18.190430989999999,17.8646782,17.54466644,17.23024526,17.010597529999998,16.893927290000001,16.77620306,15.43587232,15.333566380000001,15.17518366,null,111.17268164000001,31.360412710000002,79.812268930000002,2024]
[2023,11,26,"Sunday",55.371462129999998,55.371462129999998,55.371462129999998,55.371462129999998,55.371462129999998,55.371462129999998,55.371462129999998,55.371462129999998,55.371462129999998,55.371462129999998,55.371462129999998,52.685620749999998,49.213997200000001,35.181575590000001,32.646415509999997,31.981988550000001,28.265741250000001,24.726338479999999,28.265741250000001,26.212412059999998,19.276356109999998,19.276356109999998,19.485063579999998,18.548958750000001,18.548958750000001,23.633271279999999,25.766748660000001,28.265741250000001,28.265741250000001,28.973306470000001,28.67505036,33.056969719999998,34.292041449999999,38.49690339,55.371462129999998,55.371462129999998,55.657967050000003,55.842882029999998,55.842882029999998,55.657967050000003,55.657967050000003,55.657967050000003,55.657967050000003,55.371462129999998,55.371462129999998,55.371462129999998,55.371462129999998,55.371462129999998,null,55.842882029999998,55.842882029999998,55.657967050000003,55.657967050000003,55.657967050000003,55.657967050000003,55.657967050000003,55.371462129999998,55.371462129999998,55.371462129999998,55.371462129999998,55.371462129999998,55.371462129999998,55.371462129999998,55.371462129999998,55.371462129999998,55.371462129999998,55.371462129999998,55.371462129999998,55.371462129999998,55.371462129999998,55.371462129999998,55.371462129999998,55.371462129999998,55.371462129999998,52.685620749999998,49.213997200000001,38.49690339,35.181575590000001,34.292041449999999,33.056969719999998,32.646415509999997,31.981988550000001,28.973306470000001,28.67505036,28.265741250000001,28.265741250000001,28.265741250000001,28.265741250000001,26.212412059999998,25.766748660000001,24.726338479999999,23.633271279999999,19.485063579999998,19.276356109999998,19.276356109999998,18.548958750000001,18.548958750000001,null,111.50084907999999,37.825314859999999,73.675534220000003,2024]
[2023,11,27,"Monday",55.371462129999998,55.371462129999998,55.371462129999998,55.371462129999998,55.371462129999998,55.371462129999998,55.371462129999998,55.371462129999998,55.371462129999998,55.371462129999998,55.371462129999998,55.371462129999998,54.815229109999997,38.49690339,32.857623089999997,31.66538736,28.265741250000001,27.064271340000001,26.098196349999998,25.221563440000001,25.165643429999999,25.165643429999999,25.165643429999999,25.170875370000001,25.625158320000001,26.09277165,27.55212822,28.265741250000001,28.265741250000001,28.973306470000001,32.609787990000001,35.26093521,38.49690339,55.371462129999998,57.907720779999998,59.096117839999998,64.960652100000004,67.667589460000002,65.891359899999998,63.548496399999998,62.406978049999999,60.181264550000002,57.985796010000001,57.907720779999998,57.907720779999998,57.907720779999998,55.904636699999998,55.657967050000003,null,67.667589460000002,65.891359899999998,64.960652100000004,63.548496399999998,62.406978049999999,60.181264550000002,59.096117839999998,57.985796010000001,57.907720779999998,57.907720779999998,57.907720779999998,57.907720779999998,55.904636699999998,55.657967050000003,55.371462129999998,{"$f":"LARGE($E152:$AZ152,BQ$2)","v":55.371462129999998},55.371462129999998,55.371462129999998,55.371462129999998,55.371462129999998,55.371462129999998,55.371462129999998,55.371462129999998,55.371462129999998,55.371462129999998,55.371462129999998,55.371462129999998,54.815229109999997,38.49690339,38.49690339,35.26093521,32.857623089999997,32.609787990000001,31.66538736,28.973306470000001,28.265741250000001,28.265741250000001,28.265741250000001,27.55212822,27.064271340000001,26.098196349999998,26.09277165,25.625158320000001,25.221563440000001,25.170875370000001,25.165643429999999,25.165643429999999,25.165643429999999,null,131.03404892999998,50.33390283,80.700146099999984,2024]
[2023,11,28,"Tuesday",55.657967050000003,55.657967050000003,55.657967050000003,55.657967050000003,55.371462129999998,55.371462129999998,55.371462129999998,55.371462129999998,55.371462129999998,55.371462129999998,55.371462129999998,55.371462129999998,55.371462129999998,55.371462129999998,55.371462129999998,48.24538321,49.029184690000001,47.63299413,40.260232389999999,40.260232389999999,38.591836090000001,33.768183360000002,33.768183360000002,35.899251479999997,35.899251479999997,37.666103100000001,35.572699989999997,40.260232389999999,49.213997200000001,48.24538321,48.24538321,55.371462129999998,55.371462129999998,55.657967050000003,57.907720779999998,60.181264550000002,63.794862070000001,65.99053241,65.916498149999995,65.891359899999998,63.548496399999998,61.284728700000002,57.907720779999998,57.876059900000001,55.657967050000003,55.657967050000003,55.371462129999998,55.371462129999998,null,{"$f":"LARGE($E153:$AZ153,BB$2)","v":65.99053241},65.916498149999995,65.891359899999998,63.794862070000001,63.548496399999998,61.284728700000002,60.181264550000002,57.907720779999998,57.907720779999998,57.876059900000001,55.657967050000003,55.657967050000003,55.657967050000003,55.657967050000003,55.657967050000003,55.657967050000003,55.657967050000003,55.371462129999998,55.371462129999998,55.371462129999998,55.371462129999998,55.371462129999998,55.371462129999998,55.371462129999998,55.371462129999998,55.371462129999998,55.371462129999998,55.371462129999998,55.371462129999998,55.371462129999998,55.371462129999998,55.371462129999998,49.213997200000001,49.029184690000001,48.24538321,48.24538321,48.24538321,47.63299413,40.260232389999999,40.260232389999999,40.260232389999999,38.591836090000001,37.666103100000001,35.899251479999997,35.899251479999997,35.572699989999997,33.768183360000002,33.768183360000002,null,130.79662626500001,69.504159094999991,61.292467170000023,2024]
[2023,11,29,"Wednesday",55.371462129999998,55.371462129999998,55.371462129999998,55.010533789999997,48.24538321,48.24538321,48.24538321,48.24538321,55.371462129999998,55.371462129999998,55.371462129999998,55.371462129999998,55.371462129999998,44.418302629999999,44.67791244,40.064004310000001,37.29033656,34.292041449999999,32.251034199999999,33.768183360000002,33.768183360000002,33.768183360000002,33.768183360000002,33.768183360000002,39.150509769999999,33.768183360000002,33.768183360000002,33.768183360000002,37.257012430000003,40.064004310000001,40.796135640000003,49.213997200000001,55.371462129999998,55.657967050000003,57.625478979999997,61.284728700000002,63.548496399999998,65.891359899999998,65.891359899999998,63.548496399999998,61.284728700000002,57.907720779999998,57.625478979999997,57.625478979999997,56.860057910000002,55.657967050000003,55.657967050000003,55.371462129999998,null,65.891359899999998,65.891359899999998,63.548496399999998,63.548496399999998,61.284728700000002,61.284728700000002,57.907720779999998,57.625478979999997,57.625478979999997,57.625478979999997,56.860057910000002,55.657967050000003,55.657967050000003,55.657967050000003,55.371462129999998,55.371462129999998,55.371462129999998,55.371462129999998,55.371462129999998,55.371462129999998,55.371462129999998,55.371462129999998,55.371462129999998,55.371462129999998,55.010533789999997,49.213997200000001,48.24538321,48.24538321,48.24538321,48.24538321,44.67791244,44.418302629999999,40.796135640000003,40.064004310000001,40.064004310000001,39.150509769999999,37.29033656,37.257012430000003,34.292041449999999,33.768183360000002,33.768183360000002,33.768183360000002,33.768183360000002,33.768183360000002,33.768183360000002,33.768183360000002,33.768183360000002,32.251034199999999,null,129.4398563,66.777792140000003,62.66206416,2024]
[2023,11,30,"Thursday",55.371462129999998,55.371462129999998,55.371462129999998,55.371462129999998,55.371462129999998,55.011276330000001,55.011276330000001,55.371462129999998,55.371462129999998,55.371462129999998,55.371462129999998,55.371462129999998,55.371462129999998,38.696095399999997,34.292041449999999,33.056969719999998,31.5856487,28.569995840000001,26.710681279999999,25.630485799999999,25.170875370000001,25.174256450000001,25.165643429999999,25.226807000000001,26.098196349999998,27.05878972,28.265741250000001,28.265741250000001,31.158396939999999,32.012639059999998,36.554757889999998,38.696095399999997,47.260209519999997,49.213997200000001,55.657967050000003,59.096117839999998,64.709784330000005,68.105302699999996,65.891359899999998,65.891359899999998,63.548496399999998,61.364461259999999,59.052286010000003,56.978982139999999,55.833174229999997,55.657967050000003,55.657967050000003,55.657967050000003,null,68.105302699999996,65.891359899999998,65.891359899999998,64.709784330000005,63.548496399999998,61.364461259999999,59.096117839999998,59.052286010000003,56.978982139999999,55.833174229999997,55.657967050000003,55.657967050000003,55.657967050000003,55.657967050000003,55.371462129999998,55.371462129999998,55.371462129999998,55.371462129999998,55.371462129999998,55.371462129999998,55.371462129999998,55.371462129999998,55.371462129999998,55.371462129999998,55.371462129999998,55.011276330000001,55.011276330000001,49.213997200000001,47.260209519999997,38.696095399999997,38.696095399999997,36.554757889999998,34.292041449999999,33.056969719999998,32.012639059999998,31.5856487,31.158396939999999,28.569995840000001,28.265741250000001,28.265741250000001,27.05878972,26.710681279999999,26.098196349999998,25.630485799999999,25.226807000000001,25.174256450000001,25.170875370000001,25.165643429999999,null,132.29890341499998,50.368791125000001,81.930112289999983,2024]
[2023,12,1,"Friday",55.657967050000003,55.371462129999998,55.371462129999998,55.371462129999998,55.371462129999998,55.371462129999998,55.371462129999998,55.371462129999998,55.371462129999998,55.371462129999998,55.371462129999998,55.371462129999998,55.371462129999998,44.418302629999999,34.292041449999999,33.056969719999998,29.217937599999999,27.687313889999999,28.054478920000001,28.054478920000001,28.054478920000001,28.13831811,28.265741250000001,28.265741250000001,28.703657870000001,28.49224401,28.49224401,28.49224401,28.803512919999999,28.67505036,33.056969719999998,34.292041449999999,38.696095399999997,44.418302629999999,55.371462129999998,56.377870829999999,61.242878709999999,62.486723050000002,62.418367170000003,59.055762399999999,57.989209610000003,56.940072450000002,55.907927790000002,55.657967050000003,55.657967050000003,55.657967050000003,55.657967050000003,55.657967050000003,null,62.486723050000002,62.418367170000003,61.242878709999999,59.055762399999999,57.989209610000003,56.940072450000002,56.377870829999999,55.907927790000002,55.657967050000003,55.657967050000003,55.657967050000003,55.657967050000003,55.657967050000003,55.657967050000003,55.371462129999998,55.371462129999998,55.371462129999998,55.371462129999998,55.371462129999998,55.371462129999998,55.371462129999998,55.371462129999998,55.371462129999998,55.371462129999998,55.371462129999998,55.371462129999998,55.371462129999998,44.418302629999999,44.418302629999999,38.696095399999997,34.292041449999999,34.292041449999999,33.056969719999998,33.056969719999998,29.217937599999999,28.803512919999999,28.703657870000001,28.67505036,28.49224401,28.49224401,28.49224401,28.265741250000001,28.265741250000001,28.13831811,28.054478920000001,28.054478920000001,{"$f":"LARGE($E156:$AZ156,CV$2)","v":28.054478920000001},27.687313889999999,null,122.60186566499999,55.925375324999997,66.676490339999987,2024]
[2023,12,2,"Saturday",55.657967050000003,55.657967050000003,55.657967050000003,55.371462129999998,55.371462129999998,55.371462129999998,55.371462129999998,55.371462129999998,55.371462129999998,55.371462129999998,55.371462129999998,55.371462129999998,44.418302629999999,34.292041449999999,28.974297060000001,28.265741250000001,28.265741250000001,27.050350300000002,26.05259908,22.82230315,25.923792720000002,24.30740553,26.814061429999999,26.574223060000001,27.05878972,27.55212822,28.265741250000001,28.265741250000001,28.910782959999999,31.09162001,34.292041449999999,33.768183360000002,38.696095399999997,49.213997200000001,55.657967050000003,58.972797020000002,63.415884429999998,65.315137649999997,62.276748169999998,60.055679259999998,58.972797020000002,56.860079329999998,55.657967050000003,55.657967050000003,55.657967050000003,55.657967050000003,55.371462129999998,55.371462129999998,null,65.315137649999997,63.415884429999998,62.276748169999998,60.055679259999998,58.972797020000002,58.972797020000002,56.860079329999998,55.657967050000003,55.657967050000003,55.657967050000003,55.657967050000003,55.657967050000003,55.657967050000003,55.657967050000003,55.657967050000003,55.371462129999998,55.371462129999998,55.371462129999998,55.371462129999998,55.371462129999998,55.371462129999998,55.371462129999998,55.371462129999998,55.371462129999998,55.371462129999998,55.371462129999998,49.213997200000001,44.418302629999999,38.696095399999997,34.292041449999999,34.292041449999999,{"$f":"LARGE($E157:$AZ157,CG$2)","v":33.768183360000002},31.09162001,28.974297060000001,28.910782959999999,28.265741250000001,28.265741250000001,28.265741250000001,28.265741250000001,27.55212822,27.05878972,27.050350300000002,26.814061429999999,26.574223060000001,26.05259908,25.923792720000002,24.30740553,22.82230315,null,125.531724755,49.553050239999997,75.978674514999994,2024]
[2023,12,3,"Sunday",55.371462129999998,55.371462129999998,55.371462129999998,48.24538321,48.24538321,48.24538321,48.24538321,48.24538321,48.24538321,48.24538321,48.24538321,46.549448890000001,38.696095399999997,36.448235160000003,32.061803400000002,28.729006049999999,28.120452749999998,24.671106269999999,26.568699420000002,26.568699420000002,27.053165360000001,27.053165360000001,27.54640131,28.265741250000001,28.265741250000001,28.265741250000001,31.5856487,33.056969719999998,34.292041449999999,33.768183360000002,44.644434070000003,44.418302629999999,55.371462129999998,55.371462129999998,56.06913986,68.105302699999996,70.683746099999993,87.341308299999994,87.341308299999994,72.04185477,68.174974379999995,66.953749259999995,60.055679259999998,56.860079329999998,55.829384689999998,55.829384689999998,55.829384689999998,55.829363659999999,null,87.341308299999994,87.341308299999994,72.04185477,70.683746099999993,68.174974379999995,68.105302699999996,66.953749259999995,60.055679259999998,56.860079329999998,56.06913986,55.829384689999998,55.829384689999998,55.829384689999998,55.829363659999999,55.371462129999998,55.371462129999998,55.371462129999998,55.371462129999998,55.371462129999998,48.24538321,48.24538321,48.24538321,48.24538321,48.24538321,48.24538321,48.24538321,48.24538321,46.549448890000001,44.644434070000003,44.418302629999999,38.696095399999997,36.448235160000003,34.292041449999999,33.768183360000002,33.056969719999998,32.061803400000002,31.5856487,28.729006049999999,28.265741250000001,28.265741250000001,28.265741250000001,28.120452749999998,27.54640131,27.053165360000001,27.053165360000001,26.568699420000002,26.568699420000002,24.671106269999999,null,158.70410873500001,52.430835235000004,106.2732735,2024]
[2023,12,4,"Monday",55.657967050000003,55.371462129999998,55.371462129999998,55.371462129999998,55.371462129999998,55.371462129999998,55.371462129999998,55.371462129999998,55.371462129999998,55.371462129999998,55.657967050000003,55.371462129999998,55.371462129999998,38.815273179999998,34.292041449999999,33.056969719999998,31.5856487,28.793754530000001,28.671656580000001,28.265741250000001,28.265741250000001,28.265741250000001,28.610213989999998,28.49224401,28.49224401,28.789965980000002,28.67505036,31.5856487,33.056969719999998,34.292041449999999,33.768183360000002,38.815273179999998,44.418302629999999,55.371462129999998,55.829384689999998,63.415884429999998,67.917227510000004,68.105302699999996,64.574748999999997,63.415884429999998,61.156840719999998,57.907742599999999,55.829384689999998,55.829384689999998,55.829384689999998,55.829363659999999,55.657967050000003,55.657967050000003,null,68.105302699999996,67.917227510000004,64.574748999999997,63.415884429999998,63.415884429999998,61.156840719999998,57.907742599999999,55.829384689999998,55.829384689999998,55.829384689999998,55.829384689999998,55.829363659999999,55.657967050000003,55.657967050000003,55.657967050000003,55.657967050000003,55.371462129999998,55.371462129999998,55.371462129999998,55.371462129999998,55.371462129999998,55.371462129999998,55.371462129999998,55.371462129999998,55.371462129999998,55.371462129999998,55.371462129999998,55.371462129999998,44.418302629999999,38.815273179999998,38.815273179999998,34.292041449999999,34.292041449999999,33.768183360000002,33.056969719999998,33.056969719999998,31.5856487,31.5856487,28.793754530000001,28.789965980000002,28.67505036,28.671656580000001,28.610213989999998,28.49224401,28.49224401,28.265741250000001,28.265741250000001,28.265741250000001,null,132.00658182000001,56.644733880000004,75.361847940000004,2024]
[2023,12,5,"Tuesday",55.657967050000003,55.657967050000003,55.657967050000003,55.371462129999998,55.371462129999998,55.371462129999998,55.371462129999998,55.371462129999998,55.657967050000003,55.657967050000003,55.657967050000003,55.371462129999998,55.371462129999998,55.089595809999999,49.213997200000001,47.260209519999997,38.815273179999998,35.152264940000002,34.292041449999999,32.062271629999998,33.83336139,33.768183360000002,33.768183360000002,33.768183360000002,38.815273179999998,38.815273179999998,47.260209519999997,49.213997200000001,48.24538321,48.24538321,48.24538321,48.24538321,55.371462129999998,55.371462129999998,55.657967050000003,55.829384689999998,55.829384689999998,56.860079329999998,56.860079329999998,56.860079329999998,55.829384689999998,55.829384689999998,55.829384689999998,55.829384689999998,55.657967050000003,55.657967050000003,55.657967050000003,55.371462129999998,null,56.860079329999998,56.860079329999998,56.860079329999998,55.829384689999998,55.829384689999998,55.829384689999998,55.829384689999998,55.829384689999998,55.829384689999998,55.657967050000003,55.657967050000003,55.657967050000003,55.657967050000003,55.657967050000003,55.657967050000003,55.657967050000003,55.657967050000003,55.657967050000003,55.657967050000003,55.371462129999998,55.371462129999998,55.371462129999998,55.371462129999998,55.371462129999998,55.371462129999998,55.371462129999998,55.371462129999998,55.371462129999998,55.371462129999998,55.089595809999999,49.213997200000001,49.213997200000001,48.24538321,48.24538321,48.24538321,48.24538321,47.260209519999997,47.260209519999997,38.815273179999998,38.815273179999998,38.815273179999998,35.152264940000002,34.292041449999999,33.83336139,33.768183360000002,33.768183360000002,33.768183360000002,32.062271629999998,null,113.20481133999999,66.683410855000005,46.521400484999987,2024]
[2023,12,6,"Wednesday",55.371462129999998,55.371462129999998,55.371462129999998,55.371462129999998,55.011276330000001,54.016015750000001,54.016015750000001,54.016015750000001,54.016015750000001,55.011276330000001,55.371462129999998,55.371462129999998,53.59111283,38.49690339,33.90004708,33.981153509999999,31.215975190000002,27.759607620000001,26.098196349999998,25.630485799999999,26.574223060000001,26.691904950000001,26.574223060000001,26.703041450000001,27.608874060000002,28.265741250000001,28.265741250000001,28.671656580000001,32.857623089999997,34.292041449999999,33.768183360000002,34.89815145,47.095428859999998,49.571021960000003,55.371462129999998,55.371462129999998,55.657967050000003,55.657967050000003,55.657967050000003,55.657967050000003,55.657967050000003,55.371462129999998,55.371462129999998,55.371462129999998,55.371462129999998,55.371462129999998,55.371462129999998,55.371462129999998,null,55.657967050000003,55.657967050000003,55.657967050000003,55.657967050000003,55.657967050000003,55.371462129999998,55.371462129999998,55.371462129999998,55.371462129999998,55.371462129999998,55.371462129999998,55.371462129999998,55.371462129999998,55.371462129999998,55.371462129999998,55.371462129999998,55.371462129999998,55.371462129999998,55.371462129999998,55.371462129999998,55.011276330000001,55.011276330000001,54.016015750000001,54.016015750000001,54.016015750000001,54.016015750000001,53.59111283,49.571021960000003,47.095428859999998,38.49690339,34.89815145,34.292041449999999,33.981153509999999,33.90004708,33.768183360000002,32.857623089999997,31.215975190000002,28.671656580000001,28.265741250000001,28.265741250000001,27.759607620000001,27.608874060000002,26.703041450000001,26.691904950000001,26.574223060000001,26.574223060000001,26.098196349999998,25.630485799999999,null,111.31593410000001,52.438564135,58.877369965000007,2024]
[2023,12,7,"Thursday",55.371462129999998,55.371462129999998,52.619674289999999,48.24538321,48.24538321,48.24538321,48.24538321,48.24538321,48.24538321,54.168169249999998,55.371462129999998,48.24538321,49.213997200000001,35.152264940000002,33.768183360000002,34.292041449999999,31.09162001,28.49224401,27.55212822,27.05878972,27.55212822,28.062256390000002,26.642618410000001,26.568699420000002,26.568699420000002,26.09277165,26.577304120000001,27.378635880000001,28.265741250000001,28.957924999999999,34.292041449999999,38.49690339,47.260209519999997,49.213997200000001,55.371462129999998,55.371462129999998,55.371462129999998,55.657967050000003,55.657967050000003,55.371462129999998,55.371462129999998,55.371462129999998,55.371462129999998,55.371462129999998,55.371462129999998,55.371462129999998,55.371462129999998,55.371462129999998,null,55.657967050000003,55.657967050000003,55.371462129999998,55.371462129999998,55.371462129999998,55.371462129999998,55.371462129999998,55.371462129999998,55.371462129999998,55.371462129999998,55.371462129999998,55.371462129999998,55.371462129999998,55.371462129999998,55.371462129999998,55.371462129999998,55.371462129999998,54.168169249999998,52.619674289999999,49.213997200000001,49.213997200000001,48.24538321,48.24538321,48.24538321,48.24538321,48.24538321,48.24538321,48.24538321,47.260209519999997,38.49690339,35.152264940000002,34.292041449999999,34.292041449999999,33.768183360000002,31.09162001,28.957924999999999,28.49224401,28.265741250000001,28.062256390000002,27.55212822,27.55212822,27.378635880000001,27.05878972,26.642618410000001,26.577304120000001,26.568699420000002,26.568699420000002,26.09277165,null,111.02942917999999,52.903737305000007,58.125691874999987,2024]
[2023,12,8,"Friday",55.371462129999998,52.555523450000003,48.24538321,48.24538321,48.24538321,48.24538321,48.24538321,48.24538321,48.24538321,48.24538321,55.04419609,48.24538321,49.213997200000001,38.49690339,34.648101060000002,32.892634520000001,31.651382779999999,28.789511050000002,28.610213989999998,28.13831811,28.49224401,28.49224401,28.265741250000001,28.88085491,28.49224401,28.49224401,28.785061339999999,31.5856487,33.056969719999998,34.292041449999999,33.768183360000002,38.49690339,49.213997200000001,48.24538321,55.371462129999998,55.371462129999998,55.371462129999998,55.371462129999998,55.371462129999998,55.371462129999998,55.371462129999998,55.371462129999998,55.371462129999998,55.371462129999998,55.371462129999998,55.371462129999998,55.371462129999998,55.371462129999998,null,55.371462129999998,55.371462129999998,55.371462129999998,55.371462129999998,55.371462129999998,55.371462129999998,55.371462129999998,55.371462129999998,55.371462129999998,55.371462129999998,55.371462129999998,55.371462129999998,55.371462129999998,55.371462129999998,55.371462129999998,55.04419609,52.555523450000003,49.213997200000001,49.213997200000001,48.24538321,48.24538321,48.24538321,48.24538321,48.24538321,48.24538321,48.24538321,48.24538321,48.24538321,48.24538321,38.49690339,38.49690339,34.648101060000002,34.292041449999999,33.768183360000002,33.056969719999998,32.892634520000001,31.651382779999999,31.5856487,28.88085491,28.789511050000002,28.785061339999999,28.610213989999998,28.49224401,28.49224401,28.49224401,28.49224401,28.265741250000001,28.13831811,null,110.74292426,56.694273690000003,54.048650569999992,2024]
[2023,12,9,"Saturday",55.371462129999998,54.889134820000002,48.24538321,48.24538321,48.24538321,48.24538321,48.24538321,48.24538321,48.24538321,48.24538321,48.24538321,48.24538321,49.213997200000001,33.768183360000002,33.768183360000002,33.768183360000002,34.292041449999999,31.09162001,28.265741250000001,28.054478920000001,28.265741250000001,28.265741250000001,28.265741250000001,28.671656580000001,31.410429329999999,33.49501815,34.106242350000002,33.768183360000002,33.768183360000002,36.865557750000001,38.49690339,38.49690339,49.213997200000001,48.24538321,55.371462129999998,55.371462129999998,55.371462129999998,55.371462129999998,55.371462129999998,55.371462129999998,55.371462129999998,55.371462129999998,55.371462129999998,55.371462129999998,55.371462129999998,55.371462129999998,55.371462129999998,55.371462129999998,null,55.371462129999998,55.371462129999998,55.371462129999998,55.371462129999998,55.371462129999998,55.371462129999998,55.371462129999998,55.371462129999998,55.371462129999998,55.371462129999998,55.371462129999998,55.371462129999998,55.371462129999998,55.371462129999998,55.371462129999998,54.889134820000002,49.213997200000001,49.213997200000001,48.24538321,48.24538321,48.24538321,48.24538321,48.24538321,48.24538321,48.24538321,48.24538321,48.24538321,48.24538321,48.24538321,38.49690339,38.49690339,36.865557750000001,34.292041449999999,34.106242350000002,33.768183360000002,33.768183360000002,33.768183360000002,33.768183360000002,33.768183360000002,33.49501815,31.410429329999999,31.09162001,28.671656580000001,28.265741250000001,28.265741250000001,28.265741250000001,28.265741250000001,28.054478920000001,null,110.74292426,56.425851335000004,54.317072924999991,2024]
[2023,12,10,"Sunday",55.371462129999998,55.371462129999998,54.889134820000002,52.073465759999998,52.073465759999998,52.073465759999998,51.125411769999999,51.125411769999999,52.556584559999997,54.889134820000002,51.25413056,48.24538321,49.213997200000001,33.768183360000002,33.768183360000002,33.768183360000002,34.292041449999999,33.056969719999998,28.894683570000002,27.55212822,27.05878972,27.05878972,27.05878972,28.49224401,28.785061339999999,30.902202729999999,31.5856487,33.056969719999998,34.292041449999999,33.768183360000002,33.768183360000002,38.49690339,47.260209519999997,49.213997200000001,55.371462129999998,55.371462129999998,55.371462129999998,55.371462129999998,55.657967050000003,55.371462129999998,55.371462129999998,55.371462129999998,55.371462129999998,55.371462129999998,55.371462129999998,55.371462129999998,55.371462129999998,55.371462129999998,null,55.657967050000003,55.371462129999998,55.371462129999998,55.371462129999998,55.371462129999998,55.371462129999998,55.371462129999998,55.371462129999998,55.371462129999998,55.371462129999998,55.371462129999998,55.371462129999998,55.371462129999998,55.371462129999998,55.371462129999998,55.371462129999998,54.889134820000002,54.889134820000002,52.556584559999997,52.073465759999998,52.073465759999998,52.073465759999998,51.25413056,51.125411769999999,51.125411769999999,49.213997200000001,49.213997200000001,48.24538321,47.260209519999997,38.49690339,34.292041449999999,34.292041449999999,33.768183360000002,33.768183360000002,33.768183360000002,33.768183360000002,33.768183360000002,33.056969719999998,33.056969719999998,31.5856487,30.902202729999999,28.894683570000002,28.785061339999999,28.49224401,27.55212822,27.05878972,27.05878972,27.05878972,null,110.88617671999999,54.364248689999997,56.521928029999998,2024]
[2023,12,11,"Monday",55.371462129999998,55.371462129999998,55.371462129999998,55.371462129999998,55.371462129999998,55.371462129999998,55.371462129999998,55.371462129999998,55.371462129999998,55.371462129999998,55.371462129999998,55.371462129999998,55.371462129999998,44.418302629999999,44.67791244,38.49690339,33.768183360000002,33.768183360000002,33.768183360000002,33.768183360000002,33.768183360000002,33.768183360000002,33.768183360000002,33.768183360000002,33.768183360000002,33.768183360000002,33.768183360000002,33.768183360000002,38.49690339,38.49690339,46.990889539999998,49.797523830000003,54.889134820000002,55.371462129999998,55.657967050000003,55.657967050000003,55.960533820000002,56.993649670000003,58.04377401,55.92348088,55.904636699999998,55.657967050000003,55.657967050000003,55.657967050000003,55.657967050000003,55.657967050000003,55.657967050000003,55.371462129999998,null,58.04377401,56.993649670000003,55.960533820000002,55.92348088,55.904636699999998,55.657967050000003,55.657967050000003,55.657967050000003,55.657967050000003,55.657967050000003,55.657967050000003,55.657967050000003,55.657967050000003,55.371462129999998,55.371462129999998,55.371462129999998,55.371462129999998,55.371462129999998,55.371462129999998,55.371462129999998,55.371462129999998,55.371462129999998,55.371462129999998,55.371462129999998,55.371462129999998,55.371462129999998,55.371462129999998,55.371462129999998,54.889134820000002,49.797523830000003,46.990889539999998,44.67791244,44.418302629999999,38.49690339,38.49690339,38.49690339,33.768183360000002,33.768183360000002,33.768183360000002,33.768183360000002,33.768183360000002,33.768183360000002,33.768183360000002,33.768183360000002,33.768183360000002,33.768183360000002,33.768183360000002,33.768183360000002,null,113.46071919000001,67.536366720000004,45.924352470000002,2024]
[2023,12,12,"Tuesday",55.371462129999998,55.371462129999998,55.371462129999998,55.371462129999998,55.371462129999998,55.371462129999998,55.371462129999998,55.371462129999998,55.371462129999998,55.371462129999998,55.371462129999998,55.371462129999998,55.371462129999998,48.24538321,49.213997200000001,47.260209519999997,38.696095399999997,33.768183360000002,33.768183360000002,33.768183360000002,33.768183360000002,33.768183360000002,33.768183360000002,33.768183360000002,33.768183360000002,33.768183360000002,33.768183360000002,33.768183360000002,38.161566260000001,38.696095399999997,47.457664659999999,49.11610641,54.889134820000002,55.371462129999998,55.657967050000003,55.657967050000003,55.960533820000002,56.993649670000003,58.04377401,56.936720600000001,55.904636699999998,55.657967050000003,55.657967050000003,55.657967050000003,55.657967050000003,55.657967050000003,55.657967050000003,55.371462129999998,null,58.04377401,56.993649670000003,56.936720600000001,55.960533820000002,55.904636699999998,55.657967050000003,55.657967050000003,55.657967050000003,55.657967050000003,55.657967050000003,55.657967050000003,55.657967050000003,55.657967050000003,55.371462129999998,55.371462129999998,55.371462129999998,55.371462129999998,55.371462129999998,55.371462129999998,55.371462129999998,55.371462129999998,55.371462129999998,55.371462129999998,55.371462129999998,55.371462129999998,55.371462129999998,55.371462129999998,55.371462129999998,54.889134820000002,49.213997200000001,49.11610641,48.24538321,47.457664659999999,47.260209519999997,38.696095399999997,38.696095399999997,38.161566260000001,33.768183360000002,33.768183360000002,33.768183360000002,33.768183360000002,33.768183360000002,33.768183360000002,33.768183360000002,33.768183360000002,33.768183360000002,33.768183360000002,33.768183360000002,null,113.96733905000001,67.536366720000004,46.430972330000003,2024]
[2023,12,13,"Wednesday",55.371462129999998,55.371462129999998,55.371462129999998,55.371462129999998,55.371462129999998,55.371462129999998,55.371462129999998,55.371462129999998,55.371462129999998,55.371462129999998,55.371462129999998,55.371462129999998,55.371462129999998,49.213997200000001,47.260209519999997,38.696095399999997,34.906990020000002,34.103619209999998,32.796725199999997,33.768183360000002,34.292041449999999,32.204413160000001,31.621772929999999,33.215926189999998,34.216699920000003,33.768183360000002,33.768183360000002,33.768183360000002,33.768183360000002,38.696095399999997,47.260209519999997,49.213997200000001,54.797595360000003,55.371462129999998,55.657967050000003,56.936720600000001,58.04377401,59.111330359999997,59.073099579999997,59.052286010000003,57.985796010000001,56.936720600000001,56.936720600000001,55.92348088,55.657967050000003,55.657967050000003,55.371462129999998,55.371462129999998,null,59.111330359999997,59.073099579999997,59.052286010000003,58.04377401,57.985796010000001,56.936720600000001,56.936720600000001,56.936720600000001,55.92348088,55.657967050000003,55.657967050000003,55.657967050000003,55.371462129999998,55.371462129999998,55.371462129999998,{"$f":"LARGE($E168:$AZ168,BQ$2)","v":55.371462129999998},55.371462129999998,55.371462129999998,55.371462129999998,55.371462129999998,55.371462129999998,55.371462129999998,55.371462129999998,55.371462129999998,55.371462129999998,55.371462129999998,55.371462129999998,55.371462129999998,54.797595360000003,49.213997200000001,49.213997200000001,47.260209519999997,47.260209519999997,38.696095399999997,38.696095399999997,34.906990020000002,34.292041449999999,34.216699920000003,34.103619209999998,33.768183360000002,33.768183360000002,33.768183360000002,33.768183360000002,33.768183360000002,33.215926189999998,32.796725199999997,32.204413160000001,31.621772929999999,null,117.64024498000001,64.919418739999998,52.720826240000008,2024]
[2023,12,14,"Thursday",55.371462129999998,55.371462129999998,55.371462129999998,55.371462129999998,55.371462129999998,55.371462129999998,55.371462129999998,55.371462129999998,55.371462129999998,55.371462129999998,55.371462129999998,55.371462129999998,55.371462129999998,53.889818519999999,48.24538321,48.24538321,49.213997200000001,39.585146360000003,33.768183360000002,33.768183360000002,33.768183360000002,33.768183360000002,33.768183360000002,32.062271629999998,33.367186289999999,34.110033000000001,33.768183360000002,39.585146360000003,47.260209519999997,49.213997200000001,55.371462129999998,55.371462129999998,55.657967050000003,57.985796010000001,57.985796010000001,59.63403667,61.258749330000001,62.380522939999999,63.501362229999998,63.510144949999997,62.380522939999999,59.63403667,57.985796010000001,57.985796010000001,57.985796010000001,55.92348088,55.657967050000003,55.657967050000003,null,{"$f":"LARGE($E169:$AZ169,BB$2)","v":63.510144949999997},63.501362229999998,62.380522939999999,62.380522939999999,61.258749330000001,59.63403667,59.63403667,57.985796010000001,57.985796010000001,57.985796010000001,57.985796010000001,57.985796010000001,55.92348088,55.657967050000003,55.657967050000003,55.657967050000003,55.371462129999998,55.371462129999998,55.371462129999998,55.371462129999998,55.371462129999998,55.371462129999998,55.371462129999998,55.371462129999998,55.371462129999998,55.371462129999998,55.371462129999998,55.371462129999998,55.371462129999998,55.371462129999998,55.371462129999998,53.889818519999999,49.213997200000001,49.213997200000001,48.24538321,48.24538321,47.260209519999997,39.585146360000003,39.585146360000003,34.110033000000001,33.768183360000002,33.768183360000002,33.768183360000002,33.768183360000002,33.768183360000002,33.768183360000002,33.367186289999999,32.062271629999998,null,125.88627652999999,66.482912319999997,59.403364209999992,2024]
[2023,12,15,"Friday",55.371462129999998,55.371462129999998,55.371462129999998,55.371462129999998,55.371462129999998,55.371462129999998,55.371462129999998,55.371462129999998,55.371462129999998,55.371462129999998,55.371462129999998,55.371462129999998,55.371462129999998,55.371462129999998,55.371462129999998,54.953270809999999,49.213997200000001,47.260209519999997,40.314514039999999,38.872635039999999,33.989954969999999,33.769182579999999,32.775430329999999,28.67505036,32.750983249999997,33.073627930000001,34.23370422,37.341502050000003,40.598432459999998,42.515895479999998,47.260209519999997,49.213997200000001,55.371462129999998,55.371462129999998,56.101181629999999,57.985796010000001,57.985796010000001,57.985796010000001,57.985796010000001,57.985796010000001,57.985796010000001,57.985796010000001,57.985796010000001,57.985796010000001,57.907720779999998,57.907720779999998,56.860057910000002,55.657967050000003,null,57.985796010000001,57.985796010000001,57.985796010000001,57.985796010000001,57.985796010000001,57.985796010000001,57.985796010000001,57.985796010000001,57.985796010000001,57.907720779999998,57.907720779999998,56.860057910000002,56.101181629999999,55.657967050000003,55.371462129999998,55.371462129999998,55.371462129999998,55.371462129999998,55.371462129999998,55.371462129999998,55.371462129999998,55.371462129999998,55.371462129999998,55.371462129999998,55.371462129999998,55.371462129999998,55.371462129999998,55.371462129999998,55.371462129999998,55.371462129999998,55.371462129999998,54.953270809999999,49.213997200000001,49.213997200000001,47.260209519999997,47.260209519999997,42.515895479999998,40.598432459999998,40.314514039999999,38.872635039999999,37.341502050000003,34.23370422,33.989954969999999,33.769182579999999,33.073627930000001,32.775430329999999,32.750983249999997,28.67505036,null,115.97159202,63.637545934999991,52.334046085000011,2024]
[2023,12,16,"Saturday",55.657967050000003,55.657967050000003,55.657967050000003,55.371462129999998,55.371462129999998,55.371462129999998,55.371462129999998,55.371462129999998,55.371462129999998,55.371462129999998,55.371462129999998,55.371462129999998,55.371462129999998,49.213997200000001,47.260209519999997,41.058108900000001,41.058108900000001,34.110732259999999,33.768183360000002,33.768183360000002,33.768183360000002,33.768183360000002,33.768183360000002,33.83336139,32.062271629999998,34.292041449999999,33.768183360000002,33.768183360000002,41.058108900000001,49.211519410000001,48.246611610000002,48.24538321,55.371462129999998,55.657967050000003,59.055334889999997,59.055334889999997,60.139732719999998,61.428796069999997,61.428796069999997,61.428796069999997,59.63711558,59.055334889999997,59.055334889999997,57.989304709999999,56.939660250000003,55.907523060000003,55.657967050000003,55.657967050000003,null,61.428796069999997,61.428796069999997,61.428796069999997,60.139732719999998,59.63711558,59.055334889999997,59.055334889999997,59.055334889999997,59.055334889999997,57.989304709999999,56.939660250000003,55.907523060000003,55.657967050000003,55.657967050000003,55.657967050000003,55.657967050000003,55.657967050000003,55.657967050000003,55.371462129999998,55.371462129999998,55.371462129999998,55.371462129999998,55.371462129999998,55.371462129999998,55.371462129999998,55.371462129999998,55.371462129999998,55.371462129999998,55.371462129999998,49.213997200000001,49.211519410000001,48.246611610000002,48.24538321,47.260209519999997,41.058108900000001,41.058108900000001,41.058108900000001,34.292041449999999,34.110732259999999,33.83336139,33.768183360000002,33.768183360000002,33.768183360000002,33.768183360000002,33.768183360000002,33.768183360000002,33.768183360000002,32.062271629999998,null,122.21306046499998,66.683410855000005,55.529649609999979,2024]
[2023,12,17,"Sunday",55.657967050000003,55.371462129999998,55.371462129999998,55.371462129999998,55.371462129999998,55.371462129999998,55.371462129999998,55.371462129999998,55.371462129999998,55.371462129999998,55.371462129999998,55.371462129999998,49.213997200000001,45.770034150000001,48.24538321,46.117096940000003,43.51232263,41.058108900000001,49.213997200000001,41.058108900000001,41.058108900000001,41.058108900000001,41.058108900000001,41.058108900000001,41.058108900000001,41.058108900000001,41.058108900000001,41.095063089999996,47.260209519999997,49.213997200000001,48.24538321,55.371462129999998,55.371462129999998,55.657967050000003,55.657967050000003,56.939660250000003,59.055334889999997,59.055334889999997,59.055334889999997,59.055334889999997,59.055334889999997,59.055334889999997,57.988789820000001,57.988789820000001,55.907523060000003,55.829363659999999,55.657967050000003,55.657967050000003,null,59.055334889999997,59.055334889999997,59.055334889999997,59.055334889999997,59.055334889999997,59.055334889999997,57.988789820000001,57.988789820000001,56.939660250000003,55.907523060000003,55.829363659999999,55.657967050000003,55.657967050000003,55.657967050000003,55.657967050000003,55.657967050000003,55.371462129999998,55.371462129999998,55.371462129999998,55.371462129999998,55.371462129999998,55.371462129999998,55.371462129999998,55.371462129999998,55.371462129999998,55.371462129999998,55.371462129999998,55.371462129999998,55.371462129999998,49.213997200000001,49.213997200000001,49.213997200000001,48.24538321,48.24538321,47.260209519999997,46.117096940000003,45.770034150000001,43.51232263,41.095063089999996,41.058108900000001,41.058108900000001,41.058108900000001,41.058108900000001,41.058108900000001,41.058108900000001,41.058108900000001,{"$f":"LARGE($E172:$AZ172,CV$2)","v":41.058108900000001},41.058108900000001,null,118.11066977999999,82.116217800000001,35.994451979999994,2024]
[2023,12,18,"Monday",55.371462129999998,55.371462129999998,55.371462129999998,55.371462129999998,55.371462129999998,55.371462129999998,55.371462129999998,55.371462129999998,55.371462129999998,55.371462129999998,55.657967050000003,55.657967050000003,55.371462129999998,49.213997200000001,41.840918610000003,41.058108900000001,40.997099079999998,36.674757049999997,33.768183360000002,34.292041449999999,32.251034199999999,34.292041449999999,32.062271629999998,33.83336139,33.768183360000002,33.677110470000002,33.072737850000003,34.019172750000003,35.636254549999997,41.058108900000001,45.19408559,45.376909900000001,53.294479719999998,55.371462129999998,55.657967050000003,59.055334889999997,62.521799870000002,64.8987537,68.105302699999996,63.697885409999998,62.553683589999999,59.818591310000002,59.055334889999997,59.055334889999997,59.055334889999997,57.988789820000001,55.907523060000003,55.657967050000003,null,68.105302699999996,64.8987537,63.697885409999998,62.553683589999999,62.521799870000002,59.818591310000002,59.055334889999997,59.055334889999997,59.055334889999997,59.055334889999997,57.988789820000001,55.907523060000003,55.657967050000003,55.657967050000003,55.657967050000003,55.657967050000003,55.371462129999998,55.371462129999998,55.371462129999998,55.371462129999998,55.371462129999998,55.371462129999998,55.371462129999998,55.371462129999998,55.371462129999998,55.371462129999998,55.371462129999998,55.371462129999998,53.294479719999998,49.213997200000001,45.376909900000001,{"$f":"LARGE($E173:$AZ173,CG$2)","v":45.19408559},41.840918610000003,41.058108900000001,41.058108900000001,40.997099079999998,36.674757049999997,35.636254549999997,34.292041449999999,34.292041449999999,34.019172750000003,33.83336139,33.768183360000002,33.768183360000002,33.677110470000002,33.072737850000003,32.251034199999999,32.062271629999998,null,129.62781269999999,65.531577075000001,64.096235624999991,2024]
[2023,12,19,"Tuesday",55.657967050000003,55.657967050000003,55.657967050000003,55.371462129999998,55.371462129999998,55.371462129999998,55.371462129999998,55.371462129999998,55.371462129999998,55.657967050000003,55.657967050000003,55.657967050000003,55.371462129999998,49.213997200000001,47.260209519999997,41.058108900000001,34.906097979999998,33.768183360000002,34.292041449999999,33.056969719999998,31.5856487,29.324163890000001,32.062271629999998,32.857623089999997,28.72337842,32.857623089999997,33.921826260000003,33.925210849999999,33.768183360000002,33.768183360000002,41.058108900000001,46.129511270000002,51.663843409999998,55.371462129999998,55.907523060000003,59.055334889999997,66.046256490000005,67.567394899999996,67.251482600000003,64.861903280000007,63.524768049999999,60.139732719999998,59.055334889999997,59.055334889999997,59.055334889999997,57.988789820000001,56.377462700000002,55.657967050000003,null,67.567394899999996,67.251482600000003,66.046256490000005,64.861903280000007,63.524768049999999,60.139732719999998,59.055334889999997,59.055334889999997,59.055334889999997,59.055334889999997,57.988789820000001,56.377462700000002,55.907523060000003,55.657967050000003,55.657967050000003,55.657967050000003,55.657967050000003,55.657967050000003,55.657967050000003,55.657967050000003,55.371462129999998,55.371462129999998,55.371462129999998,55.371462129999998,55.371462129999998,55.371462129999998,55.371462129999998,55.371462129999998,51.663843409999998,49.213997200000001,47.260209519999997,46.129511270000002,41.058108900000001,41.058108900000001,34.906097979999998,34.292041449999999,33.925210849999999,33.921826260000003,33.768183360000002,33.768183360000002,33.768183360000002,33.056969719999998,32.857623089999997,32.857623089999997,32.062271629999998,31.5856487,29.324163890000001,28.72337842,null,132.86351863499999,60.847731320000001,72.015787314999983,2024]
[2023,12,20,"Wednesday",55.657967050000003,55.657967050000003,55.657967050000003,55.371462129999998,55.371462129999998,55.371462129999998,55.371462129999998,55.371462129999998,55.371462129999998,55.371462129999998,55.657967050000003,55.371462129999998,55.371462129999998,55.371462129999998,49.213997200000001,47.260209519999997,41.058108900000001,41.058108900000001,33.768183360000002,33.768183360000002,33.768183360000002,34.070526960000002,32.892563879999997,33.768183360000002,33.768183360000002,33.768183360000002,33.768183360000002,33.768183360000002,41.058108900000001,47.260209519999997,49.213997200000001,48.24538321,55.371462129999998,55.371462129999998,59.055334889999997,60.322737910000001,68.105302699999996,68.105302699999996,68.105302699999996,67.251482600000003,64.861903280000007,62.363910230000002,60.139732719999998,59.055334889999997,59.055334889999997,59.055334889999997,57.988789820000001,55.829363659999999,null,68.105302699999996,68.105302699999996,68.105302699999996,67.251482600000003,64.861903280000007,62.363910230000002,60.322737910000001,60.139732719999998,59.055334889999997,59.055334889999997,59.055334889999997,59.055334889999997,57.988789820000001,55.829363659999999,55.657967050000003,55.657967050000003,55.657967050000003,55.657967050000003,55.371462129999998,55.371462129999998,55.371462129999998,55.371462129999998,55.371462129999998,55.371462129999998,55.371462129999998,55.371462129999998,55.371462129999998,55.371462129999998,55.371462129999998,55.371462129999998,49.213997200000001,49.213997200000001,48.24538321,47.260209519999997,47.260209519999997,41.058108900000001,41.058108900000001,41.058108900000001,34.070526960000002,33.768183360000002,33.768183360000002,33.768183360000002,33.768183360000002,33.768183360000002,33.768183360000002,33.768183360000002,33.768183360000002,32.892563879999997,null,135.78369535000002,67.098556980000012,68.685138370000004,2024]
[2023,12,21,"Thursday",55.657967050000003,55.657967050000003,55.657967050000003,55.657967050000003,55.657967050000003,55.657967050000003,55.657967050000003,55.657967050000003,55.657967050000003,55.657967050000003,55.657967050000003,55.657967050000003,55.371462129999998,44.418165610000003,41.058108900000001,33.768183360000002,34.292041449999999,33.056969719999998,28.92136837,28.265741250000001,28.265741250000001,28.265741250000001,28.265741250000001,28.671656580000001,28.7806596,33.824816630000001,33.966357680000002,33.768183360000002,33.768183360000002,47.260209519999997,49.213997200000001,48.24538321,55.371462129999998,55.657967050000003,59.055334889999997,67.157221649999997,87.341308299999994,87.341308299999994,87.341308299999994,69.515265400000004,68.105302699999996,63.504640799999997,61.242435360000002,59.055334889999997,59.055334889999997,59.055334889999997,56.939660250000003,55.829363659999999,null,87.341308299999994,87.341308299999994,87.341308299999994,69.515265400000004,68.105302699999996,67.157221649999997,63.504640799999997,61.242435360000002,59.055334889999997,59.055334889999997,59.055334889999997,59.055334889999997,56.939660250000003,55.829363659999999,55.657967050000003,55.657967050000003,55.657967050000003,55.657967050000003,55.657967050000003,55.657967050000003,55.657967050000003,55.657967050000003,55.657967050000003,55.657967050000003,55.657967050000003,55.657967050000003,55.657967050000003,55.371462129999998,55.371462129999998,49.213997200000001,48.24538321,47.260209519999997,44.418165610000003,41.058108900000001,34.292041449999999,33.966357680000002,33.824816630000001,33.768183360000002,33.768183360000002,33.768183360000002,33.056969719999998,28.92136837,28.7806596,28.671656580000001,28.265741250000001,28.265741250000001,28.265741250000001,28.265741250000001,null,165.76959514999999,56.531482500000003,109.23811264999998,2024]
[2023,12,22,"Friday",55.657967050000003,55.657967050000003,55.657967050000003,55.371462129999998,55.371462129999998,55.371462129999998,55.371462129999998,55.371462129999998,55.371462129999998,55.371462129999998,55.657967050000003,55.657967050000003,55.371462129999998,49.213997200000001,35.152246439999999,34.520808449999997,34.292041449999999,33.056969719999998,31.5856487,28.49224401,28.49224401,28.49224401,28.49224401,28.49224401,28.785061339999999,34.292041449999999,32.251034199999999,34.292041449999999,33.768183360000002,41.00070916,44.75116173,54.650267409999998,55.371462129999998,58.972774809999997,61.424152139999997,68.105302699999996,68.105302699999996,68.105302699999996,67.991316850000004,63.415860539999997,61.156817680000003,58.972774809999997,58.972774809999997,58.972774809999997,56.860057910000002,55.829363659999999,55.657967050000003,55.657967050000003,null,68.105302699999996,68.105302699999996,68.105302699999996,67.991316850000004,63.415860539999997,61.424152139999997,61.156817680000003,58.972774809999997,58.972774809999997,58.972774809999997,58.972774809999997,56.860057910000002,55.829363659999999,55.657967050000003,55.657967050000003,55.657967050000003,55.657967050000003,55.657967050000003,55.657967050000003,55.657967050000003,55.371462129999998,55.371462129999998,55.371462129999998,55.371462129999998,55.371462129999998,55.371462129999998,55.371462129999998,55.371462129999998,55.371462129999998,54.650267409999998,49.213997200000001,44.75116173,41.00070916,35.152246439999999,34.520808449999997,34.292041449999999,34.292041449999999,34.292041449999999,33.768183360000002,33.056969719999998,32.251034199999999,31.5856487,28.785061339999999,28.49224401,28.49224401,28.49224401,28.49224401,28.49224401,null,136.15361247499999,56.984488020000001,79.169124454999988,2024]
[2023,12,23,"Saturday",55.657967050000003,55.657967050000003,55.371462129999998,55.371462129999998,55.371462129999998,55.371462129999998,55.371462129999998,55.371462129999998,55.371462129999998,55.371462129999998,55.371462129999998,55.371462129999998,49.213997200000001,47.260209519999997,38.49690339,33.768183360000002,33.768183360000002,34.292041449999999,31.09162001,28.610213989999998,28.265741250000001,28.671656580000001,28.055628670000001,24.858347899999998,28.055628670000001,28.265741250000001,28.671656580000001,29.69623605,31.09162001,34.292041449999999,33.768183360000002,38.49690339,38.49690339,47.260209519999997,49.213997200000001,55.371462129999998,55.657967050000003,56.962271950000002,56.962271950000002,55.929724880000002,55.657967050000003,55.657967050000003,55.657967050000003,55.371462129999998,55.371462129999998,55.371462129999998,55.371462129999998,55.371462129999998,null,56.962271950000002,56.962271950000002,55.929724880000002,55.657967050000003,55.657967050000003,55.657967050000003,55.657967050000003,55.657967050000003,55.657967050000003,55.371462129999998,55.371462129999998,55.371462129999998,55.371462129999998,55.371462129999998,55.371462129999998,55.371462129999998,55.371462129999998,55.371462129999998,55.371462129999998,55.371462129999998,55.371462129999998,55.371462129999998,55.371462129999998,55.371462129999998,55.371462129999998,49.213997200000001,49.213997200000001,47.260209519999997,47.260209519999997,38.49690339,38.49690339,38.49690339,34.292041449999999,34.292041449999999,33.768183360000002,33.768183360000002,33.768183360000002,31.09162001,31.09162001,29.69623605,28.671656580000001,28.671656580000001,28.610213989999998,28.265741250000001,28.265741250000001,28.055628670000001,28.055628670000001,24.858347899999998,null,112.756117915,54.617673244999999,58.138444670000005,2024]
[2023,12,24,"Sunday",55.371462129999998,55.371462129999998,55.371462129999998,55.011276330000001,54.016015750000001,53.03687506,48.24538321,48.24538321,48.24538321,48.24538321,48.24538321,49.213997200000001,41.809875779999999,29.522950640000001,19.325562680000001,19.276356109999998,19.369013930000001,19.232809360000001,18.548958750000001,18.548958750000001,18.548958750000001,18.548958750000001,18.548958750000001,18.548958750000001,19.232809360000001,18.548958750000001,18.750613569999999,19.363822720000002,19.320890210000002,24.37912884,25.725335189999999,27.912088929999999,28.898993359999999,32.857623089999997,37.20657336,54.461582819999997,55.371462129999998,55.371462129999998,55.371462129999998,55.371462129999998,55.371462129999998,55.371462129999998,55.371462129999998,55.371462129999998,55.371462129999998,55.371462129999998,52.932341950000001,52.932341950000001,null,55.371462129999998,55.371462129999998,55.371462129999998,55.371462129999998,55.371462129999998,55.371462129999998,55.371462129999998,55.371462129999998,55.371462129999998,55.371462129999998,55.371462129999998,55.371462129999998,55.371462129999998,55.011276330000001,54.461582819999997,54.016015750000001,53.03687506,52.932341950000001,52.932341950000001,49.213997200000001,48.24538321,48.24538321,48.24538321,48.24538321,48.24538321,41.809875779999999,37.20657336,32.857623089999997,29.522950640000001,28.898993359999999,27.912088929999999,25.725335189999999,24.37912884,19.369013930000001,19.363822720000002,19.325562680000001,19.320890210000002,19.276356109999998,19.232809360000001,19.232809360000001,18.750613569999999,18.548958750000001,18.548958750000001,18.548958750000001,18.548958750000001,18.548958750000001,18.548958750000001,18.548958750000001,null,110.74292426,37.097917500000001,73.645006760000001,2024]
[2023,12,25,"Monday",52.932341950000001,52.930046509999997,51.938219080000003,48.24538321,48.24538321,48.24538321,48.24538321,48.24538321,48.24538321,48.369796200000003,50.1356489,50.543510769999997,39.585146360000003,28.974893179999999,19.276356109999998,19.96116031,18.651529450000002,18.548958750000001,18.548958750000001,18.548958750000001,18.587334510000002,19.485063579999998,19.276356109999998,19.485063579999998,18.548958750000001,18.548958750000001,18.811187159999999,19.485063579999998,19.276356109999998,22.748277089999998,24.236054029999998,28.569995840000001,32.915555040000001,34.029414189999997,36.801109750000002,52.932341950000001,55.371462129999998,55.371462129999998,55.371462129999998,55.371462129999998,55.371462129999998,55.371462129999998,55.371462129999998,54.916148749999998,53.916340630000001,53.916340630000001,52.932341950000001,52.932341950000001,null,55.371462129999998,55.371462129999998,55.371462129999998,55.371462129999998,55.371462129999998,55.371462129999998,55.371462129999998,54.916148749999998,53.916340630000001,53.916340630000001,52.932341950000001,52.932341950000001,52.932341950000001,52.932341950000001,52.930046509999997,51.938219080000003,50.543510769999997,50.1356489,48.369796200000003,48.24538321,48.24538321,48.24538321,48.24538321,48.24538321,48.24538321,39.585146360000003,36.801109750000002,34.029414189999997,32.915555040000001,28.974893179999999,28.569995840000001,24.236054029999998,22.748277089999998,19.96116031,19.485063579999998,19.485063579999998,19.485063579999998,19.276356109999998,19.276356109999998,19.276356109999998,18.811187159999999,18.651529450000002,18.587334510000002,18.548958750000001,18.548958750000001,18.548958750000001,18.548958750000001,18.548958750000001,null,110.74292426,37.097917500000001,73.645006760000001,2024]
[2023,12,26,"Tuesday",52.932341950000001,51.125411769999999,51.125411769999999,51.125411769999999,51.98662204,51.125411769999999,52.073465759999998,52.073465759999998,52.073465759999998,52.073465759999998,52.932341950000001,52.932341950000001,41.809875779999999,29.217937599999999,25.787102269999998,24.176754110000001,23.15440972,19.276356109999998,19.485063579999998,18.548958750000001,18.548958750000001,18.548958750000001,18.548958750000001,18.548958750000001,18.548958750000001,18.548958750000001,18.981306799999999,19.461395670000002,19.276356109999998,24.28115876,28.569995840000001,31.5856487,33.056969719999998,34.292041449999999,44.418302629999999,55.371462129999998,55.371462129999998,55.371462129999998,55.371462129999998,55.371462129999998,55.371462129999998,55.371462129999998,55.371462129999998,55.371462129999998,55.371462129999998,55.371462129999998,55.371462129999998,55.371462129999998,null,55.371462129999998,55.371462129999998,55.371462129999998,55.371462129999998,55.371462129999998,55.371462129999998,55.371462129999998,55.371462129999998,55.371462129999998,55.371462129999998,55.371462129999998,55.371462129999998,55.371462129999998,52.932341950000001,52.932341950000001,52.932341950000001,52.073465759999998,52.073465759999998,52.073465759999998,52.073465759999998,51.98662204,51.125411769999999,51.125411769999999,51.125411769999999,51.125411769999999,44.418302629999999,41.809875779999999,34.292041449999999,33.056969719999998,31.5856487,29.217937599999999,28.569995840000001,25.787102269999998,24.28115876,24.176754110000001,23.15440972,19.485063579999998,19.461395670000002,19.276356109999998,19.276356109999998,18.981306799999999,18.548958750000001,18.548958750000001,18.548958750000001,18.548958750000001,18.548958750000001,18.548958750000001,18.548958750000001,null,110.74292426,37.097917500000001,73.645006760000001,2024]
[2023,12,27,"Wednesday",55.371462129999998,55.371462129999998,55.371462129999998,55.371462129999998,55.371462129999998,55.371462129999998,55.371462129999998,55.371462129999998,55.371462129999998,55.371462129999998,55.371462129999998,55.371462129999998,55.371462129999998,55.371462129999998,49.213997200000001,47.260209519999997,38.49690339,38.49690339,33.768183360000002,33.768183360000002,33.768183360000002,34.08269481,32.857324490000003,33.768183360000002,33.768183360000002,33.768183360000002,33.768183360000002,33.768183360000002,38.49690339,47.260209519999997,49.213997200000001,48.24538321,55.371462129999998,55.371462129999998,55.657967050000003,60.276415159999999,68.105302699999996,68.105302699999996,68.105302699999996,67.199839159999996,64.81209484,62.505647660000001,60.276415159999999,58.120583709999998,56.034586760000003,55.657967050000003,55.657967050000003,55.657967050000003,null,68.105302699999996,68.105302699999996,68.105302699999996,67.199839159999996,64.81209484,62.505647660000001,60.276415159999999,60.276415159999999,58.120583709999998,56.034586760000003,55.657967050000003,55.657967050000003,55.657967050000003,55.657967050000003,55.371462129999998,55.371462129999998,55.371462129999998,55.371462129999998,55.371462129999998,55.371462129999998,55.371462129999998,55.371462129999998,55.371462129999998,55.371462129999998,55.371462129999998,55.371462129999998,55.371462129999998,55.371462129999998,55.371462129999998,55.371462129999998,49.213997200000001,49.213997200000001,48.24538321,47.260209519999997,47.260209519999997,38.49690339,38.49690339,38.49690339,34.08269481,33.768183360000002,33.768183360000002,33.768183360000002,33.768183360000002,33.768183360000002,33.768183360000002,33.768183360000002,33.768183360000002,32.857324490000003,null,135.75787363000001,67.080937285000005,68.676936345000001,2024]
[2023,12,28,"Thursday",55.371462129999998,55.371462129999998,55.371462129999998,55.371462129999998,55.371462129999998,55.371462129999998,55.371462129999998,55.371462129999998,55.371462129999998,54.016015750000001,55.371462129999998,55.371462129999998,43.356151109999999,32.857623089999997,28.569995840000001,27.05878972,26.574223060000001,26.098196349999998,25.630485799999999,25.630485799999999,25.170875370000001,19.276356109999998,19.276356109999998,19.276356109999998,19.276356109999998,19.276356109999998,24.376682250000002,27.838859410000001,28.51600397,29.024010530000002,31.5856487,33.056969719999998,34.292041449999999,38.49690339,49.213997200000001,55.371462129999998,55.657967050000003,55.657967050000003,55.657967050000003,55.657967050000003,55.371462129999998,55.371462129999998,55.371462129999998,55.371462129999998,55.371462129999998,55.371462129999998,55.371462129999998,55.371462129999998,null,55.657967050000003,55.657967050000003,55.657967050000003,55.657967050000003,55.371462129999998,55.371462129999998,55.371462129999998,55.371462129999998,55.371462129999998,55.371462129999998,55.371462129999998,55.371462129999998,55.371462129999998,55.371462129999998,55.371462129999998,55.371462129999998,55.371462129999998,55.371462129999998,55.371462129999998,55.371462129999998,55.371462129999998,55.371462129999998,55.371462129999998,55.371462129999998,54.016015750000001,49.213997200000001,43.356151109999999,38.49690339,34.292041449999999,33.056969719999998,32.857623089999997,31.5856487,29.024010530000002,28.569995840000001,28.51600397,27.838859410000001,27.05878972,26.574223060000001,26.098196349999998,25.630485799999999,25.630485799999999,25.170875370000001,24.376682250000002,19.276356109999998,19.276356109999998,19.276356109999998,19.276356109999998,19.276356109999998,null,111.31593410000001,38.552712219999997,72.763221880000003,2024]
[2023,12,29,"Friday",55.371462129999998,55.371462129999998,55.371462129999998,53.90063911,52.073465759999998,52.073465759999998,52.073465759999998,52.073465759999998,52.437788560000001,55.371462129999998,55.371462129999998,54.889134820000002,44.640915229999997,34.292041449999999,33.056969719999998,28.67505036,28.77546826,28.733527330000001,28.265741250000001,28.265741250000001,25.27505283,24.719156460000001,19.276356109999998,19.276356109999998,19.276356109999998,28.265741250000001,28.265741250000001,28.265741250000001,28.265741250000001,28.265741250000001,28.974297060000001,33.056969719999998,34.292041449999999,38.49690339,44.418302629999999,55.371462129999998,55.371462129999998,55.371462129999998,55.657967050000003,55.371462129999998,55.371462129999998,55.371462129999998,55.371462129999998,55.371462129999998,55.371462129999998,55.371462129999998,55.371462129999998,55.371462129999998,null,55.657967050000003,55.371462129999998,55.371462129999998,55.371462129999998,55.371462129999998,55.371462129999998,55.371462129999998,55.371462129999998,55.371462129999998,55.371462129999998,55.371462129999998,55.371462129999998,55.371462129999998,55.371462129999998,55.371462129999998,{"$f":"LARGE($E184:$AZ184,BQ$2)","v":55.371462129999998},55.371462129999998,55.371462129999998,54.889134820000002,53.90063911,52.437788560000001,52.073465759999998,52.073465759999998,52.073465759999998,52.073465759999998,44.640915229999997,44.418302629999999,38.49690339,34.292041449999999,34.292041449999999,33.056969719999998,33.056969719999998,28.974297060000001,28.77546826,28.733527330000001,28.67505036,28.265741250000001,28.265741250000001,28.265741250000001,28.265741250000001,28.265741250000001,28.265741250000001,28.265741250000001,25.27505283,24.719156460000001,19.276356109999998,19.276356109999998,19.276356109999998,null,110.88617671999999,41.274112394999996,69.612064325000006,2024]
[2023,12,30,"Saturday",52.073465759999998,52.073465759999998,52.073465759999998,48.24538321,48.24538321,48.24538321,48.24538321,48.24538321,52.073465759999998,48.24538321,48.24538321,49.213997200000001,47.260209519999997,32.553714640000003,32.120947600000001,28.733527330000001,28.265741250000001,28.265741250000001,28.265741250000001,19.276356109999998,19.276356109999998,19.276356109999998,19.276356109999998,19.276356109999998,19.276356109999998,19.276356109999998,28.265741250000001,28.265741250000001,28.265741250000001,28.974297060000001,33.056969719999998,34.292041449999999,36.203977719999997,47.260209519999997,49.213997200000001,55.371462129999998,55.371462129999998,55.657967050000003,55.657967050000003,55.657967050000003,55.371462129999998,55.371462129999998,55.371462129999998,55.371462129999998,55.371462129999998,55.371462129999998,55.371462129999998,55.371462129999998,null,{"$f":"LARGE($E185:$AZ185,BB$2)","v":55.657967050000003},55.657967050000003,55.657967050000003,55.371462129999998,55.371462129999998,55.371462129999998,55.371462129999998,55.371462129999998,55.371462129999998,55.371462129999998,55.371462129999998,55.371462129999998,55.371462129999998,52.073465759999998,52.073465759999998,52.073465759999998,52.073465759999998,49.213997200000001,49.213997200000001,48.24538321,48.24538321,48.24538321,48.24538321,48.24538321,48.24538321,48.24538321,47.260209519999997,47.260209519999997,36.203977719999997,34.292041449999999,33.056969719999998,32.553714640000003,32.120947600000001,28.974297060000001,28.733527330000001,28.265741250000001,28.265741250000001,28.265741250000001,28.265741250000001,28.265741250000001,28.265741250000001,19.276356109999998,19.276356109999998,19.276356109999998,19.276356109999998,19.276356109999998,19.276356109999998,19.276356109999998,null,111.17268164000001,38.552712219999997,72.619969420000018,2024]
[2023,12,31,"Sunday",55.371462129999998,55.371462129999998,53.03687506,53.068919889999997,53.03687506,53.03687506,52.819009200000004,52.296287479999997,52.45729489,53.03687506,53.593832480000003,49.213997200000001,47.260209519999997,34.292041449999999,31.09162001,28.733239959999999,28.86587171,28.265741250000001,28.569995840000001,24.719156460000001,24.770067560000001,24.770067560000001,24.325124120000002,27.838859410000001,28.51600397,28.265741250000001,28.265741250000001,28.265741250000001,28.77878814,31.66538736,32.857623089999997,34.723959170000001,38.49690339,49.213997200000001,55.371462129999998,55.371462129999998,55.657967050000003,55.657967050000003,55.657967050000003,55.657967050000003,55.657967050000003,55.371462129999998,55.371462129999998,55.371462129999998,55.371462129999998,55.371462129999998,55.371462129999998,55.371462129999998,null,55.657967050000003,55.657967050000003,55.657967050000003,55.657967050000003,55.657967050000003,55.371462129999998,55.371462129999998,55.371462129999998,55.371462129999998,55.371462129999998,55.371462129999998,55.371462129999998,55.371462129999998,55.371462129999998,55.371462129999998,55.371462129999998,53.593832480000003,53.068919889999997,53.03687506,53.03687506,53.03687506,53.03687506,52.819009200000004,52.45729489,52.296287479999997,49.213997200000001,49.213997200000001,47.260209519999997,38.49690339,34.723959170000001,34.292041449999999,32.857623089999997,31.66538736,31.09162001,28.86587171,28.77878814,28.733239959999999,28.569995840000001,28.51600397,28.265741250000001,28.265741250000001,28.265741250000001,28.265741250000001,27.838859410000001,24.770067560000001,24.770067560000001,24.719156460000001,24.325124120000002,null,111.31593410000001,49.292207849999997,62.02372625000001,2024]
[2024,1,1,"Monday",55.371462129999998,55.371462129999998,55.371462129999998,55.371462129999998,55.371462129999998,55.371462129999998,55.371462129999998,55.371462129999998,55.371462129999998,55.371462129999998,55.371462129999998,55.371462129999998,49.213997200000001,38.49690339,29.217937599999999,28.260019580000002,27.061734439999999,25.633275080000001,24.535362339999999,24.270081770000001,19.276356109999998,19.276356109999998,19.276356109999998,19.276356109999998,19.276356109999998,19.276356109999998,27.838859410000001,28.51600397,29.024010530000002,32.391931100000001,33.056969719999998,34.292041449999999,47.260209519999997,49.213997200000001,55.371462129999998,55.657967050000003,55.657967050000003,55.657967050000003,55.657967050000003,55.657967050000003,55.657967050000003,55.657967050000003,55.657967050000003,55.657967050000003,55.657967050000003,55.371462129999998,55.371462129999998,55.371462129999998,null,55.657967050000003,55.657967050000003,55.657967050000003,55.657967050000003,55.657967050000003,55.657967050000003,55.657967050000003,55.657967050000003,55.657967050000003,55.657967050000003,55.371462129999998,55.371462129999998,55.371462129999998,55.371462129999998,55.371462129999998,55.371462129999998,55.371462129999998,55.371462129999998,55.371462129999998,55.371462129999998,55.371462129999998,55.371462129999998,55.371462129999998,55.371462129999998,55.371462129999998,55.371462129999998,49.213997200000001,49.213997200000001,47.260209519999997,38.49690339,34.292041449999999,33.056969719999998,32.391931100000001,29.217937599999999,29.024010530000002,28.51600397,28.260019580000002,27.838859410000001,27.061734439999999,25.633275080000001,24.535362339999999,24.270081770000001,19.276356109999998,19.276356109999998,19.276356109999998,19.276356109999998,19.276356109999998,19.276356109999998,null,111.31593410000001,38.552712219999997,72.763221880000003,2025]
[2024,1,2,"Tuesday",55.371462129999998,55.371462129999998,55.371462129999998,55.371462129999998,55.371462129999998,55.371462129999998,55.371462129999998,55.371462129999998,55.371462129999998,55.371462129999998,55.371462129999998,55.371462129999998,55.371462129999998,55.371462129999998,55.371462129999998,48.24538321,49.213997200000001,45.786540449999997,38.696095399999997,36.527678739999999,33.768183360000002,33.768183360000002,33.768183360000002,33.768183360000002,36.590730550000004,38.040388729999997,38.696095399999997,47.260209519999997,49.213997200000001,48.24538321,48.24538321,55.371462129999998,55.371462129999998,55.657967050000003,55.657967050000003,55.657967050000003,57.99805301,59.064768440000002,59.064768440000002,57.99805301,56.386468489999999,55.657967050000003,55.657967050000003,55.657967050000003,55.657967050000003,55.657967050000003,55.657967050000003,55.371462129999998,null,59.064768440000002,59.064768440000002,57.99805301,57.99805301,56.386468489999999,55.657967050000003,55.657967050000003,55.657967050000003,55.657967050000003,55.657967050000003,55.657967050000003,55.657967050000003,55.657967050000003,55.657967050000003,55.371462129999998,55.371462129999998,55.371462129999998,55.371462129999998,55.371462129999998,55.371462129999998,55.371462129999998,55.371462129999998,55.371462129999998,55.371462129999998,55.371462129999998,55.371462129999998,55.371462129999998,55.371462129999998,55.371462129999998,55.371462129999998,55.371462129999998,55.371462129999998,49.213997200000001,49.213997200000001,48.24538321,48.24538321,48.24538321,47.260209519999997,45.786540449999997,38.696095399999997,38.696095399999997,38.040388729999997,36.590730550000004,36.527678739999999,33.768183360000002,33.768183360000002,{"$f":"LARGE($E188:$AZ188,CV$2)","v":33.768183360000002},33.768183360000002,null,117.06282145,67.536366720000004,49.526454729999998,2025]
[2024,1,3,"Wednesday",55.371462129999998,55.371462129999998,55.371462129999998,55.371462129999998,55.371462129999998,55.371462129999998,54.780775730000002,54.780775730000002,55.371462129999998,55.371462129999998,55.371462129999998,55.371462129999998,51.173754119999998,46.355706329999997,32.553714640000003,32.120947600000001,29.003460329999999,28.265741250000001,28.569995840000001,27.205379929999999,27.476353759999999,28.49224401,28.265741250000001,28.265741250000001,28.265741250000001,28.703657870000001,28.78502134,32.391931100000001,33.056969719999998,34.292041449999999,38.696095399999997,47.260209519999997,49.213997200000001,52.073465759999998,55.371462129999998,55.657967050000003,55.916453789999998,57.74192867,56.948755849999998,55.916453789999998,55.657967050000003,55.657967050000003,55.657967050000003,55.657967050000003,55.657967050000003,55.657967050000003,55.371462129999998,55.371462129999998,null,57.74192867,56.948755849999998,55.916453789999998,55.916453789999998,55.657967050000003,55.657967050000003,55.657967050000003,55.657967050000003,55.657967050000003,55.657967050000003,55.657967050000003,55.371462129999998,55.371462129999998,55.371462129999998,55.371462129999998,55.371462129999998,55.371462129999998,55.371462129999998,55.371462129999998,55.371462129999998,55.371462129999998,55.371462129999998,55.371462129999998,55.371462129999998,54.780775730000002,54.780775730000002,52.073465759999998,51.173754119999998,49.213997200000001,47.260209519999997,46.355706329999997,{"$f":"LARGE($E189:$AZ189,CG$2)","v":38.696095399999997},34.292041449999999,33.056969719999998,32.553714640000003,32.391931100000001,32.120947600000001,29.003460329999999,28.78502134,28.703657870000001,28.569995840000001,28.49224401,28.265741250000001,28.265741250000001,28.265741250000001,28.265741250000001,27.476353759999999,27.205379929999999,null,113.26179604999999,55.606608094999999,57.655187954999988,2025]
[2024,1,4,"Thursday",55.371462129999998,55.371462129999998,55.371462129999998,55.371462129999998,55.371462129999998,55.371462129999998,55.371462129999998,55.371462129999998,55.371462129999998,55.371462129999998,55.371462129999998,55.371462129999998,53.593832480000003,45.238747080000003,38.696095399999997,33.768183360000002,34.11607446,32.76065345,33.768183360000002,33.768183360000002,33.973936559999999,33.806948310000003,32.062271629999998,32.062271629999998,32.062271629999998,32.062271629999998,34.292041449999999,33.768183360000002,33.768183360000002,38.696095399999997,38.696095399999997,47.260209519999997,49.213997200000001,55.371462129999998,55.371462129999998,55.657967050000003,57.99805301,59.064768440000002,59.064768440000002,57.99805301,55.916453789999998,55.657967050000003,55.657967050000003,55.657967050000003,55.657967050000003,55.657967050000003,55.657967050000003,55.657967050000003,null,59.064768440000002,59.064768440000002,57.99805301,57.99805301,55.916453789999998,55.657967050000003,55.657967050000003,55.657967050000003,55.657967050000003,55.657967050000003,55.657967050000003,55.657967050000003,55.657967050000003,55.371462129999998,55.371462129999998,55.371462129999998,55.371462129999998,55.371462129999998,55.371462129999998,55.371462129999998,55.371462129999998,55.371462129999998,55.371462129999998,55.371462129999998,55.371462129999998,55.371462129999998,55.371462129999998,53.593832480000003,49.213997200000001,47.260209519999997,45.238747080000003,38.696095399999997,38.696095399999997,38.696095399999997,34.292041449999999,34.11607446,33.973936559999999,33.806948310000003,33.768183360000002,33.768183360000002,33.768183360000002,33.768183360000002,33.768183360000002,32.76065345,32.062271629999998,32.062271629999998,32.062271629999998,32.062271629999998,null,117.06282145,64.124543259999996,52.938278190000005,2025]
[2024,1,5,"Friday",55.371462129999998,55.371462129999998,55.371462129999998,55.371462129999998,55.371462129999998,55.371462129999998,55.371462129999998,55.371462129999998,55.371462129999998,55.371462129999998,55.371462129999998,55.371462129999998,49.213997200000001,43.365315709999997,33.768183360000002,34.292041449999999,33.056969719999998,31.5856487,28.93519702,28.265741250000001,28.265741250000001,28.49224401,28.265741250000001,28.265741250000001,28.671656580000001,31.385972169999999,32.391931100000001,33.056969719999998,34.292041449999999,33.768183360000002,33.768183360000002,38.696095399999997,44.635560269999999,54.900737249999999,55.371462129999998,55.657967050000003,55.657967050000003,55.929226649999997,55.916453789999998,55.916453789999998,55.657967050000003,55.657967050000003,55.657967050000003,55.657967050000003,55.657967050000003,55.657967050000003,55.657967050000003,55.371462129999998,null,55.929226649999997,55.916453789999998,55.916453789999998,55.657967050000003,55.657967050000003,55.657967050000003,55.657967050000003,55.657967050000003,55.657967050000003,55.657967050000003,55.657967050000003,55.657967050000003,55.371462129999998,55.371462129999998,55.371462129999998,55.371462129999998,55.371462129999998,55.371462129999998,55.371462129999998,55.371462129999998,55.371462129999998,55.371462129999998,55.371462129999998,55.371462129999998,55.371462129999998,55.371462129999998,54.900737249999999,49.213997200000001,44.635560269999999,43.365315709999997,38.696095399999997,34.292041449999999,34.292041449999999,33.768183360000002,33.768183360000002,33.768183360000002,33.056969719999998,33.056969719999998,32.391931100000001,31.5856487,31.385972169999999,28.93519702,28.671656580000001,28.49224401,28.265741250000001,28.265741250000001,28.265741250000001,28.265741250000001,null,111.71005063999999,56.531482500000003,55.178568139999989,2025]
[2024,1,6,"Saturday",55.371462129999998,55.371462129999998,55.371462129999998,55.011276330000001,55.011276330000001,54.016015750000001,54.016015750000001,54.016015750000001,54.016015750000001,53.482684999999996,54.244431919999997,53.314303219999999,49.213997200000001,43.231494869999999,33.768183360000002,33.768183360000002,33.768183360000002,34.292041449999999,32.062271629999998,32.857623089999997,31.66538736,28.67505036,28.67505036,28.67505036,28.67505036,31.5856487,33.056969719999998,34.292041449999999,33.768183360000002,38.696095399999997,38.696095399999997,47.260209519999997,49.213997200000001,50.192348869999897,55.371462129999998,55.657967050000003,55.657967050000003,55.904636699999998,55.904636699999998,55.657967050000003,55.657967050000003,55.657967050000003,55.657967050000003,55.657967050000003,55.657967050000003,55.657967050000003,55.657967050000003,55.371462129999998,null,55.904636699999998,55.904636699999998,55.657967050000003,55.657967050000003,55.657967050000003,55.657967050000003,55.657967050000003,55.657967050000003,55.657967050000003,55.657967050000003,55.657967050000003,55.657967050000003,55.371462129999998,55.371462129999998,55.371462129999998,55.371462129999998,55.371462129999998,55.011276330000001,55.011276330000001,54.244431919999997,54.016015750000001,54.016015750000001,54.016015750000001,54.016015750000001,53.482684999999996,53.314303219999999,50.192348869999897,49.213997200000001,49.213997200000001,47.260209519999997,43.231494869999999,38.696095399999997,38.696095399999997,34.292041449999999,34.292041449999999,33.768183360000002,33.768183360000002,33.768183360000002,33.768183360000002,33.056969719999998,32.857623089999997,32.062271629999998,31.66538736,31.5856487,28.67505036,28.67505036,28.67505036,28.67505036,null,111.56260374999999,57.35010072,54.212503029999993,2025]
[2024,1,7,"Sunday",55.371462129999998,55.371462129999998,55.371462129999998,55.371462129999998,55.371462129999998,55.371462129999998,55.371462129999998,55.371462129999998,55.371462129999998,55.371462129999998,55.371462129999998,55.371462129999998,51.178105029999998,46.353698209999997,33.768183360000002,34.292041449999999,29.13225928,28.099768139999998,27.114519479999998,27.114519479999998,27.13122405,27.14393729,26.574223060000001,27.05878972,27.55212822,28.142759689999998,28.301028939999998,28.265741250000001,28.265741250000001,31.5856487,33.056969719999998,34.292041449999999,37.321870949999997,38.696095399999997,44.286069589999997,55.657967050000003,55.772311819999999,59.052286010000003,59.052286010000003,59.052286010000003,57.985796010000001,55.772311819999999,55.772311819999999,55.772311819999999,55.657967050000003,55.657967050000003,55.657967050000003,55.371462129999998,null,59.052286010000003,59.052286010000003,59.052286010000003,57.985796010000001,55.772311819999999,55.772311819999999,55.772311819999999,55.772311819999999,55.657967050000003,55.657967050000003,55.657967050000003,55.657967050000003,55.371462129999998,55.371462129999998,55.371462129999998,55.371462129999998,55.371462129999998,55.371462129999998,55.371462129999998,55.371462129999998,55.371462129999998,55.371462129999998,55.371462129999998,55.371462129999998,55.371462129999998,51.178105029999998,46.353698209999997,44.286069589999997,38.696095399999997,37.321870949999997,34.292041449999999,34.292041449999999,33.768183360000002,33.056969719999998,31.5856487,29.13225928,28.301028939999998,28.265741250000001,28.265741250000001,28.142759689999998,28.099768139999998,27.55212822,27.14393729,27.13122405,27.114519479999998,27.114519479999998,27.05878972,26.574223060000001,null,117.57132702000001,53.931025869999999,63.640301150000013,2025]
[2024,1,8,"Monday",55.371462129999998,55.371462129999998,55.371462129999998,55.371462129999998,55.371462129999998,55.371462129999998,55.371462129999998,55.371462129999998,55.371462129999998,55.371462129999998,55.371462129999998,55.371462129999998,55.371462129999998,55.371462129999998,44.418302629999999,38.775593379999997,37.567205569999999,35.946526720000001,33.768183360000002,33.768183360000002,33.768183360000002,33.768183360000002,33.768183360000002,33.768183360000002,34.5858572,38.25371028,38.775593379999997,41.901656899999999,47.260209519999997,49.213997200000001,48.24538321,48.24538321,55.371462129999998,55.371462129999998,55.371462129999998,55.657967050000003,55.904636699999998,55.904636699999998,56.374552080000001,55.904636699999998,55.904636699999998,55.904636699999998,55.904636699999998,55.657967050000003,55.657967050000003,55.657967050000003,55.657967050000003,55.371462129999998,null,56.374552080000001,55.904636699999998,55.904636699999998,55.904636699999998,55.904636699999998,55.904636699999998,55.904636699999998,55.657967050000003,55.657967050000003,55.657967050000003,55.657967050000003,55.657967050000003,55.371462129999998,55.371462129999998,55.371462129999998,55.371462129999998,55.371462129999998,55.371462129999998,55.371462129999998,55.371462129999998,55.371462129999998,55.371462129999998,55.371462129999998,55.371462129999998,55.371462129999998,55.371462129999998,55.371462129999998,55.371462129999998,55.371462129999998,55.371462129999998,49.213997200000001,48.24538321,48.24538321,47.260209519999997,44.418302629999999,41.901656899999999,38.775593379999997,38.775593379999997,38.25371028,37.567205569999999,35.946526720000001,34.5858572,33.768183360000002,33.768183360000002,33.768183360000002,33.768183360000002,33.768183360000002,33.768183360000002,null,112.04423109,67.536366720000004,44.507864369999993,2025]
[2024,1,9,"Tuesday",55.371462129999998,55.371462129999998,55.371462129999998,55.371462129999998,55.371462129999998,55.371462129999998,55.371462129999998,55.371462129999998,55.371462129999998,55.371462129999998,55.371462129999998,55.371462129999998,55.371462129999998,55.371462129999998,55.371462129999998,48.24538321,49.213997200000001,45.776864170000003,38.867592000000002,36.516896600000003,33.768183360000002,33.768183360000002,33.768183360000002,33.768183360000002,36.630239080000003,38.110794740000003,38.867592000000002,47.260209519999997,49.213997200000001,48.24538321,48.24538321,55.371462129999998,55.371462129999998,55.657967050000003,55.657967050000003,55.904636699999998,57.985796010000001,59.052286010000003,59.052286010000003,57.985796010000001,56.374552080000001,55.904636699999998,55.904636699999998,55.904636699999998,55.657967050000003,55.657967050000003,55.657967050000003,55.371462129999998,null,59.052286010000003,59.052286010000003,57.985796010000001,57.985796010000001,56.374552080000001,55.904636699999998,55.904636699999998,55.904636699999998,55.904636699999998,55.657967050000003,55.657967050000003,55.657967050000003,55.657967050000003,55.657967050000003,55.371462129999998,55.371462129999998,55.371462129999998,55.371462129999998,55.371462129999998,55.371462129999998,55.371462129999998,55.371462129999998,55.371462129999998,55.371462129999998,55.371462129999998,55.371462129999998,55.371462129999998,55.371462129999998,55.371462129999998,55.371462129999998,55.371462129999998,55.371462129999998,49.213997200000001,49.213997200000001,48.24538321,48.24538321,48.24538321,47.260209519999997,45.776864170000003,38.867592000000002,38.867592000000002,38.110794740000003,36.630239080000003,36.516896600000003,33.768183360000002,33.768183360000002,33.768183360000002,33.768183360000002,null,117.03808202,67.536366720000004,49.501715300000001,2025]
[2024,1,10,"Wednesday",55.371462129999998,55.371462129999998,55.371462129999998,55.371462129999998,55.371462129999998,55.371462129999998,55.371462129999998,55.371462129999998,55.371462129999998,55.371462129999998,55.371462129999998,55.371462129999998,55.371462129999998,55.371462129999998,45.776864170000003,45.409445580000003,43.333496910000001,41.148244679999998,38.867592000000002,38.867592000000002,38.867592000000002,44.188915160000001,40.892247759999997,38.867592000000002,38.867592000000002,46.264867709999997,49.213997200000001,48.24538321,48.24538321,55.371462129999998,55.371462129999998,55.371462129999998,55.657967050000003,55.657967050000003,55.657967050000003,55.904636699999998,56.936720600000001,57.985796010000001,58.636486480000002,56.936720600000001,55.904636699999998,55.904636699999998,55.904636699999998,55.904636699999998,55.657967050000003,55.657967050000003,55.657967050000003,55.371462129999998,null,58.636486480000002,57.985796010000001,56.936720600000001,56.936720600000001,55.904636699999998,55.904636699999998,55.904636699999998,55.904636699999998,55.904636699999998,55.657967050000003,55.657967050000003,55.657967050000003,55.657967050000003,55.657967050000003,55.657967050000003,55.371462129999998,55.371462129999998,55.371462129999998,55.371462129999998,55.371462129999998,55.371462129999998,55.371462129999998,55.371462129999998,55.371462129999998,55.371462129999998,55.371462129999998,55.371462129999998,55.371462129999998,55.371462129999998,55.371462129999998,55.371462129999998,55.371462129999998,55.371462129999998,49.213997200000001,48.24538321,48.24538321,46.264867709999997,45.776864170000003,45.409445580000003,44.188915160000001,43.333496910000001,41.148244679999998,40.892247759999997,38.867592000000002,38.867592000000002,38.867592000000002,38.867592000000002,38.867592000000002,null,{"$f":"SUM(OFFSET(BB196,0,0,1,$CY$1))/2","v":115.247861845},{"$f":"SUM(OFFSET(CW196,0,0,1,-$CY$1))/2","v":77.735184000000004},{"$f":"CY196-CZ196","v":37.512677844999999},{"$f":"IF(A196>=7,A196+1,A196)","v":2025}]
[2024,1,11,"Thursday",55.371462129999998,55.371462129999998,55.371462129999998,55.371462129999998,55.371462129999998,55.371462129999998,55.371462129999998,55.371462129999998,55.371462129999998,55.371462129999998,55.371462129999998,55.371462129999998,55.371462129999998,55.371462129999998,55.371462129999998,44.418302629999999,44.67791244,39.169674059999998,38.867592000000002,38.867592000000002,35.862069120000001,35.218485020000003,34.5858572,35.218485020000003,36.516896600000003,35.862069120000001,35.941757410000001,38.867592000000002,38.867592000000002,45.776864170000003,47.260209519999997,49.213997200000001,48.24538321,55.371462129999998,55.593098269999999,55.904636699999998,55.904636699999998,56.936720600000001,56.936720600000001,56.936720600000001,55.904636699999998,55.904636699999998,55.904636699999998,55.657967050000003,55.657967050000003,55.657967050000003,55.657967050000003,55.371462129999998,null,56.936720600000001,56.936720600000001,56.936720600000001,55.904636699999998,55.904636699999998,55.904636699999998,55.904636699999998,55.904636699999998,55.657967050000003,55.657967050000003,55.657967050000003,55.657967050000003,55.593098269999999,55.371462129999998,55.371462129999998,55.371462129999998,55.371462129999998,55.371462129999998,55.371462129999998,55.371462129999998,55.371462129999998,55.371462129999998,55.371462129999998,55.371462129999998,55.371462129999998,55.371462129999998,55.371462129999998,55.371462129999998,55.371462129999998,55.371462129999998,49.213997200000001,48.24538321,47.260209519999997,45.776864170000003,44.67791244,44.418302629999999,39.169674059999998,38.867592000000002,38.867592000000002,38.867592000000002,38.867592000000002,36.516896600000003,35.941757410000001,35.862069120000001,35.862069120000001,35.218485020000003,35.218485020000003,34.5858572,null,113.35739925,70.44244818,42.914951070000001,2025]
[2024,1,12,"Friday",55.371462129999998,55.371462129999998,55.371462129999998,55.371462129999998,55.371462129999998,55.371462129999998,55.371462129999998,55.371462129999998,55.371462129999998,55.371462129999998,55.371462129999998,55.371462129999998,54.016015750000001,49.213997200000001,35.218485020000003,33.768183360000002,33.768183360000002,33.768183360000002,34.292041449999999,32.857623089999997,28.49224401,28.49224401,28.49224401,28.49224401,28.785061339999999,33.056969719999998,34.292041449999999,33.768183360000002,33.768183360000002,33.768183360000002,38.49690339,38.49690339,49.213997200000001,53.889818519999999,55.371462129999998,55.371462129999998,55.657967050000003,55.904636699999998,55.904636699999998,55.657967050000003,55.657967050000003,55.657967050000003,55.371462129999998,55.371462129999998,55.371462129999998,55.371462129999998,55.371462129999998,55.371462129999998,null,55.904636699999998,55.904636699999998,55.657967050000003,55.657967050000003,55.657967050000003,55.657967050000003,55.371462129999998,55.371462129999998,55.371462129999998,55.371462129999998,55.371462129999998,55.371462129999998,55.371462129999998,55.371462129999998,55.371462129999998,55.371462129999998,55.371462129999998,55.371462129999998,55.371462129999998,55.371462129999998,55.371462129999998,55.371462129999998,55.371462129999998,55.371462129999998,55.371462129999998,55.371462129999998,54.016015750000001,53.889818519999999,49.213997200000001,49.213997200000001,38.49690339,38.49690339,35.218485020000003,34.292041449999999,34.292041449999999,33.768183360000002,33.768183360000002,33.768183360000002,33.768183360000002,33.768183360000002,33.768183360000002,33.056969719999998,32.857623089999997,28.785061339999999,28.49224401,28.49224401,28.49224401,28.49224401,null,111.56260374999999,56.984488020000001,54.578115729999993,2025]
[2024,1,13,"Saturday",55.371462129999998,55.371462129999998,55.371462129999998,55.011276330000001,54.016015750000001,54.016015750000001,54.016015750000001,53.482684999999996,53.03687506,54.016015750000001,55.371462129999998,55.371462129999998,49.444424519999998,42.601886970000002,28.975407799999999,28.265741250000001,28.265741250000001,27.555518710000001,26.642618410000001,26.09277165,25.625158320000001,25.165643429999999,24.714018410000001,24.535362339999999,24.718167680000001,25.173972840000001,25.737528640000001,28.260019580000002,29.217937599999999,32.391931100000001,33.056969719999998,34.292041449999999,38.49690339,47.260209519999997,49.213997200000001,55.371462129999998,55.657967050000003,55.657967050000003,55.657967050000003,55.657967050000003,55.657967050000003,55.371462129999998,55.371462129999998,55.371462129999998,55.371462129999998,55.371462129999998,55.371462129999998,55.371462129999998,null,55.657967050000003,55.657967050000003,55.657967050000003,55.657967050000003,55.657967050000003,55.371462129999998,55.371462129999998,55.371462129999998,55.371462129999998,55.371462129999998,55.371462129999998,55.371462129999998,55.371462129999998,55.371462129999998,55.371462129999998,55.371462129999998,55.371462129999998,55.371462129999998,55.011276330000001,54.016015750000001,54.016015750000001,54.016015750000001,54.016015750000001,53.482684999999996,53.03687506,49.444424519999998,49.213997200000001,47.260209519999997,42.601886970000002,38.49690339,34.292041449999999,33.056969719999998,32.391931100000001,29.217937599999999,28.975407799999999,28.265741250000001,28.265741250000001,28.260019580000002,27.555518710000001,26.642618410000001,26.09277165,25.737528640000001,25.625158320000001,25.173972840000001,25.165643429999999,24.718167680000001,24.714018410000001,24.535362339999999,null,111.31593410000001,49.566595930000005,61.749338170000001,2025]
[2024,1,14,"Sunday",55.01176478,55.371462129999998,54.112089320000003,52.665482240000003,51.761352809999998,50.6907821,48.24538321,48.24538321,48.24538321,48.24538321,48.24538321,55.371462129999998,38.49690339,35.891952420000003,28.424843939999999,28.058355970000001,27.55593584,26.389557050000001,26.09277165,25.625158320000001,25.625158320000001,25.165643429999999,25.165643429999999,24.714018410000001,24.714018410000001,24.714018410000001,25.165643429999999,26.09277165,27.065501179999998,28.17508995,28.265741250000001,33.056580539999999,34.292041449999999,34.614677049999997,44.418302629999999,55.371462129999998,55.657967050000003,55.657967050000003,55.657967050000003,55.657967050000003,55.657967050000003,55.371462129999998,55.371462129999998,55.371462129999998,55.371462129999998,55.371462129999998,55.371462129999998,55.371462129999998,null,55.657967050000003,55.657967050000003,55.657967050000003,55.657967050000003,55.657967050000003,55.371462129999998,55.371462129999998,55.371462129999998,55.371462129999998,55.371462129999998,55.371462129999998,55.371462129999998,55.371462129999998,55.371462129999998,55.371462129999998,{"$f":"LARGE($E200:$AZ200,BQ$2)","v":55.01176478},54.112089320000003,52.665482240000003,51.761352809999998,50.6907821,48.24538321,48.24538321,48.24538321,48.24538321,48.24538321,44.418302629999999,38.49690339,35.891952420000003,34.614677049999997,34.292041449999999,33.056580539999999,28.424843939999999,28.265741250000001,28.17508995,28.058355970000001,27.55593584,27.065501179999998,26.389557050000001,26.09277165,26.09277165,25.625158320000001,25.625158320000001,25.165643429999999,25.165643429999999,25.165643429999999,24.714018410000001,24.714018410000001,24.714018410000001,null,111.31593410000001,49.65384933,61.662084770000007,2025]
[2024,1,15,"Monday",55.371462129999998,54.475710429999999,51.933966099999999,48.24538321,48.24538321,48.24538321,48.24538321,48.24538321,51.206874120000002,53.290886120000003,55.371462129999998,55.371462129999998,49.213997200000001,47.260209519999997,33.768183360000002,33.895357529999998,33.992209819999999,32.857623089999997,28.798889989999999,28.49224401,28.49224401,28.49224401,28.265741250000001,28.265741210000002,28.921368380000001,28.67505036,32.77827413,34.292041449999999,33.768183360000002,38.49690339,38.49690339,47.260209519999997,49.213997200000001,55.371462129999998,55.371462129999998,55.657967050000003,55.977647220000001,58.06011024,58.020387249999999,56.970686020000002,55.657967050000003,55.657967050000003,55.657967050000003,55.657967050000003,55.657967050000003,55.657967050000003,55.371462129999998,55.371462129999998,null,{"$f":"LARGE($E201:$AZ201,BB$2)","v":58.06011024},58.020387249999999,56.970686020000002,55.977647220000001,55.657967050000003,55.657967050000003,55.657967050000003,55.657967050000003,55.657967050000003,55.657967050000003,55.657967050000003,55.371462129999998,55.371462129999998,55.371462129999998,55.371462129999998,55.371462129999998,55.371462129999998,55.371462129999998,54.475710429999999,53.290886120000003,51.933966099999999,51.206874120000002,49.213997200000001,49.213997200000001,48.24538321,48.24538321,48.24538321,48.24538321,48.24538321,47.260209519999997,47.260209519999997,38.49690339,38.49690339,34.292041449999999,33.992209819999999,33.895357529999998,33.768183360000002,33.768183360000002,32.857623089999997,32.77827413,28.921368380000001,28.798889989999999,28.67505036,28.49224401,28.49224401,28.49224401,28.265741250000001,28.265741210000002,null,114.51441536499999,56.757985240000004,57.756430124999987,2025]
[2024,1,16,"Tuesday",55.371462129999998,55.371462129999998,55.371462129999998,55.371462129999998,55.371462129999998,55.371462129999998,55.371462129999998,55.371462129999998,55.371462129999998,55.371462129999998,55.371462129999998,55.371462129999998,55.371462129999998,54.815229109999997,44.675025560000002,38.696095399999997,33.768183360000002,33.768183360000002,34.292041449999999,33.056969719999998,32.062271629999998,32.062271629999998,32.062271629999998,32.062271629999998,32.062271629999998,33.056969719999998,34.292041449999999,33.768183360000002,33.768183360000002,38.696095399999997,47.260209519999997,49.213997200000001,53.921966310000002,55.371462129999998,55.371462129999998,127.87335693999999,136.37249402,136.37249402,136.37249402,136.37249402,127.87335693999999,68.105302699999996,55.657967050000003,55.657967050000003,55.657967050000003,55.657967050000003,55.657967050000003,55.371462129999998,null,136.37249402,136.37249402,136.37249402,136.37249402,127.87335693999999,127.87335693999999,68.105302699999996,55.657967050000003,55.657967050000003,55.657967050000003,55.657967050000003,55.657967050000003,55.371462129999998,55.371462129999998,55.371462129999998,55.371462129999998,55.371462129999998,55.371462129999998,55.371462129999998,55.371462129999998,55.371462129999998,55.371462129999998,55.371462129999998,55.371462129999998,55.371462129999998,55.371462129999998,55.371462129999998,55.371462129999998,54.815229109999997,53.921966310000002,49.213997200000001,47.260209519999997,44.675025560000002,38.696095399999997,38.696095399999997,34.292041449999999,34.292041449999999,33.768183360000002,33.768183360000002,33.768183360000002,33.768183360000002,33.056969719999998,33.056969719999998,32.062271629999998,32.062271629999998,32.062271629999998,32.062271629999998,32.062271629999998,null,272.74498804000001,64.124543259999996,208.62044478000001,2025]
[2024,1,17,"Wednesday",55.371462129999998,55.371462129999998,55.371462129999998,55.371462129999998,55.371462129999998,55.371462129999998,55.371462129999998,55.371462129999998,55.371462129999998,55.371462129999998,55.657967050000003,55.657967050000003,55.371462129999998,55.371462129999998,44.418302629999999,38.696095399999997,33.768183360000002,34.292041449999999,33.056969719999998,31.5856487,28.67505036,28.67505036,28.67505036,28.67505036,31.5856487,33.056969719999998,34.292041449999999,33.768183360000002,38.696095399999997,47.260209519999997,49.213997200000001,48.24538321,53.929165249999997,55.371462129999998,55.657967050000003,136.37249402,211.82500046999999,211.82500046999999,211.82500046999999,196.97317179000001,136.37249402,87.341308299999994,55.937986430000002,55.657967050000003,55.657967050000003,55.657967050000003,55.657967050000003,55.371462129999998,null,211.82500046999999,211.82500046999999,211.82500046999999,196.97317179000001,136.37249402,136.37249402,87.341308299999994,55.937986430000002,55.657967050000003,55.657967050000003,55.657967050000003,55.657967050000003,55.657967050000003,55.657967050000003,55.657967050000003,55.371462129999998,55.371462129999998,55.371462129999998,55.371462129999998,55.371462129999998,55.371462129999998,55.371462129999998,55.371462129999998,55.371462129999998,55.371462129999998,55.371462129999998,55.371462129999998,55.371462129999998,55.371462129999998,53.929165249999997,49.213997200000001,48.24538321,47.260209519999997,44.418302629999999,38.696095399999997,38.696095399999997,34.292041449999999,34.292041449999999,33.768183360000002,33.768183360000002,33.056969719999998,33.056969719999998,31.5856487,31.5856487,28.67505036,28.67505036,28.67505036,28.67505036,null,416.22408660000002,57.35010072,358.87398588000002,2025]
[2024,1,18,"Thursday",55.371462129999998,55.371462129999998,55.371462129999998,55.371462129999998,55.371462129999998,55.371462129999998,55.371462129999998,55.371462129999998,55.371462129999998,55.371462129999998,55.371462129999998,55.657967050000003,55.371462129999998,55.371462129999998,44.418302629999999,38.696095399999997,38.696095399999997,33.768183360000002,33.925210849999999,33.921826260000003,32.857623089999997,31.66538736,30.950045920000001,28.67505036,28.67505036,31.66538736,32.857623089999997,34.292041449999999,33.768183360000002,33.768183360000002,38.696095399999997,47.260209519999997,49.213997200000001,55.371462129999998,55.657967050000003,127.87335693999999,181.60623325,193.43464048000001,136.37249402,136.37249402,130.3122578,87.341308299999994,55.657967050000003,55.657967050000003,55.657967050000003,55.657967050000003,55.657967050000003,55.371462129999998,null,193.43464048000001,181.60623325,136.37249402,136.37249402,130.3122578,127.87335693999999,87.341308299999994,55.657967050000003,55.657967050000003,55.657967050000003,55.657967050000003,55.657967050000003,55.657967050000003,55.657967050000003,55.371462129999998,55.371462129999998,55.371462129999998,55.371462129999998,55.371462129999998,55.371462129999998,55.371462129999998,55.371462129999998,55.371462129999998,55.371462129999998,55.371462129999998,55.371462129999998,55.371462129999998,55.371462129999998,55.371462129999998,49.213997200000001,47.260209519999997,44.418302629999999,38.696095399999997,38.696095399999997,38.696095399999997,34.292041449999999,33.925210849999999,33.921826260000003,33.768183360000002,33.768183360000002,33.768183360000002,32.857623089999997,32.857623089999997,31.66538736,31.66538736,30.950045920000001,{"$f":"LARGE($E204:$AZ204,CV$2)","v":28.67505036},28.67505036,null,323.892930885,59.982767000000003,263.91016388499997,2025]
[2024,1,19,"Friday",55.371462129999998,55.371462129999998,55.371462129999998,55.371462129999998,55.371462129999998,55.371462129999998,55.371462129999998,55.371462129999998,55.371462129999998,55.371462129999998,55.657967050000003,55.657967050000003,55.371462129999998,55.371462129999998,44.418302629999999,38.696095399999997,33.768183360000002,33.768183360000002,33.768183360000002,33.768183360000002,33.768183360000002,34.292041449999999,32.251034199999999,33.83336139,32.062271629999998,34.292041449999999,33.768183360000002,33.768183360000002,33.768183360000002,38.696095399999997,38.696095399999997,49.213997200000001,54.921878759999998,55.371462129999998,55.657967050000003,121.14227731,136.37249402,136.37249402,136.37249402,135.27202847000001,128.47052744000001,87.341308299999994,87.341308299999994,55.657967050000003,55.657967050000003,55.657967050000003,55.657967050000003,55.371462129999998,null,136.37249402,136.37249402,136.37249402,135.27202847000001,128.47052744000001,121.14227731,87.341308299999994,87.341308299999994,55.657967050000003,55.657967050000003,55.657967050000003,55.657967050000003,55.657967050000003,55.657967050000003,55.657967050000003,55.371462129999998,55.371462129999998,55.371462129999998,55.371462129999998,55.371462129999998,55.371462129999998,55.371462129999998,55.371462129999998,55.371462129999998,55.371462129999998,55.371462129999998,55.371462129999998,55.371462129999998,55.371462129999998,54.921878759999998,49.213997200000001,{"$f":"LARGE($E205:$AZ205,CG$2)","v":44.418302629999999},38.696095399999997,38.696095399999997,38.696095399999997,34.292041449999999,34.292041449999999,33.83336139,33.768183360000002,33.768183360000002,33.768183360000002,33.768183360000002,33.768183360000002,33.768183360000002,33.768183360000002,33.768183360000002,32.251034199999999,32.062271629999998,null,272.19475526500003,65.924836275000004,206.26991899000001,2025]
[2024,1,20,"Saturday",55.371462129999998,55.371462129999998,55.371462129999998,55.371462129999998,55.371462129999998,55.371462129999998,55.371462129999998,55.371462129999998,55.371462129999998,55.371462129999998,55.371462129999998,55.371462129999998,55.371462129999998,54.815229109999997,38.696095399999997,33.768183360000002,34.292041449999999,32.859445559999997,32.857623089999997,31.66538736,28.67505036,28.67505036,31.66538736,32.857623089999997,32.062271629999998,31.37031477,32.391931100000001,33.056969719999998,34.292041449999999,33.768183360000002,33.952787649999998,38.696095399999997,42.1886425,49.213997200000001,55.371462129999998,55.657967050000003,59.332930820000001,61.739398799999996,61.739398799999996,61.530311990000001,60.176304000000002,57.907720779999998,55.829363659999999,55.657967050000003,55.657967050000003,55.657967050000003,55.657967050000003,55.657967050000003,null,61.739398799999996,61.739398799999996,61.530311990000001,60.176304000000002,59.332930820000001,57.907720779999998,55.829363659999999,55.657967050000003,55.657967050000003,55.657967050000003,55.657967050000003,55.657967050000003,55.657967050000003,55.371462129999998,55.371462129999998,55.371462129999998,55.371462129999998,55.371462129999998,55.371462129999998,55.371462129999998,55.371462129999998,55.371462129999998,55.371462129999998,55.371462129999998,55.371462129999998,55.371462129999998,55.371462129999998,54.815229109999997,49.213997200000001,42.1886425,38.696095399999997,38.696095399999997,34.292041449999999,34.292041449999999,33.952787649999998,33.768183360000002,33.768183360000002,33.056969719999998,32.859445559999997,32.857623089999997,32.857623089999997,32.391931100000001,32.062271629999998,31.66538736,31.66538736,31.37031477,28.67505036,28.67505036,null,122.592706795,60.192901425000002,62.399805369999996,2025]
[2024,1,21,"Sunday",55.371462129999998,55.371462129999998,55.371462129999998,55.371462129999998,55.371462129999998,55.371462129999998,55.371462129999998,55.371462129999998,55.371462129999998,55.371462129999998,55.371462129999998,55.371462129999998,51.68678018,49.213997200000001,33.768183360000002,33.949833630000001,33.766592090000003,32.857623089999997,32.857623089999997,31.66538736,28.49224401,28.671656580000001,28.265741250000001,28.265741250000001,28.265741250000001,28.610213989999998,28.49224401,28.49224401,31.937897769999999,33.056969719999998,34.292041449999999,33.768183360000002,46.274829070000003,51.348988169999998,55.371462129999998,56.411746129999997,58.459350929999999,60.627748070000003,60.627748070000003,59.534550680000002,58.024053100000003,56.411746129999997,56.411746129999997,56.411746129999997,55.657967050000003,55.657967050000003,55.657967050000003,55.371462129999998,null,60.627748070000003,60.627748070000003,59.534550680000002,58.459350929999999,58.024053100000003,56.411746129999997,56.411746129999997,56.411746129999997,56.411746129999997,55.657967050000003,55.657967050000003,55.657967050000003,55.371462129999998,55.371462129999998,55.371462129999998,55.371462129999998,55.371462129999998,55.371462129999998,55.371462129999998,55.371462129999998,55.371462129999998,55.371462129999998,55.371462129999998,55.371462129999998,55.371462129999998,55.371462129999998,51.68678018,51.348988169999998,49.213997200000001,46.274829070000003,34.292041449999999,33.949833630000001,33.768183360000002,33.768183360000002,33.766592090000003,33.056969719999998,32.857623089999997,32.857623089999997,31.937897769999999,31.66538736,28.671656580000001,28.610213989999998,28.49224401,28.49224401,28.49224401,28.265741250000001,28.265741250000001,28.265741250000001,null,119.62469887500001,56.644733880000004,62.979964995000003,2025]
[2024,1,22,"Monday",55.371462129999998,55.371462129999998,55.371462129999998,55.371462129999998,55.371462129999998,55.371462129999998,55.371462129999998,55.371462129999998,55.371462129999998,55.371462129999998,55.371462129999998,55.371462129999998,55.371462129999998,55.371462129999998,50.536157109999998,48.24538321,49.213997200000001,47.260209519999997,39.220158859999998,33.768183360000002,33.768183360000002,33.768183360000002,33.768183360000002,33.768183360000002,33.768183360000002,33.768183360000002,33.768183360000002,39.185013519999998,39.220158859999998,47.260209519999997,49.213997200000001,48.24538321,53.817258330000001,55.371462129999998,55.657967050000003,58.459870000000002,61.739398799999996,64.019961339999995,64.070109209999998,64.019961339999995,61.739398799999996,59.534550680000002,58.459870000000002,58.459870000000002,58.09436006,56.860057910000002,55.657967050000003,55.657967050000003,null,64.070109209999998,64.019961339999995,64.019961339999995,61.739398799999996,61.739398799999996,59.534550680000002,58.459870000000002,58.459870000000002,58.459870000000002,58.09436006,56.860057910000002,55.657967050000003,55.657967050000003,55.657967050000003,55.371462129999998,55.371462129999998,55.371462129999998,55.371462129999998,55.371462129999998,55.371462129999998,55.371462129999998,55.371462129999998,55.371462129999998,55.371462129999998,55.371462129999998,55.371462129999998,55.371462129999998,55.371462129999998,55.371462129999998,53.817258330000001,50.536157109999998,49.213997200000001,49.213997200000001,48.24538321,48.24538321,47.260209519999997,47.260209519999997,39.220158859999998,39.220158859999998,39.185013519999998,33.768183360000002,33.768183360000002,33.768183360000002,33.768183360000002,33.768183360000002,33.768183360000002,33.768183360000002,33.768183360000002,null,126.92471534500001,67.536366720000004,59.388348625000006,2025]
[2024,1,23,"Tuesday",55.657967050000003,55.657967050000003,55.371462129999998,55.371462129999998,55.371462129999998,55.371462129999998,55.371462129999998,55.371462129999998,55.371462129999998,55.371462129999998,55.657967050000003,55.657967050000003,55.371462129999998,55.371462129999998,48.497442470000003,48.705569400000002,46.986440700000003,37.154156860000001,33.768183360000002,33.768183360000002,33.768183360000002,33.768183360000002,33.768183360000002,33.768183360000002,33.768183360000002,33.768183360000002,33.768183360000002,40.644113079999997,47.260209519999997,49.213997200000001,48.24538321,52.362385009999997,55.371462129999998,55.371462129999998,57.401707999999999,127.87335693999999,182.60095347999999,204.39503436000001,200.65499370000001,136.37249402,130.25048987,60.863448409999997,58.459870000000002,58.459870000000002,58.459350929999999,55.943654279999997,55.657967050000003,55.657967050000003,null,204.39503436000001,200.65499370000001,182.60095347999999,136.37249402,130.25048987,127.87335693999999,60.863448409999997,58.459870000000002,58.459870000000002,58.459350929999999,57.401707999999999,55.943654279999997,55.657967050000003,55.657967050000003,55.657967050000003,55.657967050000003,55.657967050000003,55.657967050000003,55.371462129999998,55.371462129999998,55.371462129999998,55.371462129999998,55.371462129999998,55.371462129999998,55.371462129999998,55.371462129999998,55.371462129999998,55.371462129999998,55.371462129999998,55.371462129999998,52.362385009999997,49.213997200000001,48.705569400000002,48.497442470000003,48.24538321,47.260209519999997,46.986440700000003,40.644113079999997,37.154156860000001,33.768183360000002,33.768183360000002,33.768183360000002,33.768183360000002,33.768183360000002,33.768183360000002,33.768183360000002,33.768183360000002,33.768183360000002,null,362.01173777999998,67.536366720000004,294.47537105999999,2025]
[2024,1,24,"Wednesday",55.371462129999998,55.371462129999998,55.371462129999998,55.371462129999998,55.371462129999998,55.371462129999998,55.371462129999998,55.371462129999998,55.371462129999998,55.371462129999998,55.657967050000003,55.657967050000003,55.371462129999998,55.371462129999998,48.24538321,49.213997200000001,40.644113079999997,34.264901219999999,33.768183360000002,33.768183360000002,33.768183360000002,33.768183360000002,33.768183360000002,33.768183360000002,33.768183360000002,33.768183360000002,33.768183360000002,39.185013519999998,46.208170000000003,47.260209519999997,49.213997200000001,55.371462129999998,55.371462129999998,58.459870000000002,58.459870000000002,61.739398799999996,68.105302699999996,87.341308299999994,68.105302699999996,68.105302699999996,66.3802065,62.869974089999999,58.972774809999997,58.459870000000002,58.459870000000002,56.974285549999998,55.657967050000003,55.657967050000003,null,87.341308299999994,68.105302699999996,68.105302699999996,68.105302699999996,66.3802065,62.869974089999999,61.739398799999996,58.972774809999997,58.459870000000002,58.459870000000002,58.459870000000002,58.459870000000002,56.974285549999998,55.657967050000003,55.657967050000003,55.657967050000003,55.657967050000003,55.371462129999998,55.371462129999998,55.371462129999998,55.371462129999998,55.371462129999998,55.371462129999998,55.371462129999998,55.371462129999998,55.371462129999998,55.371462129999998,55.371462129999998,55.371462129999998,55.371462129999998,55.371462129999998,49.213997200000001,49.213997200000001,48.24538321,47.260209519999997,46.208170000000003,40.644113079999997,39.185013519999998,34.264901219999999,33.768183360000002,33.768183360000002,33.768183360000002,33.768183360000002,33.768183360000002,33.768183360000002,33.768183360000002,33.768183360000002,33.768183360000002,null,145.82860819999999,67.536366720000004,78.292241479999987,2025]
[2024,1,25,"Thursday",55.657967050000003,55.371462129999998,55.371462129999998,55.371462129999998,55.371462129999998,55.371462129999998,55.371462129999998,55.371462129999998,55.371462129999998,55.371462129999998,55.657967050000003,55.657967050000003,55.371462129999998,55.371462129999998,52.153176670000001,40.644113079999997,39.912294189999997,33.768183360000002,33.768183360000002,33.768183360000002,33.768183360000002,33.768183360000002,33.768183360000002,33.768183360000002,33.768183360000002,33.768183360000002,33.768183360000002,33.768183360000002,47.260209519999997,49.213997200000001,48.24538321,55.371462129999998,55.371462129999998,56.860057910000002,58.459870000000002,59.534550680000002,65.189864850000006,68.105302699999996,68.105302699999996,67.718840439999994,65.189864850000006,61.819722890000001,60.627748070000003,58.459870000000002,58.093844529999998,56.860057910000002,55.657967050000003,55.657967050000003,null,68.105302699999996,68.105302699999996,67.718840439999994,65.189864850000006,65.189864850000006,61.819722890000001,60.627748070000003,59.534550680000002,58.459870000000002,58.459870000000002,58.093844529999998,56.860057910000002,56.860057910000002,55.657967050000003,55.657967050000003,55.657967050000003,55.657967050000003,55.657967050000003,55.371462129999998,55.371462129999998,55.371462129999998,55.371462129999998,55.371462129999998,55.371462129999998,55.371462129999998,55.371462129999998,55.371462129999998,55.371462129999998,55.371462129999998,55.371462129999998,55.371462129999998,52.153176670000001,49.213997200000001,48.24538321,47.260209519999997,40.644113079999997,39.912294189999997,33.768183360000002,33.768183360000002,33.768183360000002,33.768183360000002,33.768183360000002,33.768183360000002,33.768183360000002,33.768183360000002,33.768183360000002,33.768183360000002,33.768183360000002,null,134.55965534499998,67.536366720000004,67.023288624999978,2025]
[2024,1,26,"Friday",55.657967050000003,55.371462129999998,55.371462129999998,55.371462129999998,55.371462129999998,55.371462129999998,55.371462129999998,55.371462129999998,55.371462129999998,55.371462129999998,55.371462129999998,55.371462129999998,55.371462129999998,55.371462129999998,49.213997200000001,46.974116359999996,39.514389430000001,33.768183360000002,33.768183360000002,33.768183360000002,33.768183360000002,34.292041449999999,32.251034199999999,33.768183360000002,33.768183360000002,33.768183360000002,33.768183360000002,33.768183360000002,39.185013519999998,46.208170000000003,47.260209519999997,49.213997200000001,55.371462129999998,55.371462129999998,55.657967050000003,56.834948390000001,60.627748070000003,61.739398799999996,61.739398799999996,61.739398799999996,57.985796010000001,56.834948390000001,56.834948390000001,56.834948390000001,55.829363659999999,55.657967050000003,55.657967050000003,55.657967050000003,null,61.739398799999996,61.739398799999996,61.739398799999996,60.627748070000003,57.985796010000001,56.834948390000001,56.834948390000001,56.834948390000001,56.834948390000001,55.829363659999999,55.657967050000003,55.657967050000003,55.657967050000003,55.657967050000003,55.657967050000003,55.371462129999998,55.371462129999998,55.371462129999998,55.371462129999998,55.371462129999998,55.371462129999998,55.371462129999998,55.371462129999998,55.371462129999998,55.371462129999998,55.371462129999998,55.371462129999998,55.371462129999998,55.371462129999998,55.371462129999998,49.213997200000001,49.213997200000001,47.260209519999997,46.974116359999996,46.208170000000003,39.514389430000001,39.185013519999998,34.292041449999999,33.768183360000002,33.768183360000002,33.768183360000002,33.768183360000002,33.768183360000002,33.768183360000002,33.768183360000002,33.768183360000002,33.768183360000002,32.251034199999999,null,122.92297223499999,66.777792140000003,56.145180094999986,2025]
[2024,1,27,"Saturday",55.657967050000003,55.657967050000003,55.657967050000003,55.371462129999998,55.371462129999998,55.371462129999998,55.371462129999998,55.371462129999998,55.371462129999998,55.371462129999998,55.371462129999998,55.371462129999998,55.371462129999998,55.371462129999998,44.418302629999999,38.696095399999997,33.768183360000002,33.768183360000002,34.292041449999999,33.056969719999998,32.062271629999998,32.062271629999998,32.062271629999998,32.062271629999998,30.281169729999998,33.056969719999998,34.292041449999999,33.768183360000002,33.768183360000002,38.696095399999997,49.213997200000001,48.24538321,52.906303889999997,55.371462129999998,55.657967050000003,55.657967050000003,68.105302699999996,87.341308299999994,87.341308299999994,56.322221489999997,55.657967050000003,55.657967050000003,55.657967050000003,55.657967050000003,55.657967050000003,55.657967050000003,55.657967050000003,55.371462129999998,null,87.341308299999994,87.341308299999994,68.105302699999996,56.322221489999997,55.657967050000003,55.657967050000003,55.657967050000003,55.657967050000003,55.657967050000003,55.657967050000003,55.657967050000003,55.657967050000003,55.657967050000003,55.657967050000003,55.657967050000003,55.657967050000003,55.371462129999998,55.371462129999998,55.371462129999998,55.371462129999998,55.371462129999998,55.371462129999998,55.371462129999998,55.371462129999998,55.371462129999998,55.371462129999998,55.371462129999998,55.371462129999998,55.371462129999998,52.906303889999997,49.213997200000001,48.24538321,44.418302629999999,38.696095399999997,38.696095399999997,34.292041449999999,34.292041449999999,33.768183360000002,33.768183360000002,33.768183360000002,33.768183360000002,33.056969719999998,33.056969719999998,32.062271629999998,32.062271629999998,32.062271629999998,32.062271629999998,30.281169729999998,null,149.555070395,63.233992309999998,86.321078085000011,2025]
[2024,1,28,"Sunday",55.371462129999998,55.371462129999998,55.371462129999998,55.371462129999998,55.371462129999998,55.371462129999998,55.371462129999998,55.371462129999998,55.371462129999998,55.371462129999998,55.371462129999998,55.371462129999998,55.371462129999998,53.358261689999999,38.696095399999997,33.768183360000002,34.292041449999999,33.056969719999998,32.391931100000001,28.67505036,28.67505036,28.67505036,28.49224401,28.752363649999999,28.67505036,31.09162001,34.292041449999999,32.251034199999999,34.292041449999999,33.768183360000002,47.260209519999997,49.213997200000001,51.83453841,55.371462129999998,55.371462129999998,55.657967050000003,58.418926200000001,58.418926200000001,57.362014629999997,57.362014629999997,55.657967050000003,55.657967050000003,55.657967050000003,55.657967050000003,55.657967050000003,55.657967050000003,55.657967050000003,55.371462129999998,null,58.418926200000001,58.418926200000001,57.362014629999997,57.362014629999997,55.657967050000003,55.657967050000003,55.657967050000003,55.657967050000003,55.657967050000003,55.657967050000003,55.657967050000003,55.657967050000003,55.371462129999998,55.371462129999998,55.371462129999998,55.371462129999998,55.371462129999998,55.371462129999998,55.371462129999998,55.371462129999998,55.371462129999998,55.371462129999998,55.371462129999998,55.371462129999998,55.371462129999998,55.371462129999998,55.371462129999998,55.371462129999998,53.358261689999999,51.83453841,49.213997200000001,47.260209519999997,38.696095399999997,34.292041449999999,34.292041449999999,34.292041449999999,33.768183360000002,33.768183360000002,33.056969719999998,32.391931100000001,32.251034199999999,31.09162001,28.752363649999999,28.67505036,28.67505036,28.67505036,28.67505036,28.49224401,null,115.78094083000001,57.258697545000004,58.522243285000002,2025]
[2024,1,29,"Monday",55.371462129999998,55.011276330000001,53.561161579999997,52.04365439,52.073465759999998,53.03687506,53.03687506,53.03687506,53.03687506,55.371462129999998,55.371462129999998,55.371462129999998,55.371462129999998,55.371462129999998,44.418302629999999,38.696095399999997,38.696095399999997,38.444575010000001,33.768183360000002,33.768183360000002,33.768183360000002,33.768183360000002,33.768183360000002,33.768183360000002,33.768183360000002,33.768183360000002,33.768183360000002,38.696095399999997,38.696095399999997,38.696095399999997,47.260209519999997,49.213997200000001,55.371462129999998,55.371462129999998,55.657967050000003,59.15801415,60.58582389,60.58582389,60.58582389,60.58582389,60.58582389,57.050653830000002,55.657967050000003,55.657967050000003,55.657967050000003,55.657967050000003,55.371462129999998,55.371462129999998,null,60.58582389,60.58582389,60.58582389,60.58582389,60.58582389,59.15801415,57.050653830000002,55.657967050000003,55.657967050000003,55.657967050000003,55.657967050000003,55.657967050000003,55.371462129999998,55.371462129999998,55.371462129999998,55.371462129999998,55.371462129999998,55.371462129999998,55.371462129999998,55.371462129999998,55.371462129999998,55.371462129999998,55.011276330000001,53.561161579999997,53.03687506,53.03687506,53.03687506,53.03687506,52.073465759999998,52.04365439,49.213997200000001,47.260209519999997,44.418302629999999,38.696095399999997,38.696095399999997,38.696095399999997,38.696095399999997,38.696095399999997,38.444575010000001,33.768183360000002,33.768183360000002,33.768183360000002,33.768183360000002,33.768183360000002,33.768183360000002,33.768183360000002,33.768183360000002,33.768183360000002,null,121.17164778,67.536366720000004,53.635281059999997,2025]
[2024,1,30,"Tuesday",55.371462129999998,55.371462129999998,55.371462129999998,55.371462129999998,55.371462129999998,55.371462129999998,55.371462129999998,55.371462129999998,55.371462129999998,55.371462129999998,55.371462129999998,55.657967050000003,55.371462129999998,55.371462129999998,48.24538321,48.24538321,48.24538321,48.24538321,49.213997200000001,47.260209519999997,42.122178460000001,42.122178460000001,42.122178460000001,42.122178460000001,42.122178460000001,42.122178460000001,42.122178460000001,46.208170000000003,47.260209519999997,49.213997200000001,48.24538321,55.371462129999998,55.371462129999998,55.657967050000003,60.58582389,130.3122578,136.37249402,177.74228385999999,196.97317179000001,136.37249402,132.74805411,68.105302699999996,61.696705909999999,59.493382449999999,57.362014629999997,55.657967050000003,55.657967050000003,55.657967050000003,null,196.97317179000001,177.74228385999999,136.37249402,136.37249402,132.74805411,130.3122578,68.105302699999996,61.696705909999999,60.58582389,59.493382449999999,57.362014629999997,55.657967050000003,55.657967050000003,55.657967050000003,55.657967050000003,{"$f":"LARGE($E216:$AZ216,BQ$2)","v":55.657967050000003},55.371462129999998,55.371462129999998,55.371462129999998,55.371462129999998,55.371462129999998,55.371462129999998,55.371462129999998,55.371462129999998,55.371462129999998,55.371462129999998,55.371462129999998,55.371462129999998,55.371462129999998,55.371462129999998,55.371462129999998,49.213997200000001,49.213997200000001,48.24538321,48.24538321,48.24538321,48.24538321,48.24538321,47.260209519999997,47.260209519999997,46.208170000000003,42.122178460000001,42.122178460000001,42.122178460000001,42.122178460000001,42.122178460000001,42.122178460000001,42.122178460000001,null,323.73022184499996,84.244356920000001,239.48586492499996,2025]
[2024,1,31,"Wednesday",55.371462129999998,55.371462129999998,55.371462129999998,55.371462129999998,55.371462129999998,55.371462129999998,55.371462129999998,55.371462129999998,55.371462129999998,55.371462129999998,55.371462129999998,55.657967050000003,55.657967050000003,55.371462129999998,55.371462129999998,54.016015750000001,53.481204210000001,48.24538321,49.213997200000001,47.260209519999997,44.955985310000003,33.768183360000002,33.768183360000002,33.768183360000002,33.768183360000002,44.955985310000003,47.260209519999997,49.213997200000001,48.24538321,48.24538321,55.371462129999998,55.371462129999998,55.371462129999998,55.657967050000003,56.795646939999997,64.661788830000006,87.341308299999994,87.341308299999994,87.341308299999994,64.661788830000006,64.661788830000006,63.975691449999999,60.224141150000001,56.936720600000001,55.657967050000003,55.657967050000003,55.657967050000003,55.371462129999998,null,{"$f":"LARGE($E217:$AZ217,BB$2)","v":87.341308299999994},87.341308299999994,87.341308299999994,64.661788830000006,64.661788830000006,64.661788830000006,63.975691449999999,60.224141150000001,56.936720600000001,56.795646939999997,55.657967050000003,55.657967050000003,55.657967050000003,55.657967050000003,55.657967050000003,55.657967050000003,55.371462129999998,55.371462129999998,55.371462129999998,55.371462129999998,55.371462129999998,55.371462129999998,55.371462129999998,55.371462129999998,55.371462129999998,55.371462129999998,55.371462129999998,55.371462129999998,55.371462129999998,55.371462129999998,55.371462129999998,55.371462129999998,55.371462129999998,54.016015750000001,53.481204210000001,49.213997200000001,49.213997200000001,48.24538321,48.24538321,48.24538321,47.260209519999997,47.260209519999997,44.955985310000003,44.955985310000003,33.768183360000002,33.768183360000002,33.768183360000002,33.768183360000002,null,163.34285686499999,67.536366720000004,95.806490144999984,2025]
[2024,2,1,"Thursday",55.371462129999998,55.371462129999998,55.371462129999998,55.371462129999998,55.371462129999998,55.371462129999998,55.371462129999998,55.371462129999998,55.371462129999998,55.371462129999998,55.371462129999998,55.657967050000003,55.657967050000003,55.371462129999998,55.322279469999998,48.24538321,49.213997200000001,47.260209519999997,44.955985310000003,44.111104050000002,36.675113340000003,36.779912420000002,36.779912420000002,42.535800649999999,46.208170000000003,47.260209519999997,49.213997200000001,48.24538321,55.371462129999998,55.371462129999998,55.371462129999998,55.657967050000003,55.657967050000003,64.661788830000006,64.661788830000006,68.105302699999996,87.341308299999994,127.87335693999999,87.341308299999994,68.105302699999996,65.842488020000005,64.661788830000006,64.661788830000006,62.36069054,59.052286010000003,56.936720600000001,55.657967050000003,55.657967050000003,null,127.87335693999999,87.341308299999994,87.341308299999994,68.105302699999996,68.105302699999996,65.842488020000005,64.661788830000006,64.661788830000006,64.661788830000006,64.661788830000006,62.36069054,59.052286010000003,56.936720600000001,55.657967050000003,55.657967050000003,55.657967050000003,55.657967050000003,55.657967050000003,55.657967050000003,55.371462129999998,55.371462129999998,55.371462129999998,55.371462129999998,55.371462129999998,55.371462129999998,55.371462129999998,55.371462129999998,55.371462129999998,55.371462129999998,55.371462129999998,55.371462129999998,55.371462129999998,55.371462129999998,55.371462129999998,55.322279469999998,49.213997200000001,49.213997200000001,48.24538321,48.24538321,47.260209519999997,47.260209519999997,46.208170000000003,44.955985310000003,44.111104050000002,42.535800649999999,36.779912420000002,36.779912420000002,36.675113340000003,null,185.33063811999997,76.385369415,108.94526870499998,2025]
[2024,2,2,"Friday",55.371462129999998,55.371462129999998,55.371462129999998,55.371462129999998,55.371462129999998,55.371462129999998,55.371462129999998,55.371462129999998,55.371462129999998,55.371462129999998,55.371462129999998,55.657967050000003,55.657967050000003,55.371462129999998,49.213997200000001,40.598432459999998,38.867592000000002,36.912455989999998,33.768183360000002,33.768183360000002,33.768183360000002,33.768183360000002,33.768183360000002,33.768183360000002,33.768183360000002,33.768183360000002,37.618832769999997,38.867592000000002,40.524577059999999,47.260209519999997,49.213997200000001,48.24538321,55.371462129999998,55.371462129999998,55.657967050000003,55.904636699999998,57.985796010000001,60.136627859999997,60.136627859999997,59.052286010000003,56.936720600000001,55.904636699999998,55.904636699999998,55.904636699999998,55.657967050000003,55.657967050000003,55.657967050000003,55.371462129999998,null,60.136627859999997,60.136627859999997,59.052286010000003,57.985796010000001,56.936720600000001,55.904636699999998,55.904636699999998,55.904636699999998,55.904636699999998,55.657967050000003,55.657967050000003,55.657967050000003,55.657967050000003,55.657967050000003,55.657967050000003,55.371462129999998,55.371462129999998,55.371462129999998,55.371462129999998,55.371462129999998,55.371462129999998,55.371462129999998,55.371462129999998,55.371462129999998,55.371462129999998,55.371462129999998,55.371462129999998,55.371462129999998,55.371462129999998,55.371462129999998,49.213997200000001,49.213997200000001,48.24538321,47.260209519999997,40.598432459999998,40.524577059999999,38.867592000000002,38.867592000000002,37.618832769999997,36.912455989999998,33.768183360000002,33.768183360000002,33.768183360000002,33.768183360000002,33.768183360000002,33.768183360000002,33.768183360000002,33.768183360000002,null,118.65566887,67.536366720000004,51.119302149999996,2025]
[2024,2,3,"Saturday",55.371462129999998,55.371462129999998,55.371462129999998,55.371462129999998,55.371462129999998,55.371462129999998,55.371462129999998,55.371462129999998,55.371462129999998,55.371462129999998,55.371462129999998,55.371462129999998,55.371462129999998,49.213997200000001,47.260209519999997,36.817676050000003,37.428811269999997,34.243659430000001,33.768183360000002,33.768183360000002,33.768183360000002,33.768183360000002,33.768183360000002,34.292041449999999,32.062271629999998,32.062271629999998,32.062271629999998,33.051230169999997,34.292041449999999,35.508569819999998,43.611807290000002,47.260209519999997,49.213997200000001,55.371462129999998,55.371462129999998,55.657967050000003,55.657967050000003,55.657967050000003,55.657967050000003,55.657967050000003,55.657967050000003,55.657967050000003,55.657967050000003,55.657967050000003,55.657967050000003,55.657967050000003,55.371462129999998,55.371462129999998,null,55.657967050000003,55.657967050000003,55.657967050000003,55.657967050000003,55.657967050000003,55.657967050000003,55.657967050000003,55.657967050000003,55.657967050000003,55.657967050000003,55.657967050000003,55.371462129999998,55.371462129999998,55.371462129999998,55.371462129999998,55.371462129999998,55.371462129999998,55.371462129999998,55.371462129999998,55.371462129999998,55.371462129999998,55.371462129999998,55.371462129999998,55.371462129999998,55.371462129999998,55.371462129999998,55.371462129999998,55.371462129999998,49.213997200000001,49.213997200000001,47.260209519999997,47.260209519999997,43.611807290000002,37.428811269999997,36.817676050000003,35.508569819999998,34.292041449999999,34.292041449999999,34.243659430000001,33.768183360000002,33.768183360000002,33.768183360000002,33.768183360000002,33.768183360000002,33.051230169999997,32.062271629999998,{"$f":"LARGE($E220:$AZ220,CV$2)","v":32.062271629999998},32.062271629999998,null,111.31593410000001,64.619022529999995,46.696911570000012,2025]
[2024,2,4,"Sunday",55.371462129999998,55.371462129999998,55.371462129999998,55.371462129999998,55.371462129999998,55.011276330000001,55.011276330000001,55.011276330000001,55.011276330000001,55.011276330000001,55.011276330000001,55.371462129999998,54.578544450000003,44.784264630000003,37.55522526,34.292041449999999,32.859445559999997,32.857623089999997,31.66538736,28.67505036,29.930563240000001,34.292041449999999,32.062271629999998,32.062271629999998,30.281169729999998,33.056969719999998,34.292041449999999,33.768183360000002,33.768183360000002,38.696095399999997,47.260209519999997,49.213997200000001,55.371462129999998,55.371462129999998,55.657967050000003,55.657967050000003,55.657967050000003,55.657967050000003,55.657967050000003,55.657967050000003,55.657967050000003,55.657967050000003,55.657967050000003,55.657967050000003,55.657967050000003,55.371462129999998,55.371462129999998,55.371462129999998,null,55.657967050000003,55.657967050000003,55.657967050000003,55.657967050000003,55.657967050000003,55.657967050000003,55.657967050000003,55.657967050000003,55.657967050000003,55.657967050000003,55.657967050000003,55.371462129999998,55.371462129999998,55.371462129999998,55.371462129999998,55.371462129999998,55.371462129999998,55.371462129999998,55.371462129999998,55.371462129999998,55.371462129999998,55.371462129999998,55.011276330000001,55.011276330000001,55.011276330000001,55.011276330000001,55.011276330000001,55.011276330000001,54.578544450000003,49.213997200000001,47.260209519999997,{"$f":"LARGE($E221:$AZ221,CG$2)","v":44.784264630000003},38.696095399999997,37.55522526,34.292041449999999,34.292041449999999,34.292041449999999,33.768183360000002,33.768183360000002,33.056969719999998,32.859445559999997,32.857623089999997,32.062271629999998,32.062271629999998,31.66538736,30.281169729999998,29.930563240000001,28.67505036,null,111.31593410000001,60.276085344999998,51.039848755000008,2025]
[2024,2,5,"Monday",55.371462129999998,54.016015750000001,53.03687506,53.03687506,52.073465759999998,53.03687506,53.03687506,53.03687506,53.03687506,55.371462129999998,55.371462129999998,55.371462129999998,55.371462129999998,55.371462129999998,44.418302629999999,38.696095399999997,38.696095399999997,33.768183360000002,33.768183360000002,33.768183360000002,33.768183360000002,33.768183360000002,33.768183360000002,33.768183360000002,33.768183360000002,33.768183360000002,33.768183360000002,33.768183360000002,33.768183360000002,38.696095399999997,47.260209519999997,49.213997200000001,48.24538321,55.371462129999998,55.657967050000003,55.657967050000003,58.329300879999998,68.105302699999996,58.329300879999998,56.235812889999998,55.657967050000003,55.657967050000003,55.657967050000003,55.657967050000003,55.657967050000003,55.657967050000003,55.371462129999998,55.371462129999998,null,68.105302699999996,58.329300879999998,58.329300879999998,56.235812889999998,55.657967050000003,55.657967050000003,55.657967050000003,55.657967050000003,55.657967050000003,55.657967050000003,55.657967050000003,55.657967050000003,55.371462129999998,55.371462129999998,55.371462129999998,55.371462129999998,55.371462129999998,55.371462129999998,55.371462129999998,55.371462129999998,55.371462129999998,54.016015750000001,53.03687506,53.03687506,53.03687506,53.03687506,53.03687506,53.03687506,52.073465759999998,49.213997200000001,48.24538321,47.260209519999997,44.418302629999999,38.696095399999997,38.696095399999997,38.696095399999997,33.768183360000002,33.768183360000002,33.768183360000002,33.768183360000002,33.768183360000002,33.768183360000002,33.768183360000002,33.768183360000002,33.768183360000002,33.768183360000002,33.768183360000002,33.768183360000002,null,120.499858675,67.536366720000004,52.963491954999995,2025]
[2024,2,6,"Tuesday",55.371462129999998,55.371462129999998,55.371462129999998,55.371462129999998,55.011276330000001,54.016015750000001,54.016015750000001,54.016015750000001,55.371462129999998,55.371462129999998,55.371462129999998,55.371462129999998,55.371462129999998,55.371462129999998,44.418302629999999,38.696095399999997,38.696095399999997,37.45527998,33.768183360000002,33.768183360000002,33.768183360000002,33.768183360000002,33.768183360000002,33.768183360000002,33.768183360000002,33.768183360000002,33.768183360000002,33.768183360000002,38.696095399999997,47.260209519999997,49.213997200000001,48.24538321,55.371462129999998,55.371462129999998,55.657967050000003,55.657967050000003,55.657967050000003,56.235812889999998,56.235812889999998,55.657967050000003,55.657967050000003,55.657967050000003,55.657967050000003,55.657967050000003,55.657967050000003,55.657967050000003,55.371462129999998,55.371462129999998,null,56.235812889999998,56.235812889999998,55.657967050000003,55.657967050000003,55.657967050000003,55.657967050000003,55.657967050000003,55.657967050000003,55.657967050000003,55.657967050000003,55.657967050000003,55.657967050000003,55.371462129999998,55.371462129999998,55.371462129999998,55.371462129999998,55.371462129999998,55.371462129999998,55.371462129999998,55.371462129999998,55.371462129999998,55.371462129999998,55.371462129999998,55.371462129999998,55.371462129999998,55.371462129999998,55.011276330000001,54.016015750000001,54.016015750000001,54.016015750000001,49.213997200000001,48.24538321,47.260209519999997,44.418302629999999,38.696095399999997,38.696095399999997,38.696095399999997,37.45527998,33.768183360000002,33.768183360000002,33.768183360000002,33.768183360000002,33.768183360000002,33.768183360000002,33.768183360000002,33.768183360000002,33.768183360000002,33.768183360000002,null,111.89377994,67.536366720000004,44.357413219999998,2025]
[2024,2,7,"Wednesday",55.371462129999998,55.371462129999998,55.371462129999998,55.011276330000001,55.011276330000001,54.016015750000001,55.011276330000001,55.011276330000001,55.371462129999998,55.371462129999998,55.371462129999998,55.371462129999998,55.371462129999998,55.371462129999998,49.213997200000001,47.260209519999997,38.696095399999997,38.696095399999997,36.158822280000003,35.509912620000001,35.509912620000001,33.768183360000002,33.768183360000002,33.768183360000002,33.768183360000002,33.768183360000002,33.768183360000002,33.768183360000002,38.696095399999997,47.260209519999997,49.213997200000001,48.24538321,55.371462129999998,55.371462129999998,55.657967050000003,55.657967050000003,55.657967050000003,55.657967050000003,56.235812889999998,55.657967050000003,55.657967050000003,55.657967050000003,55.657967050000003,55.657967050000003,55.657967050000003,55.657967050000003,55.371462129999998,55.371462129999998,null,56.235812889999998,55.657967050000003,55.657967050000003,55.657967050000003,55.657967050000003,55.657967050000003,55.657967050000003,55.657967050000003,55.657967050000003,55.657967050000003,55.657967050000003,55.657967050000003,55.371462129999998,55.371462129999998,55.371462129999998,55.371462129999998,55.371462129999998,55.371462129999998,55.371462129999998,55.371462129999998,55.371462129999998,55.371462129999998,55.371462129999998,55.371462129999998,55.371462129999998,55.011276330000001,55.011276330000001,55.011276330000001,55.011276330000001,54.016015750000001,49.213997200000001,49.213997200000001,48.24538321,47.260209519999997,47.260209519999997,38.696095399999997,38.696095399999997,38.696095399999997,36.158822280000003,35.509912620000001,35.509912620000001,33.768183360000002,33.768183360000002,33.768183360000002,33.768183360000002,33.768183360000002,33.768183360000002,33.768183360000002,null,111.60485702,67.536366720000004,44.068490299999993,2025]
[2024,2,8,"Thursday",55.371462129999998,55.371462129999998,55.371462129999998,55.371462129999998,55.371462129999998,55.371462129999998,55.371462129999998,55.371462129999998,55.371462129999998,55.371462129999998,55.371462129999998,55.371462129999998,55.371462129999998,55.371462129999998,55.371462129999998,48.24538321,49.213997200000001,47.260209519999997,38.696095399999997,38.696095399999997,38.696095399999997,38.696095399999997,38.696095399999997,37.45527998,32.062271629999998,38.696095399999997,38.696095399999997,49.213997200000001,48.24538321,55.371462129999998,55.371462129999998,55.371462129999998,55.371462129999998,55.657967050000003,55.657967050000003,55.657967050000003,56.235812889999998,58.329300879999998,59.40210871,59.40210871,57.274010799999999,56.235812889999998,55.657967050000003,55.657967050000003,55.657967050000003,55.657967050000003,55.657967050000003,55.657967050000003,null,59.40210871,59.40210871,58.329300879999998,57.274010799999999,56.235812889999998,56.235812889999998,55.657967050000003,55.657967050000003,55.657967050000003,55.657967050000003,55.657967050000003,55.657967050000003,55.657967050000003,55.657967050000003,55.657967050000003,55.371462129999998,55.371462129999998,55.371462129999998,55.371462129999998,55.371462129999998,55.371462129999998,55.371462129999998,55.371462129999998,55.371462129999998,55.371462129999998,55.371462129999998,55.371462129999998,55.371462129999998,55.371462129999998,55.371462129999998,55.371462129999998,55.371462129999998,55.371462129999998,55.371462129999998,49.213997200000001,49.213997200000001,48.24538321,48.24538321,47.260209519999997,38.696095399999997,38.696095399999997,38.696095399999997,38.696095399999997,38.696095399999997,38.696095399999997,38.696095399999997,37.45527998,32.062271629999998,null,117.20376454999999,73.454871204999989,43.748893344999999,2025]
[2024,2,9,"Friday",55.371462129999998,55.371462129999998,55.371462129999998,55.371462129999998,55.371462129999998,55.371462129999998,55.371462129999998,55.371462129999998,55.371462129999998,55.371462129999998,55.371462129999998,55.657967050000003,55.657967050000003,55.371462129999998,55.371462129999998,48.24538321,49.213997200000001,47.260209519999997,38.696095399999997,36.779912420000002,36.779912420000002,38.696095399999997,35.462261310000002,33.768183360000002,33.768183360000002,33.768183360000002,33.768183360000002,38.696095399999997,38.696095399999997,47.260209519999997,49.213997200000001,54.209059019999998,55.371462129999998,55.371462129999998,55.657967050000003,55.657967050000003,55.904636699999998,58.00948004,58.00948004,56.959976140000002,55.657967050000003,55.657967050000003,55.657967050000003,55.657967050000003,55.657967050000003,55.657967050000003,55.657967050000003,55.657967050000003,null,58.00948004,58.00948004,56.959976140000002,55.904636699999998,55.657967050000003,55.657967050000003,55.657967050000003,55.657967050000003,55.657967050000003,55.657967050000003,55.657967050000003,55.657967050000003,55.657967050000003,55.657967050000003,55.657967050000003,55.657967050000003,55.371462129999998,55.371462129999998,55.371462129999998,55.371462129999998,55.371462129999998,55.371462129999998,55.371462129999998,55.371462129999998,55.371462129999998,55.371462129999998,55.371462129999998,55.371462129999998,55.371462129999998,55.371462129999998,55.371462129999998,54.209059019999998,49.213997200000001,49.213997200000001,48.24538321,47.260209519999997,47.260209519999997,38.696095399999997,38.696095399999997,38.696095399999997,38.696095399999997,36.779912420000002,36.779912420000002,35.462261310000002,33.768183360000002,33.768183360000002,33.768183360000002,33.768183360000002,null,114.44178646,67.536366720000004,46.905419739999999,2025]
[2024,2,10,"Saturday",55.371462129999998,55.371462129999998,55.371462129999998,55.371462129999998,55.371462129999998,55.371462129999998,55.371462129999998,55.371462129999998,55.371462129999998,55.371462129999998,55.371462129999998,55.371462129999998,55.371462129999998,49.213997200000001,38.696095399999997,29.32999843,28.970964250000002,28.265741250000001,28.265741250000001,28.112259389999998,27.114519479999998,27.114519479999998,27.114519479999998,28.569995840000001,28.265741250000001,28.265741250000001,28.755365940000001,28.768503240000001,31.286478750000001,33.804894609999998,33.974807640000002,35.712785889999999,38.696095399999997,44.418302629999999,55.371462129999998,55.657967050000003,61.253342689999997,60.150443660000001,59.06585269,57.999117669999997,57.999117669999997,55.917480240000003,55.917480240000003,55.657967050000003,55.657967050000003,55.657967050000003,55.657967050000003,55.657967050000003,null,61.253342689999997,60.150443660000001,59.06585269,57.999117669999997,57.999117669999997,55.917480240000003,55.917480240000003,55.657967050000003,55.657967050000003,55.657967050000003,55.657967050000003,55.657967050000003,55.657967050000003,55.371462129999998,55.371462129999998,55.371462129999998,55.371462129999998,55.371462129999998,55.371462129999998,55.371462129999998,55.371462129999998,55.371462129999998,55.371462129999998,55.371462129999998,55.371462129999998,55.371462129999998,55.371462129999998,49.213997200000001,44.418302629999999,38.696095399999997,38.696095399999997,35.712785889999999,33.974807640000002,33.804894609999998,31.286478750000001,29.32999843,28.970964250000002,28.768503240000001,28.755365940000001,28.569995840000001,28.265741250000001,28.265741250000001,28.265741250000001,28.265741250000001,28.112259389999998,27.114519479999998,27.114519479999998,27.114519479999998,null,119.234378355,54.727908914999993,64.506469440000018,2025]
[2024,2,11,"Sunday",55.657967050000003,55.657967050000003,55.657967050000003,55.657967050000003,55.657967050000003,55.371462129999998,55.371462129999998,55.371462129999998,55.371462129999998,55.371462129999998,55.371462129999998,55.371462129999998,55.371462129999998,49.213997200000001,34.292041449999999,28.265741250000001,28.265741250000001,27.54640131,26.642618410000001,27.053165360000001,27.053165360000001,27.053165360000001,27.053165360000001,27.053165360000001,27.053165360000001,27.54640131,28.05954594,28.324905860000001,28.265741250000001,28.980137670000001,33.056969719999998,34.292041449999999,33.768183360000002,44.418302629999999,55.371462129999998,55.657967050000003,63.515951029999997,68.105302699999996,65.857614679999998,63.515951029999997,60.150443660000001,57.999117669999997,55.657967050000003,55.657967050000003,55.657967050000003,55.657967050000003,55.657967050000003,55.657967050000003,null,68.105302699999996,65.857614679999998,63.515951029999997,63.515951029999997,60.150443660000001,57.999117669999997,55.657967050000003,55.657967050000003,55.657967050000003,55.657967050000003,55.657967050000003,55.657967050000003,55.657967050000003,55.657967050000003,55.657967050000003,55.657967050000003,55.657967050000003,55.657967050000003,55.371462129999998,55.371462129999998,55.371462129999998,55.371462129999998,55.371462129999998,55.371462129999998,55.371462129999998,55.371462129999998,55.371462129999998,49.213997200000001,44.418302629999999,34.292041449999999,34.292041449999999,33.768183360000002,33.056969719999998,28.980137670000001,28.324905860000001,28.265741250000001,28.265741250000001,28.265741250000001,28.05954594,27.54640131,27.54640131,27.053165360000001,27.053165360000001,27.053165360000001,27.053165360000001,27.053165360000001,27.053165360000001,26.642618410000001,null,130.49740972000001,53.901057244999997,76.596352475000003,2025]
[2024,2,12,"Monday",55.657967050000003,55.371462129999998,55.371462129999998,55.371462129999998,55.371462129999998,55.371462129999998,55.371462129999998,55.371462129999998,55.371462129999998,55.371462129999998,55.657967050000003,55.657967050000003,55.657967050000003,55.371462129999998,55.371462129999998,35.873577679999997,34.292041449999999,32.859445559999997,32.857623089999997,31.66538736,28.785061339999999,28.49224401,28.49224401,28.49224401,28.49224401,28.49224401,28.798889989999999,28.67505036,33.056969719999998,34.292041449999999,37.873631359999997,46.622918800000001,49.213997200000001,55.371462129999998,57.837173,64.676644229999994,68.759187060000002,87.341308299999994,87.341308299999994,67.677624280000003,64.703231540000004,59.647736999999999,57.837173,57.837173,57.837173,56.94980125,55.657967050000003,55.657967050000003,null,87.341308299999994,87.341308299999994,68.759187060000002,67.677624280000003,64.703231540000004,64.676644229999994,59.647736999999999,57.837173,57.837173,57.837173,57.837173,56.94980125,55.657967050000003,55.657967050000003,55.657967050000003,55.657967050000003,55.657967050000003,55.657967050000003,55.371462129999998,55.371462129999998,55.371462129999998,55.371462129999998,55.371462129999998,55.371462129999998,55.371462129999998,55.371462129999998,55.371462129999998,55.371462129999998,55.371462129999998,55.371462129999998,49.213997200000001,46.622918800000001,37.873631359999997,35.873577679999997,34.292041449999999,34.292041449999999,33.056969719999998,32.859445559999997,32.857623089999997,31.66538736,28.798889989999999,28.785061339999999,28.67505036,28.49224401,28.49224401,28.49224401,28.49224401,28.49224401,null,155.55971397000002,56.984488020000001,98.575225950000018,2025]
[2024,2,13,"Tuesday",55.657967050000003,55.371462129999998,55.371462129999998,55.371462129999998,55.371462129999998,55.371462129999998,55.371462129999998,55.371462129999998,55.371462129999998,55.371462129999998,55.371462129999998,55.371462129999998,55.657967050000003,55.371462129999998,40.211184179999997,32.553714640000003,32.120947600000001,28.780220400000001,28.703657870000001,28.265741250000001,28.265741250000001,28.265741250000001,28.265741250000001,28.265741250000001,28.671656580000001,28.49224401,31.590766219999999,33.044175920000001,34.31976135,40.211184179999997,47.260209519999997,49.213997200000001,55.371462129999998,55.371462129999998,59.06585269,68.105302699999996,135.27202847000001,136.37249402,135.27202847000001,87.341308299999994,87.341308299999994,68.105302699999996,65.857614679999998,61.333034410000003,59.06585269,59.06585269,56.94980125,55.917480240000003,null,136.37249402,135.27202847000001,135.27202847000001,87.341308299999994,87.341308299999994,68.105302699999996,68.105302699999996,65.857614679999998,61.333034410000003,59.06585269,59.06585269,59.06585269,56.94980125,55.917480240000003,55.657967050000003,55.657967050000003,55.371462129999998,55.371462129999998,55.371462129999998,55.371462129999998,55.371462129999998,55.371462129999998,55.371462129999998,55.371462129999998,55.371462129999998,55.371462129999998,55.371462129999998,55.371462129999998,55.371462129999998,55.371462129999998,49.213997200000001,47.260209519999997,40.211184179999997,40.211184179999997,34.31976135,33.044175920000001,32.553714640000003,32.120947600000001,31.590766219999999,28.780220400000001,28.703657870000001,28.671656580000001,28.49224401,28.265741250000001,28.265741250000001,28.265741250000001,28.265741250000001,28.265741250000001,null,247.12892962999999,56.531482500000003,190.59744712999998,2025]
[2024,2,14,"Wednesday",55.657967050000003,55.657967050000003,55.657967050000003,55.371462129999998,55.371462129999998,55.371462129999998,55.371462129999998,55.371462129999998,55.371462129999998,55.657967050000003,55.657967050000003,55.657967050000003,55.657967050000003,55.371462129999998,55.371462129999998,34.292041449999999,33.056969719999998,31.5856487,28.49224401,28.49224401,28.49224401,28.49224401,28.49224401,28.785061339999999,28.67505036,32.857623089999997,32.859445559999997,34.292041449999999,33.768183360000002,41.065421379999997,41.065421379999997,44.418302629999999,55.371462129999998,55.371462129999998,63.645493299999998,87.341308299999994,136.37249402,135.27202847000001,87.341308299999994,87.341308299999994,87.341308299999994,69.527646129999994,67.059398419999994,63.056798260000001,59.06585269,59.06585269,59.06585269,57.999117669999997,null,136.37249402,135.27202847000001,87.341308299999994,87.341308299999994,87.341308299999994,87.341308299999994,69.527646129999994,67.059398419999994,63.645493299999998,63.056798260000001,59.06585269,59.06585269,59.06585269,57.999117669999997,55.657967050000003,55.657967050000003,55.657967050000003,55.657967050000003,55.657967050000003,55.657967050000003,55.657967050000003,55.371462129999998,55.371462129999998,55.371462129999998,55.371462129999998,55.371462129999998,55.371462129999998,55.371462129999998,55.371462129999998,55.371462129999998,55.371462129999998,44.418302629999999,41.065421379999997,41.065421379999997,34.292041449999999,34.292041449999999,33.768183360000002,33.056969719999998,32.859445559999997,32.857623089999997,31.5856487,28.785061339999999,28.67505036,28.49224401,28.49224401,28.49224401,28.49224401,28.49224401,null,223.16356954499997,56.984488020000001,166.17908152499996,2025]
[2024,2,15,"Thursday",56.94980125,55.917480240000003,55.657967050000003,55.657967050000003,55.371462129999998,55.371462129999998,55.371462129999998,55.371462129999998,55.371462129999998,55.371462129999998,55.657967050000003,55.657967050000003,55.657967050000003,55.371462129999998,55.371462129999998,38.696095399999997,33.768183360000002,34.292041449999999,33.056969719999998,28.785061339999999,28.49224401,28.49224401,28.49224401,28.49224401,28.49224401,28.798889989999999,31.5856487,33.056969719999998,34.292041449999999,33.768183360000002,33.768183360000002,38.696095399999997,38.696095399999997,48.338963309999997,55.371462129999998,55.917480240000003,60.150443660000001,62.4644239,60.150443660000001,59.06585269,57.999117669999997,55.917480240000003,55.657967050000003,55.657967050000003,55.657967050000003,55.657967050000003,55.657967050000003,55.371462129999998,null,62.4644239,60.150443660000001,60.150443660000001,59.06585269,57.999117669999997,56.94980125,55.917480240000003,55.917480240000003,55.917480240000003,55.657967050000003,55.657967050000003,55.657967050000003,55.657967050000003,55.657967050000003,55.657967050000003,{"$f":"LARGE($E232:$AZ232,BQ$2)","v":55.657967050000003},55.657967050000003,55.657967050000003,55.657967050000003,55.371462129999998,55.371462129999998,55.371462129999998,55.371462129999998,55.371462129999998,55.371462129999998,55.371462129999998,55.371462129999998,55.371462129999998,55.371462129999998,48.338963309999997,38.696095399999997,38.696095399999997,38.696095399999997,34.292041449999999,34.292041449999999,33.768183360000002,33.768183360000002,33.768183360000002,33.056969719999998,33.056969719999998,31.5856487,28.798889989999999,28.785061339999999,28.49224401,28.49224401,28.49224401,28.49224401,28.49224401,null,120.91558195499999,56.984488020000001,63.931093934999993,2025]
[2024,2,16,"Friday",55.371462129999998,55.371462129999998,55.371462129999998,55.371462129999998,55.371462129999998,55.371462129999998,55.371462129999998,55.371462129999998,55.371462129999998,55.371462129999998,55.371462129999998,55.371462129999998,55.371462129999998,55.371462129999998,55.371462129999998,38.49690339,31.116264210000001,28.729006049999999,28.265741250000001,27.55212822,27.05878972,27.05878972,27.05878972,27.55212822,27.05878972,28.054478920000001,28.265741250000001,28.72032518,28.778709549999999,31.66538736,32.857623089999997,37.195197219999997,38.564236649999998,44.418302629999999,55.371462129999998,55.657967050000003,55.917480240000003,56.94980125,55.917480240000003,55.657967050000003,55.657967050000003,55.657967050000003,55.657967050000003,55.371462129999998,55.371462129999998,55.371462129999998,55.371462129999998,55.371462129999998,null,{"$f":"LARGE($E233:$AZ233,BB$2)","v":56.94980125},55.917480240000003,55.917480240000003,55.657967050000003,55.657967050000003,55.657967050000003,55.657967050000003,55.657967050000003,55.371462129999998,55.371462129999998,55.371462129999998,55.371462129999998,55.371462129999998,55.371462129999998,55.371462129999998,55.371462129999998,55.371462129999998,55.371462129999998,55.371462129999998,55.371462129999998,55.371462129999998,55.371462129999998,55.371462129999998,55.371462129999998,55.371462129999998,55.371462129999998,55.371462129999998,55.371462129999998,55.371462129999998,44.418302629999999,38.564236649999998,38.49690339,37.195197219999997,32.857623089999997,31.66538736,31.116264210000001,28.778709549999999,28.729006049999999,28.72032518,28.265741250000001,28.265741250000001,28.054478920000001,27.55212822,27.55212822,27.05878972,27.05878972,27.05878972,27.05878972,null,112.22136439000001,54.11757944,58.103784950000005,2025]
[2024,2,17,"Saturday",55.371462129999998,55.371462129999998,55.371462129999998,55.371462129999998,55.371462129999998,55.011276330000001,55.011276330000001,55.371462129999998,55.371462129999998,55.371462129999998,55.371462129999998,55.371462129999998,55.371462129999998,44.418302629999999,38.49690339,29.409675239999999,28.265741250000001,25.630485799999999,25.630485799999999,25.170875370000001,25.226807000000001,24.719156460000001,24.275127529999999,24.719156460000001,24.719156460000001,25.170875370000001,25.630485799999999,26.098196349999998,27.05878972,27.669717909999999,28.974297060000001,34.292041449999999,33.768183360000002,38.49690339,55.371462129999998,55.371462129999998,55.657967050000003,55.657967050000003,55.657967050000003,55.657967050000003,55.657967050000003,55.371462129999998,55.371462129999998,55.371462129999998,55.371462129999998,55.371462129999998,55.371462129999998,55.371462129999998,null,55.657967050000003,55.657967050000003,55.657967050000003,55.657967050000003,55.657967050000003,55.371462129999998,55.371462129999998,55.371462129999998,55.371462129999998,55.371462129999998,55.371462129999998,55.371462129999998,55.371462129999998,55.371462129999998,55.371462129999998,55.371462129999998,55.371462129999998,55.371462129999998,55.371462129999998,55.371462129999998,55.371462129999998,55.371462129999998,55.371462129999998,55.371462129999998,55.371462129999998,55.011276330000001,55.011276330000001,44.418302629999999,38.49690339,38.49690339,34.292041449999999,33.768183360000002,29.409675239999999,28.974297060000001,28.265741250000001,27.669717909999999,27.05878972,26.098196349999998,25.630485799999999,25.630485799999999,25.630485799999999,25.226807000000001,25.170875370000001,25.170875370000001,24.719156460000001,24.719156460000001,24.719156460000001,24.275127529999999,null,111.31593410000001,49.216298455,62.099635645000006,2025]
[2024,2,18,"Sunday",55.371462129999998,55.371462129999998,55.371462129999998,55.371462129999998,55.371462129999998,55.371462129999998,55.371462129999998,55.371462129999998,55.371462129999998,55.371462129999998,55.371462129999998,55.371462129999998,55.371462129999998,49.213997200000001,38.49690339,28.735882159999999,27.016022769999999,25.280219800000001,24.311710229999999,23.533391779999999,23.728814719999999,22.22102293,19.276356109999998,19.276356109999998,19.276356109999998,19.276356109999998,24.373377829999999,24.7250288,25.711941769999999,28.265741250000001,33.056969719999998,34.292041449999999,38.49690339,44.418302629999999,55.371462129999998,55.371462129999998,56.395887530000003,57.437040660000001,57.437040660000001,56.395887530000003,55.657967050000003,55.657967050000003,55.657967050000003,55.371462129999998,55.371462129999998,55.371462129999998,55.371462129999998,55.371462129999998,null,57.437040660000001,57.437040660000001,56.395887530000003,56.395887530000003,55.657967050000003,55.657967050000003,55.657967050000003,55.371462129999998,55.371462129999998,55.371462129999998,55.371462129999998,55.371462129999998,55.371462129999998,55.371462129999998,55.371462129999998,55.371462129999998,55.371462129999998,55.371462129999998,55.371462129999998,55.371462129999998,55.371462129999998,55.371462129999998,55.371462129999998,55.371462129999998,55.371462129999998,55.371462129999998,55.371462129999998,49.213997200000001,44.418302629999999,38.49690339,38.49690339,34.292041449999999,33.056969719999998,28.735882159999999,28.265741250000001,27.016022769999999,25.711941769999999,25.280219800000001,24.7250288,24.373377829999999,24.311710229999999,23.728814719999999,23.533391779999999,22.22102293,19.276356109999998,19.276356109999998,19.276356109999998,19.276356109999998,null,113.83292819,38.552712219999997,75.28021597,2025]
[2024,2,19,"Monday",55.371462129999998,55.371462129999998,55.371462129999998,55.371462129999998,55.371462129999998,55.371462129999998,55.371462129999998,55.371462129999998,55.371462129999998,55.371462129999998,55.371462129999998,55.371462129999998,55.371462129999998,55.371462129999998,49.213997200000001,33.768183360000002,33.768183360000002,33.768183360000002,33.768183360000002,34.292041449999999,33.056969719999998,28.785061339999999,28.49224401,28.49224401,28.49224401,28.752363649999999,28.67505036,31.5856487,33.056969719999998,34.292041449999999,33.768183360000002,47.260209519999997,49.213997200000001,55.371462129999998,55.657967050000003,57.437040660000001,87.341308299999994,87.341308299999994,87.341308299999994,64.059367760000001,61.777401449999999,58.49533461,56.395887530000003,55.657967050000003,55.657967050000003,55.657967050000003,55.657967050000003,55.657967050000003,null,87.341308299999994,87.341308299999994,87.341308299999994,64.059367760000001,61.777401449999999,58.49533461,57.437040660000001,56.395887530000003,55.657967050000003,55.657967050000003,55.657967050000003,55.657967050000003,55.657967050000003,55.657967050000003,55.371462129999998,55.371462129999998,55.371462129999998,55.371462129999998,55.371462129999998,55.371462129999998,55.371462129999998,55.371462129999998,55.371462129999998,55.371462129999998,55.371462129999998,55.371462129999998,55.371462129999998,55.371462129999998,55.371462129999998,49.213997200000001,49.213997200000001,47.260209519999997,34.292041449999999,34.292041449999999,33.768183360000002,33.768183360000002,33.768183360000002,33.768183360000002,33.768183360000002,33.056969719999998,33.056969719999998,31.5856487,28.785061339999999,28.752363649999999,28.67505036,28.49224401,{"$f":"LARGE($E236:$AZ236,CV$2)","v":28.49224401},28.49224401,null,163.04164632999999,57.075891194999997,105.96575513499999,2025]
[2024,2,20,"Tuesday",55.657967050000003,55.371462129999998,55.371462129999998,55.371462129999998,55.371462129999998,55.371462129999998,55.371462129999998,55.371462129999998,55.371462129999998,55.371462129999998,55.657967050000003,55.657967050000003,55.657967050000003,55.371462129999998,55.371462129999998,38.696095399999997,33.761754019999998,33.152985559999998,32.857623089999997,28.95233116,28.265741250000001,28.265741250000001,28.265741250000001,28.265741250000001,28.265741250000001,28.265741250000001,31.5856487,33.056969719999998,34.292041449999999,33.768183360000002,38.696095399999997,44.922869759999998,54.27823334,55.371462129999998,56.149306029999998,66.421065729999995,87.341308299999994,91.479328780000003,68.866748380000004,68.105302699999996,66.421065729999995,64.059367760000001,60.665066459999998,56.949090929999997,56.149306029999998,56.149306029999998,55.829363659999999,55.657967050000003,null,91.479328780000003,87.341308299999994,68.866748380000004,68.105302699999996,66.421065729999995,66.421065729999995,64.059367760000001,60.665066459999998,56.949090929999997,56.149306029999998,56.149306029999998,56.149306029999998,55.829363659999999,55.657967050000003,55.657967050000003,55.657967050000003,55.657967050000003,55.657967050000003,55.371462129999998,55.371462129999998,55.371462129999998,55.371462129999998,55.371462129999998,55.371462129999998,55.371462129999998,55.371462129999998,55.371462129999998,55.371462129999998,55.371462129999998,55.371462129999998,54.27823334,{"$f":"LARGE($E237:$AZ237,CG$2)","v":44.922869759999998},38.696095399999997,38.696095399999997,34.292041449999999,33.768183360000002,33.761754019999998,33.152985559999998,33.056969719999998,32.857623089999997,31.5856487,28.95233116,28.265741250000001,28.265741250000001,28.265741250000001,28.265741250000001,28.265741250000001,28.265741250000001,null,157.89634407999998,56.531482500000003,101.36486157999997,2025]
[2024,2,21,"Wednesday",55.657967050000003,55.371462129999998,55.371462129999998,55.371462129999998,55.371462129999998,55.371462129999998,55.371462129999998,55.371462129999998,55.371462129999998,55.371462129999998,55.371462129999998,55.371462129999998,55.657967050000003,55.371462129999998,55.371462129999998,44.418302629999999,33.768183360000002,33.934254350000003,33.761754019999998,33.152985559999998,32.380538889999997,32.380538889999997,29.991998290000002,32.335777090000001,28.67505036,31.49635108,33.280213789999998,34.197352039999998,33.768183360000002,33.768183360000002,38.658038529999999,47.260209519999997,49.213997200000001,55.371462129999998,56.149306029999998,65.229991380000001,68.105302699999996,68.866748380000004,68.866748380000004,68.105302699999996,67.195133720000001,62.374239299999999,60.245486110000002,57.907720779999998,56.149306029999998,56.149306029999998,55.657967050000003,55.657967050000003,null,68.866748380000004,68.866748380000004,68.105302699999996,68.105302699999996,67.195133720000001,65.229991380000001,62.374239299999999,60.245486110000002,57.907720779999998,56.149306029999998,56.149306029999998,56.149306029999998,55.657967050000003,55.657967050000003,55.657967050000003,55.657967050000003,55.371462129999998,55.371462129999998,55.371462129999998,55.371462129999998,55.371462129999998,55.371462129999998,55.371462129999998,55.371462129999998,55.371462129999998,55.371462129999998,55.371462129999998,55.371462129999998,55.371462129999998,55.371462129999998,49.213997200000001,47.260209519999997,44.418302629999999,38.658038529999999,34.197352039999998,33.934254350000003,33.768183360000002,33.768183360000002,33.768183360000002,33.761754019999998,33.280213789999998,33.152985559999998,32.380538889999997,32.380538889999997,32.335777090000001,31.49635108,29.991998290000002,28.67505036,null,136.97205108,61.249588410000001,75.722462669999999,2025]
[2024,2,22,"Thursday",55.657967050000003,55.657967050000003,55.371462129999998,55.371462129999998,55.371462129999998,55.371462129999998,55.371462129999998,55.371462129999998,55.371462129999998,55.371462129999998,55.657967050000003,55.657967050000003,55.657967050000003,55.371462129999998,55.371462129999998,39.037697880000003,33.768183360000002,33.768183360000002,33.770403350000002,33.761754019999998,33.768183360000002,33.768183360000002,33.768183360000002,34.292041449999999,29.589398379999999,29.589398379999999,34.292041449999999,33.768183360000002,33.768183360000002,34.380798599999999,37.321452790000002,39.037697880000003,46.748020599999997,48.262789210000001,55.371462129999998,57.486598950000001,66.421065729999995,68.105302699999996,68.105302699999996,66.421065729999995,64.771261359999997,61.236383830000001,60.238430549999997,57.754112190000001,56.149306029999998,56.149306029999998,56.149306029999998,55.657967050000003,null,68.105302699999996,68.105302699999996,66.421065729999995,66.421065729999995,64.771261359999997,61.236383830000001,60.238430549999997,57.754112190000001,57.486598950000001,56.149306029999998,56.149306029999998,56.149306029999998,55.657967050000003,55.657967050000003,55.657967050000003,55.657967050000003,55.657967050000003,55.657967050000003,55.371462129999998,55.371462129999998,55.371462129999998,55.371462129999998,55.371462129999998,55.371462129999998,55.371462129999998,55.371462129999998,55.371462129999998,55.371462129999998,55.371462129999998,48.262789210000001,46.748020599999997,39.037697880000003,39.037697880000003,37.321452790000002,34.380798599999999,34.292041449999999,34.292041449999999,33.770403350000002,33.768183360000002,33.768183360000002,33.768183360000002,33.768183360000002,33.768183360000002,33.768183360000002,33.768183360000002,33.761754019999998,29.589398379999999,29.589398379999999,null,134.52636842999999,63.354367070000009,71.172001359999982,2025]
[2024,2,23,"Friday",55.657967050000003,55.371462129999998,55.371462129999998,55.371462129999998,55.371462129999998,55.371462129999998,55.371462129999998,55.371462129999998,55.371462129999998,55.371462129999998,55.371462129999998,55.371462129999998,55.657967050000003,55.371462129999998,55.371462129999998,38.49690339,33.768183360000002,34.292041449999999,28.96542608,28.265741250000001,28.142759689999998,27.05878972,26.574223060000001,26.574223060000001,28.265741250000001,28.703657870000001,28.76712547,28.49224401,28.49224401,28.785061339999999,33.056969719999998,34.292041449999999,36.44821597,38.49690339,55.371462129999998,55.371462129999998,55.829363659999999,56.860057910000002,56.860057910000002,55.657967050000003,55.657967050000003,55.657967050000003,55.657967050000003,55.371462129999998,55.371462129999998,55.371462129999998,55.371462129999998,55.371462129999998,null,56.860057910000002,56.860057910000002,55.829363659999999,55.657967050000003,55.657967050000003,55.657967050000003,55.657967050000003,55.657967050000003,55.657967050000003,55.371462129999998,55.371462129999998,55.371462129999998,55.371462129999998,55.371462129999998,55.371462129999998,55.371462129999998,55.371462129999998,55.371462129999998,55.371462129999998,55.371462129999998,55.371462129999998,55.371462129999998,55.371462129999998,55.371462129999998,55.371462129999998,55.371462129999998,55.371462129999998,55.371462129999998,55.371462129999998,38.49690339,38.49690339,36.44821597,34.292041449999999,34.292041449999999,33.768183360000002,33.056969719999998,28.96542608,28.785061339999999,28.76712547,28.703657870000001,28.49224401,28.49224401,28.265741250000001,28.265741250000001,28.142759689999998,27.05878972,26.574223060000001,26.574223060000001,null,112.603723265,54.174997765000001,58.428725499999999,2025]
[2024,2,24,"Saturday",55.371462129999998,55.371462129999998,55.371462129999998,53.21607727,48.24538321,48.24538321,48.24538321,48.24538321,48.24538321,48.24538321,54.865078509999996,55.371462129999998,55.371462129999998,44.418302629999999,34.629884939999997,27.018339189999999,23.529502130000001,19.276356109999998,19.276356109999998,19.276356109999998,19.276356109999998,19.276356109999998,19.276356109999998,19.276356109999998,19.276356109999998,19.276356109999998,24.166181529999999,25.17712916,24.952582,27.787171650000001,27.558973630000001,31.5856487,33.056969719999998,34.292041449999999,44.418302629999999,55.371462129999998,55.657967050000003,55.657967050000003,55.657967050000003,55.657967050000003,55.371462129999998,55.371462129999998,55.371462129999998,55.371462129999998,55.371462129999998,55.371462129999998,55.371462129999998,55.371462129999998,null,55.657967050000003,55.657967050000003,55.657967050000003,55.657967050000003,55.371462129999998,55.371462129999998,55.371462129999998,55.371462129999998,55.371462129999998,55.371462129999998,55.371462129999998,55.371462129999998,55.371462129999998,55.371462129999998,55.371462129999998,55.371462129999998,55.371462129999998,55.371462129999998,54.865078509999996,53.21607727,48.24538321,48.24538321,48.24538321,48.24538321,48.24538321,48.24538321,44.418302629999999,44.418302629999999,34.629884939999997,34.292041449999999,33.056969719999998,31.5856487,27.787171650000001,27.558973630000001,27.018339189999999,25.17712916,24.952582,24.166181529999999,23.529502130000001,19.276356109999998,19.276356109999998,19.276356109999998,19.276356109999998,19.276356109999998,19.276356109999998,19.276356109999998,19.276356109999998,19.276356109999998,null,111.31593410000001,38.552712219999997,72.763221880000003,2025]
[2024,2,25,"Sunday",55.371462129999998,53.799822630000001,48.24538321,48.24538321,48.24538321,48.24538321,48.24538321,48.24538321,48.24538321,48.24538321,48.24538321,48.24538321,49.213997200000001,38.49690339,35.263318099999999,27.06056504,26.09990865,26.09990865,27.016579549999999,26.21194534,26.136458560000001,25.299273769999999,25.049949569999999,19.485063579999998,18.548958750000001,18.548958750000001,18.811187159999999,19.485063579999998,24.57443657,25.310466420000001,26.44548356,28.265741250000001,30.445347999999999,35.907721479999999,54.80003129,55.371462129999998,55.371462129999998,55.657967050000003,55.657967050000003,55.371462129999998,55.371462129999998,55.371462129999998,55.371462129999998,55.371462129999998,55.371462129999998,55.371462129999998,55.371462129999998,55.371462129999998,null,55.657967050000003,55.657967050000003,55.371462129999998,55.371462129999998,55.371462129999998,55.371462129999998,55.371462129999998,55.371462129999998,55.371462129999998,55.371462129999998,55.371462129999998,55.371462129999998,55.371462129999998,55.371462129999998,54.80003129,53.799822630000001,49.213997200000001,48.24538321,48.24538321,48.24538321,48.24538321,48.24538321,48.24538321,48.24538321,48.24538321,48.24538321,48.24538321,38.49690339,35.907721479999999,35.263318099999999,30.445347999999999,28.265741250000001,27.06056504,27.016579549999999,26.44548356,26.21194534,26.136458560000001,26.09990865,26.09990865,25.310466420000001,25.299273769999999,25.049949569999999,24.57443657,19.485063579999998,19.485063579999998,18.811187159999999,18.548958750000001,18.548958750000001,null,111.02942917999999,37.69708412,73.332345059999994,2025]
[2024,2,26,"Monday",55.371462129999998,53.310898260000002,48.24538321,48.24538321,48.24538321,48.24538321,48.24538321,48.24538321,48.24538321,51.391114459999997,54.578544450000003,55.371462129999998,55.371462129999998,55.371462129999998,44.418302629999999,34.292041449999999,31.09162001,28.49224401,28.311579160000001,28.827825570000002,28.265741250000001,28.32635977,28.054478920000001,28.265741250000001,28.265741250000001,28.265741250000001,28.265741250000001,28.265741250000001,28.72032518,34.292041449999999,33.768183360000002,33.768183360000002,38.49690339,44.418302629999999,55.371462129999998,55.371462129999998,55.657967050000003,55.657967050000003,55.657967050000003,55.657967050000003,55.657967050000003,55.371462129999998,55.371462129999998,55.371462129999998,55.371462129999998,55.371462129999998,55.371462129999998,55.371462129999998,null,55.657967050000003,55.657967050000003,55.657967050000003,55.657967050000003,55.657967050000003,55.371462129999998,55.371462129999998,55.371462129999998,55.371462129999998,55.371462129999998,55.371462129999998,55.371462129999998,55.371462129999998,55.371462129999998,55.371462129999998,55.371462129999998,55.371462129999998,55.371462129999998,54.578544450000003,53.310898260000002,51.391114459999997,48.24538321,48.24538321,48.24538321,48.24538321,48.24538321,48.24538321,48.24538321,44.418302629999999,44.418302629999999,38.49690339,34.292041449999999,34.292041449999999,33.768183360000002,33.768183360000002,31.09162001,28.827825570000002,28.72032518,28.49224401,28.32635977,28.311579160000001,28.265741250000001,28.265741250000001,28.265741250000001,28.265741250000001,28.265741250000001,28.265741250000001,28.054478920000001,null,111.31593410000001,56.425851335000004,54.890082765000002,2025]
[2024,2,27,"Tuesday",55.371462129999998,55.371462129999998,55.371462129999998,54.815229109999997,54.815229109999997,48.24538321,48.24538321,54.815229109999997,55.371462129999998,55.371462129999998,55.371462129999998,55.371462129999998,55.371462129999998,55.371462129999998,49.213997200000001,34.292041449999999,32.859445559999997,32.857623089999997,31.66538736,28.265741250000001,28.265741250000001,28.265741250000001,28.265741250000001,28.265741250000001,28.671656580000001,28.49224401,28.49224401,28.798412989999999,33.056969719999998,34.292041449999999,33.768183360000002,33.768183360000002,38.49690339,44.418302629999999,55.371462129999998,55.371462129999998,55.657967050000003,55.955584680000001,55.657967050000003,55.657967050000003,55.657967050000003,55.371462129999998,55.371462129999998,55.371462129999998,55.371462129999998,55.371462129999998,55.371462129999998,55.371462129999998,null,55.955584680000001,55.657967050000003,55.657967050000003,55.657967050000003,55.657967050000003,55.371462129999998,55.371462129999998,55.371462129999998,55.371462129999998,55.371462129999998,55.371462129999998,55.371462129999998,55.371462129999998,55.371462129999998,55.371462129999998,55.371462129999998,55.371462129999998,55.371462129999998,55.371462129999998,55.371462129999998,55.371462129999998,55.371462129999998,55.371462129999998,54.815229109999997,54.815229109999997,54.815229109999997,49.213997200000001,48.24538321,48.24538321,44.418302629999999,38.49690339,34.292041449999999,34.292041449999999,33.768183360000002,33.768183360000002,33.056969719999998,32.859445559999997,32.857623089999997,31.66538736,28.798412989999999,28.671656580000001,28.49224401,28.49224401,28.265741250000001,28.265741250000001,28.265741250000001,28.265741250000001,28.265741250000001,null,111.464742915,56.531482500000003,54.933260414999999,2025]
[2024,2,28,"Wednesday",55.371462129999998,55.371462129999998,55.371462129999998,55.371462129999998,54.181118689999998,54.454407580000002,54.181118689999998,54.181118689999998,55.371462129999998,55.371462129999998,55.371462129999998,55.371462129999998,55.371462129999998,55.371462129999998,54.93915733,34.409812819999999,32.792675199999998,32.857623089999997,31.66538736,28.265741250000001,28.610213989999998,28.265741250000001,28.265741250000001,28.265741250000001,28.671656580000001,31.66538736,32.857623089999997,34.007144230000002,33.88902307,33.768183360000002,38.49690339,46.208170000000003,47.260209519999997,49.213997200000001,55.371462129999998,55.371462129999998,55.657967050000003,55.657967050000003,55.657967050000003,55.657967050000003,55.657967050000003,55.371462129999998,55.371462129999998,55.371462129999998,55.371462129999998,55.371462129999998,55.371462129999998,55.371462129999998,null,55.657967050000003,55.657967050000003,55.657967050000003,55.657967050000003,55.657967050000003,55.371462129999998,55.371462129999998,55.371462129999998,55.371462129999998,55.371462129999998,55.371462129999998,55.371462129999998,55.371462129999998,55.371462129999998,55.371462129999998,55.371462129999998,55.371462129999998,55.371462129999998,55.371462129999998,55.371462129999998,55.371462129999998,55.371462129999998,55.371462129999998,55.371462129999998,54.93915733,54.454407580000002,54.181118689999998,54.181118689999998,54.181118689999998,49.213997200000001,47.260209519999997,46.208170000000003,38.49690339,34.409812819999999,34.007144230000002,33.88902307,33.768183360000002,32.857623089999997,32.857623089999997,32.792675199999998,31.66538736,31.66538736,28.671656580000001,28.610213989999998,28.265741250000001,28.265741250000001,28.265741250000001,28.265741250000001,null,111.31593410000001,56.531482500000003,54.784451600000004,2025]
[2024,2,29,"Thursday",55.371462129999998,55.371462129999998,55.371462129999998,55.371462129999998,54.901511059999997,53.03687506,53.03687506,53.03687506,53.03687506,55.371462129999998,55.371462129999998,55.371462129999998,55.371462129999998,55.371462129999998,54.93915733,34.292041449999999,32.89868456,32.200436310000001,33.438529019999997,32.200436310000001,32.062271629999998,34.007144230000002,34.007144230000002,32.062271629999998,33.394827499999998,34.052540759999999,33.394827499999998,33.89709981,33.768183360000002,33.768183360000002,38.49690339,38.49690339,47.260209519999997,49.213997200000001,55.371462129999998,55.371462129999998,55.657967050000003,55.657967050000003,55.657967050000003,55.657967050000003,55.657967050000003,55.371462129999998,55.371462129999998,55.371462129999998,55.371462129999998,55.371462129999998,55.371462129999998,55.371462129999998,null,55.657967050000003,55.657967050000003,55.657967050000003,55.657967050000003,55.657967050000003,55.371462129999998,55.371462129999998,55.371462129999998,55.371462129999998,55.371462129999998,55.371462129999998,55.371462129999998,55.371462129999998,55.371462129999998,55.371462129999998,55.371462129999998,55.371462129999998,55.371462129999998,55.371462129999998,55.371462129999998,55.371462129999998,55.371462129999998,55.371462129999998,54.93915733,54.901511059999997,53.03687506,53.03687506,53.03687506,53.03687506,49.213997200000001,47.260209519999997,38.49690339,38.49690339,34.292041449999999,34.052540759999999,34.007144230000002,34.007144230000002,33.89709981,33.768183360000002,33.768183360000002,33.438529019999997,33.394827499999998,33.394827499999998,32.89868456,32.200436310000001,32.200436310000001,32.062271629999998,32.062271629999998,null,111.31593410000001,64.262707939999999,47.053226160000008,2025]
[2024,3,1,"Friday",55.371462129999998,55.371462129999998,55.371462129999998,54.93915733,48.24538321,48.24538321,48.24538321,48.24538321,55.371462129999998,55.371462129999998,55.371462129999998,55.371462129999998,55.371462129999998,55.371462129999998,55.371462129999998,38.49690339,34.292041449999999,32.062271629999998,33.83336139,33.768183360000002,33.768183360000002,33.83336139,32.062271629999998,34.292041449999999,33.768183360000002,33.768183360000002,33.768183360000002,33.768183360000002,33.768183360000002,38.49690339,47.260209519999997,49.213997200000001,48.24538321,55.371462129999998,55.371462129999998,55.371462129999998,55.657967050000003,55.657967050000003,55.657967050000003,55.657967050000003,55.657967050000003,55.657967050000003,55.371462129999998,55.371462129999998,55.371462129999998,55.371462129999998,55.371462129999998,55.371462129999998,null,55.657967050000003,55.657967050000003,55.657967050000003,55.657967050000003,55.657967050000003,55.657967050000003,55.371462129999998,55.371462129999998,55.371462129999998,55.371462129999998,55.371462129999998,55.371462129999998,55.371462129999998,55.371462129999998,55.371462129999998,55.371462129999998,55.371462129999998,55.371462129999998,55.371462129999998,55.371462129999998,55.371462129999998,55.371462129999998,55.371462129999998,55.371462129999998,55.371462129999998,54.93915733,49.213997200000001,48.24538321,48.24538321,48.24538321,48.24538321,48.24538321,47.260209519999997,38.49690339,38.49690339,34.292041449999999,34.292041449999999,33.83336139,33.83336139,33.768183360000002,33.768183360000002,33.768183360000002,33.768183360000002,33.768183360000002,33.768183360000002,33.768183360000002,32.062271629999998,32.062271629999998,null,111.31593410000001,65.830454989999993,45.485479110000014,2025]
[2024,3,2,"Saturday",55.371462129999998,55.011276330000001,55.011276330000001,55.011276330000001,54.016015750000001,54.016015750000001,53.03687506,53.482684999999996,53.03687506,50.103369970000003,55.371462129999998,55.011276330000001,55.371462129999998,53.59111283,45.2400023,33.768183360000002,34.292041449999999,33.056969719999998,31.5856487,28.265741250000001,28.265741250000001,28.265741250000001,28.265741250000001,28.265741250000001,28.265741250000001,28.265741250000001,31.09162001,34.292041449999999,33.768183360000002,33.768183360000002,33.768183360000002,33.768183360000002,33.768183360000002,38.49690339,55.371462129999998,55.371462129999998,55.371462129999998,55.657967050000003,55.371462129999998,55.371462129999998,55.371462129999998,55.371462129999998,55.371462129999998,55.371462129999998,55.371462129999998,55.371462129999998,55.371462129999998,55.371462129999998,null,55.657967050000003,55.371462129999998,55.371462129999998,55.371462129999998,55.371462129999998,55.371462129999998,55.371462129999998,55.371462129999998,55.371462129999998,55.371462129999998,55.371462129999998,55.371462129999998,55.371462129999998,55.371462129999998,55.371462129999998,{"$f":"LARGE($E248:$AZ248,BQ$2)","v":55.371462129999998},55.371462129999998,55.011276330000001,55.011276330000001,55.011276330000001,55.011276330000001,54.016015750000001,54.016015750000001,53.59111283,53.482684999999996,53.03687506,53.03687506,50.103369970000003,45.2400023,38.49690339,34.292041449999999,34.292041449999999,33.768183360000002,33.768183360000002,33.768183360000002,33.768183360000002,33.768183360000002,33.768183360000002,33.056969719999998,31.5856487,31.09162001,28.265741250000001,28.265741250000001,28.265741250000001,28.265741250000001,28.265741250000001,28.265741250000001,28.265741250000001,null,110.88617671999999,56.531482500000003,54.354694219999992,2025]
[2024,3,3,"Sunday",55.371462129999998,55.371462129999998,54.434614680000003,48.24538321,48.24538321,48.24538321,48.24538321,48.24538321,48.24538321,52.073465759999998,52.073465759999998,52.073465759999998,53.593832480000003,45.238747080000003,34.292041449999999,31.09162001,28.265741250000001,28.265741250000001,28.054478920000001,28.054478920000001,27.55212822,27.55212822,27.55212822,28.142759689999998,26.098196349999998,25.250082129999999,28.625221079999999,29.010964520000002,31.09162001,34.292041449999999,33.768183360000002,33.768183360000002,33.768183360000002,44.418302629999999,55.371462129999998,55.371462129999998,55.657967050000003,55.657967050000003,55.657967050000003,55.371462129999998,55.371462129999998,55.371462129999998,55.371462129999998,55.371462129999998,55.371462129999998,55.371462129999998,55.371462129999998,55.371462129999998,null,{"$f":"LARGE($E249:$AZ249,BB$2)","v":55.657967050000003},55.657967050000003,55.657967050000003,55.371462129999998,55.371462129999998,55.371462129999998,55.371462129999998,55.371462129999998,55.371462129999998,55.371462129999998,55.371462129999998,55.371462129999998,55.371462129999998,55.371462129999998,55.371462129999998,55.371462129999998,54.434614680000003,53.593832480000003,52.073465759999998,52.073465759999998,52.073465759999998,48.24538321,48.24538321,48.24538321,48.24538321,48.24538321,48.24538321,45.238747080000003,44.418302629999999,34.292041449999999,34.292041449999999,33.768183360000002,33.768183360000002,33.768183360000002,31.09162001,31.09162001,29.010964520000002,28.625221079999999,28.265741250000001,28.265741250000001,28.142759689999998,28.054478920000001,28.054478920000001,27.55212822,27.55212822,27.55212822,26.098196349999998,25.250082129999999,null,111.17268164000001,53.226267459999995,57.946414180000012,2025]
[2024,3,4,"Monday",55.371462129999998,55.371462129999998,54.815229109999997,48.24538321,48.24538321,48.24538321,48.24538321,54.815229109999997,55.371462129999998,55.371462129999998,55.371462129999998,55.371462129999998,55.371462129999998,55.371462129999998,49.213997200000001,34.292041449999999,33.056969719999998,32.062271629999998,32.659377910000003,32.062271629999998,33.463202289999998,30.053636350000001,32.857623089999997,28.72337842,32.857623089999997,32.062271629999998,32.062271629999998,32.062271629999998,32.062271629999998,33.056969719999998,34.292041449999999,33.768183360000002,47.260209519999997,49.213997200000001,55.371462129999998,55.657967050000003,55.657967050000003,56.03763275,55.657967050000003,55.657967050000003,55.657967050000003,55.657967050000003,55.657967050000003,55.657967050000003,55.657967050000003,55.657967050000003,55.371462129999998,55.371462129999998,null,56.03763275,55.657967050000003,55.657967050000003,55.657967050000003,55.657967050000003,55.657967050000003,55.657967050000003,55.657967050000003,55.657967050000003,55.657967050000003,55.657967050000003,55.371462129999998,55.371462129999998,55.371462129999998,55.371462129999998,55.371462129999998,55.371462129999998,55.371462129999998,55.371462129999998,55.371462129999998,55.371462129999998,55.371462129999998,54.815229109999997,54.815229109999997,49.213997200000001,49.213997200000001,48.24538321,48.24538321,48.24538321,48.24538321,47.260209519999997,34.292041449999999,34.292041449999999,33.768183360000002,33.463202289999998,33.056969719999998,33.056969719999998,32.857623089999997,32.857623089999997,32.659377910000003,32.062271629999998,32.062271629999998,32.062271629999998,32.062271629999998,32.062271629999998,32.062271629999998,30.053636350000001,28.72337842,null,111.50576694999999,61.450779015000002,50.054987934999993,2025]
[2024,3,25,"Monday",55.371462129999998,55.371462129999998,55.371462129999998,55.371462129999998,50.166947520000001,48.24538321,48.24538321,55.371462129999998,55.371462129999998,55.371462129999998,55.371462129999998,55.657967050000003,55.657967050000003,55.657967050000003,55.371462129999998,44.980790560000003,44.980790560000003,44.980790560000003,33.768183360000002,33.768183360000002,33.768183360000002,33.768183360000002,33.768183360000002,33.768183360000002,39.599697810000002,44.980790560000003,46.208170000000003,47.260209519999997,49.213997200000001,55.371462129999998,55.371462129999998,55.371462129999998,55.657967050000003,63.962755289999997,66.987231210000004,87.341308299999994,91.479328780000003,87.341308299999994,87.341308299999994,69.313597580000007,67.149166940000001,64.697467099999997,64.697467099999997,64.574724680000003,62.568476359999998,60.547246309999998,56.985795400000001,55.657967050000003,null,91.479328780000003,87.341308299999994,87.341308299999994,87.341308299999994,69.313597580000007,67.149166940000001,66.987231210000004,64.697467099999997,64.697467099999997,64.574724680000003,63.962755289999997,62.568476359999998,60.547246309999998,56.985795400000001,55.657967050000003,55.657967050000003,55.657967050000003,55.657967050000003,55.657967050000003,55.371462129999998,55.371462129999998,55.371462129999998,55.371462129999998,55.371462129999998,55.371462129999998,55.371462129999998,55.371462129999998,55.371462129999998,55.371462129999998,55.371462129999998,55.371462129999998,50.166947520000001,49.213997200000001,48.24538321,48.24538321,47.260209519999997,46.208170000000003,44.980790560000003,44.980790560000003,44.980790560000003,44.980790560000003,39.599697810000002,33.768183360000002,33.768183360000002,33.768183360000002,33.768183360000002,33.768183360000002,33.768183360000002,null,176.75162683999997,67.536366720000004,109.21526011999997,2025]
[2024,4,12,"Friday",54.706082960000003,53.707417499999998,52.72457902,52.72457902,51.757194259999999,48.24538321,48.24538321,48.24538321,51.737755069999999,53.707417499999998,55.371462129999998,55.371462129999998,55.371462129999998,55.371462129999998,49.213997200000001,38.49690339,31.116264210000001,28.49224401,28.610213989999998,28.265741250000001,28.265741250000001,28.265741250000001,28.848157230000002,28.49224401,28.752363649999999,32.026831190000003,32.616500569999999,32.961718150000003,34.292041449999999,33.768183360000002,33.768183360000002,35.443607139999997,49.213997200000001,55.371462129999998,55.371462129999998,55.657967050000003,55.657967050000003,55.657967050000003,55.657967050000003,55.371462129999998,55.371462129999998,55.371462129999998,55.371462129999998,55.371462129999998,55.371462129999998,55.371462129999998,55.371462129999998,55.371462129999998,null,55.657967050000003,55.657967050000003,55.657967050000003,55.657967050000003,55.371462129999998,55.371462129999998,55.371462129999998,55.371462129999998,55.371462129999998,55.371462129999998,55.371462129999998,55.371462129999998,55.371462129999998,55.371462129999998,55.371462129999998,55.371462129999998,55.371462129999998,55.371462129999998,55.371462129999998,54.706082960000003,53.707417499999998,53.707417499999998,52.72457902,52.72457902,51.757194259999999,51.737755069999999,49.213997200000001,49.213997200000001,48.24538321,48.24538321,48.24538321,38.49690339,35.443607139999997,34.292041449999999,33.768183360000002,33.768183360000002,32.961718150000003,32.616500569999999,32.026831190000003,31.116264210000001,28.848157230000002,28.752363649999999,28.610213989999998,28.49224401,28.49224401,28.265741250000001,28.265741250000001,28.265741250000001,null,111.31593410000001,56.644733880000004,54.671200220000003,2025]
[2024,5,3,"Friday",55.371462129999998,55.371462129999998,55.371462129999998,54.077151700000002,52.631478620000003,50.334952770000001,48.927883360000003,48.24538321,51.777311019999999,54.254883079999999,55.371462129999998,55.371462129999998,55.371462129999998,55.371462129999998,55.371462129999998,53.718126390000002,49.213997200000001,47.260209519999997,38.696095399999997,33.768183360000002,38.696095399999997,38.696095399999997,38.041883579999997,38.696095399999997,46.208170000000003,47.260209519999997,49.213997200000001,48.24538321,48.24538321,48.24538321,52.246866850000004,55.371462129999998,55.371462129999998,55.657967050000003,55.657967050000003,56.763765149999998,55.7320712,55.657967050000003,55.657967050000003,55.657967050000003,55.657967050000003,55.657967050000003,55.657967050000003,55.657967050000003,55.559072739999998,55.371462129999998,55.371462129999998,55.371462129999998,null,56.763765149999998,55.7320712,55.657967050000003,55.657967050000003,55.657967050000003,55.657967050000003,55.657967050000003,55.657967050000003,55.657967050000003,55.657967050000003,55.657967050000003,55.559072739999998,55.371462129999998,55.371462129999998,55.371462129999998,55.371462129999998,55.371462129999998,55.371462129999998,55.371462129999998,55.371462129999998,55.371462129999998,55.371462129999998,55.371462129999998,55.371462129999998,55.371462129999998,54.254883079999999,54.077151700000002,53.718126390000002,52.631478620000003,52.246866850000004,51.777311019999999,50.334952770000001,49.213997200000001,49.213997200000001,48.927883360000003,48.24538321,48.24538321,48.24538321,48.24538321,47.260209519999997,47.260209519999997,46.208170000000003,38.696095399999997,38.696095399999997,38.696095399999997,38.696095399999997,38.041883579999997,33.768183360000002,null,111.90588522499999,74.601128869999997,37.304756354999995,2025]
[2024,6,1,"Saturday",55.371462129999998,55.371462129999998,55.371462129999998,55.371462129999998,55.371462129999998,55.371462129999998,55.371462129999998,55.371462129999998,55.371462129999998,55.371462129999998,55.371462129999998,55.371462129999998,55.371462129999998,55.371462129999998,55.371462129999998,54.547143439999999,44.79875741,38.696095399999997,38.696095399999997,33.768183360000002,34.292041449999999,32.06310405,33.898251999999999,32.062271629999998,34.292041449999999,33.768183360000002,38.696095399999997,38.696095399999997,46.924146149999999,48.589879519999997,50.317303250000002,55.371462129999998,55.371462129999998,55.657967050000003,55.657967050000003,55.657967050000003,55.657967050000003,55.657967050000003,55.657967050000003,55.657967050000003,55.657967050000003,55.657967050000003,55.657967050000003,55.657967050000003,55.657967050000003,55.657967050000003,55.657967050000003,55.371462129999998,null,55.657967050000003,55.657967050000003,55.657967050000003,55.657967050000003,55.657967050000003,55.657967050000003,55.657967050000003,55.657967050000003,55.657967050000003,55.657967050000003,55.657967050000003,55.657967050000003,55.657967050000003,55.657967050000003,55.371462129999998,55.371462129999998,55.371462129999998,55.371462129999998,55.371462129999998,55.371462129999998,55.371462129999998,55.371462129999998,55.371462129999998,55.371462129999998,55.371462129999998,55.371462129999998,55.371462129999998,55.371462129999998,55.371462129999998,55.371462129999998,55.371462129999998,55.371462129999998,54.547143439999999,50.317303250000002,48.589879519999997,46.924146149999999,44.79875741,38.696095399999997,38.696095399999997,38.696095399999997,38.696095399999997,34.292041449999999,34.292041449999999,33.898251999999999,33.768183360000002,33.768183360000002,32.06310405,32.062271629999998,null,111.31593410000001,65.830871200000004,45.485062900000003,2025]
[2024,7,17,"Wednesday",41.827043029999999,41.827043029999999,41.827043029999999,41.827043029999999,41.827043029999999,41.640888820000001,41.640888820000001,41.640888820000001,41.827043029999999,41.827043029999999,41.827043029999999,41.827043029999999,43.564512370000003,44.142816420000003,44.142816420000003,41.827043029999999,37.270360320000002,32.94777749,31.751701409999999,28.584206429999998,27.90510445,24.668575650000001,23.776032270000002,23.347352619999999,23.347352619999999,23.347352619999999,23.776032270000002,24.655719059999999,26.044168580000001,27.463317880000002,29.288227410000001,34.38680986,38.942425780000001,41.827043029999999,44.142816420000003,44.142816420000003,44.142816420000003,44.142816420000003,44.142816420000003,44.142816420000003,44.142816420000003,44.142816420000003,44.142816420000003,44.142816420000003,42.562266579999999,41.827043029999999,41.827043029999999,41.827043029999999,null,44.142816420000003,44.142816420000003,44.142816420000003,44.142816420000003,44.142816420000003,44.142816420000003,44.142816420000003,44.142816420000003,44.142816420000003,44.142816420000003,44.142816420000003,44.142816420000003,43.564512370000003,42.562266579999999,41.827043029999999,41.827043029999999,41.827043029999999,41.827043029999999,41.827043029999999,41.827043029999999,41.827043029999999,41.827043029999999,41.827043029999999,41.827043029999999,41.827043029999999,41.827043029999999,41.827043029999999,41.827043029999999,41.640888820000001,41.640888820000001,41.640888820000001,38.942425780000001,37.270360320000002,34.38680986,32.94777749,31.751701409999999,29.288227410000001,28.584206429999998,27.90510445,27.463317880000002,26.044168580000001,24.668575650000001,24.655719059999999,23.776032270000002,23.776032270000002,23.347352619999999,23.347352619999999,23.347352619999999,null,88.285632840000005,46.909045064999994,41.376587775000012,2025]
[2024,8,3,"Saturday",40.871146680000003,39.026501369999998,38.965994870000003,39.026501369999998,39.026501369999998,38.315689290000002,39.026501369999998,39.026501369999998,39.748947250000001,39.748947250000001,39.748947250000001,40.483314900000003,41.827043029999999,41.827043029999999,41.04213927,38.666907989999999,29.464049209999999,28.257188320000001,23.229174390000001,21.98178403,19.553266090000001,18.950829939999998,18.72699574,17.521787339999999,17.854084140000001,18.227886160000001,18.72699574,18.671845690000001,20.086040820000001,24.03286378,26.38597313,27.255898909999999,36.18021486,41.67900641,41.827043029999999,41.827043029999999,41.827043029999999,41.827043029999999,41.827043029999999,41.827043029999999,41.827043029999999,41.827043029999999,41.827043029999999,41.827043029999999,41.827043029999999,41.827043029999999,41.827043029999999,41.827043029999999,null,41.827043029999999,41.827043029999999,41.827043029999999,41.827043029999999,41.827043029999999,41.827043029999999,41.827043029999999,41.827043029999999,41.827043029999999,41.827043029999999,41.827043029999999,41.827043029999999,41.827043029999999,41.827043029999999,41.827043029999999,41.827043029999999,41.67900641,41.04213927,40.871146680000003,40.483314900000003,39.748947250000001,39.748947250000001,39.748947250000001,39.026501369999998,39.026501369999998,39.026501369999998,39.026501369999998,39.026501369999998,38.965994870000003,38.666907989999999,38.315689290000002,36.18021486,29.464049209999999,28.257188320000001,27.255898909999999,26.38597313,24.03286378,23.229174390000001,21.98178403,20.086040820000001,19.553266090000001,18.950829939999998,18.72699574,18.72699574,18.671845690000001,18.227886160000001,17.854084140000001,17.521787339999999,null,83.654086059999997,36.137801665000005,47.516284394999992,2025]
[2024,8,31,"Saturday",41.827043029999999,41.827043029999999,41.827043029999999,41.229901869999999,41.229901869999999,40.483314900000003,40.483314900000003,40.483314900000003,40.483314900000003,40.483314900000003,40.483314900000003,41.229901869999999,41.827043029999999,41.827043029999999,36.111890260000003,32.351568839999999,29.08017186,28.202683709999999,23.42642451,19.313021760000002,19.553266090000001,18.603087949999999,19.553266090000001,18.604169500000001,18.599891899999999,19.553266090000001,18.599891899999999,18.844413840000001,19.553266090000001,24.444150650000001,28.202683709999999,29.08017186,37.329579019999997,39.188717400000002,41.827043029999999,41.827043029999999,41.827043029999999,41.827043029999999,41.827043029999999,41.827043029999999,41.827043029999999,41.827043029999999,41.827043029999999,41.827043029999999,41.827043029999999,41.827043029999999,41.827043029999999,41.827043029999999,null,41.827043029999999,41.827043029999999,41.827043029999999,41.827043029999999,41.827043029999999,41.827043029999999,41.827043029999999,41.827043029999999,41.827043029999999,41.827043029999999,41.827043029999999,41.827043029999999,41.827043029999999,41.827043029999999,41.827043029999999,41.827043029999999,41.827043029999999,41.827043029999999,41.827043029999999,41.229901869999999,41.229901869999999,41.229901869999999,40.483314900000003,40.483314900000003,40.483314900000003,40.483314900000003,40.483314900000003,40.483314900000003,39.188717400000002,37.329579019999997,36.111890260000003,32.351568839999999,29.08017186,29.08017186,28.202683709999999,28.202683709999999,24.444150650000001,23.42642451,19.553266090000001,19.553266090000001,19.553266090000001,19.553266090000001,19.313021760000002,18.844413840000001,18.604169500000001,18.603087949999999,18.599891899999999,18.599891899999999,null,83.654086059999997,37.203520625000003,46.450565434999994,2025]
[2024,10,21,"Monday",41.827043029999999,41.827043029999999,41.827043029999999,41.827043029999999,40.886859739999998,40.886859739999998,40.886859739999998,41.069882470000003,41.827043029999999,41.827043029999999,41.827043029999999,41.827043029999999,38.952925989999997,38.26119465,31.359582199999998,29.08017186,28.602151070000001,24.99742079,22.952501479999999,20.455859589999999,19.313021760000002,19.553266090000001,18.844413840000001,18.599891899999999,18.599891899999999,18.599891899999999,18.599891899999999,21.603507889999999,24.791137559999999,27.136736249999998,27.90510445,28.584206429999998,29.92365874,41.372362160000002,41.827043029999999,42.043465959999999,42.043465959999999,42.043465959999999,42.043465959999999,42.043465959999999,42.043465959999999,41.921890509999997,41.827043029999999,41.827043029999999,41.827043029999999,41.827043029999999,41.827043029999999,41.827043029999999,null,42.043465959999999,42.043465959999999,42.043465959999999,42.043465959999999,42.043465959999999,42.043465959999999,41.921890509999997,41.827043029999999,41.827043029999999,41.827043029999999,41.827043029999999,41.827043029999999,41.827043029999999,41.827043029999999,41.827043029999999,41.827043029999999,41.827043029999999,41.827043029999999,41.827043029999999,41.827043029999999,41.827043029999999,41.827043029999999,41.372362160000002,41.069882470000003,40.886859739999998,40.886859739999998,40.886859739999998,38.952925989999997,38.26119465,31.359582199999998,29.92365874,29.08017186,28.602151070000001,28.584206429999998,27.90510445,27.136736249999998,24.99742079,24.791137559999999,22.952501479999999,21.603507889999999,20.455859589999999,19.553266090000001,19.313021760000002,18.844413840000001,18.599891899999999,18.599891899999999,18.599891899999999,18.599891899999999,null,84.086931919999998,37.199783799999999,46.887148119999999,2025]
[2024,11,8,"Friday",38.313742759999997,38.199192189999998,38.199192189999998,38.199192189999998,38.199192189999998,38.199192189999998,38.199192189999998,38.199192189999998,38.199192189999998,38.199192189999998,38.942425780000001,37.44325207,34.38680986,29.046789109999999,28.333218380000002,21.543981760000001,19.34358374,19.34358374,19.34358374,19.34358374,19.34358374,19.347859809999999,18.637226819999999,19.553266090000001,19.34358374,18.65134372,19.553266090000001,21.682954250000002,24.373252170000001,25.27961032,27.75451163,28.333218380000002,30.043299180000002,37.21878306,39.428775299999998,41.827043029999999,41.827043029999999,41.827043029999999,41.827043029999999,41.827043029999999,41.827043029999999,41.27107384,40.752673340000001,40.752673340000001,40.752673340000001,40.752673340000001,40.752673340000001,39.786863599999997,null,41.827043029999999,41.827043029999999,41.827043029999999,41.827043029999999,41.827043029999999,41.827043029999999,41.27107384,40.752673340000001,40.752673340000001,40.752673340000001,40.752673340000001,40.752673340000001,39.786863599999997,39.428775299999998,38.942425780000001,38.313742759999997,38.199192189999998,38.199192189999998,38.199192189999998,38.199192189999998,38.199192189999998,38.199192189999998,38.199192189999998,38.199192189999998,38.199192189999998,37.44325207,37.21878306,34.38680986,30.043299180000002,29.046789109999999,28.333218380000002,28.333218380000002,27.75451163,25.27961032,24.373252170000001,21.682954250000002,21.543981760000001,19.553266090000001,19.553266090000001,19.347859809999999,19.34358374,19.34358374,19.34358374,19.34358374,19.34358374,19.34358374,18.65134372,18.637226819999999,null,83.654086059999997,37.987869009999997,45.66621705,2025]
[2024,11,28,"Thursday",41.827043029999999,41.827043029999999,39.821585679999998,39.879313439999997,38.344233520000003,38.344233520000003,38.344233520000003,39.05363878,40.730578719999997,41.827043029999999,41.827043029999999,40.590186969999998,38.942425780000001,34.38680986,30.32957949,27.197335710000001,26.513159770000001,25.11365704,24.66331448,23.78562904,19.34358374,19.34358374,19.34358374,19.34358374,24.220704300000001,25.11365704,26.996550289999998,28.63835989,28.943723739999999,28.81495176,31.176088459999999,34.38680986,36.111890260000003,41.827043029999999,42.043465959999999,43.624110350000002,47.805675110000003,49.031684120000001,49.565922530000002,49.565922530000002,47.805675110000003,46.063815169999998,44.379157259999999,43.624110350000002,43.624110350000002,43.624110350000002,42.043465959999999,42.043465959999999,null,49.565922530000002,49.565922530000002,49.031684120000001,47.805675110000003,47.805675110000003,46.063815169999998,44.379157259999999,43.624110350000002,43.624110350000002,43.624110350000002,43.624110350000002,42.043465959999999,42.043465959999999,42.043465959999999,41.827043029999999,41.827043029999999,41.827043029999999,41.827043029999999,41.827043029999999,40.730578719999997,40.590186969999998,39.879313439999997,39.821585679999998,39.05363878,38.942425780000001,38.344233520000003,38.344233520000003,38.344233520000003,36.111890260000003,34.38680986,34.38680986,31.176088459999999,30.32957949,28.943723739999999,28.81495176,28.63835989,27.197335710000001,26.996550289999998,26.513159770000001,25.11365704,25.11365704,24.66331448,24.220704300000001,23.78562904,19.34358374,19.34358374,19.34358374,19.34358374,null,97.984602145000011,38.687167479999999,59.297434665000011,2025]
[2025,1,10,"Friday",41.827043029999999,41.827043029999999,41.827043029999999,41.827043029999999,41.827043029999999,41.827043029999999,41.827043029999999,41.827043029999999,41.827043029999999,41.827043029999999,41.827043029999999,41.827043029999999,40.152570019999999,38.942425780000001,32.94777749,31.751701409999999,29.08017186,28.56041841,28.77248307,28.333218380000002,27.488771289999999,27.00216288,27.00216288,26.518671860000001,26.518671860000001,28.63835989,29.08017186,29.08017186,29.08017186,31.671708479999999,33.147759800000003,34.38680986,37.44325207,38.942425780000001,41.278315810000002,41.827043029999999,41.827043029999999,42.03888062,42.043465959999999,42.03888062,41.827043029999999,41.827043029999999,41.827043029999999,41.827043029999999,41.827043029999999,41.827043029999999,41.827043029999999,41.827043029999999,null,42.043465959999999,42.03888062,42.03888062,41.827043029999999,41.827043029999999,41.827043029999999,41.827043029999999,41.827043029999999,41.827043029999999,41.827043029999999,41.827043029999999,41.827043029999999,41.827043029999999,41.827043029999999,41.827043029999999,41.827043029999999,41.827043029999999,41.827043029999999,41.827043029999999,41.827043029999999,41.827043029999999,41.827043029999999,41.827043029999999,41.827043029999999,41.827043029999999,41.278315810000002,40.152570019999999,38.942425780000001,38.942425780000001,37.44325207,34.38680986,33.147759800000003,32.94777749,31.751701409999999,31.671708479999999,29.08017186,29.08017186,29.08017186,29.08017186,28.77248307,28.63835989,28.56041841,28.333218380000002,27.488771289999999,27.00216288,27.00216288,26.518671860000001,26.518671860000001,null,83.974135114999996,53.520834739999998,30.453300374999998,2026]
[2025,2,11,"Tuesday",41.827043029999999,41.827043029999999,41.827043029999999,41.827043029999999,41.827043029999999,41.827043029999999,41.827043029999999,41.827043029999999,41.827043029999999,41.827043029999999,41.827043029999999,41.827043029999999,41.827043029999999,41.827043029999999,35.06079261,31.736122869999999,31.736122869999999,28.849230250000002,28.77248307,28.333218380000002,28.333218380000002,28.333218380000002,28.333218380000002,28.333218380000002,28.740383269999999,28.56041841,28.866089980000002,31.736122869999999,31.736122869999999,34.38680986,37.44325207,38.942425780000001,41.827043029999999,41.827043029999999,45.64719161,46.924512710000002,89.156420249999996,89.156420249999996,89.156420249999996,89.156420249999996,70.03722535,49.54068736,47.011315250000003,45.64719161,45.166487490000002,42.757456159999997,42.043465959999999,42.043465959999999,null,89.156420249999996,89.156420249999996,89.156420249999996,89.156420249999996,70.03722535,49.54068736,47.011315250000003,46.924512710000002,45.64719161,45.64719161,45.166487490000002,42.757456159999997,42.043465959999999,42.043465959999999,41.827043029999999,41.827043029999999,41.827043029999999,41.827043029999999,41.827043029999999,41.827043029999999,41.827043029999999,41.827043029999999,41.827043029999999,41.827043029999999,41.827043029999999,41.827043029999999,41.827043029999999,41.827043029999999,41.827043029999999,41.827043029999999,38.942425780000001,37.44325207,35.06079261,34.38680986,31.736122869999999,31.736122869999999,31.736122869999999,31.736122869999999,28.866089980000002,28.849230250000002,28.77248307,28.740383269999999,28.56041841,28.333218380000002,28.333218380000002,28.333218380000002,28.333218380000002,28.333218380000002,null,178.31284049999999,56.666436760000003,121.64640373999998,2026]
[2025,3,1,"Saturday",40.262482830000003,39.05363878,38.199192189999998,38.199192189999998,38.199192189999998,38.199192189999998,38.199192189999998,38.199192189999998,38.199192189999998,38.199192189999998,38.199192189999998,38.199192189999998,38.199192189999998,38.942425780000001,37.44325207,31.572758019999998,29.08017186,28.802444489999999,28.333218380000002,28.333218380000002,27.570919889999999,28.333218380000002,27.494486210000002,27.494486210000002,26.038364210000001,26.513159770000001,28.333218380000002,28.333218380000002,28.333218380000002,28.79790929,29.08017186,34.38680986,32.339228239999997,34.38680986,40.555990049999998,41.827043029999999,41.827043029999999,41.827043029999999,41.827043029999999,41.827043029999999,41.827043029999999,41.827043029999999,41.827043029999999,41.827043029999999,41.827043029999999,41.827043029999999,40.325835050000002,38.199192189999998,null,41.827043029999999,41.827043029999999,41.827043029999999,41.827043029999999,41.827043029999999,41.827043029999999,41.827043029999999,41.827043029999999,41.827043029999999,41.827043029999999,41.827043029999999,40.555990049999998,40.325835050000002,40.262482830000003,39.05363878,38.942425780000001,38.199192189999998,38.199192189999998,38.199192189999998,38.199192189999998,38.199192189999998,38.199192189999998,38.199192189999998,38.199192189999998,38.199192189999998,38.199192189999998,38.199192189999998,38.199192189999998,37.44325207,34.38680986,34.38680986,32.339228239999997,31.572758019999998,29.08017186,29.08017186,28.802444489999999,28.79790929,28.333218380000002,28.333218380000002,28.333218380000002,28.333218380000002,28.333218380000002,28.333218380000002,27.570919889999999,27.494486210000002,27.494486210000002,26.513159770000001,26.038364210000001,null,83.654086059999997,53.770248199999997,29.88383786,2026]
[2025,4,11,"Friday",38.199192189999998,38.199192189999998,38.199192189999998,38.199192189999998,38.199192189999998,38.199192189999998,38.199192189999998,38.199192189999998,38.199192189999998,38.199192189999998,38.199192189999998,38.199192189999998,39.103323099999997,39.53529056,37.169622169999997,31.863384880000002,28.63835989,27.74689644,24.21712406,23.780975309999999,24.21712406,25.571806080000002,26.515536220000001,26.515536220000001,27.74689644,28.63835989,28.61576861,28.63835989,28.63835989,28.63835989,31.176088459999999,34.38680986,37.230276949999997,40.37093651,41.827043029999999,41.827043029999999,41.827043029999999,41.827043029999999,41.827043029999999,41.191569190000003,41.191569190000003,41.191569190000003,41.191569190000003,41.119292479999999,41.11827014,41.11827014,40.371940270000003,38.912084610000001,null,41.827043029999999,41.827043029999999,41.827043029999999,41.827043029999999,41.827043029999999,41.191569190000003,41.191569190000003,41.191569190000003,41.191569190000003,41.119292479999999,41.11827014,41.11827014,40.371940270000003,40.37093651,39.53529056,39.103323099999997,38.912084610000001,38.199192189999998,38.199192189999998,38.199192189999998,38.199192189999998,38.199192189999998,38.199192189999998,38.199192189999998,38.199192189999998,38.199192189999998,38.199192189999998,38.199192189999998,38.199192189999998,37.230276949999997,37.169622169999997,{"$f":"LARGE($E653:$AZ653,CG$2)","v":34.38680986},31.863384880000002,31.176088459999999,28.63835989,28.63835989,28.63835989,28.63835989,28.63835989,28.61576861,27.74689644,27.74689644,26.515536220000001,26.515536220000001,25.571806080000002,24.21712406,24.21712406,23.780975309999999,null,83.654086059999997,48.893514755000005,34.760571304999992,2026]
[2025,5,19,"Monday",38.199192189999998,38.199192189999998,38.199192189999998,38.199192189999998,38.199192189999998,38.199192189999998,38.199192189999998,38.199192189999998,38.199192189999998,38.199192189999998,38.199192189999998,38.3397018,41.11827014,41.827043029999999,41.827043029999999,39.312371749999997,34.38680986,33.147759800000003,32.480578989999998,31.572758019999998,32.94777749,31.572758019999998,29.70076864,30.24761118,31.572758019999998,31.572758019999998,32.768959789999997,34.38680986,37.656962900000003,38.414919300000001,38.36414903,38.199192189999998,41.756318630000003,41.827043029999999,41.827043029999999,41.827043029999999,41.827043029999999,41.827043029999999,41.827043029999999,41.827043029999999,41.827043029999999,41.827043029999999,41.827043029999999,41.827043029999999,41.827043029999999,41.827043029999999,41.11827014,39.635637459999998,null,41.827043029999999,41.827043029999999,41.827043029999999,41.827043029999999,41.827043029999999,41.827043029999999,41.827043029999999,41.827043029999999,41.827043029999999,41.827043029999999,41.827043029999999,41.827043029999999,41.827043029999999,41.827043029999999,41.827043029999999,41.756318630000003,41.11827014,41.11827014,39.635637459999998,39.312371749999997,38.414919300000001,38.36414903,38.3397018,38.199192189999998,38.199192189999998,38.199192189999998,38.199192189999998,38.199192189999998,38.199192189999998,38.199192189999998,38.199192189999998,38.199192189999998,38.199192189999998,38.199192189999998,38.199192189999998,37.656962900000003,34.38680986,34.38680986,33.147759800000003,32.94777749,32.768959789999997,32.480578989999998,31.572758019999998,31.572758019999998,31.572758019999998,31.572758019999998,30.24761118,29.70076864,null,83.654086059999997,61.546947930000002,22.107138129999996,2026]
[2025,5,26,"Monday",41.827043029999999,41.827043029999999,41.827043029999999,41.804599500000002,41.827043029999999,41.827043029999999,41.827043029999999,41.827043029999999,41.827043029999999,41.827043029999999,41.827043029999999,41.827043029999999,41.827043029999999,41.827043029999999,41.827043029999999,40.99935275,36.49390116,30.33325194,29.035006060000001,28.333218380000002,28.333218380000002,28.041811760000002,26.994635049999999,26.994635049999999,27.117631029999998,28.04764166,28.77248307,28.56041841,29.08017186,29.08017186,31.572758019999998,36.111890260000003,41.827043029999999,41.827043029999999,41.827043029999999,41.827043029999999,41.827043029999999,41.827043029999999,41.827043029999999,41.827043029999999,41.827043029999999,41.827043029999999,41.827043029999999,41.827043029999999,41.827043029999999,41.755456410000001,40.255624169999997,39.676201679999998,null,41.827043029999999,41.827043029999999,41.827043029999999,41.827043029999999,41.827043029999999,41.827043029999999,41.827043029999999,41.827043029999999,41.827043029999999,41.827043029999999,41.827043029999999,41.827043029999999,41.827043029999999,41.827043029999999,41.827043029999999,41.827043029999999,41.827043029999999,41.827043029999999,41.827043029999999,41.827043029999999,41.827043029999999,41.827043029999999,41.827043029999999,41.827043029999999,41.827043029999999,41.827043029999999,41.827043029999999,41.804599500000002,41.755456410000001,40.99935275,40.255624169999997,39.676201679999998,36.49390116,36.111890260000003,31.572758019999998,30.33325194,29.08017186,29.08017186,29.035006060000001,28.77248307,28.56041841,28.333218380000002,28.333218380000002,28.04764166,28.041811760000002,27.117631029999998,26.994635049999999,26.994635049999999,null,83.654086059999997,54.574356444999999,29.079729614999998,2026]
[2025,7,8,"Tuesday",40.640399379999998,37.703198499999999,37.319032720000003,37.319032720000003,37.319032720000003,37.319032720000003,37.319032720000003,37.319032720000003,37.319032720000003,38.240301019999997,39.850514930000003,40.640399379999998,40.640399379999998,40.850682329999998,40.850682329999998,40.640399379999998,35.384154989999999,34.085010240000003,33.862092709999999,32.865573640000001,31.702665840000002,27.372293769999999,27.180751619999999,23.087527699999999,28.334966210000001,29.295984749999999,28.751340330000001,31.387064380000002,33.862092709999999,33.862092709999999,33.862092709999999,33.888670259999998,38.840775829999998,41.724328159999999,48.705049459999998,81.338874790000006,81.338874790000006,81.338874790000006,48.705049459999998,48.705049459999998,48.705049459999998,40.850682329999998,40.850682329999998,40.640399379999998,40.640399379999998,40.640399379999998,40.640399379999998,37.742265170000003,null,81.338874790000006,81.338874790000006,81.338874790000006,48.705049459999998,48.705049459999998,48.705049459999998,48.705049459999998,41.724328159999999,40.850682329999998,40.850682329999998,40.850682329999998,40.850682329999998,40.640399379999998,40.640399379999998,40.640399379999998,40.640399379999998,40.640399379999998,40.640399379999998,40.640399379999998,40.640399379999998,39.850514930000003,38.840775829999998,38.240301019999997,37.742265170000003,37.703198499999999,37.319032720000003,37.319032720000003,37.319032720000003,37.319032720000003,37.319032720000003,37.319032720000003,37.319032720000003,35.384154989999999,34.085010240000003,33.888670259999998,33.862092709999999,33.862092709999999,33.862092709999999,33.862092709999999,32.865573640000001,31.702665840000002,31.387064380000002,29.295984749999999,28.751340330000001,28.334966210000001,27.372293769999999,27.180751619999999,23.087527699999999,null,146.36083691499999,52.987769649999997,93.373067265000003,2026]
[2025,8,8,"Friday",37.319032720000003,37.319032720000003,37.319032720000003,37.319032720000003,37.319032720000003,37.319032720000003,37.319032720000003,37.319032720000003,37.319032720000003,37.319032720000003,37.319032720000003,37.673048610000002,40.640399379999998,40.640399379999998,40.640399379999998,37.035934760000004,31.926283990000002,26.448989749999999,20.54537199,19.634970729999999,18.837818630000001,18.340986600000001,0,0,0,18.837818630000001,18.70969869,18.70969869,18.70969869,19.193479679999999,23.110747979999999,26.298298819999999,34.387653239999999,38.042520439999997,39.211259269999999,39.937125330000001,38.497082089999999,38.042520439999997,38.042520439999997,38.042520439999997,38.042520439999997,38.042520439999997,38.042520439999997,37.443215389999999,37.319032720000003,37.319032720000003,37.319032720000003,37.319032720000003,null,40.640399379999998,40.640399379999998,40.640399379999998,39.937125330000001,39.211259269999999,38.497082089999999,38.042520439999997,38.042520439999997,38.042520439999997,38.042520439999997,38.042520439999997,38.042520439999997,38.042520439999997,37.673048610000002,37.443215389999999,37.319032720000003,37.319032720000003,37.319032720000003,37.319032720000003,37.319032720000003,37.319032720000003,37.319032720000003,37.319032720000003,37.319032720000003,37.319032720000003,37.319032720000003,37.319032720000003,37.319032720000003,37.319032720000003,37.319032720000003,37.035934760000004,34.387653239999999,31.926283990000002,26.448989749999999,26.298298819999999,23.110747979999999,20.54537199,19.634970729999999,19.193479679999999,18.837818630000001,18.837818630000001,18.70969869,18.70969869,18.70969869,18.340986600000001,0,0,0,null,{"$f":"SUM(OFFSET(BB772,0,0,1,$CY$1))/2","v":80.929161735000008},{"$f":"SUM(OFFSET(CW772,0,0,1,-$CY$1))/2","v":9.1704933000000004},{"$f":"CY772-CZ772","v":71.758668435000004},{"$f":"IF(A772>=7,A772+1,A772)","v":2026}]
[2025,8,23,"Saturday",37.319032720000003,37.319032720000003,37.319032720000003,37.319032720000003,37.319032720000003,37.319032720000003,37.319032720000003,37.319032720000003,37.319032720000003,37.319032720000003,37.319032720000003,40.640399379999998,40.640399379999998,40.640399379999998,37.319032720000003,38.042520439999997,34.387653239999999,32.97598945,32.6446562,32.6446562,32.150643610000003,34.387653239999999,32.150643610000003,32.150643610000003,32.150643610000003,34.387653239999999,33.874714509999997,32.150643610000003,34.156619020000001,33.960086320000002,34.576836999999998,36.380871880000001,38.480846110000002,40.850682329999998,40.850682329999998,40.850682329999998,40.850682329999998,40.850682329999998,40.850682329999998,40.850682329999998,40.850682329999998,40.640399379999998,40.640399379999998,40.640399379999998,40.640399379999998,40.640399379999998,40.640399379999998,37.319032720000003,null,40.850682329999998,40.850682329999998,40.850682329999998,40.850682329999998,40.850682329999998,40.850682329999998,40.850682329999998,40.850682329999998,40.640399379999998,40.640399379999998,40.640399379999998,40.640399379999998,40.640399379999998,40.640399379999998,40.640399379999998,40.640399379999998,40.640399379999998,38.480846110000002,38.042520439999997,37.319032720000003,37.319032720000003,37.319032720000003,37.319032720000003,37.319032720000003,37.319032720000003,37.319032720000003,37.319032720000003,37.319032720000003,37.319032720000003,37.319032720000003,37.319032720000003,37.319032720000003,36.380871880000001,34.576836999999998,34.387653239999999,34.387653239999999,34.387653239999999,34.156619020000001,33.960086320000002,33.874714509999997,32.97598945,32.6446562,32.6446562,32.150643610000003,32.150643610000003,32.150643610000003,32.150643610000003,32.150643610000003,null,81.701364659999996,64.301287220000006,17.40007743999999,2026]
[2025,9,27,"Saturday",37.33984461,37.33984461,36.492401620000003,36.086988169999998,37.33984461,36.48035797,33.862092709999999,33.862092709999999,33.862092709999999,34.826583360000001,37.33984461,37.33984461,37.33984461,33.390170939999997,25.960455719999999,16.397584210000002,14.02193347,0,0,0,0,0,0,0,0,0,0,0,0,19.634970729999999,25.960455719999999,28.334966210000001,29.295984749999999,37.33984461,37.667392800000002,40.850682329999998,40.850682329999998,40.850682329999998,40.850682329999998,40.850682329999998,40.640399379999998,40.640399379999998,40.640399379999998,37.33984461,37.319032720000003,37.319032720000003,37.319032720000003,37.33984461,null,40.850682329999998,40.850682329999998,40.850682329999998,40.850682329999998,40.850682329999998,40.640399379999998,40.640399379999998,40.640399379999998,37.667392800000002,37.33984461,37.33984461,37.33984461,37.33984461,37.33984461,37.33984461,37.33984461,37.33984461,37.33984461,37.319032720000003,37.319032720000003,37.319032720000003,36.492401620000003,36.48035797,36.086988169999998,34.826583360000001,33.862092709999999,33.862092709999999,33.862092709999999,33.390170939999997,29.295984749999999,28.334966210000001,25.960455719999999,25.960455719999999,19.634970729999999,16.397584210000002,14.02193347,0,0,0,0,0,0,0,0,0,0,0,0,null,81.701364659999996,0,81.701364659999996,2026]
[2025,11,6,"Thursday",40.640399379999998,40.640399379999998,40.640399379999998,40.640399379999998,40.640399379999998,40.640399379999998,40.850682329999998,40.850682329999998,40.850682329999998,40.850682329999998,41.378117510000003,41.378117510000003,40.850682329999998,40.850682329999998,40.640399379999998,40.640399379999998,35.384154989999999,33.862092709999999,33.862092709999999,34.387653239999999,28.826722050000001,28.25516013,28.25516013,19.634970729999999,18.837818630000001,0,0,18.837818630000001,18.747332069999999,18.747332069999999,18.747332069999999,19.243758920000001,22.772350169999999,30.823893460000001,39.424447579999999,40.640399379999998,40.640399379999998,40.850682329999998,40.640399379999998,40.640399379999998,40.640399379999998,40.640399379999998,40.640399379999998,40.640399379999998,40.640399379999998,40.640399379999998,40.640399379999998,37.319032720000003,null,41.378117510000003,41.378117510000003,40.850682329999998,40.850682329999998,40.850682329999998,40.850682329999998,40.850682329999998,40.850682329999998,40.850682329999998,40.640399379999998,40.640399379999998,40.640399379999998,40.640399379999998,40.640399379999998,40.640399379999998,40.640399379999998,40.640399379999998,40.640399379999998,40.640399379999998,40.640399379999998,40.640399379999998,40.640399379999998,40.640399379999998,40.640399379999998,40.640399379999998,40.640399379999998,40.640399379999998,40.640399379999998,39.424447579999999,37.319032720000003,35.384154989999999,34.387653239999999,33.862092709999999,33.862092709999999,30.823893460000001,28.826722050000001,28.25516013,28.25516013,22.772350169999999,19.634970729999999,19.243758920000001,18.837818630000001,18.837818630000001,18.747332069999999,18.747332069999999,18.747332069999999,0,0,null,82.228799839999994,18.747332069999999,63.481467769999995,2026]
[2025,11,16,"Sunday",37.319032720000003,37.319032720000003,33.862092709999999,33.862092709999999,33.862092709999999,33.862092709999999,33.862092709999999,33.862092709999999,33.862092709999999,33.862092709999999,33.862092709999999,34.387653239999999,25.94598629,18.747332069999999,18.747332069999999,18.837818630000001,17.650254799999999,18.837818630000001,18.747332069999999,18.747332069999999,18.747332069999999,18.747332069999999,18.747332069999999,19.634970729999999,19.634970729999999,18.747332069999999,18.747332069999999,18.747332069999999,18.989274630000001,19.634970729999999,25.94598629,28.567942290000001,28.885389180000001,33.050724170000002,34.205943699999999,37.634904460000001,37.319032720000003,37.319032720000003,37.319032720000003,37.319032720000003,37.319032720000003,37.319032720000003,37.319032720000003,37.319032720000003,33.862092709999999,33.862092709999999,33.862092709999999,33.862092709999999,null,37.634904460000001,37.319032720000003,37.319032720000003,37.319032720000003,37.319032720000003,37.319032720000003,37.319032720000003,37.319032720000003,37.319032720000003,37.319032720000003,37.319032720000003,34.387653239999999,34.205943699999999,33.862092709999999,33.862092709999999,{"$f":"LARGE($E872:$AZ872,BQ$2)","v":33.862092709999999},33.862092709999999,33.862092709999999,33.862092709999999,33.862092709999999,33.862092709999999,33.862092709999999,33.862092709999999,33.862092709999999,33.862092709999999,33.862092709999999,33.050724170000002,28.885389180000001,28.567942290000001,25.94598629,25.94598629,19.634970729999999,19.634970729999999,19.634970729999999,18.989274630000001,18.837818630000001,18.837818630000001,18.747332069999999,18.747332069999999,18.747332069999999,18.747332069999999,18.747332069999999,18.747332069999999,18.747332069999999,18.747332069999999,18.747332069999999,18.747332069999999,17.650254799999999,null,74.796001309999994,36.946125504999998,37.849875804999996,2026]
[2025,12,21,"Sunday",37.319032720000003,37.319032720000003,37.319032720000003,37.319032720000003,37.319032720000003,33.862092709999999,33.862092709999999,33.862092709999999,33.862092709999999,33.862092709999999,33.862092709999999,34.387653239999999,20.98504535,18.492493830000001,0,0,0,0,0,0,0,0,0,0,0,0,0,0,0,0,0,16.521851160000001,18.806663910000001,20.238891429999999,31.176840169999998,34.387653239999999,38.042520439999997,37.319032720000003,37.319032720000003,37.319032720000003,37.352927180000002,37.352927180000002,37.352927180000002,37.352927180000002,33.913690889999998,33.913690889999998,33.913690889999998,33.862092709999999,null,38.042520439999997,37.352927180000002,37.352927180000002,37.352927180000002,37.352927180000002,37.319032720000003,37.319032720000003,37.319032720000003,37.319032720000003,37.319032720000003,37.319032720000003,37.319032720000003,37.319032720000003,34.387653239999999,34.387653239999999,33.913690889999998,33.913690889999998,33.913690889999998,33.862092709999999,33.862092709999999,33.862092709999999,33.862092709999999,33.862092709999999,33.862092709999999,33.862092709999999,31.176840169999998,20.98504535,20.238891429999999,18.806663910000001,18.492493830000001,16.521851160000001,0,0,0,0,0,0,0,0,0,0,0,0,0,0,0,0,0,null,75.050650989999994,0,75.050650989999994,2026]
[2026,1,18,"Sunday",37.471109640000002,37.471109640000002,39.585104180000002,38.868932940000001,39.585455660000001,40.640399379999998,40.640399379999998,40.640399379999998,40.640399379999998,40.640399379999998,40.640399379999998,40.640399379999998,38.042520439999997,36.583176039999998,32.6436852,32.209508049999997,30.835761139999999,30.671918420000001,30.671918420000001,24.69409362,23.388252430000001,22.96766723,22.147441919999999,21.747456970000002,21.354003339999998,21.143163149999999,21.354003339999998,21.747456970000002,22.147441919999999,27.719055650000001,30.835761139999999,31.079218489999999,34.387653239999999,36.509357889999997,38.042520439999997,40.640399379999998,48.705049459999998,48.705049459999998,48.705049459999998,48.705049459999998,48.705049459999998,48.705049459999998,44.859913970000001,40.850682329999998,40.640399379999998,40.640399379999998,40.640399379999998,40.640399379999998,null,48.705049459999998,48.705049459999998,48.705049459999998,48.705049459999998,48.705049459999998,48.705049459999998,44.859913970000001,40.850682329999998,40.640399379999998,40.640399379999998,40.640399379999998,40.640399379999998,40.640399379999998,40.640399379999998,40.640399379999998,40.640399379999998,40.640399379999998,40.640399379999998,40.640399379999998,40.640399379999998,39.585455660000001,39.585104180000002,38.868932940000001,38.042520439999997,38.042520439999997,37.471109640000002,37.471109640000002,36.583176039999998,36.509357889999997,34.387653239999999,32.6436852,32.209508049999997,31.079218489999999,30.835761139999999,30.835761139999999,30.671918420000001,30.671918420000001,27.719055650000001,24.69409362,23.388252430000001,22.96766723,22.147441919999999,22.147441919999999,21.747456970000002,21.747456970000002,21.354003339999998,21.354003339999998,21.143163149999999,null,97.410098919999996,42.799313400000003,54.610785519999993,2027]
[2026,3,6,"Friday",37.319032720000003,37.319032720000003,37.319032720000003,37.319032720000003,37.319032720000003,37.319032720000003,37.319032720000003,37.319032720000003,37.319032720000003,37.319032720000003,37.319032720000003,37.319032720000003,40.640399379999998,37.319032720000003,38.042520439999997,32.948579799999997,31.22607743,31.22607743,31.22607743,31.22607743,31.22607743,31.22607743,31.22607743,31.22607743,31.22607743,31.22607743,31.22607743,33.14856777,34.387653239999999,36.583176039999998,38.042520439999997,37.319032720000003,37.319032720000003,40.640399379999998,40.850682329999998,44.91357515,44.91357515,44.91357515,44.91357515,44.91357515,41.367766590000002,40.850682329999998,40.850682329999998,40.640399379999998,40.640399379999998,40.640399379999998,40.640399379999998,40.640399379999998,null,44.91357515,44.91357515,44.91357515,44.91357515,44.91357515,41.367766590000002,40.850682329999998,40.850682329999998,40.850682329999998,40.640399379999998,40.640399379999998,40.640399379999998,40.640399379999998,40.640399379999998,40.640399379999998,40.640399379999998,38.042520439999997,38.042520439999997,37.319032720000003,37.319032720000003,37.319032720000003,37.319032720000003,37.319032720000003,37.319032720000003,37.319032720000003,37.319032720000003,37.319032720000003,37.319032720000003,37.319032720000003,37.319032720000003,37.319032720000003,37.319032720000003,37.319032720000003,36.583176039999998,34.387653239999999,33.14856777,32.948579799999997,31.22607743,31.22607743,31.22607743,31.22607743,31.22607743,31.22607743,31.22607743,31.22607743,31.22607743,31.22607743,31.22607743,null,89.8271503,62.45215486,27.374995439999999,2027]
[2026,4,7,"Tuesday",38.843837100000002,38.137841799999997,39.56148271,39.939378210000001,38.63143144,37.319032720000003,39.56148271,40.291069389999997,37.319032720000003,38.755615599999999,40.640399379999998,40.640399379999998,40.640399379999998,40.640399379999998,39.742649579999998,30.677030989999999,27.782547709999999,24.763401089999999,23.2305305,18.70969869,18.70969869,18.70969869,18.70969869,19.634970729999999,23.6887118,25.380191750000002,26.543646899999999,28.25516013,29.162974609999999,30.677030989999999,33.14856777,34.387653239999999,38.042520439999997,40.640399379999998,44.508810410000002,48.767889340000004,49.663314270000001,49.663314270000001,46.170272109999999,43.698145889999999,40.640399379999998,40.640399379999998,40.640399379999998,40.640399379999998,40.640399379999998,40.640399379999998,40.640399379999998,40.640399379999998,null,49.663314270000001,49.663314270000001,48.767889340000004,46.170272109999999,44.508810410000002,43.698145889999999,40.640399379999998,40.640399379999998,40.640399379999998,40.640399379999998,40.640399379999998,40.640399379999998,40.640399379999998,40.640399379999998,40.640399379999998,40.640399379999998,40.640399379999998,40.640399379999998,40.640399379999998,40.291069389999997,39.939378210000001,39.742649579999998,39.56148271,39.56148271,38.843837100000002,38.755615599999999,38.63143144,38.137841799999997,38.042520439999997,37.319032720000003,37.319032720000003,34.387653239999999,33.14856777,30.677030989999999,30.677030989999999,29.162974609999999,28.25516013,27.782547709999999,26.543646899999999,25.380191750000002,24.763401089999999,23.6887118,23.2305305,19.634970729999999,18.70969869,18.70969869,18.70969869,18.70969869,null,97.132394994999999,37.419397379999999,59.712997614999999,2027]
[2026,4,9,"Thursday",37.319032720000003,37.466184640000002,36.942977470000002,37.319032720000003,37.319032720000003,37.319032720000003,37.319032720000003,37.319032720000003,37.319032720000003,37.319032720000003,37.319032720000003,37.319032720000003,37.319032720000003,38.042520439999997,34.387653239999999,31.176840169999998,24.122014790000001,19.624751509999999,18.70969869,19.393388309999999,19.393388309999999,19.624751509999999,18.70969869,18.70969869,19.624751509999999,23.81274784,25.599112909999999,25.599112909999999,26.067132820000001,28.25516013,28.91280326,28.91280326,35.384154989999999,40.640399379999998,40.640399379999998,40.640399379999998,40.640399379999998,40.640399379999998,40.640399379999998,40.640399379999998,40.640399379999998,40.640399379999998,38.303181029999998,37.319032720000003,37.319032720000003,37.319032720000003,37.319032720000003,37.319032720000003,null,40.640399379999998,40.640399379999998,40.640399379999998,40.640399379999998,40.640399379999998,40.640399379999998,40.640399379999998,40.640399379999998,40.640399379999998,38.303181029999998,38.042520439999997,37.466184640000002,37.319032720000003,37.319032720000003,37.319032720000003,{"$f":"LARGE($E1016:$AZ1016,BQ$2)","v":37.319032720000003},37.319032720000003,37.319032720000003,37.319032720000003,37.319032720000003,37.319032720000003,37.319032720000003,37.319032720000003,37.319032720000003,37.319032720000003,37.319032720000003,37.319032720000003,37.319032720000003,36.942977470000002,35.384154989999999,34.387653239999999,31.176840169999998,28.91280326,28.91280326,28.25516013,26.067132820000001,25.599112909999999,25.599112909999999,24.122014790000001,23.81274784,19.624751509999999,19.624751509999999,19.624751509999999,19.393388309999999,19.393388309999999,18.70969869,18.70969869,18.70969869,null,81.280798759999996,37.761242189999997,43.519556569999999,2027]
[2026,6,3,"Wednesday",37.319032720000003,37.319032720000003,37.319032720000003,37.319032720000003,37.319032720000003,37.319032720000003,37.319032720000003,37.319032720000003,37.319032720000003,37.319032720000003,37.319032720000003,38.871009790000002,40.640399379999998,44.35216939,44.35216939,40.640399379999998,34.387653239999999,31.079218489999999,30.835761139999999,29.115153899999999,28.861707389999999,28.567942290000001,28.567942290000001,28.567942290000001,28.567942290000001,28.861707389999999,30.835761139999999,30.835761139999999,33.14856777,34.387653239999999,33.862092709999999,38.042520439999997,40.640399379999998,44.35216939,44.35216939,44.35216939,44.35216939,44.35216939,40.850682329999998,40.850682329999998,40.640399379999998,40.640399379999998,40.640399379999998,40.640399379999998,40.640399379999998,40.640399379999998,37.319032720000003,37.319032720000003,null,44.35216939,44.35216939,44.35216939,44.35216939,44.35216939,44.35216939,44.35216939,40.850682329999998,40.850682329999998,40.640399379999998,40.640399379999998,40.640399379999998,40.640399379999998,40.640399379999998,40.640399379999998,40.640399379999998,40.640399379999998,40.640399379999998,38.871009790000002,38.042520439999997,37.319032720000003,37.319032720000003,37.319032720000003,37.319032720000003,37.319032720000003,37.319032720000003,37.319032720000003,37.319032720000003,37.319032720000003,37.319032720000003,37.319032720000003,37.319032720000003,37.319032720000003,34.387653239999999,34.387653239999999,33.862092709999999,33.14856777,31.079218489999999,30.835761139999999,30.835761139999999,30.835761139999999,29.115153899999999,28.861707389999999,28.861707389999999,28.567942290000001,28.567942290000001,28.567942290000001,28.567942290000001,null,88.70433878,57.135884580000003,31.568454199999998,2027]
[2026,6,27,"Saturday",37.319032720000003,37.435268809999997,37.796445689999999,36.48035797,33.862092709999999,33.862092709999999,33.862092709999999,33.862092709999999,33.862092709999999,33.862092709999999,33.862092709999999,33.862092709999999,36.48035797,38.042520439999997,38.042520439999997,34.387653239999999,31.176840169999998,28.25516013,28.25516013,27.710471439999999,22.135303579999999,23.378815979999999,24.24380622,24.24380622,23.80758904,24.687663069999999,26.067132820000001,27.42690399,27.782547709999999,30.677030989999999,32.850409730000003,35.033662319999998,38.042520439999997,40.640399379999998,40.640399379999998,40.850682329999998,40.850682329999998,40.640399379999998,40.640399379999998,40.640399379999998,40.640399379999998,40.640399379999998,40.640399379999998,38.619274109999999,38.284615459999998,37.446636249999997,37.446636249999997,37.370282060000001,null,40.850682329999998,40.850682329999998,40.640399379999998,40.640399379999998,40.640399379999998,40.640399379999998,40.640399379999998,40.640399379999998,40.640399379999998,40.640399379999998,38.619274109999999,38.284615459999998,38.042520439999997,38.042520439999997,38.042520439999997,37.796445689999999,37.446636249999997,37.446636249999997,37.435268809999997,37.370282060000001,37.319032720000003,36.48035797,36.48035797,35.033662319999998,34.387653239999999,33.862092709999999,33.862092709999999,33.862092709999999,33.862092709999999,33.862092709999999,33.862092709999999,33.862092709999999,33.862092709999999,32.850409730000003,31.176840169999998,30.677030989999999,28.25516013,28.25516013,27.782547709999999,27.710471439999999,27.42690399,26.067132820000001,24.687663069999999,24.24380622,24.24380622,23.80758904,23.378815979999999,22.135303579999999,null,81.491081709999989,46.782757410000002,34.708324299999987,2027]
[2026,7,18,"Saturday",48.658601279999999,41.101106919999999,40.525199989999997,40.525199989999997,40.525199989999997,40.316592489999998,40.316592489999998,40.316592489999998,40.316592489999998,40.316592489999998,40.316592489999998,40.316592489999998,40.316592489999998,40.316592489999998,40.316592489999998,35.185573310000002,25.989682890000001,18.823481650000002,18.823481650000002,18.823481650000002,18.952654500000001,18.248753560000001,18.952654500000001,15.38263729,15.38263729,18.952654500000001,18.823481650000002,18.823481650000002,18.823481650000002,28.342415379999998,29.30374209,35.185573310000002,40.316592489999998,67.05930008,83.104299710000006,105.78012879000001,105.78012879000001,105.78012879000001,105.78012879000001,105.78012879000001,105.78012879000001,97.344418390000001,97.344418390000001,85.194402609999997,78.307565789999998,68.543285040000001,67.150211369999994,67.150211369999994,null,105.78012879000001,105.78012879000001,105.78012879000001,105.78012879000001,105.78012879000001,105.78012879000001,97.344418390000001,97.344418390000001,85.194402609999997,83.104299710000006,78.307565789999998,68.543285040000001,67.150211369999994,67.150211369999994,67.05930008,48.658601279999999,41.101106919999999,40.525199989999997,40.525199989999997,40.525199989999997,40.316592489999998,40.316592489999998,40.316592489999998,40.316592489999998,40.316592489999998,40.316592489999998,40.316592489999998,40.316592489999998,40.316592489999998,40.316592489999998,40.316592489999998,35.185573310000002,35.185573310000002,29.30374209,28.342415379999998,25.989682890000001,18.952654500000001,18.952654500000001,18.952654500000001,18.823481650000002,18.823481650000002,18.823481650000002,18.823481650000002,18.823481650000002,18.823481650000002,18.248753560000001,{"$f":"LARGE($E1116:$AZ1116,CV$2)","v":15.38263729},15.38263729,null,211.56025758000001,33.918754894999999,177.64150268500001,2027]
[2026,8,16,"Sunday",40.525199989999997,40.525199989999997,40.525199989999997,40.525199989999997,40.525199989999997,40.316592489999998,40.316592489999998,40.316592489999998,40.316592489999998,40.316592489999998,40.316592489999998,40.316592489999998,40.316592489999998,40.316592489999998,35.185573310000002,32.780502200000001,19.716756289999999,15.39273111,0,0,0,0,0,0,0,0,0,0,0,0,0,0,25.840099720000001,31.86612113,37.16673231,37.391299949999997,37.16673231,37.16673231,37.16673231,37.16673231,37.16673231,37.078858089999997,37.078858089999997,37.078858089999997,37.078858089999997,37.16673231,37.16673231,37.16673231,null,{"$f":"LARGE($E1145:$AZ1145,BB$2)","v":40.525199989999997},40.525199989999997,40.525199989999997,40.525199989999997,40.525199989999997,40.316592489999998,40.316592489999998,40.316592489999998,40.316592489999998,40.316592489999998,40.316592489999998,40.316592489999998,40.316592489999998,40.316592489999998,37.391299949999997,37.16673231,37.16673231,37.16673231,37.16673231,37.16673231,37.16673231,37.16673231,37.16673231,37.16673231,37.078858089999997,37.078858089999997,37.078858089999997,37.078858089999997,35.185573310000002,32.780502200000001,31.86612113,25.840099720000001,19.716756289999999,15.39273111,0,0,0,0,0,0,0,0,0,0,0,0,0,0,null,81.050399979999995,0,81.050399979999995,2027]
[2026,9,15,"Tuesday",33.862234710000003,33.862234710000003,33.862234710000003,33.970936629999997,33.547422320000003,33.862234710000003,33.862234710000003,33.862234710000003,33.862234710000003,34.794615239999999,36.781639980000001,37.080847779999999,37.765298749999999,36.274042889999997,36.893183010000001,19.716756289999999,18.12426726,0,0,0,0,0,0,0,0,0,0,0,0,0,18.952654500000001,19.393938049999999,25.780388670000001,37.080847779999999,38.293386550000001,40.316592489999998,40.316592489999998,40.316592489999998,37.080847779999999,37.080847779999999,37.080847779999999,37.080847779999999,37.080847779999999,37.080847779999999,37.080847779999999,37.080847779999999,36.774997919999997,37.080847779999999,null,40.316592489999998,40.316592489999998,40.316592489999998,38.293386550000001,37.765298749999999,37.080847779999999,37.080847779999999,37.080847779999999,37.080847779999999,37.080847779999999,37.080847779999999,37.080847779999999,37.080847779999999,37.080847779999999,37.080847779999999,37.080847779999999,36.893183010000001,36.781639980000001,36.774997919999997,36.274042889999997,34.794615239999999,33.970936629999997,33.862234710000003,33.862234710000003,33.862234710000003,33.862234710000003,33.862234710000003,33.862234710000003,33.862234710000003,33.547422320000003,25.780388670000001,19.716756289999999,19.393938049999999,18.952654500000001,18.12426726,0,0,0,0,0,0,0,0,0,0,0,0,0,null,79.621582009999997,0,79.621582009999997,2027]
[2026,10,5,"Monday",40.316592489999998,40.316592489999998,40.316592489999998,40.316592489999998,40.525199989999997,40.525199989999997,40.525199989999997,40.525199989999997,40.765901710000001,40.765901710000001,40.765901710000001,40.834911230000003,40.765901710000001,40.316592489999998,35.185573310000002,32.159507400000003,29.30374209,28.342415379999998,19.966468849999998,19.55761175,18.823481650000002,18.823481650000002,18.823481650000002,18.823481650000002,18.823481650000002,18.823481650000002,20.201324419999999,29.146775949999999,28.694379600000001,28.342415379999998,28.96253046,34.387797820000003,37.796957630000001,40.525199989999997,41.101106919999999,41.101106919999999,42.604205270000001,42.604205270000001,42.604205270000001,42.604205270000001,42.604205270000001,41.101106919999999,41.101106919999999,41.101106919999999,41.101106919999999,41.101106919999999,41.101106919999999,41.101106919999999,null,42.604205270000001,42.604205270000001,42.604205270000001,42.604205270000001,42.604205270000001,41.101106919999999,41.101106919999999,41.101106919999999,41.101106919999999,41.101106919999999,41.101106919999999,41.101106919999999,41.101106919999999,41.101106919999999,40.834911230000003,40.765901710000001,40.765901710000001,40.765901710000001,40.765901710000001,40.525199989999997,40.525199989999997,40.525199989999997,40.525199989999997,40.525199989999997,40.316592489999998,40.316592489999998,40.316592489999998,40.316592489999998,40.316592489999998,37.796957630000001,35.185573310000002,34.387797820000003,32.159507400000003,29.30374209,29.146775949999999,28.96253046,28.694379600000001,28.342415379999998,28.342415379999998,20.201324419999999,19.966468849999998,19.55761175,18.823481650000002,18.823481650000002,18.823481650000002,18.823481650000002,18.823481650000002,18.823481650000002,null,85.208410540000003,37.646963300000003,47.56144724,2027]
[2026,11,29,"Sunday",37.078858089999997,37.078858089999997,37.078858089999997,37.077116879999998,36.186835530000003,32.150777239999996,32.429555700000002,31.721868199999999,31.92864071,31.92864071,32.948717340000002,28.175067970000001,21.933584069999998,18.86142431,18.952654500000001,0,0,0,0,0,0,0,0,0,0,18.67376385,18.912217850000001,28.175067970000001,28.175067970000001,30.590073799999999,34.387797820000003,36.348481710000001,37.796957630000001,40.316592489999998,41.287458469999997,43.173775079999999,47.724000490000002,67.150211369999994,71.853489690000004,83.104299710000006,67.150211369999994,47.724000490000002,41.287458469999997,40.525199989999997,40.316592489999998,40.316592489999998,40.316592489999998,40.316592489999998,null,83.104299710000006,71.853489690000004,67.150211369999994,67.150211369999994,47.724000490000002,47.724000490000002,43.173775079999999,41.287458469999997,41.287458469999997,40.525199989999997,40.316592489999998,40.316592489999998,40.316592489999998,40.316592489999998,40.316592489999998,37.796957630000001,37.078858089999997,37.078858089999997,37.078858089999997,37.077116879999998,36.348481710000001,36.186835530000003,34.387797820000003,32.948717340000002,32.429555700000002,32.150777239999996,31.92864071,31.92864071,31.721868199999999,30.590073799999999,28.175067970000001,28.175067970000001,28.175067970000001,21.933584069999998,18.952654500000001,18.912217850000001,18.86142431,18.67376385,0,0,0,0,0,0,0,0,0,0,null,144.62910607000001,0,144.62910607000001,2027]
[2026,12,7,"Monday",40.316592489999998,40.316592489999998,40.316592489999998,40.316592489999998,40.316592489999998,40.316592489999998,40.316592489999998,40.316592489999998,40.316592489999998,40.316592489999998,40.316592489999998,40.316592489999998,40.316592489999998,37.078858089999997,37.796957630000001,34.387797820000003,33.148706279999999,31.672605650000001,30.432608349999999,28.030034010000001,28.030034010000001,28.030034010000001,28.030034010000001,28.030034010000001,28.030034010000001,28.030034010000001,28.030034010000001,28.030034010000001,30.432608349999999,30.432608349999999,32.948717340000002,36.818255690000001,37.564061469999999,40.316592489999998,40.525199989999997,46.492753149999999,49.610671889999999,49.610671889999999,49.610671889999999,48.705253710000001,48.705253710000001,46.492753149999999,46.243603700000001,45.644238450000003,40.525199989999997,40.316592489999998,40.316592489999998,40.316592489999998,null,49.610671889999999,49.610671889999999,49.610671889999999,48.705253710000001,48.705253710000001,46.492753149999999,46.492753149999999,46.243603700000001,45.644238450000003,40.525199989999997,40.525199989999997,40.316592489999998,40.316592489999998,40.316592489999998,40.316592489999998,40.316592489999998,40.316592489999998,40.316592489999998,40.316592489999998,40.316592489999998,40.316592489999998,40.316592489999998,40.316592489999998,40.316592489999998,40.316592489999998,40.316592489999998,40.316592489999998,40.316592489999998,37.796957630000001,37.564061469999999,37.078858089999997,36.818255690000001,34.387797820000003,33.148706279999999,32.948717340000002,31.672605650000001,30.432608349999999,30.432608349999999,30.432608349999999,28.030034010000001,28.030034010000001,28.030034010000001,28.030034010000001,28.030034010000001,28.030034010000001,28.030034010000001,28.030034010000001,28.030034010000001,null,98.768634689999999,56.060068020000003,42.708566669999996,2027]
[2027,1,23,"Saturday",44.882211310000002,40.525199989999997,40.525199989999997,40.525199989999997,40.525199989999997,40.525199989999997,40.525199989999997,40.525199989999997,40.525199989999997,40.525199989999997,44.882211310000002,44.882211310000002,40.316592489999998,40.316592489999998,35.153485789999998,33.878923649999997,33.878923649999997,33.878923649999997,33.878923649999997,32.948717340000002,31.75260123,30.176406759999999,29.100180380000001,28.836511430000002,28.575466169999999,28.758923020000001,28.758923020000001,28.575466169999999,31.3805187,33.878923649999997,35.568533129999999,36.348481710000001,37.796957630000001,40.316592489999998,48.729258000000002,67.150211369999994,97.344418390000001,67.150211369999994,67.150211369999994,48.729258000000002,48.729258000000002,44.882211310000002,44.882211310000002,40.525199989999997,40.525199989999997,40.316592489999998,40.316592489999998,40.316592489999998,null,{"$f":"LARGE($E1305:$AZ1305,BB$2)","v":97.344418390000001},67.150211369999994,67.150211369999994,67.150211369999994,48.729258000000002,48.729258000000002,48.729258000000002,44.882211310000002,44.882211310000002,44.882211310000002,44.882211310000002,44.882211310000002,40.525199989999997,40.525199989999997,40.525199989999997,40.525199989999997,40.525199989999997,40.525199989999997,40.525199989999997,40.525199989999997,40.525199989999997,40.525199989999997,40.525199989999997,40.316592489999998,40.316592489999998,40.316592489999998,40.316592489999998,40.316592489999998,40.316592489999998,37.796957630000001,36.348481710000001,35.568533129999999,35.153485789999998,33.878923649999997,33.878923649999997,33.878923649999997,33.878923649999997,33.878923649999997,32.948717340000002,31.75260123,31.3805187,30.176406759999999,29.100180380000001,28.836511430000002,28.758923020000001,28.758923020000001,28.575466169999999,28.575466169999999,null,149.39752625,57.334389189999996,92.063137060000003,2028]
[2027,2,26,"Friday",37.078858089999997,37.078858089999997,37.078858089999997,37.078858089999997,37.078858089999997,37.078858089999997,37.078858089999997,37.078858089999997,37.078858089999997,35.24371318,37.796957630000001,37.078858089999997,37.078858089999997,37.078858089999997,37.796957630000001,29.813305110000002,28.030034010000001,19.504737049999999,28.342415379999998,29.30374209,28.924328819999999,28.676088050000001,28.030034010000001,28.030034010000001,28.030034010000001,28.030034010000001,28.030034010000001,28.575466169999999,30.408767780000002,30.408767780000002,31.176969039999999,34.387797820000003,32.150777239999996,36.348481710000001,37.796957630000001,40.316592489999998,40.316592489999998,40.316592489999998,40.316592489999998,40.316592489999998,40.316592489999998,40.316592489999998,40.316592489999998,40.316592489999998,40.316592489999998,40.285008920000003,40.285008920000003,39.259529989999997,null,40.316592489999998,40.316592489999998,40.316592489999998,40.316592489999998,40.316592489999998,40.316592489999998,40.316592489999998,40.316592489999998,40.316592489999998,40.316592489999998,40.285008920000003,40.285008920000003,39.259529989999997,37.796957630000001,37.796957630000001,37.796957630000001,37.078858089999997,37.078858089999997,37.078858089999997,37.078858089999997,37.078858089999997,37.078858089999997,37.078858089999997,37.078858089999997,37.078858089999997,37.078858089999997,37.078858089999997,37.078858089999997,36.348481710000001,35.24371318,34.387797820000003,32.150777239999996,31.176969039999999,30.408767780000002,30.408767780000002,29.813305110000002,29.30374209,28.924328819999999,28.676088050000001,28.575466169999999,28.342415379999998,28.030034010000001,28.030034010000001,28.030034010000001,28.030034010000001,28.030034010000001,28.030034010000001,19.504737049999999,null,80.633184979999996,51.79741954,28.835765439999996,2028]
[2027,3,14,"Sunday",37.078858089999997,37.078858089999997,37.078858089999997,37.476784790000004,37.078858089999997,37.476784790000004,37.078858089999997,37.078858089999997,38.015355479999997,40.316592489999998,40.316592489999998,40.316592489999998,40.525199989999997,40.316592489999998,40.316592489999998,37.078858089999997,37.078858089999997,37.078858089999997,37.078858089999997,37.078858089999997,37.460771389999998,37.026601730000003,33.862234710000003,33.862234710000003,34.103448960000001,37.026601730000003,37.460771389999998,37.078858089999997,37.078858089999997,37.475170460000001,40.316592489999998,40.525199989999997,40.525199989999997,47.706696170000001,67.150211369999994,73.376282059999994,83.104299710000006,81.722135190000003,67.150211369999994,49.052200720000002,49.052200720000002,47.706696170000001,40.525199989999997,40.525199989999997,40.316592489999998,40.316592489999998,40.316592489999998,37.078858089999997,null,83.104299710000006,81.722135190000003,73.376282059999994,67.150211369999994,67.150211369999994,49.052200720000002,49.052200720000002,47.706696170000001,47.706696170000001,40.525199989999997,40.525199989999997,40.525199989999997,40.525199989999997,40.525199989999997,40.316592489999998,40.316592489999998,40.316592489999998,40.316592489999998,40.316592489999998,40.316592489999998,40.316592489999998,40.316592489999998,40.316592489999998,38.015355479999997,37.476784790000004,37.476784790000004,37.475170460000001,37.460771389999998,37.460771389999998,37.078858089999997,37.078858089999997,37.078858089999997,37.078858089999997,37.078858089999997,37.078858089999997,37.078858089999997,37.078858089999997,37.078858089999997,37.078858089999997,37.078858089999997,37.078858089999997,37.078858089999997,37.078858089999997,37.026601730000003,37.026601730000003,34.103448960000001,33.862234710000003,33.862234710000003,null,152.676464165,69.427260055000005,83.249204109999994,2028]
[2027,4,12,"Monday",37.078858089999997,37.09969538,37.078858089999997,37.078858089999997,37.078858089999997,37.078858089999997,37.078858089999997,37.078858089999997,37.078858089999997,37.078858089999997,37.078858089999997,37.078858089999997,40.316592489999998,40.316592489999998,38.517045320000001,37.796957630000001,32.948717340000002,29.30374209,19.716756289999999,19.02770696,18.823481650000002,18.823481650000002,18.823481650000002,19.716756289999999,19.473834449999998,28.030034010000001,28.030034010000001,29.175331010000001,30.432608349999999,33.148706279999999,34.387797820000003,36.348481710000001,37.796957630000001,40.316592489999998,40.525199989999997,48.252288780000001,53.995575700000003,50.118616179999997,40.316592489999998,40.316592489999998,40.316592489999998,38.770115410000002,38.811936889999998,37.078858089999997,37.078858089999997,37.078858089999997,37.078858089999997,37.078858089999997,null,53.995575700000003,50.118616179999997,48.252288780000001,40.525199989999997,40.316592489999998,40.316592489999998,40.316592489999998,40.316592489999998,40.316592489999998,40.316592489999998,38.811936889999998,38.770115410000002,38.517045320000001,37.796957630000001,37.796957630000001,{"$f":"LARGE($E1384:$AZ1384,BQ$2)","v":37.09969538},37.078858089999997,37.078858089999997,37.078858089999997,37.078858089999997,37.078858089999997,37.078858089999997,37.078858089999997,37.078858089999997,37.078858089999997,37.078858089999997,37.078858089999997,37.078858089999997,37.078858089999997,37.078858089999997,37.078858089999997,37.078858089999997,36.348481710000001,34.387797820000003,33.148706279999999,32.948717340000002,30.432608349999999,29.30374209,29.175331010000001,28.030034010000001,28.030034010000001,19.716756289999999,19.716756289999999,19.473834449999998,19.02770696,18.823481650000002,18.823481650000002,18.823481650000002,null,96.445840324999992,37.749075955000002,58.69676436999999,2028]
[2027,5,16,"Sunday",37.796957630000001,36.348481710000001,33.862234710000003,33.862234710000003,33.862234710000003,33.862234710000003,33.862234710000003,33.862234710000003,33.862234710000003,33.862234710000003,33.862234710000003,33.862234710000003,33.862234710000003,34.387797820000003,33.148706279999999,30.432608349999999,20.21479944,18.823481650000002,18.823481650000002,18.823481650000002,18.823481650000002,18.823481650000002,18.86685795,18.630487689999999,18.823481650000002,18.823481650000002,18.973005029999999,19.55261402,19.542914939999999,28.342415379999998,29.30374209,34.387797820000003,36.619464710000003,40.316592489999998,40.525199989999997,48.705253710000001,48.705253710000001,40.525199989999997,40.525199989999997,40.525199989999997,40.316592489999998,40.316592489999998,40.316592489999998,40.316592489999998,40.316592489999998,40.316592489999998,40.316592489999998,40.316592489999998,null,48.705253710000001,48.705253710000001,40.525199989999997,40.525199989999997,40.525199989999997,40.525199989999997,40.316592489999998,40.316592489999998,40.316592489999998,40.316592489999998,40.316592489999998,40.316592489999998,40.316592489999998,40.316592489999998,40.316592489999998,37.796957630000001,36.619464710000003,36.348481710000001,34.387797820000003,34.387797820000003,33.862234710000003,33.862234710000003,33.862234710000003,33.862234710000003,33.862234710000003,33.862234710000003,33.862234710000003,33.862234710000003,33.862234710000003,33.862234710000003,33.862234710000003,33.148706279999999,30.432608349999999,29.30374209,28.342415379999998,20.21479944,19.55261402,19.542914939999999,18.973005029999999,18.86685795,18.823481650000002,18.823481650000002,18.823481650000002,18.823481650000002,18.823481650000002,18.823481650000002,18.823481650000002,18.630487689999999,null,89.230453699999998,37.550466319999998,51.67998738,2028]
[2027,5,27,"Thursday",40.316592489999998,40.316592489999998,40.316592489999998,40.316592489999998,40.316592489999998,40.316592489999998,40.316592489999998,40.316592489999998,40.316592489999998,40.316592489999998,40.316592489999998,40.316592489999998,40.525199989999997,42.014872070000003,42.014872070000003,40.316592489999998,34.387797820000003,31.176969039999999,26.236014600000001,19.062029920000001,18.897584869999999,18.665292130000001,17.048926260000002,16.44228266,17.569332559999999,18.451739459999999,18.952654500000001,18.823481650000002,18.976988720000001,19.716756289999999,29.21075965,37.233709990000001,37.358094950000002,43.742236239999997,43.742236239999997,43.742236239999997,43.742236239999997,40.525199989999997,40.525199989999997,40.525199989999997,40.525199989999997,40.525199989999997,40.316592489999998,40.316592489999998,40.316592489999998,37.078858089999997,37.078858089999997,37.078858089999997,null,43.742236239999997,43.742236239999997,43.742236239999997,43.742236239999997,42.014872070000003,42.014872070000003,40.525199989999997,40.525199989999997,40.525199989999997,40.525199989999997,40.525199989999997,40.525199989999997,40.316592489999998,40.316592489999998,40.316592489999998,40.316592489999998,40.316592489999998,40.316592489999998,40.316592489999998,40.316592489999998,40.316592489999998,40.316592489999998,40.316592489999998,40.316592489999998,40.316592489999998,40.316592489999998,40.316592489999998,40.316592489999998,37.358094950000002,37.233709990000001,37.078858089999997,37.078858089999997,37.078858089999997,34.387797820000003,31.176969039999999,29.21075965,26.236014600000001,19.716756289999999,19.062029920000001,18.976988720000001,18.952654500000001,18.897584869999999,18.823481650000002,18.665292130000001,18.451739459999999,17.569332559999999,17.048926260000002,16.44228266,null,87.484472479999994,34.756140469999998,52.728332009999995,2028]
[2027,7,5,"Monday",40.149369630000002,40.149369630000002,40.149369630000002,40.149369630000002,40.149369630000002,40.149369630000002,40.149369630000002,40.149369630000002,40.149369630000002,40.149369630000002,41.16030645,57.748262949999997,60.670489949999997,80.25282593,57.748262949999997,57.748262949999997,55.846248109999998,55.846248109999998,40.149369630000002,38.917140760000002,37.819126109999999,36.954825239999998,36.954825239999998,36.954825239999998,36.954825239999998,39.204344980000002,40.149369630000002,38.917140760000002,38.917140760000002,38.917140760000002,40.149369630000002,40.149369630000002,40.357111879999998,55.846248109999998,55.975904440000001,55.975904440000001,55.975904440000001,55.975904440000001,55.975904440000001,55.975904440000001,55.975904440000001,55.975904440000001,55.846248109999998,40.357111879999998,40.149369630000002,40.149369630000002,40.149369630000002,39.704068730000003,null,80.25282593,60.670489949999997,57.748262949999997,57.748262949999997,57.748262949999997,55.975904440000001,55.975904440000001,55.975904440000001,55.975904440000001,55.975904440000001,55.975904440000001,55.975904440000001,55.975904440000001,55.846248109999998,55.846248109999998,55.846248109999998,55.846248109999998,41.16030645,40.357111879999998,40.357111879999998,40.149369630000002,40.149369630000002,40.149369630000002,40.149369630000002,40.149369630000002,40.149369630000002,40.149369630000002,40.149369630000002,40.149369630000002,40.149369630000002,40.149369630000002,40.149369630000002,40.149369630000002,40.149369630000002,40.149369630000002,40.149369630000002,40.149369630000002,39.704068730000003,39.204344980000002,38.917140760000002,38.917140760000002,38.917140760000002,38.917140760000002,37.819126109999999,36.954825239999998,36.954825239999998,{"$f":"LARGE($E1468:$AZ1468,CV$2)","v":36.954825239999998},36.954825239999998,null,128.20992088999998,73.909650479999996,54.300270409999982,2028]
[2027,8,10,"Tuesday",40.357111879999998,40.149369630000002,40.149369630000002,40.149369630000002,40.149369630000002,40.149369630000002,36.954825239999998,40.149369630000002,40.149369630000002,40.149369630000002,40.149369630000002,40.149369630000002,40.357111879999998,42.69400667,41.686416600000001,40.357111879999998,40.149369630000002,35.083020220000002,30.062834930000001,28.766505710000001,19.602810049999999,19.602810049999999,19.602810049999999,19.602810049999999,19.602810049999999,28.766505710000001,28.766505710000001,28.766505710000001,30.062834930000001,30.062834930000001,30.956556979999998,35.083020220000002,40.149369630000002,40.357111879999998,67.317220879999994,71.445565579999993,82.551905129999994,80.25282593,68.941121240000001,68.124698890000005,68.124698890000005,66.518541029999994,65.728516319999997,64.947006819999999,55.846248109999998,47.531100590000001,40.27505936,40.149369630000002,null,82.551905129999994,80.25282593,71.445565579999993,68.941121240000001,68.124698890000005,68.124698890000005,67.317220879999994,66.518541029999994,65.728516319999997,64.947006819999999,55.846248109999998,47.531100590000001,42.69400667,41.686416600000001,40.357111879999998,40.357111879999998,40.357111879999998,40.357111879999998,40.27505936,40.149369630000002,40.149369630000002,40.149369630000002,40.149369630000002,40.149369630000002,40.149369630000002,40.149369630000002,40.149369630000002,40.149369630000002,40.149369630000002,40.149369630000002,40.149369630000002,40.149369630000002,36.954825239999998,35.083020220000002,35.083020220000002,30.956556979999998,30.062834930000001,30.062834930000001,30.062834930000001,28.766505710000001,28.766505710000001,28.766505710000001,28.766505710000001,19.602810049999999,19.602810049999999,19.602810049999999,19.602810049999999,19.602810049999999,null,151.59570894000001,39.205620099999997,112.39008884,2028]
[2027,8,24,"Tuesday",55.846248109999998,55.846248109999998,55.846248109999998,40.149369630000002,38.82699744,38.82699744,38.82699744,38.82699744,38.82699744,38.82699744,40.149369630000002,55.846248109999998,80.25282593,80.25282593,55.846248109999998,38.82699744,29.311499430000001,15.28088764,12.43149187,8.3957627899999991,0,0,0,0,0,0,0,0,0,0,7.6704271200000003,19.10465855,35.083020220000002,40.149369630000002,88.933264350000002,88.933264350000002,88.933264350000002,88.933264350000002,88.933264350000002,88.933264350000002,88.933264350000002,88.933264350000002,88.933264350000002,88.933264350000002,88.933264350000002,88.933264350000002,88.933264350000002,80.25282593,null,88.933264350000002,88.933264350000002,88.933264350000002,88.933264350000002,88.933264350000002,88.933264350000002,88.933264350000002,88.933264350000002,88.933264350000002,88.933264350000002,88.933264350000002,88.933264350000002,88.933264350000002,80.25282593,80.25282593,80.25282593,55.846248109999998,55.846248109999998,55.846248109999998,55.846248109999998,55.846248109999998,40.149369630000002,40.149369630000002,40.149369630000002,38.82699744,38.82699744,38.82699744,38.82699744,38.82699744,38.82699744,38.82699744,35.083020220000002,29.311499430000001,19.10465855,15.28088764,12.43149187,8.3957627899999991,7.6704271200000003,0,0,0,0,0,0,0,0,0,0,null,177.8665287,0,177.8665287,2028]
[2027,9,24,"Friday",40.149369630000002,40.149369630000002,36.954825239999998,36.954825239999998,36.954825239999998,36.954825239999998,36.954825239999998,36.954825239999998,36.954825239999998,36.954825239999998,36.954825239999998,40.149369630000002,40.149369630000002,28.930017209999999,27.898837539999999,15.87569264,0,0,0,0,0,0,0,0,0,0,0,0,0,0,0,15.87519685,19.847879320000001,36.959896809999996,55.846248109999998,55.846248109999998,40.149369630000002,40.149369630000002,36.959896809999996,36.959896809999996,36.959896809999996,36.959896809999996,36.959896809999996,36.959896809999996,36.954825239999998,36.954825239999998,36.954825239999998,36.954825239999998,null,55.846248109999998,55.846248109999998,40.149369630000002,40.149369630000002,40.149369630000002,40.149369630000002,40.149369630000002,40.149369630000002,36.959896809999996,36.959896809999996,36.959896809999996,36.959896809999996,36.959896809999996,36.959896809999996,36.959896809999996,36.954825239999998,36.954825239999998,36.954825239999998,36.954825239999998,36.954825239999998,36.954825239999998,36.954825239999998,36.954825239999998,36.954825239999998,36.954825239999998,36.954825239999998,36.954825239999998,36.954825239999998,28.930017209999999,27.898837539999999,19.847879320000001,{"$f":"LARGE($E1549:$AZ1549,CG$2)","v":15.87569264},15.87519685,0,0,0,0,0,0,0,0,0,0,0,0,0,0,0,null,95.99561774,0,95.99561774,2028]
[2027,11,7,"Sunday",36.954825239999998,36.954825239999998,36.954825239999998,36.954825239999998,40.149369630000002,40.149369630000002,36.954825239999998,40.149369630000002,40.149369630000002,40.149369630000002,40.149369630000002,40.149369630000002,37.670142179999999,29.92170819,19.10465855,17.000566559999999,14.904515480000001,13.68963342,0,0,0,0,0,0,0,0,0,0,19.10465855,27.91377263,29.108850050000001,37.670142179999999,40.149369630000002,43.590744170000001,100.3766796,102.81489202,102.64912523,89.250228649999997,55.846248109999998,43.590744170000001,40.357111879999998,40.149369630000002,40.149369630000002,40.149369630000002,40.149369630000002,40.149369630000002,40.149369630000002,36.954825239999998,null,{"$f":"LARGE($E1593:$AZ1593,BB$2)","v":102.81489202},102.64912523,100.3766796,89.250228649999997,55.846248109999998,43.590744170000001,43.590744170000001,40.357111879999998,40.149369630000002,40.149369630000002,40.149369630000002,40.149369630000002,40.149369630000002,40.149369630000002,40.149369630000002,40.149369630000002,40.149369630000002,40.149369630000002,40.149369630000002,40.149369630000002,40.149369630000002,40.149369630000002,37.670142179999999,37.670142179999999,36.954825239999998,36.954825239999998,36.954825239999998,36.954825239999998,36.954825239999998,36.954825239999998,29.92170819,29.108850050000001,27.91377263,19.10465855,19.10465855,17.000566559999999,14.904515480000001,13.68963342,0,0,0,0,0,0,0,0,0,0,null,197.54546274999998,0,197.54546274999998,2028]
[2027,12,12,"Sunday",36.956415640000003,36.259460109999999,36.956415640000003,36.956415640000003,36.623825519999997,36.623825519999997,36.623825519999997,36.956415640000003,36.956415640000003,36.956415640000003,36.956415640000003,36.936458260000002,32.991207989999999,27.896209809999998,25.69387746,19.012444049999999,19.012444049999999,19.012444049999999,19.10465855,13.96008224,11.938098950000001,6.8974946299999997,8.5373265899999993,19.10465855,19.012444049999999,19.012444049999999,19.012444049999999,19.012444049999999,19.012444049999999,19.847879320000001,29.106683830000001,30.768010709999999,35.554385879999998,36.42048346,40.149369630000002,40.149369630000002,40.149369630000002,41.11192878,41.11192878,40.149369630000002,40.149369630000002,40.149369630000002,40.149369630000002,40.149369630000002,40.149369630000002,40.149369630000002,40.149369630000002,40.149369630000002,null,41.11192878,41.11192878,40.149369630000002,40.149369630000002,40.149369630000002,40.149369630000002,40.149369630000002,40.149369630000002,40.149369630000002,40.149369630000002,40.149369630000002,40.149369630000002,40.149369630000002,40.149369630000002,36.956415640000003,36.956415640000003,36.956415640000003,36.956415640000003,36.956415640000003,36.956415640000003,36.956415640000003,36.936458260000002,36.623825519999997,36.623825519999997,36.623825519999997,36.42048346,36.259460109999999,35.554385879999998,32.991207989999999,30.768010709999999,29.106683830000001,27.896209809999998,25.69387746,19.847879320000001,19.10465855,19.10465855,19.012444049999999,19.012444049999999,19.012444049999999,19.012444049999999,19.012444049999999,19.012444049999999,19.012444049999999,19.012444049999999,13.96008224,11.938098950000001,{"$f":"LARGE($E1628:$AZ1628,CV$2)","v":8.5373265899999993},6.8974946299999997,null,81.261298409999995,20.666501204999999,60.594797204999992,2028]
[2028,1,5,"Wednesday",40.149369630000002,38.826108550000001,36.954825239999998,36.954825239999998,36.954825239999998,36.954825239999998,36.954825239999998,36.954825239999998,36.954825239999998,36.954825239999998,36.954825239999998,37.221513950000002,37.670142179999999,36.227279039999999,19.012444049999999,19.10465855,14.57882251,7.9194532100000004,6.6158143200000001,0,0,0,0,0,0,0,0,19.847879320000001,19.633985819999999,27.955316669999998,30.29786915,30.498853449999999,36.227279039999999,37.670142179999999,38.826108550000001,55.846248109999998,61.209510190000003,60.8659854,55.846248109999998,55.846248109999998,40.149369630000002,40.149369630000002,40.149369630000002,40.149369630000002,40.149369630000002,40.149369630000002,36.954825239999998,36.954825239999998,null,61.209510190000003,60.8659854,55.846248109999998,55.846248109999998,55.846248109999998,40.149369630000002,40.149369630000002,40.149369630000002,40.149369630000002,40.149369630000002,40.149369630000002,40.149369630000002,38.826108550000001,38.826108550000001,37.670142179999999,37.670142179999999,37.221513950000002,36.954825239999998,36.954825239999998,36.954825239999998,36.954825239999998,36.954825239999998,36.954825239999998,36.954825239999998,36.954825239999998,36.954825239999998,36.954825239999998,36.954825239999998,36.227279039999999,36.227279039999999,30.498853449999999,30.29786915,27.955316669999998,19.847879320000001,19.633985819999999,19.10465855,19.012444049999999,14.57882251,7.9194532100000004,6.6158143200000001,0,0,0,0,0,0,0,0,null,116.88399590500001,0,116.88399590500001,2029]
[2028,1,31,"Monday",36.954825239999998,36.954825239999998,36.954825239999998,36.623825519999997,37.084346760000003,36.954825239999998,36.954825239999998,36.954825239999998,36.954825239999998,36.954825239999998,36.954825239999998,40.149369630000002,40.149369630000002,38.228076100000003,35.969771080000001,30.463194040000001,30.452468209999999,30.452468209999999,27.578113739999999,27.250281600000001,26.92591852,27.578113739999999,29.311499430000001,28.582990039999999,28.582990039999999,28.582990039999999,28.89082586,30.479130420000001,30.373193029999999,30.463194040000001,30.463194040000001,35.969771080000001,35.969771080000001,37.670142179999999,53.494448300000002,55.846248109999998,60.8659854,60.8659854,60.8659854,74.557864609999996,55.846248109999998,53.494448300000002,53.494448300000002,40.149369630000002,40.149369630000002,40.149369630000002,40.149369630000002,37.509762530000003,null,74.557864609999996,60.8659854,60.8659854,60.8659854,55.846248109999998,55.846248109999998,53.494448300000002,53.494448300000002,53.494448300000002,40.149369630000002,40.149369630000002,40.149369630000002,40.149369630000002,40.149369630000002,40.149369630000002,38.228076100000003,37.670142179999999,37.509762530000003,37.084346760000003,36.954825239999998,36.954825239999998,36.954825239999998,36.954825239999998,36.954825239999998,36.954825239999998,36.954825239999998,36.954825239999998,36.954825239999998,36.623825519999997,35.969771080000001,35.969771080000001,35.969771080000001,30.479130420000001,30.463194040000001,30.463194040000001,30.463194040000001,30.452468209999999,30.452468209999999,30.373193029999999,29.311499430000001,28.89082586,28.582990039999999,28.582990039999999,28.582990039999999,27.578113739999999,27.578113739999999,27.250281600000001,26.92591852,null,128.57791040500001,54.666213800000001,73.911696605000003,2029]
[2028,2,19,"Saturday",36.954825239999998,36.954825239999998,37.072621329999997,36.653790530000002,36.954825239999998,36.954825239999998,36.954825239999998,36.954825239999998,36.954825239999998,36.954825239999998,36.954825239999998,36.954825239999998,37.670142179999999,36.227279039999999,28.90094165,14.39993194,11.945506610000001,5.8942765799999997,0,0,0,0,0,0,0,0,0,0,0,0,19.10465855,19.847879320000001,28.826115860000002,29.92170819,37.670142179999999,40.149369630000002,40.357111879999998,40.357111879999998,40.357111879999998,40.149369630000002,40.149369630000002,40.149369630000002,40.149369630000002,40.149369630000002,40.149369630000002,40.149369630000002,40.149369630000002,40.149369630000002,null,40.357111879999998,40.357111879999998,40.357111879999998,40.149369630000002,40.149369630000002,40.149369630000002,40.149369630000002,40.149369630000002,40.149369630000002,40.149369630000002,40.149369630000002,40.149369630000002,40.149369630000002,37.670142179999999,37.670142179999999,37.072621329999997,36.954825239999998,36.954825239999998,36.954825239999998,36.954825239999998,36.954825239999998,36.954825239999998,36.954825239999998,36.954825239999998,36.954825239999998,36.954825239999998,36.653790530000002,36.227279039999999,29.92170819,28.90094165,28.826115860000002,19.847879320000001,19.10465855,14.39993194,11.945506610000001,5.8942765799999997,0,0,0,0,0,0,0,0,0,0,0,0,null,80.610352634999998,0,80.610352634999998,2029]
[2028,3,21,"Tuesday",68.137676450000001,65.923750870000006,80.25282593,60.93204454,60.81504425,60.090147309999999,55.846248109999998,55.846248109999998,55.846248109999998,55.846248109999998,55.846248109999998,74.754159639999997,80.325640230000005,80.325640230000005,55.846248109999998,40.149369630000002,40.149369630000002,37.670142179999999,36.227279039999999,35.408155479999998,30.82650288,27.743863180000002,19.633985819999999,19.633985819999999,25.619775300000001,36.136722560000003,37.501965859999999,37.038200699999997,37.405132790000003,39.906523300000003,40.149369630000002,40.149369630000002,41.755081609999998,82.902723010000003,106.02224382999999,132.94440195000001,139.88993511999999,143.15730538,139.88993511999999,139.88993511999999,132.15037158999999,127.54229114,124.83928416000001,106.02224382999999,106.02224382999999,105.31181261,101.77009194,99.381189399999997,null,143.15730538,139.88993511999999,139.88993511999999,139.88993511999999,132.94440195000001,132.15037158999999,127.54229114,124.83928416000001,106.02224382999999,106.02224382999999,106.02224382999999,105.31181261,101.77009194,99.381189399999997,82.902723010000003,80.325640230000005,80.325640230000005,80.25282593,74.754159639999997,68.137676450000001,65.923750870000006,60.93204454,60.81504425,60.090147309999999,55.846248109999998,55.846248109999998,55.846248109999998,55.846248109999998,55.846248109999998,55.846248109999998,41.755081609999998,40.149369630000002,40.149369630000002,40.149369630000002,40.149369630000002,39.906523300000003,37.670142179999999,37.501965859999999,37.405132790000003,37.038200699999997,36.227279039999999,36.136722560000003,35.408155479999998,30.82650288,27.743863180000002,25.619775300000001,19.633985819999999,19.633985819999999,null,281.41355536999998,46.315805060000002,235.09775030999998,2029]
[2028,5,4,"Thursday",36.954825239999998,36.954825239999998,36.49410005,36.74942755,32.192060419999997,36.954825239999998,36.954825239999998,36.954825239999998,36.954825239999998,36.954825239999998,36.963139609999999,36.954825239999998,36.954825239999998,37.531129890000003,36.954825239999998,37.670142179999999,36.227279039999999,28.766505710000001,28.766505710000001,28.766505710000001,28.766505710000001,28.766505710000001,28.766505710000001,35.02943861,34.610783589999997,35.329408020000002,36.954825239999998,36.954825239999998,36.954825239999998,36.954825239999998,36.976073079999999,39.036369379999996,40.149369630000002,60.8659854,66.834029830000006,88.933264350000002,88.933264350000002,88.933264350000002,83.436312029999996,80.25282593,59.813665370000002,57.748262949999997,57.748262949999997,57.748262949999997,53.2741562,40.357111879999998,40.357111879999998,40.357111879999998,null,88.933264350000002,88.933264350000002,88.933264350000002,83.436312029999996,80.25282593,66.834029830000006,60.8659854,59.813665370000002,57.748262949999997,57.748262949999997,57.748262949999997,53.2741562,40.357111879999998,40.357111879999998,40.357111879999998,40.149369630000002,39.036369379999996,37.670142179999999,37.531129890000003,36.976073079999999,36.963139609999999,36.954825239999998,36.954825239999998,36.954825239999998,36.954825239999998,36.954825239999998,36.954825239999998,36.954825239999998,36.954825239999998,36.954825239999998,36.954825239999998,36.954825239999998,36.954825239999998,36.954825239999998,36.954825239999998,36.74942755,36.49410005,36.227279039999999,35.329408020000002,35.02943861,34.610783589999997,32.192060419999997,28.766505710000001,28.766505710000001,28.766505710000001,28.766505710000001,{"$f":"LARGE($E1772:$AZ1772,CV$2)","v":28.766505710000001},28.766505710000001,null,175.11805254000001,57.533011420000001,117.58504112,2029]
[2028,5,23,"Tuesday",40.149369630000002,40.149369630000002,40.149369630000002,40.149369630000002,40.149369630000002,40.149369630000002,40.149369630000002,40.149369630000002,40.149369630000002,40.149369630000002,48.887182770000003,57.748262949999997,58.160856090000003,88.933264350000002,79.172106540000001,55.846248109999998,40.149369630000002,35.083020220000002,31.89114,30.30638171,19.665806830000001,19.665806830000001,19.602810049999999,19.665806830000001,19.928419210000001,20.87090242,20.62445361,29.311499430000001,36.191267510000003,36.642319399999998,37.364002419999998,55.846248109999998,61.406278090000001,105.28755558,132.49472277000001,132.49472277000001,130.90887612,88.933264350000002,88.933264350000002,88.933264350000002,80.25282593,61.406278090000001,61.406278090000001,61.406278090000001,55.846248109999998,55.846248109999998,55.846248109999998,42.692597679999999,null,132.49472277000001,132.49472277000001,130.90887612,105.28755558,88.933264350000002,88.933264350000002,88.933264350000002,88.933264350000002,80.25282593,79.172106540000001,61.406278090000001,61.406278090000001,61.406278090000001,61.406278090000001,58.160856090000003,57.748262949999997,55.846248109999998,55.846248109999998,55.846248109999998,55.846248109999998,55.846248109999998,48.887182770000003,42.692597679999999,40.149369630000002,40.149369630000002,40.149369630000002,40.149369630000002,40.149369630000002,40.149369630000002,40.149369630000002,40.149369630000002,40.149369630000002,40.149369630000002,40.149369630000002,37.364002419999998,36.642319399999998,36.191267510000003,35.083020220000002,31.89114,30.30638171,29.311499430000001,20.87090242,20.62445361,19.928419210000001,19.665806830000001,19.665806830000001,19.665806830000001,19.602810049999999,null,250.59293862000001,39.300115269999999,211.29282335000002,2029]
[2028,7,9,"Sunday",27.780147889999999,18.96730732,18.96730732,18.96730732,18.96730732,18.96730732,25.127560249999998,18.96730732,18.96730732,18.96730732,18.96730732,18.96730732,18.974871100000001,18.96730732,18.96730732,14.731410970000001,13.020920869999999,0,0,0,0,0,0,0,0,0,0,0,0,0,0,0,18.330699280000001,37.547201809999997,39.987256559999999,39.987256559999999,39.987256559999999,39.987256559999999,39.987256559999999,37.547201809999997,37.547201809999997,36.834582439999998,36.834582439999998,37.547201809999997,36.109779940000003,32.279421900000003,36.511181200000003,28.590513919999999,null,39.987256559999999,39.987256559999999,39.987256559999999,39.987256559999999,39.987256559999999,37.547201809999997,37.547201809999997,37.547201809999997,37.547201809999997,36.834582439999998,36.834582439999998,36.511181200000003,36.109779940000003,32.279421900000003,28.590513919999999,27.780147889999999,25.127560249999998,18.974871100000001,18.96730732,18.96730732,18.96730732,18.96730732,18.96730732,18.96730732,18.96730732,18.96730732,18.96730732,18.96730732,18.96730732,18.96730732,18.330699280000001,14.731410970000001,13.020920869999999,0,0,0,0,0,0,0,0,0,0,0,0,0,0,0,null,79.974513119999997,0,79.974513119999997,2029]
[2028,8,1,"Tuesday",39.987256559999999,39.987256559999999,39.987256559999999,39.987256559999999,40.194159999999997,40.194159999999997,41.041706050000002,41.041706050000002,42.028136539999998,42.486415260000001,43.550656600000003,52.09923311,55.416374140000002,74.587339249999999,71.195152469999996,55.416374140000002,34.983600819999999,19.097811069999999,0,0,0,0,0,0,0,0,0,0,0,0,16.202040390000001,24.673765079999999,38.528128379999998,52.09923311,96.219905220000001,112.08334372,110.76118221999999,110.76118221999999,110.76118221999999,110.76118221999999,113.42074134000001,112.08334372,110.76118221999999,110.76118221999999,110.76118221999999,110.76118221999999,83.348899619999997,83.348899619999997,null,113.42074134000001,112.08334372,112.08334372,110.76118221999999,110.76118221999999,110.76118221999999,110.76118221999999,110.76118221999999,110.76118221999999,110.76118221999999,110.76118221999999,96.219905220000001,83.348899619999997,83.348899619999997,74.587339249999999,71.195152469999996,55.416374140000002,55.416374140000002,52.09923311,52.09923311,43.550656600000003,42.486415260000001,42.028136539999998,41.041706050000002,41.041706050000002,40.194159999999997,40.194159999999997,39.987256559999999,39.987256559999999,39.987256559999999,39.987256559999999,38.528128379999998,34.983600819999999,24.673765079999999,19.097811069999999,16.202040390000001,0,0,0,0,0,0,0,0,0,0,0,0,null,224.1743055,0,224.1743055,2029]
[2028,8,28,"Monday",36.834582439999998,37.547201809999997,28.7740884,28.7740884,28.7740884,28.7740884,28.7740884,28.7740884,28.7740884,28.7740884,35.335783540000001,36.109779940000003,37.547201809999997,38.119413989999998,28.7740884,28.0302127,0,0,0,0,0,0,0,0,0,0,0,0,0,0,0,14.444758970000001,28.7740884,39.987256559999999,107.28161661,107.28161661,109.16511574,124.12108746,107.28161661,107.28161661,107.28161661,107.28161661,107.28161661,107.28161661,107.28161661,107.28161661,107.28161661,107.28161661,null,124.12108746,109.16511574,107.28161661,107.28161661,107.28161661,107.28161661,107.28161661,107.28161661,107.28161661,107.28161661,107.28161661,107.28161661,107.28161661,107.28161661,39.987256559999999,38.119413989999998,37.547201809999997,37.547201809999997,36.834582439999998,36.109779940000003,35.335783540000001,28.7740884,28.7740884,28.7740884,28.7740884,28.7740884,28.7740884,28.7740884,28.7740884,28.7740884,28.7740884,28.0302127,14.444758970000001,0,0,0,0,0,0,0,0,0,0,0,0,0,0,0,null,223.92471821000001,0,223.92471821000001,2029]
[2028,9,15,"Friday",52.09923311,52.09923311,52.09923311,40.194159999999997,39.987256559999999,39.987256559999999,39.987256559999999,39.987256559999999,40.194159999999997,42.251352590000003,43.04624905,52.09923311,52.09923311,52.09923311,39.987256559999999,27.207869030000001,19.097811069999999,0,0,0,0,0,0,0,0,0,0,0,0,0,0,15.11599584,27.207869030000001,37.547201809999997,39.987256559999999,39.987256559999999,39.987256559999999,39.987256559999999,39.987256559999999,39.134043429999998,39.142179409999997,39.134043429999998,39.134043429999998,39.134043429999998,38.678229479999999,38.219334680000003,38.119413989999998,38.119413989999998,null,52.09923311,52.09923311,52.09923311,52.09923311,52.09923311,52.09923311,43.04624905,42.251352590000003,40.194159999999997,40.194159999999997,39.987256559999999,39.987256559999999,39.987256559999999,39.987256559999999,39.987256559999999,39.987256559999999,39.987256559999999,39.987256559999999,39.987256559999999,39.987256559999999,39.142179409999997,39.134043429999998,39.134043429999998,39.134043429999998,39.134043429999998,38.678229479999999,38.219334680000003,38.119413989999998,38.119413989999998,37.547201809999997,27.207869030000001,27.207869030000001,19.097811069999999,15.11599584,0,0,0,0,0,0,0,0,0,0,0,0,0,0,null,104.19846622,0,104.19846622,2029]
[2028,10,30,"Monday",40.194159999999997,40.194159999999997,40.194159999999997,40.194159999999997,40.194159999999997,40.674159969999998,52.09923311,52.09923311,52.09923311,52.09923311,52.09923311,52.09923311,52.09923311,67.349592970000003,52.09923311,39.987256559999999,39.987256559999999,39.326626050000002,36.834582439999998,36.834582439999998,36.834582439999998,36.834582439999998,36.834582439999998,36.834582439999998,36.834582439999998,36.834582439999998,37.074330500000002,36.221892410000002,36.221892410000002,37.31407857,36.221892410000002,36.834582439999998,36.834582439999998,36.834582439999998,52.09923311,52.09923311,52.09923311,52.09923311,52.09923311,52.09923311,52.09923311,52.09923311,40.194159999999997,40.194159999999997,40.194159999999997,40.194159999999997,52.09923311,52.09923311,null,67.349592970000003,52.09923311,52.09923311,52.09923311,52.09923311,52.09923311,52.09923311,52.09923311,52.09923311,52.09923311,52.09923311,52.09923311,52.09923311,52.09923311,52.09923311,52.09923311,52.09923311,52.09923311,52.09923311,40.674159969999998,40.194159999999997,40.194159999999997,40.194159999999997,40.194159999999997,40.194159999999997,40.194159999999997,40.194159999999997,40.194159999999997,40.194159999999997,39.987256559999999,39.987256559999999,39.326626050000002,37.31407857,37.074330500000002,36.834582439999998,36.834582439999998,36.834582439999998,36.834582439999998,36.834582439999998,36.834582439999998,36.834582439999998,36.834582439999998,36.834582439999998,36.834582439999998,36.834582439999998,36.221892410000002,36.221892410000002,36.221892410000002,null,111.82364615,72.75012983500001,39.073516314999992,2029]
[2028,11,29,"Wednesday",19.006022489999999,19.00564091,19.00564091,19.00564091,19.00564091,19.00564091,19.00564091,19.00564091,19.006022489999999,20.192279169999999,27.337036529999999,27.337036529999999,21.370396230000001,19.006022489999999,19.006022489999999,19.022358100000002,19.006022489999999,0,0,0,0,0,0,0,0,19.006022489999999,0,19.006022489999999,19.006022489999999,19.006022489999999,19.006022489999999,19.00564091,19.006022489999999,34.983600819999999,39.987256559999999,39.987256559999999,39.987256559999999,39.987256559999999,40.194159999999997,40.194159999999997,39.987256559999999,39.987256559999999,39.987256559999999,39.987256559999999,39.987256559999999,39.987256559999999,39.154970650000003,36.834582439999998,null,40.194159999999997,40.194159999999997,39.987256559999999,39.987256559999999,39.987256559999999,39.987256559999999,39.987256559999999,39.987256559999999,39.987256559999999,39.987256559999999,39.987256559999999,39.987256559999999,39.154970650000003,36.834582439999998,34.983600819999999,27.337036529999999,27.337036529999999,21.370396230000001,20.192279169999999,19.022358100000002,19.006022489999999,19.006022489999999,19.006022489999999,19.006022489999999,19.006022489999999,19.006022489999999,19.006022489999999,19.006022489999999,19.006022489999999,19.006022489999999,19.006022489999999,{"$f":"LARGE($E1981:$AZ1981,CG$2)","v":19.00564091},19.00564091,19.00564091,19.00564091,19.00564091,19.00564091,19.00564091,19.00564091,0,0,0,0,0,0,0,0,0,null,80.181416559999988,0,80.181416559999988,2029]
[2028,12,19,"Tuesday",104.93236503999999,104.93236503999999,103.68938850000001,99.657537590000004,104.93236503999999,104.93236503999999,104.93236503999999,104.93236503999999,104.93236503999999,104.93236503999999,104.93236503999999,104.93236503999999,104.93236503999999,83.316078750000003,52.09923311,40.194159999999997,39.987256559999999,39.987256559999999,37.547201809999997,36.109779940000003,35.335783540000001,31.683665779999998,37.547201809999997,36.834582439999998,36.834582439999998,36.834582439999998,36.834582439999998,36.834582439999998,36.834582439999998,36.834582439999998,39.987256559999999,39.987256559999999,40.194159999999997,52.09923311,83.644021390000006,115.38465635999999,131.05433642,131.05433642,115.38465635999999,110.04237668,101.08083525000001,83.644021390000006,74.936175599999999,72.317688739999994,52.09923311,52.09923311,52.09923311,52.09923311,null,131.05433642,131.05433642,115.38465635999999,115.38465635999999,110.04237668,104.93236503999999,104.93236503999999,104.93236503999999,104.93236503999999,104.93236503999999,104.93236503999999,104.93236503999999,104.93236503999999,104.93236503999999,104.93236503999999,104.93236503999999,103.68938850000001,101.08083525000001,99.657537590000004,83.644021390000006,83.644021390000006,83.316078750000003,74.936175599999999,72.317688739999994,52.09923311,52.09923311,52.09923311,52.09923311,52.09923311,52.09923311,40.194159999999997,40.194159999999997,39.987256559999999,39.987256559999999,39.987256559999999,39.987256559999999,37.547201809999997,37.547201809999997,36.834582439999998,36.834582439999998,36.834582439999998,36.834582439999998,36.834582439999998,36.834582439999998,36.834582439999998,36.109779940000003,35.335783540000001,31.683665779999998,null,246.43899278000001,69.981905850000004,176.45708693,2029]
[2029,1,27,"Saturday",57.50935561,57.50935561,57.50935561,57.50935561,57.50935561,52.09923311,57.50935561,57.50935561,57.50935561,57.50935561,57.50935561,58.55443339,57.50935561,52.09923311,36.834582439999998,36.834582439999998,37.547201809999997,32.618063239999998,27.03779114,19.00564091,19.00564091,19.07301494,18.727882390000001,18.331034200000001,17.692041450000001,17.692041450000001,17.278079770000002,19.097811069999999,21.27062493,36.691640569999997,37.258737330000002,39.983269759999999,52.09923311,57.50935561,74.587339249999999,92.758522130000003,118.33565962,83.644021390000006,74.587339249999999,74.587339249999999,57.50935561,57.50935561,57.22386959,52.09923311,52.09923311,40.194159999999997,39.987256559999999,39.987256559999999,null,118.33565962,92.758522130000003,83.644021390000006,74.587339249999999,74.587339249999999,74.587339249999999,58.55443339,57.50935561,57.50935561,57.50935561,57.50935561,57.50935561,57.50935561,57.50935561,57.50935561,{"$f":"LARGE($E2040:$AZ2040,BQ$2)","v":57.50935561},57.50935561,57.50935561,57.50935561,57.50935561,57.50935561,57.22386959,52.09923311,52.09923311,52.09923311,52.09923311,52.09923311,40.194159999999997,39.987256559999999,39.987256559999999,39.983269759999999,37.547201809999997,37.258737330000002,36.834582439999998,36.834582439999998,36.691640569999997,32.618063239999998,27.03779114,21.27062493,19.097811069999999,19.07301494,19.00564091,19.00564091,18.727882390000001,18.331034200000001,17.692041450000001,17.692041450000001,17.278079770000002,null,184.662771195,35.496598435000003,149.16617275999999,2030]
[2029,2,7,"Wednesday",22.124919469999998,22.124919469999998,22.124919469999998,22.124919469999998,22.124919469999998,22.124919469999998,22.124919469999998,25.683154590000001,27.902143349999999,28.281302719999999,29.310710140000001,31.823056730000001,29.310710140000001,29.310710140000001,28.352185739999999,22.124919469999998,19.097811069999999,18.446896150000001,19.00564091,19.097811069999999,0,0,0,0,0,0,0,0,13.484786919999999,13.57727543,19.097811069999999,22.124919469999998,36.773867729999999,37.217972209999999,37.972667049999998,39.987256559999999,39.987256559999999,39.987256559999999,39.987256559999999,39.987256559999999,39.987256559999999,39.987256559999999,39.987256559999999,39.827405900000002,36.834582439999998,36.834582439999998,37.547201809999997,36.109779940000003,null,39.987256559999999,39.987256559999999,39.987256559999999,39.987256559999999,39.987256559999999,39.987256559999999,39.987256559999999,39.987256559999999,39.827405900000002,37.972667049999998,37.547201809999997,37.217972209999999,36.834582439999998,36.834582439999998,36.773867729999999,36.109779940000003,31.823056730000001,29.310710140000001,29.310710140000001,29.310710140000001,28.352185739999999,28.281302719999999,27.902143349999999,25.683154590000001,22.124919469999998,22.124919469999998,22.124919469999998,22.124919469999998,22.124919469999998,22.124919469999998,22.124919469999998,22.124919469999998,22.124919469999998,19.097811069999999,19.097811069999999,19.097811069999999,19.00564091,18.446896150000001,13.57727543,13.484786919999999,0,0,0,0,0,0,0,0,null,79.974513119999997,0,79.974513119999997,2030]
[2029,3,10,"Saturday",74.587339249999999,58.153346280000001,58.153346280000001,58.153346280000001,58.153346280000001,58.153346280000001,58.153346280000001,58.153346280000001,58.153346280000001,74.587339249999999,83.644021390000006,83.644021390000006,83.644021390000006,83.644021390000006,83.644021390000006,52.09923311,37.547201809999997,36.109779940000003,26.084705469999999,25.97298193,19.00564091,19.097811069999999,4.4906310899999999,0,0,0,4.4378175200000003,4.5440551999999999,18.591734970000001,19.097811069999999,25.641104460000001,36.109779940000003,37.547201809999997,39.987256559999999,82.775619689999999,104.02807841000001,114.93818469,116.31198168,112.23538746,110.90590295,112.23538746,110.90590295,110.90590295,105.03475469999999,94.562468469999999,91.653662240000003,83.644021390000006,83.644021390000006,null,116.31198168,114.93818469,112.23538746,112.23538746,110.90590295,110.90590295,110.90590295,105.03475469999999,104.02807841000001,94.562468469999999,91.653662240000003,83.644021390000006,83.644021390000006,83.644021390000006,83.644021390000006,83.644021390000006,83.644021390000006,83.644021390000006,82.775619689999999,74.587339249999999,74.587339249999999,58.153346280000001,58.153346280000001,58.153346280000001,58.153346280000001,58.153346280000001,58.153346280000001,58.153346280000001,58.153346280000001,52.09923311,39.987256559999999,37.547201809999997,37.547201809999997,36.109779940000003,36.109779940000003,26.084705469999999,25.97298193,25.641104460000001,19.097811069999999,19.097811069999999,19.00564091,18.591734970000001,4.5440551999999999,4.4906310899999999,4.4378175200000003,0,0,0,null,227.86047064499996,2.2189087600000001,225.64156188499996,2030]
[2029,4,12,"Thursday",39.987256559999999,39.987256559999999,36.834582439999998,36.834582439999998,36.834582439999998,36.834582439999998,36.834582439999998,37.280801230000002,36.834582439999998,39.987256559999999,39.987256559999999,40.194159999999997,39.987256559999999,39.987256559999999,37.547201809999997,36.109779940000003,19.097811069999999,18.591734970000001,11.550839140000001,11.975100469999999,13.07157497,12.73851194,11.69076746,11.88697378,13.86279158,17.48131334,19.085737399999999,18.11516451,18.11516451,26.341202639999999,34.35953447,33.68761997,37.547201809999997,52.09923311,52.09923311,74.587339249999999,52.09923311,52.09923311,52.09923311,52.09923311,52.09923311,52.09923311,52.09923311,52.09923311,52.09923311,52.09923311,52.09923311,39.987256559999999,null,74.587339249999999,52.09923311,52.09923311,52.09923311,52.09923311,52.09923311,52.09923311,52.09923311,52.09923311,52.09923311,52.09923311,52.09923311,52.09923311,52.09923311,40.194159999999997,39.987256559999999,39.987256559999999,39.987256559999999,39.987256559999999,39.987256559999999,39.987256559999999,39.987256559999999,37.547201809999997,37.547201809999997,37.280801230000002,36.834582439999998,36.834582439999998,36.834582439999998,36.834582439999998,36.834582439999998,36.834582439999998,36.109779940000003,34.35953447,33.68761997,26.341202639999999,19.097811069999999,19.085737399999999,18.591734970000001,18.11516451,18.11516451,17.48131334,13.86279158,13.07157497,12.73851194,11.975100469999999,11.88697378,11.69076746,11.550839140000001,null,115.44251929000001,23.551840424999998,91.890678865000012,2030]
[2029,5,28,"Monday",40.194159999999997,40.194159999999997,40.194159999999997,40.194159999999997,40.194159999999997,40.194159999999997,52.09923311,52.09923311,52.09923311,52.09923311,52.09923311,53.248527060000001,57.812686530000001,57.812686530000001,53.248527060000001,40.194159999999997,37.547201809999997,36.109779940000003,30.184012160000002,28.80288621,28.80288621,28.80288621,18.96730732,28.80288621,28.80288621,28.27589184,28.80288621,28.80288621,28.80288621,28.70599631,28.80288621,36.109779940000003,37.547201809999997,39.987256559999999,41.428213249999999,41.428213249999999,41.428213249999999,40.194159999999997,39.987256559999999,39.987256559999999,39.987256559999999,39.987256559999999,39.987256559999999,36.834582439999998,36.834582439999998,36.834582439999998,36.834582439999998,36.834582439999998,null,57.812686530000001,57.812686530000001,53.248527060000001,53.248527060000001,52.09923311,52.09923311,52.09923311,52.09923311,52.09923311,41.428213249999999,41.428213249999999,41.428213249999999,40.194159999999997,40.194159999999997,40.194159999999997,40.194159999999997,40.194159999999997,40.194159999999997,40.194159999999997,40.194159999999997,39.987256559999999,39.987256559999999,39.987256559999999,39.987256559999999,39.987256559999999,39.987256559999999,37.547201809999997,37.547201809999997,36.834582439999998,36.834582439999998,36.834582439999998,36.834582439999998,36.834582439999998,36.109779940000003,36.109779940000003,30.184012160000002,28.80288621,28.80288621,28.80288621,28.80288621,28.80288621,28.80288621,28.80288621,28.80288621,28.80288621,28.70599631,28.27589184,18.96730732,null,111.06121358999999,52.376040840000002,58.685172749999992,2030]
[2029,6,10,"Sunday",126.51684638,105.42747197,101.42641927,97.130216559999994,88.254690920000002,84.209171589999997,83.348899619999997,84.209171589999997,83.348899619999997,84.209171589999997,84.406696370000006,85.220260640000006,101.17365787999999,103.8314566,98.788313529999996,82.219687269999994,48.951636620000002,37.012100289999999,37.30989245,33.512837859999998,30.83791557,28.882746529999999,18.96730732,18.96730732,18.96730732,19.754004080000001,25.858431679999999,35.566461879999999,37.547201809999997,36.834582439999998,36.834582439999998,64.580616899999995,92.175695410000003,126.51684638,132.83089853000001,132.83089853000001,132.83089853000001,132.83089853000001,131.79594065000001,130.23646066000001,127.16875546999999,107.31982073,104.17896682999999,103.13407333000001,84.209171589999997,83.348899619999997,65.354566140000003,57.22386959,null,132.83089853000001,132.83089853000001,132.83089853000001,132.83089853000001,131.79594065000001,130.23646066000001,127.16875546999999,126.51684638,126.51684638,107.31982073,105.42747197,104.17896682999999,103.8314566,103.13407333000001,101.42641927,101.17365787999999,98.788313529999996,97.130216559999994,92.175695410000003,88.254690920000002,85.220260640000006,84.406696370000006,84.209171589999997,84.209171589999997,84.209171589999997,84.209171589999997,83.348899619999997,83.348899619999997,83.348899619999997,82.219687269999994,65.354566140000003,64.580616899999995,57.22386959,48.951636620000002,37.547201809999997,37.30989245,37.012100289999999,36.834582439999998,36.834582439999998,35.566461879999999,33.512837859999998,30.83791557,28.882746529999999,25.858431679999999,19.754004080000001,18.96730732,18.96730732,18.96730732,null,265.66179706000003,38.327963020000006,227.33383404000003,2030]
[2029,7,17,"Tuesday",69.541201619999995,69.541201619999995,52.089102820000001,52.089102820000001,52.089102820000001,52.089102820000001,52.089102820000001,52.089102820000001,52.089102820000001,52.089102820000001,69.006741309999995,69.541201619999995,69.541201619999995,69.541201619999995,69.541201619999995,52.089102820000001,42.811395820000001,39.801236639999999,37.406131389999999,35.974953210000002,25.705587250000001,18.881708700000001,18.881708700000001,18.881708700000001,18.881708700000001,18.881708700000001,18.881708700000001,18.881708700000001,28.364762890000002,29.327014120000001,34.869520020000003,39.801236639999999,42.811395820000001,52.089102820000001,57.333692409999998,57.333692409999998,57.333692409999998,57.333692409999998,57.333692409999998,57.333692409999998,57.333692409999998,57.333692409999998,57.333692409999998,57.333692409999998,57.333692409999998,57.333692409999998,57.333692409999998,57.333692409999998,null,69.541201619999995,69.541201619999995,69.541201619999995,69.541201619999995,69.541201619999995,69.541201619999995,69.006741309999995,57.333692409999998,57.333692409999998,57.333692409999998,57.333692409999998,57.333692409999998,57.333692409999998,57.333692409999998,57.333692409999998,57.333692409999998,57.333692409999998,57.333692409999998,57.333692409999998,57.333692409999998,57.333692409999998,52.089102820000001,52.089102820000001,52.089102820000001,52.089102820000001,52.089102820000001,52.089102820000001,52.089102820000001,52.089102820000001,52.089102820000001,52.089102820000001,42.811395820000001,42.811395820000001,39.801236639999999,39.801236639999999,37.406131389999999,35.974953210000002,34.869520020000003,29.327014120000001,28.364762890000002,25.705587250000001,18.881708700000001,18.881708700000001,18.881708700000001,18.881708700000001,18.881708700000001,18.881708700000001,18.881708700000001,null,139.08240323999999,37.763417400000002,101.31898583999998,2030]
[2029,8,24,"Friday",49.287918189999999,49.287918189999999,49.287918189999999,49.287918189999999,49.287918189999999,49.287918189999999,49.287918189999999,49.287918189999999,49.287918189999999,49.287918189999999,49.287918189999999,49.287918189999999,50.267009000000002,50.475881700000002,49.287918189999999,40.007177570000003,36.696607419999999,36.696607419999999,34.267331079999998,28.761155689999999,28.964161220000001,27.8657079,26.891851030000002,26.86440065,26.57462842,27.787412159999999,28.364762890000002,29.327014120000001,28.78167109,32.87636011,36.696607419999999,36.696607419999999,49.287918189999999,49.287918189999999,49.287918189999999,49.287918189999999,49.287918189999999,49.287918189999999,49.287918189999999,40.007177570000003,40.007177570000003,40.007177570000003,39.801236639999999,39.801236639999999,39.801236639999999,39.801236639999999,39.801236639999999,39.801236639999999,null,{"$f":"LARGE($E2249:$AZ2249,BB$2)","v":50.475881700000002},50.267009000000002,49.287918189999999,49.287918189999999,49.287918189999999,49.287918189999999,49.287918189999999,49.287918189999999,49.287918189999999,49.287918189999999,49.287918189999999,49.287918189999999,49.287918189999999,49.287918189999999,49.287918189999999,49.287918189999999,49.287918189999999,49.287918189999999,49.287918189999999,49.287918189999999,49.287918189999999,49.287918189999999,40.007177570000003,40.007177570000003,40.007177570000003,40.007177570000003,39.801236639999999,39.801236639999999,39.801236639999999,39.801236639999999,39.801236639999999,39.801236639999999,36.696607419999999,36.696607419999999,36.696607419999999,36.696607419999999,34.267331079999998,32.87636011,29.327014120000001,28.964161220000001,28.78167109,28.761155689999999,28.364762890000002,27.8657079,27.787412159999999,26.891851030000002,26.86440065,26.57462842,null,99.659363540000001,54.059146129999995,45.600217410000006,2030]
[2029,9,18,"Tuesday",35.099563979999999,28.78167109,28.78167109,29.327014120000001,27.127246230000001,27.127246230000001,27.127246230000001,27.127246230000001,27.127246230000001,27.127246230000001,27.127246230000001,32.243225719999998,36.696653470000001,27.127246230000001,27.127246230000001,25.51327831,0,0,0,0,0,0,0,0,0,0,0,0,0,0,19.011420359999999,25.51327831,27.127246230000001,32.420805780000002,36.696653470000001,37.048339720000001,36.697071950000002,36.696653470000001,36.696653470000001,36.696653470000001,36.696653470000001,36.696653470000001,36.696653470000001,36.696653470000001,36.696653470000001,27.127246230000001,28.5980378,29.327014120000001,null,37.048339720000001,36.697071950000002,36.696653470000001,36.696653470000001,36.696653470000001,36.696653470000001,36.696653470000001,36.696653470000001,36.696653470000001,36.696653470000001,36.696653470000001,36.696653470000001,35.099563979999999,32.420805780000002,32.243225719999998,29.327014120000001,29.327014120000001,28.78167109,28.78167109,28.5980378,27.127246230000001,27.127246230000001,27.127246230000001,27.127246230000001,27.127246230000001,27.127246230000001,27.127246230000001,27.127246230000001,27.127246230000001,27.127246230000001,27.127246230000001,25.51327831,25.51327831,19.011420359999999,0,0,0,0,0,0,0,0,0,0,0,0,0,0,null,73.569359305000006,0,73.569359305000006,2030]
[2029,10,8,"Monday",52.089102820000001,52.089102820000001,52.089102820000001,52.089102820000001,52.089102820000001,52.089102820000001,52.089102820000001,52.089102820000001,52.089102820000001,52.089102820000001,52.089102820000001,52.089102820000001,52.089102820000001,52.089102820000001,39.801236639999999,38.825507729999998,37.287199960000002,36.214849350000001,29.327014120000001,28.364762890000002,18.881708700000001,18.881708700000001,18.881708700000001,18.881708700000001,18.881708700000001,25.609628799999999,36.214849350000001,37.406131389999999,36.214849350000001,28.78167109,36.214849350000001,38.551686930000002,38.825507729999998,52.089102820000001,52.089102820000001,52.089102820000001,52.089102820000001,52.089102820000001,52.089102820000001,52.089102820000001,52.089102820000001,52.089102820000001,52.089102820000001,52.089102820000001,52.089102820000001,52.089102820000001,52.089102820000001,52.089102820000001,null,52.089102820000001,52.089102820000001,52.089102820000001,52.089102820000001,52.089102820000001,52.089102820000001,52.089102820000001,52.089102820000001,52.089102820000001,52.089102820000001,52.089102820000001,52.089102820000001,52.089102820000001,52.089102820000001,52.089102820000001,52.089102820000001,52.089102820000001,52.089102820000001,52.089102820000001,52.089102820000001,52.089102820000001,52.089102820000001,52.089102820000001,52.089102820000001,52.089102820000001,52.089102820000001,52.089102820000001,52.089102820000001,52.089102820000001,39.801236639999999,38.825507729999998,38.825507729999998,38.551686930000002,37.406131389999999,37.287199960000002,36.214849350000001,36.214849350000001,36.214849350000001,36.214849350000001,29.327014120000001,28.78167109,28.364762890000002,25.609628799999999,18.881708700000001,18.881708700000001,18.881708700000001,18.881708700000001,18.881708700000001,null,104.17820564,37.763417400000002,66.414788240000007,2030]
[2029,11,7,"Wednesday",38.785405259999997,38.785405259999997,38.785405259999997,38.785405259999997,38.785405259999997,38.785405259999997,38.785405259999997,38.785405259999997,38.785405259999997,38.785405259999997,39.801236639999999,39.801236639999999,38.785405259999997,38.785405259999997,37.406131389999999,35.974953210000002,29.27680578,28.71469759,28.71469759,28.71469759,28.71469759,28.71469759,27.814913870000002,19.011420359999999,0,0,0,19.011420359999999,18.91980963,27.814913870000002,28.71469759,28.71469759,28.956760039999999,38.785405259999997,38.785405259999997,38.785405259999997,38.785405259999997,38.785405259999997,38.785405259999997,38.785405259999997,38.785405259999997,38.785405259999997,38.785405259999997,38.785405259999997,38.785405259999997,38.785405259999997,36.696607419999999,38.785405259999997,null,39.801236639999999,39.801236639999999,38.785405259999997,38.785405259999997,38.785405259999997,38.785405259999997,38.785405259999997,38.785405259999997,38.785405259999997,38.785405259999997,38.785405259999997,38.785405259999997,38.785405259999997,38.785405259999997,38.785405259999997,38.785405259999997,38.785405259999997,38.785405259999997,38.785405259999997,38.785405259999997,38.785405259999997,38.785405259999997,38.785405259999997,38.785405259999997,38.785405259999997,38.785405259999997,38.785405259999997,38.785405259999997,37.406131389999999,36.696607419999999,35.974953210000002,29.27680578,28.956760039999999,28.71469759,28.71469759,28.71469759,28.71469759,28.71469759,28.71469759,28.71469759,27.814913870000002,27.814913870000002,19.011420359999999,19.011420359999999,18.91980963,0,0,0,null,78.586641900000004,9.4599048149999998,69.126737085000002,2030]
[2029,11,25,"Sunday",39.801236639999999,39.801236639999999,39.801236639999999,39.801236639999999,39.801236639999999,39.801236639999999,39.801236639999999,39.801236639999999,39.801236639999999,39.801236639999999,39.801236639999999,39.801236639999999,39.801236639999999,37.406131389999999,30.043596740000002,29.486729440000001,29.486729440000001,27.671733840000002,29.327014120000001,27.671733840000002,19.011420359999999,0,0,0,0,0,0,0,19.011420359999999,27.671733840000002,27.671733840000002,27.671733840000002,27.671733840000002,29.486729440000001,29.486729440000001,39.801236639999999,39.801236639999999,39.801236639999999,39.801236639999999,39.801236639999999,39.801236639999999,39.801236639999999,39.801236639999999,39.801236639999999,39.801236639999999,39.801236639999999,39.801236639999999,39.801236639999999,null,39.801236639999999,39.801236639999999,39.801236639999999,39.801236639999999,39.801236639999999,39.801236639999999,39.801236639999999,39.801236639999999,39.801236639999999,39.801236639999999,39.801236639999999,39.801236639999999,39.801236639999999,39.801236639999999,39.801236639999999,39.801236639999999,39.801236639999999,39.801236639999999,39.801236639999999,39.801236639999999,39.801236639999999,39.801236639999999,39.801236639999999,39.801236639999999,39.801236639999999,39.801236639999999,37.406131389999999,30.043596740000002,29.486729440000001,29.486729440000001,29.486729440000001,29.486729440000001,29.327014120000001,27.671733840000002,27.671733840000002,27.671733840000002,27.671733840000002,27.671733840000002,27.671733840000002,19.011420359999999,19.011420359999999,0,0,0,0,0,0,0,null,79.602473279999998,0,79.602473279999998,2030]
[2030,1,5,"Saturday",36.8334239,36.696607419999999,36.696607419999999,36.696607419999999,36.696607419999999,36.696607419999999,36.917501819999998,36.132098980000002,36.696607419999999,36.696607419999999,36.696607419999999,37.406131389999999,30.989607240000002,28.599699919999999,27.92837437,26.860279120000001,20.608172119999999,26.860279120000001,20.608172119999999,28.599699919999999,28.599699919999999,28.599699919999999,28.599699919999999,20.126506200000001,19.935535819999998,18.91980963,18.91980963,18.91980963,26.860279120000001,28.599699919999999,28.599699919999999,28.599699919999999,28.96490691,30.622899289999999,37.406131389999999,38.634092539999997,38.634092539999997,38.634092539999997,38.634092539999997,38.634092539999997,38.634092539999997,38.634092539999997,38.634092539999997,38.634092539999997,38.634092539999997,38.634092539999997,38.634092539999997,38.634092539999997,null,38.634092539999997,38.634092539999997,38.634092539999997,38.634092539999997,38.634092539999997,38.634092539999997,38.634092539999997,38.634092539999997,38.634092539999997,38.634092539999997,38.634092539999997,38.634092539999997,38.634092539999997,37.406131389999999,37.406131389999999,36.917501819999998,36.8334239,36.696607419999999,36.696607419999999,36.696607419999999,36.696607419999999,36.696607419999999,36.696607419999999,36.696607419999999,36.696607419999999,36.132098980000002,30.989607240000002,30.622899289999999,28.96490691,28.599699919999999,28.599699919999999,28.599699919999999,28.599699919999999,28.599699919999999,28.599699919999999,28.599699919999999,28.599699919999999,27.92837437,26.860279120000001,26.860279120000001,26.860279120000001,20.608172119999999,20.608172119999999,20.126506200000001,19.935535819999998,18.91980963,18.91980963,18.91980963,null,77.268185079999995,38.347482355000004,38.920702724999991,2031]
[2030,1,27,"Sunday",39.801236639999999,40.007177570000003,39.801236639999999,40.007177570000003,47.990243710000001,49.148357709999999,49.294537259999998,49.294537259999998,49.294537259999998,49.294537259999998,49.294537259999998,49.294537259999998,49.294537259999998,46.299028649999997,39.801236639999999,36.701637910000002,36.701637910000002,36.701637910000002,36.701637910000002,36.701637910000002,34.271932980000003,26.38679535,20.03308655,19.796841690000001,19.103598219999999,26.38679535,34.271932980000003,34.986186920000002,36.701637910000002,36.701637910000002,36.701637910000002,36.701637910000002,36.71449363,39.801236639999999,46.299028649999997,49.294537259999998,49.294537259999998,49.294537259999998,49.294537259999998,49.294537259999998,49.294537259999998,49.294537259999998,49.294537259999998,49.294537259999998,49.294537259999998,49.294537259999998,49.294537259999998,49.294537259999998,null,49.294537259999998,49.294537259999998,49.294537259999998,49.294537259999998,49.294537259999998,49.294537259999998,49.294537259999998,49.294537259999998,49.294537259999998,49.294537259999998,49.294537259999998,49.294537259999998,49.294537259999998,49.294537259999998,49.294537259999998,49.294537259999998,49.294537259999998,49.294537259999998,49.294537259999998,49.294537259999998,49.148357709999999,47.990243710000001,46.299028649999997,46.299028649999997,40.007177570000003,40.007177570000003,39.801236639999999,39.801236639999999,39.801236639999999,39.801236639999999,36.71449363,36.701637910000002,36.701637910000002,36.701637910000002,36.701637910000002,36.701637910000002,36.701637910000002,36.701637910000002,36.701637910000002,36.701637910000002,34.986186920000002,34.271932980000003,34.271932980000003,26.38679535,26.38679535,20.03308655,19.796841690000001,19.103598219999999,null,98.589074519999997,42.660160904999998,55.928913614999999,2031]
[2030,3,21,"Thursday",74.980292169999998,74.980292169999998,74.980292169999998,74.980292169999998,74.980292169999998,74.980292169999998,74.980292169999998,74.980292169999998,74.980292169999998,74.980292169999998,81.15317598,83.628864669999999,83.628864669999999,83.628864669999999,74.980292169999998,57.214022909999997,56.222811640000003,52.12990507,47.487095310000001,42.491994179999999,41.497758599999997,41.009019010000003,40.525740089999999,40.525740089999999,41.009019010000003,44.02669985,52.089102820000001,52.089102820000001,52.12990507,56.222811640000003,56.222811640000003,56.222811640000003,68.74662644,74.980292169999998,83.628864669999999,83.628864669999999,83.628864669999999,74.980292169999998,74.980292169999998,74.980292169999998,74.980292169999998,74.980292169999998,74.980292169999998,74.980292169999998,74.572022259999997,56.222811640000003,56.222811640000003,56.222811640000003,null,83.628864669999999,83.628864669999999,83.628864669999999,83.628864669999999,83.628864669999999,83.628864669999999,81.15317598,74.980292169999998,74.980292169999998,74.980292169999998,74.980292169999998,74.980292169999998,74.980292169999998,74.980292169999998,74.980292169999998,74.980292169999998,74.980292169999998,74.980292169999998,74.980292169999998,74.980292169999998,74.980292169999998,74.980292169999998,74.980292169999998,74.980292169999998,74.980292169999998,74.980292169999998,74.572022259999997,68.74662644,57.214022909999997,56.222811640000003,56.222811640000003,56.222811640000003,56.222811640000003,56.222811640000003,56.222811640000003,56.222811640000003,52.12990507,52.12990507,52.089102820000001,52.089102820000001,47.487095310000001,44.02669985,42.491994179999999,41.497758599999997,41.009019010000003,41.009019010000003,40.525740089999999,40.525740089999999,null,167.25772934,81.534759100000002,85.722970239999995,2031]
[2030,4,16,"Tuesday",36.696607419999999,36.696607419999999,36.975455420000003,37.869178230000003,39.247092950000003,39.247092950000003,39.247092950000003,39.71668717,39.71668717,39.247092950000003,39.71668717,39.71668717,39.71668717,39.71668717,37.406131389999999,29.42247184,28.326579800000001,18.881708700000001,18.881708700000001,18.881708700000001,18.881708700000001,27.671733840000002,27.671733840000002,27.671733840000002,29.327014120000001,29.42247184,29.42247184,29.42247184,29.42247184,29.42247184,29.97977534,34.908542850000003,39.71668717,39.71668717,39.801236639999999,39.801236639999999,39.801236639999999,40.007177570000003,39.801236639999999,39.801236639999999,39.71668717,39.71668717,39.71668717,39.71668717,39.71668717,39.71668717,37.869178230000003,37.406131389999999,null,40.007177570000003,39.801236639999999,39.801236639999999,39.801236639999999,39.801236639999999,39.801236639999999,39.71668717,39.71668717,39.71668717,39.71668717,39.71668717,39.71668717,39.71668717,39.71668717,39.71668717,39.71668717,39.71668717,39.71668717,39.71668717,39.71668717,39.247092950000003,39.247092950000003,39.247092950000003,39.247092950000003,37.869178230000003,37.869178230000003,37.406131389999999,37.406131389999999,36.975455420000003,36.696607419999999,36.696607419999999,34.908542850000003,29.97977534,29.42247184,29.42247184,29.42247184,29.42247184,29.42247184,29.42247184,29.327014120000001,28.326579800000001,27.671733840000002,27.671733840000002,27.671733840000002,18.881708700000001,18.881708700000001,18.881708700000001,18.881708700000001,null,79.705443744999997,37.763417400000002,41.942026344999995,2031]
[2030,5,5,"Sunday",48.335526489999999,47.759416450000003,50.101519850000003,43.068214910000002,40.007177570000003,40.007177570000003,40.007177570000003,47.189417159999998,47.189417159999998,47.759416450000003,52.089102820000001,51.205564420000002,52.089102820000001,52.089102820000001,38.825507729999998,38.825507729999998,36.089187469999999,32.522325080000002,29.270348030000001,28.78167109,29.026632459999998,28.47967689,28.675180879999999,28.35834723,13.708473270000001,18.881708700000001,28.69294378,29.078392869999998,28.5980378,28.87053628,34.312621569999997,36.485626789999998,38.825507729999998,48.335526489999999,52.089102820000001,52.089102820000001,52.089102820000001,52.089102820000001,52.089102820000001,52.089102820000001,52.089102820000001,52.089102820000001,52.089102820000001,52.089102820000001,52.089102820000001,52.089102820000001,52.089102820000001,52.089102820000001,null,52.089102820000001,52.089102820000001,52.089102820000001,52.089102820000001,52.089102820000001,52.089102820000001,52.089102820000001,52.089102820000001,52.089102820000001,52.089102820000001,52.089102820000001,52.089102820000001,52.089102820000001,52.089102820000001,52.089102820000001,52.089102820000001,52.089102820000001,51.205564420000002,50.101519850000003,48.335526489999999,48.335526489999999,47.759416450000003,47.759416450000003,47.189417159999998,47.189417159999998,43.068214910000002,40.007177570000003,40.007177570000003,40.007177570000003,38.825507729999998,38.825507729999998,38.825507729999998,36.485626789999998,36.089187469999999,34.312621569999997,32.522325080000002,29.270348030000001,29.078392869999998,29.026632459999998,28.87053628,28.78167109,28.69294378,28.675180879999999,28.5980378,28.47967689,28.35834723,18.881708700000001,13.708473270000001,null,104.17820564,44.714103045000002,59.464102595,2031]
[2030,6,5,"Wednesday",40.007177570000003,40.007177570000003,40.007177570000003,40.007177570000003,40.007177570000003,40.007177570000003,39.094991329999999,39.563514859999998,40.007177570000003,40.007177570000003,40.007177570000003,40.007177570000003,53.643931559999999,53.643931559999999,53.643931559999999,40.007177570000003,40.007177570000003,37.295841060000001,29.327014120000001,26.644803870000001,29.327014120000001,26.608794119999999,25.982026959999999,26.29368444,25.67376526,36.197419429999997,37.295841060000001,37.295841060000001,37.689922950000003,40.007177570000003,40.007177570000003,40.007177570000003,52.089102820000001,53.643931559999999,53.643931559999999,53.643931559999999,53.643931559999999,53.643931559999999,53.643931559999999,53.643931559999999,53.643931559999999,53.643931559999999,52.089102820000001,52.089102820000001,52.089102820000001,40.007177570000003,40.007177570000003,40.007177570000003,null,53.643931559999999,53.643931559999999,53.643931559999999,53.643931559999999,53.643931559999999,53.643931559999999,53.643931559999999,53.643931559999999,53.643931559999999,53.643931559999999,53.643931559999999,53.643931559999999,52.089102820000001,52.089102820000001,52.089102820000001,52.089102820000001,40.007177570000003,40.007177570000003,40.007177570000003,40.007177570000003,40.007177570000003,40.007177570000003,40.007177570000003,40.007177570000003,40.007177570000003,40.007177570000003,40.007177570000003,40.007177570000003,40.007177570000003,40.007177570000003,40.007177570000003,40.007177570000003,40.007177570000003,40.007177570000003,39.563514859999998,39.094991329999999,37.689922950000003,37.295841060000001,37.295841060000001,37.295841060000001,36.197419429999997,29.327014120000001,29.327014120000001,26.644803870000001,26.608794119999999,26.29368444,25.982026959999999,25.67376526,null,107.28786312,52.27913539,55.008727729999997,2031]
[2030,7,3,"Wednesday",39.309063350000002,39.309063350000002,39.309063350000002,39.309063350000002,39.309063350000002,39.309063350000002,39.309063350000002,39.309063350000002,39.309063350000002,39.309063350000002,39.309063350000002,39.309063350000002,39.309063350000002,39.841680459999999,39.309063350000002,39.309063350000002,36.657206090000003,19.024144809999999,0,0,0,0,0,0,0,0,0,0,0,15.8188146,25.32851591,36.944011840000002,39.309063350000002,52.725360209999998,52.725360209999998,52.725360209999998,52.725360209999998,52.725360209999998,52.725360209999998,52.725360209999998,52.725360209999998,52.725360209999998,52.725360209999998,52.725360209999998,52.725360209999998,52.725360209999998,52.725360209999998,52.725360209999998,null,52.725360209999998,52.725360209999998,52.725360209999998,52.725360209999998,52.725360209999998,52.725360209999998,52.725360209999998,52.725360209999998,52.725360209999998,52.725360209999998,52.725360209999998,52.725360209999998,52.725360209999998,52.725360209999998,52.725360209999998,39.841680459999999,39.309063350000002,39.309063350000002,39.309063350000002,39.309063350000002,39.309063350000002,39.309063350000002,39.309063350000002,39.309063350000002,39.309063350000002,39.309063350000002,39.309063350000002,39.309063350000002,39.309063350000002,39.309063350000002,39.309063350000002,39.309063350000002,36.944011840000002,36.657206090000003,25.32851591,19.024144809999999,15.8188146,0,0,0,0,0,0,0,0,0,0,0,null,105.45072042,0,105.45072042,2031]
[2030,7,25,"Thursday",135.09862430000001,135.09862430000001,135.09862430000001,134.33069505,134.33069505,133.62951863999999,127.93716003,127.93716003,127.93716003,127.93716003,134.33069505,135.09862430000001,135.09862430000001,135.57629545,135.09862430000001,127.93716003,96.470031210000002,92.802835520000002,74.241149480000004,68.748698430000005,42.034721390000001,38.379190989999998,36.24462776,36.24462776,36.24462776,36.24462776,38.844121360000003,39.313983200000003,42.54113237,69.576944580000003,74.740156630000001,96.470031210000002,102.46041545999999,127.93716003,133.48161121999999,134.33069505,134.33069505,134.33069505,134.33069505,134.33069505,134.33069505,134.33069505,133.48161121999999,133.48161121999999,133.48161121999999,127.93716003,127.93716003,127.93716003,null,135.57629545,135.09862430000001,135.09862430000001,135.09862430000001,135.09862430000001,135.09862430000001,135.09862430000001,134.33069505,134.33069505,134.33069505,134.33069505,134.33069505,134.33069505,134.33069505,134.33069505,{"$f":"LARGE($E2584:$AZ2584,BQ$2)","v":134.33069505},134.33069505,133.62951863999999,133.48161121999999,133.48161121999999,133.48161121999999,133.48161121999999,127.93716003,127.93716003,127.93716003,127.93716003,127.93716003,127.93716003,127.93716003,127.93716003,127.93716003,102.46041545999999,96.470031210000002,96.470031210000002,92.802835520000002,74.740156630000001,74.241149480000004,69.576944580000003,68.748698430000005,42.54113237,42.034721390000001,39.313983200000003,38.844121360000003,38.379190989999998,36.24462776,36.24462776,36.24462776,36.24462776,null,270.43608417500002,72.48925552,197.94682865500002,2031]
[2030,8,25,"Sunday",66.109606150000005,66.109606150000005,57.83246802,52.725360209999998,52.725360209999998,49.481090270000003,49.481090270000003,49.481090270000003,49.481090270000003,49.481090270000003,49.481090270000003,52.725360209999998,57.83246802,66.109606150000005,66.109606150000005,52.725360209999998,54.753713269999999,53.455418909999999,49.481090270000003,49.481090270000003,49.481090270000003,49.481090270000003,49.481090270000003,49.481090270000003,49.481090270000003,49.481090270000003,44.953918350000002,38.290648590000004,38.342467429999999,40.143811499999998,36.24462776,36.24462776,46.619013449999997,49.481090270000003,66.109606150000005,66.109606150000005,66.109606150000005,66.109606150000005,66.109606150000005,66.109606150000005,66.109606150000005,66.109606150000005,65.551691439999999,52.725360209999998,49.481090270000003,49.481090270000003,49.481090270000003,49.481090270000003,null,66.109606150000005,66.109606150000005,66.109606150000005,66.109606150000005,66.109606150000005,66.109606150000005,66.109606150000005,66.109606150000005,66.109606150000005,66.109606150000005,66.109606150000005,66.109606150000005,65.551691439999999,57.83246802,57.83246802,54.753713269999999,53.455418909999999,52.725360209999998,52.725360209999998,52.725360209999998,52.725360209999998,52.725360209999998,49.481090270000003,49.481090270000003,49.481090270000003,49.481090270000003,49.481090270000003,49.481090270000003,49.481090270000003,49.481090270000003,49.481090270000003,49.481090270000003,49.481090270000003,49.481090270000003,49.481090270000003,49.481090270000003,49.481090270000003,49.481090270000003,49.481090270000003,49.481090270000003,49.481090270000003,46.619013449999997,44.953918350000002,40.143811499999998,38.342467429999999,38.290648590000004,36.24462776,36.24462776,null,132.21921230000001,74.561185770000009,57.658026530000001,2031]
[2030,9,30,"Monday",28.895701750000001,28.605561680000001,29.14065184,27.578186760000001,29.334771459999999,26.84875053,26.84875053,26.84875053,26.84875053,26.84875053,26.84875053,26.84875053,26.84875053,16.326007109999999,0,0,0,0,0,0,0,0,0,0,0,0,0,0,0,0,14.152269110000001,26.84875053,26.84875053,36.244924279999999,36.330211759999997,36.330211759999997,36.330211759999997,36.244924279999999,36.244924279999999,36.244924279999999,36.244924279999999,36.244924279999999,36.244924279999999,36.244924279999999,36.244924279999999,36.244924279999999,36.244924279999999,36.244924279999999,null,36.330211759999997,36.330211759999997,36.330211759999997,36.244924279999999,36.244924279999999,36.244924279999999,36.244924279999999,36.244924279999999,36.244924279999999,36.244924279999999,36.244924279999999,36.244924279999999,36.244924279999999,36.244924279999999,36.244924279999999,29.334771459999999,29.14065184,28.895701750000001,28.605561680000001,27.578186760000001,26.84875053,26.84875053,26.84875053,26.84875053,26.84875053,26.84875053,26.84875053,26.84875053,26.84875053,26.84875053,16.326007109999999,14.152269110000001,0,0,0,0,0,0,0,0,0,0,0,0,0,0,0,0,null,72.617779779999992,0,72.617779779999992,2031]
[2030,10,14,"Monday",39.351310140000002,39.351310140000002,52.131934170000001,52.131934170000001,52.131934170000001,52.131934170000001,52.131934170000001,52.131934170000001,52.131934170000001,52.131934170000001,52.131934170000001,52.131934170000001,52.131934170000001,38.858059560000001,38.858059560000001,36.24462776,36.24462776,36.24462776,36.24462776,36.24462776,36.24462776,36.24462776,36.24462776,36.24462776,36.24462776,36.24462776,36.24462776,36.24462776,38.858059560000001,38.858059560000001,38.858059560000001,38.858059560000001,38.858059560000001,70.378382400000007,70.378382400000007,70.378382400000007,70.378382400000007,70.378382400000007,70.378382400000007,70.378382400000007,70.378382400000007,70.378382400000007,70.378382400000007,70.378382400000007,70.378382400000007,70.378382400000007,70.378382400000007,70.378382400000007,null,{"$f":"LARGE($E2665:$AZ2665,BB$2)","v":70.378382400000007},70.378382400000007,70.378382400000007,70.378382400000007,70.378382400000007,70.378382400000007,70.378382400000007,70.378382400000007,70.378382400000007,70.378382400000007,70.378382400000007,70.378382400000007,70.378382400000007,70.378382400000007,70.378382400000007,52.131934170000001,52.131934170000001,52.131934170000001,52.131934170000001,52.131934170000001,52.131934170000001,52.131934170000001,52.131934170000001,52.131934170000001,52.131934170000001,52.131934170000001,39.351310140000002,39.351310140000002,38.858059560000001,38.858059560000001,38.858059560000001,38.858059560000001,38.858059560000001,38.858059560000001,38.858059560000001,36.24462776,36.24462776,36.24462776,36.24462776,36.24462776,36.24462776,36.24462776,36.24462776,36.24462776,36.24462776,36.24462776,36.24462776,36.24462776,null,140.75676480000001,72.48925552,68.267509280000013,2031]
[2030,11,14,"Thursday",40.114743269999998,40.114743269999998,40.114743269999998,38.314773279999997,39.239396120000002,40.114743269999998,40.114743269999998,40.114743269999998,40.114743269999998,40.707624969999998,52.453144199999997,52.453144199999997,42.193242660000003,40.114743269999998,34.779791330000002,29.724994469999999,29.724994469999999,29.334771459999999,29.334771459999999,28.372212059999999,27.794676429999999,24.461309320000002,29.334771459999999,29.334771459999999,28.372212059999999,18.932451690000001,29.334771459999999,29.334771459999999,29.724994469999999,29.724994469999999,35.53328681,37.626266940000001,40.114743269999998,40.114743269999998,52.725360209999998,83.242348239999998,84.580819969999993,84.629415969999997,84.580819969999993,83.745526990000002,71.413336810000004,52.725360209999998,52.725360209999998,52.725360209999998,50.2648674,43.56139254,40.114743269999998,40.114743269999998,null,84.629415969999997,84.580819969999993,84.580819969999993,83.745526990000002,83.242348239999998,71.413336810000004,52.725360209999998,52.725360209999998,52.725360209999998,52.725360209999998,52.453144199999997,52.453144199999997,50.2648674,43.56139254,42.193242660000003,{"$f":"LARGE($E2696:$AZ2696,BQ$2)","v":40.707624969999998},40.114743269999998,40.114743269999998,40.114743269999998,40.114743269999998,40.114743269999998,40.114743269999998,40.114743269999998,40.114743269999998,40.114743269999998,40.114743269999998,40.114743269999998,40.114743269999998,39.239396120000002,38.314773279999997,37.626266940000001,35.53328681,34.779791330000002,29.724994469999999,29.724994469999999,29.724994469999999,29.724994469999999,29.334771459999999,29.334771459999999,29.334771459999999,29.334771459999999,29.334771459999999,29.334771459999999,28.372212059999999,28.372212059999999,27.794676429999999,24.461309320000002,18.932451690000001,null,168.76829144999999,49.780324750000005,118.98796669999999,2031]
[2031,1,1,"Wednesday",47.76458272,47.76458272,47.76458272,47.76458272,47.76458272,47.76458272,47.76458272,47.76458272,47.76458272,47.76458272,47.76458272,47.76458272,47.76458272,36.054655150000002,35.179569860000001,18.932451690000001,19.024144809999999,0,0,0,0,0,0,0,0,0,0,0,0,0,33.208235000000002,35.53887246,35.53887246,35.53887246,47.76458272,47.76458272,52.725360209999998,52.725360209999998,47.76458272,47.76458272,47.76458272,47.76458272,47.76458272,47.76458272,47.76458272,47.76458272,47.76458272,47.76458272,null,52.725360209999998,52.725360209999998,47.76458272,47.76458272,47.76458272,47.76458272,47.76458272,47.76458272,47.76458272,47.76458272,47.76458272,47.76458272,47.76458272,47.76458272,47.76458272,{"$f":"LARGE($E2744:$AZ2744,BQ$2)","v":47.76458272},47.76458272,47.76458272,47.76458272,47.76458272,47.76458272,47.76458272,47.76458272,47.76458272,47.76458272,47.76458272,47.76458272,36.054655150000002,35.53887246,35.53887246,35.53887246,35.179569860000001,33.208235000000002,19.024144809999999,18.932451690000001,0,0,0,0,0,0,0,0,0,0,0,0,0,null,100.48994293,0,100.48994293,2032]
[2031,1,28,"Tuesday",64.898462949999995,67.263197840000004,68.882996980000001,70.53879087,75.534043429999997,75.534043429999997,75.534043429999997,75.534043429999997,75.534043429999997,75.534043429999997,75.534043429999997,75.534043429999997,75.534043429999997,75.534043429999997,56.643662599999999,56.643662599999999,52.725360209999998,52.514899579999998,52.514899579999998,52.514899579999998,41.368594880000003,36.24462776,36.944011840000002,35.53328681,28.789253779999999,28.789253779999999,36.944011840000002,36.24462776,36.24462776,39.644239509999998,41.574840479999999,53.086259290000001,56.643662599999999,64.12698881,75.534043429999997,75.534043429999997,75.534043429999997,75.534043429999997,75.534043429999997,75.534043429999997,75.534043429999997,75.534043429999997,75.534043429999997,75.534043429999997,75.534043429999997,75.534043429999997,75.534043429999997,75.534043429999997,null,75.534043429999997,75.534043429999997,75.534043429999997,75.534043429999997,75.534043429999997,75.534043429999997,75.534043429999997,75.534043429999997,75.534043429999997,75.534043429999997,75.534043429999997,75.534043429999997,75.534043429999997,75.534043429999997,75.534043429999997,75.534043429999997,75.534043429999997,75.534043429999997,75.534043429999997,75.534043429999997,75.534043429999997,75.534043429999997,75.534043429999997,75.534043429999997,70.53879087,68.882996980000001,67.263197840000004,64.898462949999995,64.12698881,56.643662599999999,56.643662599999999,56.643662599999999,53.086259290000001,52.725360209999998,52.514899579999998,52.514899579999998,52.514899579999998,41.574840479999999,41.368594880000003,39.644239509999998,36.944011840000002,36.944011840000002,36.24462776,36.24462776,36.24462776,35.53328681,28.789253779999999,28.789253779999999,null,151.06808685999999,64.678211064999999,86.389875794999995,2032]
[2031,3,5,"Wednesday",69.121016569999995,69.121016569999995,83.745526990000002,83.745526990000002,83.745526990000002,83.745526990000002,83.745526990000002,83.745526990000002,83.745526990000002,83.745526990000002,83.745526990000002,84.580819969999993,84.580819969999993,83.745526990000002,83.745526990000002,63.214539389999999,62.884390109999998,62.884390109999998,62.884390109999998,62.884390109999998,62.884390109999998,58.804653700000003,57.83246802,52.725360209999998,57.83246802,58.804653700000003,58.804653700000003,58.804653700000003,62.884390109999998,62.884390109999998,62.884390109999998,62.884390109999998,83.745526990000002,83.745526990000002,84.580819969999993,84.580819969999993,132.53076708,132.53076708,132.53076708,132.53076708,106.27896704,91.824307129999994,84.580819969999993,84.580819969999993,83.745526990000002,83.745526990000002,83.745526990000002,83.745526990000002,null,132.53076708,132.53076708,132.53076708,132.53076708,106.27896704,91.824307129999994,84.580819969999993,84.580819969999993,84.580819969999993,84.580819969999993,84.580819969999993,84.580819969999993,83.745526990000002,83.745526990000002,83.745526990000002,83.745526990000002,83.745526990000002,83.745526990000002,83.745526990000002,83.745526990000002,83.745526990000002,83.745526990000002,83.745526990000002,83.745526990000002,83.745526990000002,83.745526990000002,83.745526990000002,83.745526990000002,83.745526990000002,69.121016569999995,69.121016569999995,63.214539389999999,62.884390109999998,62.884390109999998,62.884390109999998,62.884390109999998,62.884390109999998,62.884390109999998,62.884390109999998,62.884390109999998,62.884390109999998,58.804653700000003,58.804653700000003,58.804653700000003,58.804653700000003,57.83246802,57.83246802,52.725360209999998,null,265.06153416000001,113.597474975,151.464059185,2032]
[2031,3,14,"Friday",88.732675499999999,88.732675499999999,88.732675499999999,75.534043429999997,70.278105460000006,70.683180350000001,72.379647759999997,74.73469541,83.745526990000002,88.732675499999999,88.732675499999999,88.732675499999999,88.732675499999999,88.732675499999999,70.617535810000007,61.691223340000001,44.029402650000002,41.718036529999999,38.482059739999997,36.944011840000002,34.457311310000001,36.24462776,34.457311310000001,36.944011840000002,52.725360209999998,61.691223340000001,66.674622970000001,66.674622970000001,88.732675499999999,88.732675499999999,88.732675499999999,88.732675499999999,88.732675499999999,88.732675499999999,88.732675499999999,88.732675499999999,88.732675499999999,88.732675499999999,88.732675499999999,88.732675499999999,83.745526990000002,70.112082580000006,66.674622970000001,66.674622970000001,66.674622970000001,66.674622970000001,66.674622970000001,66.674622970000001,null,88.732675499999999,88.732675499999999,88.732675499999999,88.732675499999999,88.732675499999999,88.732675499999999,88.732675499999999,88.732675499999999,88.732675499999999,88.732675499999999,88.732675499999999,88.732675499999999,88.732675499999999,88.732675499999999,88.732675499999999,88.732675499999999,88.732675499999999,88.732675499999999,88.732675499999999,88.732675499999999,83.745526990000002,83.745526990000002,75.534043429999997,74.73469541,72.379647759999997,70.683180350000001,70.617535810000007,70.278105460000006,70.112082580000006,66.674622970000001,66.674622970000001,66.674622970000001,66.674622970000001,66.674622970000001,66.674622970000001,66.674622970000001,66.674622970000001,61.691223340000001,61.691223340000001,52.725360209999998,44.029402650000002,41.718036529999999,38.482059739999997,36.944011840000002,36.944011840000002,36.24462776,34.457311310000001,34.457311310000001,null,177.465351,71.051631110000002,106.41371989,2032]
[2031,4,24,"Thursday",53.830333230000001,52.725360209999998,52.725360209999998,52.553933620000002,52.553933620000002,52.553933620000002,52.553933620000002,52.553933620000002,52.553933620000002,52.553933620000002,52.553933620000002,52.553933620000002,52.725360209999998,52.725360209999998,52.553933620000002,52.553933620000002,24.69803405,0,0,0,0,0,0,0,0,0,0,0,0,14.23072586,29.334771459999999,28.789253779999999,52.553933620000002,69.622541100000007,85.209271709999996,86.241507580000004,86.241507580000004,84.282048309999993,84.282048309999993,84.282048309999993,83.636831659999999,70.152821099999997,70.152821099999997,69.622541100000007,52.725360209999998,52.725360209999998,52.553933620000002,52.725360209999998,null,{"$f":"LARGE($E2857:$AZ2857,BB$2)","v":86.241507580000004},86.241507580000004,85.209271709999996,84.282048309999993,84.282048309999993,84.282048309999993,83.636831659999999,70.152821099999997,70.152821099999997,69.622541100000007,69.622541100000007,53.830333230000001,52.725360209999998,52.725360209999998,52.725360209999998,52.725360209999998,52.725360209999998,52.725360209999998,52.725360209999998,52.553933620000002,52.553933620000002,52.553933620000002,52.553933620000002,52.553933620000002,52.553933620000002,52.553933620000002,52.553933620000002,52.553933620000002,52.553933620000002,52.553933620000002,52.553933620000002,52.553933620000002,29.334771459999999,28.789253779999999,24.69803405,14.23072586,0,0,0,0,0,0,0,0,0,0,0,0,null,170.98716758999998,0,170.98716758999998,2032]
[2031,5,25,"Sunday",84.282048309999993,84.282048309999993,84.282048309999993,84.282048309999993,84.282048309999993,84.282048309999993,84.282048309999993,84.282048309999993,84.282048309999993,84.282048309999993,84.282048309999993,84.282048309999993,84.282048309999993,84.282048309999993,84.282048309999993,63.292146299999999,63.292146299999999,58.596933270000001,36.24462776,36.944011840000002,35.53328681,34.773665649999998,28.789253779999999,28.789253779999999,36.944011840000002,36.24462776,36.24462776,58.596933270000001,63.292146299999999,63.292146299999999,63.292146299999999,75.534043429999997,84.282048309999993,84.282048309999993,84.282048309999993,127.93716003,84.282048309999993,127.93716003,84.282048309999993,84.282048309999993,84.282048309999993,84.282048309999993,84.282048309999993,84.282048309999993,84.282048309999993,84.282048309999993,84.282048309999993,84.282048309999993,null,127.93716003,127.93716003,84.282048309999993,84.282048309999993,84.282048309999993,84.282048309999993,84.282048309999993,84.282048309999993,84.282048309999993,84.282048309999993,84.282048309999993,84.282048309999993,84.282048309999993,84.282048309999993,84.282048309999993,{"$f":"LARGE($E2888:$AZ2888,BQ$2)","v":84.282048309999993},84.282048309999993,84.282048309999993,84.282048309999993,84.282048309999993,84.282048309999993,84.282048309999993,84.282048309999993,84.282048309999993,84.282048309999993,84.282048309999993,84.282048309999993,84.282048309999993,84.282048309999993,84.282048309999993,84.282048309999993,75.534043429999997,63.292146299999999,63.292146299999999,63.292146299999999,63.292146299999999,63.292146299999999,58.596933270000001,58.596933270000001,36.944011840000002,36.944011840000002,36.24462776,36.24462776,36.24462776,35.53328681,34.773665649999998,28.789253779999999,28.789253779999999,null,212.21920833999999,63.942730009999991,148.27647833,2032]
[2031,6,11,"Wednesday",110.41644641000001,109.11262149,86.367425890000007,86.195522839999995,86.195522839999995,86.367425890000007,86.367425890000007,86.367425890000007,86.367425890000007,86.472040219999997,87.503839389999996,114.41807006000001,114.41807006000001,114.41807006000001,114.41807006000001,95.738383099999993,83.446376099999995,79.548944899999995,75.534043429999997,70.044367530000002,74.953250280000006,65.651603190000003,52.725360209999998,79.548944899999995,79.548944899999995,80.521256769999994,83.745526990000002,84.282048309999993,84.282048309999993,86.195522839999995,86.195522839999995,86.195522839999995,114.41807006000001,114.41807006000001,122.97237011999999,121.45809104999999,121.45809104999999,121.45809104999999,121.45809104999999,121.45809104999999,121.45809104999999,121.45809104999999,114.41807006000001,114.41807006000001,114.41807006000001,114.41807006000001,114.41807006000001,111.73512497,null,{"$f":"LARGE($E2905:$AZ2905,BB$2)","v":122.97237011999999},121.45809104999999,121.45809104999999,121.45809104999999,121.45809104999999,121.45809104999999,121.45809104999999,121.45809104999999,114.41807006000001,114.41807006000001,114.41807006000001,114.41807006000001,114.41807006000001,114.41807006000001,114.41807006000001,114.41807006000001,114.41807006000001,114.41807006000001,114.41807006000001,111.73512497,110.41644641000001,109.11262149,95.738383099999993,87.503839389999996,86.472040219999997,86.367425890000007,86.367425890000007,86.367425890000007,86.367425890000007,86.367425890000007,86.195522839999995,86.195522839999995,86.195522839999995,86.195522839999995,86.195522839999995,84.282048309999993,84.282048309999993,83.745526990000002,83.446376099999995,80.521256769999994,79.548944899999995,79.548944899999995,79.548944899999995,75.534043429999997,74.953250280000006,70.044367530000002,65.651603190000003,52.725360209999998,null,243.67332163500001,131.68729060500002,111.98603102999999,2032]
[2031,7,14,"Monday",51.642626649999997,48.078270760000002,47.255832220000002,47.255832220000002,47.255832220000002,47.255832220000002,47.255832220000002,41.910458030000001,41.416271989999998,42.916113750000001,47.255832220000002,47.255832220000002,47.255832220000002,53.274428059999998,52.26010625,47.255832220000002,40.353572530000001,37.850911320000002,36.014439039999999,35.095996130000003,35.095996130000003,35.095996130000003,35.095996130000003,35.095996130000003,35.095996130000003,35.095996130000003,35.095996130000003,35.095996130000003,35.095996130000003,35.095996130000003,37.850911320000002,40.353572530000001,40.4446941,54.099714400000003,54.44230881,60.484616150000001,60.484616150000001,61.955672110000002,62.703028070000002,64.993954419999994,65.774328749999995,54.44230881,54.44230881,54.099714400000003,54.099714400000003,54.099714400000003,54.099714400000003,54.099714400000003,null,65.774328749999995,64.993954419999994,62.703028070000002,61.955672110000002,60.484616150000001,60.484616150000001,54.44230881,54.44230881,54.44230881,54.099714400000003,54.099714400000003,54.099714400000003,54.099714400000003,54.099714400000003,54.099714400000003,53.274428059999998,52.26010625,51.642626649999997,48.078270760000002,47.255832220000002,47.255832220000002,47.255832220000002,47.255832220000002,47.255832220000002,47.255832220000002,47.255832220000002,47.255832220000002,47.255832220000002,42.916113750000001,41.910458030000001,41.416271989999998,40.4446941,40.353572530000001,40.353572530000001,37.850911320000002,37.850911320000002,36.014439039999999,35.095996130000003,35.095996130000003,35.095996130000003,35.095996130000003,35.095996130000003,35.095996130000003,35.095996130000003,35.095996130000003,35.095996130000003,35.095996130000003,35.095996130000003,null,127.71349167499999,70.191992260000006,57.52149941499998,2032]
[2031,8,25,"Monday",35.152222080000001,35.152222080000001,35.095996130000003,35.095996130000003,35.095996130000003,35.095996130000003,35.095996130000003,35.095996130000003,35.095996130000003,35.095996130000003,35.095996130000003,35.152222080000001,35.152222080000001,35.152222080000001,35.095996130000003,35.095996130000003,11.64069158,0,0,0,0,0,0,0,0,0,0,0,0,0,0,26.0782743,35.095996130000003,35.152222080000001,47.255832220000002,53.274428059999998,53.274428059999998,53.274428059999998,53.274428059999998,53.274428059999998,53.274428059999998,53.274428059999998,53.274428059999998,53.274428059999998,53.274428059999998,53.274428059999998,53.274428059999998,53.274428059999998,null,53.274428059999998,53.274428059999998,53.274428059999998,53.274428059999998,53.274428059999998,53.274428059999998,53.274428059999998,53.274428059999998,53.274428059999998,53.274428059999998,53.274428059999998,53.274428059999998,53.274428059999998,47.255832220000002,35.152222080000001,35.152222080000001,35.152222080000001,35.152222080000001,35.152222080000001,35.152222080000001,35.095996130000003,35.095996130000003,35.095996130000003,35.095996130000003,35.095996130000003,35.095996130000003,35.095996130000003,35.095996130000003,35.095996130000003,35.095996130000003,35.095996130000003,35.095996130000003,26.0782743,11.64069158,0,0,0,0,0,0,0,0,0,0,0,0,0,0,null,106.54885612,0,106.54885612,2032]
[2031,10,1,"Wednesday",33.849591830000001,33.849591830000001,33.849591830000001,33.849591830000001,33.849591830000001,33.849591830000001,33.849591830000001,33.849591830000001,33.849591830000001,33.849591830000001,33.849591830000001,33.849591830000001,33.849591830000001,26.576836019999998,24.963479379999999,24.907253430000001,24.907253430000001,24.907253430000001,24.907253430000001,24.907253430000001,23.533864130000001,23.374459890000001,18.89996404,18.89996404,19.029844629999999,13.36498123,15.32975474,23.533864130000001,23.533864130000001,24.907253430000001,24.963479379999999,24.963479379999999,24.963479379999999,35.178426780000002,35.178426780000002,35.178426780000002,35.178426780000002,35.178426780000002,35.178426780000002,35.178426780000002,35.178426780000002,35.178426780000002,35.178426780000002,35.178426780000002,35.178426780000002,35.178426780000002,35.178426780000002,35.178426780000002,null,{"$f":"LARGE($E3017:$AZ3017,BB$2)","v":35.178426780000002},35.178426780000002,35.178426780000002,35.178426780000002,35.178426780000002,35.178426780000002,35.178426780000002,35.178426780000002,35.178426780000002,35.178426780000002,35.178426780000002,35.178426780000002,35.178426780000002,35.178426780000002,35.178426780000002,33.849591830000001,33.849591830000001,33.849591830000001,33.849591830000001,33.849591830000001,33.849591830000001,33.849591830000001,33.849591830000001,33.849591830000001,33.849591830000001,33.849591830000001,33.849591830000001,33.849591830000001,26.576836019999998,24.963479379999999,24.963479379999999,24.963479379999999,24.963479379999999,24.907253430000001,24.907253430000001,24.907253430000001,24.907253430000001,24.907253430000001,24.907253430000001,23.533864130000001,23.533864130000001,23.533864130000001,23.374459890000001,19.029844629999999,18.89996404,18.89996404,15.32975474,13.36498123,null,70.356853560000005,33.247332024999999,37.109521535000006,2032]
[2031,10,23,"Thursday",53.274428059999998,53.274428059999998,53.274428059999998,53.274428059999998,53.274428059999998,53.274428059999998,53.274428059999998,53.274428059999998,53.274428059999998,53.274428059999998,53.274428059999998,53.274428059999998,53.274428059999998,53.274428059999998,39.726354909999998,39.726354909999998,37.038944460000003,35.095996130000003,35.095996130000003,35.769611329999996,34.410864609999997,33.679231770000001,26.644980050000001,18.89996404,18.89996404,18.89996404,18.89996404,25.808828219999999,35.769611329999996,35.095996130000003,35.095996130000003,39.67012897,39.726354909999998,53.274428059999998,53.274428059999998,53.274428059999998,53.274428059999998,53.274428059999998,53.274428059999998,53.274428059999998,53.274428059999998,53.274428059999998,53.274428059999998,53.274428059999998,53.274428059999998,53.274428059999998,53.274428059999998,53.274428059999998,null,53.274428059999998,53.274428059999998,53.274428059999998,53.274428059999998,53.274428059999998,53.274428059999998,53.274428059999998,53.274428059999998,53.274428059999998,53.274428059999998,53.274428059999998,53.274428059999998,53.274428059999998,53.274428059999998,53.274428059999998,53.274428059999998,53.274428059999998,53.274428059999998,53.274428059999998,53.274428059999998,53.274428059999998,53.274428059999998,53.274428059999998,53.274428059999998,53.274428059999998,53.274428059999998,53.274428059999998,53.274428059999998,53.274428059999998,39.726354909999998,39.726354909999998,39.726354909999998,39.67012897,37.038944460000003,35.769611329999996,35.769611329999996,35.095996130000003,35.095996130000003,35.095996130000003,35.095996130000003,34.410864609999997,33.679231770000001,26.644980050000001,25.808828219999999,18.89996404,18.89996404,18.89996404,18.89996404,null,106.54885612,37.799928080000001,68.748928039999996,2032]
[2031,11,20,"Thursday",38.90833276,38.90833276,38.90833276,38.90833276,38.90833276,38.90833276,38.90833276,38.90833276,38.90833276,38.90833276,38.90833276,38.90833276,38.90833276,38.90833276,38.90833276,35.769611329999996,34.410864609999997,28.808122489999999,28.808122489999999,28.808122489999999,28.751896540000001,28.751896540000001,28.803501069999999,28.808122489999999,28.751896540000001,27.05094412,27.05094412,28.751896540000001,28.751896540000001,28.751896540000001,28.751896540000001,28.808122489999999,28.808122489999999,28.808122489999999,38.90833276,38.90833276,38.90833276,38.90833276,38.90833276,38.90833276,38.90833276,38.90833276,38.90833276,38.90833276,38.90833276,38.90833276,38.90833276,38.90833276,null,38.90833276,38.90833276,38.90833276,38.90833276,38.90833276,38.90833276,38.90833276,38.90833276,38.90833276,38.90833276,38.90833276,38.90833276,38.90833276,38.90833276,38.90833276,38.90833276,38.90833276,38.90833276,38.90833276,38.90833276,38.90833276,38.90833276,38.90833276,38.90833276,38.90833276,38.90833276,38.90833276,38.90833276,38.90833276,35.769611329999996,34.410864609999997,28.808122489999999,28.808122489999999,28.808122489999999,28.808122489999999,28.808122489999999,28.808122489999999,28.808122489999999,28.803501069999999,28.751896540000001,28.751896540000001,28.751896540000001,28.751896540000001,28.751896540000001,28.751896540000001,28.751896540000001,27.05094412,27.05094412,null,77.816665520000001,55.802840660000001,22.01382486,2032]
[2031,12,7,"Sunday",25.99546183,25.99546183,25.99546183,25.99546183,25.99546183,25.99546183,25.99546183,25.99546183,25.99546183,25.99546183,25.99546183,25.99546183,25.99546183,18.994340579999999,18.994340579999999,18.994340579999999,18.994340579999999,18.938114639999998,18.938114639999998,18.938114639999998,18.938114639999998,18.938114639999998,18.938114639999998,18.938114639999998,18.938114639999998,18.938114639999998,18.938114639999998,18.938114639999998,18.994340579999999,18.994340579999999,18.994340579999999,18.994340579999999,18.994340579999999,18.994340579999999,35.769611329999996,44.667193109999999,44.667193109999999,44.667193109999999,44.667193109999999,44.667193109999999,44.667193109999999,44.667193109999999,44.667193109999999,44.667193109999999,44.667193109999999,44.667193109999999,44.667193109999999,44.667193109999999,null,44.667193109999999,44.667193109999999,44.667193109999999,44.667193109999999,44.667193109999999,44.667193109999999,44.667193109999999,44.667193109999999,44.667193109999999,44.667193109999999,44.667193109999999,44.667193109999999,44.667193109999999,35.769611329999996,25.99546183,25.99546183,25.99546183,25.99546183,25.99546183,25.99546183,25.99546183,25.99546183,25.99546183,25.99546183,25.99546183,25.99546183,25.99546183,18.994340579999999,18.994340579999999,18.994340579999999,18.994340579999999,18.994340579999999,18.994340579999999,18.994340579999999,18.994340579999999,18.994340579999999,18.994340579999999,18.938114639999998,18.938114639999998,18.938114639999998,18.938114639999998,18.938114639999998,18.938114639999998,18.938114639999998,18.938114639999998,18.938114639999998,{"$f":"LARGE($E3084:$AZ3084,CV$2)","v":18.938114639999998},18.938114639999998,null,89.334386219999999,37.876229279999997,51.458156940000002,2032]
[2032,1,9,"Friday",38.217737139999997,38.217737139999997,38.217737139999997,38.217737139999997,38.217737139999997,38.217737139999997,38.217737139999997,38.217737139999997,38.217737139999997,38.217737139999997,38.217737139999997,38.217737139999997,38.217737139999997,38.217737139999997,33.280960389999997,28.283269820000001,28.283269820000001,28.283269820000001,28.283269820000001,28.283269820000001,28.227043869999999,28.227043869999999,28.227043869999999,28.227043869999999,28.227043869999999,28.227043869999999,28.227043869999999,28.227043869999999,28.283269820000001,28.227043869999999,28.227043869999999,28.283269820000001,28.848306730000001,28.940677879999999,35.769611329999996,38.217737139999997,38.217737139999997,38.217737139999997,38.217737139999997,38.217737139999997,38.217737139999997,38.217737139999997,38.217737139999997,38.217737139999997,38.217737139999997,38.217737139999997,38.217737139999997,38.217737139999997,null,38.217737139999997,38.217737139999997,38.217737139999997,38.217737139999997,38.217737139999997,38.217737139999997,38.217737139999997,38.217737139999997,38.217737139999997,38.217737139999997,38.217737139999997,38.217737139999997,38.217737139999997,38.217737139999997,38.217737139999997,38.217737139999997,38.217737139999997,38.217737139999997,38.217737139999997,38.217737139999997,38.217737139999997,38.217737139999997,38.217737139999997,38.217737139999997,38.217737139999997,38.217737139999997,38.217737139999997,35.769611329999996,33.280960389999997,28.940677879999999,28.848306730000001,{"$f":"LARGE($E3117:$AZ3117,CG$2)","v":28.283269820000001},28.283269820000001,28.283269820000001,28.283269820000001,28.283269820000001,28.283269820000001,28.283269820000001,28.227043869999999,28.227043869999999,28.227043869999999,28.227043869999999,28.227043869999999,28.227043869999999,28.227043869999999,28.227043869999999,28.227043869999999,28.227043869999999,null,76.435474279999994,56.454087739999999,19.981386539999995,2033]
[2032,2,9,"Monday",38.72568673,38.72568673,38.72568673,38.72568673,38.72568673,38.72568673,38.72568673,38.72568673,38.72568673,38.72568673,38.72568673,41.155216230000001,41.155216230000001,38.72568673,38.72568673,33.046522119999999,28.66931151,28.66931151,28.66931151,28.66931151,28.613085559999998,28.613085559999998,28.613085559999998,28.613085559999998,28.613085559999998,28.613085559999998,28.613085559999998,28.613085559999998,28.66931151,28.66931151,28.66931151,28.66931151,33.046522119999999,38.72568673,38.72568673,44.561886989999998,41.155216230000001,38.72568673,38.72568673,38.72568673,39.406468689999997,38.72568673,38.72568673,38.72568673,38.72568673,38.72568673,38.72568673,38.72568673,null,44.561886989999998,41.155216230000001,41.155216230000001,41.155216230000001,39.406468689999997,38.72568673,38.72568673,38.72568673,38.72568673,38.72568673,38.72568673,38.72568673,38.72568673,38.72568673,38.72568673,38.72568673,38.72568673,38.72568673,38.72568673,38.72568673,38.72568673,38.72568673,38.72568673,38.72568673,38.72568673,38.72568673,38.72568673,38.72568673,38.72568673,38.72568673,33.046522119999999,33.046522119999999,28.66931151,28.66931151,28.66931151,28.66931151,28.66931151,28.66931151,28.66931151,28.66931151,28.613085559999998,28.613085559999998,28.613085559999998,28.613085559999998,28.613085559999998,28.613085559999998,{"$f":"LARGE($E3148:$AZ3148,CV$2)","v":28.613085559999998},28.613085559999998,null,84.01376784,57.226171119999997,26.787596720000003,2033]
[2032,3,5,"Friday",43.596074600000001,43.596074600000001,43.596074600000001,43.596074600000001,43.596074600000001,43.596074600000001,43.596074600000001,43.596074600000001,43.596074600000001,43.596074600000001,43.596074600000001,44.045808430000001,55.663826200000003,43.596074600000001,43.596074600000001,43.539848650000003,43.539848650000003,43.539848650000003,43.539848650000003,43.539848650000003,43.539848650000003,43.539848650000003,43.539848650000003,43.539848650000003,43.539848650000003,43.539848650000003,43.539848650000003,43.539848650000003,43.539848650000003,43.596074600000001,43.596074600000001,48.81600401,58.366164490000003,58.366164490000003,58.366164490000003,58.366164490000003,58.366164490000003,58.366164490000003,58.366164490000003,58.366164490000003,58.366164490000003,58.366164490000003,58.366164490000003,58.366164490000003,58.366164490000003,58.366164490000003,58.366164490000003,58.366164490000003,null,58.366164490000003,58.366164490000003,58.366164490000003,58.366164490000003,58.366164490000003,58.366164490000003,58.366164490000003,58.366164490000003,58.366164490000003,58.366164490000003,58.366164490000003,58.366164490000003,58.366164490000003,58.366164490000003,58.366164490000003,58.366164490000003,55.663826200000003,48.81600401,44.045808430000001,43.596074600000001,43.596074600000001,43.596074600000001,43.596074600000001,43.596074600000001,43.596074600000001,43.596074600000001,43.596074600000001,43.596074600000001,43.596074600000001,43.596074600000001,43.596074600000001,43.596074600000001,43.596074600000001,43.596074600000001,43.539848650000003,43.539848650000003,43.539848650000003,43.539848650000003,43.539848650000003,43.539848650000003,43.539848650000003,43.539848650000003,43.539848650000003,43.539848650000003,43.539848650000003,43.539848650000003,43.539848650000003,43.539848650000003,null,116.73232898000001,87.079697300000007,29.652631679999999,2033]
[2032,3,30,"Tuesday",37.289557600000002,37.289557600000002,37.289557600000002,37.289557600000002,37.289557600000002,37.289557600000002,37.289557600000002,37.289557600000002,36.534662529999999,36.534662529999999,36.534662529999999,36.534662529999999,37.289557600000002,36.534662529999999,27.57785337,27.521627420000002,27.521627420000002,25.92549378,18.938114590000001,25.92549378,25.92549378,27.521627420000002,27.521627420000002,27.521627420000002,27.521627420000002,27.521627420000002,27.521627420000002,27.521627420000002,27.521627420000002,27.521627420000002,27.57785337,27.521627420000002,27.521627420000002,27.57785337,37.289557600000002,37.289557600000002,37.289557600000002,37.289557600000002,37.289557600000002,37.289557600000002,37.289557600000002,37.289557600000002,36.534662529999999,35.095996130000003,35.095996130000003,35.095996130000003,35.095996130000003,35.095996130000003,null,37.289557600000002,37.289557600000002,37.289557600000002,37.289557600000002,37.289557600000002,37.289557600000002,37.289557600000002,37.289557600000002,37.289557600000002,37.289557600000002,37.289557600000002,37.289557600000002,37.289557600000002,37.289557600000002,37.289557600000002,37.289557600000002,37.289557600000002,36.534662529999999,36.534662529999999,36.534662529999999,36.534662529999999,36.534662529999999,36.534662529999999,35.095996130000003,35.095996130000003,35.095996130000003,35.095996130000003,35.095996130000003,27.57785337,27.57785337,27.57785337,27.521627420000002,27.521627420000002,27.521627420000002,27.521627420000002,27.521627420000002,27.521627420000002,27.521627420000002,27.521627420000002,27.521627420000002,27.521627420000002,27.521627420000002,27.521627420000002,27.521627420000002,25.92549378,25.92549378,25.92549378,18.938114590000001,null,74.579115200000004,48.357297965000001,26.221817235000003,2033]
[2032,5,19,"Wednesday",62.44463579,62.44463579,62.44463579,62.44463579,62.44463579,62.44463579,62.44463579,62.44463579,62.44463579,62.44463579,62.44463579,62.44463579,62.44463579,62.44463579,62.44463579,62.44463579,46.695712790000002,46.695712790000002,46.695712790000002,46.179302759999999,46.695712790000002,46.14169519,46.695712790000002,46.695712790000002,46.695712790000002,46.695712790000002,46.695712790000002,46.695712790000002,46.695712790000002,47.411592249999998,53.274428059999998,62.44463579,62.44463579,62.44463579,62.44463579,62.44463579,62.44463579,62.44463579,62.44463579,62.44463579,62.44463579,62.44463579,62.44463579,62.44463579,62.44463579,62.44463579,62.44463579,62.44463579,null,62.44463579,62.44463579,62.44463579,62.44463579,62.44463579,62.44463579,62.44463579,62.44463579,62.44463579,62.44463579,62.44463579,62.44463579,62.44463579,62.44463579,62.44463579,62.44463579,62.44463579,62.44463579,62.44463579,62.44463579,62.44463579,62.44463579,62.44463579,62.44463579,62.44463579,62.44463579,62.44463579,62.44463579,62.44463579,62.44463579,62.44463579,62.44463579,62.44463579,53.274428059999998,47.411592249999998,46.695712790000002,46.695712790000002,46.695712790000002,46.695712790000002,46.695712790000002,46.695712790000002,46.695712790000002,46.695712790000002,46.695712790000002,46.695712790000002,46.695712790000002,46.179302759999999,46.14169519,null,124.88927158,92.856211765000012,32.033059814999987,2033]
[2032,6,1,"Tuesday",75.464325189999997,65.8381756,53.274428059999998,47.577663829999999,47.577663829999999,47.577663829999999,47.577663829999999,47.577663829999999,47.577663829999999,47.577663829999999,47.577663829999999,47.577663829999999,47.577663829999999,53.274428059999998,47.577663829999999,47.577663829999999,28.960994230000001,20.275353490000001,18.89996404,18.89996404,19.029844629999999,0,0,0,0,0,0,0,0,0,26.572697250000001,28.960994230000001,47.577663829999999,47.577663829999999,47.577663829999999,47.577663829999999,47.577663829999999,47.577663829999999,47.577663829999999,53.274428059999998,53.274428059999998,53.274428059999998,47.577663829999999,47.577663829999999,47.577663829999999,47.577663829999999,47.577663829999999,47.577663829999999,null,75.464325189999997,65.8381756,53.274428059999998,53.274428059999998,53.274428059999998,53.274428059999998,53.274428059999998,47.577663829999999,47.577663829999999,47.577663829999999,47.577663829999999,47.577663829999999,47.577663829999999,47.577663829999999,47.577663829999999,47.577663829999999,47.577663829999999,47.577663829999999,47.577663829999999,47.577663829999999,47.577663829999999,47.577663829999999,47.577663829999999,47.577663829999999,47.577663829999999,47.577663829999999,47.577663829999999,47.577663829999999,47.577663829999999,47.577663829999999,47.577663829999999,{"$f":"LARGE($E3261:$AZ3261,CG$2)","v":47.577663829999999},28.960994230000001,28.960994230000001,26.572697250000001,20.275353490000001,19.029844629999999,18.89996404,18.89996404,0,0,0,0,0,0,0,0,0,null,123.925678455,0,123.925678455,2033]
[2032,7,3,"Saturday",45.674559840000001,45.674559840000001,45.674559840000001,45.674559840000001,45.674559840000001,45.674559840000001,45.674559840000001,45.674559840000001,45.674559840000001,45.674559840000001,45.674559840000001,45.674559840000001,45.674559840000001,45.674559840000001,45.674559840000001,45.674559840000001,33.894229119999999,33.89422914,33.89422914,33.89422914,33.89422914,33.89422914,33.894229119999999,33.894229119999999,33.894229119999999,33.894229119999999,33.894229119999999,33.894229119999999,33.894229119999999,33.894229119999999,33.894229119999999,33.894229119999999,33.894229119999999,33.89422914,44.90248777,44.90248777,33.89422914,33.89422914,33.89422914,33.89422914,33.89422914,33.89422914,33.89422914,33.89422914,33.89422914,33.89422914,33.89422914,33.89422914,null,45.674559840000001,45.674559840000001,45.674559840000001,45.674559840000001,45.674559840000001,45.674559840000001,45.674559840000001,45.674559840000001,45.674559840000001,45.674559840000001,45.674559840000001,45.674559840000001,45.674559840000001,45.674559840000001,45.674559840000001,45.674559840000001,44.90248777,44.90248777,33.89422914,33.89422914,33.89422914,33.89422914,33.89422914,33.89422914,33.89422914,33.89422914,33.89422914,33.89422914,33.89422914,33.89422914,33.89422914,{"$f":"LARGE($E3293:$AZ3293,CG$2)","v":33.89422914},33.89422914,33.89422914,33.89422914,33.89422914,33.894229119999999,33.894229119999999,33.894229119999999,33.894229119999999,33.894229119999999,33.894229119999999,33.894229119999999,33.894229119999999,33.894229119999999,33.894229119999999,33.894229119999999,33.894229119999999,null,91.349119680000001,67.788458239999997,23.560661440000004,2033]
[2032,8,19,"Thursday",107.67658478,105.38819601,105.38819601,105.38819601,105.38819601,106.97104947,90.490723299999999,91.336979369999995,91.336979369999995,110.0050912,114.78675212,122.15848997000001,130.15601817999999,130.15601817999999,106.19463576,57.952776030000003,37.226642050000002,33.641822439999999,33.641822439999999,33.58559649,33.58559649,33.58559649,33.58559649,33.58559649,33.58559649,33.58559649,33.58559649,33.58559649,33.641822439999999,33.641822439999999,34.154775180000001,45.268464280000003,48.307355139999999,84.466513559999996,128.21792828,133.56764351999999,48.307355139999999,45.268464280000003,45.268464280000003,45.268464280000003,45.268464280000003,45.268464280000003,45.268464280000003,45.268464280000003,45.268464280000003,45.268464280000003,45.268464280000003,45.268464280000003,null,133.56764351999999,130.15601817999999,130.15601817999999,128.21792828,122.15848997000001,114.78675212,110.0050912,107.67658478,106.97104947,106.19463576,105.38819601,105.38819601,105.38819601,105.38819601,91.336979369999995,91.336979369999995,90.490723299999999,84.466513559999996,57.952776030000003,48.307355139999999,48.307355139999999,45.268464280000003,45.268464280000003,45.268464280000003,45.268464280000003,45.268464280000003,45.268464280000003,45.268464280000003,45.268464280000003,45.268464280000003,45.268464280000003,45.268464280000003,45.268464280000003,37.226642050000002,34.154775180000001,33.641822439999999,33.641822439999999,33.641822439999999,33.641822439999999,33.58559649,33.58559649,33.58559649,33.58559649,33.58559649,33.58559649,33.58559649,{"$f":"LARGE($E3340:$AZ3340,CV$2)","v":33.58559649},33.58559649,null,261.04880407999997,67.171192980000001,193.87761109999997,2033]
[2032,9,16,"Thursday",33.905984179999997,33.905984179999997,33.905984179999997,33.905984179999997,33.905984179999997,33.905984179999997,33.905984179999997,33.905984179999997,33.905984179999997,33.905984179999997,33.905984179999997,33.905984179999997,33.905984179999997,33.905984179999997,33.905984179999997,25.006337569999999,24.950111620000001,9.7262846199999995,0,0,0,0,0,0,0,0,0,0,0,0,0,23.573070810000001,24.950111620000001,33.905984179999997,34.648822840000001,67.754187239999993,52.849133299999998,33.905984179999997,52.849133299999998,52.849133299999998,52.849133299999998,52.849133299999998,33.905984179999997,33.905984179999997,33.905984179999997,33.905984179999997,33.905984179999997,33.905984179999997,null,67.754187239999993,52.849133299999998,52.849133299999998,52.849133299999998,52.849133299999998,52.849133299999998,34.648822840000001,33.905984179999997,33.905984179999997,33.905984179999997,33.905984179999997,33.905984179999997,33.905984179999997,33.905984179999997,33.905984179999997,{"$f":"LARGE($E3368:$AZ3368,BQ$2)","v":33.905984179999997},33.905984179999997,33.905984179999997,33.905984179999997,33.905984179999997,33.905984179999997,33.905984179999997,33.905984179999997,33.905984179999997,33.905984179999997,33.905984179999997,33.905984179999997,33.905984179999997,33.905984179999997,33.905984179999997,25.006337569999999,24.950111620000001,24.950111620000001,23.573070810000001,9.7262846199999995,0,0,0,0,0,0,0,0,0,0,0,0,0,null,113.15079357,0,113.15079357,2033]
[2032,10,8,"Friday",33.894229119999999,33.894229119999999,33.894229119999999,33.894229119999999,33.894229119999999,33.894229119999999,33.894229119999999,33.894229119999999,33.894229119999999,33.894229119999999,33.894229119999999,33.894229119999999,33.894229119999999,33.894229119999999,33.894229119999999,33.894229119999999,33.894229119999999,33.894229119999999,33.894229119999999,33.894229119999999,33.894229119999999,33.894229119999999,33.894229119999999,33.894229119999999,33.894229119999999,33.894229119999999,33.894229119999999,33.894229119999999,33.894229119999999,33.894229119999999,33.894229119999999,33.894229119999999,33.894229119999999,33.894229119999999,33.894229119999999,33.894229119999999,33.894229119999999,33.894229119999999,33.894229119999999,33.894229119999999,33.894229119999999,33.894229119999999,33.894229119999999,33.894229119999999,33.894229119999999,33.894229119999999,33.894229119999999,33.894229119999999,null,33.894229119999999,33.894229119999999,33.894229119999999,33.894229119999999,33.894229119999999,33.894229119999999,33.894229119999999,33.894229119999999,33.894229119999999,33.894229119999999,33.894229119999999,33.894229119999999,33.894229119999999,33.894229119999999,33.894229119999999,33.894229119999999,33.894229119999999,33.894229119999999,33.894229119999999,33.894229119999999,33.894229119999999,33.894229119999999,33.894229119999999,33.894229119999999,33.894229119999999,33.894229119999999,33.894229119999999,33.894229119999999,33.894229119999999,33.894229119999999,33.894229119999999,33.894229119999999,33.894229119999999,33.894229119999999,33.894229119999999,33.894229119999999,33.894229119999999,33.894229119999999,33.894229119999999,33.894229119999999,33.894229119999999,33.894229119999999,33.894229119999999,33.894229119999999,33.894229119999999,33.894229119999999,33.894229119999999,33.894229119999999,null,67.788458239999997,67.788458239999997,0,2033]
[2032,11,8,"Monday",28.83690833,28.83690833,28.83690833,28.83690833,28.83690833,28.83690833,28.83690833,28.83690833,28.83690833,28.83690833,28.83690833,28.83690833,21.153839919999999,20.0488055,0,0,0,0,0,0,0,0,0,0,0,0,0,0,0,20.0488055,18.94213985,21.097613979999998,21.097613979999998,21.153839919999999,28.83690833,28.83690833,28.83690833,28.83690833,28.83690833,28.83690833,28.83690833,28.83690833,28.83690833,28.83690833,28.83690833,28.83690833,28.83690833,28.83690833,null,28.83690833,28.83690833,28.83690833,28.83690833,28.83690833,28.83690833,28.83690833,28.83690833,28.83690833,28.83690833,28.83690833,28.83690833,28.83690833,28.83690833,28.83690833,28.83690833,28.83690833,28.83690833,28.83690833,28.83690833,28.83690833,28.83690833,28.83690833,28.83690833,28.83690833,28.83690833,21.153839919999999,21.153839919999999,21.097613979999998,21.097613979999998,20.0488055,{"$f":"LARGE($E3421:$AZ3421,CG$2)","v":20.0488055},18.94213985,0,0,0,0,0,0,0,0,0,0,0,0,0,0,0,null,57.67381666,0,57.67381666,2033]
[2032,12,14,"Tuesday",77.256561110000007,77.256561110000007,77.256561110000007,77.256561110000007,77.256561110000007,77.256561110000007,77.256561110000007,77.256561110000007,77.256561110000007,77.256561110000007,77.256561110000007,77.256561110000007,77.256561110000007,67.10646337,57.952776030000003,57.896550079999997,57.896550079999997,57.896550079999997,57.896550079999997,53.712476700000003,52.849133299999998,52.849133299999998,53.712476700000003,53.712476700000003,52.849133299999998,52.849133299999998,53.712476700000003,53.712476700000003,53.712476700000003,57.896550079999997,57.896550079999997,57.896550079999997,57.896550079999997,57.952776030000003,77.256561110000007,77.256561110000007,80.366819489999997,83.831584989999996,77.256561110000007,77.256561110000007,77.256561110000007,77.256561110000007,77.256561110000007,77.256561110000007,77.256561110000007,77.256561110000007,77.256561110000007,77.256561110000007,null,83.831584989999996,80.366819489999997,77.256561110000007,77.256561110000007,77.256561110000007,77.256561110000007,77.256561110000007,77.256561110000007,77.256561110000007,77.256561110000007,77.256561110000007,77.256561110000007,77.256561110000007,77.256561110000007,77.256561110000007,77.256561110000007,77.256561110000007,77.256561110000007,77.256561110000007,77.256561110000007,77.256561110000007,77.256561110000007,77.256561110000007,77.256561110000007,77.256561110000007,77.256561110000007,77.256561110000007,67.10646337,57.952776030000003,57.952776030000003,57.896550079999997,57.896550079999997,57.896550079999997,57.896550079999997,57.896550079999997,57.896550079999997,57.896550079999997,57.896550079999997,53.712476700000003,53.712476700000003,53.712476700000003,53.712476700000003,53.712476700000003,53.712476700000003,52.849133299999998,52.849133299999998,52.849133299999998,52.849133299999998,null,159.35576335000002,105.6982666,53.657496750000021,2033]
[2032,12,28,"Tuesday",39.256506780000002,39.256506780000002,39.256506780000002,39.256506780000002,39.256506780000002,39.256506780000002,39.256506780000002,39.256506780000002,39.256506780000002,39.256506780000002,40.115357209999999,39.256506780000002,34.868149979999998,29.072734749999999,9.5026534599999994,0,0,0,0,0,0,0,0,0,0,0,0,0,0,0,0,11.79779241,27.293011440000001,29.072734749999999,29.072734749999999,43.702485500000002,43.702485500000002,43.702485500000002,46.67640076,46.67640076,46.67640076,43.702485500000002,43.702485500000002,43.702485500000002,43.702485500000002,43.702485500000002,43.702485500000002,43.702485500000002,null,46.67640076,46.67640076,46.67640076,43.702485500000002,43.702485500000002,43.702485500000002,43.702485500000002,43.702485500000002,43.702485500000002,43.702485500000002,43.702485500000002,43.702485500000002,43.702485500000002,40.115357209999999,39.256506780000002,39.256506780000002,39.256506780000002,39.256506780000002,39.256506780000002,39.256506780000002,39.256506780000002,39.256506780000002,39.256506780000002,39.256506780000002,39.256506780000002,34.868149979999998,29.072734749999999,29.072734749999999,29.072734749999999,27.293011440000001,11.79779241,9.5026534599999994,0,0,0,0,0,0,0,0,0,0,0,0,0,0,0,0,null,91.865843889999994,0,91.865843889999994,2033]
[2033,1,28,"Friday",54.616171680000001,54.616171680000001,54.616171680000001,54.616171680000001,54.616171680000001,54.616171680000001,54.616171680000001,54.616171680000001,54.616171680000001,54.616171680000001,54.616171680000001,54.616171680000001,54.616171680000001,54.616171680000001,48.028124429999998,40.746080059999997,40.746080059999997,40.746080059999997,40.746080059999997,40.746080059999997,40.746080059999997,40.68985412,40.68985412,40.68985412,40.68985412,40.68985412,40.68985412,40.746080059999997,40.746080059999997,40.746080059999997,40.746080059999997,48.028124429999998,52.849133299999998,54.616171680000001,54.616171680000001,75.721188350000006,54.616171680000001,54.616171680000001,54.616171680000001,54.616171680000001,54.616171680000001,54.616171680000001,54.616171680000001,54.616171680000001,54.616171680000001,54.616171680000001,54.616171680000001,54.616171680000001,null,75.721188350000006,54.616171680000001,54.616171680000001,54.616171680000001,54.616171680000001,54.616171680000001,54.616171680000001,54.616171680000001,54.616171680000001,54.616171680000001,54.616171680000001,54.616171680000001,54.616171680000001,54.616171680000001,54.616171680000001,54.616171680000001,54.616171680000001,54.616171680000001,54.616171680000001,54.616171680000001,54.616171680000001,54.616171680000001,54.616171680000001,54.616171680000001,54.616171680000001,54.616171680000001,54.616171680000001,54.616171680000001,54.616171680000001,52.849133299999998,48.028124429999998,48.028124429999998,40.746080059999997,40.746080059999997,40.746080059999997,40.746080059999997,40.746080059999997,40.746080059999997,40.746080059999997,40.746080059999997,40.746080059999997,40.746080059999997,40.68985412,40.68985412,40.68985412,40.68985412,40.68985412,40.68985412,null,119.78485169500001,81.379708239999999,38.405143455000015,2034]
[2033,2,16,"Wednesday",36.602327899999999,36.602327899999999,36.602327899999999,36.602327899999999,36.602327899999999,36.602327899999999,36.602327899999999,36.602327899999999,36.602327899999999,36.602327899999999,36.602327899999999,36.602327899999999,37.920847950000002,36.602327899999999,33.66258268,26.999332849999998,26.999332849999998,25.447698639999999,18.94213985,18.94213985,18.94213985,18.94213985,18.94213985,18.94213985,25.447698639999999,26.999332849999998,26.999332849999998,26.999332849999998,26.999332849999998,27.0555588,27.0555588,27.0555588,32.65454725,36.602327899999999,36.602327899999999,38.956672939999997,52.005199189999999,52.005199189999999,52.849133299999998,52.849133299999998,36.602327899999999,36.602327899999999,36.602327899999999,36.602327899999999,36.602327899999999,36.602327899999999,36.602327899999999,36.602327899999999,null,52.849133299999998,52.849133299999998,52.005199189999999,52.005199189999999,38.956672939999997,37.920847950000002,36.602327899999999,36.602327899999999,36.602327899999999,36.602327899999999,36.602327899999999,36.602327899999999,36.602327899999999,36.602327899999999,36.602327899999999,36.602327899999999,36.602327899999999,36.602327899999999,36.602327899999999,36.602327899999999,36.602327899999999,36.602327899999999,36.602327899999999,36.602327899999999,36.602327899999999,36.602327899999999,36.602327899999999,36.602327899999999,36.602327899999999,33.66258268,32.65454725,27.0555588,27.0555588,27.0555588,26.999332849999998,26.999332849999998,26.999332849999998,26.999332849999998,26.999332849999998,26.999332849999998,25.447698639999999,25.447698639999999,18.94213985,18.94213985,18.94213985,18.94213985,18.94213985,18.94213985,null,104.85433248999999,37.8842797,66.970052789999983,2034]
[2033,3,28,"Monday",92.824623729999999,92.824623729999999,92.824623729999999,92.824623729999999,92.824623729999999,92.824623729999999,92.824623729999999,92.824623729999999,92.824623729999999,92.824623729999999,92.824623729999999,92.824623729999999,92.824623729999999,92.824623729999999,69.784503630000003,69.728277680000005,69.728277680000005,69.728277680000005,64.53614254,52.849133299999998,33.894229119999999,52.849133299999998,52.849133299999998,52.849133299999998,52.849133299999998,64.53614254,69.728277680000005,69.728277680000005,69.728277680000005,69.784503630000003,69.784503630000003,69.784503630000003,69.784503630000003,92.824623729999999,92.824623729999999,92.824623729999999,92.824623729999999,92.824623729999999,92.824623729999999,92.824623729999999,92.824623729999999,92.824623729999999,92.824623729999999,92.824623729999999,92.824623729999999,83.831584989999996,84.766006739999995,92.824623729999999,null,{"$f":"LARGE($E3561:$AZ3561,BB$2)","v":92.824623729999999},92.824623729999999,92.824623729999999,92.824623729999999,92.824623729999999,92.824623729999999,92.824623729999999,92.824623729999999,92.824623729999999,92.824623729999999,92.824623729999999,92.824623729999999,92.824623729999999,92.824623729999999,92.824623729999999,92.824623729999999,92.824623729999999,92.824623729999999,92.824623729999999,92.824623729999999,92.824623729999999,92.824623729999999,92.824623729999999,92.824623729999999,92.824623729999999,92.824623729999999,92.824623729999999,84.766006739999995,83.831584989999996,69.784503630000003,69.784503630000003,69.784503630000003,69.784503630000003,69.784503630000003,69.728277680000005,69.728277680000005,69.728277680000005,69.728277680000005,69.728277680000005,69.728277680000005,64.53614254,64.53614254,52.849133299999998,52.849133299999998,52.849133299999998,52.849133299999998,52.849133299999998,33.894229119999999,null,185.64924746,96.220814509999997,89.428432950000001,2034]
[2033,5,6,"Friday",84.466513559999996,84.466513559999996,84.466513559999996,84.466513559999996,83.831584989999996,83.831584989999996,83.831584989999996,84.466513559999996,84.466513559999996,84.466513559999996,84.466513559999996,84.466513559999996,84.466513559999996,84.466513559999996,84.466513559999996,82.716950929999996,63.432339900000002,63.376113949999997,63.376113949999997,63.376113949999997,63.376113949999997,63.432339900000002,63.432339900000002,63.432339900000002,63.432339900000002,63.432339900000002,63.432339900000002,63.432339900000002,63.432339900000002,72.727294409999999,83.831584989999996,84.466513559999996,84.466513559999996,84.466513559999996,84.466513559999996,84.466513559999996,84.466513559999996,84.466513559999996,84.466513559999996,84.466513559999996,84.466513559999996,84.466513559999996,84.466513559999996,84.466513559999996,84.466513559999996,84.466513559999996,84.466513559999996,84.466513559999996,null,84.466513559999996,84.466513559999996,84.466513559999996,84.466513559999996,84.466513559999996,84.466513559999996,84.466513559999996,84.466513559999996,84.466513559999996,84.466513559999996,84.466513559999996,84.466513559999996,84.466513559999996,84.466513559999996,84.466513559999996,84.466513559999996,84.466513559999996,84.466513559999996,84.466513559999996,84.466513559999996,84.466513559999996,84.466513559999996,84.466513559999996,84.466513559999996,84.466513559999996,84.466513559999996,84.466513559999996,84.466513559999996,84.466513559999996,83.831584989999996,83.831584989999996,83.831584989999996,83.831584989999996,82.716950929999996,72.727294409999999,63.432339900000002,63.432339900000002,63.432339900000002,63.432339900000002,63.432339900000002,63.432339900000002,63.432339900000002,63.432339900000002,63.432339900000002,63.376113949999997,63.376113949999997,63.376113949999997,63.376113949999997,null,168.93302711999999,126.75222789999999,42.180799219999997,2034]
[2033,6,11,"Saturday",87.602467579999995,87.602467579999995,87.602467579999995,87.602467579999995,87.602467579999995,87.602467579999995,87.602467579999995,87.602467579999995,87.602467579999995,87.602467579999995,87.602467579999995,87.602467579999995,93.996319869999994,107.09009417999999,110.80499275,110.80499275,108.49820631,110.80499275,113.15446430999999,115.54781683,115.54781683,117.98629124,120.47117571,120.47117571,121.51025688999999,120.47117571,123.00380791000001,123.00380791000001,123.94688087999999,123.94688087999999,123.94688087999999,123.94688087999999,123.94688087999999,123.94688087999999,128.21792828,126.58212245999999,123.94688087999999,123.94688087999999,123.94688087999999,126.58212245999999,128.21792828,128.21792828,126.58212245999999,123.94688087999999,123.94688087999999,123.94688087999999,123.94688087999999,123.94688087999999,null,128.21792828,128.21792828,128.21792828,126.58212245999999,126.58212245999999,126.58212245999999,123.94688087999999,123.94688087999999,123.94688087999999,123.94688087999999,123.94688087999999,123.94688087999999,123.94688087999999,123.94688087999999,123.94688087999999,123.94688087999999,123.94688087999999,123.94688087999999,123.94688087999999,123.94688087999999,123.00380791000001,123.00380791000001,121.51025688999999,120.47117571,120.47117571,120.47117571,117.98629124,115.54781683,115.54781683,113.15446430999999,110.80499275,110.80499275,110.80499275,108.49820631,107.09009417999999,93.996319869999994,87.602467579999995,87.602467579999995,87.602467579999995,87.602467579999995,87.602467579999995,87.602467579999995,87.602467579999995,87.602467579999995,87.602467579999995,87.602467579999995,87.602467579999995,87.602467579999995,null,255.61795364999998,175.20493515999999,80.413018489999985,2034]
[2033,7,8,"Friday",81.92077003,81.92077003,81.92077003,81.92077003,81.92077003,81.92077003,81.92077003,81.92077003,81.92077003,81.92077003,81.92077003,81.92077003,81.92077003,81.92077003,81.92077003,61.837138410000001,61.497574810000003,61.497574810000003,61.497574810000003,61.497574810000003,61.497574810000003,61.441348869999999,61.441348869999999,61.441348869999999,61.497574810000003,61.497574810000003,61.497574810000003,61.497574810000003,61.497574810000003,61.497574810000003,81.92077003,81.92077003,81.92077003,81.92077003,81.92077003,81.92077003,81.92077003,81.92077003,81.92077003,81.92077003,81.92077003,81.92077003,81.92077003,81.92077003,81.92077003,81.92077003,81.92077003,81.92077003,null,81.92077003,81.92077003,81.92077003,81.92077003,81.92077003,81.92077003,81.92077003,81.92077003,81.92077003,81.92077003,81.92077003,81.92077003,81.92077003,81.92077003,81.92077003,81.92077003,81.92077003,81.92077003,81.92077003,81.92077003,81.92077003,81.92077003,81.92077003,81.92077003,81.92077003,81.92077003,81.92077003,81.92077003,81.92077003,81.92077003,81.92077003,81.92077003,81.92077003,61.837138410000001,61.497574810000003,61.497574810000003,61.497574810000003,61.497574810000003,61.497574810000003,61.497574810000003,61.497574810000003,61.497574810000003,61.497574810000003,61.497574810000003,61.497574810000003,61.441348869999999,61.441348869999999,61.441348869999999,null,163.84154006,122.91081070999999,40.930729350000007,2034]
[2033,7,26,"Tuesday",90.189001739999995,90.189001739999995,90.189001739999995,90.189001739999995,90.189001739999995,90.189001739999995,90.189001739999995,90.189001739999995,90.189001739999995,90.189001739999995,90.189001739999995,90.189001739999995,90.189001739999995,119.67264757,90.189001739999995,90.132775789999997,7.8418029799999998,7.8418029799999998,0,0,0,0,0,0,0,0,0,0,18.52853623,19.03228245,52.750538140000003,83.202179880000003,90.189001739999995,119.67264757,119.67264757,124.34313924,124.34313924,124.34313924,124.34313924,124.34313924,124.34313924,119.67264757,119.67264757,119.67264757,119.67264757,119.67264757,119.67264757,119.67264757,null,124.34313924,124.34313924,124.34313924,124.34313924,124.34313924,124.34313924,119.67264757,119.67264757,119.67264757,119.67264757,119.67264757,119.67264757,119.67264757,119.67264757,119.67264757,119.67264757,90.189001739999995,90.189001739999995,90.189001739999995,90.189001739999995,90.189001739999995,90.189001739999995,90.189001739999995,90.189001739999995,90.189001739999995,90.189001739999995,90.189001739999995,90.189001739999995,90.189001739999995,90.189001739999995,90.189001739999995,90.132775789999997,83.202179880000003,52.750538140000003,19.03228245,18.52853623,7.8418029799999998,7.8418029799999998,0,0,0,0,0,0,0,0,0,0,null,248.68627848,0,248.68627848,2034]
[2033,8,9,"Tuesday",56.586179950000002,56.586179950000002,56.586179950000002,56.586179950000002,56.586179950000002,56.586179950000002,56.586179950000002,56.586179950000002,56.586179950000002,56.586179950000002,56.586179950000002,56.586179950000002,56.586179950000002,56.586179950000002,56.586179950000002,56.292445229999998,42.243286349999998,42.243286349999998,42.187060410000001,39.341433649999999,28.624369089999998,42.187060410000001,42.187060410000001,42.187060410000001,42.187060410000001,42.187060410000001,42.187060410000001,42.187060410000001,42.187060410000001,42.243286349999998,42.243286349999998,42.243286349999998,56.586179950000002,56.586179950000002,56.586179950000002,56.586179950000002,56.586179950000002,56.586179950000002,56.586179950000002,56.586179950000002,56.586179950000002,56.586179950000002,56.586179950000002,56.586179950000002,56.586179950000002,56.586179950000002,56.586179950000002,56.586179950000002,null,56.586179950000002,56.586179950000002,56.586179950000002,56.586179950000002,56.586179950000002,56.586179950000002,56.586179950000002,56.586179950000002,56.586179950000002,56.586179950000002,56.586179950000002,56.586179950000002,56.586179950000002,56.586179950000002,56.586179950000002,56.586179950000002,56.586179950000002,56.586179950000002,56.586179950000002,56.586179950000002,56.586179950000002,56.586179950000002,56.586179950000002,56.586179950000002,56.586179950000002,56.586179950000002,56.586179950000002,56.586179950000002,56.586179950000002,56.586179950000002,56.586179950000002,56.292445229999998,42.243286349999998,42.243286349999998,42.243286349999998,42.243286349999998,42.243286349999998,42.187060410000001,42.187060410000001,42.187060410000001,42.187060410000001,42.187060410000001,42.187060410000001,42.187060410000001,42.187060410000001,42.187060410000001,39.341433649999999,28.624369089999998,null,113.1723599,76.169961779999994,37.002398120000009,2034]
[2033,9,14,"Wednesday",51.140982119999997,51.140982119999997,51.140982119999997,51.140982119999997,51.140982119999997,51.140982119999997,51.140982119999997,51.140982119999997,51.140982119999997,51.140982119999997,51.140982119999997,51.140982119999997,51.140982119999997,51.140982119999997,39.536496409999998,35.555670239999998,19.03228245,0,0,0,0,0,0,0,0,19.03228245,0,0,0,0,0,24.91301369,38.104936000000002,51.140982119999997,62.69692921,71.620086650000005,58.241133910000002,51.140982119999997,51.140982119999997,51.140982119999997,51.140982119999997,51.140982119999997,51.140982119999997,51.140982119999997,51.140982119999997,51.140982119999997,51.140982119999997,51.140982119999997,null,71.620086650000005,62.69692921,58.241133910000002,51.140982119999997,51.140982119999997,51.140982119999997,51.140982119999997,51.140982119999997,51.140982119999997,51.140982119999997,51.140982119999997,51.140982119999997,51.140982119999997,51.140982119999997,51.140982119999997,51.140982119999997,51.140982119999997,51.140982119999997,51.140982119999997,51.140982119999997,51.140982119999997,51.140982119999997,51.140982119999997,51.140982119999997,51.140982119999997,51.140982119999997,51.140982119999997,51.140982119999997,51.140982119999997,39.536496409999998,38.104936000000002,35.555670239999998,24.91301369,19.03228245,19.03228245,0,0,0,0,0,0,0,0,0,0,0,0,0,null,121.84956594499999,0,121.84956594499999,2034]
[2033,10,23,"Sunday",108.91545388,108.91545388,108.91545388,108.91545388,108.91545388,108.91545388,108.91545388,108.91545388,108.91545388,108.91545388,108.91545388,108.91545388,108.91545388,82.013534539999995,81.957308600000005,51.140982119999997,0,0,0,0,0,0,0,0,0,0,0,0,0,0,51.140982119999997,73.138463759999993,51.140982119999997,81.957308600000005,82.013534539999995,108.91545388,108.91545388,108.91545388,108.91545388,108.91545388,108.91545388,108.91545388,108.91545388,108.91545388,108.91545388,108.91545388,108.91545388,108.91545388,null,108.91545388,108.91545388,108.91545388,108.91545388,108.91545388,108.91545388,108.91545388,108.91545388,108.91545388,108.91545388,108.91545388,108.91545388,108.91545388,108.91545388,108.91545388,108.91545388,108.91545388,108.91545388,108.91545388,108.91545388,108.91545388,108.91545388,108.91545388,108.91545388,108.91545388,108.91545388,82.013534539999995,82.013534539999995,81.957308600000005,81.957308600000005,73.138463759999993,51.140982119999997,51.140982119999997,51.140982119999997,0,0,0,0,0,0,0,0,0,0,0,0,0,0,null,217.83090776,0,217.83090776,2034]
[2033,11,16,"Wednesday",42.900305840000001,42.900305840000001,42.900305840000001,42.900305840000001,42.900305840000001,42.900305840000001,42.900305840000001,42.900305840000001,42.900305840000001,42.900305840000001,42.900305840000001,42.900305840000001,42.900305840000001,42.900305840000001,42.900305840000001,31.842022029999999,31.842022029999999,31.842022029999999,31.842022029999999,31.842022029999999,31.842022029999999,31.842022029999999,31.842022029999999,31.842022029999999,31.842022029999999,31.842022029999999,31.842022029999999,31.842022029999999,31.842022029999999,31.842022029999999,42.900305840000001,42.900305840000001,42.900305840000001,45.799510120000001,45.799510120000001,51.140982119999997,45.799510120000001,45.799510120000001,46.2936969,45.799510120000001,45.799510120000001,42.900305840000001,42.900305840000001,42.900305840000001,42.900305840000001,42.900305840000001,42.900305840000001,42.900305840000001,null,51.140982119999997,46.2936969,45.799510120000001,45.799510120000001,45.799510120000001,45.799510120000001,45.799510120000001,45.799510120000001,42.900305840000001,42.900305840000001,42.900305840000001,42.900305840000001,42.900305840000001,42.900305840000001,42.900305840000001,42.900305840000001,42.900305840000001,42.900305840000001,42.900305840000001,42.900305840000001,42.900305840000001,42.900305840000001,42.900305840000001,42.900305840000001,42.900305840000001,42.900305840000001,42.900305840000001,42.900305840000001,42.900305840000001,42.900305840000001,42.900305840000001,42.900305840000001,42.900305840000001,31.842022029999999,31.842022029999999,31.842022029999999,31.842022029999999,31.842022029999999,31.842022029999999,31.842022029999999,31.842022029999999,31.842022029999999,31.842022029999999,31.842022029999999,31.842022029999999,31.842022029999999,31.842022029999999,31.842022029999999,null,94.51684963000001,63.684044059999998,30.832805570000012,2034]
[2033,12,7,"Wednesday",73.138463759999993,73.138463759999993,73.138463759999993,73.138463759999993,73.138463759999993,73.138463759999993,73.138463759999993,51.140982119999997,18.94053663,18.94053663,19.03228245,0,0,0,0,0,0,0,0,0,0,0,0,0,0,0,0,0,0,0,0,0,0,0,0,0,1.00290843,1.00290843,1.00290843,1.00290843,1.00290843,1.00290843,1.00290843,0,0,0,0,0,null,73.138463759999993,73.138463759999993,73.138463759999993,73.138463759999993,73.138463759999993,73.138463759999993,73.138463759999993,51.140982119999997,19.03228245,18.94053663,18.94053663,1.00290843,1.00290843,1.00290843,1.00290843,1.00290843,1.00290843,1.00290843,0,0,0,0,0,0,0,0,0,0,0,0,0,0,0,0,0,0,0,0,0,0,0,0,0,0,0,0,0,0,null,146.27692751999999,0,146.27692751999999,2034]
[2034,1,5,"Thursday",29.35416245,29.35416245,29.35416245,29.35416245,42.221133420000001,45.676015839999998,51.140982119999997,51.140982119999997,51.140982119999997,51.140982119999997,56.292445229999998,51.140982119999997,29.35416245,29.35416245,21.546953049999999,21.546953049999999,21.490727110000002,20.408425439999998,2.8544480000000001E-2,19.03228245,19.03228245,0,0,0,0,0,0,0,0,0,11.82081423,21.490727110000002,21.490727110000002,21.546953049999999,28.39083273,29.35416245,29.35416245,29.35416245,29.35416245,29.35416245,51.140982119999997,56.292445229999998,65.014242109999998,65.014242109999998,51.140982119999997,51.140982119999997,29.35416245,29.35416245,null,65.014242109999998,65.014242109999998,56.292445229999998,56.292445229999998,51.140982119999997,51.140982119999997,51.140982119999997,51.140982119999997,51.140982119999997,51.140982119999997,51.140982119999997,51.140982119999997,45.676015839999998,42.221133420000001,29.35416245,29.35416245,29.35416245,29.35416245,29.35416245,29.35416245,29.35416245,29.35416245,29.35416245,29.35416245,29.35416245,29.35416245,29.35416245,28.39083273,21.546953049999999,21.546953049999999,21.546953049999999,21.490727110000002,21.490727110000002,21.490727110000002,20.408425439999998,19.03228245,19.03228245,11.82081423,2.8544480000000001E-2,0,0,0,0,0,0,0,0,0,null,{"$f":"SUM(OFFSET(BB3844,0,0,1,$CY$1))/2","v":121.30668734},{"$f":"SUM(OFFSET(CW3844,0,0,1,-$CY$1))/2","v":0},{"$f":"CY3844-CZ3844","v":121.30668734},{"$f":"IF(A3844>=7,A3844+1,A3844)","v":2035}]
[2034,2,4,"Saturday",18.94059927,18.94059927,18.94059927,18.94059927,18.94059927,18.94059927,18.94059927,18.94059927,18.94059927,18.94059927,18.94059927,18.94059927,18.94059927,13.632645030000001,13.632645030000001,13.57641909,13.57641909,13.57641909,13.57641909,13.57641909,0,0,0,0,0,0,0,0,13.57641909,13.57641909,13.57641909,13.57641909,13.632645030000001,13.632645030000001,18.94059927,18.94059927,18.94059927,18.94059927,18.94059927,18.94059927,18.94059927,18.94059927,18.94059927,18.94059927,18.94059927,18.94059927,18.94059927,18.94059927,null,18.94059927,18.94059927,18.94059927,18.94059927,18.94059927,18.94059927,18.94059927,18.94059927,18.94059927,18.94059927,18.94059927,18.94059927,18.94059927,18.94059927,18.94059927,18.94059927,18.94059927,18.94059927,18.94059927,18.94059927,18.94059927,18.94059927,18.94059927,18.94059927,18.94059927,18.94059927,18.94059927,13.632645030000001,13.632645030000001,13.632645030000001,13.632645030000001,13.57641909,13.57641909,13.57641909,13.57641909,13.57641909,13.57641909,13.57641909,13.57641909,13.57641909,0,0,0,0,0,0,0,0,null,37.88119854,0,37.88119854,2035]
[2034,3,25,"Saturday",127.43616509,127.43616509,124.82613547,128.79474547999999,128.79474547999999,128.79474547999999,128.79474547999999,128.79474547999999,128.79474547999999,128.79474547999999,128.79474547999999,128.79474547999999,128.79474547999999,128.79474547999999,97.121796149999994,83.854099270000006,29.16171392,22.990033109999999,19.03228245,10.374102150000001,0,0,0,0,0,0,0,0,19.03228245,51.140982119999997,51.140982119999997,83.854099270000006,97.121796149999994,126.15929833,128.79474547999999,128.79474547999999,128.79474547999999,128.79474547999999,128.79474547999999,128.79474547999999,128.79474547999999,128.79474547999999,128.79474547999999,128.79474547999999,128.79474547999999,128.79474547999999,128.79474547999999,128.79474547999999,null,128.79474547999999,128.79474547999999,128.79474547999999,128.79474547999999,128.79474547999999,128.79474547999999,128.79474547999999,128.79474547999999,128.79474547999999,128.79474547999999,128.79474547999999,128.79474547999999,128.79474547999999,128.79474547999999,128.79474547999999,128.79474547999999,128.79474547999999,128.79474547999999,128.79474547999999,128.79474547999999,128.79474547999999,128.79474547999999,128.79474547999999,128.79474547999999,128.79474547999999,127.43616509,127.43616509,126.15929833,124.82613547,97.121796149999994,97.121796149999994,83.854099270000006,83.854099270000006,51.140982119999997,51.140982119999997,29.16171392,22.990033109999999,19.03228245,19.03228245,10.374102150000001,0,0,0,0,0,0,0,0,null,257.58949095999998,0,257.58949095999998,2035]
[2034,4,25,"Tuesday",83.854099270000006,83.854099270000006,81.92077003,81.92077003,81.92077003,81.92077003,81.92077003,81.92077003,81.92077003,81.92077003,81.92077003,83.854099270000006,83.854099270000006,83.854099270000006,78.508204230000004,62.910679090000002,58.299402520000001,19.03228245,18.41892567,18.41892567,18.041551599999998,8.7236184899999998,12.247908600000001,9.5203279900000002,9.0925521699999994,9.2686884799999998,18.41892567,18.80391702,18.960058570000001,28.808208199999999,62.910679090000002,62.966905029999999,74.093111269999994,83.854099270000006,87.274247759999994,95.951841040000005,92.933091099999999,92.933091099999999,90.980321630000006,90.980321630000006,89.124781369999994,90.980321630000006,89.124781369999994,83.854099270000006,83.854099270000006,83.854099270000006,83.854099270000006,85.457334590000002,null,95.951841040000005,92.933091099999999,92.933091099999999,90.980321630000006,90.980321630000006,90.980321630000006,89.124781369999994,89.124781369999994,87.274247759999994,85.457334590000002,83.854099270000006,83.854099270000006,83.854099270000006,83.854099270000006,83.854099270000006,83.854099270000006,83.854099270000006,83.854099270000006,83.854099270000006,83.854099270000006,81.92077003,81.92077003,81.92077003,81.92077003,81.92077003,81.92077003,81.92077003,81.92077003,81.92077003,78.508204230000004,74.093111269999994,62.966905029999999,62.910679090000002,62.910679090000002,58.299402520000001,28.808208199999999,19.03228245,18.960058570000001,18.80391702,18.41892567,18.41892567,18.41892567,18.041551599999998,12.247908600000001,9.5203279900000002,9.2686884799999998,9.0925521699999994,8.7236184899999998,null,186.399172435,18.302593564999999,168.09657887,2035]
[2034,5,20,"Saturday",94.967425809999995,92.940537149999997,90.901607530000007,90.901607530000007,90.901607530000007,90.901607530000007,90.901607530000007,90.901607530000007,90.901607530000007,90.901607530000007,90.901607530000007,90.901607530000007,94.967425809999995,94.967425809999995,94.967425809999995,73.138463759999993,66.025921589999996,51.140982119999997,20.781547159999999,21.68167356,22.144001849999999,21.68167356,21.68167356,22.144001849999999,23.094323419999998,23.094323419999998,25.482116170000001,26.278373040000002,26.830816009999999,62.775076570000003,70.546493350000006,71.413033200000001,81.92077003,94.967425809999995,94.967425809999995,94.967425809999995,94.967425809999995,94.967425809999995,94.967425809999995,94.967425809999995,94.967425809999995,94.967425809999995,94.967425809999995,94.967425809999995,90.901607530000007,90.438654970000002,87.101168860000001,85.250057620000007,null,94.967425809999995,94.967425809999995,94.967425809999995,94.967425809999995,94.967425809999995,94.967425809999995,94.967425809999995,94.967425809999995,94.967425809999995,94.967425809999995,94.967425809999995,94.967425809999995,94.967425809999995,94.967425809999995,94.967425809999995,92.940537149999997,90.901607530000007,90.901607530000007,90.901607530000007,90.901607530000007,90.901607530000007,90.901607530000007,90.901607530000007,90.901607530000007,90.901607530000007,90.901607530000007,90.901607530000007,90.438654970000002,87.101168860000001,85.250057620000007,81.92077003,73.138463759999993,71.413033200000001,70.546493350000006,66.025921589999996,62.775076570000003,51.140982119999997,26.830816009999999,26.278373040000002,25.482116170000001,23.094323419999998,23.094323419999998,22.144001849999999,22.144001849999999,21.68167356,21.68167356,21.68167356,20.781547159999999,null,189.93485161999999,42.913283919999998,147.02156769999999,2035]
[2034,6,14,"Wednesday",132.60059476000001,132.60059476000001,132.60059476000001,132.60059476000001,132.60059476000001,132.60059476000001,132.60059476000001,132.60059476000001,132.60059476000001,132.60059476000001,132.60059476000001,132.60059476000001,132.60059476000001,132.60059476000001,132.60059476000001,130.53554747999999,100.01424160000001,99.958015660000001,98.806970199999995,92.190310499999995,98.806970199999995,99.958015660000001,99.958015660000001,99.958015660000001,99.958015660000001,99.958015660000001,99.958015660000001,100.01424160000001,100.01424160000001,100.01424160000001,100.01424160000001,101.64474328,132.60059476000001,132.60059476000001,132.60059476000001,132.60059476000001,132.60059476000001,132.60059476000001,132.60059476000001,132.60059476000001,132.60059476000001,132.60059476000001,132.60059476000001,132.60059476000001,132.60059476000001,132.60059476000001,132.60059476000001,132.60059476000001,null,132.60059476000001,132.60059476000001,132.60059476000001,132.60059476000001,132.60059476000001,132.60059476000001,132.60059476000001,132.60059476000001,132.60059476000001,132.60059476000001,132.60059476000001,132.60059476000001,132.60059476000001,132.60059476000001,132.60059476000001,132.60059476000001,132.60059476000001,132.60059476000001,132.60059476000001,132.60059476000001,132.60059476000001,132.60059476000001,132.60059476000001,132.60059476000001,132.60059476000001,132.60059476000001,132.60059476000001,132.60059476000001,132.60059476000001,132.60059476000001,132.60059476000001,130.53554747999999,101.64474328,100.01424160000001,100.01424160000001,100.01424160000001,100.01424160000001,100.01424160000001,99.958015660000001,99.958015660000001,99.958015660000001,99.958015660000001,99.958015660000001,99.958015660000001,99.958015660000001,98.806970199999995,98.806970199999995,92.190310499999995,null,265.20118952000001,194.88113328,70.320056240000014,2035]
[2034,7,18,"Tuesday",118.81598052,116.36957513999999,116.36957513999999,116.36957513999999,116.36957513999999,116.36957513999999,116.36957513999999,116.36957513999999,116.36957513999999,116.36957513999999,116.36957513999999,118.81598052,118.81598052,118.81598052,118.81598052,90.867242129999994,87.622440749999996,87.622440749999996,80.905725079999996,70.294758119999997,49.260224430000001,28.808208199999999,28.808208199999999,28.808208199999999,28.808208199999999,28.808208199999999,28.624369089999998,28.88595827,49.260224430000001,79.117782329999997,80.905725079999996,87.622440749999996,87.622440749999996,116.36957513999999,116.36957513999999,116.36957513999999,116.36957513999999,116.36957513999999,116.36957513999999,116.36957513999999,116.36957513999999,116.36957513999999,116.36957513999999,116.36957513999999,116.36957513999999,116.36957513999999,116.36957513999999,116.36957513999999,null,118.81598052,118.81598052,118.81598052,118.81598052,118.81598052,116.36957513999999,116.36957513999999,116.36957513999999,116.36957513999999,116.36957513999999,116.36957513999999,116.36957513999999,116.36957513999999,116.36957513999999,116.36957513999999,116.36957513999999,116.36957513999999,116.36957513999999,116.36957513999999,116.36957513999999,116.36957513999999,116.36957513999999,116.36957513999999,116.36957513999999,116.36957513999999,116.36957513999999,116.36957513999999,116.36957513999999,116.36957513999999,116.36957513999999,90.867242129999994,87.622440749999996,87.622440749999996,87.622440749999996,87.622440749999996,80.905725079999996,80.905725079999996,79.117782329999997,70.294758119999997,49.260224430000001,49.260224430000001,28.88595827,28.808208199999999,28.808208199999999,28.808208199999999,28.808208199999999,28.808208199999999,28.624369089999998,null,237.63196103999999,57.524496845000002,180.10746419499998,2035]
[2034,8,3,"Thursday",126.03046560999999,126.03046560999999,121.23513690999999,120.07680766999999,120.07680766999999,114.09314479,108.04019519000001,93.09169335,87.821637530000004,87.821637530000004,101.60073711,118.18818904,126.03046560999999,126.03046560999999,126.03046560999999,87.821637530000004,56.254225830000003,56.197999879999998,56.197999879999998,52.15864277,49.260224430000001,28.808208199999999,28.918840679999999,28.624369089999998,28.624369089999998,29.35416245,28.39083273,18.90237952,18.90237952,19.2690406,52.15864277,56.197999879999998,56.254225830000003,64.850105580000005,75.02162663,75.02162663,75.02162663,75.02162663,75.02162663,75.02162663,75.02162663,75.02162663,75.02162663,75.02162663,75.02162663,75.02162663,70.294758119999997,70.204529780000001,null,126.03046560999999,126.03046560999999,126.03046560999999,126.03046560999999,126.03046560999999,121.23513690999999,120.07680766999999,120.07680766999999,118.18818904,114.09314479,108.04019519000001,101.60073711,93.09169335,87.821637530000004,87.821637530000004,87.821637530000004,75.02162663,75.02162663,75.02162663,75.02162663,75.02162663,75.02162663,75.02162663,75.02162663,75.02162663,75.02162663,75.02162663,75.02162663,70.294758119999997,70.204529780000001,64.850105580000005,56.254225830000003,56.254225830000003,56.197999879999998,56.197999879999998,56.197999879999998,52.15864277,52.15864277,49.260224430000001,29.35416245,28.918840679999999,28.808208199999999,28.624369089999998,28.624369089999998,28.39083273,19.2690406,18.90237952,18.90237952,null,252.06093121999999,42.732316184999995,209.32861503499998,2035]
[2034,9,1,"Friday",49.260224430000001,46.557662950000001,46.557662950000001,46.557662950000001,46.557662950000001,49.260224430000001,49.260224430000001,49.260224430000001,49.260224430000001,49.260224430000001,49.260224430000001,49.260224430000001,49.260224430000001,46.557662950000001,36.619334209999998,36.619334209999998,0,0,0,0,0,0,0,0,0,0,0,0,0,0,0,0,36.619334209999998,36.619334209999998,46.557662950000001,49.260224430000001,49.260224430000001,49.260224430000001,49.260224430000001,49.260224430000001,49.260224430000001,49.260224430000001,49.260224430000001,49.260224430000001,49.260224430000001,49.260224430000001,49.260224430000001,49.260224430000001,null,49.260224430000001,49.260224430000001,49.260224430000001,49.260224430000001,49.260224430000001,49.260224430000001,49.260224430000001,49.260224430000001,49.260224430000001,49.260224430000001,49.260224430000001,49.260224430000001,49.260224430000001,49.260224430000001,49.260224430000001,49.260224430000001,49.260224430000001,49.260224430000001,49.260224430000001,49.260224430000001,49.260224430000001,49.260224430000001,46.557662950000001,46.557662950000001,46.557662950000001,46.557662950000001,46.557662950000001,46.557662950000001,36.619334209999998,36.619334209999998,36.619334209999998,36.619334209999998,0,0,0,0,0,0,0,0,0,0,0,0,0,0,0,0,null,98.520448860000002,0,98.520448860000002,2035]
[2034,10,21,"Saturday",84.609395219999996,84.609395219999996,84.609395219999996,84.609395219999996,84.609395219999996,84.609395219999996,84.609395219999996,84.609395219999996,84.609395219999996,84.609395219999996,84.609395219999996,84.609395219999996,69.271567939999997,69.271567939999997,63.734854009999999,63.484704010000002,57.553225099999999,40.837780989999999,55.219850149999999,49.260224430000001,11.120614570000001,10.89277111,0,0,0,0,0,10.024761399999999,26.448649960000001,34.209619379999999,58.72007979,63.484704010000002,67.455160539999994,69.271567939999997,84.609395219999996,92.149708349999997,92.149708349999997,92.149708349999997,92.149708349999997,92.149708349999997,92.149708349999997,92.149708349999997,92.149708349999997,92.149708349999997,92.149708349999997,92.149708349999997,92.149708349999997,92.149708349999997,null,92.149708349999997,92.149708349999997,92.149708349999997,92.149708349999997,92.149708349999997,92.149708349999997,92.149708349999997,92.149708349999997,92.149708349999997,92.149708349999997,92.149708349999997,92.149708349999997,92.149708349999997,84.609395219999996,84.609395219999996,84.609395219999996,84.609395219999996,84.609395219999996,84.609395219999996,84.609395219999996,84.609395219999996,84.609395219999996,84.609395219999996,84.609395219999996,84.609395219999996,84.609395219999996,69.271567939999997,69.271567939999997,69.271567939999997,67.455160539999994,63.734854009999999,63.484704010000002,63.484704010000002,58.72007979,57.553225099999999,55.219850149999999,49.260224430000001,40.837780989999999,34.209619379999999,26.448649960000001,11.120614570000001,10.89277111,10.024761399999999,0,0,0,0,0,null,184.29941669999999,0,184.29941669999999,2035]
[2034,11,15,"Wednesday",54.46434009,54.46434009,54.46434009,54.46434009,54.46434009,54.46434009,54.46434009,54.46434009,54.46434009,54.46434009,54.46434009,54.46434009,54.46434009,40.630688059999997,40.630688059999997,40.630688059999997,40.630688059999997,40.630688059999997,40.630688059999997,40.630688059999997,40.630688059999997,40.630688059999997,40.630688059999997,40.630688059999997,40.630688059999997,37.866228530000001,36.634971640000003,40.630688059999997,40.630688059999997,40.630688059999997,54.46434009,54.46434009,54.46434009,54.46434009,54.46434009,54.46434009,54.46434009,54.46434009,54.46434009,54.46434009,54.46434009,54.46434009,54.46434009,54.46434009,54.46434009,54.46434009,54.46434009,54.46434009,null,54.46434009,54.46434009,54.46434009,54.46434009,54.46434009,54.46434009,54.46434009,54.46434009,54.46434009,54.46434009,54.46434009,54.46434009,54.46434009,54.46434009,54.46434009,54.46434009,54.46434009,54.46434009,54.46434009,54.46434009,54.46434009,54.46434009,54.46434009,54.46434009,54.46434009,54.46434009,54.46434009,54.46434009,54.46434009,54.46434009,54.46434009,40.630688059999997,40.630688059999997,40.630688059999997,40.630688059999997,40.630688059999997,40.630688059999997,40.630688059999997,40.630688059999997,40.630688059999997,40.630688059999997,40.630688059999997,40.630688059999997,40.630688059999997,40.630688059999997,40.630688059999997,37.866228530000001,36.634971640000003,null,108.92868018,77.881288144999999,31.047392035000001,2035]
[2034,11,24,"Friday",35.254058720000003,35.254058720000003,35.254058720000003,35.254058720000003,35.254058720000003,35.254058720000003,35.254058720000003,35.254058720000003,35.254058720000003,35.254058720000003,35.254058720000003,35.254058720000003,26.030874220000001,25.974648269999999,25.974648269999999,24.510317059999998,0,0,0,0,0,0,0,0,0,0,0,0,0,19.03228245,24.510317059999998,25.974648269999999,25.974648269999999,25.974648269999999,35.254058720000003,35.254058720000003,35.254058720000003,35.254058720000003,35.254058720000003,35.254058720000003,35.254058720000003,35.254058720000003,35.254058720000003,35.254058720000003,35.254058720000003,35.254058720000003,35.254058720000003,35.254058720000003,null,35.254058720000003,35.254058720000003,35.254058720000003,35.254058720000003,35.254058720000003,35.254058720000003,35.254058720000003,35.254058720000003,35.254058720000003,35.254058720000003,35.254058720000003,35.254058720000003,35.254058720000003,35.254058720000003,35.254058720000003,35.254058720000003,35.254058720000003,35.254058720000003,35.254058720000003,35.254058720000003,35.254058720000003,35.254058720000003,35.254058720000003,35.254058720000003,35.254058720000003,35.254058720000003,26.030874220000001,25.974648269999999,25.974648269999999,25.974648269999999,25.974648269999999,25.974648269999999,24.510317059999998,24.510317059999998,19.03228245,0,0,0,0,0,0,0,0,0,0,0,0,0,null,70.508117440000007,0,70.508117440000007,2035]
[2035,1,10,"Wednesday",62.193342680000001,62.193342680000001,62.85156834,65.625355630000001,64.476793740000005,62.105363009999998,57.014395540000002,57.014395540000002,62.193342680000001,62.193342680000001,69.969795559999994,68.496289610000005,61.273782199999999,57.014395540000002,50.67351953,42.568730199999997,42.568730199999997,42.568730199999997,42.568730199999997,42.568730199999997,42.568730199999997,42.568730199999997,42.568730199999997,42.568730199999997,42.568730199999997,42.568730199999997,42.568730199999997,42.568730199999997,42.568730199999997,42.568730199999997,42.568730199999997,49.260224430000001,50.67351953,57.014395540000002,57.014395540000002,67.048363080000001,68.496289610000005,69.969795559999994,70.294758119999997,70.294758119999997,70.294758119999997,69.969795559999994,69.969795559999994,67.048363080000001,67.048363080000001,65.625355630000001,63.200418829999997,57.014395540000002,null,70.294758119999997,70.294758119999997,70.294758119999997,69.969795559999994,69.969795559999994,69.969795559999994,69.969795559999994,68.496289610000005,68.496289610000005,67.048363080000001,67.048363080000001,67.048363080000001,65.625355630000001,65.625355630000001,64.476793740000005,63.200418829999997,62.85156834,62.193342680000001,62.193342680000001,62.193342680000001,62.193342680000001,62.105363009999998,61.273782199999999,57.014395540000002,57.014395540000002,57.014395540000002,57.014395540000002,57.014395540000002,57.014395540000002,50.67351953,50.67351953,49.260224430000001,42.568730199999997,42.568730199999997,42.568730199999997,42.568730199999997,42.568730199999997,42.568730199999997,42.568730199999997,42.568730199999997,42.568730199999997,42.568730199999997,42.568730199999997,42.568730199999997,42.568730199999997,42.568730199999997,42.568730199999997,42.568730199999997,null,140.42703496000001,85.137460399999995,55.28957456000002,2036]
[2035,2,12,"Monday",47.208339530000003,47.208339530000003,47.208339530000003,47.208339530000003,47.208339530000003,47.208339530000003,47.208339530000003,47.208339530000003,49.260224430000001,62.85156834,64.226629459999998,65.625355630000001,79.396354630000005,47.208339530000003,47.208339530000003,28.93893473,21.175154039999999,21.175154039999999,21.175154039999999,21.175154039999999,21.175154039999999,21.175154039999999,21.175154039999999,21.175154039999999,21.175154039999999,21.175154039999999,21.175154039999999,21.175154039999999,21.175154039999999,21.175154039999999,27.170611170000001,28.93893473,28.93893473,39.080454140000001,49.260224430000001,70.294758119999997,79.396354630000005,70.294758119999997,78.972598439999999,70.294758119999997,39.080454140000001,39.080454140000001,39.080454140000001,39.080454140000001,39.080454140000001,39.080454140000001,28.93893473,28.93893473,null,79.396354630000005,79.396354630000005,78.972598439999999,70.294758119999997,70.294758119999997,70.294758119999997,65.625355630000001,64.226629459999998,62.85156834,49.260224430000001,49.260224430000001,47.208339530000003,47.208339530000003,47.208339530000003,47.208339530000003,47.208339530000003,47.208339530000003,47.208339530000003,47.208339530000003,47.208339530000003,47.208339530000003,39.080454140000001,39.080454140000001,39.080454140000001,39.080454140000001,39.080454140000001,39.080454140000001,39.080454140000001,28.93893473,28.93893473,28.93893473,28.93893473,28.93893473,27.170611170000001,21.175154039999999,21.175154039999999,21.175154039999999,21.175154039999999,21.175154039999999,21.175154039999999,21.175154039999999,21.175154039999999,21.175154039999999,21.175154039999999,21.175154039999999,21.175154039999999,21.175154039999999,21.175154039999999,null,154.03003290999999,42.350308079999998,111.67972483,2036]
[2035,3,14,"Wednesday",108.04514162,108.04514162,108.04514162,108.04514162,108.04514162,108.04514162,108.04514162,108.04514162,108.04514162,108.04514162,108.04514162,108.04514162,108.04514162,81.55687958,81.352097220000005,81.295871270000006,81.295871270000006,81.295871270000006,81.295871270000006,79.396354630000005,81.295871270000006,81.295871270000006,81.295871270000006,81.295871270000006,81.295871270000006,81.295871270000006,81.295871270000006,81.295871270000006,81.295871270000006,81.295871270000006,81.295871270000006,81.295871270000006,81.295871270000006,81.352097220000005,108.04514162,108.04514162,108.04514162,108.04514162,108.04514162,108.04514162,108.04514162,108.04514162,108.04514162,108.04514162,108.04514162,108.04514162,108.04514162,108.04514162,null,108.04514162,108.04514162,108.04514162,108.04514162,108.04514162,108.04514162,108.04514162,108.04514162,108.04514162,108.04514162,108.04514162,108.04514162,108.04514162,108.04514162,108.04514162,108.04514162,108.04514162,108.04514162,108.04514162,108.04514162,108.04514162,108.04514162,108.04514162,108.04514162,108.04514162,108.04514162,108.04514162,81.55687958,81.352097220000005,81.352097220000005,81.295871270000006,81.295871270000006,81.295871270000006,81.295871270000006,81.295871270000006,81.295871270000006,81.295871270000006,81.295871270000006,81.295871270000006,81.295871270000006,81.295871270000006,81.295871270000006,81.295871270000006,81.295871270000006,81.295871270000006,81.295871270000006,81.295871270000006,79.396354630000005,null,216.09028323999999,161.64198422000001,54.448299019999979,2036]
[2035,3,29,"Thursday",104.43116003,104.43116003,104.43116003,104.43116003,104.43116003,104.43116003,104.43116003,104.43116003,104.43116003,104.43116003,104.43116003,104.43116003,104.43116003,104.43116003,104.43116003,104.43116003,79.396354630000005,78.605471210000005,78.605471210000005,78.605471210000005,78.605471210000005,78.605471210000005,78.605471210000005,78.605471210000005,78.605471210000005,79.396354630000005,79.396354630000005,78.605471210000005,78.605471210000005,79.396354630000005,78.828898879999997,79.396354630000005,79.396354630000005,104.43116003,104.43116003,104.43116003,104.43116003,104.43116003,104.43116003,104.43116003,104.43116003,104.43116003,104.43116003,104.43116003,104.43116003,104.43116003,104.43116003,104.43116003,null,104.43116003,104.43116003,104.43116003,104.43116003,104.43116003,104.43116003,104.43116003,104.43116003,104.43116003,104.43116003,104.43116003,104.43116003,104.43116003,104.43116003,104.43116003,104.43116003,104.43116003,104.43116003,104.43116003,104.43116003,104.43116003,104.43116003,104.43116003,104.43116003,104.43116003,104.43116003,104.43116003,104.43116003,104.43116003,104.43116003,104.43116003,79.396354630000005,79.396354630000005,79.396354630000005,79.396354630000005,79.396354630000005,79.396354630000005,78.828898879999997,78.605471210000005,78.605471210000005,78.605471210000005,78.605471210000005,78.605471210000005,78.605471210000005,78.605471210000005,78.605471210000005,78.605471210000005,78.605471210000005,null,{"$f":"SUM(OFFSET(BB4292,0,0,1,$CY$1))/2","v":208.86232006},{"$f":"SUM(OFFSET(CW4292,0,0,1,-$CY$1))/2","v":157.21094242000001},{"$f":"CY4292-CZ4292","v":51.651377639999993},{"$f":"IF(A4292>=7,A4292+1,A4292)","v":2036}]
[2035,5,3,"Thursday",79.117782329999997,79.117782329999997,79.117782329999997,79.117782329999997,79.117782329999997,79.117782329999997,79.117782329999997,79.117782329999997,79.117782329999997,79.117782329999997,82.312795080000001,79.117782329999997,84.043234200000001,89.155328780000005,79.117782329999997,79.117782329999997,79.061556390000007,79.061556390000007,79.061556390000007,79.061556390000007,79.061556390000007,79.061556390000007,79.061556390000007,79.061556390000007,79.061556390000007,79.117782329999997,79.117782329999997,79.117782329999997,79.117782329999997,79.117782329999997,79.117782329999997,83.87256352,109.55594814,120.07680766999999,120.07680766999999,120.07680766999999,120.07680766999999,120.07680766999999,120.07680766999999,120.07680766999999,120.07680766999999,120.07680766999999,120.07680766999999,120.07680766999999,120.07680766999999,120.07680766999999,120.07680766999999,120.07680766999999,null,120.07680766999999,120.07680766999999,120.07680766999999,120.07680766999999,120.07680766999999,120.07680766999999,120.07680766999999,120.07680766999999,120.07680766999999,120.07680766999999,120.07680766999999,120.07680766999999,120.07680766999999,120.07680766999999,120.07680766999999,109.55594814,89.155328780000005,84.043234200000001,83.87256352,82.312795080000001,79.117782329999997,79.117782329999997,79.117782329999997,79.117782329999997,79.117782329999997,79.117782329999997,79.117782329999997,79.117782329999997,79.117782329999997,79.117782329999997,79.117782329999997,79.117782329999997,79.117782329999997,79.117782329999997,79.117782329999997,79.117782329999997,79.117782329999997,79.117782329999997,79.117782329999997,79.061556390000007,79.061556390000007,79.061556390000007,79.061556390000007,79.061556390000007,79.061556390000007,79.061556390000007,79.061556390000007,79.061556390000007,null,240.15361533999999,158.12311278000001,82.030502559999974,2036]
[2035,6,12,"Tuesday",133.64955416999999,133.64955416999999,133.64955416999999,133.64955416999999,133.64955416999999,133.64955416999999,133.64955416999999,133.64955416999999,133.64955416999999,133.64955416999999,133.64955416999999,133.64955416999999,133.64955416999999,133.64955416999999,133.64955416999999,127.21215558,100.81145076,100.75522482,100.75522482,92.919597530000004,91.632511930000007,79.117782329999997,79.117782329999997,100.75522482,100.75522482,100.75522482,100.75522482,92.919597530000004,100.75522482,100.75522482,100.75522482,100.81145076,128.01731803999999,133.64955416999999,133.64955416999999,133.64955416999999,133.64955416999999,133.64955416999999,133.64955416999999,133.64955416999999,133.64955416999999,133.64955416999999,133.64955416999999,133.64955416999999,133.64955416999999,133.64955416999999,133.64955416999999,133.64955416999999,null,133.64955416999999,133.64955416999999,133.64955416999999,133.64955416999999,133.64955416999999,133.64955416999999,133.64955416999999,133.64955416999999,133.64955416999999,133.64955416999999,133.64955416999999,133.64955416999999,133.64955416999999,133.64955416999999,133.64955416999999,133.64955416999999,133.64955416999999,133.64955416999999,133.64955416999999,133.64955416999999,133.64955416999999,133.64955416999999,133.64955416999999,133.64955416999999,133.64955416999999,133.64955416999999,133.64955416999999,133.64955416999999,133.64955416999999,133.64955416999999,128.01731803999999,127.21215558,100.81145076,100.81145076,100.75522482,100.75522482,100.75522482,100.75522482,100.75522482,100.75522482,100.75522482,100.75522482,100.75522482,92.919597530000004,92.919597530000004,91.632511930000007,79.117782329999997,79.117782329999997,null,267.29910833999998,171.39383706000001,95.905271279999965,2036]
[2035,6,22,"Friday",128.01731803999999,128.01731803999999,128.01731803999999,128.01731803999999,128.01731803999999,128.01731803999999,128.01731803999999,128.01731803999999,128.01731803999999,128.01731803999999,128.01731803999999,128.01731803999999,129.95079651,136.83956176999999,136.83956176999999,128.01731803999999,128.01731803999999,87.321114199999997,87.321114199999997,80.578636020000005,70.294758119999997,62.92471192,62.92471192,62.92471192,62.92471192,62.92471192,62.92471192,62.92471192,70.294758119999997,79.117782329999997,80.578636020000005,87.321114199999997,115.89911133,115.89911133,115.89911133,115.89911133,115.89911133,115.89911133,115.89911133,115.89911133,115.89911133,115.89911133,115.89911133,115.89911133,87.321114199999997,87.321114199999997,83.87256352,80.578636020000005,null,{"$f":"LARGE($E4377:$AZ4377,BB$2)","v":136.83956176999999},136.83956176999999,129.95079651,128.01731803999999,128.01731803999999,128.01731803999999,128.01731803999999,128.01731803999999,128.01731803999999,128.01731803999999,128.01731803999999,128.01731803999999,128.01731803999999,128.01731803999999,128.01731803999999,128.01731803999999,128.01731803999999,115.89911133,115.89911133,115.89911133,115.89911133,115.89911133,115.89911133,115.89911133,115.89911133,115.89911133,115.89911133,115.89911133,115.89911133,87.321114199999997,87.321114199999997,87.321114199999997,87.321114199999997,87.321114199999997,83.87256352,80.578636020000005,80.578636020000005,80.578636020000005,79.117782329999997,70.294758119999997,70.294758119999997,62.92471192,62.92471192,62.92471192,62.92471192,62.92471192,62.92471192,62.92471192,null,265.82361904499999,125.84942384,139.974195205,2036]
[2035,8,10,"Friday",69.222494389999994,69.222494389999994,69.222494389999994,69.222494389999994,69.222494389999994,69.222494389999994,69.222494389999994,69.222494389999994,69.222494389999994,69.222494389999994,69.222494389999994,69.222494389999994,89.753007569999994,89.753007569999994,78.148302939999994,61.07546859,41.99612054,39.166761829999999,18.90237952,19.03228245,0,18.52853623,19.03228245,18.90237952,18.90237952,18.90237952,18.90237952,18.90237952,24.46579298,39.166761829999999,39.166761829999999,41.99612054,42.052346489999998,49.736076079999997,56.334943289999998,56.334943289999998,56.334943289999998,56.334943289999998,56.334943289999998,56.334943289999998,56.334943289999998,56.334943289999998,56.334943289999998,56.334943289999998,56.334943289999998,56.334943289999998,56.334943289999998,56.334943289999998,null,89.753007569999994,89.753007569999994,78.148302939999994,69.222494389999994,69.222494389999994,69.222494389999994,69.222494389999994,69.222494389999994,69.222494389999994,69.222494389999994,69.222494389999994,69.222494389999994,69.222494389999994,69.222494389999994,69.222494389999994,61.07546859,56.334943289999998,56.334943289999998,56.334943289999998,56.334943289999998,56.334943289999998,56.334943289999998,56.334943289999998,56.334943289999998,56.334943289999998,56.334943289999998,56.334943289999998,56.334943289999998,56.334943289999998,56.334943289999998,49.736076079999997,42.052346489999998,41.99612054,41.99612054,39.166761829999999,39.166761829999999,39.166761829999999,24.46579298,19.03228245,19.03228245,18.90237952,18.90237952,18.90237952,18.90237952,18.90237952,18.90237952,18.52853623,0,null,163.438406235,28.166647635,135.2717586,2036]
[2035,9,9,"Sunday",60.154983029999997,56.032694200000002,56.032694200000002,56.032694200000002,56.032694200000002,56.032694200000002,56.032694200000002,56.032694200000002,56.032694200000002,54.869264880000003,56.032694200000002,56.032694200000002,56.032694200000002,52.445900170000002,41.822637180000001,21.102060470000001,0,0,0,0,0,0,0,0,0,0,0,0,0,0,17.641488509999999,21.102060470000001,21.102060470000001,41.822637180000001,56.032694200000002,68.581774780000003,79.425076500000003,79.836003480000002,81.569554490000002,81.569554490000002,83.333496319999995,85.128635200000005,83.333496319999995,81.569554490000002,77.725230100000005,69.311195470000001,68.581774780000003,68.581774780000003,null,85.128635200000005,83.333496319999995,83.333496319999995,81.569554490000002,81.569554490000002,81.569554490000002,79.836003480000002,79.425076500000003,77.725230100000005,69.311195470000001,68.581774780000003,68.581774780000003,68.581774780000003,60.154983029999997,56.032694200000002,{"$f":"LARGE($E4456:$AZ4456,BQ$2)","v":56.032694200000002},56.032694200000002,56.032694200000002,56.032694200000002,56.032694200000002,56.032694200000002,56.032694200000002,56.032694200000002,56.032694200000002,56.032694200000002,56.032694200000002,54.869264880000003,52.445900170000002,41.822637180000001,41.822637180000001,21.102060470000001,21.102060470000001,21.102060470000001,17.641488509999999,0,0,0,0,0,0,0,0,0,0,0,0,0,0,null,166.68259116500002,0,166.68259116500002,2036]
[2035,10,10,"Wednesday",78.148302939999994,78.148302939999994,78.148302939999994,78.148302939999994,78.148302939999994,78.148302939999994,78.148302939999994,78.148302939999994,78.148302939999994,78.148302939999994,78.148302939999994,78.148302939999994,69.311195470000001,58.630499819999997,58.57427388,58.57427388,48.609720019999997,19.03228245,0,0,0,0,0,0,0,0,0,0,0,12.38038139,19.03228245,58.57427388,58.57427388,58.630499819999997,58.630499819999997,78.148302939999994,78.148302939999994,78.148302939999994,78.148302939999994,78.148302939999994,78.148302939999994,78.148302939999994,78.148302939999994,78.148302939999994,78.148302939999994,78.148302939999994,78.148302939999994,78.148302939999994,null,78.148302939999994,78.148302939999994,78.148302939999994,78.148302939999994,78.148302939999994,78.148302939999994,78.148302939999994,78.148302939999994,78.148302939999994,78.148302939999994,78.148302939999994,78.148302939999994,78.148302939999994,78.148302939999994,78.148302939999994,78.148302939999994,78.148302939999994,78.148302939999994,78.148302939999994,78.148302939999994,78.148302939999994,78.148302939999994,78.148302939999994,78.148302939999994,78.148302939999994,69.311195470000001,58.630499819999997,58.630499819999997,58.630499819999997,58.57427388,58.57427388,58.57427388,58.57427388,48.609720019999997,19.03228245,19.03228245,12.38038139,0,0,0,0,0,0,0,0,0,0,0,null,156.29660587999999,0,156.29660587999999,2036]
[2035,10,24,"Wednesday",101.73976304999999,100.636775,101.73976304999999,101.73976304999999,101.73976304999999,101.73976304999999,103.95854915,103.95854915,103.95854915,103.95854915,103.95854915,103.95854915,100.636775,92.201849839999994,69.254969520000003,69.254969520000003,69.254969520000003,64.103160180000003,23.398361479999998,21.22036816,20.785199049999999,17.715401839999998,18.90237952,18.90237952,17.715401839999998,26.343282779999999,18.90237952,48.609720019999997,64.103160180000003,69.254969520000003,69.254969520000003,69.254969520000003,69.311195470000001,81.36616669,92.201849839999994,92.201849839999994,92.201849839999994,92.201849839999994,92.201849839999994,92.201849839999994,92.201849839999994,92.201849839999994,92.201849839999994,92.201849839999994,92.201849839999994,92.201849839999994,92.201849839999994,92.201849839999994,null,103.95854915,103.95854915,103.95854915,103.95854915,103.95854915,103.95854915,101.73976304999999,101.73976304999999,101.73976304999999,101.73976304999999,101.73976304999999,100.636775,100.636775,92.201849839999994,92.201849839999994,92.201849839999994,92.201849839999994,92.201849839999994,92.201849839999994,92.201849839999994,92.201849839999994,92.201849839999994,92.201849839999994,92.201849839999994,92.201849839999994,92.201849839999994,92.201849839999994,92.201849839999994,81.36616669,69.311195470000001,69.254969520000003,69.254969520000003,69.254969520000003,69.254969520000003,69.254969520000003,69.254969520000003,64.103160180000003,64.103160180000003,48.609720019999997,26.343282779999999,23.398361479999998,21.22036816,20.785199049999999,18.90237952,18.90237952,18.90237952,17.715401839999998,17.715401839999998,null,207.91709829999999,36.617781359999995,171.29931693999998,2036]
[2035,11,29,"Thursday",48.609720019999997,48.609720019999997,48.609720019999997,48.609720019999997,48.609720019999997,48.609720019999997,48.609720019999997,48.609720019999997,48.609720019999997,48.609720019999997,48.609720019999997,48.609720019999997,36.124950859999998,36.124950859999998,33.980256249999996,7.8553560999999998,0,0,0,0,0,0,0,0,0,0,0,0,0,19.03228245,33.795815099999999,36.124950859999998,36.124950859999998,36.124950859999998,48.609720019999997,78.423083239999997,125.64345530999999,127.75506758,127.92792211,127.75506758,128.50308666000001,127.75506758,107.98411445000001,103.41994926,103.402719,101.58512416000001,78.423083239999997,78.423083239999997,null,{"$f":"LARGE($E4537:$AZ4537,BB$2)","v":128.50308666000001},127.92792211,127.75506758,127.75506758,127.75506758,125.64345530999999,107.98411445000001,103.41994926,103.402719,101.58512416000001,78.423083239999997,78.423083239999997,78.423083239999997,48.609720019999997,48.609720019999997,48.609720019999997,48.609720019999997,48.609720019999997,48.609720019999997,48.609720019999997,48.609720019999997,48.609720019999997,48.609720019999997,48.609720019999997,48.609720019999997,48.609720019999997,36.124950859999998,36.124950859999998,36.124950859999998,36.124950859999998,36.124950859999998,33.980256249999996,33.795815099999999,19.03228245,7.8553560999999998,0,0,0,0,0,0,0,0,0,0,0,0,0,null,255.970571965,0,255.970571965,2036]
[2035,12,22,"Saturday",48.609720019999997,48.609720019999997,48.609720019999997,48.609720019999997,48.609720019999997,48.609720019999997,48.609720019999997,48.609720019999997,48.609720019999997,48.609720019999997,48.609720019999997,48.609720019999997,48.609720019999997,23.902882739999999,23.902882739999999,23.846656800000002,23.846656800000002,23.846656800000002,23.846656800000002,23.846656800000002,18.94053663,18.94053663,18.94053663,18.94053663,18.94053663,18.94053663,18.94053663,18.94053663,22.563630199999999,23.846656800000002,23.846656800000002,23.846656800000002,23.846656800000002,23.902882739999999,32.454069939999997,32.454069939999997,32.454069939999997,32.454069939999997,32.454069939999997,32.454069939999997,32.454069939999997,32.454069939999997,32.454069939999997,32.454069939999997,32.454069939999997,32.454069939999997,32.454069939999997,32.454069939999997,null,48.609720019999997,48.609720019999997,48.609720019999997,48.609720019999997,48.609720019999997,48.609720019999997,48.609720019999997,48.609720019999997,48.609720019999997,48.609720019999997,48.609720019999997,48.609720019999997,48.609720019999997,32.454069939999997,32.454069939999997,32.454069939999997,32.454069939999997,32.454069939999997,32.454069939999997,32.454069939999997,32.454069939999997,32.454069939999997,32.454069939999997,32.454069939999997,32.454069939999997,32.454069939999997,32.454069939999997,23.902882739999999,23.902882739999999,23.902882739999999,23.846656800000002,23.846656800000002,23.846656800000002,23.846656800000002,23.846656800000002,23.846656800000002,23.846656800000002,23.846656800000002,23.846656800000002,22.563630199999999,18.94053663,18.94053663,18.94053663,18.94053663,18.94053663,18.94053663,18.94053663,18.94053663,null,97.219440039999995,37.881073260000001,59.338366779999994,2036]
[2036,1,18,"Friday",78.423083239999997,78.423083239999997,78.423083239999997,78.423083239999997,78.423083239999997,78.423083239999997,78.423083239999997,78.423083239999997,78.714257259999997,78.423083239999997,78.714257259999997,78.714257259999997,78.423083239999997,69.463921819999996,58.839332849999998,58.839332849999998,54.52349899,52.699639079999997,51.617630689999999,49.51473841,42.010016630000003,42.010016630000003,42.010016630000003,42.010016630000003,42.010016630000003,42.010016630000003,42.010016630000003,42.010016630000003,42.010016630000003,42.010016630000003,48.609720019999997,58.839332849999998,58.839332849999998,59.544372639999999,63.407992319999998,78.423083239999997,78.423083239999997,78.423083239999997,78.423083239999997,78.423083239999997,78.423083239999997,78.423083239999997,78.423083239999997,78.423083239999997,78.423083239999997,64.74436833,58.839332849999998,58.839332849999998,null,78.714257259999997,78.714257259999997,78.714257259999997,78.423083239999997,78.423083239999997,78.423083239999997,78.423083239999997,78.423083239999997,78.423083239999997,78.423083239999997,78.423083239999997,78.423083239999997,78.423083239999997,78.423083239999997,78.423083239999997,78.423083239999997,78.423083239999997,78.423083239999997,78.423083239999997,78.423083239999997,78.423083239999997,78.423083239999997,78.423083239999997,69.463921819999996,64.74436833,63.407992319999998,59.544372639999999,58.839332849999998,58.839332849999998,58.839332849999998,58.839332849999998,58.839332849999998,58.839332849999998,54.52349899,52.699639079999997,51.617630689999999,49.51473841,48.609720019999997,42.010016630000003,42.010016630000003,42.010016630000003,42.010016630000003,42.010016630000003,42.010016630000003,42.010016630000003,42.010016630000003,42.010016630000003,42.010016630000003,null,157.28292750999998,84.020033260000005,73.262894249999974,2037]
[2036,3,6,"Thursday",104.26515736,104.26515736,104.26515736,104.26515736,104.26515736,104.26515736,104.26515736,104.26515736,104.26515736,104.26515736,104.26515736,104.26515736,104.26515736,104.26515736,104.26515736,78.479309180000001,78.423083239999997,78.423083239999997,78.423083239999997,78.423083239999997,78.423083239999997,78.423083239999997,78.423083239999997,78.423083239999997,78.423083239999997,78.423083239999997,78.423083239999997,78.423083239999997,78.423083239999997,78.423083239999997,78.423083239999997,78.423083239999997,78.423083239999997,78.423083239999997,78.479309180000001,104.26515736,104.26515736,104.26515736,104.26515736,104.26515736,104.26515736,104.26515736,104.26515736,104.26515736,104.26515736,103.96802966,83.952819309999995,78.479309180000001,null,104.26515736,104.26515736,104.26515736,104.26515736,104.26515736,104.26515736,104.26515736,104.26515736,104.26515736,104.26515736,104.26515736,104.26515736,104.26515736,104.26515736,104.26515736,104.26515736,104.26515736,104.26515736,104.26515736,104.26515736,104.26515736,104.26515736,104.26515736,104.26515736,104.26515736,103.96802966,83.952819309999995,78.479309180000001,78.479309180000001,78.479309180000001,78.423083239999997,78.423083239999997,78.423083239999997,78.423083239999997,78.423083239999997,78.423083239999997,78.423083239999997,78.423083239999997,78.423083239999997,78.423083239999997,78.423083239999997,78.423083239999997,78.423083239999997,78.423083239999997,78.423083239999997,78.423083239999997,78.423083239999997,78.423083239999997,null,208.53031472000001,156.84616647999999,51.684148240000013,2037]
[2036,3,21,"Friday",125.64345530999999,125.64345530999999,125.64345530999999,125.64345530999999,125.64345530999999,125.64345530999999,125.64345530999999,125.64345530999999,125.64345530999999,125.64345530999999,125.64345530999999,125.64345530999999,125.64345530999999,125.64345530999999,125.64345530999999,97.718482679999994,94.726815630000004,94.726815630000004,94.670589680000006,94.670589680000006,94.670589680000006,94.670589680000006,94.670589680000006,94.670589680000006,94.670589680000006,94.670589680000006,94.670589680000006,94.670589680000006,94.670589680000006,94.726815630000004,94.726815630000004,99.782615230000005,122.82593667,125.64345530999999,125.64345530999999,125.64345530999999,125.64345530999999,125.64345530999999,125.64345530999999,125.64345530999999,125.64345530999999,125.64345530999999,125.64345530999999,125.64345530999999,125.64345530999999,125.64345530999999,125.64345530999999,125.64345530999999,null,125.64345530999999,125.64345530999999,125.64345530999999,125.64345530999999,125.64345530999999,125.64345530999999,125.64345530999999,125.64345530999999,125.64345530999999,125.64345530999999,125.64345530999999,125.64345530999999,125.64345530999999,125.64345530999999,125.64345530999999,125.64345530999999,125.64345530999999,125.64345530999999,125.64345530999999,125.64345530999999,125.64345530999999,125.64345530999999,125.64345530999999,125.64345530999999,125.64345530999999,125.64345530999999,125.64345530999999,125.64345530999999,125.64345530999999,125.64345530999999,122.82593667,99.782615230000005,97.718482679999994,94.726815630000004,94.726815630000004,94.726815630000004,94.726815630000004,94.670589680000006,94.670589680000006,94.670589680000006,94.670589680000006,94.670589680000006,94.670589680000006,94.670589680000006,94.670589680000006,94.670589680000006,94.670589680000006,94.670589680000006,null,251.28691061999999,189.34117936000001,61.945731259999974,2037]
[2036,4,20,"Sunday",83.952819309999995,83.952819309999995,83.952819309999995,83.952819309999995,83.952819309999995,83.952819309999995,83.952819309999995,84.194427399999995,83.952819309999995,84.576820600000005,84.576820600000005,84.576820600000005,84.576820600000005,84.576820600000005,63.516173250000001,63.516173250000001,62.985706319999998,48.609720019999997,28.089985460000001,28.089985460000001,28.089985460000001,28.684122309999999,28.684122309999999,28.684122309999999,29.289460439999999,36.961705260000002,32.495805249999997,31.82940915,58.801873149999999,62.985706319999998,62.985706319999998,63.516173250000001,81.89593026,84.576820600000005,84.576820600000005,84.576820600000005,84.576820600000005,84.576820600000005,84.576820600000005,84.576820600000005,84.576820600000005,84.576820600000005,84.576820600000005,84.576820600000005,84.576820600000005,84.576820600000005,84.576820600000005,84.576820600000005,null,84.576820600000005,84.576820600000005,84.576820600000005,84.576820600000005,84.576820600000005,84.576820600000005,84.576820600000005,84.576820600000005,84.576820600000005,84.576820600000005,84.576820600000005,84.576820600000005,84.576820600000005,84.576820600000005,84.576820600000005,{"$f":"LARGE($E4680:$AZ4680,BQ$2)","v":84.576820600000005},84.576820600000005,84.576820600000005,84.576820600000005,84.576820600000005,84.194427399999995,83.952819309999995,83.952819309999995,83.952819309999995,83.952819309999995,83.952819309999995,83.952819309999995,83.952819309999995,83.952819309999995,81.89593026,63.516173250000001,63.516173250000001,63.516173250000001,62.985706319999998,62.985706319999998,62.985706319999998,58.801873149999999,48.609720019999997,36.961705260000002,32.495805249999997,31.82940915,29.289460439999999,28.684122309999999,28.684122309999999,28.684122309999999,28.089985460000001,28.089985460000001,28.089985460000001,null,169.15364120000001,56.477039345000009,112.676601855,2037]
[2036,5,10,"Saturday",78.148302939999994,68.706688189999994,63.041932260000003,63.041932260000003,63.041932260000003,62.985706319999998,62.985706319999998,62.985706319999998,62.985706319999998,62.985706319999998,62.985706319999998,63.041932260000003,63.041932260000003,63.041932260000003,62.985706319999998,10.58020423,0,0,0,0,0,0,0,0,0,0,0,0,0,0,0,0,62.985706319999998,63.041932260000003,73.183210430000003,78.148302939999994,74.731123030000006,83.442372910000003,83.952819309999995,83.952819309999995,83.952819309999995,83.952819309999995,83.952819309999995,78.148302939999994,71.663678059999995,70.845613189999995,69.311195470000001,69.311195470000001,null,83.952819309999995,83.952819309999995,83.952819309999995,83.952819309999995,83.952819309999995,83.442372910000003,78.148302939999994,78.148302939999994,78.148302939999994,74.731123030000006,73.183210430000003,71.663678059999995,70.845613189999995,69.311195470000001,69.311195470000001,68.706688189999994,63.041932260000003,63.041932260000003,63.041932260000003,63.041932260000003,63.041932260000003,63.041932260000003,63.041932260000003,62.985706319999998,62.985706319999998,62.985706319999998,62.985706319999998,62.985706319999998,62.985706319999998,62.985706319999998,62.985706319999998,10.58020423,0,0,0,0,0,0,0,0,0,0,0,0,0,0,{"$f":"LARGE($E4700:$AZ4700,CV$2)","v":0},0,null,167.90563861999999,0,167.90563861999999,2037]
[2036,6,26,"Thursday",63.37101208,63.37101208,63.37101208,63.37101208,63.37101208,63.37101208,63.37101208,63.37101208,63.37101208,63.37101208,63.37101208,63.37101208,63.37101208,63.37101208,63.37101208,63.37101208,48.609720019999997,0,0,0,0,0,18.929010609999999,0,18.929010609999999,18.929010609999999,18.929010609999999,48.609720019999997,63.37101208,63.37101208,63.37101208,63.37101208,63.37101208,77.511823739999997,83.952819309999995,83.952819309999995,83.952819309999995,83.952819309999995,83.952819309999995,83.952819309999995,83.952819309999995,83.952819309999995,83.952819309999995,83.875018030000007,63.37101208,63.37101208,63.37101208,63.37101208,null,83.952819309999995,83.952819309999995,83.952819309999995,83.952819309999995,83.952819309999995,83.952819309999995,83.952819309999995,83.952819309999995,83.952819309999995,83.875018030000007,77.511823739999997,63.37101208,63.37101208,63.37101208,63.37101208,63.37101208,63.37101208,63.37101208,63.37101208,63.37101208,63.37101208,63.37101208,63.37101208,63.37101208,63.37101208,63.37101208,63.37101208,63.37101208,63.37101208,63.37101208,63.37101208,63.37101208,63.37101208,63.37101208,63.37101208,63.37101208,48.609720019999997,48.609720019999997,18.929010609999999,18.929010609999999,18.929010609999999,18.929010609999999,0,0,0,0,0,0,null,167.90563861999999,0,167.90563861999999,2037]
[2036,7,18,"Friday",94.351528950000002,94.351528950000002,94.351528950000002,94.351528950000002,94.351528950000002,94.351528950000002,94.351528950000002,94.351528950000002,94.351528950000002,94.351528950000002,94.351528950000002,119.24267824,119.24267824,119.24267824,119.24267824,94.351528950000002,90.009236920000006,89.805999110000002,89.805999110000002,89.805999110000002,89.805999110000002,87.010060280000005,89.805999110000002,89.805999110000002,89.805999110000002,89.805999110000002,89.805999110000002,89.805999110000002,89.805999110000002,89.805999110000002,89.805999110000002,94.351528950000002,119.24267824,119.24267824,125.14965706,125.14965706,125.14965706,125.14965706,125.14965706,125.14965706,125.14965706,125.14965706,125.14965706,125.14965706,125.14965706,120.83755232,119.24267824,119.24267824,null,125.14965706,125.14965706,125.14965706,125.14965706,125.14965706,125.14965706,125.14965706,125.14965706,125.14965706,125.14965706,125.14965706,120.83755232,119.24267824,119.24267824,119.24267824,119.24267824,119.24267824,119.24267824,119.24267824,119.24267824,94.351528950000002,94.351528950000002,94.351528950000002,94.351528950000002,94.351528950000002,94.351528950000002,94.351528950000002,94.351528950000002,94.351528950000002,94.351528950000002,94.351528950000002,94.351528950000002,94.351528950000002,90.009236920000006,89.805999110000002,89.805999110000002,89.805999110000002,89.805999110000002,89.805999110000002,89.805999110000002,89.805999110000002,89.805999110000002,89.805999110000002,89.805999110000002,89.805999110000002,89.805999110000002,89.805999110000002,87.010060280000005,null,250.29931411999999,178.214028805,72.085285314999993,2037]
[2036,8,28,"Thursday",126.32456495,125.65711606000001,126.32456495,125.14965706,125.14965706,119.24267824,114.33362277000001,114.33362277000001,119.24267824,119.24267824,126.32456495,127.12122127000001,127.12122127000001,127.12122127000001,114.33362277000001,65.409138810000002,48.892509140000001,44.311581969999999,36.098499330000003,33.870230829999997,33.870230829999997,33.870230829999997,33.153290830000003,32.448702930000003,33.153290830000003,33.870230829999997,33.153290830000003,33.153290830000003,33.870230829999997,36.098499330000003,42.496914410000002,48.892509140000001,55.739904039999999,65.409138810000002,116.28949726,118.82559044,118.82559044,118.82559044,118.82559044,116.28949726,113.79635817,65.409138810000002,65.409138810000002,65.409138810000002,65.409138810000002,65.409138810000002,65.409138810000002,65.409138810000002,null,127.12122127000001,127.12122127000001,127.12122127000001,126.32456495,126.32456495,126.32456495,125.65711606000001,125.14965706,125.14965706,119.24267824,119.24267824,119.24267824,118.82559044,118.82559044,118.82559044,118.82559044,116.28949726,116.28949726,114.33362277000001,114.33362277000001,114.33362277000001,113.79635817,65.409138810000002,65.409138810000002,65.409138810000002,65.409138810000002,65.409138810000002,65.409138810000002,65.409138810000002,65.409138810000002,65.409138810000002,55.739904039999999,48.892509140000001,48.892509140000001,44.311581969999999,42.496914410000002,36.098499330000003,36.098499330000003,33.870230829999997,33.870230829999997,33.870230829999997,33.870230829999997,33.870230829999997,33.153290830000003,33.153290830000003,33.153290830000003,33.153290830000003,32.448702930000003,null,253.84411438000001,65.954287710000003,187.88982666999999,2037]
[2036,9,1,"Monday",65.409138810000002,65.409138810000002,65.409138810000002,65.409138810000002,65.409138810000002,65.409138810000002,65.409138810000002,65.409138810000002,65.409138810000002,65.409138810000002,65.409138810000002,65.409138810000002,65.409138810000002,65.409138810000002,52.168994359999999,37.005495109999998,36.396096540000002,36.339870589999997,30.964255990000002,33.672056429999998,29.923654809999999,36.339870589999997,36.339870589999997,36.339870589999997,36.339870589999997,36.396096540000002,36.396096540000002,36.339870589999997,36.396096540000002,36.396096540000002,36.396096540000002,36.396096540000002,37.434666139999997,48.892509140000001,48.892509140000001,48.892509140000001,48.892509140000001,48.892509140000001,48.892509140000001,48.892509140000001,48.892509140000001,48.892509140000001,48.892509140000001,48.892509140000001,48.892509140000001,48.892509140000001,48.892509140000001,48.892509140000001,null,65.409138810000002,65.409138810000002,65.409138810000002,65.409138810000002,65.409138810000002,65.409138810000002,65.409138810000002,65.409138810000002,65.409138810000002,65.409138810000002,65.409138810000002,65.409138810000002,65.409138810000002,65.409138810000002,52.168994359999999,48.892509140000001,48.892509140000001,48.892509140000001,48.892509140000001,48.892509140000001,48.892509140000001,48.892509140000001,48.892509140000001,48.892509140000001,48.892509140000001,48.892509140000001,48.892509140000001,48.892509140000001,48.892509140000001,48.892509140000001,37.434666139999997,37.005495109999998,36.396096540000002,36.396096540000002,36.396096540000002,36.396096540000002,36.396096540000002,36.396096540000002,36.396096540000002,36.339870589999997,36.339870589999997,36.339870589999997,36.339870589999997,36.339870589999997,36.339870589999997,33.672056429999998,30.964255990000002,29.923654809999999,null,130.81827762,65.449918909999994,65.36835871000001,2037]
[2036,10,17,"Friday",113.84481178999999,113.84481178999999,113.84481178999999,106.01806076,113.84481178999999,113.84481178999999,109.92969884,108.61094344,108.61094344,118.87618547,119.24267824,119.24267824,105.41309198,85.945847380000004,67.144979169999999,63.040499250000003,63.040499250000003,28.624369089999998,29.35416245,18.90237952,18.90237952,29.35416245,27.22316335,29.35416245,18.90237952,45.42628277,48.892509140000001,18.90237952,18.90237952,18.90237952,15.73967745,63.040499250000003,67.144979169999999,72.636314170000006,96.577006030000007,96.577006030000007,96.577006030000007,96.577006030000007,96.577006030000007,96.577006030000007,96.577006030000007,96.577006030000007,96.577006030000007,96.577006030000007,84.024915280000002,84.024915280000002,84.024915280000002,84.024915280000002,null,119.24267824,119.24267824,118.87618547,113.84481178999999,113.84481178999999,113.84481178999999,113.84481178999999,113.84481178999999,109.92969884,108.61094344,108.61094344,106.01806076,105.41309198,96.577006030000007,96.577006030000007,96.577006030000007,96.577006030000007,96.577006030000007,96.577006030000007,96.577006030000007,96.577006030000007,96.577006030000007,96.577006030000007,85.945847380000004,84.024915280000002,84.024915280000002,84.024915280000002,84.024915280000002,72.636314170000006,67.144979169999999,67.144979169999999,63.040499250000003,63.040499250000003,63.040499250000003,48.892509140000001,45.42628277,29.35416245,29.35416245,29.35416245,28.624369089999998,27.22316335,18.90237952,18.90237952,18.90237952,18.90237952,18.90237952,{"$f":"LARGE($E4860:$AZ4860,CV$2)","v":18.90237952},15.73967745,null,235.60317687,36.223408005000003,199.37976886499999,2037]
[2036,10,30,"Thursday",114.37207961,114.37207961,114.37207961,114.37207961,114.37207961,114.37207961,114.37207961,114.37207961,114.37207961,114.37207961,114.37207961,114.37207961,97.609997449999995,46.732321249999998,21.100497600000001,21.100497600000001,21.100497600000001,21.100497600000001,21.100497600000001,21.100497600000001,17.307411640000002,19.03228245,17.746426580000001,19.03228245,19.03228245,0,0,0,0,0,14.32492761,28.840702570000001,28.840702570000001,38.95120129,47.502228559999999,50.664561460000002,49.59213149,49.59213149,49.59213149,48.892509140000001,48.892509140000001,48.892509140000001,48.892509140000001,38.95120129,38.95120129,38.95120129,32.889593380000001,38.95120129,null,{"$f":"LARGE($E4873:$AZ4873,BB$2)","v":114.37207961},114.37207961,114.37207961,114.37207961,114.37207961,114.37207961,114.37207961,114.37207961,114.37207961,114.37207961,114.37207961,114.37207961,97.609997449999995,50.664561460000002,49.59213149,49.59213149,49.59213149,48.892509140000001,48.892509140000001,48.892509140000001,48.892509140000001,47.502228559999999,46.732321249999998,38.95120129,38.95120129,38.95120129,38.95120129,38.95120129,32.889593380000001,28.840702570000001,28.840702570000001,21.100497600000001,21.100497600000001,21.100497600000001,21.100497600000001,21.100497600000001,21.100497600000001,19.03228245,19.03228245,19.03228245,17.746426580000001,17.307411640000002,14.32492761,0,0,0,0,0,null,228.74415922,0,228.74415922,2037]
[2036,12,6,"Saturday",31.670955469999999,31.670955469999999,31.670955469999999,31.670955469999999,31.670955469999999,31.670955469999999,31.670955469999999,29.688417269999999,31.670955469999999,31.670955469999999,31.670955469999999,29.626760000000001,23.30771575,23.251489800000002,22.019171360000001,18.94053663,19.03228245,18.384364229999999,18.94053663,18.384364229999999,19.03228245,18.94053663,18.94053663,22.019171360000001,23.251489800000002,23.251489800000002,23.251489800000002,23.251489800000002,23.251489800000002,23.251489800000002,23.251489800000002,23.30771575,23.30771575,31.670955469999999,31.670955469999999,31.670955469999999,33.443442810000001,33.443442810000001,34.913449550000003,33.443442810000001,33.443442810000001,33.443442810000001,33.443442810000001,31.670955469999999,31.670955469999999,31.670955469999999,31.670955469999999,31.670955469999999,null,34.913449550000003,33.443442810000001,33.443442810000001,33.443442810000001,33.443442810000001,33.443442810000001,33.443442810000001,31.670955469999999,31.670955469999999,31.670955469999999,31.670955469999999,31.670955469999999,31.670955469999999,31.670955469999999,31.670955469999999,31.670955469999999,31.670955469999999,31.670955469999999,31.670955469999999,31.670955469999999,31.670955469999999,31.670955469999999,31.670955469999999,31.670955469999999,31.670955469999999,29.688417269999999,29.626760000000001,23.30771575,23.30771575,23.30771575,23.251489800000002,23.251489800000002,23.251489800000002,23.251489800000002,23.251489800000002,23.251489800000002,23.251489800000002,23.251489800000002,22.019171360000001,22.019171360000001,19.03228245,19.03228245,18.94053663,18.94053663,18.94053663,18.94053663,18.384364229999999,18.384364229999999,null,67.621888990000002,37.32490086,30.296988130000003,2037]
[2037,1,13,"Tuesday",98.6593084,84.441793039999993,86.289203209999997,91.454460519999998,93.146358469999996,91.454460519999998,101.10112039000001,101.10112039000001,101.10112039000001,101.10112039000001,101.10112039000001,101.10112039000001,101.10112039000001,79.67464957,74.510279089999997,56.983442310000001,54.812808080000003,43.208047290000003,42.190295130000003,40.297747170000001,38.496186790000003,37.793496660000002,37.697913700000001,37.697913700000001,37.697913700000001,37.601852399999999,38.801747849999998,38.91916466,50.410473590000002,52.41701261,69.738772609999998,76.074641080000006,79.67464957,101.10112039000001,101.10112039000001,121.0020525,123.49276378,123.49276378,123.49276378,123.49276378,123.49276378,122.57220744,121.0020525,121.0020525,119.94799568000001,101.10112039000001,101.10112039000001,101.10112039000001,null,123.49276378,123.49276378,123.49276378,123.49276378,123.49276378,122.57220744,121.0020525,121.0020525,121.0020525,119.94799568000001,101.10112039000001,101.10112039000001,101.10112039000001,101.10112039000001,101.10112039000001,101.10112039000001,101.10112039000001,101.10112039000001,101.10112039000001,101.10112039000001,101.10112039000001,101.10112039000001,98.6593084,93.146358469999996,91.454460519999998,91.454460519999998,86.289203209999997,84.441793039999993,79.67464957,79.67464957,76.074641080000006,74.510279089999997,69.738772609999998,56.983442310000001,54.812808080000003,52.41701261,50.410473590000002,43.208047290000003,42.190295130000003,40.297747170000001,38.91916466,38.801747849999998,38.496186790000003,37.793496660000002,37.697913700000001,37.697913700000001,37.697913700000001,37.601852399999999,null,246.98552756000001,75.347796750000001,171.63773080999999,2038]
[2037,2,23,"Monday",18.94053663,19.030357760000001,18.485516109999999,18.485516109999999,18.485516109999999,18.485516109999999,18.485516109999999,18.485516109999999,18.485516109999999,18.485516109999999,18.485516109999999,19.030413339999999,19.03228245,18.429290160000001,18.429290160000001,0,0,0,0,0,0,17.607822550000002,0,18.429290160000001,18.429290160000001,18.429290160000001,18.429290160000001,18.429290160000001,18.429290160000001,18.429290160000001,18.429290160000001,18.429290160000001,18.429290160000001,18.485516109999999,26.734586289999999,26.734586289999999,26.734586289999999,27.948846150000001,27.374721780000002,27.374721780000002,26.791262239999998,26.791262239999998,26.791262239999998,26.734586289999999,26.734586289999999,26.734586289999999,25.32595594,26.734586289999999,null,27.948846150000001,27.374721780000002,27.374721780000002,26.791262239999998,26.791262239999998,26.791262239999998,26.734586289999999,26.734586289999999,26.734586289999999,26.734586289999999,26.734586289999999,26.734586289999999,26.734586289999999,25.32595594,19.03228245,19.030413339999999,19.030357760000001,18.94053663,18.485516109999999,18.485516109999999,18.485516109999999,18.485516109999999,18.485516109999999,18.485516109999999,18.485516109999999,18.485516109999999,18.485516109999999,18.485516109999999,18.429290160000001,18.429290160000001,18.429290160000001,{"$f":"LARGE($E4989:$AZ4989,CG$2)","v":18.429290160000001},18.429290160000001,18.429290160000001,18.429290160000001,18.429290160000001,18.429290160000001,18.429290160000001,18.429290160000001,18.429290160000001,17.607822550000002,0,0,0,0,0,0,0,null,54.744775975000003,0,54.744775975000003,2038]
[2037,2,25,"Wednesday",59.04847857,59.04847857,59.04847857,59.04847857,59.04847857,59.04847857,59.04847857,59.04847857,59.04847857,59.04847857,59.04847857,59.04847857,59.04847857,59.04847857,34.300013460000002,25.305799820000001,19.03228245,16.32477699,21.809787759999999,21.809787759999999,21.809787759999999,21.809787759999999,21.809787759999999,21.809787759999999,21.809787759999999,21.809787759999999,21.809787759999999,21.809787759999999,21.809787759999999,21.809787759999999,21.809787759999999,21.809787759999999,21.809787759999999,21.809787759999999,25.305799820000001,34.300013460000002,34.300013460000002,34.300013460000002,34.300013460000002,34.300013460000002,35.037882250000003,35.037882250000003,34.300013460000002,34.300013460000002,34.300013460000002,34.300013460000002,34.300013460000002,34.300013460000002,null,59.04847857,59.04847857,59.04847857,59.04847857,59.04847857,59.04847857,59.04847857,59.04847857,59.04847857,59.04847857,59.04847857,59.04847857,59.04847857,59.04847857,35.037882250000003,35.037882250000003,34.300013460000002,34.300013460000002,34.300013460000002,34.300013460000002,34.300013460000002,34.300013460000002,34.300013460000002,34.300013460000002,34.300013460000002,34.300013460000002,34.300013460000002,34.300013460000002,25.305799820000001,25.305799820000001,21.809787759999999,21.809787759999999,21.809787759999999,21.809787759999999,21.809787759999999,21.809787759999999,21.809787759999999,21.809787759999999,21.809787759999999,21.809787759999999,21.809787759999999,21.809787759999999,21.809787759999999,21.809787759999999,21.809787759999999,21.809787759999999,19.03228245,16.32477699,null,118.09695714,39.488317479999999,78.608639659999994,2038]
[2037,4,12,"Sunday",81.511674450000001,81.511674450000001,81.511674450000001,81.511674450000001,81.511674450000001,81.511674450000001,69.738772609999998,69.738772609999998,69.738772609999998,75.115894699999998,81.511674450000001,81.511674450000001,81.511674450000001,81.511674450000001,61.186662169999998,61.186662169999998,53.18231754,26.7438465,17.01090816,17.373639570000002,17.01090816,16.345996840000002,16.345996840000002,17.156556399999999,18.502482130000001,21.045695330000001,19.696397730000001,19.290851499999999,21.075812379999999,23.07608445,56.670836139999999,61.186662169999998,71.321137539999995,81.511674450000001,81.511674450000001,81.511674450000001,81.511674450000001,81.511674450000001,81.511674450000001,81.511674450000001,81.511674450000001,81.511674450000001,81.511674450000001,81.511674450000001,81.511674450000001,81.511674450000001,81.511674450000001,81.511674450000001,null,81.511674450000001,81.511674450000001,81.511674450000001,81.511674450000001,81.511674450000001,81.511674450000001,81.511674450000001,81.511674450000001,81.511674450000001,81.511674450000001,81.511674450000001,81.511674450000001,81.511674450000001,81.511674450000001,81.511674450000001,81.511674450000001,81.511674450000001,81.511674450000001,81.511674450000001,81.511674450000001,81.511674450000001,81.511674450000001,81.511674450000001,81.511674450000001,81.511674450000001,75.115894699999998,71.321137539999995,69.738772609999998,69.738772609999998,69.738772609999998,61.186662169999998,{"$f":"LARGE($E5037:$AZ5037,CG$2)","v":61.186662169999998},61.186662169999998,56.670836139999999,53.18231754,26.7438465,23.07608445,21.075812379999999,21.045695330000001,19.696397730000001,19.290851499999999,18.502482130000001,17.373639570000002,17.156556399999999,17.01090816,17.01090816,16.345996840000002,16.345996840000002,null,163.0233489,33.356904999999998,129.66644389999999,2038]
[2037,5,15,"Friday",125.14965706,125.14965706,125.14965706,125.14965706,125.14965706,125.14965706,119.24267824,121.65601315000001,121.65601315000001,125.14965706,125.14965706,125.14965706,125.14965706,125.14965706,125.14965706,121.65176390000001,94.351528950000002,94.351528950000002,89.614636079999997,90.686692660000006,94.351528950000002,94.351528950000002,94.351528950000002,94.351528950000002,94.351528950000002,94.351528950000002,94.351528950000002,94.351528950000002,94.351528950000002,94.351528950000002,98.644196699999995,121.18435139,125.14965706,125.14965706,125.14965706,125.14965706,125.14965706,125.14965706,125.14965706,125.14965706,125.14965706,125.14965706,125.14965706,125.14965706,125.14965706,125.14965706,125.14965706,125.14965706,null,125.14965706,125.14965706,125.14965706,125.14965706,125.14965706,125.14965706,125.14965706,125.14965706,125.14965706,125.14965706,125.14965706,125.14965706,125.14965706,125.14965706,125.14965706,125.14965706,125.14965706,125.14965706,125.14965706,125.14965706,125.14965706,125.14965706,125.14965706,125.14965706,125.14965706,125.14965706,125.14965706,125.14965706,121.65601315000001,121.65601315000001,121.65176390000001,121.18435139,119.24267824,98.644196699999995,94.351528950000002,94.351528950000002,94.351528950000002,94.351528950000002,94.351528950000002,94.351528950000002,94.351528950000002,94.351528950000002,94.351528950000002,94.351528950000002,94.351528950000002,94.351528950000002,90.686692660000006,89.614636079999997,null,250.29931411999999,184.50219332,65.797120799999988,2038]
[2037,5,27,"Wednesday",111.63598899,111.63598899,111.63598899,111.63598899,111.63598899,111.63598899,111.63598899,111.63598899,111.63598899,111.63598899,111.63598899,111.63598899,111.63598899,111.63598899,111.63598899,84.024915280000002,69.738772609999998,18.90237952,18.90237952,18.90237952,18.90237952,18.90237952,18.90237952,18.90237952,18.90237952,18.90237952,18.90237952,18.90237952,18.90237952,18.90237952,48.892509140000001,84.024915280000002,84.024915280000002,111.63598899,111.63598899,111.63598899,111.63598899,111.88106320999999,111.88106320999999,111.88106320999999,111.88106320999999,111.88106320999999,111.88106320999999,111.88106320999999,111.63598899,111.63598899,111.63598899,111.63598899,null,111.88106320999999,111.88106320999999,111.88106320999999,111.88106320999999,111.88106320999999,111.88106320999999,111.88106320999999,111.63598899,111.63598899,111.63598899,111.63598899,111.63598899,111.63598899,111.63598899,111.63598899,111.63598899,111.63598899,111.63598899,111.63598899,111.63598899,111.63598899,111.63598899,111.63598899,111.63598899,111.63598899,111.63598899,111.63598899,111.63598899,111.63598899,111.63598899,84.024915280000002,84.024915280000002,84.024915280000002,69.738772609999998,48.892509140000001,18.90237952,18.90237952,18.90237952,18.90237952,18.90237952,18.90237952,18.90237952,18.90237952,18.90237952,18.90237952,18.90237952,18.90237952,18.90237952,null,223.76212641999999,37.80475904,185.95736737999999,2038]
[2037,7,4,"Saturday",49.283389190000001,49.283389190000001,49.283389190000001,49.283389190000001,49.283389190000001,49.283389190000001,49.283389190000001,49.283389190000001,49.283389190000001,49.283389190000001,49.283389190000001,49.283389190000001,49.283389190000001,49.283389190000001,49.283389190000001,49.283389190000001,36.693165380000003,36.693165380000003,36.693165380000003,36.636939429999998,36.636939429999998,36.636939429999998,36.636939429999998,36.636939429999998,36.636939429999998,36.636939429999998,36.636939429999998,36.636939429999998,36.636939429999998,34.264182300000002,18.90237952,36.636939429999998,36.636939429999998,36.693165380000003,49.283389190000001,49.283389190000001,49.283389190000001,49.283389190000001,49.283389190000001,49.283389190000001,49.283389190000001,48.535982859999997,36.693165380000003,36.693165380000003,36.693165380000003,36.693165380000003,36.693165380000003,36.693165380000003,null,49.283389190000001,49.283389190000001,49.283389190000001,49.283389190000001,49.283389190000001,49.283389190000001,49.283389190000001,49.283389190000001,49.283389190000001,49.283389190000001,49.283389190000001,49.283389190000001,49.283389190000001,49.283389190000001,49.283389190000001,49.283389190000001,49.283389190000001,49.283389190000001,49.283389190000001,49.283389190000001,49.283389190000001,49.283389190000001,49.283389190000001,48.535982859999997,36.693165380000003,36.693165380000003,36.693165380000003,36.693165380000003,36.693165380000003,36.693165380000003,36.693165380000003,36.693165380000003,36.693165380000003,36.693165380000003,36.636939429999998,36.636939429999998,36.636939429999998,36.636939429999998,36.636939429999998,36.636939429999998,36.636939429999998,36.636939429999998,36.636939429999998,36.636939429999998,36.636939429999998,36.636939429999998,34.264182300000002,18.90237952,null,98.566778380000002,63.220220339999997,35.346558040000005,2038]
[2037,8,10,"Monday",31.093516130000001,27.662280859999999,27.662280859999999,27.662280859999999,27.662280859999999,27.662280859999999,29.98784757,31.093516130000001,31.786225909999999,31.093516130000001,31.786225909999999,37.400646399999999,37.400646399999999,37.400646399999999,35.874362210000001,27.662280859999999,0,0,0,0,0,0,0,0,0,0,0,0,0,0,0,0,22.8126359,31.786225909999999,39.020608039999999,60.914240999999997,56.82137814,55.438492969999999,57.096293719999998,56.82137814,41.562960529999998,37.400646399999999,37.400646399999999,37.400646399999999,37.400646399999999,37.400646399999999,37.400646399999999,37.400646399999999,null,60.914240999999997,57.096293719999998,56.82137814,56.82137814,55.438492969999999,41.562960529999998,39.020608039999999,37.400646399999999,37.400646399999999,37.400646399999999,37.400646399999999,37.400646399999999,37.400646399999999,37.400646399999999,37.400646399999999,37.400646399999999,37.400646399999999,35.874362210000001,31.786225909999999,31.786225909999999,31.786225909999999,31.093516130000001,31.093516130000001,31.093516130000001,29.98784757,27.662280859999999,27.662280859999999,27.662280859999999,27.662280859999999,27.662280859999999,27.662280859999999,22.8126359,0,0,0,0,0,0,0,0,0,0,0,0,0,0,0,0,null,115.8266455,0,115.8266455,2038]
[2037,9,5,"Saturday",52.248356639999997,52.248356639999997,52.248356639999997,52.248356639999997,52.248356639999997,52.248356639999997,52.248356639999997,52.248356639999997,52.248356639999997,52.248356639999997,52.248356639999997,52.248356639999997,52.248356639999997,45.979604199999997,38.946540640000002,0,0,0,0,0,0,0,0,0,0,0,0,0,0,0,0,0,12.22118641,48.27022865,56.857484079999999,81.607704979999994,81.607704979999994,84.024915280000002,84.024915280000002,81.607704979999994,70.329783250000006,70.329783250000006,70.329783250000006,70.329783250000006,70.329783250000006,70.329783250000006,70.329783250000006,70.329783250000006,null,84.024915280000002,84.024915280000002,81.607704979999994,81.607704979999994,81.607704979999994,70.329783250000006,70.329783250000006,70.329783250000006,70.329783250000006,70.329783250000006,70.329783250000006,70.329783250000006,70.329783250000006,56.857484079999999,52.248356639999997,52.248356639999997,52.248356639999997,52.248356639999997,52.248356639999997,52.248356639999997,52.248356639999997,52.248356639999997,52.248356639999997,52.248356639999997,52.248356639999997,52.248356639999997,52.248356639999997,48.27022865,45.979604199999997,38.946540640000002,12.22118641,0,0,0,0,0,0,0,0,0,0,0,0,0,0,0,0,0,null,165.63262026000001,0,165.63262026000001,2038]
[2037,9,24,"Thursday",51.656643469999999,51.656643469999999,51.656643469999999,51.656643469999999,51.656643469999999,49.283389190000001,49.283389190000001,49.283389190000001,49.283389190000001,49.283389190000001,50.337608150000001,50.337608150000001,50.118198909999997,41.005065389999999,28.808222019999999,21.075812379999999,21.075812379999999,0,0,0,0,0,0,0,0,0,0,0,0,17.652737689999999,21.075812379999999,21.075812379999999,27.051035169999999,38.908463730000001,49.283389190000001,59.872626599999997,54.288070840000003,54.39843029,61.053893760000001,49.283389190000001,49.283389190000001,38.908463730000001,38.908463730000001,38.908463730000001,38.908463730000001,38.908463730000001,38.908463730000001,38.908463730000001,null,61.053893760000001,59.872626599999997,54.39843029,54.288070840000003,51.656643469999999,51.656643469999999,51.656643469999999,51.656643469999999,51.656643469999999,50.337608150000001,50.337608150000001,50.118198909999997,49.283389190000001,49.283389190000001,49.283389190000001,49.283389190000001,49.283389190000001,49.283389190000001,49.283389190000001,49.283389190000001,41.005065389999999,38.908463730000001,38.908463730000001,38.908463730000001,38.908463730000001,38.908463730000001,38.908463730000001,38.908463730000001,38.908463730000001,28.808222019999999,27.051035169999999,21.075812379999999,21.075812379999999,21.075812379999999,21.075812379999999,17.652737689999999,0,0,0,0,0,0,0,0,0,0,0,0,null,114.806510745,0,114.806510745,2038]
[2037,10,25,"Sunday",84.075219829999995,84.075219829999995,84.075219829999995,84.075219829999995,84.075219829999995,84.075219829999995,84.075219829999995,84.075219829999995,84.075219829999995,84.075219829999995,84.075219829999995,84.075219829999995,70.329783250000006,63.13495666,63.078730710000002,39.804852969999999,9.6260060099999993,8.7594199800000005,4.8390335499999999,4.9987006200000001,0,0,0,0,0,0,0,0,0,18.52853623,19.03228245,18.90237952,63.078730710000002,63.13495666,84.075219829999995,84.075219829999995,84.075219829999995,84.075219829999995,84.075219829999995,84.075219829999995,84.075219829999995,84.075219829999995,84.075219829999995,84.075219829999995,84.075219829999995,84.075219829999995,84.075219829999995,84.075219829999995,null,84.075219829999995,84.075219829999995,84.075219829999995,84.075219829999995,84.075219829999995,84.075219829999995,84.075219829999995,84.075219829999995,84.075219829999995,84.075219829999995,84.075219829999995,84.075219829999995,84.075219829999995,84.075219829999995,84.075219829999995,84.075219829999995,84.075219829999995,84.075219829999995,84.075219829999995,84.075219829999995,84.075219829999995,84.075219829999995,84.075219829999995,84.075219829999995,84.075219829999995,84.075219829999995,70.329783250000006,63.13495666,63.13495666,63.078730710000002,63.078730710000002,39.804852969999999,19.03228245,18.90237952,18.52853623,9.6260060099999993,8.7594199800000005,4.9987006200000001,4.8390335499999999,0,0,0,0,0,0,0,0,0,null,168.15043965999999,0,168.15043965999999,2038]
[2037,11,25,"Wednesday",28.976483049999999,28.624369089999998,28.165553670000001,28.165553670000001,28.165553670000001,28.165553670000001,28.165553670000001,28.753927489999999,30.532812549999999,30.532812549999999,30.532812549999999,30.532812549999999,25.923905619999999,22.38650118,22.38650118,21.22787967,0,0,0,0,0,0,0,0,0,0,0,0,0,0,19.03228245,0,17.091013920000002,22.38650118,27.460153300000002,30.532812549999999,30.532812549999999,30.532812549999999,31.841383,31.841383,31.181106710000002,30.532812549999999,30.532812549999999,30.532812549999999,30.532812549999999,30.532812549999999,30.532812549999999,30.532812549999999,null,31.841383,31.841383,31.181106710000002,30.532812549999999,30.532812549999999,30.532812549999999,30.532812549999999,30.532812549999999,30.532812549999999,30.532812549999999,30.532812549999999,30.532812549999999,30.532812549999999,30.532812549999999,30.532812549999999,30.532812549999999,30.532812549999999,28.976483049999999,28.753927489999999,28.624369089999998,28.165553670000001,28.165553670000001,28.165553670000001,28.165553670000001,28.165553670000001,27.460153300000002,25.923905619999999,22.38650118,22.38650118,22.38650118,21.22787967,19.03228245,17.091013920000002,0,0,0,0,0,0,0,0,0,0,0,0,0,0,0,null,62.698342630000006,0,62.698342630000006,2038]
[2037,12,22,"Tuesday",70.329783250000006,70.329783250000006,70.329783250000006,70.329783250000006,70.329783250000006,70.329783250000006,71.856734919999994,78.072520789999999,78.072520789999999,81.518044450000005,81.518044450000005,79.780584579999996,70.329783250000006,61.207073780000002,49.315467380000001,49.315467380000001,21.940355969999999,21.050339529999999,21.050339529999999,21.050339529999999,18.94053663,21.050339529999999,21.050339529999999,21.050339529999999,19.03228245,10.407329750000001,21.050339529999999,18.94053663,18.94053663,21.050339529999999,21.050339529999999,21.050339529999999,21.050339529999999,49.283389190000001,65.891681300000002,77.060013519999998,86.042456959999996,88.777563270000002,86.042456959999996,86.042456959999996,85.0842411,81.518044450000005,81.518044450000005,70.329783250000006,65.891681300000002,65.891681300000002,65.891681300000002,65.891681300000002,null,88.777563270000002,86.042456959999996,86.042456959999996,86.042456959999996,85.0842411,81.518044450000005,81.518044450000005,81.518044450000005,81.518044450000005,79.780584579999996,78.072520789999999,78.072520789999999,77.060013519999998,71.856734919999994,70.329783250000006,70.329783250000006,70.329783250000006,70.329783250000006,70.329783250000006,70.329783250000006,70.329783250000006,70.329783250000006,65.891681300000002,65.891681300000002,65.891681300000002,65.891681300000002,65.891681300000002,61.207073780000002,49.315467380000001,49.315467380000001,49.283389190000001,21.940355969999999,21.050339529999999,21.050339529999999,21.050339529999999,21.050339529999999,21.050339529999999,21.050339529999999,21.050339529999999,21.050339529999999,21.050339529999999,21.050339529999999,21.050339529999999,19.03228245,18.94053663,18.94053663,18.94053663,10.407329750000001,null,173.45246707499999,33.614469820000004,139.83799725499998,2038]
[2038,2,12,"Friday",28.80824089,28.80824089,28.80824089,28.80824089,28.80824089,28.80824089,28.80824089,28.80824089,28.80824089,28.80824089,28.80824089,28.80824089,28.80824089,23.096947610000001,20.028874510000001,0,0,0,0,0,0,0,0,0,0,0,0,0,0,0,0,0,20.028874510000001,21.075826719999998,21.075826719999998,28.063279789999999,28.80824089,28.80824089,28.80824089,28.80824089,28.80824089,28.80824089,28.80824089,28.80824089,28.80824089,28.80824089,28.80824089,28.80824089,null,28.80824089,28.80824089,28.80824089,28.80824089,28.80824089,28.80824089,28.80824089,28.80824089,28.80824089,28.80824089,28.80824089,28.80824089,28.80824089,28.80824089,28.80824089,28.80824089,28.80824089,28.80824089,28.80824089,28.80824089,28.80824089,28.80824089,28.80824089,28.80824089,28.80824089,28.063279789999999,23.096947610000001,21.075826719999998,21.075826719999998,20.028874510000001,20.028874510000001,0,0,0,0,0,0,0,0,0,0,0,0,0,0,0,0,0,null,57.616481780000001,0,57.616481780000001,2039]
[2038,3,7,"Sunday",98.231346819999999,98.231346819999999,98.231346819999999,93.415479880000007,95.432811029999996,95.432811029999996,90.673386919999999,90.673386919999999,90.673386919999999,90.673386919999999,90.673386919999999,90.673386919999999,90.673386919999999,68.149563650000005,68.149563650000005,19.03228245,9.0996413300000007,0,0,0,0,0,0,0,0,0,0,0,10.055415780000001,19.03228245,19.727128310000001,49.283389190000001,68.149563650000005,68.149563650000005,98.021935529999993,107.57692849,107.57692849,107.57692849,105.35156048,98.915581930000002,98.021935529999993,98.021935529999993,92.40718742,90.673386919999999,90.673386919999999,90.673386919999999,90.673386919999999,90.673386919999999,null,107.57692849,107.57692849,107.57692849,105.35156048,98.915581930000002,98.231346819999999,98.231346819999999,98.231346819999999,98.021935529999993,98.021935529999993,98.021935529999993,95.432811029999996,95.432811029999996,93.415479880000007,92.40718742,90.673386919999999,90.673386919999999,90.673386919999999,90.673386919999999,90.673386919999999,90.673386919999999,90.673386919999999,90.673386919999999,90.673386919999999,90.673386919999999,90.673386919999999,90.673386919999999,68.149563650000005,68.149563650000005,68.149563650000005,68.149563650000005,49.283389190000001,19.727128310000001,19.03228245,19.03228245,10.055415780000001,9.0996413300000007,0,0,0,0,0,0,0,0,0,0,0,null,214.04117297499999,0,214.04117297499999,2039]
[2038,4,3,"Saturday",77.563130740000005,77.946791450000006,86.103828309999997,79.588412439999999,86.103828309999997,86.103828309999997,86.103828309999997,86.103828309999997,86.103828309999997,86.103828309999997,86.103828309999997,86.103828309999997,86.103828309999997,86.103828309999997,68.712212750000006,10.257832540000001,0,0,0,0,0,0,0,0,0,0,0,0,0,0,0,0,49.283389190000001,86.103828309999997,86.103828309999997,96.170423970000002,86.103828309999997,86.103828309999997,86.103828309999997,86.103828309999997,86.103828309999997,86.103828309999997,86.103828309999997,86.103828309999997,86.103828309999997,86.103828309999997,86.103828309999997,86.103828309999997,null,96.170423970000002,86.103828309999997,86.103828309999997,86.103828309999997,86.103828309999997,86.103828309999997,86.103828309999997,86.103828309999997,86.103828309999997,86.103828309999997,86.103828309999997,86.103828309999997,86.103828309999997,86.103828309999997,86.103828309999997,86.103828309999997,86.103828309999997,86.103828309999997,86.103828309999997,86.103828309999997,86.103828309999997,86.103828309999997,86.103828309999997,86.103828309999997,86.103828309999997,86.103828309999997,79.588412439999999,77.946791450000006,77.563130740000005,68.712212750000006,49.283389190000001,10.257832540000001,0,0,0,0,0,0,0,0,0,0,0,0,0,0,0,0,null,177.24095444999998,0,177.24095444999998,2039]
[2038,5,5,"Wednesday",79.848078709999996,79.848078709999996,79.848078709999996,79.848078709999996,79.848078709999996,79.848078709999996,79.848078709999996,79.848078709999996,79.848078709999996,79.848078709999996,79.848078709999996,79.848078709999996,79.848078709999996,79.848078709999996,72.150068210000001,59.866103459999998,8.2341242500000007,0,0,0,0,0,0,0,0,0,0,0,0,0,8.2341242500000007,49.283389190000001,72.150068210000001,95.937208709999993,97.805491599999996,99.819334819999995,97.805491599999996,99.819334819999995,99.819334819999995,99.819334819999995,97.805491599999996,97.805491599999996,97.751767790000002,95.937208709999993,95.937208709999993,95.937208709999993,95.937208709999993,95.937208709999993,null,99.819334819999995,99.819334819999995,99.819334819999995,99.819334819999995,97.805491599999996,97.805491599999996,97.805491599999996,97.805491599999996,97.751767790000002,95.937208709999993,95.937208709999993,95.937208709999993,95.937208709999993,95.937208709999993,95.937208709999993,79.848078709999996,79.848078709999996,79.848078709999996,79.848078709999996,79.848078709999996,79.848078709999996,79.848078709999996,79.848078709999996,79.848078709999996,79.848078709999996,79.848078709999996,79.848078709999996,79.848078709999996,79.848078709999996,72.150068210000001,72.150068210000001,59.866103459999998,49.283389190000001,8.2341242500000007,8.2341242500000007,0,0,0,0,0,0,0,0,0,0,0,0,0,null,199.63866963999999,0,199.63866963999999,2039]
[2038,5,23,"Sunday",91.430703600000001,91.430703600000001,91.430703600000001,91.430703600000001,91.430703600000001,91.430703600000001,91.430703600000001,91.430703600000001,91.430703600000001,91.430703600000001,91.430703600000001,84.024915280000002,84.024915280000002,84.024915280000002,84.024915280000002,64.159289139999998,63.040499250000003,63.040499250000003,18.90237952,22.11976297,19.635222850000002,28.39083273,29.35416245,54.486856349999996,63.040499250000003,63.040499250000003,63.040499250000003,63.040499250000003,63.040499250000003,63.040499250000003,63.040499250000003,64.159289139999998,84.024915280000002,85.785257310000006,90.673386919999999,90.673386919999999,90.673386919999999,90.673386919999999,91.293862910000001,91.293862910000001,90.726930519999996,90.673386919999999,90.673386919999999,87.585833780000002,85.423025719999998,85.423025719999998,84.024915280000002,84.024915280000002,null,91.430703600000001,91.430703600000001,91.430703600000001,91.430703600000001,91.430703600000001,91.430703600000001,91.430703600000001,91.430703600000001,91.430703600000001,91.430703600000001,91.430703600000001,91.293862910000001,91.293862910000001,90.726930519999996,90.673386919999999,90.673386919999999,90.673386919999999,90.673386919999999,90.673386919999999,90.673386919999999,87.585833780000002,85.785257310000006,85.423025719999998,85.423025719999998,84.024915280000002,84.024915280000002,84.024915280000002,84.024915280000002,84.024915280000002,84.024915280000002,84.024915280000002,64.159289139999998,64.159289139999998,63.040499250000003,63.040499250000003,63.040499250000003,63.040499250000003,63.040499250000003,63.040499250000003,63.040499250000003,63.040499250000003,63.040499250000003,54.486856349999996,29.35416245,28.39083273,22.11976297,19.635222850000002,18.90237952,null,182.8614072,44.524099034999999,138.337308165,2039]
[2038,6,19,"Saturday",110.02307716999999,112.43354828,112.43354828,114.88554920999999,118.54369895000001,122.50174835999999,120.12935487999999,116.62585985,115.04198325999999,117.49507638,122.08393343,126.08595344,126.08595344,128.07376898000001,127.26807066000001,96.573854010000005,96.573854010000005,61.793800079999997,54.486856349999996,50.984375970000002,55.499159200000001,49.283389190000001,49.283389190000001,49.283389190000001,54.486856349999996,49.283389190000001,54.486856349999996,70.329783250000006,76.891686699999994,82.490065099999995,89.043043519999998,96.573854010000005,125.1310826,128.07376898000001,130.76757866,132.27102198,130.86685881,136.59993513000001,136.59993513000001,136.59993513000001,136.59993513000001,136.59993513000001,136.59993513000001,133.70848871999999,130.76757866,128.07376898000001,128.07376898000001,128.07376898000001,null,136.59993513000001,136.59993513000001,136.59993513000001,136.59993513000001,136.59993513000001,136.59993513000001,133.70848871999999,132.27102198,130.86685881,130.76757866,130.76757866,128.07376898000001,128.07376898000001,128.07376898000001,128.07376898000001,128.07376898000001,127.26807066000001,126.08595344,126.08595344,125.1310826,122.50174835999999,122.08393343,120.12935487999999,118.54369895000001,117.49507638,116.62585985,115.04198325999999,114.88554920999999,112.43354828,112.43354828,110.02307716999999,96.573854010000005,96.573854010000005,96.573854010000005,89.043043519999998,82.490065099999995,76.891686699999994,70.329783250000006,61.793800079999997,55.499159200000001,54.486856349999996,54.486856349999996,54.486856349999996,50.984375970000002,49.283389190000001,49.283389190000001,49.283389190000001,49.283389190000001,null,273.19987026000001,98.566778380000002,174.63309187999999,2039]
[2038,7,25,"Sunday",120.16131699,120.16131699,119.56360562,110.30866938,110.30866938,110.30866938,110.30866938,110.30866938,110.30866938,110.30866938,110.30866938,110.30866938,110.30866938,110.30866938,110.30866938,83.016152379999994,29.35416245,10.84272118,0,0,0,0,0,0,0,0,0,0,0,0,18.33982555,18.33982555,83.016152379999994,110.30866938,110.30866938,110.30866938,110.30866938,110.30866938,110.30866938,110.30866938,110.30866938,110.30866938,110.30866938,110.30866938,110.30866938,110.30866938,110.30866938,110.30866938,null,120.16131699,120.16131699,119.56360562,110.30866938,110.30866938,110.30866938,110.30866938,110.30866938,110.30866938,110.30866938,110.30866938,110.30866938,110.30866938,110.30866938,110.30866938,110.30866938,110.30866938,110.30866938,110.30866938,110.30866938,110.30866938,110.30866938,110.30866938,110.30866938,110.30866938,110.30866938,110.30866938,110.30866938,110.30866938,110.30866938,83.016152379999994,83.016152379999994,29.35416245,18.33982555,18.33982555,10.84272118,0,0,0,0,0,0,0,0,0,0,0,0,null,235.09745449000002,0,235.09745449000002,2039]
[2038,8,12,"Thursday",80.693661199999994,80.693661199999994,80.693661199999994,80.693661199999994,80.693661199999994,80.693661199999994,80.693661199999994,80.693661199999994,80.693661199999994,80.693661199999994,80.693661199999994,80.693661199999994,83.756474139999995,109.83456604,80.6484782,49.44712767,25.374395700000001,6.8594534999999999,0,0,0,0,0,0,0,0,0,0,0,0,0,0,31.92084285,49.297479279999997,78.614998360000001,78.992044250000006,80.693661199999994,80.693661199999994,80.693661199999994,78.614998360000001,78.614998360000001,78.614998360000001,78.614998360000001,78.614998360000001,78.614998360000001,78.614998360000001,73.544868429999994,70.351087460000002,null,109.83456604,83.756474139999995,80.693661199999994,80.693661199999994,80.693661199999994,80.693661199999994,80.693661199999994,80.693661199999994,80.693661199999994,80.693661199999994,80.693661199999994,80.693661199999994,80.693661199999994,80.693661199999994,80.693661199999994,80.693661199999994,80.693661199999994,80.6484782,78.992044250000006,78.614998360000001,78.614998360000001,78.614998360000001,78.614998360000001,78.614998360000001,78.614998360000001,78.614998360000001,78.614998360000001,73.544868429999994,70.351087460000002,49.44712767,49.297479279999997,31.92084285,25.374395700000001,6.8594534999999999,0,0,0,0,0,0,0,0,0,0,0,0,0,0,null,177.48918129,0,177.48918129,2039]
[2038,9,16,"Thursday",42.585241490000001,42.585241490000001,42.585241490000001,42.585241490000001,42.585241490000001,42.585241490000001,49.297479279999997,49.297479279999997,49.297479279999997,49.297479279999997,49.297479279999997,49.297479279999997,49.297479279999997,49.297479279999997,31.602573119999999,13.141268800000001,0,0,0,0,0,0,0,0,0,0,0,0,0,0,0,0,31.546347180000001,42.585241490000001,84.108918599999996,84.108918599999996,84.108918599999996,49.297479279999997,49.297479279999997,49.297479279999997,49.297479279999997,49.297479279999997,49.297479279999997,49.297479279999997,49.297479279999997,49.297479279999997,49.297479279999997,49.297479279999997,null,84.108918599999996,84.108918599999996,84.108918599999996,49.297479279999997,49.297479279999997,49.297479279999997,49.297479279999997,49.297479279999997,49.297479279999997,49.297479279999997,49.297479279999997,49.297479279999997,49.297479279999997,49.297479279999997,49.297479279999997,49.297479279999997,49.297479279999997,49.297479279999997,49.297479279999997,49.297479279999997,49.297479279999997,49.297479279999997,42.585241490000001,42.585241490000001,42.585241490000001,42.585241490000001,42.585241490000001,42.585241490000001,42.585241490000001,31.602573119999999,31.546347180000001,13.141268800000001,0,0,0,0,0,0,0,0,0,0,0,0,0,0,0,0,null,150.81211754,0,150.81211754,2039]
[2038,10,30,"Saturday",70.984247569999994,70.984247569999994,70.984247569999994,70.984247569999994,70.984247569999994,70.984247569999994,70.984247569999994,70.984247569999994,70.984247569999994,70.984247569999994,70.984247569999994,70.984247569999994,70.984247569999994,53.1295918,18.880660989999999,0,0,0,0,0,0,0,0,0,0,0,0,0,0,0,0,3.91540365,53.1295918,53.185817739999997,70.984247569999994,70.984247569999994,70.984247569999994,70.984247569999994,70.984247569999994,70.984247569999994,70.984247569999994,70.984247569999994,70.984247569999994,70.984247569999994,70.984247569999994,70.984247569999994,70.984247569999994,70.984247569999994,null,70.984247569999994,70.984247569999994,70.984247569999994,70.984247569999994,70.984247569999994,70.984247569999994,70.984247569999994,70.984247569999994,70.984247569999994,70.984247569999994,70.984247569999994,70.984247569999994,70.984247569999994,70.984247569999994,70.984247569999994,70.984247569999994,70.984247569999994,70.984247569999994,70.984247569999994,70.984247569999994,70.984247569999994,70.984247569999994,70.984247569999994,70.984247569999994,70.984247569999994,70.984247569999994,70.984247569999994,53.185817739999997,53.1295918,53.1295918,18.880660989999999,3.91540365,0,0,0,0,0,0,0,0,0,0,0,0,0,0,0,0,null,141.96849513999999,0,141.96849513999999,2039]
[2038,11,30,"Tuesday",77.977791330000002,109.75697072,109.75697072,112.15822412999999,112.15822412999999,112.15822412999999,112.15822412999999,112.15822412999999,112.15822412999999,112.15822412999999,112.15822412999999,109.75697072,49.297479279999997,28.624369089999998,28.624369089999998,20.992310100000001,20.992310100000001,20.93608416,20.93608416,20.93608416,20.93608416,20.93608416,20.93608416,20.93608416,20.93608416,20.93608416,20.93608416,20.93608416,20.93608416,20.93608416,20.93608416,20.992310100000001,25.265576509999999,28.624369089999998,28.624369089999998,51.460877519999997,54.881895559999997,77.316354360000005,80.639389899999998,70.727115789999999,70.351087460000002,28.624369089999998,28.624369089999998,28.624369089999998,28.624369089999998,28.03745099,21.44228274,21.002038169999999,null,112.15822412999999,112.15822412999999,112.15822412999999,112.15822412999999,112.15822412999999,112.15822412999999,112.15822412999999,112.15822412999999,109.75697072,109.75697072,109.75697072,80.639389899999998,77.977791330000002,77.316354360000005,70.727115789999999,70.351087460000002,54.881895559999997,51.460877519999997,49.297479279999997,28.624369089999998,28.624369089999998,28.624369089999998,28.624369089999998,28.624369089999998,28.624369089999998,28.624369089999998,28.624369089999998,28.03745099,25.265576509999999,21.44228274,21.002038169999999,20.992310100000001,20.992310100000001,20.992310100000001,20.93608416,20.93608416,20.93608416,20.93608416,20.93608416,20.93608416,20.93608416,20.93608416,20.93608416,20.93608416,20.93608416,20.93608416,20.93608416,20.93608416,null,224.31644825999999,41.87216832,182.44427994,2039]
[2039,1,1,"Saturday",28.625804810000002,28.625804810000002,28.625804810000002,28.625804810000002,28.625804810000002,28.625804810000002,28.625804810000002,28.625804810000002,28.625804810000002,28.625804810000002,28.625804810000002,28.625804810000002,20.993401240000001,20.9371753,19.902036169999999,0,0,0,0,0,0,0,0,0,0,0,0,0,0,0,0,0,0,20.9371753,20.993401240000001,25.643686249999998,28.625804810000002,28.625804810000002,45.68378912,49.297479279999997,28.625804810000002,28.625804810000002,28.625804810000002,28.625804810000002,28.625804810000002,28.625804810000002,28.625804810000002,28.625804810000002,null,49.297479279999997,45.68378912,28.625804810000002,28.625804810000002,28.625804810000002,28.625804810000002,28.625804810000002,28.625804810000002,28.625804810000002,28.625804810000002,28.625804810000002,28.625804810000002,28.625804810000002,28.625804810000002,28.625804810000002,28.625804810000002,28.625804810000002,28.625804810000002,28.625804810000002,28.625804810000002,28.625804810000002,28.625804810000002,28.625804810000002,28.625804810000002,25.643686249999998,20.993401240000001,20.993401240000001,20.9371753,20.9371753,19.902036169999999,0,0,0,0,0,0,0,0,0,0,0,0,0,0,0,0,0,0,null,76.116439010000008,0,76.116439010000008,2040]
[2039,1,14,"Friday",30.849941690000001,30.849941690000001,30.849941690000001,30.849941690000001,30.849941690000001,30.849941690000001,30.849941690000001,30.849941690000001,30.849941690000001,30.849941690000001,30.849941690000001,30.849941690000001,30.849941690000001,21.021404780000001,21.021404780000001,20.96517884,20.96517884,20.96517884,20.96517884,20.96517884,20.96517884,20.96517884,20.96517884,20.96517884,0,0,0,0,19.03228245,0,0,18.421156440000001,20.96517884,20.96517884,21.021404780000001,28.662651570000001,32.545963929999999,32.545963929999999,32.545963929999999,32.545963929999999,32.545963929999999,32.545963929999999,32.545963929999999,30.154960630000001,28.662651570000001,28.662651570000001,28.662651570000001,28.662651570000001,null,32.545963929999999,32.545963929999999,32.545963929999999,32.545963929999999,32.545963929999999,32.545963929999999,32.545963929999999,30.849941690000001,30.849941690000001,30.849941690000001,30.849941690000001,30.849941690000001,30.849941690000001,30.849941690000001,30.849941690000001,30.849941690000001,30.849941690000001,30.849941690000001,30.849941690000001,30.849941690000001,30.154960630000001,28.662651570000001,28.662651570000001,28.662651570000001,28.662651570000001,28.662651570000001,21.021404780000001,21.021404780000001,21.021404780000001,20.96517884,20.96517884,20.96517884,20.96517884,20.96517884,20.96517884,20.96517884,20.96517884,20.96517884,20.96517884,20.96517884,19.03228245,18.421156440000001,0,0,0,0,0,0,null,65.091927859999998,0,65.091927859999998,2040]
[2039,2,20,"Sunday",28.840702570000001,28.840702570000001,28.840702570000001,28.840702570000001,28.840702570000001,28.840702570000001,28.840702570000001,28.840702570000001,28.840702570000001,28.840702570000001,28.840702570000001,28.840702570000001,28.840702570000001,28.840702570000001,21.100497600000001,0,0,0,0,0,0,0,0,0,0,0,0,0,0,0,0,0,0,19.03228245,21.156723540000002,28.840702570000001,49.297479279999997,49.297479279999997,49.297479279999997,49.297479279999997,49.297479279999997,28.840702570000001,28.840702570000001,28.840702570000001,28.840702570000001,28.840702570000001,28.840702570000001,28.840702570000001,null,49.297479279999997,49.297479279999997,49.297479279999997,49.297479279999997,49.297479279999997,28.840702570000001,28.840702570000001,28.840702570000001,28.840702570000001,28.840702570000001,28.840702570000001,28.840702570000001,28.840702570000001,28.840702570000001,28.840702570000001,28.840702570000001,28.840702570000001,28.840702570000001,28.840702570000001,28.840702570000001,28.840702570000001,28.840702570000001,28.840702570000001,28.840702570000001,28.840702570000001,28.840702570000001,28.840702570000001,21.156723540000002,21.100497600000001,19.03228245,0,0,0,0,0,0,0,0,0,0,0,0,0,0,0,0,0,0,null,98.594958559999995,0,98.594958559999995,2040]
[2039,3,30,"Wednesday",114.21005005000001,114.21005005000001,114.21005005000001,114.21005005000001,114.21005005000001,114.21005005000001,114.21005005000001,114.21005005000001,114.21005005000001,114.21005005000001,114.21005005000001,114.21005005000001,114.21005005000001,114.21005005000001,114.21005005000001,86.037427629999996,86.037427629999996,86.037427629999996,85.981201679999998,85.981201679999998,85.981201679999998,85.981201679999998,86.037427629999996,85.981201679999998,85.981201679999998,86.037427629999996,85.981201679999998,86.037427629999996,86.037427629999996,85.981201679999998,86.037427629999996,86.037427629999996,86.037427629999996,86.037427629999996,114.21005005000001,114.21005005000001,114.21005005000001,114.21005005000001,114.21005005000001,114.21005005000001,114.21005005000001,114.21005005000001,114.21005005000001,114.21005005000001,114.21005005000001,114.21005005000001,114.21005005000001,114.21005005000001,null,114.21005005000001,114.21005005000001,114.21005005000001,114.21005005000001,114.21005005000001,114.21005005000001,114.21005005000001,114.21005005000001,114.21005005000001,114.21005005000001,114.21005005000001,114.21005005000001,114.21005005000001,114.21005005000001,114.21005005000001,114.21005005000001,114.21005005000001,114.21005005000001,114.21005005000001,114.21005005000001,114.21005005000001,114.21005005000001,114.21005005000001,114.21005005000001,114.21005005000001,114.21005005000001,114.21005005000001,114.21005005000001,114.21005005000001,86.037427629999996,86.037427629999996,86.037427629999996,86.037427629999996,86.037427629999996,86.037427629999996,86.037427629999996,86.037427629999996,86.037427629999996,86.037427629999996,86.037427629999996,85.981201679999998,85.981201679999998,85.981201679999998,85.981201679999998,85.981201679999998,85.981201679999998,85.981201679999998,85.981201679999998,null,228.42010010000001,171.96240336,56.457696740000017,2040]
[2039,4,11,"Monday",49.297479279999997,49.297479279999997,49.297479279999997,49.297479279999997,49.297479279999997,49.297479279999997,49.297479279999997,49.297479279999997,49.297479279999997,49.297479279999997,49.297479279999997,49.297479279999997,49.297479279999997,49.297479279999997,49.297479279999997,36.70387384,18.982579189999999,18.592338170000001,18.90237952,21.077640370000001,21.077640370000001,21.077640370000001,21.077640370000001,21.077640370000001,21.077640370000001,23.951126250000002,22.588022429999999,21.077640370000001,34.273978409999998,36.70387384,49.297479279999997,49.297479279999997,49.297479279999997,54.500551979999997,70.351087460000002,74.061593189999996,72.473781250000002,75.676761420000005,75.676761420000005,77.319999069999994,78.086437200000006,77.319999069999994,72.473781250000002,70.351087460000002,70.351087460000002,54.500551979999997,49.297479279999997,49.297479279999997,null,78.086437200000006,77.319999069999994,77.319999069999994,75.676761420000005,75.676761420000005,74.061593189999996,72.473781250000002,72.473781250000002,70.351087460000002,70.351087460000002,70.351087460000002,54.500551979999997,54.500551979999997,49.297479279999997,49.297479279999997,49.297479279999997,49.297479279999997,49.297479279999997,49.297479279999997,49.297479279999997,49.297479279999997,49.297479279999997,49.297479279999997,49.297479279999997,49.297479279999997,49.297479279999997,49.297479279999997,49.297479279999997,49.297479279999997,49.297479279999997,49.297479279999997,49.297479279999997,49.297479279999997,36.70387384,36.70387384,34.273978409999998,23.951126250000002,22.588022429999999,21.077640370000001,21.077640370000001,21.077640370000001,21.077640370000001,21.077640370000001,21.077640370000001,21.077640370000001,18.982579189999999,18.90237952,18.592338170000001,null,154.20159838000001,38.777468625000004,115.424129755,2040]
[2039,5,12,"Thursday",102.17415459999999,102.17415459999999,102.17415459999999,102.17415459999999,102.17415459999999,102.17415459999999,102.17415459999999,102.17415459999999,102.17415459999999,102.17415459999999,102.17415459999999,102.17415459999999,102.17415459999999,102.17415459999999,73.371966180000001,63.040499250000003,14.91629801,11.68169853,11.195680790000001,10.963220379999999,11.203304429999999,11.440267739999999,17.291374260000001,19.03228245,19.03228245,13.15869032,14.69556963,18.52853623,19.03228245,25.128216439999999,58.945955220000002,63.040499250000003,70.351087460000002,84.784058950000002,86.617514439999994,84.784058950000002,84.784058950000002,84.784058950000002,84.784058950000002,84.024915280000002,84.024915280000002,84.024915280000002,84.024915280000002,84.024915280000002,84.024915280000002,84.024915280000002,84.024915280000002,84.024915280000002,null,102.17415459999999,102.17415459999999,102.17415459999999,102.17415459999999,102.17415459999999,102.17415459999999,102.17415459999999,102.17415459999999,102.17415459999999,102.17415459999999,102.17415459999999,102.17415459999999,102.17415459999999,102.17415459999999,86.617514439999994,84.784058950000002,84.784058950000002,84.784058950000002,84.784058950000002,84.784058950000002,84.024915280000002,84.024915280000002,84.024915280000002,84.024915280000002,84.024915280000002,84.024915280000002,84.024915280000002,84.024915280000002,84.024915280000002,73.371966180000001,70.351087460000002,63.040499250000003,63.040499250000003,58.945955220000002,25.128216439999999,19.03228245,19.03228245,19.03228245,18.52853623,17.291374260000001,14.91629801,14.69556963,13.15869032,11.68169853,11.440267739999999,11.203304429999999,11.195680790000001,10.963220379999999,null,204.34830919999999,22.401236669999996,181.94707252999999,2040]
[2039,6,27,"Monday",96.466771080000001,94.424833809999996,94.424833809999996,90.44559898,90.44559898,80.6484782,74.786196439999998,74.786196439999998,74.786196439999998,74.786196439999998,82.415387769999995,91.257520700000001,99.405798489999995,99.405798489999995,99.405798489999995,61.429572299999997,48.82785569,28.808208199999999,28.808208199999999,28.808208199999999,28.808208199999999,28.808208199999999,28.808208199999999,28.808208199999999,28.808208199999999,28.808208199999999,28.808208199999999,28.808208199999999,28.808208199999999,28.808208199999999,28.808208199999999,56.893050350000003,61.429572299999997,81.831293040000006,108.65918526999999,111.03977518000001,108.65918526999999,108.65918526999999,108.65918526999999,111.03977518000001,108.65918526999999,81.831293040000006,81.831293040000006,81.831293040000006,81.831293040000006,81.831293040000006,81.831293040000006,81.831293040000006,null,111.03977518000001,111.03977518000001,108.65918526999999,108.65918526999999,108.65918526999999,108.65918526999999,108.65918526999999,99.405798489999995,99.405798489999995,99.405798489999995,96.466771080000001,94.424833809999996,94.424833809999996,91.257520700000001,90.44559898,90.44559898,82.415387769999995,81.831293040000006,81.831293040000006,81.831293040000006,81.831293040000006,81.831293040000006,81.831293040000006,81.831293040000006,81.831293040000006,80.6484782,74.786196439999998,74.786196439999998,74.786196439999998,74.786196439999998,61.429572299999997,61.429572299999997,56.893050350000003,48.82785569,28.808208199999999,28.808208199999999,28.808208199999999,28.808208199999999,28.808208199999999,28.808208199999999,28.808208199999999,28.808208199999999,28.808208199999999,28.808208199999999,28.808208199999999,28.808208199999999,28.808208199999999,28.808208199999999,null,219.69896045000002,57.616416399999999,162.08254405000002,2040]
[2039,7,1,"Friday",46.563948119999999,46.563948119999999,46.563948119999999,46.563948119999999,46.563948119999999,46.563948119999999,46.563948119999999,46.563948119999999,46.563948119999999,46.563948119999999,46.563948119999999,46.563948119999999,61.687112050000003,62.27126122,62.27126122,46.563948119999999,0,0,0,0,0,0,0,0,0,0,0,0,0,0,0,0,46.563948119999999,62.27126122,62.27126122,62.345242730000002,62.27126122,62.27126122,62.27126122,62.27126122,62.27126122,62.27126122,62.27126122,61.687112050000003,46.563948119999999,46.563948119999999,46.563948119999999,46.563948119999999,null,62.345242730000002,62.27126122,62.27126122,62.27126122,62.27126122,62.27126122,62.27126122,62.27126122,62.27126122,62.27126122,62.27126122,62.27126122,61.687112050000003,61.687112050000003,46.563948119999999,46.563948119999999,46.563948119999999,46.563948119999999,46.563948119999999,46.563948119999999,46.563948119999999,46.563948119999999,46.563948119999999,46.563948119999999,46.563948119999999,46.563948119999999,46.563948119999999,46.563948119999999,46.563948119999999,46.563948119999999,46.563948119999999,46.563948119999999,0,0,0,0,0,0,0,0,0,0,0,0,0,0,0,0,null,124.579513195,0,124.579513195,2040]
[2039,8,25,"Thursday",124.49015128000001,124.49015128000001,124.49015128000001,124.49015128000001,125.65998107999999,125.65998107999999,125.65998107999999,125.65998107999999,125.65998107999999,125.65998107999999,125.65998107999999,125.65998107999999,126.22650858,125.65998107999999,109.00865109999999,90.343379179999999,67.898757759999995,67.842531820000005,67.842531820000005,66.232859349999998,64.841132200000004,66.045257359999994,67.462829420000006,67.462829420000006,67.462829420000006,67.842531820000005,64.652536690000005,64.652536690000005,66.045257359999994,66.232859349999998,67.842531820000005,67.898757759999995,90.236239519999998,90.343379179999999,125.65998107999999,126.22650858,126.22650858,126.22650858,126.22650858,125.65998107999999,124.49015128000001,117.54852458000001,97.66119252,90.343379179999999,90.343379179999999,90.343379179999999,90.343379179999999,90.343379179999999,null,126.22650858,126.22650858,126.22650858,126.22650858,126.22650858,125.65998107999999,125.65998107999999,125.65998107999999,125.65998107999999,125.65998107999999,125.65998107999999,125.65998107999999,125.65998107999999,125.65998107999999,125.65998107999999,125.65998107999999,124.49015128000001,124.49015128000001,124.49015128000001,124.49015128000001,124.49015128000001,117.54852458000001,109.00865109999999,97.66119252,90.343379179999999,90.343379179999999,90.343379179999999,90.343379179999999,90.343379179999999,90.343379179999999,90.343379179999999,90.236239519999998,67.898757759999995,67.898757759999995,67.842531820000005,67.842531820000005,67.842531820000005,67.842531820000005,67.462829420000006,67.462829420000006,67.462829420000006,66.232859349999998,66.232859349999998,66.045257359999994,66.045257359999994,64.841132200000004,64.652536690000005,64.652536690000005,null,252.45301716,130.09573147,122.35728569,2040]
[2039,9,18,"Sunday",65.313021840000005,65.313021840000005,65.313021840000005,65.313021840000005,65.313021840000005,65.313021840000005,65.313021840000005,65.313021840000005,65.313021840000005,65.313021840000005,65.313021840000005,65.313021840000005,65.313021840000005,49.300932709999998,48.819460239999998,0,0,0,0,0,0,0,0,0,0,0,0,0,0,0,0,0,0,65.313021840000005,65.313021840000005,82.658764829999996,79.263382160000006,82.658764829999996,82.658764829999996,82.658764829999996,82.658764829999996,82.658764829999996,82.658764829999996,82.658764829999996,80.999945960000005,79.263382160000006,65.313021840000005,65.313021840000005,null,82.658764829999996,82.658764829999996,82.658764829999996,82.658764829999996,82.658764829999996,82.658764829999996,82.658764829999996,82.658764829999996,80.999945960000005,79.263382160000006,79.263382160000006,65.313021840000005,65.313021840000005,65.313021840000005,65.313021840000005,65.313021840000005,65.313021840000005,65.313021840000005,65.313021840000005,65.313021840000005,65.313021840000005,65.313021840000005,65.313021840000005,65.313021840000005,65.313021840000005,65.313021840000005,65.313021840000005,65.313021840000005,49.300932709999998,48.819460239999998,0,0,0,0,0,0,0,0,0,0,0,0,0,0,0,0,0,0,null,165.31752965999999,0,165.31752965999999,2040]
[2039,10,9,"Sunday",118.61812347999999,118.61812347999999,118.61812347999999,118.61812347999999,118.61812347999999,118.61812347999999,118.61812347999999,118.61812347999999,118.61812347999999,118.61812347999999,118.61812347999999,118.61812347999999,118.61812347999999,89.387563439999994,89.331337489999996,89.331337489999996,89.331337489999996,89.331337489999996,25.171551059999999,0,0,0,0,0,0,0,0,0,0,0,25.171551059999999,25.171551059999999,89.331337489999996,89.331337489999996,118.61812347999999,118.61812347999999,118.61812347999999,118.61812347999999,118.61812347999999,118.61812347999999,118.61812347999999,118.61812347999999,118.61812347999999,118.61812347999999,118.61812347999999,118.61812347999999,118.61812347999999,118.61812347999999,null,118.61812347999999,118.61812347999999,118.61812347999999,118.61812347999999,118.61812347999999,118.61812347999999,118.61812347999999,118.61812347999999,118.61812347999999,118.61812347999999,118.61812347999999,118.61812347999999,118.61812347999999,118.61812347999999,118.61812347999999,118.61812347999999,118.61812347999999,118.61812347999999,118.61812347999999,118.61812347999999,118.61812347999999,118.61812347999999,118.61812347999999,118.61812347999999,118.61812347999999,118.61812347999999,118.61812347999999,89.387563439999994,89.331337489999996,89.331337489999996,89.331337489999996,89.331337489999996,89.331337489999996,89.331337489999996,25.171551059999999,25.171551059999999,25.171551059999999,0,0,0,0,0,0,0,0,0,0,0,null,237.23624695999999,0,237.23624695999999,2040]
[2039,11,7,"Monday",48.617182159999999,48.617182159999999,48.617182159999999,48.617182159999999,48.617182159999999,48.617182159999999,48.617182159999999,48.617182159999999,48.617182159999999,48.617182159999999,48.617182159999999,48.617182159999999,48.617182159999999,36.130622090000003,36.130622090000003,19.03228245,0,0,0,0,0,0,0,0,18.718535849999999,17.748756830000001,18.718535849999999,33.801003139999999,36.186848040000001,36.186848040000001,39.30327664,48.617182159999999,48.617182159999999,82.658764829999996,122.84353267,127.16030584000001,127.77346174,125.66151519,48.617182159999999,48.617182159999999,48.617182159999999,48.617182159999999,48.617182159999999,48.617182159999999,48.617182159999999,48.617182159999999,48.617182159999999,48.617182159999999,null,127.77346174,127.16030584000001,125.66151519,122.84353267,82.658764829999996,48.617182159999999,48.617182159999999,48.617182159999999,48.617182159999999,48.617182159999999,48.617182159999999,48.617182159999999,48.617182159999999,48.617182159999999,48.617182159999999,{"$f":"LARGE($E5976:$AZ5976,BQ$2)","v":48.617182159999999},48.617182159999999,48.617182159999999,48.617182159999999,48.617182159999999,48.617182159999999,48.617182159999999,48.617182159999999,48.617182159999999,48.617182159999999,48.617182159999999,48.617182159999999,48.617182159999999,48.617182159999999,48.617182159999999,39.30327664,36.186848040000001,36.186848040000001,36.130622090000003,36.130622090000003,33.801003139999999,19.03228245,18.718535849999999,18.718535849999999,17.748756830000001,0,0,0,0,0,0,0,0,null,251.71940771999999,0,251.71940771999999,2040]
[2039,11,23,"Wednesday",19.809437389999999,19.809437389999999,19.809437389999999,19.809437389999999,19.809437389999999,19.809437389999999,19.809437389999999,19.809437389999999,19.809437389999999,19.809437389999999,19.809437389999999,19.809437389999999,15.149720909999999,14.23673606,6.3129054699999996,0,0,0,0,0,0,0,0,0,0,0,0,0,0,0,0,14.23673606,14.29296201,18.19546983,19.809437389999999,19.809437389999999,21.115681349999999,39.407874280000001,58.440489980000002,61.123425099999999,62.29408437,39.407874280000001,39.407874280000001,39.407874280000001,39.407874280000001,39.407874280000001,24.966682980000002,23.949545149999999,null,62.29408437,61.123425099999999,58.440489980000002,39.407874280000001,39.407874280000001,39.407874280000001,39.407874280000001,39.407874280000001,39.407874280000001,24.966682980000002,23.949545149999999,21.115681349999999,19.809437389999999,19.809437389999999,19.809437389999999,{"$f":"LARGE($E5992:$AZ5992,BQ$2)","v":19.809437389999999},19.809437389999999,19.809437389999999,19.809437389999999,19.809437389999999,19.809437389999999,19.809437389999999,19.809437389999999,19.809437389999999,19.809437389999999,19.809437389999999,18.19546983,15.149720909999999,14.29296201,14.23673606,14.23673606,6.3129054699999996,0,0,0,0,0,0,0,0,0,0,0,0,0,0,0,0,null,110.632936865,0,110.632936865,2040]
[2040,1,9,"Monday",84.024915280000002,84.024915280000002,84.024915280000002,84.024915280000002,84.024915280000002,84.024915280000002,84.024915280000002,84.024915280000002,84.024915280000002,84.024915280000002,84.024915280000002,84.024915280000002,84.024915280000002,63.10589341,63.040499250000003,63.040499250000003,63.040499250000003,63.040499250000003,63.040499250000003,63.040499250000003,63.040499250000003,63.040499250000003,63.040499250000003,63.040499250000003,63.040499250000003,63.040499250000003,63.040499250000003,63.040499250000003,63.040499250000003,63.040499250000003,63.040499250000003,63.040499250000003,63.096725200000002,63.040499250000003,63.096725200000002,77.681141100000005,84.024915280000002,84.024915280000002,84.024915280000002,84.024915280000002,84.024915280000002,84.024915280000002,84.024915280000002,84.024915280000002,84.024915280000002,84.024915280000002,84.024915280000002,84.024915280000002,null,84.024915280000002,84.024915280000002,84.024915280000002,84.024915280000002,84.024915280000002,84.024915280000002,84.024915280000002,84.024915280000002,84.024915280000002,84.024915280000002,84.024915280000002,84.024915280000002,84.024915280000002,84.024915280000002,84.024915280000002,84.024915280000002,84.024915280000002,84.024915280000002,84.024915280000002,84.024915280000002,84.024915280000002,84.024915280000002,84.024915280000002,84.024915280000002,84.024915280000002,77.681141100000005,63.10589341,63.096725200000002,63.096725200000002,63.040499250000003,63.040499250000003,63.040499250000003,63.040499250000003,63.040499250000003,63.040499250000003,63.040499250000003,63.040499250000003,63.040499250000003,63.040499250000003,63.040499250000003,63.040499250000003,63.040499250000003,63.040499250000003,63.040499250000003,63.040499250000003,63.040499250000003,63.040499250000003,63.040499250000003,null,168.04983056,126.08099850000001,41.968832059999997,2041]
[2040,1,27,"Friday",113.52577818,113.52577818,113.52577818,113.52577818,113.52577818,113.52577818,113.52577818,113.52577818,113.52577818,113.52577818,113.52577818,113.52577818,113.52577818,113.52577818,85.461155059999996,85.461155059999996,85.461155059999996,85.461155059999996,85.461155059999996,85.461155059999996,85.461155059999996,85.461155059999996,85.461155059999996,85.461155059999996,85.461155059999996,85.461155059999996,85.461155059999996,78.928580670000002,78.928580670000002,78.928580670000002,78.928580670000002,85.461155059999996,85.461155059999996,85.461155059999996,85.693887590000003,113.52577818,113.52577818,113.52577818,113.52577818,113.52577818,113.52577818,113.52577818,113.52577818,113.52577818,113.52577818,113.52577818,113.52577818,113.52577818,null,{"$f":"LARGE($E6057:$AZ6057,BB$2)","v":113.52577818},113.52577818,113.52577818,113.52577818,113.52577818,113.52577818,113.52577818,113.52577818,113.52577818,113.52577818,113.52577818,113.52577818,113.52577818,113.52577818,113.52577818,113.52577818,113.52577818,113.52577818,113.52577818,113.52577818,113.52577818,113.52577818,113.52577818,113.52577818,113.52577818,113.52577818,113.52577818,85.693887590000003,85.461155059999996,85.461155059999996,85.461155059999996,85.461155059999996,85.461155059999996,85.461155059999996,85.461155059999996,85.461155059999996,85.461155059999996,85.461155059999996,85.461155059999996,85.461155059999996,85.461155059999996,85.461155059999996,85.461155059999996,85.461155059999996,78.928580670000002,78.928580670000002,78.928580670000002,78.928580670000002,null,227.05155636000001,157.85716134,69.194395020000002,2041]
[2040,2,20,"Monday",81.675432499999999,81.675432499999999,81.675432499999999,81.675432499999999,81.675432499999999,81.675432499999999,81.675432499999999,81.675432499999999,81.675432499999999,81.675432499999999,81.675432499999999,81.675432499999999,81.675432499999999,81.675432499999999,63.47360467,56.784688610000003,0,0,0,0,0,0,0,0,0,0,0,0,0,0,0,0,48.617182159999999,61.254892339999998,61.651947630000002,81.675432499999999,81.675432499999999,82.658764829999996,82.658764829999996,82.658764829999996,82.658764829999996,82.658764829999996,81.675432499999999,81.675432499999999,81.675432499999999,81.675432499999999,81.675432499999999,81.675432499999999,null,82.658764829999996,82.658764829999996,82.658764829999996,82.658764829999996,82.658764829999996,81.675432499999999,81.675432499999999,81.675432499999999,81.675432499999999,81.675432499999999,81.675432499999999,81.675432499999999,81.675432499999999,81.675432499999999,81.675432499999999,81.675432499999999,81.675432499999999,81.675432499999999,81.675432499999999,81.675432499999999,81.675432499999999,81.675432499999999,81.675432499999999,81.675432499999999,81.675432499999999,81.675432499999999,81.675432499999999,63.47360467,61.651947630000002,61.254892339999998,56.784688610000003,48.617182159999999,0,0,0,0,0,0,0,0,0,0,0,0,0,0,0,0,null,165.31752965999999,0,165.31752965999999,2041]
[2040,4,15,"Sunday",101.36204014,101.36204014,99.224581470000004,99.224581470000004,99.224581470000004,99.224581470000004,99.224581470000004,101.36204014,101.36204014,101.36204014,101.36204014,101.36204014,101.36204014,99.224581470000004,76.2729401,70.471765009999999,22.90592148,18.347506450000001,14.54265378,14.859806450000001,14.54265378,15.18247081,14.859806450000001,14.859806450000001,16.266006239999999,19.305443650000001,18.90237952,18.90237952,39.048133880000002,41.352867570000001,72.996008009999997,76.2729401,76.2729401,101.36204014,101.36204014,101.36204014,101.36204014,101.36204014,101.36204014,101.36204014,101.36204014,101.36204014,101.36204014,101.36204014,101.36204014,101.36204014,101.36204014,101.36204014,null,101.36204014,101.36204014,101.36204014,101.36204014,101.36204014,101.36204014,101.36204014,101.36204014,101.36204014,101.36204014,101.36204014,101.36204014,101.36204014,101.36204014,101.36204014,{"$f":"LARGE($E6136:$AZ6136,BQ$2)","v":101.36204014},101.36204014,101.36204014,101.36204014,101.36204014,101.36204014,101.36204014,101.36204014,99.224581470000004,99.224581470000004,99.224581470000004,99.224581470000004,99.224581470000004,99.224581470000004,76.2729401,76.2729401,76.2729401,72.996008009999997,70.471765009999999,41.352867570000001,39.048133880000002,22.90592148,19.305443650000001,18.90237952,18.90237952,18.347506450000001,16.266006239999999,15.18247081,14.859806450000001,14.859806450000001,14.859806450000001,14.54265378,14.54265378,null,202.72408028000001,29.402460230000003,173.32162005000001,2041]
[2040,5,5,"Saturday",139.00013336999999,139.00013336999999,139.00013336999999,139.00013336999999,139.00013336999999,139.00013336999999,139.00013336999999,139.00013336999999,139.00013336999999,139.00013336999999,139.00013336999999,139.00013336999999,139.00013336999999,139.00013336999999,139.00013336999999,139.00013336999999,139.00013336999999,139.00013336999999,139.00013336999999,139.00013336999999,126.45026842,130.58820438999999,126.45026842,126.45026842,126.45026842,139.00013336999999,139.00013336999999,139.00013336999999,130.58820438999999,139.00013336999999,139.00013336999999,139.00013336999999,139.00013336999999,139.00013336999999,139.00013336999999,139.00013336999999,139.00013336999999,139.00013336999999,139.00013336999999,139.00013336999999,139.00013336999999,139.00013336999999,139.00013336999999,139.00013336999999,139.00013336999999,139.00013336999999,139.00013336999999,139.00013336999999,null,139.00013336999999,139.00013336999999,139.00013336999999,139.00013336999999,139.00013336999999,139.00013336999999,139.00013336999999,139.00013336999999,139.00013336999999,139.00013336999999,139.00013336999999,139.00013336999999,139.00013336999999,139.00013336999999,139.00013336999999,139.00013336999999,139.00013336999999,139.00013336999999,139.00013336999999,139.00013336999999,139.00013336999999,139.00013336999999,139.00013336999999,139.00013336999999,139.00013336999999,139.00013336999999,139.00013336999999,139.00013336999999,139.00013336999999,139.00013336999999,139.00013336999999,139.00013336999999,139.00013336999999,139.00013336999999,139.00013336999999,139.00013336999999,139.00013336999999,139.00013336999999,139.00013336999999,139.00013336999999,139.00013336999999,139.00013336999999,130.58820438999999,130.58820438999999,126.45026842,126.45026842,{"$f":"LARGE($E6156:$AZ6156,CV$2)","v":126.45026842},126.45026842,null,278.00026673999997,252.90053684,25.099729899999971,2041]
[2040,5,19,"Saturday",125.65998107999999,125.65998107999999,125.65998107999999,125.65998107999999,125.65998107999999,125.65998107999999,125.65998107999999,125.65998107999999,125.65998107999999,125.65998107999999,125.65998107999999,125.65998107999999,125.65998107999999,125.65998107999999,123.24398924,94.739375210000006,84.024915280000002,39.314299089999999,39.208382520000001,41.818574959999999,43.636329430000004,45.669258599999999,46.643085210000002,48.617182159999999,51.50137325,49.37632129,56.946691979999997,64.984119829999997,73.626061859999993,84.024915280000002,94.683149270000001,94.739375210000006,118.61812347999999,125.65998107999999,125.65998107999999,125.65998107999999,125.65998107999999,125.65998107999999,125.65998107999999,125.65998107999999,125.65998107999999,125.65998107999999,125.65998107999999,125.65998107999999,125.65998107999999,125.65998107999999,125.65998107999999,125.65998107999999,null,125.65998107999999,125.65998107999999,125.65998107999999,125.65998107999999,125.65998107999999,125.65998107999999,125.65998107999999,125.65998107999999,125.65998107999999,125.65998107999999,125.65998107999999,125.65998107999999,125.65998107999999,125.65998107999999,125.65998107999999,125.65998107999999,125.65998107999999,125.65998107999999,125.65998107999999,125.65998107999999,125.65998107999999,125.65998107999999,125.65998107999999,125.65998107999999,125.65998107999999,125.65998107999999,125.65998107999999,125.65998107999999,125.65998107999999,123.24398924,118.61812347999999,94.739375210000006,94.739375210000006,94.683149270000001,84.024915280000002,84.024915280000002,73.626061859999993,64.984119829999997,56.946691979999997,51.50137325,49.37632129,48.617182159999999,46.643085210000002,45.669258599999999,43.636329430000004,41.818574959999999,39.314299089999999,39.208382520000001,null,251.31996215999999,81.988792999999987,169.33116916,2041]
[2040,6,19,"Tuesday",152.15764196999999,163.20527340999999,168.65137762000001,168.98433352000001,168.98433352000001,168.98433352000001,168.98433352000001,168.98433352000001,168.65137762000001,168.65137762000001,168.98433352000001,168.98433352000001,168.98433352000001,168.98433352000001,168.98433352000001,133.58457078000001,127.55626707,122.9724719,116.6819943,103.13816432,107.5476211,108.85551739,117.48603545,69.322478219999994,69.322478219999994,69.322478219999994,69.322478219999994,60.36144805,60.427898079999999,75.818190189999996,84.024915280000002,127.55626707,127.60965711999999,168.98433352000001,190.97046510999999,190.97046510999999,190.97046510999999,190.97046510999999,190.97046510999999,190.97046510999999,190.97046510999999,190.97046510999999,190.97046510999999,169.18592706000001,168.98433352000001,168.98433352000001,168.98433352000001,168.98433352000001,null,{"$f":"LARGE($E6201:$AZ6201,BB$2)","v":190.97046510999999},190.97046510999999,190.97046510999999,190.97046510999999,190.97046510999999,190.97046510999999,190.97046510999999,190.97046510999999,190.97046510999999,169.18592706000001,168.98433352000001,168.98433352000001,168.98433352000001,168.98433352000001,168.98433352000001,168.98433352000001,168.98433352000001,168.98433352000001,168.98433352000001,168.98433352000001,168.98433352000001,168.98433352000001,168.98433352000001,168.98433352000001,168.98433352000001,168.65137762000001,168.65137762000001,168.65137762000001,163.20527340999999,152.15764196999999,133.58457078000001,127.60965711999999,127.55626707,127.55626707,122.9724719,117.48603545,116.6819943,108.85551739,107.5476211,103.13816432,84.024915280000002,75.818190189999996,69.322478219999994,69.322478219999994,69.322478219999994,69.322478219999994,60.427898079999999,60.36144805,null,381.94093021999998,129.717151285,252.22377893499998,2041]
[2040,8,6,"Monday",93.650478199999995,93.650478199999995,93.650478199999995,93.650478199999995,93.650478199999995,93.650478199999995,93.650478199999995,93.650478199999995,93.650478199999995,93.650478199999995,93.650478199999995,117.27166197,123.06833976999999,123.06833976999999,93.650478199999995,93.594252249999997,93.594252249999997,93.594252249999997,93.594252249999997,68.424999880000001,30.28221216,23.462484249999999,19.03228245,0,23.462484249999999,30.28221216,30.28221216,30.28221216,30.28221216,84.024915280000002,93.594252249999997,93.594252249999997,93.594252249999997,93.650478199999995,124.22722185000001,124.22722185000001,124.22722185000001,124.22722185000001,124.22722185000001,124.22722185000001,124.22722185000001,124.22722185000001,124.22722185000001,124.22722185000001,124.22722185000001,124.22722185000001,124.22722185000001,124.22722185000001,null,{"$f":"LARGE($E6249:$AZ6249,BB$2)","v":124.22722185000001},124.22722185000001,124.22722185000001,124.22722185000001,124.22722185000001,124.22722185000001,124.22722185000001,124.22722185000001,124.22722185000001,124.22722185000001,124.22722185000001,124.22722185000001,124.22722185000001,124.22722185000001,123.06833976999999,123.06833976999999,117.27166197,93.650478199999995,93.650478199999995,93.650478199999995,93.650478199999995,93.650478199999995,93.650478199999995,93.650478199999995,93.650478199999995,93.650478199999995,93.650478199999995,93.650478199999995,93.650478199999995,93.650478199999995,93.594252249999997,93.594252249999997,93.594252249999997,93.594252249999997,93.594252249999997,93.594252249999997,93.594252249999997,84.024915280000002,68.424999880000001,30.28221216,30.28221216,30.28221216,30.28221216,30.28221216,23.462484249999999,23.462484249999999,19.03228245,0,null,248.45444370000001,32.978625475000001,215.47581822500001,2041]
[2040,8,17,"Friday",125.00377849,125.00377849,125.00377849,125.00377849,125.00377849,125.00377849,125.00377849,125.00377849,125.00377849,125.00377849,125.00377849,125.00377849,125.00377849,125.00377849,123.06833976999999,116.89499236,88.021757840000006,0,0,0,0,0,0,0,0,0,0,0,0,0,0,22.25660448,88.021757840000006,116.89499236,117.27166197,117.27166197,117.27166197,117.27166197,117.27166197,117.27166197,117.27166197,117.27166197,117.27166197,117.27166197,116.89499236,116.89499236,116.89499236,116.89499236,null,125.00377849,125.00377849,125.00377849,125.00377849,125.00377849,125.00377849,125.00377849,125.00377849,125.00377849,125.00377849,125.00377849,125.00377849,125.00377849,125.00377849,123.06833976999999,117.27166197,117.27166197,117.27166197,117.27166197,117.27166197,117.27166197,117.27166197,117.27166197,117.27166197,117.27166197,116.89499236,116.89499236,116.89499236,116.89499236,116.89499236,116.89499236,88.021757840000006,88.021757840000006,22.25660448,0,0,0,0,0,0,0,0,0,0,0,0,0,0,null,250.00755698,0,250.00755698,2041]
[2040,9,25,"Tuesday",84.024915280000002,84.024915280000002,86.826602629999996,93.146221080000004,109.86910643,103.59807554,109.86910643,109.86910643,109.86910643,109.86910643,109.86910643,109.86910643,109.86910643,109.86910643,107.83096903000001,78.23069443,63.040499250000003,63.040499250000003,63.040499250000003,70.357462339999998,48.02361183,70.394319319999994,82.738310479999996,82.738310479999996,82.738310479999996,82.738310479999996,82.738310479999996,82.738310479999996,82.738310479999996,82.738310479999996,82.738310479999996,82.738310479999996,82.738310479999996,109.86910643,109.86910643,109.86910643,109.86910643,109.86910643,109.86910643,109.86910643,109.86910643,109.86910643,109.86910643,109.86910643,109.86910643,109.86910643,109.86910643,109.86910643,null,109.86910643,109.86910643,109.86910643,109.86910643,109.86910643,109.86910643,109.86910643,109.86910643,109.86910643,109.86910643,109.86910643,109.86910643,109.86910643,109.86910643,109.86910643,109.86910643,109.86910643,109.86910643,109.86910643,109.86910643,109.86910643,109.86910643,109.86910643,109.86910643,107.83096903000001,103.59807554,93.146221080000004,86.826602629999996,84.024915280000002,84.024915280000002,82.738310479999996,82.738310479999996,82.738310479999996,82.738310479999996,82.738310479999996,82.738310479999996,82.738310479999996,82.738310479999996,82.738310479999996,82.738310479999996,82.738310479999996,78.23069443,70.394319319999994,70.357462339999998,63.040499250000003,63.040499250000003,63.040499250000003,48.02361183,null,219.73821286,118.57255479,101.16565807000001,2041]
[2040,10,26,"Friday",123.33441654000001,123.33441654000001,123.33441654000001,123.33441654000001,123.33441654000001,123.33441654000001,123.33441654000001,123.33441654000001,123.33441654000001,123.33441654000001,123.33441654000001,123.33441654000001,92.971946160000002,92.915720219999997,0,0,0,0,0,0,0,0,0,0,0,0,0,0,0,0,0,0,85.748017779999998,92.971946160000002,123.33441654000001,123.33441654000001,123.33441654000001,123.33441654000001,123.33441654000001,123.33441654000001,123.33441654000001,123.33441654000001,123.33441654000001,123.33441654000001,123.33441654000001,123.33441654000001,123.33441654000001,123.33441654000001,null,123.33441654000001,123.33441654000001,123.33441654000001,123.33441654000001,123.33441654000001,123.33441654000001,123.33441654000001,123.33441654000001,123.33441654000001,123.33441654000001,123.33441654000001,123.33441654000001,123.33441654000001,123.33441654000001,123.33441654000001,123.33441654000001,123.33441654000001,123.33441654000001,123.33441654000001,123.33441654000001,123.33441654000001,123.33441654000001,123.33441654000001,123.33441654000001,123.33441654000001,123.33441654000001,92.971946160000002,92.971946160000002,92.915720219999997,85.748017779999998,0,0,0,0,0,0,0,0,0,0,0,0,0,0,0,0,0,0,null,246.66883308000001,0,246.66883308000001,2041]
[2040,11,30,"Friday",97.748740429999998,90.497449520000004,90.497449520000004,90.497449520000004,90.497449520000004,90.497449520000004,90.497449520000004,90.497449520000004,90.497449520000004,90.497449520000004,90.497449520000004,90.497449520000004,90.497449520000004,67.959625279999997,0,0,0,0,0,0,0,0,0,0,0,0,0,0,0,0,0,67.959625279999997,67.959625279999997,67.959625279999997,68.015851229999996,90.497449520000004,126.31031243,124.22495588,124.22495588,126.31031243,126.31031243,126.31031243,126.31031243,126.31031243,126.31031243,126.31031243,126.31031243,125.17279633,null,126.31031243,126.31031243,126.31031243,126.31031243,126.31031243,126.31031243,126.31031243,126.31031243,126.31031243,125.17279633,124.22495588,124.22495588,97.748740429999998,90.497449520000004,90.497449520000004,90.497449520000004,90.497449520000004,90.497449520000004,90.497449520000004,90.497449520000004,90.497449520000004,90.497449520000004,90.497449520000004,90.497449520000004,90.497449520000004,90.497449520000004,68.015851229999996,67.959625279999997,67.959625279999997,67.959625279999997,67.959625279999997,{"$f":"LARGE($E6365:$AZ6365,CG$2)","v":0},0,0,0,0,0,0,0,0,0,0,0,0,0,0,0,0,null,252.62062485999999,0,252.62062485999999,2041]
[2040,12,15,"Saturday",124.22495588,124.22495588,124.22495588,124.22495588,124.22495588,124.22495588,124.22495588,124.22495588,124.22495588,124.22495588,124.22495588,124.22495588,124.22495588,124.22495588,113.34272298,93.648756059999997,93.648756059999997,93.648756059999997,93.592530109999998,93.592530109999998,93.592530109999998,93.648756059999997,93.648756059999997,93.592530109999998,93.592530109999998,93.592530109999998,93.592530109999998,93.592530109999998,93.648756059999997,113.34272298,113.34272298,113.34272298,121.44387208000001,124.22495588,124.22495588,124.22495588,124.22495588,124.22495588,124.22495588,124.22495588,124.22495588,124.22495588,124.22495588,124.22495588,124.22495588,124.22495588,124.22495588,124.22495588,null,124.22495588,124.22495588,124.22495588,124.22495588,124.22495588,124.22495588,124.22495588,124.22495588,124.22495588,124.22495588,124.22495588,124.22495588,124.22495588,124.22495588,124.22495588,124.22495588,124.22495588,124.22495588,124.22495588,124.22495588,124.22495588,124.22495588,124.22495588,124.22495588,124.22495588,124.22495588,124.22495588,124.22495588,124.22495588,121.44387208000001,113.34272298,113.34272298,113.34272298,113.34272298,93.648756059999997,93.648756059999997,93.648756059999997,93.648756059999997,93.648756059999997,93.648756059999997,93.592530109999998,93.592530109999998,93.592530109999998,93.592530109999998,93.592530109999998,93.592530109999998,{"$f":"LARGE($E6380:$AZ6380,CV$2)","v":93.592530109999998},93.592530109999998,null,248.44991175999999,187.18506022,61.264851539999995,2041]
[2041,1,28,"Monday",115.44068967,115.44068967,115.44068967,115.44068967,115.44068967,115.44068967,115.44068967,115.44068967,115.44068967,115.44068967,115.44068967,115.44068967,115.44068967,109.68574559,82.598956240000007,82.542730289999994,82.542730289999994,76.258805339999995,76.258805339999995,48.02361183,24.133040940000001,25.369494419999999,20.10317878,19.6873185,18.94053663,19.03228245,18.484610549999999,17.718217469999999,17.718217469999999,19.03228245,20.10317878,48.02361183,48.02361183,77.786623629999994,82.598956240000007,109.68574559,109.68574559,109.68574559,109.68574559,109.68574559,109.68574559,109.68574559,109.68574559,109.68574559,109.68574559,109.68574559,109.68574559,109.68574559,null,115.44068967,115.44068967,115.44068967,115.44068967,115.44068967,115.44068967,115.44068967,115.44068967,115.44068967,115.44068967,115.44068967,115.44068967,115.44068967,109.68574559,109.68574559,{"$f":"LARGE($E6424:$AZ6424,BQ$2)","v":109.68574559},109.68574559,109.68574559,109.68574559,109.68574559,109.68574559,109.68574559,109.68574559,109.68574559,109.68574559,109.68574559,109.68574559,82.598956240000007,82.598956240000007,82.542730289999994,82.542730289999994,77.786623629999994,76.258805339999995,76.258805339999995,48.02361183,48.02361183,48.02361183,25.369494419999999,24.133040940000001,20.10317878,20.10317878,19.6873185,19.03228245,19.03228245,18.94053663,18.484610549999999,17.718217469999999,17.718217469999999,null,230.88137934,36.430791059999997,194.45058828000001,2042]
[2041,3,4,"Monday",106.8274993,106.8274993,106.8274993,106.8274993,106.8274993,106.8274993,106.8274993,106.8274993,106.8274993,106.8274993,106.8274993,106.8274993,106.8274993,106.8274993,98.09200113,43.476427309999998,17.786438740000001,17.786438740000001,17.786438740000001,17.786438740000001,18.102406370000001,18.102406370000001,19.03228245,19.339724140000001,18.94053663,19.69597212,18.94053663,18.164092920000002,19.95569008,48.02361183,54.143832879999998,54.143832879999998,54.143832879999998,73.419182879999994,116.02130848,124.22495588,124.22495588,124.22495588,124.22495588,124.22495588,124.22495588,124.22495588,124.22495588,124.22495588,124.22495588,124.22495588,124.22495588,124.22495588,null,124.22495588,124.22495588,124.22495588,124.22495588,124.22495588,124.22495588,124.22495588,124.22495588,124.22495588,124.22495588,124.22495588,124.22495588,124.22495588,116.02130848,106.8274993,106.8274993,106.8274993,106.8274993,106.8274993,106.8274993,106.8274993,106.8274993,106.8274993,106.8274993,106.8274993,106.8274993,106.8274993,106.8274993,98.09200113,73.419182879999994,54.143832879999998,54.143832879999998,54.143832879999998,48.02361183,43.476427309999998,19.95569008,19.69597212,19.339724140000001,19.03228245,18.94053663,18.94053663,18.164092920000002,18.102406370000001,18.102406370000001,17.786438740000001,17.786438740000001,17.786438740000001,17.786438740000001,null,248.44991175999999,35.572877480000002,212.87703427999998,2042]
[2041,3,14,"Thursday",149.58935210000001,149.58935210000001,149.58935210000001,149.58935210000001,149.58935210000001,149.58935210000001,149.58935210000001,149.58935210000001,149.58935210000001,149.58935210000001,149.58935210000001,149.58935210000001,149.58935210000001,149.58935210000001,146.02674402,112.92569718999999,112.86947124,112.86947124,112.86947124,112.86947124,104.00171163,112.86947124,112.86947124,112.86947124,112.86947124,112.86947124,112.86947124,112.86947124,112.86947124,112.86947124,112.86947124,112.92569718999999,112.92569718999999,112.92569718999999,140.57449821,149.58935210000001,149.58935210000001,149.58935210000001,149.58935210000001,149.58935210000001,149.58935210000001,149.58935210000001,149.58935210000001,149.58935210000001,149.58935210000001,149.58935210000001,149.58935210000001,149.58935210000001,null,149.58935210000001,149.58935210000001,149.58935210000001,149.58935210000001,149.58935210000001,149.58935210000001,149.58935210000001,149.58935210000001,149.58935210000001,149.58935210000001,149.58935210000001,149.58935210000001,149.58935210000001,149.58935210000001,149.58935210000001,149.58935210000001,149.58935210000001,149.58935210000001,149.58935210000001,149.58935210000001,149.58935210000001,149.58935210000001,149.58935210000001,149.58935210000001,149.58935210000001,149.58935210000001,149.58935210000001,146.02674402,140.57449821,112.92569718999999,112.92569718999999,112.92569718999999,112.92569718999999,112.86947124,112.86947124,112.86947124,112.86947124,112.86947124,112.86947124,112.86947124,112.86947124,112.86947124,112.86947124,112.86947124,112.86947124,112.86947124,112.86947124,104.00171163,null,299.17870420000003,221.30506267499999,77.873641525000039,2042]
[2041,4,7,"Sunday",123.06833976999999,123.06833976999999,123.06833976999999,123.06833976999999,123.06833976999999,123.06833976999999,123.06833976999999,123.06833976999999,123.06833976999999,123.06833976999999,123.06833976999999,123.06833976999999,123.06833976999999,123.06833976999999,92.769727810000006,0,0,0,0,0,0,0,0,0,0,0,0,0,0,0,0,0,71.485186049999996,92.769727810000006,123.06833976999999,123.06833976999999,123.06833976999999,123.06833976999999,123.06833976999999,123.06833976999999,123.06833976999999,123.06833976999999,123.06833976999999,123.06833976999999,123.06833976999999,123.06833976999999,123.06833976999999,123.06833976999999,null,123.06833976999999,123.06833976999999,123.06833976999999,123.06833976999999,123.06833976999999,123.06833976999999,123.06833976999999,123.06833976999999,123.06833976999999,123.06833976999999,123.06833976999999,123.06833976999999,123.06833976999999,123.06833976999999,123.06833976999999,123.06833976999999,123.06833976999999,123.06833976999999,123.06833976999999,123.06833976999999,123.06833976999999,123.06833976999999,123.06833976999999,123.06833976999999,123.06833976999999,123.06833976999999,123.06833976999999,123.06833976999999,92.769727810000006,92.769727810000006,71.485186049999996,{"$f":"LARGE($E6493:$AZ6493,CG$2)","v":0},0,0,0,0,0,0,0,0,0,0,0,0,0,0,0,0,null,246.13667953999999,0,246.13667953999999,2042]
[2041,5,28,"Tuesday",123.14728151,123.14728151,123.14728151,123.14728151,123.14728151,123.14728151,123.14728151,123.14728151,125.00377849,131.19465460999999,136.77387368999999,142.57170590999999,148.60125707,148.60125707,123.14728151,123.09105556,24.502448220000002,24.502448220000002,24.502448220000002,24.502448220000002,24.502448220000002,24.502448220000002,24.502448220000002,24.502448220000002,48.02361183,48.02361183,48.02361183,48.02361183,48.02361183,57.450320470000001,84.024915280000002,123.09105556,123.14728151,163.03880515,163.03880515,163.03880515,163.03880515,163.03880515,163.03880515,163.03880515,163.03880515,163.03880515,163.03880515,163.03880515,163.03880515,163.03880515,163.03880515,163.03880515,null,163.03880515,163.03880515,163.03880515,163.03880515,163.03880515,163.03880515,163.03880515,163.03880515,163.03880515,163.03880515,163.03880515,163.03880515,163.03880515,163.03880515,163.03880515,148.60125707,148.60125707,142.57170590999999,136.77387368999999,131.19465460999999,125.00377849,123.14728151,123.14728151,123.14728151,123.14728151,123.14728151,123.14728151,123.14728151,123.14728151,123.14728151,123.14728151,123.09105556,123.09105556,84.024915280000002,57.450320470000001,48.02361183,48.02361183,48.02361183,48.02361183,48.02361183,24.502448220000002,24.502448220000002,24.502448220000002,24.502448220000002,24.502448220000002,24.502448220000002,24.502448220000002,24.502448220000002,null,326.0776103,49.004896440000003,277.07271386000002,2042]
[2041,6,25,"Tuesday",125.00377849,125.00377849,125.00377849,124.22722185000001,124.22722185000001,124.22722185000001,123.06833976999999,123.06833976999999,123.06833976999999,123.06833976999999,124.22722185000001,125.00377849,125.00377849,125.00377849,125.00377849,122.4477866,94.240661239999994,86.908638490000001,84.024915280000002,86.908638490000001,94.184435300000004,94.184435300000004,94.240661239999994,94.240661239999994,94.240661239999994,94.240661239999994,94.240661239999994,94.240661239999994,94.240661239999994,94.240661239999994,100.57999397,123.3554597,125.00377849,125.00377849,125.00377849,125.00377849,125.00377849,125.00377849,125.00377849,125.00377849,125.00377849,125.00377849,125.00377849,125.00377849,125.00377849,125.00377849,125.00377849,125.00377849,null,125.00377849,125.00377849,125.00377849,125.00377849,125.00377849,125.00377849,125.00377849,125.00377849,125.00377849,125.00377849,125.00377849,125.00377849,125.00377849,125.00377849,125.00377849,125.00377849,125.00377849,125.00377849,125.00377849,125.00377849,125.00377849,125.00377849,125.00377849,124.22722185000001,124.22722185000001,124.22722185000001,124.22722185000001,123.3554597,123.06833976999999,123.06833976999999,123.06833976999999,123.06833976999999,122.4477866,100.57999397,94.240661239999994,94.240661239999994,94.240661239999994,94.240661239999994,94.240661239999994,94.240661239999994,94.240661239999994,94.240661239999994,94.240661239999994,94.184435300000004,94.184435300000004,86.908638490000001,{"$f":"LARGE($E6572:$AZ6572,CV$2)","v":86.908638490000001},84.024915280000002,null,250.00755698,176.01331378,73.9942432,2042]
[2041,7,13,"Saturday",140.11986877999999,140.11986877999999,139.4504853,136.04338247999999,136.04338247999999,127.25520716,126.45727899000001,126.45727899000001,126.45727899000001,127.25520716,137.45714153,140.11986877999999,140.11986877999999,140.11986877999999,140.11986877999999,105.72888987,87.701338829999997,18.90237952,6.8021494300000001,18.90237952,18.90237952,18.90237952,18.904071689999999,36.31063881,36.31063881,36.31063881,35.090094919999999,18.90237952,27.893193870000001,18.90237952,37.915388200000002,52.067173590000003,111.50192229,140.11986877999999,140.11986877999999,140.11986877999999,140.11986877999999,140.11986877999999,140.11986877999999,140.11986877999999,140.11986877999999,140.11986877999999,140.11986877999999,140.11986877999999,140.11986877999999,140.11986877999999,140.11986877999999,140.11986877999999,null,140.11986877999999,140.11986877999999,140.11986877999999,140.11986877999999,140.11986877999999,140.11986877999999,140.11986877999999,140.11986877999999,140.11986877999999,140.11986877999999,140.11986877999999,140.11986877999999,140.11986877999999,140.11986877999999,140.11986877999999,140.11986877999999,140.11986877999999,140.11986877999999,140.11986877999999,140.11986877999999,140.11986877999999,139.4504853,137.45714153,136.04338247999999,136.04338247999999,127.25520716,127.25520716,126.45727899000001,126.45727899000001,126.45727899000001,111.50192229,105.72888987,87.701338829999997,52.067173590000003,37.915388200000002,36.31063881,36.31063881,36.31063881,35.090094919999999,27.893193870000001,18.904071689999999,18.90237952,18.90237952,18.90237952,18.90237952,18.90237952,18.90237952,6.8021494300000001,null,280.23973755999998,31.754643995000002,248.48509356499997,2042]
[2041,8,25,"Sunday",119.36739867,119.36739867,119.36739867,119.36739867,119.36739867,119.36739867,119.36739867,119.36739867,119.36739867,119.36739867,119.36739867,119.36739867,119.36739867,119.36739867,119.36739867,103.65902101,89.957012579999997,89.900786629999999,89.900786629999999,89.900786629999999,89.957012579999997,89.900786629999999,89.957012579999997,89.900786629999999,89.900786629999999,89.900786629999999,84.024915280000002,56.597143459999998,69.821904500000002,74.261642440000003,58.553628830000001,59.79518015,89.900786629999999,89.957012579999997,119.36739867,119.36739867,119.36739867,119.36739867,119.36739867,119.36739867,119.36739867,119.36739867,119.36739867,119.36739867,119.36739867,119.09900518000001,110.41283095,108.12028502,null,{"$f":"LARGE($E6633:$AZ6633,BB$2)","v":119.36739867},119.36739867,119.36739867,119.36739867,119.36739867,119.36739867,119.36739867,119.36739867,119.36739867,119.36739867,119.36739867,119.36739867,119.36739867,119.36739867,119.36739867,119.36739867,119.36739867,119.36739867,119.36739867,119.36739867,119.36739867,119.36739867,119.36739867,119.36739867,119.36739867,119.36739867,119.09900518000001,110.41283095,108.12028502,103.65902101,89.957012579999997,89.957012579999997,89.957012579999997,89.957012579999997,89.900786629999999,89.900786629999999,89.900786629999999,89.900786629999999,89.900786629999999,89.900786629999999,89.900786629999999,89.900786629999999,84.024915280000002,74.261642440000003,69.821904500000002,59.79518015,58.553628830000001,56.597143459999998,null,238.73479734,122.38392847,116.35086887,2042]
[2041,9,14,"Saturday",73.29244061,73.29244061,73.29244061,73.29244061,73.29244061,73.29244061,73.29244061,73.29244061,73.29244061,73.29244061,73.29244061,73.29244061,73.29244061,54.940044450000002,54.883818509999998,0,0,0,0,0,0,0,0,0,0,0,0,0,0,0,0,0,0,54.883818509999998,73.29244061,73.29244061,73.29244061,73.29244061,73.29244061,73.29244061,73.29244061,73.29244061,73.29244061,73.29244061,73.29244061,73.29244061,73.29244061,73.29244061,null,73.29244061,73.29244061,73.29244061,73.29244061,73.29244061,73.29244061,73.29244061,73.29244061,73.29244061,73.29244061,73.29244061,73.29244061,73.29244061,73.29244061,73.29244061,73.29244061,73.29244061,73.29244061,73.29244061,73.29244061,73.29244061,73.29244061,73.29244061,73.29244061,73.29244061,73.29244061,73.29244061,54.940044450000002,54.883818509999998,54.883818509999998,0,{"$f":"LARGE($E6653:$AZ6653,CG$2)","v":0},0,0,0,0,0,0,0,0,0,0,0,0,0,0,0,0,null,146.58488122,0,146.58488122,2042]
[2041,10,9,"Wednesday",122.82397534,122.82397534,122.82397534,122.82397534,122.82397534,122.82397534,122.82397534,122.82397534,122.82397534,122.82397534,122.82397534,122.82397534,119.36739867,89.900786629999999,69.821904500000002,0,0,0,0,0,0,0,0,0,0,0,0,0,0,0,0,0,48.947490549999998,89.900786629999999,89.957012579999997,119.36739867,119.36739867,119.36739867,119.36739867,119.36739867,119.36739867,119.36739867,119.36739867,119.36739867,119.36739867,119.36739867,119.36739867,119.36739867,null,122.82397534,122.82397534,122.82397534,122.82397534,122.82397534,122.82397534,122.82397534,122.82397534,122.82397534,122.82397534,122.82397534,122.82397534,119.36739867,119.36739867,119.36739867,119.36739867,119.36739867,119.36739867,119.36739867,119.36739867,119.36739867,119.36739867,119.36739867,119.36739867,119.36739867,119.36739867,89.957012579999997,89.900786629999999,89.900786629999999,69.821904500000002,48.947490549999998,0,0,0,0,0,0,0,0,0,0,0,0,0,0,0,0,0,null,245.64795068000001,0,245.64795068000001,2042]
[2041,11,3,"Sunday",59.931298249999998,59.931298249999998,59.931298249999998,59.931298249999998,59.931298249999998,59.931298249999998,59.931298249999998,59.931298249999998,59.931298249999998,59.931298249999998,59.931298249999998,59.931298249999998,46.568868270000003,8.5188168599999994,0,0,0,0,0,0,0,0,0,0,0,0,0,0,0,0,0,0,44.729350310000001,59.931298249999998,59.931298249999998,59.931298249999998,69.821904500000002,79.758457289999996,59.931298249999998,59.931298249999998,59.931298249999998,59.931298249999998,59.931298249999998,59.931298249999998,59.931298249999998,59.931298249999998,59.931298249999998,59.931298249999998,null,79.758457289999996,69.821904500000002,59.931298249999998,59.931298249999998,59.931298249999998,59.931298249999998,59.931298249999998,59.931298249999998,59.931298249999998,59.931298249999998,59.931298249999998,59.931298249999998,59.931298249999998,59.931298249999998,59.931298249999998,59.931298249999998,59.931298249999998,59.931298249999998,59.931298249999998,59.931298249999998,59.931298249999998,59.931298249999998,59.931298249999998,59.931298249999998,59.931298249999998,59.931298249999998,59.931298249999998,46.568868270000003,44.729350310000001,8.5188168599999994,0,0,0,0,0,0,0,0,0,0,0,0,0,0,0,0,0,0,null,134.72147914499999,0,134.72147914499999,2042]
[2041,12,23,"Monday",36.43788241,36.43788241,36.43788241,36.43788241,36.43788241,36.43788241,36.43788241,36.43788241,36.43788241,26.172770100000001,1.07688994,0,0,0,0,0,0,0,0,0,0,0,0,0,0,0,0,0,0,0,0,0,0,0,0,36.43788241,48.947490549999998,70.402912439999994,70.402912439999994,69.821904500000002,69.821904500000002,69.821904500000002,69.821904500000002,69.821904500000002,48.947490549999998,48.947490549999998,48.947490549999998,48.947490549999998,null,70.402912439999994,70.402912439999994,69.821904500000002,69.821904500000002,69.821904500000002,69.821904500000002,69.821904500000002,48.947490549999998,48.947490549999998,48.947490549999998,48.947490549999998,48.947490549999998,36.43788241,36.43788241,36.43788241,36.43788241,36.43788241,36.43788241,36.43788241,36.43788241,36.43788241,36.43788241,26.172770100000001,1.07688994,0,0,0,0,0,0,0,0,0,0,0,0,0,0,0,0,0,0,0,0,0,0,0,0,null,140.22481694000001,0,140.22481694000001,2042]
[2042,1,21,"Tuesday",91.38506391,91.38506391,91.38506391,91.38506391,91.38506391,91.38506391,91.38506391,91.38506391,91.38506391,91.38506391,91.38506391,91.38506391,91.38506391,91.38506391,58.486217910000001,0,0,0,0,0,0,0,0,0,0,0,0,0,0,0,0,0,0,50.503504200000002,68.690438159999999,91.38506391,91.38506391,91.38506391,91.38506391,91.38506391,91.38506391,91.38506391,91.38506391,91.38506391,91.38506391,91.38506391,91.38506391,91.38506391,null,91.38506391,91.38506391,91.38506391,91.38506391,91.38506391,91.38506391,91.38506391,91.38506391,91.38506391,91.38506391,91.38506391,91.38506391,91.38506391,91.38506391,91.38506391,91.38506391,91.38506391,91.38506391,91.38506391,91.38506391,91.38506391,91.38506391,91.38506391,91.38506391,91.38506391,91.38506391,91.38506391,68.690438159999999,58.486217910000001,50.503504200000002,0,0,0,0,0,0,0,0,0,0,0,0,0,0,0,0,0,0,null,182.77012782,0,182.77012782,2043]
[2042,2,20,"Thursday",48.947490549999998,48.947490549999998,48.947490549999998,48.947490549999998,48.947490549999998,48.947490549999998,48.947490549999998,48.947490549999998,48.947490549999998,48.947490549999998,48.947490549999998,48.947490549999998,48.947490549999998,0.74870568000000004,0,0,0,0,0,0,0,0,0,0,0,0,0,0,0,0,0,0,0,0,5.6225949999999997E-2,0.74870568000000004,1.07688994,15.87916682,16.125725249999999,16.125725249999999,16.125725249999999,15.476883000000001,15.476883000000001,1.07688994,1.07688994,1.07688994,1.07688994,1.07688994,null,48.947490549999998,48.947490549999998,48.947490549999998,48.947490549999998,48.947490549999998,48.947490549999998,48.947490549999998,48.947490549999998,48.947490549999998,48.947490549999998,48.947490549999998,48.947490549999998,48.947490549999998,16.125725249999999,16.125725249999999,16.125725249999999,15.87916682,15.476883000000001,15.476883000000001,1.07688994,1.07688994,1.07688994,1.07688994,1.07688994,1.07688994,0.74870568000000004,0.74870568000000004,5.6225949999999997E-2,0,0,0,0,0,0,0,0,0,0,0,0,0,0,0,0,0,0,{"$f":"LARGE($E6812:$AZ6812,CV$2)","v":0},0,null,97.894981099999995,0,97.894981099999995,2043]
[2042,3,12,"Wednesday",130.31759980999999,130.31759980999999,130.31759980999999,130.31759980999999,130.31759980999999,130.31759980999999,130.31759980999999,130.31759980999999,130.31759980999999,130.31759980999999,130.31759980999999,130.31759980999999,130.31759980999999,126.46092775,98.27916544,48.947490549999998,35.391399759999999,32.754489499999998,34.582944640000001,34.582944640000001,34.582944640000001,34.582944640000001,35.391399759999999,35.391399759999999,35.391399759999999,35.391399759999999,35.391399759999999,35.391399759999999,42.337120259999999,43.227604509999999,69.821904500000002,84.024915280000002,98.222939499999995,98.27916544,130.31759980999999,130.31759980999999,130.31759980999999,130.31759980999999,130.31759980999999,130.31759980999999,130.31759980999999,130.31759980999999,130.31759980999999,130.31759980999999,130.31759980999999,130.31759980999999,130.31759980999999,130.31759980999999,null,130.31759980999999,130.31759980999999,130.31759980999999,130.31759980999999,130.31759980999999,130.31759980999999,130.31759980999999,130.31759980999999,130.31759980999999,130.31759980999999,130.31759980999999,130.31759980999999,130.31759980999999,130.31759980999999,130.31759980999999,130.31759980999999,130.31759980999999,130.31759980999999,130.31759980999999,130.31759980999999,130.31759980999999,130.31759980999999,130.31759980999999,130.31759980999999,130.31759980999999,130.31759980999999,130.31759980999999,126.46092775,98.27916544,98.27916544,98.222939499999995,84.024915280000002,69.821904500000002,48.947490549999998,43.227604509999999,42.337120259999999,35.391399759999999,35.391399759999999,35.391399759999999,35.391399759999999,35.391399759999999,35.391399759999999,35.391399759999999,34.582944640000001,34.582944640000001,34.582944640000001,34.582944640000001,32.754489499999998,null,260.63519961999998,68.251661710000008,192.38353790999997,2043]
[2042,4,12,"Saturday",113.91315164,113.91315164,110.17717481,110.17717481,110.17717481,110.17717481,110.17717481,110.17717481,110.17717481,110.17717481,110.17717481,110.17717481,113.91315164,110.17717481,82.972442439999995,19.03228245,0,0,0,0,0,0,0,0,0,0,0,21.293102260000001,21.293102260000001,21.293102260000001,21.293102260000001,21.293102260000001,69.821904500000002,82.972442439999995,110.17717481,110.17717481,110.17717481,110.17717481,110.17717481,110.17717481,110.17717481,110.17717481,110.17717481,110.17717481,110.17717481,110.17717481,110.17717481,110.17717481,null,113.91315164,113.91315164,113.91315164,110.17717481,110.17717481,110.17717481,110.17717481,110.17717481,110.17717481,110.17717481,110.17717481,110.17717481,110.17717481,110.17717481,110.17717481,110.17717481,110.17717481,110.17717481,110.17717481,110.17717481,110.17717481,110.17717481,110.17717481,110.17717481,110.17717481,110.17717481,110.17717481,110.17717481,82.972442439999995,82.972442439999995,69.821904500000002,21.293102260000001,21.293102260000001,21.293102260000001,21.293102260000001,21.293102260000001,19.03228245,0,0,0,0,0,0,0,0,0,0,0,null,225.95831486499998,0,225.95831486499998,2043]
[2042,5,20,"Tuesday",131.81403485000001,131.81403485000001,131.81403485000001,131.81403485000001,131.81403485000001,131.81403485000001,131.81403485000001,131.81403485000001,131.81403485000001,131.81403485000001,131.81403485000001,131.81403485000001,131.81403485000001,131.81403485000001,131.81403485000001,126.45727899000001,99.416456069999995,70.758159210000002,55.850814749999998,58.308021179999997,68.924107550000002,71.297964800000003,78.68688238,81.619210240000001,83.349836339999996,83.349836339999996,84.024915280000002,91.643456229999998,99.360230130000005,99.360230130000005,99.416456069999995,123.55227162,131.81403485000001,131.81403485000001,131.81403485000001,131.81403485000001,131.81403485000001,131.81403485000001,131.81403485000001,131.81403485000001,131.81403485000001,131.81403485000001,131.81403485000001,131.81403485000001,131.81403485000001,131.81403485000001,131.81403485000001,131.81403485000001,null,131.81403485000001,131.81403485000001,131.81403485000001,131.81403485000001,131.81403485000001,131.81403485000001,131.81403485000001,131.81403485000001,131.81403485000001,131.81403485000001,131.81403485000001,131.81403485000001,131.81403485000001,131.81403485000001,131.81403485000001,131.81403485000001,131.81403485000001,131.81403485000001,131.81403485000001,131.81403485000001,131.81403485000001,131.81403485000001,131.81403485000001,131.81403485000001,131.81403485000001,131.81403485000001,131.81403485000001,131.81403485000001,131.81403485000001,131.81403485000001,131.81403485000001,126.45727899000001,123.55227162,99.416456069999995,99.416456069999995,99.360230130000005,99.360230130000005,91.643456229999998,84.024915280000002,83.349836339999996,83.349836339999996,81.619210240000001,78.68688238,71.297964800000003,70.758159210000002,68.924107550000002,58.308021179999997,55.850814749999998,null,263.62806970000003,126.92055134500001,136.70751835500002,2043]
[2042,6,1,"Sunday",168.01632495999999,168.01632495999999,168.01632495999999,168.01632495999999,168.01632495999999,168.01632495999999,168.01632495999999,168.01632495999999,168.01632495999999,168.01632495999999,168.01632495999999,168.01632495999999,168.01632495999999,168.01632495999999,168.01632495999999,146.23364401000001,126.93019656,126.93019656,126.93019656,126.93019656,126.93019656,126.93019656,126.93019656,126.93019656,130.28541598000001,131.42255277000001,136.04338247999999,145.53505368,136.48682403000001,136.51816481,142.74336782,154.73355279,168.01632495999999,168.01632495999999,168.01632495999999,168.01632495999999,168.01632495999999,168.01632495999999,168.01632495999999,168.01632495999999,168.01632495999999,168.01632495999999,168.01632495999999,168.01632495999999,168.01632495999999,168.01632495999999,168.01632495999999,168.01632495999999,null,168.01632495999999,168.01632495999999,168.01632495999999,168.01632495999999,168.01632495999999,168.01632495999999,168.01632495999999,168.01632495999999,168.01632495999999,168.01632495999999,168.01632495999999,168.01632495999999,168.01632495999999,168.01632495999999,168.01632495999999,168.01632495999999,168.01632495999999,168.01632495999999,168.01632495999999,168.01632495999999,168.01632495999999,168.01632495999999,168.01632495999999,168.01632495999999,168.01632495999999,168.01632495999999,168.01632495999999,168.01632495999999,168.01632495999999,168.01632495999999,168.01632495999999,154.73355279,146.23364401000001,145.53505368,142.74336782,136.51816481,136.48682403000001,136.04338247999999,131.42255277000001,130.28541598000001,126.93019656,126.93019656,126.93019656,126.93019656,126.93019656,126.93019656,126.93019656,126.93019656,null,336.03264991999998,253.86039312,82.172256799999985,2043]
[2042,7,4,"Friday",134.03794941000001,134.03794941000001,134.03794941000001,134.03794941000001,134.03794941000001,134.03794941000001,134.03794941000001,134.03794941000001,134.03794941000001,134.03794941000001,134.03794941000001,134.03794941000001,134.03794941000001,134.03794941000001,134.03794941000001,134.03794941000001,133.17563652999999,131.94837956999999,125.6810972,101.10663114,131.94837956999999,101.10663114,101.10663114,101.10663114,101.10663114,101.10663114,101.10663114,101.17731104000001,101.10663114,125.6810972,134.03794941000001,134.03794941000001,134.03794941000001,134.03794941000001,134.03794941000001,134.03794941000001,134.03794941000001,134.03794941000001,134.03794941000001,134.03794941000001,134.03794941000001,134.03794941000001,134.03794941000001,134.03794941000001,134.03794941000001,134.03794941000001,134.03794941000001,134.03794941000001,null,134.03794941000001,134.03794941000001,134.03794941000001,134.03794941000001,134.03794941000001,134.03794941000001,134.03794941000001,134.03794941000001,134.03794941000001,134.03794941000001,134.03794941000001,134.03794941000001,134.03794941000001,134.03794941000001,134.03794941000001,134.03794941000001,134.03794941000001,134.03794941000001,134.03794941000001,134.03794941000001,134.03794941000001,134.03794941000001,134.03794941000001,134.03794941000001,134.03794941000001,134.03794941000001,134.03794941000001,134.03794941000001,134.03794941000001,134.03794941000001,134.03794941000001,134.03794941000001,134.03794941000001,134.03794941000001,133.17563652999999,131.94837956999999,131.94837956999999,125.6810972,125.6810972,101.17731104000001,101.10663114,101.10663114,101.10663114,101.10663114,101.10663114,101.10663114,101.10663114,101.10663114,null,268.07589882000002,202.21326228000001,65.862636540000011,2043]
[2042,8,19,"Tuesday",125.6810972,125.6810972,125.6810972,125.6810972,125.6810972,125.6810972,125.6810972,125.6810972,125.6810972,125.6810972,125.6810972,125.6810972,125.6810972,125.6810972,94.755423460000003,88.487550529999993,0,0,0,0,0,0,0,0,0,0,0,0,0,0,0,0,0,94.699197519999998,125.6810972,125.6810972,125.6810972,125.6810972,125.6810972,125.6810972,125.6810972,125.6810972,125.6810972,125.6810972,125.6810972,125.6810972,125.6810972,125.6810972,null,125.6810972,125.6810972,125.6810972,125.6810972,125.6810972,125.6810972,125.6810972,125.6810972,125.6810972,125.6810972,125.6810972,125.6810972,125.6810972,125.6810972,125.6810972,125.6810972,125.6810972,125.6810972,125.6810972,125.6810972,125.6810972,125.6810972,125.6810972,125.6810972,125.6810972,125.6810972,125.6810972,125.6810972,94.755423460000003,94.699197519999998,88.487550529999993,0,0,0,0,0,0,0,0,0,0,0,0,0,0,0,0,0,null,251.36219439999999,0,251.36219439999999,2043]
[2042,9,17,"Wednesday",73.005538009999995,73.005538009999995,73.005538009999995,66.373390049999998,67.59267543,66.373390049999998,66.373390049999998,66.373390049999998,66.373390049999998,66.373390049999998,74.557712850000001,78.53312081,78.120937040000001,66.373390049999998,0,0,0,0,0,0,0,0,0,0,0,0,0,0,0,0,0,0,0,66.373390049999998,88.336316400000001,93.467366670000004,89.587018420000007,88.336316400000001,88.336316400000001,88.336316400000001,88.336316400000001,88.336316400000001,88.336316400000001,88.336316400000001,88.336316400000001,88.336316400000001,87.69786397,85.841540440000003,null,93.467366670000004,89.587018420000007,88.336316400000001,88.336316400000001,88.336316400000001,88.336316400000001,88.336316400000001,88.336316400000001,88.336316400000001,88.336316400000001,88.336316400000001,88.336316400000001,87.69786397,85.841540440000003,78.53312081,78.120937040000001,74.557712850000001,73.005538009999995,73.005538009999995,73.005538009999995,67.59267543,66.373390049999998,66.373390049999998,66.373390049999998,66.373390049999998,66.373390049999998,66.373390049999998,66.373390049999998,66.373390049999998,0,0,{"$f":"LARGE($E7021:$AZ7021,CG$2)","v":0},0,0,0,0,0,0,0,0,0,0,0,0,0,0,0,0,null,179.86350894500001,0,179.86350894500001,2043]
[2042,9,22,"Monday",88.336316400000001,88.336316400000001,88.336316400000001,88.336316400000001,88.336316400000001,88.336316400000001,88.336316400000001,88.336316400000001,88.336316400000001,88.336316400000001,88.336316400000001,88.336316400000001,88.336316400000001,88.336316400000001,67.068949860000004,0,0,0,0,0,0,0,0,0,0,0,0,0,0,0,0,0,0,6.9797318099999996,67.068949860000004,88.336316400000001,88.336316400000001,88.336316400000001,88.336316400000001,88.336316400000001,88.336316400000001,88.336316400000001,88.336316400000001,88.336316400000001,88.336316400000001,88.336316400000001,71.481309179999997,73.005538009999995,null,88.336316400000001,88.336316400000001,88.336316400000001,88.336316400000001,88.336316400000001,88.336316400000001,88.336316400000001,88.336316400000001,88.336316400000001,88.336316400000001,88.336316400000001,88.336316400000001,88.336316400000001,88.336316400000001,88.336316400000001,88.336316400000001,88.336316400000001,88.336316400000001,88.336316400000001,88.336316400000001,88.336316400000001,88.336316400000001,88.336316400000001,88.336316400000001,88.336316400000001,73.005538009999995,71.481309179999997,67.068949860000004,67.068949860000004,6.9797318099999996,0,0,0,0,0,0,0,0,0,0,0,0,0,0,0,0,0,0,null,176.6726328,0,176.6726328,2043]
[2042,11,1,"Saturday",65.314659079999998,65.314659079999998,65.314659079999998,65.314659079999998,65.314659079999998,65.314659079999998,65.314659079999998,65.314659079999998,65.314659079999998,65.314659079999998,65.314659079999998,51.730803770000001,48.820704550000002,0,0,0,0,0,0,0,0,0,0,0,0,0,0,0,0,0,0,0,0,48.876930489999999,65.314659079999998,81.768857589999996,85.361291710000003,85.380905459999994,80.018225849999993,74.0302741,65.314659079999998,65.314659079999998,65.314659079999998,65.314659079999998,65.314659079999998,65.314659079999998,65.314659079999998,65.314659079999998,null,85.380905459999994,85.361291710000003,81.768857589999996,80.018225849999993,74.0302741,65.314659079999998,65.314659079999998,65.314659079999998,65.314659079999998,65.314659079999998,65.314659079999998,65.314659079999998,65.314659079999998,65.314659079999998,65.314659079999998,65.314659079999998,65.314659079999998,65.314659079999998,65.314659079999998,65.314659079999998,65.314659079999998,65.314659079999998,65.314659079999998,65.314659079999998,65.314659079999998,51.730803770000001,48.876930489999999,48.820704550000002,0,0,0,0,0,0,0,0,0,0,0,0,0,0,0,0,0,0,0,0,null,166.264640305,0,166.264640305,2043]
[2042,12,10,"Wednesday",130.02823615,130.02823615,130.02823615,130.02823615,130.02823615,130.02823615,130.02823615,130.02823615,130.02823615,130.02823615,130.02823615,130.02823615,130.02823615,98.003023119999995,98.003023119999995,90.401883089999998,49.129172850000003,41.617150379999998,43.388055860000001,42.494266330000002,39.911107139999999,38.266426699999997,59.8333206,44.29899897,51.730803770000001,37.466072169999997,35.696399020000001,35.696399020000001,35.696399020000001,35.696399020000001,35.696399020000001,53.257661169999999,90.401883089999998,98.059249059999999,130.02823615,130.02823615,130.02823615,130.02823615,130.02823615,130.02823615,130.02823615,130.02823615,130.02823615,130.02823615,130.02823615,130.02823615,130.02823615,130.02823615,null,130.02823615,130.02823615,130.02823615,130.02823615,130.02823615,130.02823615,130.02823615,130.02823615,130.02823615,130.02823615,130.02823615,130.02823615,130.02823615,130.02823615,130.02823615,130.02823615,130.02823615,130.02823615,130.02823615,130.02823615,130.02823615,130.02823615,130.02823615,130.02823615,130.02823615,130.02823615,130.02823615,98.059249059999999,98.003023119999995,98.003023119999995,90.401883089999998,90.401883089999998,59.8333206,53.257661169999999,51.730803770000001,49.129172850000003,44.29899897,43.388055860000001,42.494266330000002,41.617150379999998,39.911107139999999,38.266426699999997,37.466072169999997,35.696399020000001,35.696399020000001,35.696399020000001,35.696399020000001,35.696399020000001,null,260.0564723,71.392798040000002,188.66367425999999,2043]
[2043,1,10,"Saturday",74.1478173,74.1478173,74.1478173,74.1478173,74.1478173,74.1478173,74.1478173,74.1478173,74.1478173,74.1478173,74.1478173,74.1478173,11.51080226,7.9297733600000004,0,0,0,0,0,0,0,0,0,0,0,0,0,0,0,0,0,0,0,0,0,16.14870088,55.827125449999997,71.131199460000005,77.480067250000005,79.033380410000007,75.854169249999998,74.256743259999993,68.172000920000002,65.314659079999998,62.551359740000002,53.467480010000003,16.14870088,16.14870088,null,79.033380410000007,77.480067250000005,75.854169249999998,74.256743259999993,74.1478173,74.1478173,74.1478173,74.1478173,74.1478173,74.1478173,74.1478173,74.1478173,74.1478173,74.1478173,74.1478173,74.1478173,71.131199460000005,68.172000920000002,65.314659079999998,62.551359740000002,55.827125449999997,53.467480010000003,16.14870088,16.14870088,16.14870088,11.51080226,7.9297733600000004,0,0,0,0,0,0,0,0,0,0,0,0,0,0,0,0,0,0,0,0,0,null,153.31218008499999,0,153.31218008499999,2044]
[2043,1,29,"Thursday",100.64840611,100.64840611,100.64840611,100.64840611,100.64840611,100.64840611,100.64840611,100.64840611,100.64840611,100.64840611,100.64840611,100.64840611,100.64840611,100.64840611,75.674352290000002,75.674352290000002,69.975612310000002,15.13051799,0,0,0,0,0,0,0,0,0,0,15.13051799,0,0,51.730803770000001,64.298679930000006,75.674352290000002,83.908288209999995,100.64840611,100.64840611,100.64840611,100.64840611,100.64840611,100.64840611,100.64840611,100.64840611,100.64840611,100.64840611,100.64840611,100.64840611,100.64840611,null,100.64840611,100.64840611,100.64840611,100.64840611,100.64840611,100.64840611,100.64840611,100.64840611,100.64840611,100.64840611,100.64840611,100.64840611,100.64840611,100.64840611,100.64840611,100.64840611,100.64840611,100.64840611,100.64840611,100.64840611,100.64840611,100.64840611,100.64840611,100.64840611,100.64840611,100.64840611,100.64840611,83.908288209999995,75.674352290000002,75.674352290000002,75.674352290000002,69.975612310000002,64.298679930000006,51.730803770000001,15.13051799,15.13051799,0,0,0,0,0,0,0,0,0,0,0,0,null,201.29681221999999,0,201.29681221999999,2044]
[2043,3,1,"Sunday",72.650712290000001,72.650712290000001,72.650712290000001,72.650712290000001,72.650712290000001,72.650712290000001,72.650712290000001,72.650712290000001,72.650712290000001,72.650712290000001,72.650712290000001,72.650712290000001,72.650712290000001,54.396104979999997,54.396104979999997,0,0,0,0,0,0,0,0,50.510269100000002,50.510269100000002,0,0,0,0,0,0,0,0,0,54.452330930000002,115.25810403,115.25810403,115.25810403,115.25810403,115.25810403,115.25810403,115.25810403,115.25810403,115.25810403,115.25810403,115.25810403,115.25810403,115.25810403,null,115.25810403,115.25810403,115.25810403,115.25810403,115.25810403,115.25810403,115.25810403,115.25810403,115.25810403,115.25810403,115.25810403,115.25810403,115.25810403,72.650712290000001,72.650712290000001,72.650712290000001,72.650712290000001,72.650712290000001,72.650712290000001,72.650712290000001,72.650712290000001,72.650712290000001,72.650712290000001,72.650712290000001,72.650712290000001,72.650712290000001,54.452330930000002,54.396104979999997,54.396104979999997,50.510269100000002,50.510269100000002,0,0,0,0,0,0,0,0,0,0,0,0,0,0,0,0,0,null,230.51620806,0,230.51620806,2044]
[2043,3,15,"Sunday",140.09054166999999,140.09054166999999,140.09054166999999,140.09054166999999,140.09054166999999,140.09054166999999,140.09054166999999,140.09054166999999,140.09054166999999,140.09054166999999,140.09054166999999,140.09054166999999,140.09054166999999,140.09054166999999,135.44853083999999,105.65037531999999,105.65037531999999,105.65037531999999,105.65037531999999,105.65037531999999,105.65037531999999,105.65037531999999,105.65037531999999,105.65037531999999,105.65037531999999,105.70660126,105.70660126,105.65037531999999,105.65037531999999,105.65037531999999,105.70660126,105.70660126,105.70660126,136.21182755000001,140.09054166999999,140.09054166999999,140.09054166999999,140.09054166999999,140.09054166999999,140.09054166999999,140.09054166999999,140.09054166999999,140.09054166999999,140.09054166999999,140.09054166999999,140.09054166999999,140.09054166999999,140.09054166999999,null,140.09054166999999,140.09054166999999,140.09054166999999,140.09054166999999,140.09054166999999,140.09054166999999,140.09054166999999,140.09054166999999,140.09054166999999,140.09054166999999,140.09054166999999,140.09054166999999,140.09054166999999,140.09054166999999,140.09054166999999,140.09054166999999,140.09054166999999,140.09054166999999,140.09054166999999,140.09054166999999,140.09054166999999,140.09054166999999,140.09054166999999,140.09054166999999,140.09054166999999,140.09054166999999,140.09054166999999,140.09054166999999,136.21182755000001,135.44853083999999,105.70660126,105.70660126,105.70660126,105.70660126,105.70660126,105.65037531999999,105.65037531999999,105.65037531999999,105.65037531999999,105.65037531999999,105.65037531999999,105.65037531999999,105.65037531999999,105.65037531999999,105.65037531999999,105.65037531999999,105.65037531999999,105.65037531999999,null,280.18108333999999,211.30075063999999,68.880332699999997,2044]
[2043,4,20,"Monday",119.10928706999999,119.10928706999999,119.10928706999999,119.10928706999999,119.10928706999999,119.10928706999999,119.10928706999999,119.10928706999999,119.10928706999999,114.64585474,119.10928706999999,119.10928706999999,119.10928706999999,119.10928706999999,89.760847760000004,86.312413239999998,23.196618879999999,19.227582179999999,18.296089640000002,21.595870619999999,21.792972469999999,21.792972469999999,24.928732029999999,27.74499149,28.64046883,28.053134660000001,28.053134660000001,28.053134660000001,29.239539839999999,29.85070305,28.053134660000001,28.053134660000001,86.312413239999998,112.78306083,119.10928706999999,119.10928706999999,119.10928706999999,119.10928706999999,119.10928706999999,119.10928706999999,119.10928706999999,119.10928706999999,119.10928706999999,119.10928706999999,119.10928706999999,119.10928706999999,114.64585474,114.64585474,null,119.10928706999999,119.10928706999999,119.10928706999999,119.10928706999999,119.10928706999999,119.10928706999999,119.10928706999999,119.10928706999999,119.10928706999999,119.10928706999999,119.10928706999999,119.10928706999999,119.10928706999999,119.10928706999999,119.10928706999999,119.10928706999999,119.10928706999999,119.10928706999999,119.10928706999999,119.10928706999999,119.10928706999999,119.10928706999999,119.10928706999999,119.10928706999999,119.10928706999999,114.64585474,114.64585474,114.64585474,112.78306083,89.760847760000004,86.312413239999998,86.312413239999998,29.85070305,29.239539839999999,28.64046883,28.053134660000001,28.053134660000001,28.053134660000001,28.053134660000001,28.053134660000001,27.74499149,24.928732029999999,23.196618879999999,21.792972469999999,21.792972469999999,21.595870619999999,19.227582179999999,18.296089640000002,null,{"$f":"SUM(OFFSET(BB7236,0,0,1,$CY$1))/2","v":238.21857413999999},{"$f":"SUM(OFFSET(CW7236,0,0,1,-$CY$1))/2","v":40.456257454999999},{"$f":"CY7236-CZ7236","v":197.76231668499997},{"$f":"IF(A7236>=7,A7236+1,A7236)","v":2044}]
[2043,5,13,"Wednesday",140.09582700999999,140.09582700999999,140.09582700999999,140.09582700999999,140.09582700999999,140.09582700999999,140.09582700999999,140.09582700999999,140.09582700999999,140.09582700999999,140.09582700999999,140.09582700999999,140.09582700999999,140.09582700999999,140.09582700999999,125.6810972,105.71061812000001,105.65439216999999,105.65439216999999,105.65439216999999,105.65439216999999,105.65439216999999,105.65439216999999,105.71061812000001,105.71061812000001,105.71061812000001,105.71061812000001,105.71061812000001,105.71061812000001,105.71061812000001,105.75004412,133.17563652999999,140.09582700999999,140.09582700999999,140.09582700999999,140.09582700999999,140.09582700999999,140.09582700999999,140.09582700999999,140.09582700999999,140.09582700999999,140.09582700999999,140.09582700999999,140.09582700999999,140.09582700999999,140.09582700999999,140.09582700999999,140.09582700999999,null,140.09582700999999,140.09582700999999,140.09582700999999,140.09582700999999,140.09582700999999,140.09582700999999,140.09582700999999,140.09582700999999,140.09582700999999,140.09582700999999,140.09582700999999,140.09582700999999,140.09582700999999,140.09582700999999,140.09582700999999,140.09582700999999,140.09582700999999,140.09582700999999,140.09582700999999,140.09582700999999,140.09582700999999,140.09582700999999,140.09582700999999,140.09582700999999,140.09582700999999,140.09582700999999,140.09582700999999,140.09582700999999,140.09582700999999,140.09582700999999,140.09582700999999,133.17563652999999,125.6810972,105.75004412,105.71061812000001,105.71061812000001,105.71061812000001,105.71061812000001,105.71061812000001,105.71061812000001,105.71061812000001,105.71061812000001,105.65439216999999,105.65439216999999,105.65439216999999,105.65439216999999,105.65439216999999,105.65439216999999,null,280.19165401999999,211.30878433999999,68.882869679999999,2044]
[2043,7,8,"Wednesday",146.31503631999999,146.31503631999999,146.31503631999999,146.31503631999999,146.31503631999999,146.31503631999999,146.31503631999999,146.31503631999999,146.31503631999999,148.10027543999999,150.26166286,150.26166286,150.26166286,153.53863616999999,150.26166286,146.31503631999999,136.88583758999999,113.43665335999999,113.43665335999999,113.43665335999999,113.43665335999999,113.43665335999999,113.43665335999999,113.43665335999999,113.43665335999999,115.63520102,116.96039111,119.11486352,121.99411782999999,121.99411782999999,127.34214906,136.88583758999999,146.31503631999999,150.26166286,175.46846834999999,175.46846834999999,175.46846834999999,175.46846834999999,175.46846834999999,175.46846834999999,175.46846834999999,175.46846834999999,175.46846834999999,175.46846834999999,163.16227043000001,150.26166286,150.26166286,150.26166286,null,175.46846834999999,175.46846834999999,175.46846834999999,175.46846834999999,175.46846834999999,175.46846834999999,175.46846834999999,175.46846834999999,175.46846834999999,175.46846834999999,163.16227043000001,153.53863616999999,150.26166286,150.26166286,150.26166286,150.26166286,150.26166286,150.26166286,150.26166286,150.26166286,148.10027543999999,146.31503631999999,146.31503631999999,146.31503631999999,146.31503631999999,146.31503631999999,146.31503631999999,146.31503631999999,146.31503631999999,146.31503631999999,146.31503631999999,146.31503631999999,136.88583758999999,136.88583758999999,127.34214906,121.99411782999999,121.99411782999999,119.11486352,116.96039111,115.63520102,113.43665335999999,113.43665335999999,113.43665335999999,113.43665335999999,113.43665335999999,113.43665335999999,113.43665335999999,113.43665335999999,null,350.93693669999999,226.87330671999999,124.06362998,2044]
[2043,7,27,"Monday",141.74591419000001,141.74591419000001,141.74591419000001,141.74591419000001,141.74591419000001,141.74591419000001,141.74591419000001,141.74591419000001,141.74591419000001,141.74591419000001,141.74591419000001,141.74591419000001,141.74591419000001,141.74591419000001,136.88583758999999,106.90845843,0,0,0,0,0,0,0,0,0,0,0,0,0,0,0,0,106.90845843,106.99559721999999,141.74591419000001,141.74591419000001,141.74591419000001,141.74591419000001,141.74591419000001,141.74591419000001,141.74591419000001,141.74591419000001,141.74591419000001,141.74591419000001,141.74591419000001,141.74591419000001,141.74591419000001,141.74591419000001,null,141.74591419000001,141.74591419000001,141.74591419000001,141.74591419000001,141.74591419000001,141.74591419000001,141.74591419000001,141.74591419000001,141.74591419000001,141.74591419000001,141.74591419000001,141.74591419000001,141.74591419000001,141.74591419000001,141.74591419000001,141.74591419000001,141.74591419000001,141.74591419000001,141.74591419000001,141.74591419000001,141.74591419000001,141.74591419000001,141.74591419000001,141.74591419000001,141.74591419000001,141.74591419000001,141.74591419000001,141.74591419000001,136.88583758999999,106.99559721999999,106.90845843,106.90845843,0,0,0,0,0,0,0,0,0,0,0,0,0,0,0,0,null,283.49182838000002,0,283.49182838000002,2044]
[2043,8,27,"Thursday",136.88583758999999,136.88583758999999,136.88583758999999,136.88583758999999,136.88583758999999,136.88583758999999,136.88583758999999,136.88583758999999,136.88583758999999,136.88583758999999,136.88583758999999,136.88583758999999,136.88583758999999,136.88583758999999,124.36236725000001,93.696962749999997,8.9557181200000002,8.7668655900000001,8.3989217200000006,8.3989217200000006,8.3989217200000006,8.3989217200000006,8.3989217200000006,8.3989217200000006,8.3989217200000006,8.5812950600000004,8.3989217200000006,8.3989217200000006,8.2196636299999994,8.3989217200000006,8.3989217200000006,8.7668655900000001,93.696962749999997,124.36236725000001,124.36236725000001,124.36236725000001,124.36236725000001,124.36236725000001,124.36236725000001,124.36236725000001,124.36236725000001,124.36236725000001,124.36236725000001,124.36236725000001,124.36236725000001,124.36236725000001,124.36236725000001,124.36236725000001,null,136.88583758999999,136.88583758999999,136.88583758999999,136.88583758999999,136.88583758999999,136.88583758999999,136.88583758999999,136.88583758999999,136.88583758999999,136.88583758999999,136.88583758999999,136.88583758999999,136.88583758999999,136.88583758999999,124.36236725000001,124.36236725000001,124.36236725000001,124.36236725000001,124.36236725000001,124.36236725000001,124.36236725000001,124.36236725000001,124.36236725000001,124.36236725000001,124.36236725000001,124.36236725000001,124.36236725000001,124.36236725000001,124.36236725000001,124.36236725000001,93.696962749999997,93.696962749999997,8.9557181200000002,8.7668655900000001,8.7668655900000001,8.5812950600000004,8.3989217200000006,8.3989217200000006,8.3989217200000006,8.3989217200000006,8.3989217200000006,8.3989217200000006,8.3989217200000006,8.3989217200000006,8.3989217200000006,8.3989217200000006,8.3989217200000006,8.2196636299999994,null,273.77167517999999,16.708214394999999,257.06346078499996,2044]
[2043,9,27,"Sunday",78.308303519999996,78.308303519999996,78.308303519999996,78.308303519999996,78.308303519999996,78.308303519999996,71.855926220000001,71.855926220000001,71.855926220000001,71.855926220000001,77.146904960000001,77.569379850000004,71.855926220000001,53.79206757,0,0,0,0,0,0,0,0,0,0,0,0,0,0,0,50.589411779999999,50.589411779999999,0,53.79206757,53.79206757,72.764546010000004,78.308303519999996,78.308303519999996,78.308303519999996,78.308303519999996,78.308303519999996,78.308303519999996,78.308303519999996,78.308303519999996,77.146904960000001,71.855926220000001,71.855926220000001,71.855926220000001,71.855926220000001,null,78.308303519999996,78.308303519999996,78.308303519999996,78.308303519999996,78.308303519999996,78.308303519999996,78.308303519999996,78.308303519999996,78.308303519999996,78.308303519999996,78.308303519999996,78.308303519999996,78.308303519999996,78.308303519999996,77.569379850000004,77.146904960000001,77.146904960000001,72.764546010000004,71.855926220000001,71.855926220000001,71.855926220000001,71.855926220000001,71.855926220000001,71.855926220000001,71.855926220000001,71.855926220000001,71.855926220000001,53.79206757,53.79206757,53.79206757,50.589411779999999,50.589411779999999,0,0,0,0,0,0,0,0,0,0,0,0,0,0,0,0,null,156.61660703999999,0,156.61660703999999,2044]
[2043,10,24,"Saturday",129.23460011,129.23460011,129.23460011,129.23460011,129.23460011,129.23460011,129.23460011,129.23460011,129.23460011,129.23460011,129.23460011,129.23460011,119.34254722,97.399859730000003,0,0,0,0,0,0,0,0,0,0,0,0,0,0,0,0,0,0,53.79206757,97.456085669999993,129.23460011,129.23460011,129.23460011,129.23460011,129.23460011,129.23460011,129.23460011,129.23460011,129.23460011,129.23460011,129.23460011,129.23460011,129.23460011,129.23460011,null,129.23460011,129.23460011,129.23460011,129.23460011,129.23460011,129.23460011,129.23460011,129.23460011,129.23460011,129.23460011,129.23460011,129.23460011,129.23460011,129.23460011,129.23460011,129.23460011,129.23460011,129.23460011,129.23460011,129.23460011,129.23460011,129.23460011,129.23460011,129.23460011,129.23460011,129.23460011,119.34254722,97.456085669999993,97.399859730000003,53.79206757,0,0,0,0,0,0,0,0,0,0,0,0,0,0,0,0,0,0,null,258.46920022,0,258.46920022,2044]
[2043,11,16,"Monday",27.78724777,27.78724777,27.78724777,27.78724777,36.737577450000003,36.737577450000003,27.78724777,36.737577450000003,36.737577450000003,27.78724777,27.78724777,27.78724777,27.731021819999999,0,0,0,0,0,0,0,27.731021819999999,0,27.731021819999999,27.731021819999999,27.731021819999999,27.731021819999999,26.117047800000002,27.731021819999999,27.731021819999999,26.117047800000002,27.731021819999999,27.731021819999999,27.731021819999999,27.731021819999999,37.565076550000001,37.565076550000001,37.565076550000001,37.565076550000001,37.565076550000001,37.565076550000001,37.565076550000001,37.565076550000001,37.565076550000001,37.565076550000001,37.565076550000001,37.565076550000001,37.565076550000001,37.565076550000001,null,37.565076550000001,37.565076550000001,37.565076550000001,37.565076550000001,37.565076550000001,37.565076550000001,37.565076550000001,37.565076550000001,37.565076550000001,37.565076550000001,37.565076550000001,37.565076550000001,37.565076550000001,37.565076550000001,36.737577450000003,36.737577450000003,36.737577450000003,36.737577450000003,27.78724777,27.78724777,27.78724777,27.78724777,27.78724777,27.78724777,27.78724777,27.78724777,27.731021819999999,27.731021819999999,27.731021819999999,27.731021819999999,27.731021819999999,27.731021819999999,27.731021819999999,27.731021819999999,27.731021819999999,27.731021819999999,27.731021819999999,27.731021819999999,26.117047800000002,26.117047800000002,0,0,0,0,0,0,0,0,null,75.130153100000001,0,75.130153100000001,2044]
[2043,12,8,"Tuesday",85.079065630000002,85.079065630000002,85.079065630000002,85.079065630000002,85.079065630000002,85.079065630000002,85.079065630000002,85.079065630000002,85.079065630000002,85.079065630000002,85.079065630000002,85.079065630000002,85.079065630000002,63.897879469999999,63.841653520000001,63.841653520000001,63.841653520000001,51.017289609999999,45.800807650000003,47.781899840000001,22.19014555,52.09760747,63.841653520000001,59.151058050000003,59.151058050000003,63.841653520000001,53.79206757,58.090210730000003,49.956576419999998,46.886869760000003,19.949450540000001,22.19014555,54.31927219,63.841653520000001,63.897879469999999,85.079065630000002,85.079065630000002,85.079065630000002,85.079065630000002,85.079065630000002,85.079065630000002,85.079065630000002,85.079065630000002,85.079065630000002,85.079065630000002,85.079065630000002,85.079065630000002,85.079065630000002,null,85.079065630000002,85.079065630000002,85.079065630000002,85.079065630000002,85.079065630000002,85.079065630000002,85.079065630000002,85.079065630000002,85.079065630000002,85.079065630000002,85.079065630000002,85.079065630000002,85.079065630000002,85.079065630000002,85.079065630000002,85.079065630000002,85.079065630000002,85.079065630000002,85.079065630000002,85.079065630000002,85.079065630000002,85.079065630000002,85.079065630000002,85.079065630000002,85.079065630000002,85.079065630000002,63.897879469999999,63.897879469999999,63.841653520000001,63.841653520000001,63.841653520000001,63.841653520000001,63.841653520000001,63.841653520000001,59.151058050000003,59.151058050000003,58.090210730000003,54.31927219,53.79206757,52.09760747,51.017289609999999,49.956576419999998,47.781899840000001,46.886869760000003,45.800807650000003,22.19014555,{"$f":"LARGE($E7468:$AZ7468,CV$2)","v":22.19014555},19.949450540000001,null,170.15813126,55.065274645000002,115.092856615,2044]
[2044,1,18,"Monday",76.959836580000001,76.959836580000001,76.959836580000001,76.959836580000001,76.959836580000001,76.959836580000001,76.959836580000001,76.959836580000001,76.959836580000001,76.959836580000001,76.959836580000001,76.959836580000001,76.959836580000001,76.959836580000001,57.727265389999999,48.031630810000003,35.980105090000002,8.7483700100000004,8.4363314700000007,6.84641301,6.0462692599999999,6.0462692599999999,0,0,0,0,0,0,0,0,0,0,0,10.128557860000001,48.031630810000003,76.959836580000001,76.959836580000001,82.848069019999997,82.848069019999997,82.848069019999997,82.848069019999997,82.848069019999997,82.848069019999997,82.848069019999997,82.848069019999997,82.848069019999997,82.848069019999997,82.848069019999997,null,82.848069019999997,82.848069019999997,82.848069019999997,82.848069019999997,82.848069019999997,82.848069019999997,82.848069019999997,82.848069019999997,82.848069019999997,82.848069019999997,82.848069019999997,76.959836580000001,76.959836580000001,76.959836580000001,76.959836580000001,76.959836580000001,76.959836580000001,76.959836580000001,76.959836580000001,76.959836580000001,76.959836580000001,76.959836580000001,76.959836580000001,76.959836580000001,76.959836580000001,76.959836580000001,76.959836580000001,57.727265389999999,48.031630810000003,48.031630810000003,35.980105090000002,10.128557860000001,8.7483700100000004,8.4363314700000007,6.84641301,6.0462692599999999,6.0462692599999999,0,0,0,0,0,0,0,0,0,0,0,null,165.69613803999999,0,165.69613803999999,2045]
[2044,2,21,"Sunday",0,0,0,0,0,0,0,0,0,0,0,0,0,0,0,0,0,0,0,0,0,0,0,0,0,0,0,0,0,0,0,0,0,0,0,0,1.07688994,5.5528053100000001,6.4915824100000004,6.4915824100000004,6.6323446199999996,6.4915824100000004,1.07688994,1.00290843,0,0,0,0,null,6.6323446199999996,6.4915824100000004,6.4915824100000004,6.4915824100000004,5.5528053100000001,1.07688994,1.07688994,1.00290843,0,0,0,0,0,0,0,0,0,0,0,0,0,0,0,0,0,0,0,0,0,0,0,0,0,0,0,0,0,0,0,0,0,0,0,0,0,0,0,0,null,13.053545925,0,13.053545925,2045]
[2044,3,8,"Tuesday",140.52954069,140.52954069,140.52954069,140.52954069,140.52954069,140.52954069,140.52954069,140.52954069,140.52954069,140.52954069,140.52954069,140.52954069,140.52954069,140.52954069,105.98401457,43.554866019999999,9.6016482700000001,9.6016482700000001,9.6016482700000001,9.6016482700000001,9.6016482700000001,9.6016482700000001,9.6016482700000001,9.6016482700000001,9.6016482700000001,9.6016482700000001,9.6016482700000001,9.6016482700000001,43.554866019999999,97.702895040000001,105.98401457,105.98401457,105.98401457,140.52954069,140.52954069,140.52954069,140.52954069,140.52954069,140.52954069,140.52954069,140.52954069,140.52954069,140.52954069,140.52954069,140.52954069,140.52954069,140.52954069,140.52954069,null,140.52954069,140.52954069,140.52954069,140.52954069,140.52954069,140.52954069,140.52954069,140.52954069,140.52954069,140.52954069,140.52954069,140.52954069,140.52954069,140.52954069,140.52954069,140.52954069,140.52954069,140.52954069,140.52954069,140.52954069,140.52954069,140.52954069,140.52954069,140.52954069,140.52954069,140.52954069,140.52954069,140.52954069,140.52954069,105.98401457,105.98401457,105.98401457,105.98401457,97.702895040000001,43.554866019999999,43.554866019999999,9.6016482700000001,9.6016482700000001,9.6016482700000001,9.6016482700000001,9.6016482700000001,9.6016482700000001,9.6016482700000001,9.6016482700000001,9.6016482700000001,9.6016482700000001,9.6016482700000001,9.6016482700000001,null,281.05908138000001,19.20329654,261.85578484000001,2045]
[2044,4,6,"Wednesday",109.06834852999999,113.82726940000001,111.42695184999999,113.82726940000001,121.28987536,123.86862619999999,123.86862619999999,123.86862619999999,118.75755343,121.28987536,123.86862619999999,123.86862619999999,123.86862619999999,123.86862619999999,88.39597886,50.313316370000003,0,0,0,0,0,0,0,0,0,0,0,0,0,27.303572389999999,50.313316370000003,50.313316370000003,50.313316370000003,101.06003354000001,117.31340693,117.31340693,117.31340693,117.31340693,117.31340693,117.31340693,117.31340693,117.31340693,117.31340693,117.31340693,117.31340693,117.31340693,111.34045313,108.97419827,null,123.86862619999999,123.86862619999999,123.86862619999999,123.86862619999999,123.86862619999999,123.86862619999999,123.86862619999999,121.28987536,121.28987536,118.75755343,117.31340693,117.31340693,117.31340693,117.31340693,117.31340693,117.31340693,117.31340693,117.31340693,117.31340693,117.31340693,117.31340693,117.31340693,113.82726940000001,113.82726940000001,111.42695184999999,111.34045313,109.06834852999999,108.97419827,101.06003354000001,88.39597886,50.313316370000003,50.313316370000003,50.313316370000003,50.313316370000003,27.303572389999999,0,0,0,0,0,0,0,0,0,0,0,0,0,null,247.73725239999999,0,247.73725239999999,2045]
[2044,4,30,"Saturday",146.38768209,146.38768209,146.38768209,146.38768209,146.38768209,146.38768209,146.38768209,146.38768209,146.38768209,146.38768209,146.38768209,146.38768209,146.38768209,146.38768209,146.38768209,139.06110704,146.38768209,139.06110704,139.06110704,139.06110704,136.88583758999999,138.15111217,138.15111217,136.88583758999999,136.88583758999999,136.88583758999999,136.88583758999999,136.88583758999999,136.88583758999999,138.15111217,139.06110704,139.06110704,139.06110704,146.38768209,146.38768209,146.38768209,146.38768209,146.38768209,146.38768209,146.38768209,146.38768209,146.38768209,146.38768209,145.66714949999999,139.06110704,138.15111217,130.35689081000001,130.35689081000001,null,146.38768209,146.38768209,146.38768209,146.38768209,146.38768209,146.38768209,146.38768209,146.38768209,146.38768209,146.38768209,146.38768209,146.38768209,146.38768209,146.38768209,146.38768209,146.38768209,146.38768209,146.38768209,146.38768209,146.38768209,146.38768209,146.38768209,146.38768209,146.38768209,146.38768209,146.38768209,145.66714949999999,139.06110704,139.06110704,139.06110704,139.06110704,139.06110704,139.06110704,139.06110704,139.06110704,138.15111217,138.15111217,138.15111217,138.15111217,136.88583758999999,136.88583758999999,136.88583758999999,136.88583758999999,136.88583758999999,136.88583758999999,136.88583758999999,{"$f":"LARGE($E7612:$AZ7612,CV$2)","v":130.35689081000001},130.35689081000001,null,292.77536418,267.24272839999998,25.532635780000021,2045]
[2044,5,1,"Sunday",146.38768209,146.38768209,146.38768209,145.24538695999999,145.24538695999999,139.06110704,139.06110704,139.06110704,141.20425424999999,141.20425424999999,146.38768209,144.20640581000001,146.38768209,138.15111217,110.49242798,110.43620203,14.58156054,14.58156054,14.58156054,14.58156054,14.58156054,14.58156054,14.58156054,14.58156054,14.58156054,14.58156054,14.58156054,14.58156054,14.58156054,14.58156054,14.58156054,14.58156054,110.43620203,143.65979895000001,146.38768209,146.38768209,146.38768209,146.38768209,146.38768209,146.38768209,146.38768209,146.38768209,146.38768209,140.34742703000001,139.06110704,139.06110704,139.06110704,143.34011978000001,null,146.38768209,146.38768209,146.38768209,146.38768209,146.38768209,146.38768209,146.38768209,146.38768209,146.38768209,146.38768209,146.38768209,146.38768209,146.38768209,146.38768209,145.24538695999999,145.24538695999999,144.20640581000001,143.65979895000001,143.34011978000001,141.20425424999999,141.20425424999999,140.34742703000001,139.06110704,139.06110704,139.06110704,139.06110704,139.06110704,139.06110704,138.15111217,110.49242798,110.43620203,{"$f":"LARGE($E7613:$AZ7613,CG$2)","v":110.43620203},14.58156054,14.58156054,14.58156054,14.58156054,14.58156054,14.58156054,14.58156054,14.58156054,14.58156054,14.58156054,14.58156054,14.58156054,14.58156054,14.58156054,14.58156054,14.58156054,null,292.77536418,29.16312108,263.6122431,2045]
[2044,5,2,"Monday",146.38768209,146.38768209,146.38768209,146.38768209,146.38768209,146.38768209,146.38768209,146.38768209,146.38768209,146.38768209,146.38768209,146.38768209,146.38768209,146.38768209,123.20633404,110.43620203,43.965573990000003,14.58156054,14.58156054,39.999936130000002,43.59685202,44.916329640000001,46.868736169999998,47.655565000000003,47.655565000000003,47.655565000000003,47.655565000000003,47.655565000000003,47.003897250000001,47.655565000000003,47.655565000000003,53.79206757,110.59208823,146.38768209,146.38768209,146.38768209,146.38768209,146.38768209,146.38768209,146.38768209,146.38768209,146.38768209,146.38768209,146.38768209,146.38768209,146.38768209,146.38768209,146.38768209,null,146.38768209,146.38768209,146.38768209,146.38768209,146.38768209,146.38768209,146.38768209,146.38768209,146.38768209,146.38768209,146.38768209,146.38768209,146.38768209,146.38768209,146.38768209,146.38768209,146.38768209,146.38768209,146.38768209,146.38768209,146.38768209,146.38768209,146.38768209,146.38768209,146.38768209,146.38768209,146.38768209,146.38768209,146.38768209,123.20633404,110.59208823,110.43620203,53.79206757,47.655565000000003,47.655565000000003,47.655565000000003,47.655565000000003,47.655565000000003,47.655565000000003,47.655565000000003,47.003897250000001,46.868736169999998,44.916329640000001,43.965573990000003,43.59685202,39.999936130000002,14.58156054,14.58156054,null,292.77536418,56.379954615000003,236.39540956499999,2045]
[2044,5,3,"Tuesday",146.38768209,146.38768209,146.38768209,146.38768209,146.38768209,146.38768209,146.38768209,146.38768209,146.38768209,146.38768209,146.38768209,146.38768209,146.38768209,146.38768209,144.27948961000001,110.49242798,14.58156054,14.58156054,14.58156054,14.58156054,14.58156054,14.58156054,14.58156054,14.58156054,47.655565000000003,14.58156054,14.58156054,14.58156054,14.58156054,47.655565000000003,101.77575667000001,110.43620203,110.49242798,146.38768209,146.38768209,146.38768209,146.38768209,146.38768209,146.38768209,146.38768209,146.38768209,146.38768209,146.38768209,146.38768209,146.38768209,146.38768209,146.38768209,146.38768209,null,146.38768209,146.38768209,146.38768209,146.38768209,146.38768209,146.38768209,146.38768209,146.38768209,146.38768209,146.38768209,146.38768209,146.38768209,146.38768209,146.38768209,146.38768209,146.38768209,146.38768209,146.38768209,146.38768209,146.38768209,146.38768209,146.38768209,146.38768209,146.38768209,146.38768209,146.38768209,146.38768209,146.38768209,146.38768209,144.27948961000001,110.49242798,110.49242798,110.43620203,101.77575667000001,47.655565000000003,47.655565000000003,14.58156054,14.58156054,14.58156054,14.58156054,14.58156054,14.58156054,14.58156054,14.58156054,14.58156054,14.58156054,14.58156054,14.58156054,null,292.77536418,29.16312108,263.6122431,2045]
[2044,5,4,"Wednesday",144.27948961000001,144.27948961000001,144.27948961000001,144.27948961000001,144.27948961000001,144.27948961000001,144.27948961000001,144.27948961000001,144.27948961000001,144.27948961000001,144.27948961000001,144.27948961000001,144.27948961000001,144.27948961000001,109.62310073,108.83397574999999,12.78941985,12.78941985,12.78941985,12.78941985,12.78941985,12.78941985,12.78941985,12.78941985,12.78941985,12.78941985,12.78941985,12.78941985,12.78941985,12.78941985,12.78941985,12.78941985,108.89020170000001,144.27948961000001,144.27948961000001,144.27948961000001,144.27948961000001,144.27948961000001,144.27948961000001,144.27948961000001,144.27948961000001,144.27948961000001,144.27948961000001,144.27948961000001,144.27948961000001,144.27948961000001,144.27948961000001,144.27948961000001,null,144.27948961000001,144.27948961000001,144.27948961000001,144.27948961000001,144.27948961000001,144.27948961000001,144.27948961000001,144.27948961000001,144.27948961000001,144.27948961000001,144.27948961000001,144.27948961000001,144.27948961000001,144.27948961000001,144.27948961000001,144.27948961000001,144.27948961000001,144.27948961000001,144.27948961000001,144.27948961000001,144.27948961000001,144.27948961000001,144.27948961000001,144.27948961000001,144.27948961000001,144.27948961000001,144.27948961000001,144.27948961000001,144.27948961000001,109.62310073,108.89020170000001,108.83397574999999,12.78941985,12.78941985,12.78941985,12.78941985,12.78941985,12.78941985,12.78941985,12.78941985,12.78941985,12.78941985,12.78941985,12.78941985,12.78941985,12.78941985,12.78941985,12.78941985,null,288.55897922000003,25.5788397,262.98013952000002,2045]
[2044,5,5,"Thursday",144.27948961000001,144.27948961000001,144.27948961000001,144.27948961000001,144.27948961000001,144.27948961000001,144.27948961000001,144.27948961000001,144.27948961000001,144.27948961000001,144.27948961000001,144.27948961000001,144.27948961000001,144.27948961000001,141.26718446000001,108.89020170000001,53.314997159999997,46.601926470000002,46.179830269999997,47.499082649999998,47.499082649999998,48.515133579999997,53.79206757,68.989161559999999,68.989161559999999,51.676093309999999,53.61750713,52.769104609999999,53.79206757,70.451984390000007,100.31003987,108.83397574999999,130.35689081000001,144.27948961000001,144.27948961000001,144.27948961000001,144.27948961000001,144.27948961000001,144.27948961000001,144.27948961000001,144.27948961000001,144.27948961000001,144.27948961000001,144.27948961000001,144.27948961000001,144.27948961000001,144.27948961000001,144.27948961000001,null,144.27948961000001,144.27948961000001,144.27948961000001,144.27948961000001,144.27948961000001,144.27948961000001,144.27948961000001,144.27948961000001,144.27948961000001,144.27948961000001,144.27948961000001,144.27948961000001,144.27948961000001,144.27948961000001,144.27948961000001,144.27948961000001,144.27948961000001,144.27948961000001,144.27948961000001,144.27948961000001,144.27948961000001,144.27948961000001,144.27948961000001,144.27948961000001,144.27948961000001,144.27948961000001,144.27948961000001,144.27948961000001,144.27948961000001,141.26718446000001,130.35689081000001,108.89020170000001,108.83397574999999,100.31003987,70.451984390000007,68.989161559999999,68.989161559999999,53.79206757,53.79206757,53.61750713,53.314997159999997,52.769104609999999,51.676093309999999,48.515133579999997,47.499082649999998,47.499082649999998,46.601926470000002,46.179830269999997,null,288.55897922000003,93.889961020000001,194.66901820000004,2045]
[2044,5,6,"Friday",144.27948961000001,144.27948961000001,144.27948961000001,144.27948961000001,144.27948961000001,144.27948961000001,144.27948961000001,144.27948961000001,144.27948961000001,144.27948961000001,144.27948961000001,144.27948961000001,144.27948961000001,144.27948961000001,144.27948961000001,135.39025713999999,108.83397574999999,108.83397574999999,108.83397574999999,108.83397574999999,108.83397574999999,108.83397574999999,108.83397574999999,108.83397574999999,108.83397574999999,108.89020170000001,108.89020170000001,108.89020170000001,120.01747313,139.06110704,141.17157822999999,139.06110704,144.27948961000001,144.27948961000001,144.27948961000001,144.27948961000001,144.27948961000001,144.27948961000001,144.27948961000001,144.27948961000001,144.27948961000001,144.27948961000001,144.27948961000001,144.27948961000001,144.27948961000001,144.27948961000001,144.27948961000001,138.25392332000001,null,144.27948961000001,144.27948961000001,144.27948961000001,144.27948961000001,144.27948961000001,144.27948961000001,144.27948961000001,144.27948961000001,144.27948961000001,144.27948961000001,144.27948961000001,144.27948961000001,144.27948961000001,144.27948961000001,144.27948961000001,144.27948961000001,144.27948961000001,144.27948961000001,144.27948961000001,144.27948961000001,144.27948961000001,144.27948961000001,144.27948961000001,144.27948961000001,144.27948961000001,144.27948961000001,144.27948961000001,144.27948961000001,144.27948961000001,144.27948961000001,141.17157822999999,139.06110704,139.06110704,138.25392332000001,135.39025713999999,120.01747313,108.89020170000001,108.89020170000001,108.89020170000001,108.83397574999999,108.83397574999999,108.83397574999999,108.83397574999999,108.83397574999999,108.83397574999999,108.83397574999999,108.83397574999999,108.83397574999999,null,288.55897922000003,217.66795149999999,70.891027720000039,2045]
[2044,5,7,"Saturday",116.18424211,99.879261209999996,84.520096510000002,84.520096510000002,84.520096510000002,84.520096510000002,77.146904960000001,77.146904960000001,77.146904960000001,77.146904960000001,78.674795739999993,84.520096510000002,84.520096510000002,84.520096510000002,31.859911619999998,0,0,0,0,0,0,0,0,0,0,0,0,0,0,0,0,0,0,83.986280919999999,84.520096510000002,84.520096510000002,84.520096510000002,84.520096510000002,84.520096510000002,84.520096510000002,84.520096510000002,84.520096510000002,84.520096510000002,84.520096510000002,84.520096510000002,84.520096510000002,84.520096510000002,84.520096510000002,null,116.18424211,99.879261209999996,84.520096510000002,84.520096510000002,84.520096510000002,84.520096510000002,84.520096510000002,84.520096510000002,84.520096510000002,84.520096510000002,84.520096510000002,84.520096510000002,84.520096510000002,84.520096510000002,84.520096510000002,84.520096510000002,84.520096510000002,84.520096510000002,84.520096510000002,84.520096510000002,84.520096510000002,84.520096510000002,84.520096510000002,83.986280919999999,78.674795739999993,77.146904960000001,77.146904960000001,77.146904960000001,77.146904960000001,31.859911619999998,0,0,0,0,0,0,0,0,0,0,0,0,0,0,0,0,0,0,null,192.55184817000003,0,192.55184817000003,2045]
[2044,5,8,"Sunday",84.520096510000002,84.520096510000002,84.520096510000002,84.520096510000002,84.520096510000002,84.520096510000002,84.520096510000002,84.520096510000002,84.520096510000002,84.520096510000002,84.520096510000002,84.520096510000002,84.520096510000002,84.520096510000002,65.035431399999993,14.16742936,0,0,0,0,0,0,0,0,0,0,0,0,0,4.3482550900000003,14.16742936,65.035431399999993,84.520096510000002,112.21356174,112.21356174,112.21356174,112.21356174,112.21356174,112.21356174,112.21356174,112.21356174,112.21356174,112.21356174,112.21356174,112.21356174,107.46418018999999,86.649826000000004,86.649826000000004,null,112.21356174,112.21356174,112.21356174,112.21356174,112.21356174,112.21356174,112.21356174,112.21356174,112.21356174,112.21356174,112.21356174,112.21356174,107.46418018999999,86.649826000000004,86.649826000000004,84.520096510000002,84.520096510000002,84.520096510000002,84.520096510000002,84.520096510000002,84.520096510000002,84.520096510000002,84.520096510000002,84.520096510000002,84.520096510000002,84.520096510000002,84.520096510000002,84.520096510000002,84.520096510000002,84.520096510000002,65.035431399999993,65.035431399999993,14.16742936,14.16742936,4.3482550900000003,0,0,0,0,0,0,0,0,0,0,0,0,0,null,{"$f":"SUM(OFFSET(BB7620,0,0,1,$CY$1))/2","v":224.42712348000001},{"$f":"SUM(OFFSET(CW7620,0,0,1,-$CY$1))/2","v":0},{"$f":"CY7620-CZ7620","v":224.42712348000001},{"$f":"IF(A7620>=7,A7620+1,A7620)","v":2045}]
[2044,5,9,"Monday",86.649826000000004,86.649826000000004,106.99476507999999,96.798264990000007,86.649826000000004,86.649826000000004,86.649826000000004,86.649826000000004,86.649826000000004,86.649826000000004,86.649826000000004,86.649826000000004,90.222114970000007,112.21356174,84.520096510000002,78.01626469,37.012763079999999,23.733680750000001,23.733680750000001,28.131306819999999,34.968593640000002,42.855919049999997,43.755436770000003,49.110751309999998,53.79206757,61.592391990000003,65.035431399999993,65.035431399999993,65.035431399999993,65.035431399999993,84.520096510000002,87.681332280000007,136.88583758999999,136.88583758999999,136.88583758999999,136.88583758999999,136.88583758999999,136.88583758999999,136.88583758999999,136.88583758999999,136.88583758999999,136.88583758999999,136.88583758999999,136.88583758999999,136.88583758999999,136.88583758999999,136.88583758999999,136.88583758999999,null,136.88583758999999,136.88583758999999,136.88583758999999,136.88583758999999,136.88583758999999,136.88583758999999,136.88583758999999,136.88583758999999,136.88583758999999,136.88583758999999,136.88583758999999,136.88583758999999,136.88583758999999,136.88583758999999,136.88583758999999,136.88583758999999,112.21356174,106.99476507999999,96.798264990000007,90.222114970000007,87.681332280000007,86.649826000000004,86.649826000000004,86.649826000000004,86.649826000000004,86.649826000000004,86.649826000000004,86.649826000000004,86.649826000000004,86.649826000000004,86.649826000000004,84.520096510000002,84.520096510000002,78.01626469,65.035431399999993,65.035431399999993,65.035431399999993,65.035431399999993,61.592391990000003,53.79206757,49.110751309999998,43.755436770000003,42.855919049999997,37.012763079999999,34.968593640000002,28.131306819999999,23.733680750000001,23.733680750000001,null,273.77167517999999,55.283630980000005,218.48804419999999,2045]
[2044,5,10,"Tuesday",136.88583758999999,136.88583758999999,136.88583758999999,136.88583758999999,136.88583758999999,136.88583758999999,136.88583758999999,136.88583758999999,136.88583758999999,136.88583758999999,136.88583758999999,136.88583758999999,136.88583758999999,136.88583758999999,136.88583758999999,136.88583758999999,103.27102616000001,65.035431399999993,61.646920600000001,65.035431399999993,67.812519789999996,69.240705009999999,76.422689109999993,82.497087759999999,77.536243119999995,86.005381049999997,89.651141429999996,93.442610009999996,95.169617400000007,103.27102616000001,103.27102616000001,122.30479688,136.88583758999999,136.88583758999999,136.88583758999999,136.88583758999999,136.88583758999999,136.88583758999999,136.88583758999999,136.88583758999999,136.88583758999999,136.88583758999999,136.88583758999999,136.88583758999999,136.88583758999999,136.88583758999999,136.88583758999999,136.88583758999999,null,136.88583758999999,136.88583758999999,136.88583758999999,136.88583758999999,136.88583758999999,136.88583758999999,136.88583758999999,136.88583758999999,136.88583758999999,136.88583758999999,136.88583758999999,136.88583758999999,136.88583758999999,136.88583758999999,136.88583758999999,136.88583758999999,136.88583758999999,136.88583758999999,136.88583758999999,136.88583758999999,136.88583758999999,136.88583758999999,136.88583758999999,136.88583758999999,136.88583758999999,136.88583758999999,136.88583758999999,136.88583758999999,136.88583758999999,136.88583758999999,136.88583758999999,136.88583758999999,122.30479688,103.27102616000001,103.27102616000001,103.27102616000001,95.169617400000007,93.442610009999996,89.651141429999996,86.005381049999997,82.497087759999999,77.536243119999995,76.422689109999993,69.240705009999999,67.812519789999996,65.035431399999993,65.035431399999993,61.646920600000001,null,273.77167517999999,129.76515159499999,144.006523585,2045]
[2044,5,11,"Wednesday",139.06110704,139.06110704,139.06110704,139.06110704,139.06110704,139.06110704,139.06110704,139.06110704,139.06110704,139.06110704,139.06110704,139.06110704,139.06110704,139.06110704,139.06110704,122.58614106,104.92423094,104.86800499,104.37208472,103.69735511,104.86800499,104.86800499,104.86800499,104.92423094,104.92423094,104.92423094,104.92423094,104.92423094,104.92423094,104.92423094,109.02703661,138.15111217,139.06110704,139.06110704,139.06110704,139.06110704,139.06110704,139.06110704,139.06110704,139.06110704,139.06110704,139.06110704,139.06110704,139.06110704,139.06110704,139.06110704,139.06110704,139.06110704,null,139.06110704,139.06110704,139.06110704,139.06110704,139.06110704,139.06110704,139.06110704,139.06110704,139.06110704,139.06110704,139.06110704,139.06110704,139.06110704,139.06110704,139.06110704,139.06110704,139.06110704,139.06110704,139.06110704,139.06110704,139.06110704,139.06110704,139.06110704,139.06110704,139.06110704,139.06110704,139.06110704,139.06110704,139.06110704,139.06110704,139.06110704,138.15111217,122.58614106,109.02703661,104.92423094,104.92423094,104.92423094,104.92423094,104.92423094,104.92423094,104.92423094,104.92423094,104.86800499,104.86800499,104.86800499,104.86800499,104.37208472,103.69735511,null,278.12221407999999,208.90272490500001,69.219489174999978,2045]
[2044,5,12,"Thursday",139.06110704,139.06110704,139.06110704,139.06110704,139.06110704,139.06110704,139.06110704,139.06110704,139.06110704,139.06110704,139.06110704,139.06110704,139.06110704,139.06110704,139.06110704,136.88583758999999,104.92423094,104.86800499,86.537789050000001,104.86800499,104.86800499,104.86800499,104.86800499,104.92423094,104.92423094,104.92423094,104.92423094,104.92423094,107.53588039,109.85237794,109.85237794,136.88583758999999,139.06110704,139.06110704,139.06110704,139.06110704,139.06110704,139.06110704,139.06110704,139.06110704,139.06110704,139.06110704,139.06110704,139.06110704,139.06110704,139.06110704,139.06110704,139.06110704,null,139.06110704,139.06110704,139.06110704,139.06110704,139.06110704,139.06110704,139.06110704,139.06110704,139.06110704,139.06110704,139.06110704,139.06110704,139.06110704,139.06110704,139.06110704,{"$f":"LARGE($E7624:$AZ7624,BQ$2)","v":139.06110704},139.06110704,139.06110704,139.06110704,139.06110704,139.06110704,139.06110704,139.06110704,139.06110704,139.06110704,139.06110704,139.06110704,139.06110704,139.06110704,139.06110704,139.06110704,136.88583758999999,136.88583758999999,109.85237794,109.85237794,107.53588039,104.92423094,104.92423094,104.92423094,104.92423094,104.92423094,104.92423094,104.86800499,104.86800499,104.86800499,104.86800499,104.86800499,86.537789050000001,null,278.12221407999999,200.57090201,77.551312069999994,2045]
[2044,5,13,"Friday",139.06110704,139.06110704,139.06110704,139.06110704,139.06110704,139.06110704,139.06110704,139.06110704,139.06110704,139.06110704,139.06110704,139.06110704,139.06110704,139.06110704,139.06110704,130.35689081000001,104.86800499,104.86800499,103.05339737,104.86800499,104.86800499,104.86800499,104.86800499,104.92423094,104.92423094,104.92423094,104.92423094,109.85237794,124.65993046,130.35689081000001,135.48926997000001,130.35689081000001,139.06110704,139.06110704,139.06110704,139.06110704,139.06110704,139.06110704,139.06110704,139.06110704,139.06110704,139.06110704,139.06110704,139.06110704,139.06110704,139.06110704,139.06110704,139.06110704,null,{"$f":"LARGE($E7625:$AZ7625,BB$2)","v":139.06110704},139.06110704,139.06110704,139.06110704,139.06110704,139.06110704,139.06110704,139.06110704,139.06110704,139.06110704,139.06110704,139.06110704,139.06110704,139.06110704,139.06110704,139.06110704,139.06110704,139.06110704,139.06110704,139.06110704,139.06110704,139.06110704,139.06110704,139.06110704,139.06110704,139.06110704,139.06110704,139.06110704,139.06110704,139.06110704,139.06110704,135.48926997000001,130.35689081000001,130.35689081000001,130.35689081000001,124.65993046,109.85237794,104.92423094,104.92423094,104.92423094,104.92423094,104.86800499,104.86800499,104.86800499,104.86800499,104.86800499,104.86800499,103.05339737,null,278.12221407999999,208.82870616999998,69.293507910000017,2045]
[2044,5,14,"Saturday",139.06110704,139.06110704,139.06110704,139.06110704,139.06110704,139.06110704,139.06110704,139.06110704,139.06110704,139.06110704,139.06110704,139.06110704,139.06110704,139.06110704,136.88583758999999,104.92423094,43.288859449999997,42.52696246,42.52696246,43.288859449999997,47.784923650000003,50.082464250000001,52.2676856,53.38954073,53.79206757,53.38954073,53.79206757,67.369010739999993,79.700709079999996,84.843582330000004,97.169409979999998,104.86800499,115.02901976,139.06110704,139.06110704,139.06110704,139.06110704,139.06110704,139.06110704,139.06110704,139.06110704,139.06110704,139.06110704,139.06110704,139.06110704,139.06110704,138.15111217,137.63515971000001,null,139.06110704,139.06110704,139.06110704,139.06110704,139.06110704,139.06110704,139.06110704,139.06110704,139.06110704,139.06110704,139.06110704,139.06110704,139.06110704,139.06110704,139.06110704,139.06110704,139.06110704,139.06110704,139.06110704,139.06110704,139.06110704,139.06110704,139.06110704,139.06110704,139.06110704,139.06110704,139.06110704,138.15111217,137.63515971000001,136.88583758999999,115.02901976,104.92423094,104.86800499,97.169409979999998,84.843582330000004,79.700709079999996,67.369010739999993,53.79206757,53.79206757,53.38954073,53.38954073,52.2676856,50.082464250000001,47.784923650000003,43.288859449999997,43.288859449999997,42.52696246,42.52696246,null,278.12221407999999,85.815821909999997,192.30639216999998,2045]
[2044,5,15,"Sunday",136.88583758999999,136.88583758999999,136.88583758999999,136.88583758999999,136.88583758999999,136.88583758999999,136.88583758999999,136.88583758999999,138.15111217,138.15111217,136.88583758999999,136.88583758999999,136.88583758999999,130.35689081000001,104.92423094,84.024915280000002,31.795505559999999,24.4219008,23.89831787,26.60883333,31.795505559999999,37.12507961,42.52696246,42.52696246,42.52696246,42.52696246,42.52696246,61.989487760000003,96.681969339999995,96.681969339999995,104.86800499,104.86800499,104.92423094,139.06110704,139.06110704,139.06110704,139.06110704,139.06110704,139.06110704,139.06110704,139.06110704,139.06110704,139.06110704,139.06110704,139.06110704,139.06110704,139.06110704,139.06110704,null,139.06110704,139.06110704,139.06110704,139.06110704,139.06110704,139.06110704,139.06110704,139.06110704,139.06110704,139.06110704,139.06110704,139.06110704,139.06110704,139.06110704,139.06110704,138.15111217,138.15111217,136.88583758999999,136.88583758999999,136.88583758999999,136.88583758999999,136.88583758999999,136.88583758999999,136.88583758999999,136.88583758999999,136.88583758999999,136.88583758999999,136.88583758999999,130.35689081000001,104.92423094,104.92423094,104.86800499,104.86800499,96.681969339999995,96.681969339999995,84.024915280000002,61.989487760000003,42.52696246,42.52696246,42.52696246,42.52696246,42.52696246,37.12507961,31.795505559999999,31.795505559999999,26.60883333,24.4219008,23.89831787,null,278.12221407999999,53.362278779999997,224.7599353,2045]
[2044,5,16,"Monday",139.06110704,139.06110704,139.06110704,139.06110704,139.06110704,139.06110704,139.06110704,139.06110704,139.06110704,139.06110704,139.06110704,139.06110704,139.06110704,139.06110704,139.06110704,139.06110704,104.92423094,96.681969339999995,86.218950629999995,104.92423094,104.92423094,104.92423094,104.92423094,104.92423094,104.92423094,104.92423094,104.86800499,104.92423094,111.33880899,124.65993046,122.07783789,136.18707017,139.06110704,139.06110704,139.06110704,139.06110704,139.06110704,139.06110704,139.06110704,139.06110704,139.06110704,139.06110704,139.06110704,139.06110704,139.06110704,139.06110704,139.06110704,139.06110704,null,139.06110704,139.06110704,139.06110704,139.06110704,139.06110704,139.06110704,139.06110704,139.06110704,139.06110704,139.06110704,139.06110704,139.06110704,139.06110704,139.06110704,139.06110704,139.06110704,139.06110704,139.06110704,139.06110704,139.06110704,139.06110704,139.06110704,139.06110704,139.06110704,139.06110704,139.06110704,139.06110704,139.06110704,139.06110704,139.06110704,139.06110704,139.06110704,136.18707017,124.65993046,122.07783789,111.33880899,104.92423094,104.92423094,104.92423094,104.92423094,104.92423094,104.92423094,104.92423094,104.92423094,104.92423094,104.86800499,{"$f":"LARGE($E7628:$AZ7628,CV$2)","v":96.681969339999995},86.218950629999995,null,278.12221407999999,196.34657794999998,81.775636130000009,2045]
[2044,5,17,"Tuesday",139.06110704,139.06110704,139.06110704,139.06110704,139.06110704,139.06110704,139.06110704,139.06110704,139.06110704,139.06110704,139.06110704,139.06110704,139.06110704,139.06110704,139.06110704,138.15111217,104.92423094,74.564206380000002,60.061151099999996,62.65402392,74.479572259999998,79.422369930000002,84.024915280000002,85.904970910000003,96.681969339999995,96.681969339999995,96.681969339999995,104.86800499,104.86800499,104.86800499,104.92423094,133.30710601000001,139.06110704,139.06110704,139.06110704,139.06110704,139.06110704,139.06110704,139.06110704,139.06110704,139.06110704,139.06110704,139.06110704,139.06110704,139.06110704,139.06110704,139.06110704,139.06110704,null,139.06110704,139.06110704,139.06110704,139.06110704,139.06110704,139.06110704,139.06110704,139.06110704,139.06110704,139.06110704,139.06110704,139.06110704,139.06110704,139.06110704,139.06110704,139.06110704,139.06110704,139.06110704,139.06110704,139.06110704,139.06110704,139.06110704,139.06110704,139.06110704,139.06110704,139.06110704,139.06110704,139.06110704,139.06110704,139.06110704,139.06110704,{"$f":"LARGE($E7629:$AZ7629,CG$2)","v":138.15111217},133.30710601000001,104.92423094,104.92423094,104.86800499,104.86800499,104.86800499,96.681969339999995,96.681969339999995,96.681969339999995,85.904970910000003,84.024915280000002,79.422369930000002,74.564206380000002,74.479572259999998,62.65402392,60.061151099999996,null,278.12221407999999,135.87947683000002,142.24273724999998,2045]
[2044,5,18,"Wednesday",139.06110704,139.06110704,139.06110704,139.06110704,139.06110704,139.06110704,139.06110704,139.06110704,139.06110704,139.06110704,139.06110704,139.06110704,139.06110704,139.06110704,139.06110704,136.88583758999999,104.92423094,104.86800499,83.836040269999998,84.641119369999998,88.699146110000001,104.86800499,104.92423094,104.92423094,104.92423094,104.92423094,104.92423094,104.92423094,104.92423094,104.92423094,105.25964039999999,139.06110704,139.06110704,139.06110704,139.06110704,139.06110704,139.06110704,139.06110704,139.06110704,139.06110704,139.06110704,139.06110704,139.06110704,139.06110704,139.06110704,139.06110704,139.06110704,139.06110704,null,139.06110704,139.06110704,139.06110704,139.06110704,139.06110704,139.06110704,139.06110704,139.06110704,139.06110704,139.06110704,139.06110704,139.06110704,139.06110704,139.06110704,139.06110704,139.06110704,139.06110704,139.06110704,139.06110704,139.06110704,139.06110704,139.06110704,139.06110704,139.06110704,139.06110704,139.06110704,139.06110704,139.06110704,139.06110704,139.06110704,139.06110704,139.06110704,136.88583758999999,105.25964039999999,104.92423094,104.92423094,104.92423094,104.92423094,104.92423094,104.92423094,104.92423094,104.92423094,104.92423094,104.86800499,104.86800499,88.699146110000001,84.641119369999998,83.836040269999998,null,278.12221407999999,181.02215537000001,97.100058709999985,2045]
[2044,5,19,"Thursday",139.06110704,139.06110704,139.06110704,139.06110704,139.06110704,139.06110704,139.06110704,139.06110704,139.06110704,139.06110704,139.06110704,139.06110704,139.06110704,139.06110704,139.06110704,133.18940670000001,104.86800499,57.288386600000003,55.377910839999998,53.79206757,58.986008630000001,70.696333199999998,87.810577769999995,89.214814149999995,104.86800499,104.86800499,104.86800499,104.86800499,104.86800499,104.86800499,104.86800499,104.92423094,139.06110704,139.06110704,139.06110704,139.06110704,139.06110704,139.06110704,139.06110704,139.06110704,139.06110704,139.06110704,139.06110704,139.06110704,139.06110704,139.06110704,139.06110704,139.06110704,null,139.06110704,139.06110704,139.06110704,139.06110704,139.06110704,139.06110704,139.06110704,139.06110704,139.06110704,139.06110704,139.06110704,139.06110704,139.06110704,139.06110704,139.06110704,139.06110704,139.06110704,139.06110704,139.06110704,139.06110704,139.06110704,139.06110704,139.06110704,139.06110704,139.06110704,139.06110704,139.06110704,139.06110704,139.06110704,139.06110704,139.06110704,133.18940670000001,104.92423094,104.86800499,104.86800499,104.86800499,104.86800499,104.86800499,104.86800499,104.86800499,104.86800499,89.214814149999995,87.810577769999995,70.696333199999998,58.986008630000001,57.288386600000003,55.377910839999998,53.79206757,null,278.12221407999999,112.72218682,165.40002726,2045]
[2044,5,20,"Friday",139.06110704,139.06110704,139.06110704,139.06110704,139.06110704,139.06110704,139.06110704,139.06110704,139.06110704,139.06110704,139.06110704,139.06110704,139.06110704,139.06110704,139.06110704,104.92423094,74.83814246,52.809406879999997,53.79206757,60.04173523,60.04173523,65.811044469999999,86.218950629999995,104.86800499,104.86800499,104.86800499,104.86800499,104.86800499,104.86800499,104.86800499,104.92423094,130.35689081000001,139.06110704,139.06110704,139.06110704,139.06110704,139.06110704,139.06110704,139.06110704,139.06110704,139.06110704,139.06110704,139.06110704,139.06110704,139.06110704,139.06110704,139.06110704,139.06110704,null,139.06110704,139.06110704,139.06110704,139.06110704,139.06110704,139.06110704,139.06110704,139.06110704,139.06110704,139.06110704,139.06110704,139.06110704,139.06110704,139.06110704,139.06110704,139.06110704,139.06110704,139.06110704,139.06110704,139.06110704,139.06110704,139.06110704,139.06110704,139.06110704,139.06110704,139.06110704,139.06110704,139.06110704,139.06110704,139.06110704,139.06110704,130.35689081000001,104.92423094,104.92423094,104.86800499,104.86800499,104.86800499,104.86800499,104.86800499,104.86800499,104.86800499,86.218950629999995,74.83814246,65.811044469999999,60.04173523,60.04173523,53.79206757,52.809406879999997,null,278.12221407999999,113.34247245500001,164.77974162499999,2045]
[2044,5,21,"Saturday",139.06110704,139.06110704,139.06110704,139.06110704,139.06110704,139.06110704,139.06110704,139.06110704,139.06110704,139.06110704,139.06110704,139.06110704,139.06110704,139.06110704,139.06110704,136.88583758999999,96.681969339999995,42.52696246,42.52696246,53.79206757,53.79206757,43.288859449999997,53.79206757,96.681969339999995,104.86800499,104.86800499,104.86800499,104.86800499,104.86800499,104.86800499,104.86800499,104.86800499,139.06110704,139.06110704,139.06110704,139.06110704,139.06110704,139.06110704,139.06110704,139.06110704,139.06110704,139.06110704,139.06110704,139.06110704,139.06110704,139.06110704,139.06110704,139.06110704,null,139.06110704,139.06110704,139.06110704,139.06110704,139.06110704,139.06110704,139.06110704,139.06110704,139.06110704,139.06110704,139.06110704,139.06110704,139.06110704,139.06110704,139.06110704,139.06110704,139.06110704,139.06110704,139.06110704,139.06110704,139.06110704,139.06110704,139.06110704,139.06110704,139.06110704,139.06110704,139.06110704,139.06110704,139.06110704,139.06110704,139.06110704,136.88583758999999,104.86800499,104.86800499,104.86800499,104.86800499,104.86800499,104.86800499,104.86800499,104.86800499,96.681969339999995,96.681969339999995,53.79206757,53.79206757,53.79206757,43.288859449999997,42.52696246,42.52696246,null,278.12221407999999,91.067425969999988,187.05478811,2045]
[2044,5,22,"Sunday",139.06110704,139.06110704,139.06110704,139.06110704,139.06110704,139.06110704,139.06110704,139.06110704,139.06110704,139.06110704,139.06110704,139.06110704,139.06110704,139.06110704,139.06110704,104.92423094,104.86800499,96.681969339999995,43.288859449999997,53.79206757,53.79206757,77.146904960000001,96.681969339999995,104.86800499,104.86800499,104.86800499,104.86800499,104.86800499,104.86800499,104.86800499,104.86800499,104.92423094,139.06110704,139.06110704,139.06110704,139.06110704,139.06110704,139.06110704,139.06110704,139.06110704,139.06110704,139.06110704,139.06110704,139.06110704,139.06110704,139.06110704,139.06110704,139.06110704,null,139.06110704,139.06110704,139.06110704,139.06110704,139.06110704,139.06110704,139.06110704,139.06110704,139.06110704,139.06110704,139.06110704,139.06110704,139.06110704,139.06110704,139.06110704,139.06110704,139.06110704,139.06110704,139.06110704,139.06110704,139.06110704,139.06110704,139.06110704,139.06110704,139.06110704,139.06110704,139.06110704,139.06110704,139.06110704,139.06110704,139.06110704,104.92423094,104.92423094,104.86800499,104.86800499,104.86800499,104.86800499,104.86800499,104.86800499,104.86800499,104.86800499,104.86800499,96.681969339999995,96.681969339999995,77.146904960000001,53.79206757,53.79206757,43.288859449999997,null,278.12221407999999,114.009949775,164.112264305,2045]
[2044,5,23,"Monday",139.06110704,139.06110704,139.06110704,139.06110704,139.06110704,139.06110704,139.06110704,139.06110704,139.06110704,139.06110704,139.06110704,139.06110704,139.06110704,139.06110704,139.06110704,104.92423094,104.86800499,77.146904960000001,84.024915280000002,96.681969339999995,96.681969339999995,84.024915280000002,84.024915280000002,96.681969339999995,96.681969339999995,96.681969339999995,104.86800499,104.86800499,104.86800499,104.86800499,104.86800499,104.86800499,104.92423094,139.06110704,139.06110704,139.06110704,139.06110704,139.06110704,139.06110704,139.06110704,139.06110704,139.06110704,139.06110704,139.06110704,139.06110704,138.15111217,136.88583758999999,104.92423094,null,139.06110704,139.06110704,139.06110704,139.06110704,139.06110704,139.06110704,139.06110704,139.06110704,139.06110704,139.06110704,139.06110704,139.06110704,139.06110704,139.06110704,139.06110704,139.06110704,139.06110704,139.06110704,139.06110704,139.06110704,139.06110704,139.06110704,139.06110704,139.06110704,139.06110704,139.06110704,139.06110704,138.15111217,136.88583758999999,104.92423094,104.92423094,104.92423094,104.86800499,104.86800499,104.86800499,104.86800499,104.86800499,104.86800499,104.86800499,96.681969339999995,96.681969339999995,96.681969339999995,96.681969339999995,96.681969339999995,84.024915280000002,84.024915280000002,84.024915280000002,77.146904960000001,null,278.12221407999999,164.61082540000001,113.51138867999998,2045]
[2044,5,24,"Tuesday",104.92423094,104.92423094,104.92423094,104.92423094,104.92423094,104.92423094,104.92423094,104.92423094,105.89278486000001,110.37585608000001,115.03990816,136.88583758999999,138.15111217,138.15111217,104.92423094,104.86800499,8.3533563100000006,8.3533563100000006,8.3533563100000006,8.3533563100000006,8.3533563100000006,8.3533563100000006,8.3533563100000006,8.3533563100000006,8.3533563100000006,8.3533563100000006,8.3533563100000006,8.3533563100000006,8.3533563100000006,8.3533563100000006,8.3533563100000006,104.86800499,104.92423094,139.06110704,139.06110704,139.06110704,139.06110704,139.06110704,139.06110704,139.06110704,139.06110704,139.06110704,139.06110704,139.06110704,139.06110704,139.06110704,139.06110704,139.06110704,null,139.06110704,139.06110704,139.06110704,139.06110704,139.06110704,139.06110704,139.06110704,139.06110704,139.06110704,139.06110704,139.06110704,139.06110704,139.06110704,139.06110704,139.06110704,138.15111217,138.15111217,136.88583758999999,115.03990816,110.37585608000001,105.89278486000001,104.92423094,104.92423094,104.92423094,104.92423094,104.92423094,104.92423094,104.92423094,104.92423094,104.92423094,104.92423094,104.86800499,104.86800499,8.3533563100000006,8.3533563100000006,8.3533563100000006,8.3533563100000006,8.3533563100000006,8.3533563100000006,8.3533563100000006,8.3533563100000006,8.3533563100000006,8.3533563100000006,8.3533563100000006,8.3533563100000006,8.3533563100000006,8.3533563100000006,8.3533563100000006,null,278.12221407999999,16.706712620000001,261.41550145999997,2045]
[2044,5,25,"Wednesday",146.72357034000001,146.72357034000001,146.72357034000001,146.72357034000001,146.72357034000001,146.72357034000001,146.72357034000001,146.72357034000001,146.72357034000001,146.72357034000001,146.72357034000001,146.72357034000001,146.72357034000001,146.72357034000001,146.72357034000001,110.6914771,7.8418029799999998,7.8418029799999998,7.8418029799999998,7.8418029799999998,7.8418029799999998,7.8418029799999998,7.8418029799999998,7.8418029799999998,7.8418029799999998,7.8418029799999998,7.8418029799999998,7.8418029799999998,7.8418029799999998,7.8418029799999998,7.8418029799999998,7.8418029799999998,110.6914771,146.72357034000001,146.72357034000001,146.72357034000001,146.72357034000001,146.72357034000001,146.72357034000001,146.72357034000001,146.72357034000001,146.72357034000001,146.72357034000001,146.72357034000001,146.72357034000001,146.72357034000001,146.72357034000001,146.72357034000001,null,146.72357034000001,146.72357034000001,146.72357034000001,146.72357034000001,146.72357034000001,146.72357034000001,146.72357034000001,146.72357034000001,146.72357034000001,146.72357034000001,146.72357034000001,146.72357034000001,146.72357034000001,146.72357034000001,146.72357034000001,146.72357034000001,146.72357034000001,146.72357034000001,146.72357034000001,146.72357034000001,146.72357034000001,146.72357034000001,146.72357034000001,146.72357034000001,146.72357034000001,146.72357034000001,146.72357034000001,146.72357034000001,146.72357034000001,146.72357034000001,110.6914771,110.6914771,7.8418029799999998,7.8418029799999998,7.8418029799999998,7.8418029799999998,7.8418029799999998,7.8418029799999998,7.8418029799999998,7.8418029799999998,7.8418029799999998,7.8418029799999998,7.8418029799999998,7.8418029799999998,7.8418029799999998,7.8418029799999998,7.8418029799999998,7.8418029799999998,null,293.44714068000002,15.68360596,277.76353472,2045]
[2044,5,26,"Thursday",139.06110704,139.06110704,139.06110704,139.06110704,139.06110704,139.06110704,139.06110704,139.06110704,139.06110704,139.06110704,139.06110704,139.06110704,139.06110704,139.06110704,110.74770305,110.6914771,14.86709377,14.86709377,14.86709377,14.86709377,14.86709377,14.86709377,14.86709377,14.86709377,14.86709377,14.86709377,14.86709377,14.86709377,42.52696246,14.86709377,53.79206757,110.6914771,110.74770305,146.72357034000001,146.72357034000001,146.72357034000001,146.72357034000001,146.72357034000001,146.72357034000001,146.72357034000001,146.72357034000001,146.72357034000001,144.21966789000001,139.06110704,138.15111217,136.88583758999999,130.35689081000001,130.917541,null,146.72357034000001,146.72357034000001,146.72357034000001,146.72357034000001,146.72357034000001,146.72357034000001,146.72357034000001,146.72357034000001,146.72357034000001,144.21966789000001,139.06110704,139.06110704,139.06110704,139.06110704,139.06110704,139.06110704,139.06110704,139.06110704,139.06110704,139.06110704,139.06110704,139.06110704,139.06110704,139.06110704,139.06110704,138.15111217,136.88583758999999,130.917541,130.35689081000001,110.74770305,110.74770305,110.6914771,110.6914771,53.79206757,42.52696246,14.86709377,14.86709377,14.86709377,14.86709377,14.86709377,14.86709377,14.86709377,14.86709377,14.86709377,14.86709377,14.86709377,14.86709377,14.86709377,null,293.44714068000002,29.734187540000001,263.71295314000002,2045]
[2044,5,27,"Friday",135.28635499999999,130.35689081000001,130.35689081000001,117.5569812,113.7180011,118.31376965,113.57397204999999,113.11547469999999,121.58416471,128.78627779000001,136.88583758999999,139.06110704,146.72357034000001,146.72357034000001,141.18923211000001,110.74770305,110.6914771,74.215440310000005,55.490021820000003,85.185450849999995,110.6914771,110.6914771,110.6914771,110.6914771,110.6914771,110.6914771,110.6914771,110.6914771,110.74770305,110.74770305,115.05680212999999,146.72357034000001,146.72357034000001,146.72357034000001,146.72357034000001,146.72357034000001,146.72357034000001,146.72357034000001,146.72357034000001,146.72357034000001,146.72357034000001,146.72357034000001,146.72357034000001,146.72357034000001,146.72357034000001,146.72357034000001,146.72357034000001,146.72357034000001,null,146.72357034000001,146.72357034000001,146.72357034000001,146.72357034000001,146.72357034000001,146.72357034000001,146.72357034000001,146.72357034000001,146.72357034000001,146.72357034000001,146.72357034000001,146.72357034000001,146.72357034000001,146.72357034000001,146.72357034000001,146.72357034000001,146.72357034000001,146.72357034000001,146.72357034000001,141.18923211000001,139.06110704,136.88583758999999,135.28635499999999,130.35689081000001,130.35689081000001,128.78627779000001,121.58416471,118.31376965,117.5569812,115.05680212999999,113.7180011,113.57397204999999,113.11547469999999,110.74770305,110.74770305,110.74770305,110.6914771,110.6914771,110.6914771,110.6914771,110.6914771,110.6914771,110.6914771,110.6914771,110.6914771,85.185450849999995,74.215440310000005,55.490021820000003,null,293.44714068000002,162.79119503999999,130.65594564000003,2045]
[2044,5,28,"Saturday",146.72357034000001,146.72357034000001,146.72357034000001,146.72357034000001,146.72357034000001,146.72357034000001,146.72357034000001,146.72357034000001,146.72357034000001,146.72357034000001,146.72357034000001,146.72357034000001,146.72357034000001,146.72357034000001,146.72357034000001,138.15111217,110.74770305,110.6914771,110.6914771,110.6914771,110.74770305,110.74770305,110.74770305,110.74770305,110.74770305,123.9763954,130.35689081000001,136.88583758999999,146.72357034000001,146.72357034000001,146.72357034000001,146.72357034000001,146.72357034000001,146.72357034000001,146.72357034000001,146.72357034000001,146.72357034000001,146.72357034000001,146.72357034000001,146.72357034000001,146.72357034000001,146.72357034000001,146.72357034000001,146.72357034000001,146.72357034000001,146.72357034000001,146.72357034000001,146.72357034000001,null,146.72357034000001,146.72357034000001,146.72357034000001,146.72357034000001,146.72357034000001,146.72357034000001,146.72357034000001,146.72357034000001,146.72357034000001,146.72357034000001,146.72357034000001,146.72357034000001,146.72357034000001,146.72357034000001,146.72357034000001,{"$f":"LARGE($E7640:$AZ7640,BQ$2)","v":146.72357034000001},146.72357034000001,146.72357034000001,146.72357034000001,146.72357034000001,146.72357034000001,146.72357034000001,146.72357034000001,146.72357034000001,146.72357034000001,146.72357034000001,146.72357034000001,146.72357034000001,146.72357034000001,146.72357034000001,146.72357034000001,146.72357034000001,146.72357034000001,146.72357034000001,146.72357034000001,138.15111217,136.88583758999999,130.35689081000001,123.9763954,110.74770305,110.74770305,110.74770305,110.74770305,110.74770305,110.74770305,110.6914771,110.6914771,110.6914771,null,293.44714068000002,221.411067175,72.036073505000019,2045]
[2044,5,29,"Sunday",146.72357034000001,146.72357034000001,146.72357034000001,146.72357034000001,146.72357034000001,146.72357034000001,146.72357034000001,146.72357034000001,146.72357034000001,146.72357034000001,146.72357034000001,146.72357034000001,146.72357034000001,146.72357034000001,146.72357034000001,137.63515971000001,136.88583758999999,136.88583758999999,126.53310691999999,135.25026713,136.88583758999999,136.88583758999999,136.21731921,136.88583758999999,136.88583758999999,136.88583758999999,136.88583758999999,136.88583758999999,136.88583758999999,136.88583758999999,136.88583758999999,136.88583758999999,146.72357034000001,146.72357034000001,146.72357034000001,146.72357034000001,146.72357034000001,146.72357034000001,146.72357034000001,146.72357034000001,146.72357034000001,146.72357034000001,146.72357034000001,146.72357034000001,146.72357034000001,146.72357034000001,146.72357034000001,146.72357034000001,null,{"$f":"LARGE($E7641:$AZ7641,BB$2)","v":146.72357034000001},146.72357034000001,146.72357034000001,146.72357034000001,146.72357034000001,146.72357034000001,146.72357034000001,146.72357034000001,146.72357034000001,146.72357034000001,146.72357034000001,146.72357034000001,146.72357034000001,146.72357034000001,146.72357034000001,146.72357034000001,146.72357034000001,146.72357034000001,146.72357034000001,146.72357034000001,146.72357034000001,146.72357034000001,146.72357034000001,146.72357034000001,146.72357034000001,146.72357034000001,146.72357034000001,146.72357034000001,146.72357034000001,146.72357034000001,146.72357034000001,137.63515971000001,136.88583758999999,136.88583758999999,136.88583758999999,136.88583758999999,136.88583758999999,136.88583758999999,136.88583758999999,136.88583758999999,136.88583758999999,136.88583758999999,136.88583758999999,136.88583758999999,136.88583758999999,136.21731921,135.25026713,126.53310691999999,null,293.44714068000002,267.44326542499999,26.003875255000025,2045]
[2044,5,30,"Monday",146.72357034000001,146.72357034000001,146.72357034000001,146.72357034000001,146.72357034000001,146.72357034000001,146.72357034000001,146.72357034000001,146.72357034000001,146.72357034000001,146.72357034000001,146.72357034000001,146.72357034000001,146.72357034000001,146.72357034000001,144.79935144000001,136.88583758999999,130.35689081000001,110.74770305,110.74770305,110.74770305,110.74770305,110.74770305,110.74770305,110.74770305,110.74770305,110.74770305,110.74770305,110.74770305,110.74770305,110.74770305,112.01334558000001,136.88583758999999,146.72357034000001,146.72357034000001,146.72357034000001,146.72357034000001,146.72357034000001,146.72357034000001,146.72357034000001,146.72357034000001,146.72357034000001,146.72357034000001,146.72357034000001,146.72357034000001,146.72357034000001,146.72357034000001,146.72357034000001,null,146.72357034000001,146.72357034000001,146.72357034000001,146.72357034000001,146.72357034000001,146.72357034000001,146.72357034000001,146.72357034000001,146.72357034000001,146.72357034000001,146.72357034000001,146.72357034000001,146.72357034000001,146.72357034000001,146.72357034000001,146.72357034000001,146.72357034000001,146.72357034000001,146.72357034000001,146.72357034000001,146.72357034000001,146.72357034000001,146.72357034000001,146.72357034000001,146.72357034000001,146.72357034000001,146.72357034000001,146.72357034000001,146.72357034000001,146.72357034000001,144.79935144000001,136.88583758999999,136.88583758999999,130.35689081000001,112.01334558000001,110.74770305,110.74770305,110.74770305,110.74770305,110.74770305,110.74770305,110.74770305,110.74770305,110.74770305,110.74770305,110.74770305,110.74770305,110.74770305,null,293.44714068000002,221.4954061,71.951734580000021,2045]
[2044,5,31,"Tuesday",136.88583758999999,136.88583758999999,136.88583758999999,131.02010098,120.5075094,110.74770305,110.74770305,110.74770305,110.74770305,110.74770305,110.74770305,110.74770305,110.74770305,110.74770305,110.74770305,82.038393110000001,0,0,0,0,0,0,0,0,0,0,0,0,0,0,0,0,89.070255380000006,110.74770305,117.99873176,117.99873176,117.99873176,117.99873176,117.99873176,117.99873176,117.99873176,117.99873176,117.99873176,117.99873176,110.74770305,110.74770305,110.74770305,110.74770305,null,136.88583758999999,136.88583758999999,136.88583758999999,131.02010098,120.5075094,117.99873176,117.99873176,117.99873176,117.99873176,117.99873176,117.99873176,117.99873176,117.99873176,117.99873176,117.99873176,110.74770305,110.74770305,110.74770305,110.74770305,110.74770305,110.74770305,110.74770305,110.74770305,110.74770305,110.74770305,110.74770305,110.74770305,110.74770305,110.74770305,110.74770305,89.070255380000006,82.038393110000001,0,0,0,0,0,0,0,0,0,0,0,0,0,0,0,0,null,270.83880687499999,0,270.83880687499999,2045]
[2044,6,1,"Wednesday",134.29196428,134.29196428,134.29196428,134.29196428,134.29196428,134.29196428,134.29196428,134.29196428,134.29196428,134.29196428,134.29196428,134.29196428,134.29196428,134.29196428,134.29196428,134.29196428,39.188562529999999,36.742527729999999,4.2991843599999999,4.2991843599999999,37.543825150000004,38.359048020000003,39.188562529999999,39.188562529999999,39.188562529999999,49.058378509999997,49.058378509999997,49.058378509999997,50.027862280000001,84.024915280000002,121.07296134000001,134.29196428,134.29196428,167.78527344,177.70286143000001,177.70286143000001,175.13280071,175.13280071,175.13280071,171.50525895999999,167.78527344,164.44789062000001,157.64238254,139.06110704,138.15111217,136.88583758999999,136.88583758999999,135.28635499999999,null,177.70286143000001,177.70286143000001,175.13280071,175.13280071,175.13280071,171.50525895999999,167.78527344,167.78527344,164.44789062000001,157.64238254,139.06110704,138.15111217,136.88583758999999,136.88583758999999,135.28635499999999,134.29196428,134.29196428,134.29196428,134.29196428,134.29196428,134.29196428,134.29196428,134.29196428,134.29196428,134.29196428,134.29196428,134.29196428,134.29196428,134.29196428,134.29196428,134.29196428,134.29196428,134.29196428,121.07296134000001,84.024915280000002,50.027862280000001,49.058378509999997,49.058378509999997,49.058378509999997,39.188562529999999,39.188562529999999,39.188562529999999,39.188562529999999,38.359048020000003,37.543825150000004,36.742527729999999,{"$f":"LARGE($E7644:$AZ7644,CV$2)","v":4.2991843599999999},4.2991843599999999,null,352.83566214000001,41.442360800000003,311.39330133999999,2045]
[2044,6,2,"Thursday",134.29196428,136.88583758999999,136.88583758999999,136.88583758999999,136.33027715,136.88583758999999,136.88583758999999,134.29196428,134.71007850999999,134.29196428,136.88583758999999,136.88583758999999,139.06110704,154.3299001,141.64580103,134.29196428,121.76074554,77.436799500000006,69.576190539999999,75.747392059999996,91.05986077,83.719087930000001,121.76074554,126.25528878999999,130.35689081000001,134.29196428,130.35689081000001,125.77448662,134.29196428,134.29196428,134.29196428,134.29196428,164.31758163999999,178.82873253,178.82873253,178.82873253,178.82873253,178.82873253,178.82873253,178.82873253,178.82873253,178.82873253,178.82873253,178.82873253,178.82873253,178.82873253,173.72789922000001,173.71372224999999,null,178.82873253,178.82873253,178.82873253,178.82873253,178.82873253,178.82873253,178.82873253,178.82873253,178.82873253,178.82873253,178.82873253,178.82873253,178.82873253,173.72789922000001,173.71372224999999,164.31758163999999,154.3299001,141.64580103,139.06110704,136.88583758999999,136.88583758999999,136.88583758999999,136.88583758999999,136.88583758999999,136.88583758999999,136.88583758999999,136.33027715,134.71007850999999,134.29196428,134.29196428,134.29196428,{"$f":"LARGE($E7645:$AZ7645,CG$2)","v":134.29196428},134.29196428,134.29196428,134.29196428,134.29196428,134.29196428,130.35689081000001,130.35689081000001,126.25528878999999,125.77448662,121.76074554,121.76074554,91.05986077,83.719087930000001,77.436799500000006,75.747392059999996,69.576190539999999,null,357.65746505999999,153.23973501500001,204.41773004499998,2045]
[2044,6,3,"Friday",160.91405650999999,149.86212821999999,143.65979895000001,139.06110704,139.06110704,139.06110704,138.15111217,138.15111217,136.88583758999999,136.88583758999999,136.88583758999999,137.63515971000001,143.65979895000001,147.87763444000001,138.60904628,135.14762630999999,110.68931086000001,74.838890079999999,70.364300310000004,72.040876319999995,84.024915280000002,118.55241187,134.19321178000001,134.29196428,134.29196428,134.29196428,134.29196428,135.14762630999999,135.14762630999999,136.76336860000001,136.88583758999999,163.60207198000001,174.92055500000001,178.82873253,178.82873253,178.82873253,178.82873253,178.82873253,178.82873253,178.82873253,178.82873253,178.82873253,178.82873253,178.82873253,178.82873253,178.82873253,167.94422642999999,154.63153037999999,null,178.82873253,178.82873253,178.82873253,178.82873253,178.82873253,178.82873253,178.82873253,178.82873253,178.82873253,178.82873253,178.82873253,178.82873253,178.82873253,174.92055500000001,167.94422642999999,163.60207198000001,160.91405650999999,154.63153037999999,149.86212821999999,147.87763444000001,143.65979895000001,143.65979895000001,139.06110704,139.06110704,139.06110704,138.60904628,138.15111217,138.15111217,137.63515971000001,136.88583758999999,136.88583758999999,136.88583758999999,136.88583758999999,136.76336860000001,135.14762630999999,135.14762630999999,135.14762630999999,134.29196428,134.29196428,134.29196428,134.29196428,134.19321178000001,118.55241187,110.68931086000001,84.024915280000002,74.838890079999999,72.040876319999995,70.364300310000004,null,357.65746505999999,150.63449099500002,207.02297406499997,2045]
[2044,6,4,"Saturday",156.3118758,166.95942009999999,168.98433352000001,168.98433352000001,169.3413851,178.82873253,175.13280071,177.94852234000001,175.13280071,178.82873253,178.82873253,178.82873253,178.82873253,178.82873253,178.82873253,178.82873253,178.82873253,178.82873253,178.82873253,178.82873253,178.82873253,178.82873253,178.82873253,178.82873253,178.82873253,178.82873253,178.82873253,178.82873253,178.82873253,178.82873253,178.82873253,178.82873253,178.82873253,178.82873253,178.82873253,178.82873253,178.82873253,178.82873253,178.82873253,178.82873253,178.82873253,178.82873253,178.82873253,178.82873253,178.82873253,178.82873253,178.82873253,178.82873253,null,178.82873253,178.82873253,178.82873253,178.82873253,178.82873253,178.82873253,178.82873253,178.82873253,178.82873253,178.82873253,178.82873253,178.82873253,178.82873253,178.82873253,178.82873253,178.82873253,178.82873253,178.82873253,178.82873253,178.82873253,178.82873253,178.82873253,178.82873253,178.82873253,178.82873253,178.82873253,178.82873253,178.82873253,178.82873253,178.82873253,178.82873253,178.82873253,178.82873253,178.82873253,178.82873253,178.82873253,178.82873253,178.82873253,178.82873253,178.82873253,177.94852234000001,175.13280071,175.13280071,169.3413851,168.98433352000001,168.98433352000001,166.95942009999999,156.3118758,null,357.65746505999999,330.61998146999997,27.037483590000022,2045]
[2044,6,5,"Sunday",178.82873253,178.82873253,178.82873253,178.82873253,178.82873253,178.82873253,178.82873253,178.82873253,178.82873253,178.82873253,178.82873253,178.82873253,178.82873253,178.82873253,178.82873253,143.65979895000001,135.09140037,135.09140037,135.09140037,135.09140037,135.09140037,135.09140037,135.09140037,135.09140037,135.09140037,135.09140037,135.14762630999999,135.14762630999999,136.76336860000001,135.14762630999999,135.09140037,138.15111217,178.82873253,178.82873253,178.82873253,178.82873253,178.82873253,178.82873253,178.82873253,178.82873253,178.82873253,178.82873253,178.82873253,178.82873253,178.82873253,178.82873253,178.82873253,178.82873253,null,178.82873253,178.82873253,178.82873253,178.82873253,178.82873253,178.82873253,178.82873253,178.82873253,178.82873253,178.82873253,178.82873253,178.82873253,178.82873253,178.82873253,178.82873253,178.82873253,178.82873253,178.82873253,178.82873253,178.82873253,178.82873253,178.82873253,178.82873253,178.82873253,178.82873253,178.82873253,178.82873253,178.82873253,178.82873253,178.82873253,178.82873253,143.65979895000001,138.15111217,136.76336860000001,135.14762630999999,135.14762630999999,135.14762630999999,135.09140037,135.09140037,135.09140037,135.09140037,135.09140037,135.09140037,135.09140037,135.09140037,135.09140037,135.09140037,135.09140037,null,357.65746505999999,270.18280074,87.474664319999988,2045]
[2044,6,6,"Monday",178.82873253,178.82873253,178.82873253,178.82873253,178.82873253,178.82873253,178.82873253,178.82873253,178.82873253,178.82873253,178.82873253,178.82873253,178.82873253,178.82873253,178.82873253,136.76336860000001,130.35689081000001,81.272502849999995,77.752169010000003,88.849155229999994,90.709344680000001,124.33033509000001,124.33033509000001,124.33033509000001,124.33033509000001,130.35689081000001,130.35689081000001,134.98722094999999,135.09140037,135.09140037,135.09140037,135.14762630999999,164.35532262000001,178.82873253,178.82873253,178.82873253,178.82873253,178.82873253,178.82873253,178.82873253,178.82873253,178.82873253,178.82873253,178.82873253,178.82873253,178.82873253,178.82873253,178.82873253,null,178.82873253,178.82873253,178.82873253,178.82873253,178.82873253,178.82873253,178.82873253,178.82873253,178.82873253,178.82873253,178.82873253,178.82873253,178.82873253,178.82873253,178.82873253,178.82873253,178.82873253,178.82873253,178.82873253,178.82873253,178.82873253,178.82873253,178.82873253,178.82873253,178.82873253,178.82873253,178.82873253,178.82873253,178.82873253,178.82873253,164.35532262000001,136.76336860000001,135.14762630999999,135.09140037,135.09140037,135.09140037,134.98722094999999,130.35689081000001,130.35689081000001,130.35689081000001,124.33033509000001,124.33033509000001,124.33033509000001,124.33033509000001,90.709344680000001,88.849155229999994,81.272502849999995,77.752169010000003,null,357.65746505999999,169.29158588499999,188.365879175,2045]
[2044,6,7,"Tuesday",178.82873253,178.82873253,178.82873253,178.82873253,178.82873253,178.82873253,178.82873253,178.82873253,178.82873253,178.82873253,178.82873253,178.82873253,178.82873253,178.82873253,178.82873253,161.01450428000001,135.09140037,95.560341350000002,76.693108019999997,77.146904960000001,77.752169010000003,77.146904960000001,81.048076469999998,135.09140037,135.09140037,135.09140037,135.09140037,87.225881220000005,81.048076469999998,86.480223269999996,82.744938700000006,135.09140037,147.90727355000001,178.82873253,178.82873253,178.82873253,178.82873253,178.82873253,178.82873253,178.82873253,178.82873253,178.82873253,178.82873253,178.82873253,178.82873253,178.82873253,178.82873253,178.82873253,null,178.82873253,178.82873253,178.82873253,178.82873253,178.82873253,178.82873253,178.82873253,178.82873253,178.82873253,178.82873253,178.82873253,178.82873253,178.82873253,178.82873253,178.82873253,178.82873253,178.82873253,178.82873253,178.82873253,178.82873253,178.82873253,178.82873253,178.82873253,178.82873253,178.82873253,178.82873253,178.82873253,178.82873253,178.82873253,178.82873253,161.01450428000001,147.90727355000001,135.09140037,135.09140037,135.09140037,135.09140037,135.09140037,135.09140037,95.560341350000002,87.225881220000005,86.480223269999996,82.744938700000006,81.048076469999998,81.048076469999998,77.752169010000003,77.146904960000001,77.146904960000001,76.693108019999997,null,357.65746505999999,154.369543475,203.28792158499999,2045]
[2044,6,8,"Wednesday",188.61409846000001,188.61409846000001,188.61409846000001,188.61409846000001,188.61409846000001,188.61409846000001,188.61409846000001,188.61409846000001,188.61409846000001,188.61409846000001,188.61409846000001,188.61409846000001,188.61409846000001,188.61409846000001,188.61409846000001,157.19457871,142.52827847,142.37361425,138.15111217,137.32624781000001,139.06110704,142.52827847,142.52827847,142.52827847,142.52827847,142.52827847,142.52827847,142.52827847,142.52827847,142.52827847,142.52827847,142.58450442,188.61409846000001,188.61409846000001,188.61409846000001,188.61409846000001,188.61409846000001,188.61409846000001,188.61409846000001,188.61409846000001,188.61409846000001,188.61409846000001,188.61409846000001,188.61409846000001,188.61409846000001,188.61409846000001,188.61409846000001,188.61409846000001,null,188.61409846000001,188.61409846000001,188.61409846000001,188.61409846000001,188.61409846000001,188.61409846000001,188.61409846000001,188.61409846000001,188.61409846000001,188.61409846000001,188.61409846000001,188.61409846000001,188.61409846000001,188.61409846000001,188.61409846000001,188.61409846000001,188.61409846000001,188.61409846000001,188.61409846000001,188.61409846000001,188.61409846000001,188.61409846000001,188.61409846000001,188.61409846000001,188.61409846000001,188.61409846000001,188.61409846000001,188.61409846000001,188.61409846000001,188.61409846000001,188.61409846000001,157.19457871,142.58450442,142.52827847,142.52827847,142.52827847,142.52827847,142.52827847,142.52827847,142.52827847,142.52827847,142.52827847,142.52827847,142.52827847,142.37361425,139.06110704,138.15111217,137.32624781000001,null,377.22819692000002,278.45604063500002,98.772156284999994,2045]
[2044,6,9,"Thursday",188.61409846000001,188.61409846000001,188.61409846000001,188.61409846000001,188.61409846000001,188.61409846000001,188.61409846000001,188.61409846000001,188.61409846000001,188.61409846000001,188.61409846000001,188.61409846000001,188.61409846000001,188.61409846000001,188.61409846000001,177.78945766999999,142.52827847,142.52827847,142.52827847,142.52827847,142.52827847,142.52827847,142.52827847,142.52827847,142.58450442,142.52827847,142.52827847,142.52827847,142.58450442,142.58450442,142.58450442,167.04766082,188.61409846000001,188.61409846000001,188.61409846000001,188.61409846000001,188.61409846000001,188.61409846000001,188.61409846000001,198.86869616999999,207.48244191000001,198.86869616999999,198.86869616999999,188.61409846000001,188.61409846000001,188.61409846000001,188.61409846000001,188.61409846000001,null,207.48244191000001,198.86869616999999,198.86869616999999,198.86869616999999,188.61409846000001,188.61409846000001,188.61409846000001,188.61409846000001,188.61409846000001,188.61409846000001,188.61409846000001,188.61409846000001,188.61409846000001,188.61409846000001,188.61409846000001,188.61409846000001,188.61409846000001,188.61409846000001,188.61409846000001,188.61409846000001,188.61409846000001,188.61409846000001,188.61409846000001,188.61409846000001,188.61409846000001,188.61409846000001,188.61409846000001,188.61409846000001,188.61409846000001,188.61409846000001,188.61409846000001,177.78945766999999,167.04766082,142.58450442,142.58450442,142.58450442,142.58450442,142.52827847,142.52827847,142.52827847,142.52827847,142.52827847,142.52827847,142.52827847,142.52827847,142.52827847,142.52827847,142.52827847,null,402.04426520999999,285.05655694000001,116.98770826999998,2045]
[2044,6,10,"Friday",188.61409846000001,188.61409846000001,188.61409846000001,188.61409846000001,188.61409846000001,188.61409846000001,188.61409846000001,188.61409846000001,188.61409846000001,188.61409846000001,188.61409846000001,188.61409846000001,188.61409846000001,188.61409846000001,188.61409846000001,188.61409846000001,142.58450442,142.52827847,139.06110704,140.21321953,140.21321953,139.06110704,142.37361425,142.52827847,142.37361425,142.52827847,142.52827847,142.52827847,142.52827847,142.52827847,142.52827847,142.58450442,188.61409846000001,188.61409846000001,198.86869616999999,198.86869616999999,188.61409846000001,203.13714358999999,207.48244191000001,207.48244191000001,207.48244191000001,207.48244191000001,207.48244191000001,198.86869616999999,188.61409846000001,188.61409846000001,188.61409846000001,188.61409846000001,null,207.48244191000001,207.48244191000001,207.48244191000001,207.48244191000001,207.48244191000001,203.13714358999999,198.86869616999999,198.86869616999999,198.86869616999999,188.61409846000001,188.61409846000001,188.61409846000001,188.61409846000001,188.61409846000001,188.61409846000001,188.61409846000001,188.61409846000001,188.61409846000001,188.61409846000001,188.61409846000001,188.61409846000001,188.61409846000001,188.61409846000001,188.61409846000001,188.61409846000001,188.61409846000001,188.61409846000001,188.61409846000001,188.61409846000001,188.61409846000001,188.61409846000001,188.61409846000001,142.58450442,142.58450442,142.52827847,142.52827847,142.52827847,142.52827847,142.52827847,142.52827847,142.52827847,142.52827847,142.37361425,142.37361425,140.21321953,140.21321953,139.06110704,139.06110704,null,414.96488382000001,279.27432657000003,135.69055724999998,2045]
[2044,6,11,"Saturday",188.61409846000001,188.61409846000001,188.61409846000001,188.61409846000001,188.61409846000001,188.61409846000001,188.61409846000001,188.61409846000001,188.61409846000001,188.61409846000001,188.61409846000001,188.61409846000001,188.61409846000001,188.61409846000001,188.61409846000001,163.27177473,142.52827847,138.26308157,138.15111217,139.06110704,139.06110704,139.06110704,139.06110704,139.06110704,139.06110704,139.06110704,142.37361425,142.37361425,142.52827847,141.62342052,142.52827847,142.58450442,188.61409846000001,188.61409846000001,194.67507874,194.67507874,194.67507874,198.86869616999999,198.86869616999999,198.86869616999999,198.86869616999999,198.86869616999999,198.86869616999999,193.39607767000001,188.61409846000001,188.61409846000001,188.61409846000001,188.61409846000001,null,198.86869616999999,198.86869616999999,198.86869616999999,198.86869616999999,198.86869616999999,198.86869616999999,194.67507874,194.67507874,194.67507874,193.39607767000001,188.61409846000001,188.61409846000001,188.61409846000001,188.61409846000001,188.61409846000001,188.61409846000001,188.61409846000001,188.61409846000001,188.61409846000001,188.61409846000001,188.61409846000001,188.61409846000001,188.61409846000001,188.61409846000001,188.61409846000001,188.61409846000001,188.61409846000001,188.61409846000001,188.61409846000001,188.61409846000001,188.61409846000001,163.27177473,142.58450442,142.52827847,142.52827847,142.52827847,142.37361425,142.37361425,141.62342052,139.06110704,139.06110704,139.06110704,139.06110704,139.06110704,139.06110704,139.06110704,138.26308157,138.15111217,null,397.73739233999999,277.26820391000001,120.46918842999997,2045]
[2044,6,12,"Sunday",188.61409846000001,188.61409846000001,188.61409846000001,188.61409846000001,188.61409846000001,188.61409846000001,188.61409846000001,188.61409846000001,188.61409846000001,188.61409846000001,188.61409846000001,188.61409846000001,188.61409846000001,188.61409846000001,188.61409846000001,185.42795810999999,142.58450442,142.58450442,142.58450442,144.21966789000001,142.58450442,145.14783457999999,142.58450442,142.58450442,142.58450442,142.58450442,142.58450442,142.58450442,142.58450442,157.19457871,169.88338938000001,168.65903349999999,188.61409846000001,188.61409846000001,188.61409846000001,190.55434063000001,190.55434063000001,194.67507874,198.86869616999999,198.86869616999999,198.86869616999999,194.67507874,188.61409846000001,188.61409846000001,188.61409846000001,188.61409846000001,188.61409846000001,188.61409846000001,null,198.86869616999999,198.86869616999999,198.86869616999999,194.67507874,194.67507874,190.55434063000001,190.55434063000001,188.61409846000001,188.61409846000001,188.61409846000001,188.61409846000001,188.61409846000001,188.61409846000001,188.61409846000001,188.61409846000001,188.61409846000001,188.61409846000001,188.61409846000001,188.61409846000001,188.61409846000001,188.61409846000001,188.61409846000001,188.61409846000001,188.61409846000001,188.61409846000001,188.61409846000001,188.61409846000001,188.61409846000001,188.61409846000001,188.61409846000001,188.61409846000001,185.42795810999999,169.88338938000001,168.65903349999999,157.19457871,145.14783457999999,144.21966789000001,142.58450442,142.58450442,142.58450442,142.58450442,142.58450442,142.58450442,142.58450442,142.58450442,142.58450442,142.58450442,142.58450442,null,395.64058362499998,285.16900884,110.47157478499997,2045]
[2044,6,13,"Monday",188.61409846000001,188.61409846000001,188.61409846000001,188.61409846000001,188.61409846000001,188.61409846000001,188.61409846000001,188.61409846000001,188.61409846000001,188.61409846000001,188.61409846000001,188.61409846000001,188.61409846000001,188.61409846000001,188.61409846000001,136.88583758999999,127.60965711999999,104.24523959,71.965284370000006,71.965284370000006,71.965284370000006,77.146904960000001,71.965284370000006,71.965284370000006,71.965284370000006,71.965284370000006,71.965284370000006,71.965284370000006,71.965284370000006,71.965284370000006,77.146904960000001,127.60965711999999,136.88583758999999,168.98433352000001,168.98433352000001,168.98433352000001,168.98433352000001,168.98433352000001,168.98433352000001,168.98433352000001,168.98433352000001,168.98433352000001,168.98433352000001,168.98433352000001,163.00254659000001,159.62625990000001,150.44571002000001,147.30466490000001,null,188.61409846000001,188.61409846000001,188.61409846000001,188.61409846000001,188.61409846000001,188.61409846000001,188.61409846000001,188.61409846000001,188.61409846000001,188.61409846000001,188.61409846000001,188.61409846000001,188.61409846000001,188.61409846000001,188.61409846000001,{"$f":"LARGE($E7656:$AZ7656,BQ$2)","v":168.98433352000001},168.98433352000001,168.98433352000001,168.98433352000001,168.98433352000001,168.98433352000001,168.98433352000001,168.98433352000001,168.98433352000001,168.98433352000001,168.98433352000001,163.00254659000001,159.62625990000001,150.44571002000001,147.30466490000001,136.88583758999999,136.88583758999999,127.60965711999999,127.60965711999999,104.24523959,77.146904960000001,77.146904960000001,71.965284370000006,71.965284370000006,71.965284370000006,71.965284370000006,71.965284370000006,71.965284370000006,71.965284370000006,71.965284370000006,71.965284370000006,71.965284370000006,71.965284370000006,null,377.22819692000002,143.93056874000001,233.29762818,2045]
[2044,6,14,"Tuesday",147.30466490000001,153.05770731000001,160.91405650999999,168.65903349999999,168.98433352000001,168.98433352000001,168.98433352000001,168.98433352000001,168.98433352000001,168.98433352000001,168.98433352000001,168.98433352000001,168.98433352000001,168.98433352000001,168.98433352000001,136.88583758999999,117.48603545,71.965284370000006,71.965284370000006,71.965284370000006,71.965284370000006,71.965284370000006,84.024915280000002,84.024915280000002,117.48603545,117.48603545,103.74468924,71.965284370000006,71.965284370000006,84.024915280000002,117.48603545,130.35689081000001,136.88583758999999,169.86877770999999,181.11585263000001,181.11585263000001,181.11585263000001,181.11585263000001,181.11585263000001,181.11585263000001,181.11585263000001,181.11585263000001,181.11585263000001,174.56963483000001,168.98433352000001,168.98433352000001,168.98433352000001,168.98433352000001,null,{"$f":"LARGE($E7657:$AZ7657,BB$2)","v":181.11585263000001},181.11585263000001,181.11585263000001,181.11585263000001,181.11585263000001,181.11585263000001,181.11585263000001,181.11585263000001,181.11585263000001,174.56963483000001,169.86877770999999,168.98433352000001,168.98433352000001,168.98433352000001,168.98433352000001,168.98433352000001,168.98433352000001,168.98433352000001,168.98433352000001,168.98433352000001,168.98433352000001,168.98433352000001,168.98433352000001,168.98433352000001,168.98433352000001,168.98433352000001,168.65903349999999,160.91405650999999,153.05770731000001,147.30466490000001,136.88583758999999,136.88583758999999,130.35689081000001,117.48603545,117.48603545,117.48603545,117.48603545,103.74468924,84.024915280000002,84.024915280000002,84.024915280000002,71.965284370000006,71.965284370000006,71.965284370000006,71.965284370000006,71.965284370000006,71.965284370000006,71.965284370000006,null,362.23170526000001,143.93056874000001,218.30113652,2045]
[2044,6,15,"Wednesday",176.14361253999999,176.14361253999999,171.12861937,171.52586062,157.57293336999999,157.57293336999999,154.29251163999999,147.90727355000001,144.79935144000001,144.79935144000001,144.79935144000001,166.32221267,176.14361253999999,176.14361253999999,159.83409965000001,141.3385562,93.377078769999997,70.106028129999999,70.106028129999999,84.024915280000002,93.377078769999997,93.377078769999997,102.9139266,107.42242785000001,109.73648144000001,109.73648144000001,109.73648144000001,109.73648144000001,109.73648144000001,109.73648144000001,119.41696635,133.05070917,141.3385562,186.97469290999999,211.70413034000001,211.70413034000001,211.70413034000001,211.70413034000001,211.70413034000001,211.70413034000001,211.70413034000001,211.70413034000001,211.70413034000001,211.70413034000001,186.97469290999999,186.97469290999999,176.14361253999999,176.14361253999999,null,211.70413034000001,211.70413034000001,211.70413034000001,211.70413034000001,211.70413034000001,211.70413034000001,211.70413034000001,211.70413034000001,211.70413034000001,211.70413034000001,186.97469290999999,186.97469290999999,186.97469290999999,176.14361253999999,176.14361253999999,176.14361253999999,176.14361253999999,176.14361253999999,176.14361253999999,171.52586062,171.12861937,166.32221267,159.83409965000001,157.57293336999999,157.57293336999999,154.29251163999999,147.90727355000001,144.79935144000001,144.79935144000001,144.79935144000001,141.3385562,141.3385562,133.05070917,119.41696635,109.73648144000001,109.73648144000001,109.73648144000001,109.73648144000001,109.73648144000001,109.73648144000001,107.42242785000001,102.9139266,93.377078769999997,93.377078769999997,93.377078769999997,84.024915280000002,70.106028129999999,70.106028129999999,null,423.40826068000001,158.80702515499999,264.60123552499999,2045]
[2044,6,16,"Thursday",176.14361253999999,176.14361253999999,176.14361253999999,176.14361253999999,176.14361253999999,176.14361253999999,176.14361253999999,176.14361253999999,176.14361253999999,176.14361253999999,176.14361253999999,176.14361253999999,176.14361253999999,186.97469290999999,186.97469290999999,143.1781775,139.06110704,133.05070917,133.05070917,138.15111217,141.3385562,141.3385562,141.3385562,141.3385562,141.3385562,141.3385562,141.3385562,141.3385562,141.3385562,141.3385562,141.3385562,147.18689268,183.68314795000001,211.70413034000001,211.70413034000001,211.70413034000001,211.70413034000001,211.70413034000001,211.70413034000001,211.70413034000001,211.70413034000001,211.70413034000001,211.70413034000001,211.70413034000001,211.70413034000001,211.70413034000001,211.70413034000001,211.70413034000001,null,211.70413034000001,211.70413034000001,211.70413034000001,211.70413034000001,211.70413034000001,211.70413034000001,211.70413034000001,211.70413034000001,211.70413034000001,211.70413034000001,211.70413034000001,211.70413034000001,211.70413034000001,211.70413034000001,211.70413034000001,186.97469290999999,186.97469290999999,183.68314795000001,176.14361253999999,176.14361253999999,176.14361253999999,176.14361253999999,176.14361253999999,176.14361253999999,176.14361253999999,176.14361253999999,176.14361253999999,176.14361253999999,176.14361253999999,176.14361253999999,176.14361253999999,147.18689268,143.1781775,141.3385562,141.3385562,141.3385562,141.3385562,141.3385562,141.3385562,141.3385562,141.3385562,141.3385562,141.3385562,141.3385562,139.06110704,138.15111217,133.05070917,133.05070917,null,423.40826068000001,271.65681877500003,151.75144190499998,2045]
[2044,6,17,"Friday",211.70413034000001,211.70413034000001,211.70413034000001,211.70413034000001,211.70413034000001,211.70413034000001,186.97469290999999,186.97469290999999,186.97469290999999,186.97469290999999,186.97469290999999,211.70413034000001,211.70413034000001,211.70413034000001,211.70413034000001,186.97469290999999,133.10293831000001,100.67147281,84.024915280000002,84.024915280000002,84.024915280000002,84.024915280000002,84.024915280000002,84.024915280000002,84.024915280000002,84.024915280000002,84.024915280000002,84.024915280000002,84.024915280000002,82.223498939999999,77.146904960000001,100.67147281,109.28529668,144.79935144000001,144.79935144000001,144.79935144000001,144.79935144000001,144.79935144000001,144.79935144000001,144.79935144000001,144.79935144000001,144.79935144000001,144.79935144000001,139.06110704,139.06110704,134.67841989999999,130.35689081000001,130.04932934000001,null,211.70413034000001,211.70413034000001,211.70413034000001,211.70413034000001,211.70413034000001,211.70413034000001,211.70413034000001,211.70413034000001,211.70413034000001,211.70413034000001,186.97469290999999,186.97469290999999,186.97469290999999,186.97469290999999,186.97469290999999,186.97469290999999,144.79935144000001,144.79935144000001,144.79935144000001,144.79935144000001,144.79935144000001,144.79935144000001,144.79935144000001,144.79935144000001,144.79935144000001,144.79935144000001,139.06110704,139.06110704,134.67841989999999,133.10293831000001,130.35689081000001,130.04932934000001,109.28529668,100.67147281,100.67147281,84.024915280000002,84.024915280000002,84.024915280000002,84.024915280000002,84.024915280000002,84.024915280000002,84.024915280000002,84.024915280000002,84.024915280000002,84.024915280000002,84.024915280000002,{"$f":"LARGE($E7660:$AZ7660,CV$2)","v":82.223498939999999},77.146904960000001,null,423.40826068000001,163.71011722999998,259.69814345000003,2045]
[2044,6,18,"Saturday",109.28529668,121.10852909,116.65400820000001,130.35689081000001,132.89855116000001,136.88583758999999,136.88583758999999,134.44476574000001,133.34485443,134.84953558000001,136.88583758999999,138.15111217,139.06110704,143.64052096,138.7455415,109.28529668,98.076859150000004,45.865483330000004,44.554120640000001,44.554120640000001,45.865483330000004,53.79206757,72.336410740000005,72.336410740000005,72.336410740000005,77.146904960000001,72.336410740000005,74.762182940000002,73.881701710000002,72.859147640000003,77.146904960000001,106.10883029999999,134.44476574000001,147.01505553999999,151.86662512000001,156.76124161999999,151.86662512000001,156.76124161999999,167.03863282,167.03863282,170.59005053999999,167.03863282,163.55115627999999,153.45555959000001,146.44207818000001,144.79935144000001,144.79935144000001,144.79935144000001,null,170.59005053999999,167.03863282,167.03863282,167.03863282,163.55115627999999,156.76124161999999,156.76124161999999,153.45555959000001,151.86662512000001,151.86662512000001,147.01505553999999,146.44207818000001,144.79935144000001,144.79935144000001,144.79935144000001,143.64052096,139.06110704,138.7455415,138.15111217,136.88583758999999,136.88583758999999,136.88583758999999,134.84953558000001,134.44476574000001,134.44476574000001,133.34485443,132.89855116000001,130.35689081000001,121.10852909,116.65400820000001,109.28529668,{"$f":"LARGE($E7661:$AZ7661,CG$2)","v":109.28529668},106.10883029999999,98.076859150000004,77.146904960000001,77.146904960000001,74.762182940000002,73.881701710000002,72.859147640000003,72.336410740000005,72.336410740000005,72.336410740000005,72.336410740000005,53.79206757,45.865483330000004,45.865483330000004,44.554120640000001,44.554120640000001,null,335.85297449999996,90.419603970000011,245.43337052999993,2045]
[2044,6,19,"Sunday",144.79935144000001,144.79935144000001,144.79935144000001,144.79935144000001,144.79935144000001,144.79935144000001,144.79935144000001,144.79935144000001,144.79935144000001,144.79935144000001,144.79935144000001,144.79935144000001,144.79935144000001,151.07115198,144.79935144000001,139.06110704,105.58498135000001,84.024915280000002,84.024915280000002,84.024915280000002,84.024915280000002,84.024915280000002,98.309026610000004,84.024915280000002,84.024915280000002,84.024915280000002,84.024915280000002,84.024915280000002,98.076859150000004,105.58498135000001,105.14858932999999,130.35689081000001,151.86662512000001,181.64603313999999,181.64603313999999,181.64603313999999,181.64603313999999,181.64603313999999,181.64603313999999,181.64603313999999,181.64603313999999,177.89187494000001,174.20718423,151.86662512000001,150.32532843999999,144.21966789000001,138.15111217,136.88583758999999,null,181.64603313999999,181.64603313999999,181.64603313999999,181.64603313999999,181.64603313999999,181.64603313999999,181.64603313999999,181.64603313999999,177.89187494000001,174.20718423,151.86662512000001,151.86662512000001,151.07115198,150.32532843999999,144.79935144000001,144.79935144000001,144.79935144000001,144.79935144000001,144.79935144000001,144.79935144000001,144.79935144000001,144.79935144000001,144.79935144000001,144.79935144000001,144.79935144000001,144.79935144000001,144.79935144000001,144.79935144000001,144.21966789000001,139.06110704,138.15111217,136.88583758999999,130.35689081000001,105.58498135000001,105.58498135000001,105.14858932999999,98.309026610000004,98.076859150000004,84.024915280000002,84.024915280000002,84.024915280000002,84.024915280000002,84.024915280000002,84.024915280000002,84.024915280000002,84.024915280000002,84.024915280000002,84.024915280000002,null,363.29206627999997,168.04983056,195.24223571999997,2045]
[2044,6,20,"Monday",130.35689081000001,136.21731921,136.88583758999999,135.28635499999999,128.74180322000001,113.82380548,111.63598899,111.63598899,111.63598899,111.63598899,113.44590443,114.74839101000001,136.88583758999999,139.06110704,136.88583758999999,77.146904960000001,63.040499250000003,36.286287059999999,36.434011099999999,34.877258300000001,35.977439699999998,4.0016282299999997,35.977439699999998,36.434011099999999,63.040499250000003,63.040499250000003,63.040499250000003,53.79206757,63.040499250000003,63.040499250000003,63.040499250000003,63.040499250000003,98.309026610000004,130.35689081000001,130.35689081000001,130.35689081000001,130.35689081000001,130.35689081000001,130.35689081000001,130.35689081000001,130.35689081000001,130.35689081000001,130.35689081000001,130.35689081000001,130.35689081000001,130.35689081000001,125.67368913,120.76274608,null,139.06110704,136.88583758999999,136.88583758999999,136.88583758999999,136.21731921,135.28635499999999,130.35689081000001,130.35689081000001,130.35689081000001,130.35689081000001,130.35689081000001,130.35689081000001,130.35689081000001,130.35689081000001,130.35689081000001,130.35689081000001,130.35689081000001,130.35689081000001,130.35689081000001,130.35689081000001,128.74180322000001,125.67368913,120.76274608,114.74839101000001,113.82380548,113.44590443,111.63598899,111.63598899,111.63598899,111.63598899,98.309026610000004,77.146904960000001,63.040499250000003,63.040499250000003,63.040499250000003,63.040499250000003,63.040499250000003,63.040499250000003,63.040499250000003,63.040499250000003,53.79206757,36.434011099999999,36.434011099999999,36.286287059999999,35.977439699999998,35.977439699999998,34.877258300000001,4.0016282299999997,null,274.85930990499998,55.416882964999999,219.44242693999996,2045]
[2044,6,21,"Tuesday",118.10435169,107.42242785000001,105.14858932999999,103.4633382,103.4633382,105.70073316,103.4633382,103.4633382,101.26449115,101.26449115,105.14858932999999,122.68676687999999,130.35689081000001,130.35689081000001,130.35689081000001,77.869926629999995,71.932688479999996,53.79206757,17.608524280000001,53.79206757,62.594027279999999,63.040499250000003,63.040499250000003,71.932688479999996,71.932688479999996,71.932688479999996,71.932688479999996,71.932688479999996,71.932688479999996,71.932688479999996,77.869926629999995,77.869926629999995,103.4633382,103.4633382,103.4633382,103.4633382,103.4633382,103.4633382,103.4633382,103.4633382,103.4633382,103.4633382,103.4633382,103.4633382,103.4633382,103.4633382,103.4633382,103.4633382,null,130.35689081000001,130.35689081000001,130.35689081000001,122.68676687999999,118.10435169,107.42242785000001,105.70073316,105.14858932999999,105.14858932999999,103.4633382,103.4633382,103.4633382,103.4633382,103.4633382,103.4633382,103.4633382,103.4633382,103.4633382,103.4633382,103.4633382,103.4633382,103.4633382,103.4633382,103.4633382,103.4633382,103.4633382,103.4633382,103.4633382,103.4633382,101.26449115,101.26449115,77.869926629999995,77.869926629999995,77.869926629999995,71.932688479999996,71.932688479999996,71.932688479999996,71.932688479999996,71.932688479999996,71.932688479999996,71.932688479999996,71.932688479999996,63.040499250000003,63.040499250000003,62.594027279999999,53.79206757,53.79206757,17.608524280000001,null,256.87871965500005,93.893343350000009,162.98537630500005,2045]
[2044,6,22,"Wednesday",115.04526645,115.04526645,115.04526645,115.04526645,112.57880252,115.04526645,114.62278956999999,110.326104,108.65250679,108.69873174999999,108.84608758,104.121988,111.78851158000001,115.04526645,115.04526645,93.71869246,77.869926629999995,63.040499250000003,63.040499250000003,63.040499250000003,63.040499250000003,63.040499250000003,63.040499250000003,63.040499250000003,63.040499250000003,63.040499250000003,63.040499250000003,63.040499250000003,65.709378419999993,77.146904960000001,77.146904960000001,83.594362050000001,103.4633382,109.4294337,111.81591956,111.81591956,111.81591956,114.24387928,111.81591956,110.96313078,110.96313078,110.96313078,110.96313078,103.4633382,103.4633382,89.783780210000003,63.040499250000003,63.040499250000003,null,115.04526645,115.04526645,115.04526645,115.04526645,115.04526645,115.04526645,115.04526645,114.62278956999999,114.24387928,112.57880252,111.81591956,111.81591956,111.81591956,111.81591956,111.78851158000001,110.96313078,110.96313078,110.96313078,110.96313078,110.326104,109.4294337,108.84608758,108.69873174999999,108.65250679,104.121988,103.4633382,103.4633382,103.4633382,93.71869246,89.783780210000003,83.594362050000001,77.869926629999995,77.146904960000001,77.146904960000001,65.709378419999993,63.040499250000003,63.040499250000003,63.040499250000003,63.040499250000003,63.040499250000003,63.040499250000003,63.040499250000003,63.040499250000003,63.040499250000003,63.040499250000003,63.040499250000003,63.040499250000003,63.040499250000003,null,230.0905329,126.08099850000001,104.00953439999999,2045]
[2044,6,23,"Thursday",63.040499250000003,63.040499250000003,63.040499250000003,63.040499250000003,63.040499250000003,63.040499250000003,63.040499250000003,63.040499250000003,63.040499250000003,63.040499250000003,63.040499250000003,63.040499250000003,63.040499250000003,63.040499250000003,63.040499250000003,53.79206757,0,0,0,0,0,0,0,0,0,0,0,0,0,54.443698609999998,54.443698609999998,63.040499250000003,63.040499250000003,78.269533920000001,78.308303519999996,78.308303519999996,78.308303519999996,78.308303519999996,78.308303519999996,78.308303519999996,78.308303519999996,78.308303519999996,78.308303519999996,78.308303519999996,63.040499250000003,63.040499250000003,63.040499250000003,63.040499250000003,null,78.308303519999996,78.308303519999996,78.308303519999996,78.308303519999996,78.308303519999996,78.308303519999996,78.308303519999996,78.308303519999996,78.308303519999996,78.308303519999996,78.269533920000001,63.040499250000003,63.040499250000003,63.040499250000003,63.040499250000003,63.040499250000003,63.040499250000003,63.040499250000003,63.040499250000003,63.040499250000003,63.040499250000003,63.040499250000003,63.040499250000003,63.040499250000003,63.040499250000003,63.040499250000003,63.040499250000003,63.040499250000003,63.040499250000003,63.040499250000003,63.040499250000003,63.040499250000003,54.443698609999998,54.443698609999998,53.79206757,0,0,0,0,0,0,0,0,0,0,0,0,0,null,156.61660703999999,0,156.61660703999999,2045]
[2044,6,24,"Friday",63.040499250000003,63.040499250000003,63.040499250000003,63.040499250000003,63.040499250000003,63.040499250000003,63.040499250000003,63.040499250000003,63.040499250000003,63.040499250000003,63.040499250000003,63.040499250000003,63.040499250000003,78.308303519999996,72.049304520000007,63.040499250000003,0,0,0,0,0,0,0,0,0,0,0,0,0,0,0,0,63.040499250000003,71.959850779999996,78.308303519999996,78.308303519999996,78.308303519999996,78.308303519999996,78.308303519999996,78.308303519999996,78.308303519999996,78.308303519999996,78.308303519999996,77.807954659999993,63.040499250000003,63.040499250000003,63.040499250000003,63.040499250000003,null,78.308303519999996,78.308303519999996,78.308303519999996,78.308303519999996,78.308303519999996,78.308303519999996,78.308303519999996,78.308303519999996,78.308303519999996,78.308303519999996,77.807954659999993,72.049304520000007,71.959850779999996,63.040499250000003,63.040499250000003,63.040499250000003,63.040499250000003,63.040499250000003,63.040499250000003,63.040499250000003,63.040499250000003,63.040499250000003,63.040499250000003,63.040499250000003,63.040499250000003,63.040499250000003,63.040499250000003,63.040499250000003,63.040499250000003,63.040499250000003,63.040499250000003,63.040499250000003,0,0,0,0,0,0,0,0,0,0,0,0,0,0,0,0,null,156.61660703999999,0,156.61660703999999,2045]
[2044,6,25,"Saturday",63.040499250000003,63.040499250000003,63.040499250000003,63.040499250000003,63.040499250000003,63.040499250000003,63.040499250000003,63.040499250000003,63.040499250000003,63.040499250000003,63.040499250000003,63.040499250000003,63.040499250000003,77.660506740000002,63.040499250000003,63.040499250000003,0,0,0,0,0,0,53.79206757,63.040499250000003,63.040499250000003,63.040499250000003,63.040499250000003,63.040499250000003,63.040499250000003,63.040499250000003,63.040499250000003,63.040499250000003,125.11843123,136.88583758999999,138.15111217,138.15111217,138.15111217,138.15111217,138.15111217,138.15111217,136.88583758999999,136.88583758999999,138.15111217,136.88583758999999,136.88583758999999,136.88583758999999,136.88583758999999,136.88583758999999,null,138.15111217,138.15111217,138.15111217,138.15111217,138.15111217,138.15111217,138.15111217,136.88583758999999,136.88583758999999,136.88583758999999,136.88583758999999,136.88583758999999,136.88583758999999,136.88583758999999,136.88583758999999,125.11843123,77.660506740000002,63.040499250000003,63.040499250000003,63.040499250000003,63.040499250000003,63.040499250000003,63.040499250000003,63.040499250000003,63.040499250000003,63.040499250000003,63.040499250000003,63.040499250000003,63.040499250000003,63.040499250000003,63.040499250000003,63.040499250000003,63.040499250000003,63.040499250000003,63.040499250000003,63.040499250000003,63.040499250000003,63.040499250000003,63.040499250000003,63.040499250000003,63.040499250000003,53.79206757,0,0,0,0,0,0,null,276.30222434000001,0,276.30222434000001,2045]
[2044,6,26,"Sunday",138.15111217,138.15111217,138.15111217,138.15111217,138.15111217,138.15111217,138.15111217,138.15111217,138.15111217,138.15111217,138.15111217,138.15111217,138.15111217,138.15111217,138.15111217,138.15111217,138.15111217,136.88583758999999,136.88583758999999,136.88583758999999,136.88583758999999,136.88583758999999,136.88583758999999,136.88583758999999,136.88583758999999,136.88583758999999,136.88583758999999,136.88583758999999,136.88583758999999,136.88583758999999,136.88583758999999,136.88583758999999,136.88583758999999,138.15111217,138.15111217,138.15111217,138.15111217,138.15111217,138.15111217,138.15111217,138.15111217,138.15111217,138.15111217,138.15111217,136.88583758999999,136.88583758999999,136.88583758999999,136.88583758999999,null,138.15111217,138.15111217,138.15111217,138.15111217,138.15111217,138.15111217,138.15111217,138.15111217,138.15111217,138.15111217,138.15111217,138.15111217,138.15111217,138.15111217,138.15111217,138.15111217,138.15111217,138.15111217,138.15111217,138.15111217,138.15111217,138.15111217,138.15111217,138.15111217,138.15111217,138.15111217,138.15111217,138.15111217,136.88583758999999,136.88583758999999,136.88583758999999,136.88583758999999,136.88583758999999,136.88583758999999,136.88583758999999,136.88583758999999,136.88583758999999,136.88583758999999,136.88583758999999,136.88583758999999,136.88583758999999,136.88583758999999,136.88583758999999,136.88583758999999,136.88583758999999,136.88583758999999,136.88583758999999,136.88583758999999,null,276.30222434000001,273.77167517999999,2.5305491600000209,2045]
[2044,6,27,"Monday",136.88583758999999,136.88583758999999,136.88583758999999,136.88583758999999,136.88583758999999,136.88583758999999,136.88583758999999,136.88583758999999,136.88583758999999,136.88583758999999,136.88583758999999,136.88583758999999,136.88583758999999,136.88583758999999,136.88583758999999,103.27102616000001,103.21480021000001,48.438300949999999,49.48577933,47.408869490000001,48.438300949999999,48.643810629999997,61.252069329999998,82.378994539999994,103.21480021000001,103.21480021000001,103.21480021000001,95.169617400000007,103.21480021000001,97.136892270000004,102.37196806999999,103.21480021000001,114.62278956999999,136.88583758999999,136.88583758999999,136.88583758999999,136.88583758999999,136.88583758999999,136.88583758999999,136.88583758999999,136.88583758999999,136.88583758999999,136.88583758999999,136.88583758999999,136.88583758999999,136.88583758999999,136.88583758999999,136.88583758999999,null,136.88583758999999,136.88583758999999,136.88583758999999,136.88583758999999,136.88583758999999,136.88583758999999,136.88583758999999,136.88583758999999,136.88583758999999,136.88583758999999,136.88583758999999,136.88583758999999,136.88583758999999,136.88583758999999,136.88583758999999,136.88583758999999,136.88583758999999,136.88583758999999,136.88583758999999,136.88583758999999,136.88583758999999,136.88583758999999,136.88583758999999,136.88583758999999,136.88583758999999,136.88583758999999,136.88583758999999,136.88583758999999,136.88583758999999,136.88583758999999,114.62278956999999,103.27102616000001,103.21480021000001,103.21480021000001,103.21480021000001,103.21480021000001,103.21480021000001,103.21480021000001,102.37196806999999,97.136892270000004,95.169617400000007,82.378994539999994,61.252069329999998,49.48577933,48.643810629999997,48.438300949999999,48.438300949999999,47.408869490000001,null,273.77167517999999,96.464641009999994,177.30703417000001,2045]
[2044,6,28,"Tuesday",136.88583758999999,136.88583758999999,134.84784092999999,130.35689081000001,130.35689081000001,130.35689081000001,123.80137307,122.78499995999999,117.77544030999999,121.75785007,130.35689081000001,131.34197146,136.88583758999999,136.88583758999999,136.88583758999999,103.27102616000001,100.80387014,53.79206757,41.889966059999999,53.79206757,62.250146360000002,63.638984260000001,95.169617400000007,103.21480021000001,103.21480021000001,103.21480021000001,103.21480021000001,103.21480021000001,101.26449115,103.21480021000001,103.21480021000001,103.27102616000001,126.80695572,136.88583758999999,136.88583758999999,136.88583758999999,136.88583758999999,136.88583758999999,136.88583758999999,136.88583758999999,136.88583758999999,136.88583758999999,136.88583758999999,136.88583758999999,136.88583758999999,136.88583758999999,136.88583758999999,136.88583758999999,null,136.88583758999999,136.88583758999999,136.88583758999999,136.88583758999999,136.88583758999999,136.88583758999999,136.88583758999999,136.88583758999999,136.88583758999999,136.88583758999999,136.88583758999999,136.88583758999999,136.88583758999999,136.88583758999999,136.88583758999999,136.88583758999999,136.88583758999999,136.88583758999999,136.88583758999999,136.88583758999999,134.84784092999999,131.34197146,130.35689081000001,130.35689081000001,130.35689081000001,130.35689081000001,126.80695572,123.80137307,122.78499995999999,121.75785007,117.77544030999999,103.27102616000001,103.27102616000001,103.21480021000001,103.21480021000001,103.21480021000001,103.21480021000001,103.21480021000001,103.21480021000001,103.21480021000001,101.26449115,100.80387014,95.169617400000007,63.638984260000001,62.250146360000002,53.79206757,53.79206757,41.889966059999999,null,273.77167517999999,105.86212378,167.9095514,2045]
[2044,6,29,"Wednesday",150.81335234599999,150.43702694550001,150.08681244350001,149.87520456799999,148.71549439899999,148.23256547849999,146.21641247349999,145.5018039695,144.85994965099999,145.04047567550001,145.89218985049999,148.99735314949999,152.04931658850001,154.600193464,152.26537003550001,127.1240403785,99.611328643500002,76.433459458499996,67.899822563000001,72.059676619499996,76.893212622999997,78.822180652499995,86.534941262999993,91.625973951500001,95.987005518000004,96.983499690000002,96.099678706000006,91.297931179499997,92.372018511999997,98.024857658499997,102.4175664645,114.37742165100001,136.623005764,154.9262253725,158.17234568500001,158.17234568500001,157.5311127635,158.37866300600001,158.47452993600001,158.763243295,159.00793130599999,158.410374878,158.07009947399999,155.1833883445,151.30856944799999,150.17337912799999,146.5861300585,143.77068566523801,null,159.00793130599999,158.763243295,158.47452993600001,158.410374878,158.37866300600001,158.17234568500001,158.17234568500001,158.07009947399999,157.5311127635,155.1833883445,154.9262253725,154.600193464,152.26537003550001,152.04931658850001,151.30856944799999,{"$f":"LARGE($E7672:$AZ7672,BQ$2)","v":150.81335234599999},150.43702694550001,150.17337912799999,150.08681244350001,149.87520456799999,148.99735314949999,148.71549439899999,148.23256547849999,146.5861300585,146.21641247349999,145.89218985049999,145.5018039695,145.04047567550001,144.85994965099999,143.77068566523801,136.623005764,127.1240403785,114.37742165100001,102.4175664645,99.611328643500002,98.024857658499997,96.983499690000002,96.099678706000006,95.987005518000004,92.372018511999997,91.625973951500001,91.297931179499997,86.534941262999993,78.822180652499995,76.893212622999997,76.433459458499996,72.059676619499996,67.899822563000001,null,317.32803970750001,146.64308563199998,170.68495407550003,2045]
[2044,6,30,"Thursday",150.81335234599999,150.43702694550001,150.08681244350001,149.87520456799999,148.71549439899999,148.23256547849999,146.21641247349999,145.5018039695,144.85994965099999,145.04047567550001,145.89218985049999,148.99735314949999,152.04931658850001,154.600193464,152.26537003550001,127.1240403785,99.611328643500002,76.433459458499996,67.899822563000001,72.059676619499996,76.893212622999997,78.822180652499995,86.534941262999993,91.625973951500001,95.987005518000004,96.983499690000002,96.099678706000006,91.297931179499997,92.372018511999997,98.024857658499997,102.4175664645,114.37742165100001,136.623005764,154.9262253725,158.17234568500001,158.17234568500001,157.5311127635,158.37866300600001,158.47452993600001,158.763243295,159.00793130599999,158.410374878,158.07009947399999,155.1833883445,151.30856944799999,150.17337912799999,146.5861300585,143.77068566523801,null,{"$f":"LARGE($E7673:$AZ7673,BB$2)","v":159.00793130599999},158.763243295,158.47452993600001,158.410374878,158.37866300600001,158.17234568500001,158.17234568500001,158.07009947399999,157.5311127635,155.1833883445,154.9262253725,154.600193464,152.26537003550001,152.04931658850001,151.30856944799999,150.81335234599999,150.43702694550001,150.17337912799999,150.08681244350001,149.87520456799999,148.99735314949999,148.71549439899999,148.23256547849999,146.5861300585,146.21641247349999,145.89218985049999,145.5018039695,145.04047567550001,144.85994965099999,143.77068566523801,136.623005764,127.1240403785,114.37742165100001,102.4175664645,99.611328643500002,98.024857658499997,96.983499690000002,96.099678706000006,95.987005518000004,92.372018511999997,91.625973951500001,91.297931179499997,86.534941262999993,78.822180652499995,76.893212622999997,76.433459458499996,72.059676619499996,67.899822563000001,null,317.32803970750001,146.64308563199998,170.68495407550003,2045,0]

{"sheet":"Load_Data","index":18,"n_rows":17524,"n_cols":153,"rows_kept":17524,"cut":false,"hidden":false,"merged":[]}
[null,"Max",100]
[null,null,null,null,null,null,null,null,null,null,null,null,null,null,null,null,null,null,null,null,null,null,null,null,null,null,null,null,null,null,null,null,null,null,null,null,null,null,null,null,null,null,null,null,null,null,null,null,null,null,null,null,"Sample Load Profile Max",null,null,null,{"$f":"MAX(BC5:CX369)","v":749.49475589886003}]
[null,null,null,"00:00:00","00:30:00","01:00:00","01:30:00","02:00:00","02:30:00","03:00:00","03:30:00","04:00:00","04:30:00","05:00:00","05:30:00","06:00:00","06:30:00","07:00:00","07:30:00","08:00:00","08:30:00","09:00:00","09:30:00","10:00:00","10:30:00","11:00:00","11:30:00","12:00:00","12:30:00","13:00:00","13:30:00","14:00:00","14:30:00","15:00:00","15:30:00","16:00:00","16:30:00","17:00:00","17:30:00","18:00:00","18:30:00","19:00:00","19:30:00","20:00:00","20:30:00","21:00:00","21:30:00","22:00:00","22:30:00","23:00:00","23:30:00",null,null,null,"00:00:00","00:30:00","01:00:00","01:30:00","02:00:00","02:30:00","03:00:00","03:30:00","04:00:00","04:30:00","05:00:00","05:30:00","06:00:00","06:30:00","07:00:00","07:30:00","08:00:00","08:30:00","09:00:00","09:30:00","10:00:00","10:30:00","11:00:00","11:30:00","12:00:00","12:30:00","13:00:00","13:30:00","14:00:00","14:30:00","15:00:00","15:30:00","16:00:00","16:30:00","17:00:00","17:30:00","18:00:00","18:30:00","19:00:00","19:30:00","20:00:00","20:30:00","21:00:00","21:30:00","22:00:00","22:30:00","23:00:00","23:30:00",null,null,null,"00:00:00","00:30:00","01:00:00","01:30:00","02:00:00","02:30:00","03:00:00","03:30:00","04:00:00","04:30:00","05:00:00","05:30:00","06:00:00","06:30:00","07:00:00","07:30:00","08:00:00","08:30:00","09:00:00","09:30:00","10:00:00","10:30:00","11:00:00","11:30:00","12:00:00","12:30:00","13:00:00","13:30:00","14:00:00","14:30:00","15:00:00","15:30:00","16:00:00","16:30:00","17:00:00","17:30:00","18:00:00","18:30:00","19:00:00","19:30:00","20:00:00","20:30:00","21:00:00","21:30:00","22:00:00","22:30:00","23:00:00","23:30:00"]
[null,"Index","Date",1,{"$f":"D4+1","v":2},{"$f":"E4+1","v":3},4,5,6,7,8,9,10,11,12,13,14,15,16,17,18,19,20,21,22,23,24,25,26,27,28,29,30,31,32,33,34,35,36,37,38,39,40,41,42,43,44,45,46,47,48,null,"Index","Date",1,2,3,4,5,6,7,8,9,10,11,12,13,14,15,16,17,18,19,20,21,22,23,24,25,26,27,28,29,30,31,32,33,34,35,36,37,38,39,40,41,42,43,44,45,46,47,48,null,"Index","Date",1,2,3,4,5,6,7,8,9,10,11,12,13,14,15,16,17,18,19,20,21,22,23,24,25,26,27,28,29,30,31,32,33,34,35,36,37,38,39,40,41,42,43,44,45,46,47,48]
[null,0,"2021-07-01",{"$f":"$C$1*DB5","v":0},{"$f":"$C$1*DC5","v":0},0,0,0,0,0,0,0,0,0,0,0,0.28664577718622147,1.9579263491574164,5.9320753399142365,12.379300986008491,18.98071650286548,25.671009768503993,30.169476343959879,33.28449011258882,36.620533019597843,40.335022203674377,38.121319319136717,37.612252953566347,33.167793611623374,33.918980453147313,30.363933333785138,24.999681457058703,17.567275999657607,12.577830826852434,8.9541916452811954,5.3191469433793985,2.03341167232242,0.67324640147256609,0.47094162941340939,0.25057487175063803,0.12528743587531899,0,0,0,0,0,0,0,0,0,0,null,0,"2021-07-01",0,0,0,0,0,0,0,0,0,0,0,0,0,2.1483950680162609,14.674555311296839,44.460593588626679,92.782211707069521,142.25947482100628,192.40287200122151,226.11864308012642,249.4655079215278,274.4689745640963,302.30887620718028,285.7172891763887,281.90186346239386,248.59087376647429,254.22097975069852,227.5760880213455,187.37130151207469,131.6658123717128,94.270182453089234,67.111196814516418,39.866727399183098,15.24031384989185,5.0459464733146691,3.529682815798147,1.878045523371326,0.93902276168566279,0,0,0,0,0,0,0,0,0,0,null,0,"2021-07-01",{"$f":"BC5/Max_1","v":0},{"$f":"BD5/Max_1","v":0},{"$f":"BE5/Max_1","v":0},{"$f":"BF5/Max_1","v":0},{"$f":"BG5/Max_1","v":0},{"$f":"BH5/Max_1","v":0},{"$f":"BI5/Max_1","v":0},{"$f":"BJ5/Max_1","v":0},{"$f":"BK5/Max_1","v":0},{"$f":"BL5/Max_1","v":0},{"$f":"BM5/Max_1","v":0},{"$f":"BN5/Max_1","v":0},{"$f":"BO5/Max_1","v":0},{"$f":"BP5/Max_1","v":2.866457771862215E-3},{"$f":"BQ5/Max_1","v":1.9579263491574163E-2},{"$f":"BR5/Max_1","v":5.9320753399142369E-2},{"$f":"BS5/Max_1","v":0.12379300986008492},{"$f":"BT5/Max_1","v":0.1898071650286548},{"$f":"BU5/Max_1","v":0.25671009768503994},{"$f":"BV5/Max_1","v":0.30169476343959878},{"$f":"BW5/Max_1","v":0.33284490112588822},{"$f":"BX5/Max_1","v":0.36620533019597845},{"$f":"BY5/Max_1","v":0.40335022203674376},{"$f":"BZ5/Max_1","v":0.38121319319136715},{"$f":"CA5/Max_1","v":0.37612252953566344},{"$f":"CB5/Max_1","v":0.33167793611623375},{"$f":"CC5/Max_1","v":0.33918980453147313},{"$f":"CD5/Max_1","v":0.30363933333785137},{"$f":"CE5/Max_1","v":0.24999681457058703},{"$f":"CF5/Max_1","v":0.17567275999657606},{"$f":"CG5/Max_1","v":0.12577830826852435},{"$f":"CH5/Max_1","v":8.9541916452811954E-2},{"$f":"CI5/Max_1","v":5.3191469433793985E-2},{"$f":"CJ5/Max_1","v":2.0334116723224202E-2},{"$f":"CK5/Max_1","v":6.7324640147256613E-3},{"$f":"CL5/Max_1","v":4.7094162941340939E-3},{"$f":"CM5/Max_1","v":2.5057487175063802E-3},{"$f":"CN5/Max_1","v":1.2528743587531899E-3},{"$f":"CO5/Max_1","v":0},{"$f":"CP5/Max_1","v":0},{"$f":"CQ5/Max_1","v":0},{"$f":"CR5/Max_1","v":0},{"$f":"CS5/Max_1","v":0},{"$f":"CT5/Max_1","v":0},{"$f":"CU5/Max_1","v":0},{"$f":"CV5/Max_1","v":0},{"$f":"CW5/Max_1","v":0},{"$f":"CX5/Max_1","v":0}]
[null,{"$f":"B5+48","v":48},{"$f":"C5+1","v":"2021-07-02"},{"$f":"$C$1*DB6","v":0},0,0,0,0,0,0,0,0,0,0,0,0,0.32568335634043288,1.2850692343253074,4.0458621446633556,8.4185047215959674,15.170413520264075,19.657296055955445,24.64823234714914,29.921746284913958,34.439662729149177,41.83814354620305,37.768942769462591,35.880427186505045,31.185543616628657,34.856308965868415,29.73983796046646,27.059696973486268,21.084044681651569,17.346034108354321,9.8710726745053741,5.9329362712230527,2.5796478717730928,1.0555144739151596,0.83450221456209062,0.37020326162680572,0.18510163081340286,0,0,0,0,0,0,0,0,0,0,null,48,"2021-07-02",0,0,0,0,0,0,0,0,0,0,0,0,0,2.440979676606942,9.6315265209378129,30.323524605149,63.096251413459704,113.7014537825509,147.33040309089949,184.7372088636493,224.26191927879211,258.1234661042273,313.57469184422922,283.07624541556379,268.92192015696418,233.7340140051835,261.24620779908793,222.89852592651459,202.81100977840211,158.02380922035101,130.0076159985432,73.983172046383132,44.46704622363815,19.334325519595879,7.9110256297475621,6.2545503360027226,2.7746540320594457,1.3873270160297229,0,0,0,0,0,0,0,0,0,0,null,48,"2021-07-02",0,0,0,0,0,0,0,0,0,0,0,0,0,3.256833563404329E-3,1.2850692343253074E-2,4.0458621446633557E-2,8.418504721595968E-2,0.15170413520264076,0.19657296055955445,0.2464823234714914,0.29921746284913958,0.34439662729149179,0.41838143546203049,0.37768942769462588,0.35880427186505043,0.31185543616628658,0.34856308965868416,0.29739837960466459,0.27059696973486269,0.2108404468165157,0.17346034108354319,9.871072674505374E-2,5.9329362712230528E-2,2.5796478717730928E-2,1.0555144739151597E-2,8.3450221456209065E-3,3.7020326162680571E-3,1.8510163081340285E-3,0,0,0,0,0,0,0,0,0,0]
[null,{"$f":"B6+48","v":96},{"$f":"C6+1","v":"2021-07-03"},0,0,0,0,0,0,0,0,0,0,0,0,0,0.30871979270997452,0.8541058307474968,2.9342266117865812,7.0913271317734452,10.739725249823215,15.455561554129774,18.726440022703319,26.688124075137072,27.091214290546361,36.161600932141681,31.247414744842182,29.666000967887889,26.701000832988054,31.117270681134062,25.116164051578348,23.704944989913347,17.194378844201719,14.196395908314699,11.041094490169556,7.026713895641409,3.459813079280929,1.1240885680332546,0.42795346543567542,0.31326963564442067,0.15663481782221028,0,0,0,0,0,0,0,0,0,0,null,96,"2021-07-03",0,0,0,0,0,0,0,0,0,0,0,0,0,2.3138386567830902,6.4014784112788821,21.991874581529228,53.149124976275019,80.493677545370744,115.838623342923,140.35368593670668,200.02609039093349,203.04723041696752,271.02930263547518,234.1977348665593,222.34512153922481,200.1226010157564,233.22231193395328,188.2443324495344,177.6673195881101,128.87096774667489,106.401242859459,82.752424197658797,52.664852159848863,25.931117593113431,8.4249848690678331,3.2074887811278279,2.347939490978399,1.1739697454891991,0,0,0,0,0,0,0,0,0,0,null,96,"2021-07-03",0,0,0,0,0,0,0,0,0,0,0,0,0,3.0871979270997454E-3,8.541058307474968E-3,2.934226611786581E-2,7.091327131773445E-2,0.10739725249823215,0.15455561554129774,0.1872644002270332,0.26688124075137071,0.27091214290546362,0.3616160093214168,0.31247414744842184,0.2966600096788789,0.26701000832988053,0.31117270681134063,0.25116164051578349,0.23704944989913349,0.17194378844201719,0.14196395908314699,0.11041094490169556,7.0267138956414094E-2,3.4598130792809288E-2,1.1240885680332546E-2,4.2795346543567543E-3,3.132696356444207E-3,1.5663481782221028E-3,0,0,0,0,0,0,0,0,0,0]
[null,144,"2021-07-04",0,0,0,0,0,0,0,0,0,0,0,0,0,0.26196022034207345,1.5068063278656258,5.8726020406705262,13.909264580483418,22.399806107627427,31.859061734720552,42.310933586642051,48.766858205486834,57.044751261632435,61.186995947720511,64.345968479516941,65.388083045874879,62.760860379933192,58.556048640976229,53.71979704618952,49.430049536072303,39.521575144803151,31.48959586598707,22.091857674102616,13.225190592934782,6.0405845029087475,1.7179152532520545,0.9520216024845205,0.47666740866028051,0.23833370433014017,0,0,0,0,0,0,0,0,0,0,null,144,"2021-07-04",0,0,0,0,0,0,0,0,0,0,0,0,0,1.9633781140049391,11.29343440890505,44.014844329635032,104.2492086148208,167.88537210818012,238.78199698031091,317.11822840373162,365.50504486675675,427.54741922148384,458.5933259202132,482.26965938631287,490.0802534116238,470.38935730460463,438.87451382570259,402.62706174070115,370.4756291110707,296.21213315892692,236.0128696693173,165.57731474803899,99.12210995167554,45.273864074940285,12.87568473391077,7.135351985645773,3.5725972309877907,1.7862986154938949,0,0,0,0,0,0,0,0,0,0,null,144,"2021-07-04",0,0,0,0,0,0,0,0,0,0,0,0,0,2.6196022034207342E-3,1.5068063278656259E-2,5.8726020406705264E-2,0.13909264580483419,0.22399806107627426,0.31859061734720551,0.42310933586642052,0.48766858205486835,0.57044751261632431,0.61186995947720513,0.64345968479516935,0.65388083045874879,0.62760860379933192,0.58556048640976233,0.53719797046189521,0.49430049536072301,0.3952157514480315,0.31489595865987069,0.22091857674102616,0.13225190592934782,6.0405845029087475E-2,1.7179152532520545E-2,9.5202160248452055E-3,4.766674086602805E-3,2.3833370433014017E-3,0,0,0,0,0,0,0,0,0,0]
[null,192,"2021-07-05",0,0,0,0,0,0,0,0,0,0,0,0,0,0.54973423454768777,2.0799173913352393,8.3428973569804938,16.850241139581438,26.110082525972622,35.853083464711297,45.462334082929537,53.500523156137362,58.920604178142625,63.202426290396239,63.783114450618385,64.611411386621853,64.246387807410542,61.367761960479037,56.886240055362961,51.092543353597677,42.500918260771449,32.801495379259798,22.780151840886148,13.709105296686303,5.9219378044654274,1.3159136206328446,0.64609888988383912,0.40401543937193635,0.2020077196859682,0,0,0,0,0,0,0,0,0,0,null,192,"2021-07-05",0,0,0,0,0,0,0,0,0,0,0,0,0,4.1202292593156589,15.588871775085991,62.529578180593404,126.2916736974752,195.6936992930294,268.71698039605252,340.73780986077702,400.98361543370481,441.60683845910359,473.69887064736224,478.05109795635281,484.25914005496969,481.52330747098659,459.94815770628588,426.35938604298212,382.9359330905661,318.542153573343,245.84548772395908,170.7360434332393,102.7490252793167,44.384613292060465,9.8627035788019892,4.8424772976001247,3.0280745311144011,1.514037265557201,0,0,0,0,0,0,0,0,0,0,null,192,"2021-07-05",0,0,0,0,0,0,0,0,0,0,0,0,0,5.4973423454768777E-3,2.0799173913352394E-2,8.3428973569804943E-2,0.1685024113958144,0.26110082525972622,0.35853083464711299,0.4546233408292954,0.53500523156137358,0.58920604178142622,0.63202426290396241,0.63783114450618383,0.64611411386621853,0.64246387807410543,0.61367761960479039,0.56886240055362958,0.51092543353597675,0.42500918260771448,0.32801495379259799,0.22780151840886148,0.13709105296686303,5.9219378044654269E-2,1.3159136206328446E-2,6.4609888988383917E-3,4.0401543937193633E-3,2.0200771968596821E-3,0,0,0,0,0,0,0,0,0,0]
[null,240,"2021-07-06",0,0,0,0,0,0,0,0,0,0,0,0,0,0.4334983183498658,2.2902136160620272,9.0174372477707081,15.789921946379465,22.895798688202753,31.468016664387864,37.55899129203469,45.01946595770368,{"$f":"$C$1*DW10","v":48.708962330168184},51.743203932505644,55.589864760689302,57.160124005236788,50.470348418741331,48.79198531132996,43.946428178682886,41.438030377820247,33.042611921798127,26.450014035718795,16.943395169336043,9.7847635255645589,3.8638510144308316,0.94545925797890995,0.66080626007681642,0.42410517376153967,{"$f":"$C$1*EM10","v":0.21205258688076983},0,0,0,0,0,0,0,0,0,0,null,240,"2021-07-06",0,0,0,0,0,0,0,0,0,0,0,0,0,3.2490471629419897,17.165030951266548,67.585219288511951,118.3446369486373,171.6028104892396,235.85113468496641,281.50267010230948,337.41853648666159,365.07111831736171,387.81260000818253,416.64312119263468,428.4121318845352,378.27261468234951,365.69337120736014,329.37617460408717,310.5758646295393,247.6526435658885,198.24146813222478,126.98985826539442,73.336289501210786,28.959360728903988,7.086167557712205,4.9527082659271215,3.1786460368384879,1.5893230184192439,0,0,0,0,0,0,0,0,0,0,null,240,"2021-07-06",0,0,0,0,0,0,0,0,0,0,0,0,0,4.3349831834986578E-3,2.2902136160620274E-2,9.0174372477707085E-2,0.15789921946379465,0.22895798688202751,0.31468016664387866,0.37558991292034688,0.4501946595770368,0.48708962330168182,0.51743203932505644,0.555898647606893,0.5716012400523679,0.50470348418741329,0.48791985311329961,0.43946428178682889,0.41438030377820245,0.33042611921798126,0.26450014035718794,0.16943395169336042,9.784763525564559E-2,3.8638510144308316E-2,9.4545925797890999E-3,6.608062600768164E-3,4.2410517376153967E-3,2.1205258688076984E-3,0,0,0,0,0,0,0,0,0,0]
[null,288,"2021-07-07",0,0,0,0,0,0,0,0,0,0,0,0,0,0.41868475406136341,2.459037823867523,8.3077914873454315,{"$f":"$C$1*DR11","v":15.594815975296989},24.410317104664102,32.580345627929411,40.138099505422446,45.336102135417484,49.776484092521819,52.959746524922338,55.062328502204608,52.850277287699917,51.461821183758325,53.973775119387945,49.223010535249855,41.445586717747354,32.389825632914111,24.357652761226351,16.10830545970023,9.5930775382293305,3.8242449059137087,1.0813848871241163,0.67978597185434497,0.35988158260134506,0.17994079130067253,0,0,0,0,0,0,0,0,0,0,null,288,"2021-07-07",0,0,0,0,0,0,0,0,0,0,0,0,0,3.1380202754379583,18.430359535456532,62.266461528665914,116.8823279269286,182.9540465977399,244.18798193505449,300.83295091060751,339.79170803390514,373.07213794428128,396.93052294162169,412.6892645998268,396.11005674931721,385.70365106231731,404.53061408045636,368.92388265724105,310.63249900103091,242.76004456347599,182.55933010544538,120.730904684623,71.899613078340295,28.66251502255254,8.1049230200780595,5.094960210384416,2.6972935890429057,1.3486467945214529,0,0,0,0,0,0,0,0,0,0,null,288,"2021-07-07",0,0,0,0,0,0,0,0,0,0,0,0,0,4.1868475406136342E-3,2.4590378238675232E-2,8.3077914873454312E-2,0.15594815975296988,0.24410317104664103,0.32580345627929413,0.40138099505422448,0.45336102135417483,0.49776484092521817,0.52959746524922335,0.55062328502204605,0.52850277287699921,0.51461821183758327,0.53973775119387946,0.49223010535249856,0.41445586717747357,0.3238982563291411,0.2435765276122635,0.16108305459700231,9.5930775382293304E-2,3.8242449059137089E-2,1.0813848871241163E-2,6.7978597185434494E-3,3.5988158260134508E-3,1.7994079130067254E-3,0,0,0,0,0,0,0,0,0,0]
[null,336,"2021-07-08",0,0,0,0,0,0,0,0,0,0,0,0,0,0.3408942276622704,2.0290749824788108,6.4492032430190323,12.555982532769471,20.769573275275715,28.972825515621953,35.704809128225236,40.260452228308658,44.413743559136861,45.961483470049373,45.518627865833331,49.012617121685622,46.709823094738198,44.542898290647692,37.45989872173746,30.857828878500236,24.206069269672504,18.697412534605469,13.273357738453589,7.3249019000121933,2.9558353935195139,0.97360791394417667,0.95842750025837942,0.36760048402868573,0.18380024201434286,0,0,0,0,0,0,0,0,0,0,null,336,"2021-07-08",0,0,0,0,0,0,0,0,0,0,0,0,0,2.5549843594906378,15.2078105869344,48.336440103686854,94.10643063468406,155.66686252076258,217.1498078753134,267.60567201974561,301.74997815233911,332.87867887409851,344.47890834134148,341.159728811538,367.34699505582057,350.08767458469742,333.84668681376741,280.75997648444638,231.2778092286033,181.42321978544089,140.13612643564412,99.48312018140517,54.899755615327351,22.15383126743119,7.2971402580278903,7.1833638535290865,2.7551463504538263,1.3775731752269131,0,0,0,0,0,0,0,0,0,0,null,336,"2021-07-08",0,0,0,0,0,0,0,0,0,0,0,0,0,3.4089422766227042E-3,2.029074982478811E-2,6.4492032430190319E-2,0.12555982532769472,0.20769573275275713,0.28972825515621953,0.35704809128225234,0.40260452228308657,0.44413743559136865,0.45961483470049375,0.45518627865833328,0.49012617121685625,0.46709823094738201,0.44542898290647692,0.37459898721737461,0.30857828878500237,0.24206069269672503,0.18697412534605468,0.13273357738453589,7.3249019000121929E-2,2.9558353935195139E-2,9.7360791394417671E-3,9.584275002583794E-3,3.6760048402868575E-3,1.8380024201434288E-3,0,0,0,0,0,0,0,0,0,0]
[null,384,"2021-07-09",0,0,0,0,0,0,0,0,0,0,0,0,0,0.28823799562331159,1.5335337894634882,3.7210940504366832,7.5162413510052568,10.701641051626181,15.138943648961703,18.435672265445021,24.107427280165393,26.619784261697383,36.462513214444186,32.25249027116579,40.443235762932169,42.121269097947447,47.092299344018016,38.10572759395491,35.477985268792764,34.29029787010677,32.297265271645792,21.361313169079814,11.756542045793902,5.2056852959186033,1.3479714543183794,0.98662989527792866,0.43647726229195416,0.21823863114597716,0,0,0,0,0,0,0,0,0,0,null,384,"2021-07-09",0,0,0,0,0,0,0,0,0,0,0,0,0,2.1603286617047064,11.493755331965909,27.88940477008742,56.333834766486028,80.208238477057847,113.46558874745149,138.174396844211,180.6839032469708,199.51388707301197,273.28462441118802,241.73072322917761,303.11993115898889,315.69670300716319,352.9543140156083,285.60043001379694,265.90563908817188,257.0039843185487,242.06630950972891,160.10192199338579,88.114666108269844,39.016338301507986,10.10297536112985,7.3947393252384899,3.2713741915691092,1.6356870957845551,0,0,0,0,0,0,0,0,0,0,null,384,"2021-07-09",0,0,0,0,0,0,0,0,0,0,0,0,0,2.8823799562331161E-3,1.5335337894634883E-2,3.7210940504366831E-2,7.5162413510052567E-2,0.10701641051626182,0.15138943648961703,0.18435672265445022,0.24107427280165392,0.26619784261697382,0.36462513214444187,0.3225249027116579,0.40443235762932167,0.4212126909794745,0.47092299344018018,0.38105727593954913,0.35477985268792767,0.34290297870106767,0.32297265271645792,0.21361313169079812,0.11756542045793901,5.2056852959186037E-2,1.3479714543183793E-2,9.8662989527792868E-3,4.3647726229195417E-3,2.1823863114597717E-3,0,0,0,0,0,0,0,0,0,0]
[null,432,"2021-07-10",0,0,0,0,0,0,0,0,0,0,0,0,0,0.54114786008893578,2.8498995068777795,10.621349978770676,19.363834856947058,28.288679133185525,37.943570571920823,48.365976802888049,55.421242129136814,60.772844268422318,64.414042187473768,67.91803159776947,68.912417629454055,68.959106189637211,67.240744639063649,62.79759371767809,55.890091394923417,46.454790090524128,35.995586997679638,25.371568844339375,15.590296642804747,6.8781031607046534,1.8242047965144523,0.55768625116906634,0.50710902775068856,0.25355451387534428,0,0,0,0,0,0,0,0,0,0,null,432,"2021-07-10",0,0,0,0,0,0,0,0,0,0,0,0,0,4.0558748330254737,21.359847352436429,79.606461096550902,145.13092679373372,212.0221666162806,284.38507163732965,362.50045977690507,415.37930341189013,455.4892808024062,482.77986825759524,509.04208513501294,516.49495629587966,516.84488460605712,503.96585489712595,470.66467174466931,418.89330407203101,348.17621559230162,269.78503690262079,190.15857797759261,116.8484557668976,51.55102249479512,13.672319286731291,4.1798292068810978,3.8007555696811059,1.900377784840553,0,0,0,0,0,0,0,0,0,0,null,432,"2021-07-10",0,0,0,0,0,0,0,0,0,0,0,0,0,5.4114786008893573E-3,2.8498995068777795E-2,0.10621349978770676,0.19363834856947057,0.28288679133185524,0.37943570571920821,0.4836597680288805,0.55421242129136816,0.60772844268422321,0.64414042187473763,0.67918031597769468,0.68912417629454059,0.68959106189637209,0.67240744639063654,0.62797593717678091,0.55890091394923413,0.46454790090524128,0.35995586997679635,0.25371568844339376,0.15590296642804746,6.8781031607046531E-2,1.8242047965144524E-2,5.5768625116906639E-3,5.0710902775068858E-3,2.5355451387534429E-3,0,0,0,0,0,0,0,0,0,0]
[null,480,"2021-07-11",0,0,0,0,0,0,0,0,0,0,0,0,0,0.5846560038248082,2.7478944025539653,10.70758101833866,18.882601906666675,28.183696251456841,37.397676506767482,46.335073164886722,53.731424051209743,59.737903145503843,65.195063512274899,68.131323866498434,69.120201426190491,68.10984580814808,64.663723673284409,59.315770143245516,52.774370693903528,44.200593355640152,34.671264707055684,22.725464375635912,12.804085923199754,5.3941265099922537,1.5191569593257628,0.65831769190176448,0.43247803497775239,0.2162390174888762,0,0,0,0,0,0,0,0,0,0,null,480,"2021-07-11",0,0,0,0,0,0,0,0,0,0,0,0,0,4.3819660887147762,20.595324444780282,80.252758216070006,141.5241110677249,211.23532542313262,280.2936242462423,347.2789435127259,402.71420553359582,447.73245135949151,488.63358212943149,510.64069950387415,518.05228495602682,510.47972258286944,484.6512179001964,444.56858664464687,395.54114080943179,331.28112927670287,259.85931078319459,170.32616374905479,95.965952535166295,40.42869531894214,11.38600174401917,4.9340565779581391,3.2414001925726921,1.620700096286346,0,0,0,0,0,0,0,0,0,0,null,480,"2021-07-11",0,0,0,0,0,0,0,0,0,0,0,0,0,5.8465600382480824E-3,2.7478944025539655E-2,0.10707581018338659,0.18882601906666677,0.28183696251456841,0.37397676506767485,0.4633507316488672,0.53731424051209742,0.59737903145503846,0.65195063512274898,0.68131323866498428,0.69120201426190497,0.68109845808148084,0.64663723673284412,0.59315770143245516,0.52774370693903527,0.4420059335564015,0.34671264707055682,0.22725464375635912,0.12804085923199754,5.3941265099922538E-2,1.5191569593257627E-2,6.5831769190176446E-3,4.3247803497775241E-3,2.162390174888762E-3,0,0,0,0,0,0,0,0,0,0]
[null,528,"2021-07-12",0,0,0,0,0,0,0,0,0,0,0,0,0,0.33199301274269433,2.383722195721103,7.6366841526594618,15.230800928911359,23.162196631335171,30.105599085538614,34.765563050189051,42.615568320616809,44.88298176924291,48.962371014579503,51.558810294454119,53.398318205035253,53.649871192746815,52.482308767348762,48.400592945293361,43.704130318897285,34.280928377931488,27.792439358652764,16.680822434848189,8.9588301132672026,4.2534125330287749,1.3689426726870544,0.75307390362286442,0.4535304312817765,0.2419957191823966,0,0,0,0,0,0,0,0,0,0,null,528,"2021-07-12",0,0,0,0,0,0,0,0,0,0,0,0,0,2.4882702204571281,17.865872852126827,57.236547248741964,114.15405424358551,173.59944910283951,225.63988637804709,260.56607191987871,319.40144975951887,336.395594651517,366.97040311801686,386.4305793607752,400.21759468492553,402.10297113613052,393.35215198592658,362.75990594892733,327.56016485133887,256.93376046604061,208.30287552947323,125.02188938998771,67.145961888825582,31.879103881795537,10.260153543051169,5.644249415696204,3.3991867988623978,1.813745224771794,0,0,0,0,0,0,0,0,0,0,null,528,"2021-07-12",0,0,0,0,0,0,0,0,0,0,0,0,0,3.3199301274269431E-3,2.3837221957211028E-2,7.636684152659462E-2,0.15230800928911359,0.23162196631335169,0.30105599085538615,0.34765563050189052,0.42615568320616809,0.44882981769242908,0.48962371014579503,0.51558810294454116,0.53398318205035256,0.53649871192746812,0.52482308767348762,0.48400592945293358,0.43704130318897283,0.34280928377931486,0.27792439358652765,0.16680822434848189,8.9588301132672021E-2,4.2534125330287748E-2,1.3689426726870544E-2,7.5307390362286441E-3,4.5353043128177652E-3,2.4199571918239659E-3,0,0,0,0,0,0,0,0,0,0]
[null,576,"2021-07-13",0,0,0,0,0,0,0,0,0,0,0,0,0,0.41724259960199234,2.7257592456330291,9.4583196152655979,17.505190131682539,26.991897825453027,35.026503868668037,42.709452639207484,51.814717108482981,55.111649947969475,55.672795203443982,57.33606597875044,59.243278214009521,61.764855902082786,59.823268473872957,55.552848792246145,47.868268018887569,39.788811604632443,31.3927328971007,21.35811071760866,11.836031551685162,4.9847513313034604,1.322820596399563,0.78474219426212244,0.51328068984158548,0.25664034492079274,0,0,0,0,0,0,0,0,0,0,null,576,"2021-07-13",0,0,0,0,0,0,0,0,0,0,0,0,0,3.1272114033930101,20.429422604447879,70.889609512568896,131.20048204708539,202.30285871934888,262.52180967037827,320.10510780396737,388.34858751190933,413.05892624936808,417.2646805121247,429.73080774944498,444.0252634365732,462.92435597459803,448.3722600189738,416.36568845030808,358.77015854117349,298.21505641119722,235.28688679710601,160.07791978754929,88.710435786414763,37.360449822718046,9.9144709999647489,5.8816015933202532,3.847011853404176,1.923505926702088,0,0,0,0,0,0,0,0,0,0,null,576,"2021-07-13",0,0,0,0,0,0,0,0,0,0,0,0,0,4.1724259960199232E-3,2.725759245633029E-2,9.4583196152655979E-2,0.17505190131682541,0.26991897825453026,0.35026503868668035,0.42709452639207485,0.51814717108482977,0.55111649947969477,0.55672795203443981,0.57336065978750439,0.5924327821400952,0.61764855902082783,0.59823268473872959,0.55552848792246146,0.47868268018887572,0.39788811604632446,0.313927328971007,0.21358110717608661,0.11836031551685162,4.9847513313034601E-2,1.322820596399563E-2,7.8474219426212244E-3,5.1328068984158549E-3,2.5664034492079275E-3,0,0,0,0,0,0,0,0,0,0]
[null,624,"2021-07-14",0,0,0,0,0,0,0,0,0,0,0,0,0,0.4951523852918141,2.2837838605389784,6.9627411479503953,14.002772550884293,22.06716892166116,30.629677039476118,38.256382850705187,41.747962998187674,43.801045596754825,44.134112920951985,42.587101408166525,45.874071366152855,44.098790501265739,44.501291070548341,37.024619712730356,33.051936318270947,26.040184781489923,17.487305733489023,11.457175450434868,7.540931521294854,3.5629702565383732,1.3126334063290035,1.0232812698709834,0.54278338444199326,0.27139169222099663,0,0,0,0,0,0,0,0,0,0,null,624,"2021-07-14",0,0,0,0,0,0,0,0,0,0,0,0,0,3.7111411614702647,17.116840270804179,52.185379770700301,104.95004594932281,165.39227384319341,229.56782315963071,286.72958326262619,312.89879336601314,328.28653977654596,330.78286190501632,319.18809174353771,343.82375920661616,330.51812222181132,333.5348428810475,277.4975831384096,247.72252942847152,195.16981936363999,131.0664394205009,85.87092917514093,56.518886298029059,26.704275226991268,9.8381185446124562,7.6694394557782823,4.0681330022830879,2.034066501141544,0,0,0,0,0,0,0,0,0,0,null,624,"2021-07-14",0,0,0,0,0,0,0,0,0,0,0,0,0,4.9515238529181408E-3,2.2837838605389786E-2,6.9627411479503951E-2,0.14002772550884293,0.22067168921661159,0.30629677039476116,0.3825638285070519,0.41747962998187677,0.43801045596754828,0.44134112920951984,0.42587101408166528,0.45874071366152852,0.44098790501265739,0.44501291070548343,0.37024619712730356,0.33051936318270947,0.26040184781489922,0.17487305733489023,0.11457175450434867,7.5409315212948538E-2,3.5629702565383732E-2,1.3126334063290035E-2,1.0232812698709834E-2,5.4278338444199324E-3,2.7139169222099662E-3,0,0,0,0,0,0,0,0,0,0]
[null,672,"2021-07-15",0,0,0,0,0,0,0,0,0,0,0,0,0,0.36333890516475276,1.501092497730117,4.6208044704234572,10.406891641659143,17.068940659038038,25.489882357251165,31.924885466249414,38.162945591396188,41.549999626104267,57.496317055439597,49.507017403764607,49.410167888245986,50.302106102001702,50.457110514728896,46.583562322243324,41.120279768052967,36.785861341298045,34.403642978456752,22.27911695541847,12.917124250841219,5.7675062494175888,1.8104475281798487,0.82815873684969554,0.7135796326730075,0.35678981633650375,0,0,0,0,0,0,0,0,0,0,null,672,"2021-07-15",0,0,0,0,0,0,0,0,0,0,0,0,0,2.7232060403501541,11.250609551678441,34.632687186163899,77.999107106312067,127.9308151269784,191.04533155238622,239.27534239625669,286.0292759040496,311.41506827364742,430.93188116550158,371.05249924315171,370.32661720322619,377.01164734118322,378.1733972859854,349.14135671609097,308.19434047249689,275.7081016652549,257.8534999616997,166.98081324143521,96.813168872994851,43.227156885523854,13.569209282008501,6.2070063032067075,5.3482419260465397,2.6741209630232698,0,0,0,0,0,0,0,0,0,0,null,672,"2021-07-15",0,0,0,0,0,0,0,0,0,0,0,0,0,3.6333890516475273E-3,1.5010924977301169E-2,4.620804470423457E-2,0.10406891641659144,0.17068940659038037,0.25489882357251165,0.31924885466249414,0.38162945591396186,0.41549999626104267,0.57496317055439594,0.49507017403764608,0.49410167888245987,0.50302106102001698,0.50457110514728898,0.46583562322243327,0.41120279768052964,0.36785861341298043,0.3440364297845675,0.22279116955418471,0.12917124250841219,5.7675062494175887E-2,1.8104475281798486E-2,8.2815873684969551E-3,7.1357963267300751E-3,3.5678981633650375E-3,0,0,0,0,0,0,0,0,0,0]
[null,720,"2021-07-16",0,0,0,0,0,0,0,0,0,0,0,0,0,0.3040083388280666,2.2726376075044059,7.0793437610896754,13.887258077507411,19.566060927884639,28.08568186564359,35.635367370472053,44.941038490326214,50.4032761075119,54.144863849672333,54.235105284685801,54.519412276737654,53.598541353254824,52.559259600113847,47.323429006562705,43.651873738454981,34.527733310287765,26.610407766424967,18.856566248730473,11.339928597832072,5.130010542440349,1.4824476322080613,0.62147394825237345,0.66235279284241355,0.33117639642120666,0,0,0,0,0,0,0,0,0,0,null,720,"2021-07-16",0,0,0,0,0,0,0,0,0,0,0,0,0,2.2785265570115971,17.033299688830841,53.059310241420242,104.0842710290589,146.64660059047119,210.50071274143582,267.08520968698156,336.8307267314832,377.76991122702469,405.81291514187177,406.48926996494561,408.62013596102798,401.7182566809268,393.92889444212148,354.68661871570748,327.16850452131177,258.7835504913507,199.4436107326581,141.32897517682929,84.992170163426508,38.449159992649079,11.11086726234624,4.6579146514291336,4.964299447903529,2.482149723951764,0,0,0,0,0,0,0,0,0,0,null,720,"2021-07-16",0,0,0,0,0,0,0,0,0,0,0,0,0,3.0400833882806661E-3,2.2726376075044061E-2,7.0793437610896751E-2,0.13887258077507411,0.19566060927884638,0.28085681865643591,0.35635367370472054,0.44941038490326213,0.50403276107511896,0.54144863849672331,0.54235105284685803,0.54519412276737655,0.53598541353254825,0.5255925960011385,0.47323429006562706,0.43651873738454983,0.34527733310287767,0.26610407766424965,0.18856566248730472,0.11339928597832072,5.130010542440349E-2,1.4824476322080614E-2,6.214739482523734E-3,6.623527928424135E-3,3.3117639642120666E-3,0,0,0,0,0,0,0,0,0,0]
[null,768,"2021-07-17",0,0,0,0,0,0,0,0,0,0,0,0,0,0.59324312336861773,3.2322650122552941,11.05624537758923,20.189613473060973,31.626999647542942,40.814811912870233,49.598465426193307,55.492184456512462,61.340636796278858,67.522668069259765,70.755000699643958,72.449960380938776,71.944641579746232,68.719776556638507,63.158632709101347,55.581825965299835,46.891969128170921,36.408930840199602,24.955212038432538,14.397261462276834,6.2590807319490498,1.5160807007647084,0.6573663529086019,0.60023270178589616,0.30011635089294819,0,0,0,0,0,0,0,0,0,0,null,768,"2021-07-17",0,0,0,0,0,0,0,0,0,0,0,0,0,4.4463260993783944,24.225656763607077,82.865979304341394,151.32009421684171,237.04270380648529,305.90487491694563,371.73789737562799,415.91101243528323,459.74485602307658,506.07885622209602,530.30501978003315,543.00865370593795,539.22131579042878,515.05112155741983,473.37064005213671,416.58287084275321,351.45284955335347,272.88302732613874,187.03800555149289,107.9067196528124,46.911481853434118,11.362945347426178,4.9269263420935649,4.4987126230753347,2.2493563115376682,0,0,0,0,0,0,0,0,0,0,null,768,"2021-07-17",0,0,0,0,0,0,0,0,0,0,0,0,0,5.9324312336861773E-3,3.2322650122552941E-2,0.1105624537758923,0.20189613473060974,0.31626999647542942,0.40814811912870236,0.49598465426193306,0.55492184456512461,0.61340636796278858,0.67522668069259772,0.70755000699643955,0.72449960380938783,0.71944641579746227,0.68719776556638512,0.63158632709101348,0.55581825965299836,0.46891969128170924,0.36408930840199599,0.24955212038432539,0.14397261462276834,6.2590807319490502E-2,1.5160807007647084E-2,6.5736635290860193E-3,6.0023270178589617E-3,3.0011635089294817E-3,0,0,0,0,0,0,0,0,0,0]
[null,816,"2021-07-18",0,0,0,0,0,0,0,0,0,0,0,0,0,0.60132314870847814,3.2748221803621762,11.080920700026828,21.468068937673408,32.184877117746339,41.724120645146584,50.891697071497724,57.738226261475923,64.271161565613525,68.700491715025436,71.736210880303346,72.8965855008407,72.137995647402803,69.206602272570663,64.246638074607901,56.51203459470949,48.619095942637259,37.812438933595168,27.108024158500992,15.911454725236506,7.2993787431560948,1.9820399517863101,0.56917058706975132,0.68759130182539263,0.34379764831669191,0,0,0,0,0,0,0,0,0,0,null,816,"2021-07-18",0,0,0,0,0,0,0,0,0,0,0,0,0,4.5068854655759472,24.544620506827219,83.050919552012331,160.9020508806143,241.22396619000099,312.72009618028727,381.43060073880918,432.74497797878047,481.70898548955699,514.90658268084644,537.65913862842103,546.35608555812973,540.67049438783192,518.6998547686984,481.52518321050655,423.55473573909728,364.39757445550168,283.40224688475462,203.173219495761,119.25551875286899,54.708460893151049,14.85528549845869,4.2659037022065416,5.15346074919802,2.5767453450372111,0,0,0,0,0,0,0,0,0,0,null,816,"2021-07-18",0,0,0,0,0,0,0,0,0,0,0,0,0,6.0132314870847813E-3,3.274822180362176E-2,0.11080920700026829,0.21468068937673407,0.32184877117746341,0.41724120645146584,0.50891697071497721,0.57738226261475922,0.64271161565613522,0.68700491715025436,0.71736210880303342,0.72896585500840694,0.72137995647402808,0.69206602272570661,0.64246638074607898,0.56512034594709493,0.48619095942637258,0.37812438933595166,0.27108024158500993,0.15911454725236507,7.2993787431560944E-2,1.9820399517863102E-2,5.6917058706975132E-3,6.8759130182539261E-3,3.4379764831669189E-3,0,0,0,0,0,0,0,0,0,0]
[null,864,"2021-07-19",0,0,0,0,0,0,0,0,0,0,0,0,0,0.57600803784723731,3.0658372506903446,10.234307835204886,19.449901925916109,28.634056825131516,39.227694710378842,47.45396439847682,54.492386178477112,59.777120700450304,62.39899011689365,62.865515464860586,63.717450657079425,62.448449694890307,59.2200162586619,54.421676496232251,49.15414238960178,43.162201040247595,34.791212281799609,24.563860986712903,14.839637663976985,6.3208336924340278,1.5257037822320634,0.69082387247981958,0.60105271548962524,0.30052835514880832,0,0,0,0,0,0,0,0,0,0,null,864,"2021-07-19",0,0,0,0,0,0,0,0,0,0,0,0,0,4.3171500372209648,22.978289418317921,76.705600527406759,145.77599496221262,214.61075430546032,294.00951471430392,355.66497463269582,408.4175767718412,448.02638487720697,467.67715865996587,471.17374167791695,477.55895126725403,468.04785560334051,443.85091630112322,407.8876114115032,368.40771951712395,323.49843332717893,260.75831156572821,184.1048499416992,111.2223060858996,47.37431705388132,11.43506983837988,5.1776886967336759,4.504858582782437,2.25244426182942,0,0,0,0,0,0,0,0,0,0,null,864,"2021-07-19",0,0,0,0,0,0,0,0,0,0,0,0,0,5.7600803784723731E-3,3.0658372506903446E-2,0.10234307835204885,0.1944990192591611,0.28634056825131515,0.39227694710378841,0.47453964398476822,0.54492386178477115,0.59777120700450304,0.62398990116893649,0.62865515464860589,0.63717450657079422,0.62448449694890307,0.59220016258661901,0.54421676496232252,0.49154142389601779,0.43162201040247594,0.34791212281799611,0.24563860986712904,0.14839637663976984,6.3208336924340275E-2,1.5257037822320635E-2,6.908238724798196E-3,6.0105271548962528E-3,3.0052835514880832E-3,0,0,0,0,0,0,0,0,0,0]
[null,912,"2021-07-20",0,0,0,0,0,0,0,0,0,0,0,0,0,0.64659488577792235,3.2964370406221568,10.827126534674782,20.396066786531168,30.088536218991575,39.925744417553773,49.317420975280768,57.250992086629729,61.435984709947832,61.707551686202244,63.304222793397827,64.864249062793789,67.036542856593371,65.132010815247014,60.958541433679322,55.359261783299161,45.75468334171115,35.95629765592345,25.449905906389986,15.477710813926462,7.3773145535672597,1.9126719432619308,0.53588104267853331,0.72212956774824189,0.36106678127811659,0,0,0,0,0,0,0,0,0,0,null,912,"2021-07-20",0,0,0,0,0,0,0,0,0,0,0,0,0,4.8461947608157523,24.706622750970642,81.148745591921454,152.86745097468022,225.512001088071,299.24136066314736,369.6314839542938,429.09318338936112,460.45948363588451,462.4948638816644,474.46183009904757,486.15414517881487,502.43537324605916,488.16100547175472,456.88107131786035,414.91476397014895,342.92895222425437,269.49056534653101,190.74571014958718,116.0046308835696,55.29258570515001,14.335375912296991,4.0164003127317391,5.4123232410681785,2.7061765909722908,0,0,0,0,0,0,0,0,0,0,null,912,"2021-07-20",0,0,0,0,0,0,0,0,0,0,0,0,0,6.4659488577792235E-3,3.296437040622157E-2,0.10827126534674782,0.20396066786531167,0.30088536218991574,0.39925744417553771,0.49317420975280768,0.57250992086629726,0.61435984709947833,0.61707551686202244,0.63304222793397824,0.64864249062793788,0.67036542856593373,0.6513201081524701,0.60958541433679325,0.55359261783299163,0.4575468334171115,0.35956297655923453,0.25449905906389986,0.15477710813926462,7.3773145535672602E-2,1.9126719432619309E-2,5.3588104267853331E-3,7.2212956774824191E-3,3.6106678127811659E-3,0,0,0,0,0,0,0,0,0,0]
[null,960,"2021-07-21",0,0,0,0,0,0,0,0,0,0,0,0,0,0.68618613560872765,3.332595009070983,10.933519309139038,20.421089575456666,30.151351098535045,38.979020340562592,47.114015816232815,53.826119563255517,61.198018933110333,65.48770986854089,68.987610038735241,71.781809102564196,71.553118311019773,67.891161064389024,65.922315330580417,59.547287657944416,50.677735552422668,39.350194992704914,28.338127755749255,18.405719528853655,8.8347368048506798,2.6469041994761291,0.64807959151956485,{"$f":"$C$1*EL25","v":0.89993263582465677},0.44996831531632414,0,0,0,0,0,0,0,0,0,0,null,960,"2021-07-21",0,0,0,0,0,0,0,0,0,0,0,0,0,5.1429291020924541,24.977624828334157,81.94615385718636,153.0549954654565,225.98279531617348,292.14571335326661,353.11707783602446,403.42394343045049,458.67594261765339,490.82695122297423,517.05851946027622,538.00089491304925,536.28686942320019,508.84069189644441,494.08429636981049,446.30379827630253,379.82697037370002,294.92764790629911,212.39278144925999,137.94990265421052,66.215889049822351,19.83840816874029,4.857322552489892,6.7449479121281888,3.3724889265022964,0,0,0,0,0,0,0,0,0,0,null,960,"2021-07-21",0,0,0,0,0,0,0,0,0,0,0,0,0,6.8618613560872763E-3,3.3325950090709829E-2,0.10933519309139038,0.20421089575456666,0.30151351098535045,0.38979020340562592,0.47114015816232818,0.53826119563255514,0.61198018933110332,0.65487709868540889,0.68987610038735248,0.71781809102564198,0.7155311831101977,0.67891161064389027,0.65922315330580417,0.59547287657944414,0.50677735552422665,0.39350194992704912,0.28338127755749254,0.18405719528853656,8.8347368048506805E-2,2.6469041994761293E-2,6.4807959151956486E-3,8.999326358246568E-3,4.4996831531632416E-3,0,0,0,0,0,0,0,0,0,0]
[null,1008,"2021-07-22",0,0,0,0,0,0,0,0,0,0,{"$f":"$C$1*DL26","v":0},0,0,0.66610674100993772,3.7301588033765363,12.556198822482784,21.806786222531365,32.505088587874845,42.210517514792805,52.062848325781466,59.071845231190721,65.85948280739143,70.421588327632236,73.316713637034852,73.963717518565403,72.970861520115037,70.640224172515587,65.191340718428577,59.283573293719513,50.982526390631008,40.601082407717371,28.2702942299432,{"$f":"$C$1*EH26","v":16.842654742768616},8.0805944348783711,2.4951704195890749,0.71513154410984447,0.93914070725182386,0.46957235102990752,0,0,0,0,0,0,0,0,0,0,null,1008,"2021-07-22",0,0,0,0,0,0,0,0,0,0,0,0,0,4.992435092558285,27.957344618006811,94.108051714742871,163.44071916794769,243.62393436640082,316.36561521114191,390.20831797330953,442.74038222046528,493.61336990351015,527.80611153628729,549.50492390696058,554.35418406949407,546.91278042748138,529.44477572820324,488.60567998478041,444.32727294588483,382.1113617225318,304.30298348401629,211.88437273060228,126.23481405120141,60.56363153486852,18.701171445559698,5.3598734208818275,7.0388103513638853,3.5194201461201438,0,0,0,0,0,0,0,0,0,0,null,1008,"2021-07-22",0,0,0,0,0,0,0,0,0,0,0,0,0,6.6610674100993778E-3,3.7301588033765362E-2,0.12556198822482784,0.21806786222531366,0.32505088587874847,0.42210517514792806,0.52062848325781463,0.59071845231190723,0.65859482807391434,0.70421588327632234,0.73316713637034847,0.73963717518565397,0.72970861520115038,0.70640224172515587,0.65191340718428581,0.59283573293719516,0.50982526390631011,0.4060108240771737,0.28270294229943199,0.16842654742768617,8.0805944348783715E-2,2.495170419589075E-2,7.1513154410984452E-3,9.3914070725182389E-3,4.6957235102990753E-3,0,0,0,0,0,0,0,0,0,0]
[null,1056,"2021-07-23",{"$f":"$C$1*DB27","v":0},0,0,0,0,0,0,0,0,0,0,0,0,0.39093481839439076,2.869261040817713,8.2273978780587704,15.954996871828426,23.381904865614118,33.296890653012461,41.64197703546207,45.648233751623543,52.496384894368312,54.775284541434253,59.152321462304172,57.003103761352591,56.245853807661014,56.436164265737389,52.750059340683009,52.95716897760245,42.163468010092039,32.181901155775975,23.046468536011254,15.124093227263996,7.3305618148175435,2.1752977410529359,0.81571818695902709,0.91671856506739258,0.45836127993769205,0,0,0,0,0,0,0,0,0,0,null,1056,"2021-07-23",0,0,0,0,0,0,0,0,0,0,0,0,0,2.9300359628486912,21.504961033977811,61.66391564298457,119.58186485818121,175.24615079703821,249.55844932170609,312.10443413339578,342.13111812887195,393.4576518197718,410.5378851667287,443.34354735240561,427.23527339092351,421.55972469895858,422.98609160216807,395.35892849195596,396.9112043596283,316.0129816407333,241.20166151109552,172.73207309728511,113.3542856155983,54.942176379981788,16.30374249437812,6.1137650341711662,6.8707575715313869,3.4353937562038954,0,0,0,0,0,0,0,0,0,0,null,1056,"2021-07-23",0,0,0,0,0,0,0,0,0,0,0,0,0,3.9093481839439078E-3,2.8692610408177131E-2,8.2273978780587703E-2,0.15954996871828425,0.23381904865614117,0.33296890653012462,0.41641977035462069,0.45648233751623546,0.52496384894368309,0.54775284541434255,0.59152321462304169,0.57003103761352591,0.56245853807661017,0.56436164265737387,0.52750059340683009,0.52957168977602453,0.42163468010092042,0.32181901155775972,0.23046468536011253,0.15124093227263996,7.3305618148175433E-2,2.175297741052936E-2,8.1571818695902708E-3,9.1671856506739258E-3,4.5836127993769205E-3,0,0,0,0,0,0,0,0,0,0]
[null,1104,"2021-07-24",0,0,0,0,0,0,0,0,0,0,0,0,0,0.37557612378602517,3.1345721772593258,10.26877506763474,19.605043533416829,29.535452595198496,38.56768243158551,47.351364344060222,54.442902476307644,59.677194280180089,64.640556994413956,67.670331051992065,69.368202832484045,68.654381408005648,65.495766954587182,59.993810665209899,54.715873407051355,48.175199977439185,37.901232956293242,25.43342346132621,15.785176987730216,7.6656493457961075,2.2139282177281046,0.62529116579348487,0.9325873001108379,0.46629564745941454,0,0,0,0,0,0,0,0,0,0,null,1104,"2021-07-24",0,0,0,0,0,0,0,0,0,0,0,0,0,2.8149233521844699,23.49345408842337,76.963930626972001,146.93877317464771,221.3666683320065,289.06275729645932,354.895992605294,408.0466990190564,447.27744159752422,484.47758485694641,507.18558253407843,519.91104249075238,514.56098834780425,490.88733866036949,449.65046479963922,410.09260183010883,361.07059747469549,284.06775342842832,190.62217508819029,118.30907373239161,57.453639852337098,16.593275891237241,4.6865244967210158,6.9896929085094941,3.4948614246929481,0,0,0,0,0,0,0,0,0,0,null,1104,"2021-07-24",0,0,0,0,0,0,0,0,0,0,0,0,0,3.7557612378602517E-3,3.134572177259326E-2,0.1026877506763474,0.1960504353341683,0.29535452595198497,0.38567682431585509,0.47351364344060221,0.54442902476307642,0.5967719428018009,0.64640556994413956,0.67670331051992072,0.69368202832484038,0.68654381408005649,0.65495766954587187,0.59993810665209901,0.54715873407051352,0.48175199977439187,0.3790123295629324,0.2543342346132621,0.15785176987730215,7.6656493457961078E-2,2.2139282177281047E-2,6.2529116579348488E-3,9.3258730011083792E-3,4.6629564745941455E-3,0,0,0,0,0,0,0,0,0,0]
[null,1152,"2021-07-25",0,0,0,0,0,0,0,0,0,0,0,0,0,0.79094492281192985,4.1731370336755838,13.185248517570185,22.830246806929107,33.332252911811331,43.181984342661409,51.996556761750824,59.067242491360176,65.094478442275943,69.789857724849384,72.515790172236848,73.538759443982173,73.081649446279712,71.001854601536664,66.32027443850663,59.791655674626497,50.89583727355248,40.654467890116223,29.227376678923399,18.123003427966534,8.6966670354217612,2.5941418380251084,0.55574554237446572,1.0109078555200075,0.50228066739319466,0,0,0,0,0,0,0,0,0,0,null,1152,"2021-07-25",0,0,0,0,0,0,0,0,0,0,0,0,0,5.9280907185237011,31.277443223871742,98.82274619142072,171.11150257670062,249.82348759697101,323.64670814131409,389.71146617729653,442.70588492680764,487.87970230457222,523.07132379702159,543.50204453953609,551.1691455857241,547.74313012425478,532.15517682945074,497.06697901433932,448.13532374642875,381.46163133609315,304.703104875007,219.05765549533729,135.83096030397979,65.181063368470959,19.442957036576487,4.1652836962382978,7.5767013640920808,3.7645672620057891,0,0,0,0,0,0,0,0,0,0,null,1152,"2021-07-25",0,0,0,0,0,0,0,0,0,0,0,0,0,7.9094492281192984E-3,4.1731370336755835E-2,0.13185248517570186,0.22830246806929108,0.33332252911811333,0.43181984342661411,0.51996556761750823,0.59067242491360172,0.65094478442275949,0.6978985772484938,0.72515790172236849,0.73538759443982171,0.73081649446279717,0.71001854601536663,0.66320274438506632,0.59791655674626498,0.5089583727355248,0.40654467890116219,0.292273766789234,0.18123003427966533,8.6966670354217609E-2,2.5941418380251085E-2,5.5574554237446576E-3,1.0109078555200076E-2,5.0228066739319462E-3,0,0,0,0,0,0,0,0,0,0]
[null,1200,"2021-07-26",0,0,0,0,0,0,0,0,0,0,0,0,0,0.85471256051064992,4.0150678966535835,13.0613611761183,22.972535127572772,33.698430616851624,43.549345168558204,52.895729797976109,59.751813304836666,65.695090239792023,69.990768467343131,72.426988094825532,73.619098711779714,70.303050385449467,72.594475635718268,61.794100893341017,55.916813784608429,47.369871798787891,37.835225944975868,24.668043154742705,13.620512328900656,6.3836285679046947,2.1703580435037195,0.66210649147423017,0.88624528872157715,0.44312464176478417,0,0,0,0,0,0,0,0,0,0,null,1200,"2021-07-26",0,0,0,0,0,0,0,0,0,0,0,0,0,6.4060258190361923,30.09272333119727,97.894217064016317,172.17794607818141,252.56797029351878,326.4000582666373,396.45072093026164,447.8367072742281,492.38125623026502,524.57713927604971,542.83647762620899,551.77128418479413,526.91767587587708,544.0917879619841,463.14354565044158,419.09358698137112,355.03470500792827,283.573034340079,184.88568982766429,102.0850256316681,47.844961352507184,16.26671972028948,4.9624534320652884,6.6423619633689324,3.3211959521226668,0,0,0,0,0,0,0,0,0,0,null,1200,"2021-07-26",0,0,0,0,0,0,0,0,0,0,0,0,0,8.5471256051064988E-3,4.0150678966535833E-2,0.130613611761183,0.22972535127572771,0.33698430616851621,0.43549345168558201,0.5289572979797611,0.59751813304836665,0.6569509023979202,0.69990768467343134,0.72426988094825528,0.73619098711779707,0.70303050385449473,0.7259447563571827,0.6179410089334102,0.55916813784608432,0.47369871798787894,0.37835225944975864,0.24668043154742705,0.13620512328900655,6.383628567904695E-2,2.1703580435037197E-2,6.6210649147423022E-3,8.8624528872157712E-3,4.4312464176478415E-3,0,0,0,0,0,0,0,0,0,0]
[null,1248,"2021-07-27",0,0,0,0,0,0,0,0,0,0,0,0,0,0.69103023333892932,4.1474275516635233,11.539058155437164,21.314815216098737,31.523488599185018,40.018950589318287,47.0462854398993,54.832907115382909,57.971937241797825,60.566116743563072,65.652639200664495,68.340189414566524,66.298425385061691,66.122952838607176,61.914524394527014,54.759384943050868,48.788660295969507,39.455638069595864,27.984466366446036,17.362565733243716,7.9005232241322654,2.2985044814270408,0.56454049663741213,0.92387970261441321,0.4619418487112022,0,0,0,0,0,0,0,0,0,0,null,1248,"2021-07-27",0,0,0,0,0,0,0,0,0,0,0,0,0,5.1792353605509307,31.08475200442259,86.484635755121275,159.7534222741923,236.26689392726672,299.93993603269649,352.60944221725418,410.96976333668778,434.4966295202529,453.93986884458661,492.06308791817969,512.20613583352394,496.90322150455592,495.5880639708372,464.04611347670038,410.41871851063621,365.66845039160069,295.71793823805518,209.74210788279331,130.13151966015411,59.214007253442865,17.227170552395958,4.2312014172227839,6.9244299219090104,3.4622299313927059,0,0,0,0,0,0,0,0,0,0,null,1248,"2021-07-27",0,0,0,0,0,0,0,0,0,0,0,0,0,6.9103023333892928E-3,4.1474275516635233E-2,0.11539058155437164,0.21314815216098737,0.31523488599185018,0.40018950589318286,0.47046285439899299,0.54832907115382912,0.57971937241797822,0.6056611674356307,0.65652639200664498,0.68340189414566521,0.66298425385061688,0.66122952838607174,0.61914524394527015,0.54759384943050871,0.48788660295969505,0.39455638069595861,0.27984466366446037,0.17362565733243718,7.9005232241322651E-2,2.2985044814270408E-2,5.6454049663741211E-3,9.238797026144132E-3,4.6194184871120219E-3,0,0,0,0,0,0,0,0,0,0]
[null,1296,"2021-07-28",0,0,0,0,0,0,0,0,0,0,0,0,0,0.48147267630554247,3.7112822633294038,11.025082753530368,20.328926213249339,30.596211149813758,40.107952095268438,47.130033701285967,53.274934370784422,58.483829963818387,64.75552769690124,67.135642348067236,67.89087243585162,67.471349427135266,64.99949588714199,59.529327583463044,54.416972785586495,47.00822167234081,38.972566465943217,27.443359299222749,16.655301839708088,7.5758669598761692,2.150567275527925,0.64364991755306633,1.064306021396306,0.53204209218565679,0,0,0,0,0,0,0,0,0,0,null,1296,"2021-07-28",0,0,0,0,0,0,0,0,0,0,0,0,0,3.6086124599959337,27.815865940258401,82.632417071219749,152.36423589885251,229.3169980715964,300.60699765246392,353.23713104450371,399.29283931758857,438.33323862762501,485.33928424290866,503.17811873777828,508.83852864069257,505.69422569057434,487.16781303482441,446.16918845990909,407.85235734688058,352.3241562755058,292.09734190144212,205.68653879015662,124.83061386773849,56.780725578146281,16.118388952158789,4.8241223784075684,7.9769178170811132,3.9876275801060759,0,0,0,0,0,0,0,0,0,0,null,1296,"2021-07-28",0,0,0,0,0,0,0,0,0,0,0,0,0,4.8147267630554245E-3,3.7112822633294039E-2,0.11025082753530369,0.2032892621324934,0.30596211149813757,0.4010795209526844,0.47130033701285967,0.53274934370784421,0.5848382996381839,0.64755527696901238,0.67135642348067237,0.67890872435851624,0.67471349427135263,0.64999495887141989,0.59529327583463043,0.54416972785586493,0.47008221672340811,0.3897256646594322,0.27443359299222747,0.16655301839708089,7.5758669598761694E-2,2.1505672755279252E-2,6.436499175530663E-3,1.064306021396306E-2,5.3204209218565678E-3,0,0,0,0,0,0,0,0,0,0]
[null,1344,"2021-07-29",0,0,0,0,0,0,0,0,0,0,0,0,0,0.50465176340774787,3.0022003991934407,8.2129606972500291,15.476878466678597,24.370144341378108,36.1691717925247,44.027393147306888,51.532221788739882,58.396148850431551,66.672790166094643,68.872924977499267,73.882690640631054,72.66368164636016,69.220647408233532,64.647293716181352,60.429890051453818,51.370381612044014,40.30627899491882,29.434828138850271,18.287426071712208,8.6880784286607575,2.6805397460899885,0.64570233524653153,1.1823555755193469,0.59117978516366909,0,{"$f":"$C$1*EO33","v":0},0,0,0,0,0,0,0,0,null,1344,"2021-07-29",0,0,0,0,0,0,0,0,0,0,0,0,0,3.782338502292192,22.501334553529482,61.555709729923421,115.998392484596,182.6529538436117,271.08604583702237,329.98300279803919,386.23129990477514,437.67607328087689,499.70906590633018,516.19896094051308,553.74689186850765,544.6104833825118,518.80512232395051,484.5280762333125,452.91885693109327,385.0183162675022,302.09344736488032,220.61249330852482,137.0632993963639,65.116692211192458,20.090504826729081,4.83950514138923,8.8616930345952909,4.4308614877358465,0,0,0,0,0,0,0,0,0,0,null,1344,"2021-07-29",0,0,0,0,0,0,0,0,0,0,0,0,0,5.0465176340774784E-3,3.0022003991934408E-2,8.2129606972500296E-2,0.15476878466678598,0.24370144341378108,0.36169171792524701,0.44027393147306887,0.51532221788739885,0.58396148850431551,0.66672790166094642,0.68872924977499261,0.73882690640631055,0.72663681646360156,0.69220647408233538,0.64647293716181353,0.60429890051453816,0.51370381612044014,0.4030627899491882,0.29434828138850272,0.18287426071712207,8.6880784286607574E-2,2.6805397460899882E-2,6.4570233524653148E-3,1.182355575519347E-2,5.9117978516366907E-3,0,0,0,0,0,0,0,0,0,0]
[null,1392,"2021-07-30",0,0,0,0,0,0,0,0,0,0,0,0,0,0.80055882798361255,4.5073045926720132,12.352283717943353,21.35241673013838,31.539104476445484,41.234743064227899,49.341818854464471,55.626751098995499,61.539467312050334,67.169642881540781,69.628724114580436,70.899499787105285,70.95279535878079,68.889200660312937,64.160899944061001,57.41607128188322,49.273693427104725,38.647274360675041,27.513552156537159,16.863552612999417,7.6995544623639054,2.4618986331374959,0.72212893613199247,1.1282062534739301,0.56410512414096081,0,0,0,0,0,0,0,0,0,0,null,1392,"2021-07-30",0,0,0,0,0,0,0,0,0,0,0,0,0,6.0001464336225521,33.782011554465214,92.579718699734173,160.03524365005799,236.3839341084215,309.052236874757,369.81434477932618,416.91958236388274,461.23508031191039,503.43295095314011,521.86363583806542,531.38803286287759,531.78748037771174,516.32094632968835,480.88258041825185,430.33044330086614,369.30374827383122,289.6592946311041,206.21263057474371,126.39144249267581,57.707756922994136,18.451801150911248,5.4123185071375124,8.4558467055101065,4.2279383231932552,0,0,0,0,0,0,0,0,0,0,null,1392,"2021-07-30",0,0,0,0,0,0,0,0,0,0,0,0,0,8.0055882798361257E-3,4.507304592672013E-2,0.12352283717943353,0.21352416730138379,0.31539104476445484,0.41234743064227897,0.4934181885446447,0.55626751098995497,0.61539467312050333,0.67169642881540781,0.69628724114580443,0.70899499787105291,0.70952795358780785,0.68889200660312944,0.64160899944061001,0.57416071281883219,0.49273693427104726,0.38647274360675038,0.27513552156537158,0.16863552612999416,7.6995544623639056E-2,2.4618986331374961E-2,7.221289361319925E-3,1.12820625347393E-2,5.6410512414096078E-3,0,0,0,0,0,0,0,0,0,0]
[null,1440,"2021-07-31",0,0,0,0,0,0,0,0,0,0,0,0,0,0.62338535553094609,3.9221480383126472,10.750882279969289,19.497923462128146,29.095358370662428,37.930892065017943,46.039359146396585,52.79135722104207,58.359670718665981,61.804681241303093,63.522083609941319,66.212221381520621,65.898639522218332,64.882528645891114,61.179572216553424,55.714023866857943,46.913488761193662,37.572706333075772,26.649936566508853,15.723185604452183,6.6785833512226693,1.8388236792881065,0.63865583904281575,1.0633021754018783,0.53165308510493459,0,0,0,0,0,0,0,0,0,0,null,1440,"2021-07-31",0,0,0,0,0,0,0,0,0,0,0,0,0,4.6722405487459051,29.396293865743299,80.577298901229625,146.13591385782391,218.06818519809491,284.2900468929663,345.06258245168459,395.66845393954446,437.40267159624409,463.22284480357314,476.09468549419944,496.2571270186408,493.90684742771998,486.2911496955295,458.53768544442391,417.5736871823396,351.61413807434758,281.6054636156818,199.73987701635659,117.8444515656136,50.055631985748249,13.78188704649083,4.7866920218677684,7.9693940439955755,3.9847119924359884,0,0,0,0,0,0,0,0,0,0,null,1440,"2021-07-31",0,0,0,0,0,0,0,0,0,0,0,0,0,6.2338535553094609E-3,3.9221480383126471E-2,0.1075088227996929,0.19497923462128147,0.29095358370662427,0.3793089206501794,0.46039359146396586,0.52791357221042068,0.58359670718665979,0.61804681241303094,0.63522083609941316,0.6621222138152062,0.65898639522218327,0.64882528645891113,0.61179572216553424,0.55714023866857942,0.46913488761193661,0.37572706333075773,0.26649936566508853,0.15723185604452183,6.6785833512226694E-2,1.8388236792881065E-2,6.3865583904281573E-3,1.0633021754018783E-2,5.3165308510493463E-3,0,0,0,0,0,0,0,0,0,0]
[null,1488,"2021-08-01",0,0,0,0,0,0,0,0,0,0,0,0,0,0.57825279968429555,2.7461634310591667,11.571043323497673,20.247348415707123,30.718083260255224,37.700272789356823,44.736164059088672,52.188683709730597,57.888580381765173,63.70089212934279,66.624205655794427,67.955254193031905,69.333051490751444,67.225804486249402,63.658086518986167,57.018859947385756,48.532837295922235,38.44780725105619,27.280105406917187,16.768886426854923,8.1435872451799316,2.3774698194362966,0.7679655123395458,0.90576224526676896,0.45288273174915167,0,0,0,0,0,0,0,0,0,0,null,1488,"2021-08-01",0,0,0,0,0,0,0,0,0,0,0,0,0,4.3339744094721349,20.582350904200663,86.724362912400224,151.75281458429581,230.2304231482585,282.56156751579431,335.29520361318021,391.1514475770735,433.8718742256263,477.43484597021393,499.34492754945097,509.32106653451427,519.64758502783843,503.8538792352598,477.1140201653605,427.35336517897173,363.75107042186323,288.16429910476779,204.46295942852569,125.68192439191338,61.03575934467203,17.819011619753141,5.7558612420967084,6.7886405291862042,3.3943323248313932,0,0,0,0,0,0,0,0,0,0,null,1488,"2021-08-01",0,0,0,0,0,0,0,0,0,0,0,0,0,5.7825279968429554E-3,2.7461634310591669E-2,0.11571043323497673,0.20247348415707123,0.30718083260255225,0.37700272789356826,0.44736164059088673,0.52188683709730599,0.57888580381765176,0.6370089212934279,0.66624205655794433,0.679552541930319,0.69333051490751441,0.67225804486249396,0.63658086518986168,0.57018859947385758,0.48532837295922232,0.38447807251056187,0.27280105406917188,0.16768886426854923,8.1435872451799313E-2,2.3774698194362967E-2,7.6796551233954576E-3,9.0576224526676893E-3,4.5288273174915166E-3,0,0,0,0,0,0,0,0,0,0]
[null,1536,"2021-08-02",0,0,0,0,0,0,0,0,0,0,0,0,0,0.50042300448076382,2.7148576048899797,10.526369157723115,19.948067334772198,27.012210772459511,39.009413275959453,45.811268644225002,{"$f":"$C$1*DV37","v":52.361707724000183},61.479072339108754,68.527747091452696,73.215308545606987,74.085916975500737,73.123886286152114,71.400350010551421,67.240406889966351,61.130778918624742,52.584134758883891,41.73926613000242,29.969534975791206,19.049636363394608,9.4744767883510494,3.341586315470134,0.83214006869765866,1.7296629621383941,0.52064284896353863,7.2094447266581778E-3,0,0,0,0,0,0,0,0,0,null,1536,"2021-08-02",0,0,0,0,0,0,0,0,0,0,0,0,0,3.7506441758948421,20.347715378771792,78.894584823689755,149.5097185772911,202.45510319193099,292.3735068102298,343.35305609920516,392.44825349046971,460.78242315688675,513.61187078607156,548.74489806449424,555.2700625909614,548.05969302415576,535.14187902251399,503.96332348535356,458.17198223521831,394.11533245262444,312.8336107950372,224.62009301082981,142.7760255614449,71.010706677545855,25.04501419828259,6.236846176622123,12.96373319595215,3.902190849944144,5.4034410155729948E-2,0,0,0,0,0,0,0,0,0,null,1536,"2021-08-02",0,0,0,0,0,0,0,0,0,0,0,0,0,5.0042300448076378E-3,2.7148576048899798E-2,0.10526369157723116,0.19948067334772196,0.27012210772459511,0.39009413275959454,0.45811268644225001,0.52361707724000184,0.61479072339108753,0.68527747091452695,0.73215308545606983,0.74085916975500743,0.73123886286152118,0.71400350010551417,0.67240406889966353,0.6113077891862474,0.52584134758883894,0.41739266130002423,0.29969534975791207,0.19049636363394609,9.4744767883510494E-2,3.3415863154701339E-2,8.3214006869765864E-3,1.7296629621383942E-2,5.206428489635386E-3,7.2094447266581781E-5,0,0,0,0,0,0,0,0,0]
[null,1584,"2021-08-03",0,0,0,0,0,0,0,0,0,0,0,0,0,0.60174391707091524,2.7518754094835276,8.8354691938060075,17.864178146023097,27.521289408911148,38.482093904023436,45.224312665397569,49.773087983936804,53.957363752154386,58.086752121487976,62.78823732252269,70.29700510783627,66.893274525202003,61.774940627873001,57.689738047606177,52.30504838396439,45.039833577531638,34.745769481021235,25.233704451034928,15.970278645342271,7.8862752645645768,2.7758399103401787,0.86106958296840419,1.0635848188560948,0.5317924094280474,0,0,0,0,0,0,0,0,0,0,null,1584,"2021-08-03",0,0,0,0,0,0,0,0,0,0,0,0,0,4.5100391023868953,20.625161882949321,66.221378266635313,133.8910783888733,206.27062087553742,288.42127577073052,338.95385181845876,373.04668428853199,404.40761174366952,435.35716102252218,470.59454605363834,526.87236683718663,501.36158461541714,462.99994046554241,432.38156135859765,392.02359470817458,337.57119072917357,260.41772015696068,189.125291579524,119.69640094927581,59.107219543660456,20.804774560147258,6.4536713689883731,7.9715124418628207,3.9857562209314104,0,0,0,0,0,0,0,0,0,0,null,1584,"2021-08-03",0,0,0,0,0,0,0,0,0,0,0,0,0,6.0174391707091528E-3,2.7518754094835278E-2,8.8354691938060073E-2,0.17864178146023096,0.27521289408911148,0.38482093904023434,0.4522431266539757,0.49773087983936803,0.53957363752154386,0.58086752121487972,0.62788237322522689,0.70297005107836275,0.66893274525202007,0.61774940627872998,0.57689738047606176,0.52305048383964392,0.45039833577531641,0.34745769481021233,0.25233704451034927,0.1597027864534227,7.8862752645645767E-2,2.7758399103401787E-2,8.6106958296840418E-3,1.0635848188560948E-2,5.317924094280474E-3,0,0,0,0,0,0,0,0,0,0]
[null,1632,"2021-08-04",0,0,0,0,0,0,0,0,0,0,0,0,0,0.70879210029762407,3.1033423166831722,12.241618818019557,21.652979270977276,33.930021171296822,44.459688283805939,53.941401859163108,62.297786625958985,69.218458923871822,72.699399753129626,74.805427419737498,75.267082510728017,75.987072035184099,74.722184784195036,70.310304065515467,63.008240172744223,53.428115385387976,42.104461763526949,29.987825766471616,18.889849650426761,8.9337987840219526,2.6983218168827534,0.55834971760793339,0.92636370358547249,0.46318346090850349,0,0,0,0,0,0,0,0,0,0,null,1632,"2021-08-04",0,0,0,0,0,0,0,0,0,0,0,0,0,5.3123596219560811,23.259387921130571,91.750291078184588,162.2879441318419,254.30372935424262,333.22303217610539,404.28797819275769,466.91864380262399,518.78871974842582,544.87818871965533,560.66275563866043,564.12283633597451,569.51912006479404,560.03885645059768,526.97204182758139,472.24345587887677,400.44092298907492,315.57073291707519,224.75718152779189,141.57843252712772,66.95835338880066,20.223780514811079,4.1848018530475546,6.9430473789235769,3.4715357497000801,0,0,0,0,0,0,0,0,0,0,null,1632,"2021-08-04",0,0,0,0,0,0,0,0,0,0,0,0,0,7.0879210029762413E-3,3.1033423166831723E-2,0.12241618818019556,0.21652979270977277,0.3393002117129682,0.44459688283805937,0.53941401859163107,0.62297786625958984,0.69218458923871828,0.72699399753129623,0.74805427419737491,0.75267082510728012,0.759870720351841,0.74722184784195034,0.70310304065515461,0.63008240172744223,0.53428115385387975,0.42104461763526951,0.29987825766471615,0.1888984965042676,8.9337987840219527E-2,2.6983218168827535E-2,5.583497176079334E-3,9.2636370358547254E-3,4.6318346090850346E-3,0,0,0,0,0,0,0,0,0,0]
[null,1680,"2021-08-05",0,0,0,0,0,0,0,0,0,0,0,0,0,1.3020614725811812,4.1022263906503262,15.968927628457877,26.971681586762635,39.201186752461851,49.96046411784689,59.494711731199523,66.469166108903053,72.491956364032859,76.612908219804865,79.34037974549355,80.507532660222097,80.026973955317487,78.115544790755081,73.878680056345786,67.177938916224306,58.120693861517879,46.757510230100827,34.094101833649034,21.703953268814089,10.883802679332206,3.3967823001638835,0.78746523270639668,1.1215498016475125,0.56077650993952344,0,0,0,0,0,0,0,0,0,0,null,1680,"2021-08-05",0,0,0,0,0,0,0,0,0,0,0,0,0,9.7588824555754261,30.745971673023281,119.68627514857599,202.15133907052441,293.81083895982016,374.45105858599408,445.9097444624843,498.18291427593073,543.32341139691619,574.20972944904418,594.65198550271543,603.39973539192658,599.79797309965113,585.47191174853447,553.71683274960856,503.49512929804064,435.61155258410713,350.44508716347872,255.53350531401659,162.66999157250081,81.573530323974495,25.458705209028981,5.9020106236611989,8.4059569481421725,4.2029905343093779,0,0,0,0,0,0,0,0,0,0,null,1680,"2021-08-05",0,0,0,0,0,0,0,0,0,0,0,0,0,1.3020614725811811E-2,4.1022263906503265E-2,0.15968927628457877,0.26971681586762636,0.39201186752461847,0.49960464117846887,0.59494711731199523,0.66469166108903055,0.72491956364032861,0.76612908219804865,0.7934037974549355,0.80507532660222092,0.80026973955317493,0.78115544790755076,0.7387868005634578,0.671779389162243,0.5812069386151788,0.46757510230100829,0.34094101833649032,0.21703953268814088,0.10883802679332205,3.3967823001638836E-2,7.8746523270639673E-3,1.1215498016475124E-2,5.6077650993952349E-3,0,0,0,0,0,0,0,0,0,0]
[null,1728,"2021-08-06",0,0,0,0,0,0,0,0,0,0,0,0,0,1.3065940094723643,4.0445914320445899,15.561868258353387,26.179428655142488,37.558735864817777,48.395940878568425,56.466217632812409,60.67455215224097,65.948752026845241,67.802453307849476,68.520307251966798,66.928869471749067,64.552377245070033,58.931284909098792,51.271669896364521,42.084139879313447,33.948320011659469,25.87419552612641,18.130328630102106,10.494718546175507,4.4667402648611167,1.1307179428153868,0.58862855040642259,0.40950515501155399,0.20475418662154418,0,0,0,0,0,0,0,0,0,0,null,1728,"2021-08-06",0,0,0,0,0,0,0,0,0,0,0,0,0,9.7928535818840245,30.314000680708808,116.63538651624791,196.21344489457641,281.50075568871358,362.72503895278305,423.21134001236646,454.75258654616499,494.28243802194834,508.17583191310501,513.5561095792774,501.62836687315229,483.81668225984896,441.68688997751173,384.27847713502661,315.41842146059514,254.44087820315099,193.92573859933489,135.8858623098449,78.657365149930513,33.477984044756923,8.4746716854087953,4.4117401170196153,3.0692196619470948,1.534621891211839,0,0,0,0,0,0,0,0,0,0,null,1728,"2021-08-06",0,0,0,0,0,0,0,0,0,0,0,0,0,1.3065940094723642E-2,4.0445914320445898E-2,0.15561868258353387,0.26179428655142489,0.37558735864817777,0.48395940878568428,0.5646621763281241,0.60674552152240968,0.65948752026845248,0.67802453307849475,0.68520307251966794,0.66928869471749064,0.64552377245070036,0.58931284909098791,0.51271669896364525,0.42084139879313448,0.33948320011659466,0.25874195526126409,0.18130328630102105,0.10494718546175508,4.4667402648611167E-2,1.1307179428153869E-2,5.8862855040642259E-3,4.0950515501155397E-3,2.0475418662154418E-3,0,0,0,0,0,0,0,0,0,0]
[null,1776,"2021-08-07",0,0,0,0,0,0,0,0,0,0,0,0,0,0.9897467522703346,3.896385050171161,14.708351758195573,25.252370322607653,33.857957405944148,44.528844611392181,51.833600524660419,54.455153363745602,60.013420828174837,66.198651526483445,70.40207294667529,70.71386456097683,69.598832244934712,67.741365363335575,64.799191974465984,58.917523524751459,49.947417453230983,39.122983877791512,28.747369778731457,18.7956603941883,9.0293548742119292,3.0768480477759828,0.8819196988557263,1.0561869407625877,0.52809507949706114,0,0,0,0,0,0,0,0,0,0,null,1776,"2021-08-07",0,0,0,0,0,0,0,0,0,0,0,0,0,7.4181000049454395,29.203201620660021,110.2383251068336,189.26519130810439,253.76361521202111,333.74135522473654,388.49011772589381,408.13851877795497,449.7974419426846,496.15542166675408,527.65984477942129,529.99670657794377,521.63959784263056,507.71798097248688,485.66654571345754,441.58374912348938,374.35327451887815,293.22471251520386,215.460028950446,140.8724889910003,67.674541273716514,23.06081476505744,6.6099418941626871,7.9160657335041948,3.958044926990389,0,0,0,0,0,0,0,0,0,0,null,1776,"2021-08-07",0,0,0,0,0,0,0,0,0,0,0,0,0,9.897467522703346E-3,3.8963850501711611E-2,0.14708351758195573,0.25252370322607653,0.3385795740594415,0.44528844611392182,0.51833600524660417,0.54455153363745601,0.60013420828174835,0.66198651526483443,0.70402072946675287,0.70713864560976825,0.69598832244934716,0.67741365363335571,0.64799191974465986,0.58917523524751458,0.4994741745323098,0.39122983877791512,0.28747369778731457,0.18795660394188299,9.0293548742119284E-2,3.0768480477759826E-2,8.8191969885572635E-3,1.0561869407625877E-2,5.2809507949706114E-3,0,0,0,0,0,0,0,0,0,0]
[null,1824,"2021-08-08",0,0,0,0,0,0,0,0,0,0,0,0,0,1.2779998564604758,4.2328410552909723,14.541208925306515,24.894068157956937,35.11251006971213,43.544431812310677,52.140991962165614,55.829647047266661,60.452433883591375,64.339838104736529,67.596174533785955,73.703151364700147,68.061770615385527,64.7244782154321,60.359646491578445,58.784231619474603,49.419679283736855,36.81955457974361,26.6735744980429,17.146497266363976,8.6458162690998854,2.769189879661945,0.67903093329193898,1.0414000381450728,0.52070162818830357,0,0,0,0,0,0,0,0,0,0,null,1824,"2021-08-08",0,0,0,0,0,0,0,0,0,0,0,0,0,9.5785419045662241,31.724921734939805,108.98559833946931,186.57973537377521,263.16642163695161,326.36323291922344,390.7940004300774,418.44027685610638,453.08782177074289,482.22371254881671,506.62978331896647,552.40125441062673,510.11940153422586,485.10657000756368,452.39238513347067,440.5847332834017,370.39790461364305,275.96063072049691,199.91704207360721,128.5120978317394,64.79993954155411,20.754932928948232,5.0893012359541689,7.8052386738260493,3.9026313971513158,0,0,0,0,0,0,0,0,0,0,null,1824,"2021-08-08",0,0,0,0,0,0,0,0,0,0,0,0,0,1.2779998564604758E-2,4.2328410552909722E-2,0.14541208925306515,0.24894068157956939,0.35112510069712133,0.43544431812310674,0.52140991962165617,0.55829647047266662,0.60452433883591372,0.64339838104736524,0.67596174533785958,0.73703151364700148,0.68061770615385531,0.64724478215432102,0.60359646491578445,0.58784231619474603,0.49419679283736856,0.36819554579743607,0.26673574498042901,0.17146497266363978,8.6458162690998847E-2,2.769189879661945E-2,6.7903093329193896E-3,1.0414000381450728E-2,5.2070162818830361E-3,0,0,0,0,0,0,0,0,0,0]
[null,1872,"2021-08-09",0,0,0,0,0,0,0,0,0,0,0,0,0,0.83102420326516091,3.4188773178151561,10.54878427380855,18.082110883172618,25.84212604405996,35.728536846400033,38.46936410572679,45.092737175549324,49.599866369072274,51.949126021346828,49.68623129678226,64.071525434658909,55.003897440255791,51.67402396653474,46.290833757686308,43.381130357040227,35.981916842475457,28.445309445600063,19.330024529303724,10.678527957016509,5.5989854813312725,1.9284908132500111,0.4522541285685987,0.90419142227118088,0.45209732025135763,0,0,0,0,0,0,0,0,0,0,null,1872,"2021-08-09",0,0,0,0,0,0,0,0,0,0,0,0,0,6.2284828237226648,25.624306207640199,79.062584943278736,135.5244728251958,193.68537951300291,267.7835100231602,288.32586660006069,337.9677004219979,371.74839736903897,389.3559752652846,372.39569797316119,480.21272315717289,412.25132685470442,387.29409979109801,346.94737147571806,325.1392970756649,269.68257980624225,213.19610259397558,144.87752016109471,80.035007045032415,41.964102566116431,14.453937513300112,3.389620976957735,6.7768672932098175,3.3884457068432003,0,0,0,0,0,0,0,0,0,0,null,1872,"2021-08-09",0,0,0,0,0,0,0,0,0,0,0,0,0,8.3102420326516095E-3,3.4188773178151562E-2,0.10548784273808551,0.18082110883172617,0.2584212604405996,0.35728536846400033,0.38469364105726789,0.45092737175549324,0.49599866369072271,0.51949126021346825,0.49686231296782257,0.64071525434658916,0.55003897440255789,0.51674023966534743,0.46290833757686306,0.43381130357040226,0.35981916842475459,0.28445309445600064,0.19330024529303724,0.10678527957016509,5.5989854813312721E-2,1.9284908132500111E-2,4.5225412856859867E-3,9.0419142227118089E-3,4.5209732025135764E-3,0,0,0,0,0,0,0,0,0,0]
[null,1920,"2021-08-10",0,0,0,0,0,0,0,0,0,0,0,0,0,0.80295618427104654,3.4558589450252786,10.660352822819458,17.919689737391582,26.166010175168108,32.640663290099425,39.095632841045614,46.190722812009056,50.494535205912129,52.365083477968156,52.84290786631157,60.621188083375799,55.406380756459541,53.021151420233934,49.168007141689927,46.484630240305549,38.641151789890984,31.431607794459886,20.178616995831835,12.273441754908047,5.160168256561608,1.9207489796689083,0.58594404827066593,0.91091781914419234,0.4554605186878633,0,0,0,0,0,0,0,0,0,0,null,1920,"2021-08-10",0,0,0,0,0,0,0,0,0,0,0,0,0,6.0181144932770803,25.901481564226131,79.898785367347941,134.30713485509611,196.1128740908471,244.64005964989948,293.01971792910939,346.19704518778633,378.45389338381506,392.47355458943167,396.05482332247141,454.35262564848625,415.26791820301941,397.39074941184731,368.511635106943,348.39986595006576,289.61340628415138,235.57825211417421,151.23767619667569,91.988802321336834,38.675190478486883,14.395912876599329,4.3916199142901258,6.8272812850339841,3.4136527027552828,0,0,0,0,0,0,0,0,0,0,null,1920,"2021-08-10",0,0,0,0,0,0,0,0,0,0,0,0,0,8.0295618427104649E-3,3.4558589450252787E-2,0.10660352822819459,0.17919689737391581,0.26166010175168108,0.32640663290099425,0.39095632841045613,0.46190722812009055,0.50494535205912128,0.52365083477968155,0.52842907866311573,0.60621188083375799,0.55406380756459539,0.53021151420233936,0.49168007141689929,0.46484630240305552,0.38641151789890982,0.31431607794459887,0.20178616995831836,0.12273441754908047,5.1601682565616078E-2,1.9207489796689084E-2,5.859440482706659E-3,9.1091781914419238E-3,4.554605186878633E-3,0,0,0,0,0,0,0,0,0,0]
[null,1968,"2021-08-11",0,0,0,0,0,0,0,0,0,0,0,0,0,0.99324860913320412,4.3603720178105201,12.267402051144364,22.637614376539368,33.528166431213734,41.091162787076094,46.932208858338967,49.599425280206646,53.697825884608555,54.289653427860785,55.688322440928417,57.848226029020367,58.486446931169198,54.197608660147836,51.761156025671383,50.440334070806138,41.450868182184131,33.872823880352072,23.703648662530796,14.142283760791782,5.9247499070835756,1.8307408523659556,0.72601764379088918,1.0469837171650704,0.52349346769830241,0,0,0,0,0,0,0,0,0,0,null,1968,"2021-08-11",0,0,0,0,0,0,0,0,0,0,0,0,0,7.4443462384917307,32.680759611171155,91.943535058356204,169.66773261276899,251.2918491509889,307.97611022699914,351.75444422075083,371.74509143112226,402.46238903684178,406.89810543748229,417.38105634280657,433.56942046802698,438.35285266068291,406.20823473039439,387.94715000503385,378.04765871855801,310.67208330001921,253.87503865809552,177.6576036823586,105.99567515147049,44.40568985371398,13.721306682580931,5.44146416711318,7.8470880552671556,3.9235560878718694,0,0,0,0,0,0,0,0,0,0,null,1968,"2021-08-11",0,0,0,0,0,0,0,0,0,0,0,0,0,9.9324860913320417E-3,4.3603720178105203E-2,0.12267402051144365,0.22637614376539369,0.33528166431213735,0.41091162787076091,0.4693220885833897,0.49599425280206644,0.53697825884608552,0.54289653427860785,0.55688322440928417,0.57848226029020366,0.584864469311692,0.54197608660147834,0.51761156025671384,0.50440334070806137,0.41450868182184131,0.33872823880352071,0.23703648662530796,0.14142283760791782,5.9247499070835756E-2,1.8307408523659557E-2,7.2601764379088916E-3,1.0469837171650703E-2,5.2349346769830244E-3,0,0,0,0,0,0,0,0,0,0]
[null,2016,"2021-08-12",0,0,0,0,0,0,0,0,0,0,0,0,0,0.81526654064748749,4.168187724279111,10.199907489479425,17.955719970740663,27.956976454098641,40.694022310034626,47.744087276726447,52.284378994655242,56.587499435833024,64.835688969599246,64.254528090172286,67.577567463973168,67.600372850156177,64.887146429943812,61.104747910180215,59.295273451717847,49.02071454960091,40.18106452414537,26.795914394893138,18.159132192875109,8.6052036424786369,2.8398265286684112,0.73684797741539676,1.0749210741925346,0.53746375532780166,0,0,0,0,0,0,0,0,0,0,null,2016,"2021-08-12",0,0,0,0,0,0,0,0,0,0,0,0,0,6.1103799687509666,31.240348409491968,76.44777174018337,134.57717956458561,209.5360724313484,304.99956317802167,357.8394303908396,391.86867871922618,424.12034076586554,485.94008877804202,481.58431846340125,506.49032430649311,506.66124947999725,486.3257597448432,457.97688119201899,444.41496501651426,367.40768485340828,301.15497147280678,200.83397318487181,136.10174350234061,64.495550034795073,21.28435090899438,5.5226369496752152,8.0564770811247417,4.0282626610389531,0,0,0,0,0,0,0,0,0,0,null,2016,"2021-08-12",0,0,0,0,0,0,0,0,0,0,0,0,0,8.1526654064748745E-3,4.1681877242791106E-2,0.10199907489479426,0.17955719970740663,0.27956976454098642,0.40694022310034628,0.47744087276726449,0.52284378994655245,0.56587499435833022,0.64835688969599248,0.64254528090172291,0.67577567463973165,0.67600372850156176,0.64887146429943809,0.61104747910180213,0.59295273451717845,0.49020714549600908,0.40181064524145371,0.26795914394893139,0.1815913219287511,8.6052036424786371E-2,2.8398265286684113E-2,7.3684797741539673E-3,1.0749210741925346E-2,5.3746375532780161E-3,0,0,0,0,0,0,0,0,0,0]
[null,2064,"2021-08-13",0,0,0,0,0,0,0,0,0,0,0,0,0,0.96897569967209807,4.3116541031687641,12.121976311168455,22.051416237180515,32.647563310238645,42.063541798248508,47.675851342380234,53.887210804661443,57.768128522687725,60.692808666741925,63.794047444496414,63.155913298582242,60.689304703127412,58.88667492896198,49.236208439279686,46.496097002204301,39.566392122419138,34.341198692577933,21.947577792487689,14.089461833525249,6.4775302063457092,1.826169666025244,0.6349240828546171,0.91168247889504406,0.45584284856328933,0,0,0,0,0,0,0,0,0,0,null,2064,"2021-08-13",0,0,0,0,0,0,0,0,0,0,0,0,0,7.2624220549766632,32.315621395747911,90.853576763509651,165.27420829909769,244.69177493899892,315.26403992319763,357.32800564127609,403.88181908110147,432.96909385845811,454.88941816495958,478.13304017213136,473.35025821290469,454.86315614142018,441.3525405157788,369.0228002558332,348.4858087291683,296.5480340559111,257.38548331367952,164.495944601518,105.59977757664311,48.548749208325702,13.68704588067493,4.7587227049342884,6.8330123697670864,3.4165182451218352,0,0,0,0,0,0,0,0,0,0,null,2064,"2021-08-13",0,0,0,0,0,0,0,0,0,0,0,0,0,9.6897569967209808E-3,4.311654103168764E-2,0.12121976311168454,0.22051416237180516,0.32647563310238642,0.4206354179824851,0.47675851342380232,0.53887210804661445,0.57768128522687723,0.60692808666741926,0.63794047444496416,0.63155913298582245,0.60689304703127411,0.5888667492896198,0.49236208439279683,0.46496097002204301,0.39566392122419136,0.34341198692577934,0.21947577792487688,0.14089461833525249,6.4775302063457094E-2,1.826169666025244E-2,6.3492408285461708E-3,9.1168247889504405E-3,4.5584284856328931E-3,0,0,0,0,0,0,0,0,0,0]
[null,2112,"2021-08-14",0,0,0,0,0,0,0,0,0,0,0,0,0,1.3333864865825504,4.9021730352484951,14.614968159797382,24.227610752735512,27.449654458993528,40.261400152485805,46.75804945557892,52.996916438916273,56.416998376057869,57.129230308395975,58.739564819649168,60.482189679575129,58.441517673000789,55.676636459663406,50.33973096851112,43.918101440071993,35.071369801871697,27.812577001688577,21.081736311737203,13.393153592141987,6.0616012627927258,1.7115218994261532,0.44188645792592524,2.2001131522782909,0.50491243088666449,8.6015701101816271E-3,0,0,0,0,0,0,0,0,0,null,2112,"2021-08-14",0,0,0,0,0,0,0,0,0,0,0,0,0,9.9936617928002729,36.741529824275446,109.53841993396949,181.584672071341,205.7337206825141,301.75708279433672,350.44912863015946,397.2091094977784,422.84244426409873,428.18058524680993,440.2499579610822,453.31083990121715,438.01611022684637,417.29347052604999,377.29364374258523,329.1638671836813,262.8580774869248,208.4538061079883,158.0065081088961,100.380983822584,45.431383588130558,12.82776688225958,3.3119158291820319,16.48973270016689,3.7842921913770069,6.4468316900775091E-2,0,0,0,0,0,0,0,0,0,null,2112,"2021-08-14",0,0,0,0,0,0,0,0,0,0,0,0,0,1.3333864865825504E-2,4.902173035248495E-2,0.14614968159797381,0.24227610752735512,0.27449654458993528,0.40261400152485805,0.46758049455578921,0.52996916438916275,0.5641699837605787,0.57129230308395973,0.5873956481964917,0.60482189679575127,0.58441517673000787,0.55676636459663409,0.50339730968511121,0.43918101440071994,0.35071369801871699,0.27812577001688576,0.21081736311737204,0.13393153592141988,6.0616012627927256E-2,1.7115218994261532E-2,4.4188645792592523E-3,2.2001131522782907E-2,5.0491243088666453E-3,8.6015701101816274E-5,0,0,0,0,0,0,0,0,0]
[null,2160,"2021-08-15",0,0,0,0,0,0,0,0,0,0,0,0,0,1.2892017882867386,5.0459097383048075,13.591129723642384,21.653758668852383,30.640715414515135,39.406583164698525,47.292758835410439,53.539395498211753,57.132032627250759,59.747754013549439,59.523735852751471,59.572525974638623,58.041292988294181,51.187416323084904,43.312785518830182,42.959986906156487,33.938476579043936,28.349840341496492,21.360877343802013,13.394975781494455,5.6930883692606882,1.8599241702924956,0.5650708943363949,1.0588271410109316,0.52949309434760805,0,0,0,0,0,0,0,0,0,0,null,2160,"2021-08-15",0,0,0,0,0,0,0,0,0,0,0,0,0,9.6624997961634289,37.818828875984423,101.86480454611089,162.29378567804341,229.6505552016846,295.35027429833849,354.45674739129601,401.2749615990474,428.20158847967019,447.80628309890369,446.1272787314619,446.49295813640276,435.01644720315767,383.6470010216384,324.62705609735309,321.98284899647979,254.36710219189712,212.48056666521569,160.0986555057838,100.39464103622329,42.669398776296788,13.940034120037639,4.2351767201620687,7.9358538959107605,3.9685229749819255,0,0,0,0,0,0,0,0,0,0,null,2160,"2021-08-15",0,0,0,0,0,0,0,0,0,0,0,0,0,1.2892017882867386E-2,5.0459097383048074E-2,0.13591129723642384,0.21653758668852383,0.30640715414515135,0.39406583164698528,0.47292758835410437,0.5353939549821175,0.57132032627250762,0.59747754013549437,0.59523735852751469,0.59572525974638624,0.5804129298829418,0.511874163230849,0.43312785518830182,0.42959986906156489,0.33938476579043936,0.28349840341496491,0.21360877343802012,0.13394975781494456,5.6930883692606883E-2,1.8599241702924957E-2,5.6507089433639494E-3,1.0588271410109316E-2,5.29493094347608E-3,0,0,0,0,0,0,0,0,0,0]
[null,2208,"2021-08-16",0,0,0,0,0,0,0,0,0,0,0,0,0,1.5160660283098937,5.5490670407811669,13.751223109395896,24.023489833616029,33.165031673815058,41.107555893586103,48.128953304753622,49.586883867191311,55.254135342392509,57.984456072934556,60.46349754192434,63.931886890288489,61.023220355145632,56.72576162261381,49.740692484969919,44.802608634967584,37.546880233687958,31.328163212734111,23.551503943990792,14.905869518294027,7.5493620060893329,2.0235646158117042,0.59731620173038658,0.96097764022726673,0.48056834395577536,0,0,0,0,0,0,0,0,0,0,null,2208,"2021-08-16",0,0,0,0,0,0,0,0,0,0,0,0,0,11.36283537814678,41.589966471966903,103.06469607687441,180.05479648684792,248.57017318743979,308.0989757006206,360.72398108813951,371.65109419825671,414.12684680849048,434.59045750312259,453.17074330975908,479.16613958990303,457.36583644242228,425.15660860517863,372.80388172262792,335.79320222497188,281.41189835511688,234.80294039887801,176.51728699552419,111.71871036074039,56.582072339460531,15.166510677733639,4.4768536081035029,7.202477018863978,3.6018345364585329,0,0,0,0,0,0,0,0,0,0,null,2208,"2021-08-16",0,0,0,0,0,0,0,0,0,0,0,0,0,1.5160660283098938E-2,5.5490670407811672E-2,0.13751223109395896,0.2402348983361603,0.3316503167381506,0.41107555893586101,0.48128953304753624,0.49586883867191311,0.55254135342392507,0.57984456072934554,0.60463497541924338,0.63931886890288492,0.61023220355145635,0.56725761622613813,0.49740692484969923,0.44802608634967583,0.37546880233687957,0.31328163212734111,0.23551503943990793,0.14905869518294027,7.5493620060893329E-2,2.0235646158117043E-2,5.9731620173038655E-3,9.609776402272667E-3,4.8056834395577537E-3,0,0,0,0,0,0,0,0,0,0]
[null,2256,"2021-08-17",0,0,0,0,0,{"$f":"$C$1*DG52","v":0},0,0,0,0,0,0,0,1.8632402104354642,6.4271685297911914,17.557564998125407,29.072085957421116,41.230529003534656,51.920451307038661,60.933697864069146,67.515459011528918,73.775580921425274,77.847443644448504,80.262384930946212,80.681407041778627,80.006855406465633,76.694917338507352,72.030810230276572,64.673906420297484,56.784873820760062,46.389227517589013,33.455319607840508,22.346160351405686,11.020898360673323,3.487643317932263,0.85454003005089252,1.3727863626758605,0.68647270518007264,0,0,0,0,0,0,0,0,0,0,null,2256,"2021-08-17",0,0,0,0,0,0,0,0,0,0,0,0,0,13.96488766701269,48.171291083566835,131.59302892448372,217.89375968128019,309.02065271085075,389.1410597852759,456.69487006645397,506.02482471245361,552.94411014000229,583.46250771646203,601.56236601679871,604.70291476354441,599.6471856310435,574.82438349307813,539.86714530738254,484.72753705506574,425.5996514303813,347.68482754632055,250.74586602996769,167.48329997853588,82.601055266189988,26.139703772359319,6.4047327122879816,10.288961797950281,5.1450769260016864,0,0,0,0,0,0,0,0,0,0,null,2256,"2021-08-17",0,0,0,0,0,0,0,0,0,0,0,0,0,1.8632402104354642E-2,6.4271685297911912E-2,0.17557564998125408,0.29072085957421118,0.41230529003534655,0.51920451307038662,0.60933697864069147,0.67515459011528922,0.73775580921425277,0.77847443644448511,0.80262384930946207,0.8068140704177863,0.80006855406465638,0.76694917338507351,0.72030810230276576,0.64673906420297478,0.56784873820760062,0.4638922751758901,0.33455319607840511,0.22346160351405686,0.11020898360673323,3.4876433179322631E-2,8.5454003005089249E-3,1.3727863626758605E-2,6.8647270518007262E-3,0,0,0,0,0,0,0,0,0,0]
[null,2304,"2021-08-18",{"$f":"$C$1*DB53","v":0},0,0,0,0,0,0,0,0,0,0,0,0,1.4690682913885611,5.788535156793114,16.165089555034896,28.130780579540993,38.602789796169311,47.079747871407577,52.166097302101669,56.272619376750669,64.676057327849065,67.73096368925242,68.060046296674926,67.05845590468995,65.201615873272218,59.708389976217724,52.485855019211137,49.778053649284082,47.982910868001447,41.104122758380804,27.613328963177846,16.634131892086817,8.2532341464738828,2.9946727741945125,0.74449467830707494,1.260271220629777,0.63021352504126349,0,0,0,0,0,0,0,0,0,0,null,2304,"2021-08-18",0,0,0,0,0,0,0,0,0,0,0,0,0,11.01058980453025,43.384767443526243,121.15649850134091,210.8387252370747,289.32588515294924,352.86024138660497,390.98216363634867,421.76033123567203,484.74365799436919,507.64002097070795,510.10647785591487,502.59961039240062,488.68269173149395,447.51125170339242,393.37873095766611,373.0839016899053,359.62940068329505,308.07324453229398,206.960452508119,124.67194622049051,61.857557119875793,22.444915398918781,5.5799485718576145,9.4456667087227313,4.7234173211496193,0,0,0,0,0,0,0,0,0,0,null,2304,"2021-08-18",0,0,0,0,0,0,0,0,0,0,0,0,0,1.4690682913885611E-2,5.7885351567931141E-2,0.16165089555034895,0.28130780579540993,0.38602789796169312,0.47079747871407579,0.52166097302101666,0.56272619376750665,0.64676057327849068,0.67730963689252421,0.68060046296674925,0.67058455904689951,0.65201615873272212,0.59708389976217724,0.52485855019211136,0.49778053649284082,0.47982910868001449,0.41104122758380807,0.27613328963177847,0.16634131892086818,8.2532341464738826E-2,2.9946727741945123E-2,7.4449467830707489E-3,1.2602712206297771E-2,6.3021352504126354E-3,0,0,0,0,0,0,0,0,0,0]
[null,2352,"2021-08-19",0,0,0,0,0,0,0,0,0,0,0,0,0,1.3183733411786065,5.9399952037444459,14.191443182012966,25.532987594592587,38.028531585697138,47.283626616237498,51.812368447258962,54.914056751724416,59.585953267753766,68.329085912456989,69.033409256507042,70.042905223907198,68.589698914376555,65.984371300028471,62.291563258659131,57.519121636493978,50.151165217026282,44.266351044037023,32.14654078416028,20.087905815227629,10.231450429902424,3.3843915012776273,0.77686187888483216,1.4908911229882384,0.74552838402358423,0,0,0,0,0,0,0,0,0,0,null,2352,"2021-08-19",0,0,0,0,0,0,0,0,0,0,0,0,0,9.881139055302242,44.519952552708425,106.3641224355535,191.36840304577791,285.02184998014167,354.38830188749762,388.33098441920151,411.57797560549841,446.5935949941599,512.12291566749184,517.40178219571851,524.96790153239306,514.07619645006969,494.54940260654581,466.87199999107122,431.10280030460888,375.88035332378513,331.77397970283778,240.9366373801696,150.55780065503322,76.684184424510036,25.365836821162521,5.8225390428191703,11.174150782958471,5.5876961419942788,0,0,0,0,0,0,0,0,0,0,null,2352,"2021-08-19",0,0,0,0,0,0,0,0,0,0,0,0,0,1.3183733411786065E-2,5.9399952037444456E-2,0.14191443182012967,0.25532987594592588,0.3802853158569714,0.47283626616237495,0.51812368447258961,0.54914056751724416,0.59585953267753766,0.68329085912456988,0.69033409256507039,0.70042905223907193,0.68589698914376562,0.65984371300028466,0.62291563258659133,0.57519121636493975,0.50151165217026283,0.44266351044037022,0.32146540784160282,0.20087905815227627,0.10231450429902424,3.3843915012776275E-2,7.7686187888483214E-3,1.4908911229882384E-2,7.4552838402358428E-3,0,0,0,0,0,0,0,0,0,0]
[null,2400,"2021-08-20",0,0,0,0,0,0,0,0,0,0,0,0,0,1.4012950382484397,6.0107430323149167,14.930099922159922,24.342605267162671,33.75117418400044,42.129185244641363,49.822513678691166,61.00835126143587,63.189588893923066,65.220978241476317,69.367510467374132,68.059006766004984,65.068242582087237,65.975712678644967,54.903238270146147,52.394390681225879,47.206167449034339,44.973517678997375,28.856643844484431,17.67589534340771,8.5537530408977691,3.0408201418426901,0.67009749151396991,1.4329235309619668,0.71654458801044862,0,0,0,0,0,0,0,0,0,0,null,2400,"2021-08-20",0,0,0,0,0,0,0,0,0,0,0,0,0,10.50263282634298,45.050203817756419,111.9003159670484,182.44654992654392,252.96328056337319,315.75603411150337,373.41712727878252,457.25439336481787,473.60265503400188,488.82781166580151,519.90585325056202,510.09868662805769,487.68306590829292,494.48450669334335,411.49689165340141,392.69321054094894,353.80774949134701,337.07415654733205,216.27903234282201,132.47990865701158,64.109930474068051,22.790787499427239,5.0223455583070127,10.739686720600719,5.3704641108154041,0,0,0,0,0,0,0,0,0,0,null,2400,"2021-08-20",0,0,0,0,0,0,0,0,0,0,0,0,0,1.4012950382484396E-2,6.0107430323149164E-2,0.14930099922159923,0.24342605267162673,0.33751174184000443,0.42129185244641365,0.49822513678691166,0.61008351261435867,0.63189588893923065,0.65220978241476313,0.69367510467374138,0.68059006766004981,0.65068242582087243,0.65975712678644971,0.54903238270146149,0.52394390681225878,0.47206167449034336,0.44973517678997377,0.28856643844484431,0.1767589534340771,8.5537530408977686E-2,3.04082014184269E-2,6.7009749151396986E-3,1.4329235309619668E-2,7.1654458801044861E-3,0,0,0,0,0,0,0,0,0,0]
[null,2448,"2021-08-21",0,0,0,0,0,0,0,0,0,0,0,0,0,{"$f":"$C$1*DO56","v":1.7498312255975781},6.5743095263207385,14.471405346146247,23.397941557659806,32.554350611678935,42.710068852272528,49.37766318595353,53.213198962013095,58.542466937352025,62.704517177082984,64.740901808532627,67.918629415583538,65.749349907711292,60.965800073567912,59.39297252140878,53.255196036014432,46.489166628778634,37.19294447999993,24.655310766555129,15.292074528049026,7.1532929483621182,1.9870383199411497,0.65434744823789126,1.2004268209809847,0.60029623301995694,0,0,0,0,0,0,0,0,0,0,null,2448,"2021-08-21",0,0,0,0,0,0,0,0,0,0,0,0,0,13.1148932729346,49.27410513633312,108.46242417423339,175.3663449629403,243.99315065146209,320.10972628857508,370.0829961641237,398.83013566631479,438.77271966927736,469.96706795393686,485.22966397658229,509.04656574817921,492.78792959588816,456.93547444317488,445.1472144204098,399.14490153358577,348.4338659437787,278.759168441974,184.79026124589771,114.6132966558728,53.61355552205702,14.89274800565973,4.9042998099010022,8.997136071655877,4.4991887863429785,0,0,0,0,0,0,0,0,0,0,null,2448,"2021-08-21",0,0,0,0,0,0,0,0,0,0,0,0,0,1.7498312255975781E-2,6.5743095263207388E-2,0.14471405346146246,0.23397941557659807,0.32554350611678934,0.42710068852272531,0.4937766318595353,0.53213198962013097,0.58542466937352022,0.62704517177082986,0.64740901808532625,0.67918629415583542,0.65749349907711296,0.60965800073567911,0.59392972521408782,0.53255196036014429,0.46489166628778633,0.37192944479999929,0.24655310766555127,0.15292074528049027,7.153292948362118E-2,1.9870383199411496E-2,6.5434744823789125E-3,1.2004268209809847E-2,6.0029623301995697E-3,0,0,0,0,0,0,0,0,0,0]
[null,2496,"2021-08-22",0,0,0,0,0,0,0,0,0,0,0,0,0,2.0370495135386033,7.1849141856945558,14.753066147815549,25.494565713307736,32.994559654681801,41.54331459147221,49.429369643517205,54.284542124701531,59.158354837936258,60.242116212926732,62.229940007868947,63.358757491158137,66.151162641688757,63.272714549569045,58.325546930917447,53.875335547557754,44.401582303419275,37.501376960396811,27.360197380568785,17.566288090609945,8.9096887662272444,2.8777926391910085,0.64961263930123525,1.3171127200798671,0.65863427476630843,0,0,0,0,0,0,0,0,0,0,null,2496,"2021-08-22",0,0,0,0,0,0,0,0,0,0,0,0,0,15.267579279035068,53.850555037613979,110.5734571121675,191.08043306043029,247.29249434376109,311.36496428965012,370.47053335202452,406.85979648834558,443.38876718637181,451.51150185838281,466.41013695798438,474.87056479890634,495.79949496558299,474.225677463875,437.14691559655478,403.79281465185977,332.78753090024372,281.07085370803742,205.0632445709403,131.65840804520752,66.777650069783036,21.56890491638001,4.8688126652189352,9.8716907662754352,4.9364293499259704,0,0,0,0,0,0,0,0,0,0,null,2496,"2021-08-22",0,0,0,0,0,0,0,0,0,0,0,0,0,2.0370495135386031E-2,7.1849141856945561E-2,0.14753066147815549,0.25494565713307737,0.32994559654681799,0.41543314591472208,0.49429369643517207,0.54284542124701529,0.59158354837936256,0.60242116212926733,0.62229940007868945,0.63358757491158135,0.66151162641688754,0.63272714549569042,0.58325546930917449,0.53875335547557757,0.44401582303419274,0.37501376960396809,0.27360197380568785,0.17566288090609944,8.9096887662272445E-2,2.8777926391910083E-2,6.4961263930123523E-3,1.3171127200798671E-2,6.5863427476630845E-3,0,0,0,0,0,0,0,0,0,0]
[null,2544,"2021-08-23",0,0,0,0,0,0,0,0,0,0,0,0,0,1.9381289830493305,7.3669316550072859,16.198429365865287,27.593979206356323,38.274529270761839,48.358748257581567,55.789926520778955,59.227661004399494,63.137395291071904,66.858991182774858,{"$f":"$C$1*DY58","v":68.473040716408093},70.67692607251044,69.076549847181496,66.384804866554632,64.335096903886765,59.445905942106293,50.542694953767089,42.479285378431143,29.989507108249413,19.523665260196445,9.0232111913252986,3.0165244616884395,0.74167844236599711,1.3787465478595002,0.68937488304551719,0,0,0,0,0,0,0,0,0,0,null,2544,"2021-08-23",0,0,0,0,0,0,0,0,0,0,0,0,0,14.526175090510639,55.214766424932712,121.40637863514129,206.8154270954625,286.8655897293342,362.44628220890519,418.14257359306561,443.90821326952829,473.21146671771771,501.10463276177876,513.20184937396994,529.71985454397986,517.7251186604874,497.55063118851814,482.1881774970812,445.54394763265549,378.81484816844204,318.38001625465262,224.76978309624522,146.32884728441988,67.628494692662173,22.608692650761171,5.558841031165497,10.33363307334352,5.1668285969100509,0,0,0,0,0,0,0,0,0,0,null,2544,"2021-08-23",0,0,0,0,0,0,0,0,0,0,0,0,0,1.9381289830493306E-2,7.3669316550072861E-2,0.16198429365865288,0.27593979206356323,0.38274529270761842,0.48358748257581569,0.55789926520778954,0.5922766100439949,0.63137395291071907,0.66858991182774852,0.68473040716408096,0.70676926072510438,0.69076549847181501,0.66384804866554625,0.64335096903886768,0.59445905942106292,0.50542694953767087,0.42479285378431142,0.29989507108249414,0.19523665260196443,9.0232111913252991E-2,3.0165244616884395E-2,7.4167844236599709E-3,1.3787465478595003E-2,6.8937488304551715E-3,0,0,0,0,0,0,0,0,0,0]
[null,2592,"2021-08-24",0,0,0,0,0,0,0,0,0,0,0,0,0,0.99843776824672414,4.9460956797790736,13.729584056084363,22.321950090553202,30.648327565697485,42.166645848382259,47.304188712784068,51.237000707093536,54.552091148303951,68.390025959815091,70.071084120800435,72.178701295293891,74.227104922811264,72.152228810164033,69.538007318643608,65.533699171871788,55.255142064172915,46.800717663146322,35.289046041086657,22.650310045767206,11.079178986364926,3.7577456107627021,0.83894661569205875,1.6579580516414016,0.8290618483501655,0,0,0,0,0,0,0,0,0,0,null,2592,"2021-08-24",0,0,0,0,0,0,0,0,0,0,0,0,0,7.4832387139228116,37.07072774168423,102.9025125070783,167.3018453430571,229.70760787560741,316.03679937206942,354.54241372281706,384.0186333795279,408.86506238970435,512.57965812668317,525.17910088687813,540.97558108413023,556.32825885201498,540.77717119632587,521.18371820979939,491.17163863971371,414.13439213544115,350.76892460831323,264.48954948467878,169.76288598785791,83.037865499453602,28.164106292686039,6.2878608894029435,12.426308652055219,6.2137750765426505,0,0,0,0,0,0,0,0,0,0,null,2592,"2021-08-24",0,0,0,0,0,0,0,0,0,0,0,0,0,9.9843776824672416E-3,4.9460956797790737E-2,0.13729584056084362,0.22321950090553203,0.30648327565697486,0.42166645848382261,0.47304188712784068,0.51237000707093538,0.54552091148303949,0.68390025959815093,0.70071084120800442,0.7217870129529389,0.7422710492281126,0.72152228810164032,0.69538007318643613,0.65533699171871784,0.55255142064172913,0.46800717663146324,0.35289046041086658,0.22650310045767208,0.11079178986364926,3.7577456107627021E-2,8.3894661569205876E-3,1.6579580516414016E-2,8.290618483501655E-3,0,0,0,0,0,0,0,0,0,0]
[null,2640,"2021-08-25",0,0,0,0,0,0,0,0,0,0,0,0,0,2.705335546832174,9.4917763284974885,20.460891111021763,32.742730221894689,44.953828120757883,57.153792817479655,66.256801243384956,72.528639487247105,77.929096860880321,81.702372830052354,84.095545131762023,85.012073380281265,85.219511875056625,83.205647363751027,78.512259494416696,72.679814689850389,63.461611139790953,51.485585838735147,38.343244667663775,25.039666359630562,13.062824242175713,4.4379798161269326,0.84981838432770052,1.6293425249428437,0.81475408500088686,0,0,0,0,0,0,0,0,0,0,null,2640,"2021-08-25",0,0,0,0,0,0,0,0,0,0,0,0,0,20.276348052974893,71.140365823738023,153.35330588728411,245.40504595121189,336.92658434086741,428.36467996430935,496.59125074550093,543.59834948170692,584.07449429164114,612.35499980617737,630.29170070711552,637.16103186609882,638.71577250615576,623.62196360301198,588.44526764835803,544.73139969743795,475.64144750165997,385.88176590512603,287.38060802560926,187.67098626000208,97.905182667391969,33.26242598972123,6.3693442252005354,12.211836780076689,6.1065391405533873,0,0,0,0,0,0,0,0,0,0,null,2640,"2021-08-25",0,0,0,0,0,0,0,0,0,0,0,0,0,2.705335546832174E-2,9.4917763284974879E-2,0.20460891111021762,0.32742730221894689,0.44953828120757883,0.57153792817479654,0.66256801243384955,0.72528639487247104,0.7792909686088032,0.8170237283005235,0.84095545131762028,0.85012073380281261,0.85219511875056631,0.83205647363751023,0.78512259494416703,0.72679814689850386,0.63461611139790952,0.51485585838735148,0.38343244667663773,0.25039666359630564,0.13062824242175713,4.4379798161269322E-2,8.4981838432770049E-3,1.6293425249428437E-2,8.1475408500088688E-3,0,0,0,0,0,0,0,0,0,0]
[null,2688,"2021-08-26",0,0,0,0,0,0,0,0,0,0,0,0,0,2.8398956622913341,6.7115962086141536,12.900180611223485,23.048352629555584,29.78001068860468,43.812722793199626,50.164025604084316,57.537517863526467,57.585502133010088,65.150221884916775,68.321321829919128,70.925658914674543,68.18579611269169,68.093978639112933,64.989425929281481,59.348288194194751,50.662520155134459,41.379783525350064,32.208250245237743,19.905092789622824,9.4299957864546986,3.2700195305734079,0.7060604377449573,1.4866890914832134,0.74342736827107181,0,0,0,0,{"$f":"$C$1*ER61","v":0},0,0,0,0,0,null,2688,"2021-08-26",0,0,0,0,0,0,0,0,0,0,0,0,0,21.284869061872751,50.303061620669801,96.68617718260154,172.7461942795961,223.19961841721209,328.37405975153575,375.97674125037338,431.24067906150071,431.60031864493681,488.2974964839226,512.06472427602694,531.58409415219796,511.04896613251293,510.36079898304132,487.09233922873869,444.81230773123195,379.71293176893579,310.13930752479916,241.39914655483861,149.18762661502518,70.677323900961426,24.50862489851621,5.2918859543749903,11.14265677718709,5.5719491391085887,0,0,0,0,0,0,0,0,0,0,null,2688,"2021-08-26",0,0,0,0,0,0,0,0,0,0,0,0,0,2.8398956622913342E-2,6.711596208614154E-2,0.12900180611223486,0.23048352629555582,0.2978001068860468,0.43812722793199627,0.50164025604084317,0.57537517863526466,0.57585502133010091,0.6515022188491677,0.68321321829919124,0.70925658914674539,0.68185796112691688,0.68093978639112929,0.64989425929281486,0.59348288194194754,0.50662520155134461,0.41379783525350067,0.32208250245237741,0.19905092789622825,9.4299957864546979E-2,3.2700195305734078E-2,7.0606043774495732E-3,1.4866890914832134E-2,7.4342736827107177E-3,0,0,0,0,0,0,0,0,0,0]
[null,2736,"2021-08-27",0,0,0,0,0,0,0,0,0,0,0,7.1632893283332631E-3,1.4326578656666531E-2,3.1388782106966282,9.5824177707877904,19.589042975207857,29.745729980697316,41.423094116277568,51.416905607179984,59.53206868040958,65.180587838910299,69.663437758651042,74.807978406766466,77.511693676806587,78.670312527165848,77.826866520524376,76.488537260055722,73.089190990939585,65.673353746290104,56.589329777879314,45.55520537391736,33.370423549734753,21.558032026748215,11.123624565883974,3.784979612466302,0.78634156532191335,1.6123366575825269,0.80625115132072822,0,0,0,0,0,0,0,0,0,0,null,2736,"2021-08-27",0,0,0,0,0,0,0,0,0,0,0,5.3688477865720487E-2,0.107376955731441,23.525727583223198,71.819718680374933,146.81884982995692,222.94268630916139,310.46391813254957,385.36701117128092,446.18973283777751,488.52508771668278,522.12381277995598,560.68187515266618,580.94607931605367,589.62986684035195,583.30828325173582,573.27757562786326,547.79965360599431,492.21834235135191,424.13405908351746,341.4338753164663,250.10957452650018,161.57631951547461,83.370982787177724,28.368223707275931,5.8935887955407491,12.084378696016,6.0428100985230397,0,0,0,0,0,0,0,0,0,0,null,2736,"2021-08-27",0,0,0,0,0,0,0,0,0,0,0,7.1632893283332633E-5,1.4326578656666532E-4,3.138878210696628E-2,9.5824177707877906E-2,0.19589042975207857,0.29745729980697316,0.41423094116277565,0.51416905607179986,0.59532068680409578,0.65180587838910298,0.69663437758651048,0.74807978406766462,0.77511693676806592,0.78670312527165842,0.77826866520524374,0.76488537260055722,0.7308919099093959,0.65673353746290108,0.56589329777879316,0.45555205373917362,0.33370423549734751,0.21558032026748217,0.11123624565883974,3.7849796124663021E-2,7.8634156532191336E-3,1.6123366575825269E-2,8.0625115132072819E-3,0,0,0,0,0,0,0,0,0,0]
[null,2784,"2021-08-28",0,0,0,0,0,0,0,0,0,0,0,7.1632893283332631E-3,1.4326578656666531E-2,2.6745749861600903,8.5683969861761486,16.627867694670783,24.303324026949184,32.866752705360291,41.244068480848675,47.644346019500802,56.193817290965868,62.788780565666279,65.693356892482839,69.551333612865562,73.704624157658643,74.866385120525422,74.475045770285064,68.621988867334167,61.694361267525167,54.065517482876011,48.60553853511891,32.882380521652891,20.677145667451601,10.720682118372988,3.3162015241472118,0.74230589430852922,1.4151110056074536,0.70763832533319149,0,0,0,0,0,0,0,0,0,0,null,2784,"2021-08-28",0,0,0,0,0,0,0,0,0,0,0,5.3688477865720487E-2,0.107376955731441,20.04579926385254,64.219686075986203,124.6249963893582,182.15213909109178,246.33458796092211,309.12213038329548,357.09187489846579,421.169713735176,470.59861763251138,492.36826488308128,521.28359808614857,552.41229291661591,561.11963040938247,558.18656250156232,514.31820795416911,462.39600238539856,405.21821828373709,364.29596239711583,246.45171762449661,154.97412244711811,80.350950273792364,24.85475651852142,5.5635437505705605,10.606182777175489,5.3037121391027844,0,0,0,0,0,0,0,0,0,0,null,2784,"2021-08-28",0,0,0,0,0,0,0,0,0,0,0,7.1632893283332633E-5,1.4326578656666532E-4,2.6745749861600904E-2,8.568396986176148E-2,0.16627867694670784,0.24303324026949183,0.32866752705360291,0.41244068480848678,0.47644346019500805,0.56193817290965864,0.6278878056566628,0.65693356892482846,0.69551333612865562,0.73704624157658649,0.74866385120525425,0.74475045770285064,0.6862198886733416,0.61694361267525166,0.54065517482876013,0.48605538535118908,0.32882380521652887,0.20677145667451602,0.10720682118372989,3.3162015241472116E-2,7.4230589430852919E-3,1.4151110056074537E-2,7.0763832533319148E-3,0,0,0,0,0,0,0,0,0,0]
[null,2832,"2021-08-29",0,0,0,0,0,0,0,0,0,0,0,1.3937296611540598E-2,2.7874593223081182E-2,2.1230074321937895,7.4746058484309801,15.48719598340646,21.890418493101087,28.698494426009653,41.758698571816588,46.891455302441884,53.875171974216826,57.072172861933538,61.764718446342471,61.620817724886493,62.561196408065086,57.846820410607904,58.686126895887348,48.151857684551736,42.24272414652242,36.391230238287626,30.526000997149762,25.237448095192523,16.870947837573539,7.6388779369837527,2.2123581729492683,0.72568511234693367,1.2869222184379443,0.64346762613782904,0,0,0,0,0,0,0,0,0,0,null,2832,"2021-08-29",0,0,0,0,0,0,0,0,0,0,0,0.1044593072175663,0.20891861443513249,15.911829371635498,56.021778858099694,116.0757217314103,164.06753865010691,215.09371074486899,312.97925592737749,351.44899845645983,403.79158867824748,427.75294267772421,462.92332575103268,461.84479739001949,468.89288630603386,433.55888543173762,439.84944352482609,360.8956482135975,316.607002227007,272.75036224304597,228.79077665927119,189.15334999616471,126.4468693130458,57.252989547208252,16.581508487954597,5.4389718613790183,9.6454145396896642,4.8227561138099109,0,0,0,0,0,0,0,0,0,0,null,2832,"2021-08-29",0,0,0,0,0,0,0,0,0,0,0,1.3937296611540598E-4,2.7874593223081181E-4,2.1230074321937895E-2,7.4746058484309805E-2,0.1548719598340646,0.21890418493101088,0.28698494426009652,0.41758698571816588,0.46891455302441881,0.53875171974216829,0.57072172861933534,0.6176471844634247,0.6162081772488649,0.6256119640806509,0.57846820410607902,0.58686126895887347,0.48151857684551735,0.4224272414652242,0.36391230238287625,0.3052600099714976,0.25237448095192522,0.16870947837573538,7.6388779369837526E-2,2.2123581729492681E-2,7.2568511234693362E-3,1.2869222184379442E-2,6.43467626137829E-3,0,0,0,0,0,0,0,0,0,0]
[null,2880,"2021-08-30",0,0,0,0,0,0,0,0,0,0,0,1.6193569996632688E-2,3.2387139993265389E-2,2.7484649793499969,8.1516745964284034,15.218498773433964,24.800800861135251,34.936196797781406,44.070479799605309,53.431047741603919,57.35455105773768,60.446890999532812,64.569717643579779,66.18406073315505,69.16217058708844,64.312094057028347,65.69290663318958,58.795634072353856,50.493772162932714,40.609778418739758,35.21189574391326,23.816781141504372,12.968357760989427,5.6320499042892376,1.9342919602971143,0.74977142908583538,1.1238016687313264,0.56198365689512786,0,0,0,0,0,0,0,0,0,0,null,2880,"2021-08-30",0,0,0,0,0,0,0,0,0,0,0,0.1213699579175732,0.24273991583514651,20.599600887944913,61.096373618170446,114.0618502334199,185.88070187512801,261.8449629098771,330.30593499750819,400.46290084513771,429.86935244707809,453.04627814539839,483.94664763733147,496.04606443591371,518.3668416160516,482.01577236616987,492.36489021329021,440.6701940697755,378.44817441669909,304.3681596306015,263.9113120532038,178.50552567948392,97.197161344818582,42.211918682254598,14.49741680620013,5.6194975422262763,8.4228345738451704,4.2120380374376261,0,0,0,0,0,0,0,0,0,0,null,2880,"2021-08-30",0,0,0,0,0,0,0,0,0,0,0,1.6193569996632688E-4,3.2387139993265388E-4,2.7484649793499967E-2,8.1516745964284029E-2,0.15218498773433964,0.2480080086113525,0.34936196797781405,0.44070479799605305,0.53431047741603921,0.57354551057737679,0.6044689099953281,0.64569717643579783,0.66184060733155048,0.69162170587088434,0.64312094057028346,0.65692906633189574,0.58795634072353853,0.50493772162932715,0.40609778418739756,0.35211895743913263,0.23816781141504373,0.12968357760989427,5.6320499042892373E-2,1.9342919602971142E-2,7.4977142908583538E-3,1.1238016687313264E-2,5.6198365689512789E-3,0,0,0,0,0,0,0,0,0,0]
[null,2928,"2021-08-31",0,0,0,0,0,0,0,0,0,0,0,0,0,0.89675430539730738,2.6567136057242022,4.5276023358255344,8.2368315336020892,13.497243096323224,24.624072988523803,25.53191912954243,28.191161542001797,26.846767542964944,34.400924053519624,35.269319705187343,43.634607512830847,38.33942148824945,35.76241875407878,29.461972850950652,28.605901866094207,27.691677403607102,22.926114412419331,15.028269881255941,11.136645764316381,6.4485211435184429,1.887543243412237,0.76393095318585147,0.90401110132553431,0.45201206758162399,0,0,0,0,0,0,0,0,0,0,null,2928,"2021-08-31",0,0,0,0,0,0,0,0,0,0,0,0,0,6.7211264922500664,19.911929154154411,33.934142074966672,61.734620396571309,101.1611291978635,184.55613573769361,191.3603949562584,211.29127738427968,201.21511486287949,257.83312176187911,264.3417016315824,327.03909506571722,287.35195349639031,268.0374531444109,220.81594150222099,214.39973436395022,207.54766996046482,171.83002525245561,112.63609466234111,83.468575986583787,48.331327803699935,14.147037624697971,5.7256224328161327,6.775515797178409,3.3878067425542828,0,0,0,0,0,0,0,0,0,0,null,2928,"2021-08-31",0,0,0,0,0,0,0,0,0,0,0,0,0,8.967543053973074E-3,2.6567136057242022E-2,4.5276023358255341E-2,8.2368315336020889E-2,0.13497243096323225,0.24624072988523804,0.2553191912954243,0.28191161542001797,0.26846767542964944,0.34400924053519621,0.35269319705187341,0.43634607512830847,0.38339421488249448,0.35762418754078779,0.29461972850950652,0.28605901866094208,0.27691677403607101,0.22926114412419329,0.1502826988125594,0.1113664576431638,6.4485211435184431E-2,1.8875432434122371E-2,7.6393095318585151E-3,9.040111013255343E-3,4.5201206758162396E-3,0,0,0,0,0,0,0,0,0,0]
[null,2976,"2021-09-01",0,0,0,0,0,0,0,0,0,0,0,2.4351179104857016E-2,4.8702358209714039E-2,2.6844808104345939,6.1750425594317075,15.475935888956368,26.013048504097991,35.941095045780678,44.359956600722079,52.285728270607876,58.664644391292832,63.351033689560509,66.785835620833595,69.06844208363502,67.431307461845876,66.539246794460865,64.901442377702281,60.286079573017034,53.699533094452121,43.860945009692969,36.852261590549695,25.881782885485755,15.009014214075625,6.8830799469394357,2.3921867659094707,0.74706828567776062,0.47402574152190402,0.23705285437355655,0,0,0,0,0,0,0,0,0,0,null,2976,"2021-09-01",0,0,0,0,0,0,0,0,0,0,0,0.18251081039044229,0.36502162078088468,20.120042897318498,46.281620157463401,115.99132791399761,194.9664343876413,269.37662258075119,332.47554844142218,391.87879147173373,439.6884332794545,474.81267531097609,500.55633566138067,517.66435139788575,505.3941132605716,498.70816533908459,486.43290712359897,451.84100493677659,402.47518448509152,328.73548273533157,276.2057680512998,193.98260545984439,112.4917744466113,51.58832324663711,17.929314361798021,5.5992376241383308,3.5527980743173559,1.7766987122383679,0,0,0,0,0,0,0,0,0,0,null,2976,"2021-09-01",0,0,0,0,0,0,0,0,0,0,0,2.4351179104857015E-4,4.870235820971404E-4,2.6844808104345939E-2,6.1750425594317079E-2,0.15475935888956369,0.26013048504097991,0.3594109504578068,0.44359956600722078,0.52285728270607879,0.58664644391292831,0.6335103368956051,0.667858356208336,0.69068442083635018,0.6743130746184588,0.66539246794460871,0.64901442377702279,0.60286079573017037,0.53699533094452123,0.4386094500969297,0.36852261590549695,0.25881782885485755,0.15009014214075625,6.8830799469394355E-2,2.3921867659094705E-2,7.4706828567776065E-3,4.74025741521904E-3,2.3705285437355655E-3,0,0,0,0,0,0,0,0,0,0]
[null,3024,"2021-09-02",0,0,0,0,0,0,0,0,0,0,0,2.3213740077669409E-2,4.6427480155338818E-2,2.1522160976184215,5.4828284894596599,14.530514034924449,24.572633473605741,32.125985636554347,40.682121464833614,48.474181029658133,52.211176640604108,57.156746302955931,62.755679000268607,63.960238407083004,65.368610120026005,64.797993453364086,64.988763786682085,62.533092018127832,60.315081140786944,51.997931852640363,42.528050835183521,30.274774646959973,18.200624682752938,8.3908810334976831,2.7892584083617891,0.72180402065089677,0.60481933288000067,0.30245049954846337,0,0,0,0,0,0,0,0,0,0,null,3024,"2021-09-02",0,0,0,0,0,0,0,0,0,0,0,0.17398576453012418,0.34797152906024836,16.13074678726116,41.093512003428835,108.9054406969066,184.17059927092291,240.78257762679581,304.91036696733244,363.31144478220779,391.3200309144184,428.38681618307027,470.35052313573539,479.37863272149571,489.9343048535664,485.65756286065044,487.0873765046797,468.68224537727673,452.05837016634047,389.72177241140247,318.74551079570182,226.9078483391626,136.4127275380668,62.889213319777205,20.905345499139621,5.4098832826455965,4.5330891825980748,2.266850633305638,0,0,0,0,0,0,0,0,0,0,null,3024,"2021-09-02",0,0,0,0,0,0,0,0,0,0,0,2.321374007766941E-4,4.6427480155338821E-4,2.1522160976184215E-2,5.4828284894596603E-2,0.14530514034924449,0.2457263347360574,0.32125985636554344,0.40682121464833615,0.48474181029658137,0.52211176640604107,0.5715674630295593,0.62755679000268605,0.63960238407083003,0.65368610120026005,0.64797993453364089,0.64988763786682091,0.62533092018127834,0.60315081140786941,0.51997931852640367,0.42528050835183517,0.30274774646959973,0.18200624682752939,8.3908810334976838E-2,2.7892584083617892E-2,7.2180402065089681E-3,6.0481933288000066E-3,3.0245049954846334E-3,0,0,0,0,0,0,0,0,0,0]
[null,3072,"2021-09-03",0,0,0,0,0,0,0,0,0,0,0,2.3625074177492284E-2,4.7250148354984568E-2,1.9617530512797205,5.7373728963829818,13.704881977519761,18.10813789706253,24.326656340476376,39.362218942429081,42.248363071476042,47.082755830306056,49.413286606120472,56.701912864302642,57.731356975326278,62.767236635207134,62.960688458476774,62.18360681508733,60.233664961131097,57.971728309011816,48.549897732382703,39.00545886467939,28.863383517505465,18.236833572254778,9.3274987766788584,3.5547625771227969,0.90302069373448401,0.86020556167250695,0.42950634038823382,0,0,0,0,0,0,0,0,0,0,null,3072,"2021-09-03",0,0,0,0,0,0,0,0,0,0,0,0.1770686920375204,0.35413738407504081,14.70323624302738,43.001308984752981,102.71737172363859,135.7195439294178,182.32701355740798,295.01776677893372,316.64926567382349,352.88278588080868,370.34999183014673,424.97786341228937,432.6934930393212,470.43714700350557,471.88705827410223,466.06287210784569,451.4481601693667,434.49506357997842,363.87893749846791,292.34386870505904,216.32954583867939,136.6841112660523,69.909114187738368,26.642759100190531,6.7680927442214625,6.4471955746857743,3.21912749746292,0,0,0,0,0,0,0,0,0,0,null,3072,"2021-09-03",{"$f":"BC69/Max_1","v":0},{"$f":"BD69/Max_1","v":0},{"$f":"BE69/Max_1","v":0},{"$f":"BF69/Max_1","v":0},{"$f":"BG69/Max_1","v":0},{"$f":"BH69/Max_1","v":0},{"$f":"BI69/Max_1","v":0},{"$f":"BJ69/Max_1","v":0},{"$f":"BK69/Max_1","v":0},{"$f":"BL69/Max_1","v":0},{"$f":"BM69/Max_1","v":0},{"$f":"BN69/Max_1","v":2.3625074177492284E-4},{"$f":"BO69/Max_1","v":4.7250148354984568E-4},{"$f":"BP69/Max_1","v":1.9617530512797205E-2},{"$f":"BQ69/Max_1","v":5.7373728963829813E-2},{"$f":"BR69/Max_1","v":0.13704881977519762},{"$f":"BS69/Max_1","v":0.18108137897062532},{"$f":"BT69/Max_1","v":0.24326656340476377},{"$f":"BU69/Max_1","v":0.39362218942429084},{"$f":"BV69/Max_1","v":0.42248363071476042},{"$f":"BW69/Max_1","v":0.47082755830306056},{"$f":"BX69/Max_1","v":0.49413286606120471},{"$f":"BY69/Max_1","v":0.56701912864302639},{"$f":"BZ69/Max_1","v":0.57731356975326276},{"$f":"CA69/Max_1","v":0.62767236635207135},{"$f":"CB69/Max_1","v":0.62960688458476777},{"$f":"CC69/Max_1","v":0.62183606815087333},{"$f":"CD69/Max_1","v":0.60233664961131095},{"$f":"CE69/Max_1","v":0.57971728309011816},{"$f":"CF69/Max_1","v":0.48549897732382702},{"$f":"CG69/Max_1","v":0.39005458864679388},{"$f":"CH69/Max_1","v":0.28863383517505464},{"$f":"CI69/Max_1","v":0.18236833572254776},{"$f":"CJ69/Max_1","v":9.3274987766788581E-2},{"$f":"CK69/Max_1","v":3.554762577122797E-2},{"$f":"CL69/Max_1","v":9.0302069373448396E-3},{"$f":"CM69/Max_1","v":8.6020556167250694E-3},{"$f":"CN69/Max_1","v":4.2950634038823382E-3},{"$f":"CO69/Max_1","v":0},{"$f":"CP69/Max_1","v":0},{"$f":"CQ69/Max_1","v":0},{"$f":"CR69/Max_1","v":0},{"$f":"CS69/Max_1","v":0},{"$f":"CT69/Max_1","v":0},{"$f":"CU69/Max_1","v":0},{"$f":"CV69/Max_1","v":0},{"$f":"CW69/Max_1","v":0},{"$f":"CX69/Max_1","v":0}]
[null,3120,"2021-09-04",0,0,0,0,0,0,0,0,0,0,0,4.2850934897176174E-2,8.5701869794352348E-2,2.9489699737859967,7.1536784296378597,16.412239771827203,25.337199186576836,37.059400622568994,44.642410868270119,48.618465243294075,54.330013935860933,59.814707951188737,59.682754976848415,62.227901163312559,63.577573228904541,64.025979778473769,61.754480539029032,55.124669462370747,51.739071382157398,45.278984044227791,38.812829651124545,27.79146021401856,17.34616283949094,8.7330848863968544,2.9191994089765037,0.59372720264157386,0.82904430266153351,0.41456298443922979,0,0,0,0,0,0,0,0,0,0,null,3120,"2021-09-04",0,0,0,0,0,0,0,0,0,0,0,0.32116550990796999,0.64233101981593999,22.102375306558031,53.616444684003675,123.00887641539191,189.900979195042,277.7582642337041,334.5925283645073,364.392847396999,407.20060532839756,448.30809935037809,447.31911872744479,466.39485592495339,476.51057727839702,479.87136085252553,462.84659317260468,413.1565068270491,387.78162676003751,339.36361093576886,290.9001228511363,208.29553689178721,130.00858083166139,65.454013251740349,21.879246484509409,4.4499542481435945,6.2136435725264665,3.1071278282698342,0,0,0,0,0,0,0,0,0,0,null,3120,"2021-09-04",0,0,0,0,0,0,0,0,0,0,0,4.2850934897176174E-4,8.5701869794352348E-4,2.9489699737859965E-2,7.1536784296378594E-2,0.16412239771827203,0.25337199186576836,0.37059400622568994,0.44642410868270122,0.48618465243294073,0.54330013935860932,0.59814707951188739,0.59682754976848418,0.6222790116331256,0.63577573228904538,0.64025979778473774,0.61754480539029033,0.55124669462370746,0.51739071382157398,0.45278984044227788,0.38812829651124547,0.2779146021401856,0.17346162839490939,8.7330848863968552E-2,2.9191994089765035E-2,5.9372720264157389E-3,8.2904430266153347E-3,4.1456298443922979E-3,0,0,0,0,0,0,0,0,0,0]
[null,{"$f":"B70+48","v":3168},{"$f":"C70+1","v":"2021-09-05"},0,0,0,0,0,0,0,0,0,0,0,4.4813548116945615E-2,8.9627096233891229E-2,3.5287007091802089,7.9084294327404381,19.859864211524769,29.268963939872013,36.89780324482404,44.153252834989729,50.690545129731547,54.938225709095065,56.469655917202978,58.66235555417407,59.523269679585511,58.536302664658393,57.287965881811274,58.982172756893725,52.707239762239887,49.199878653094167,42.895066854984776,35.93335456964779,22.796824672675495,14.101954972904574,7.6795926830793713,2.906794804017983,0.72777098622392888,0.90177723419309253,0.45092860070915075,0,0,0,0,0,0,0,0,0,0,null,3168,"2021-09-05",0,0,0,0,0,0,0,0,0,0,0,0.33587519306871971,0.67175038613743943,26.447426766671548,59.273263872351549,148.84864079401262,219.36934983526911,276.54710036183559,330.9263145570128,379.92297748388296,411.75912067354682,423.2371097735666,439.67127856527833,446.12378478802958,438.72651876869929,429.37030004530368,442.06829172812451,395.03799799702671,368.75051041354351,321.49627661742096,269.31860811805359,170.8610054331603,105.6934130011383,57.558144434072453,21.78627462085533,5.4546053767017622,6.7587730801670105,3.3796862151631948,0,0,0,0,0,0,0,0,0,0,null,3168,"2021-09-05",0,0,0,0,0,0,0,0,0,0,0,4.4813548116945612E-4,8.9627096233891224E-4,3.5287007091802089E-2,7.9084294327404381E-2,0.19859864211524769,0.29268963939872011,0.3689780324482404,0.44153252834989731,0.50690545129731546,0.54938225709095068,0.56469655917202977,0.58662355554174073,0.59523269679585511,0.58536302664658391,0.57287965881811276,0.58982172756893725,0.52707239762239888,0.4919987865309417,0.42895066854984776,0.35933354569647791,0.22796824672675495,0.14101954972904573,7.6795926830793712E-2,2.9067948040179831E-2,7.2777098622392889E-3,9.0177723419309248E-3,4.5092860070915074E-3,0,0,0,0,0,0,0,0,0,0]
[null,3216,"2021-09-06",0,0,0,0,0,0,0,0,0,0,0,4.4786552091534364E-2,8.9573104183068714E-2,3.1565202812052893,8.1727018769713151,19.34175448770986,28.819360483002775,39.776141025925696,50.338685874685531,54.594591136178039,62.427692994193848,64.73411865888842,70.628192387483907,70.326519745625944,72.261832695890277,69.798449308306559,65.96338905675907,56.791983081838936,51.307082450342691,43.383004534326368,38.528103618630901,25.165538424717582,15.952495596363006,6.7967373303753993,2.1841612218637443,0.75322020901742948,0.5997042450216955,0.2998921061234523,0,0,0,0,0,0,0,0,0,0,null,3216,"2021-09-06",0,0,0,0,0,0,0,0,0,0,0,0.33567285927396129,0.67134571854792247,23.657953976517593,61.253971983147714,144.9654355842178,215.9995955036942,298.1200910882481,377.28581081916826,409.18359757007823,467.89228522012297,485.17882462571419,529.3545981303497,527.09357749964283,541.59864657210551,523.13571726448174,494.39214179357174,425.65293496935067,384.54389237002277,325.1533439361408,288.76611616891751,188.61439078697089,119.5631179297373,50.941189863383791,16.370173818245231,5.6453459669560662,4.4947518673404581,2.247675608749919,0,0,0,0,0,0,0,0,0,0,null,3216,"2021-09-06",0,0,0,0,0,0,0,0,0,0,0,4.4786552091534367E-4,8.9573104183068711E-4,3.1565202812052891E-2,8.1727018769713153E-2,0.19341754487709859,0.28819360483002776,0.39776141025925693,0.50338685874685529,0.54594591136178039,0.62427692994193851,0.64734118658888418,0.70628192387483901,0.70326519745625948,0.72261832695890282,0.69798449308306554,0.6596338905675907,0.56791983081838937,0.51307082450342689,0.43383004534326369,0.38528103618630899,0.25165538424717582,0.15952495596363006,6.7967373303753992E-2,2.1841612218637445E-2,7.5322020901742942E-3,5.997042450216955E-3,2.998921061234523E-3,0,0,0,0,0,0,0,0,0,0]
[null,3264,"2021-09-07",0,0,0,0,0,0,0,0,0,0,0,8.581508539640946E-2,0.17163017079281895,4.7590975377229778,10.661878688194532,24.42882334623518,37.488420299832661,50.937014504610943,61.602892380652207,68.489961770748181,72.663700772911412,78.615333319775587,87.361353528534252,80.492912196741287,79.79301329521374,79.770319831464661,78.896775850241568,73.57587296750981,68.236865061607176,60.275255580535955,48.545120585333862,35.305081217396442,22.908021971004928,12.016646000112134,4.3332517947699332,0.91464915117615864,0.81679632315409556,0.40845996353340652,0,0,0,0,0,0,0,0,0,0,null,3264,"2021-09-07",0,0,0,0,0,0,0,0,0,0,0,0.6431795648162173,1.286359129632435,35.669186473345491,79.910221648316195,183.0927499078291,280.97374421656951,381.77025252350074,461.71044787500671,513.3286717888916,544.61062673501044,589.21780056412729,654.76876337862802,603.29015578484984,598.0444502213071,597.87436390057599,591.32719757083885,551.44730949829295,511.43172522652725,451.75987968075196,363.8431330318553,264.60973229021971,171.6944233528406,90.064131605770569,32.477494961693878,6.8552474229387457,6.1218456084146515,3.0613860066292782,0,0,0,0,0,0,0,0,0,0,null,3264,"2021-09-07",0,0,0,0,0,0,0,0,0,0,0,8.5815085396409455E-4,1.7163017079281895E-3,4.7590975377229776E-2,0.10661878688194533,0.24428823346235182,0.37488420299832664,0.50937014504610945,0.61602892380652208,0.68489961770748176,0.7266370077291141,0.78615333319775593,0.87361353528534258,0.80492912196741284,0.79793013295213733,0.79770319831464664,0.78896775850241574,0.73575872967509803,0.68236865061607177,0.60275255580535958,0.48545120585333862,0.35305081217396439,0.22908021971004927,0.12016646000112134,4.333251794769933E-2,9.1464915117615859E-3,8.1679632315409551E-3,4.0845996353340653E-3,0,0,0,0,0,0,0,0,0,0]
[null,3312,"2021-09-08",0,0,0,0,0,0,0,0,0,0,0,8.7617376560370025E-2,0.17523475312074011,4.5090186680254014,10.31179238659897,22.492155723747569,34.613407952536377,47.428716090595493,60.043500946496387,65.751662454998709,68.616968915845106,73.338813316597339,78.50687904483523,78.381487928072119,79.740648349012517,77.884856029165434,74.757388455794853,74.200732260697336,67.99699786911097,56.860533938705295,45.439654090503907,34.191086766850823,22.597158086990479,11.412252364291671,3.9051217800144395,0.8507523994137588,0.80474999082478926,0.40243720189059073,0,0,0,0,0,0,0,0,0,0,null,3312,"2021-09-08",0,0,0,0,0,0,0,0,0,0,0,0.65668764257613033,1.3133752851522611,33.794858459351012,77.286343176737191,168.5775276380933,259.42567744213915,355.47573988917202,450.02289085207281,492.80526201653493,514.28058368100994,549.67055984635192,588.40494146090111,587.46514161639857,597.65197769559973,583.74291157797211,560.30270612312222,556.13059713248015,509.63393319764629,426.16672004668771,340.56782450690861,256.26040230237601,169.36451484416881,85.53423300030974,29.268682952672442,6.3763446192898465,6.0315589793283531,3.0162457239560858,0,0,0,0,0,0,0,0,0,0,null,3312,"2021-09-08",0,0,0,0,0,0,0,0,0,0,0,8.7617376560370028E-4,1.752347531207401E-3,4.509018668025401E-2,0.10311792386598971,0.22492155723747567,0.34613407952536379,0.47428716090595491,0.60043500946496386,0.65751662454998705,0.68616968915845111,0.7333881331659734,0.78506879044835232,0.78381487928072113,0.79740648349012522,0.77884856029165439,0.7475738845579486,0.74200732260697333,0.67996997869110964,0.56860533938705293,0.45439654090503906,0.3419108676685082,0.22597158086990479,0.11412252364291671,3.9051217800144394E-2,8.5075239941375877E-3,8.0474999082478932E-3,4.0243720189059072E-3,0,0,0,0,0,0,0,0,0,0]
[null,3360,"2021-09-09",0,0,0,0,0,0,0,0,0,0,0,9.3609282929900325E-2,0.1872185658598006,3.3803202541139936,9.4455698603722862,20.20317561491489,31.687485072948281,39.38065181578213,48.46465687815715,57.682350717785503,61.358307437272842,63.26242691899543,63.321596238441913,62.357811815253484,61.810546925415075,65.307040575925157,66.797031990327042,61.16423525968451,58.201737039849789,51.917160151573768,42.592535323375515,31.304885608334416,22.94902965806256,10.73074332058482,3.0303057008205956,0.78322842633270495,0.80474916700258359,0.40243719450132542,0,0,0,0,0,0,0,0,0,0,null,3360,"2021-09-09",0,0,0,0,0,0,0,0,0,0,0,0.70159666659412967,1.4031933331882589,25.335323037171403,70.79405076825357,151.4217417588244,237.49603889798141,295.15592019807627,363.24006176616405,432.32619370899079,459.87729655066016,474.14857221221951,474.59204315857198,467.36852944860459,463.26680779839006,489.47284434929975,500.64025186358521,458.42273575697692,436.2189669557186,389.11639274765804,319.22881865306903,234.62847597460339,172.00177381685299,80.426358456750421,22.711982315354561,5.8702559820727895,6.0315528048241234,3.0162456685739292,0,0,0,0,0,0,0,0,0,0,null,3360,"2021-09-09",0,0,0,0,0,0,0,0,0,0,0,9.3609282929900319E-4,1.8721856585980059E-3,3.3803202541139936E-2,9.4455698603722868E-2,0.20203175614914892,0.31687485072948279,0.39380651815782131,0.48464656878157153,0.57682350717785502,0.61358307437272841,0.63262426918995429,0.63321596238441913,0.62357811815253483,0.61810546925415077,0.65307040575925157,0.66797031990327049,0.61164235259684507,0.58201737039849788,0.51917160151573771,0.42592535323375513,0.31304885608334415,0.22949029658062561,0.10730743320584819,3.0303057008205955E-2,7.8322842633270495E-3,8.0474916700258355E-3,4.024371945013254E-3,0,0,0,0,0,0,0,0,0,0]
[null,3408,"2021-09-10",0,0,0,0,0,0,0,0,0,0,0,0.10141025658347801,0.26173036553374712,4.453862193807848,11.197371541667813,21.463458538194637,32.396898867506643,43.193282995487181,53.809284026254048,60.746785938941159,65.130339030883874,70.995111558274161,74.912675955866391,75.767779809095288,74.668014478453429,74.79218687997809,73.312618096211295,72.653528420101438,65.735610042974841,54.776300080068033,43.970423533477373,33.189832590872498,21.297024334240248,11.103682550220817,4.0867622087398576,0.86902927131274088,0.83449965789278069,0.41731243994642381,0,0,0,0,0,0,0,0,0,0,null,3408,"2021-09-10",0,0,0,0,0,0,0,0,0,0,0,0.76006455503674619,1.9616553642703518,33.381463577551742,83.923712503311606,160.86749617829491,242.81305808581948,323.73139095173048,403.29776196349707,455.29397498947009,488.14847553562311,532.10463807381029,561.46657779272482,567.87553633016444,559.63285284980998,560.56351848751103,549.47422804326231,544.53438548414817,492.68495003022076,410.54549657553292,329.55601852993112,248.7560547602001,159.62008054763479,83.221518425561825,30.630068440561661,6.5133288157150684,6.2545311739003182,3.1277348531120261,0,0,0,0,0,0,0,0,0,0,null,3408,"2021-09-10",0,0,0,0,0,0,0,0,0,0,0,1.0141025658347801E-3,2.617303655337471E-3,4.4538621938078476E-2,0.11197371541667814,0.21463458538194635,0.32396898867506646,0.43193282995487181,0.53809284026254045,0.60746785938941161,0.65130339030883877,0.7099511155827416,0.74912675955866392,0.75767779809095281,0.74668014478453426,0.74792186879978095,0.73312618096211291,0.72653528420101443,0.65735610042974835,0.5477630008006803,0.43970423533477371,0.33189832590872498,0.2129702433424025,0.11103682550220817,4.0867622087398581E-2,8.6902927131274083E-3,8.3449965789278071E-3,4.173124399464238E-3,0,0,0,0,0,0,0,0,0,0]
[null,3456,"2021-09-11",0,0,0,0,0,0,0,0,0,0,0,9.5844531639647609E-2,0.27085597271005929,5.8655492568066174,11.885921336423555,23.902930211419797,35.942341926441436,44.588859852695009,52.472834742556905,61.084196102069178,63.317054773194883,68.511236705819584,75.709582690463336,73.283800667615679,73.434288280885013,71.390191943928983,72.152694416466076,68.667966183825854,62.189648319670162,55.022927816241385,43.307983852553328,31.095072356056637,18.906649136013257,9.7960516875077062,4.6827368424688878,1.0179072596242744,0.77278367094629163,0.38645282838583012,0,0,0,0,0,0,0,0,0,0,null,3456,"2021-09-11",0,0,0,0,0,0,0,0,0,0,0,0.71834973845498251,2.0300513115007419,43.961984084430156,89.084357106758247,179.15120844075568,269.38596788591587,334.19116631104129,393.2811446669391,457.82284646798433,474.55800511470449,513.48812631157273,567.43935197793382,549.25824292715333,550.38613969688424,535.06574484587816,540.78066089114282,514.66280553017737,466.10815286787141,412.39395852474433,324.59106786041229,233.0559366516006,141.70434379061649,73.420893683012039,35.096867066848176,7.6291615307977318,5.7919730881851583,2.8964436827746178,0,0,0,0,0,0,0,0,0,0,null,3456,"2021-09-11",0,0,0,0,0,0,0,0,0,0,0,9.5844531639647612E-4,2.708559727100593E-3,5.8655492568066174E-2,0.11885921336423555,0.23902930211419798,0.35942341926441435,0.44588859852695012,0.52472834742556906,0.61084196102069177,0.63317054773194881,0.68511236705819589,0.7570958269046334,0.73283800667615684,0.73434288280885007,0.71390191943928982,0.72152694416466079,0.68667966183825857,0.62189648319670165,0.55022927816241385,0.43307983852553328,0.31095072356056636,0.18906649136013257,9.7960516875077064E-2,4.6827368424688876E-2,1.0179072596242745E-2,7.7278367094629164E-3,3.8645282838583009E-3,0,0,0,0,0,0,0,0,0,0]
[null,3504,"2021-09-12",0,0,0,0,0,0,0,0,0,0,0,7.7227653946143685E-2,0.27892974901863571,5.1249589302243788,9.9963880421975109,20.22047971013043,28.521900959233616,36.203714971531156,38.480434634701268,42.962927378737014,48.701167983018543,51.535141729632187,53.616662166411921,56.511422108083394,57.303740703140015,55.850559992654283,60.128917513572908,53.738965830456998,51.648514702245109,41.48489947567397,35.23188267700764,24.618166849725405,14.975692588573336,8.9671045136018677,3.0736039410877027,0.88163732346841195,0.65739407131983685,0.32873863735987235,0,0,0,0,0,0,0,0,0,0,null,3504,"2021-09-12",0,0,0,0,0,0,0,0,0,0,0,0.5788172164300659,2.0905638415365266,38.411298424002034,74.922404155571073,151.55143504502061,213.77015197212259,271.34494515219649,288.40883963417468,322.00488768426948,365.01270009421859,386.25318470863829,401.8540712252655,423.5501451839541,429.48853150391494,418.5970182850906,450.66308354298019,402.7707307735555,387.10290919297881,310.92714606009008,264.06111306861118,184.51186953712352,112.2420306108914,67.207978085415974,23.03650035555302,6.6078255054428174,4.9271340901321894,2.4638788476256139,0,0,0,0,0,0,0,0,0,0,null,3504,"2021-09-12",0,0,0,0,0,0,0,0,0,0,0,7.722765394614368E-4,2.7892974901863573E-3,5.1249589302243784E-2,9.9963880421975113E-2,0.20220479710130432,0.28521900959233615,0.36203714971531159,0.38480434634701272,0.42962927378737015,0.4870116798301854,0.51535141729632183,0.53616662166411921,0.56511422108083398,0.57303740703140016,0.55850559992654281,0.6012891751357291,0.53738965830456997,0.51648514702245107,0.4148489947567397,0.35231882677007642,0.24618166849725406,0.14975692588573336,8.9671045136018673E-2,3.0736039410877027E-2,8.81637323468412E-3,6.5739407131983688E-3,3.2873863735987234E-3,0,0,0,0,0,0,0,0,0,0]
[null,3552,"2021-09-13",0,0,0,0,0,0,0,0,0,0,0,0.12343619108856695,0.24687238217713384,4.7437486743276889,11.314230349282782,23.152637434464101,34.006527656333645,44.645095361144072,56.949027922271654,62.823313158107716,68.435908813472096,73.329252121379483,78.394511464872522,80.67893182257437,81.259210954372122,80.863758055943904,76.302523912913244,71.050723136051545,66.843730464491415,57.518975383815949,45.420395346117253,33.257883832426174,24.736089618767082,12.682457917048318,4.1752459317091493,0.9186694704630427,1.0306116579018536,0.51536682186361094,0,0,0,0,0,0,0,0,0,0,null,3552,"2021-09-13",0,0,0,0,0,0,0,0,0,0,0,0.92514777909010515,1.8502955581802101,35.554147547107725,84.799563138191729,173.5278034235848,254.87714144751621,334.61264849782003,426.82997781280358,470.85743760193589,512.92354770869906,549.59889918959277,587.56275234175018,604.68436312541155,609.03352478781107,606.06962605204149,571.88341534575841,532.5214439329244,500.99025447853182,431.10170414845675,340.42348122767868,249.266095246969,185.39569450710161,95.054357007356927,31.293249304040572,6.8853795051643321,7.7243803296566931,3.8626473035103839,0,0,0,0,0,0,0,0,0,0,null,3552,"2021-09-13",0,0,0,0,0,0,0,0,0,0,0,1.2343619108856694E-3,2.4687238217713384E-3,4.7437486743276892E-2,0.11314230349282782,0.23152637434464102,0.34006527656333646,0.44645095361144072,0.56949027922271656,0.62823313158107719,0.68435908813472091,0.73329252121379485,0.78394511464872529,0.80678931822574373,0.81259210954372119,0.80863758055943902,0.76302523912913245,0.71050723136051541,0.66843730464491413,0.57518975383815951,0.45420395346117254,0.33257883832426177,0.24736089618767082,0.12682457917048318,4.1752459317091491E-2,9.1866947046304274E-3,1.0306116579018537E-2,5.1536682186361094E-3,0,0,0,0,0,0,0,0,0,0]
[null,3600,"2021-09-14",0,0,0,0,0,0,0,0,0,0,0,0.1047966001919009,0.36388442916077257,6.5562331901321711,13.790717059530719,28.8231379312748,42.04201865644297,55.249248288643486,65.43452672696705,73.75235817719998,78.804989778787956,83.684954987221218,86.594019362367575,88.322406779137438,88.843422716295251,88.186404533499342,86.070591421998344,81.477410779239406,75.077032463295751,65.170378822500069,53.468722135639766,40.414818858300528,26.785075254330454,14.604994150494136,5.4806319673111403,1.0611583578374082,1.1796167582462376,0.5898277298836655,0,0,0,0,0,0,0,0,0,0,null,3600,"2021-09-14",0,0,0,0,0,0,0,0,0,0,0,0.78544502279859196,2.7272947140924928,49.138623944541166,103.3607011620322,216.0279072803998,315.10272510406043,414.09021859692353,490.42834636585604,552.77005688985798,590.63926577864845,627.21434910554456,649.01763404298845,661.97180709329439,665.87679421968949,660.95247739433216,645.09456907901165,610.6689210325718,562.69842119688633,488.44857167405928,400.74526845275301,302.90694794898599,200.75273439477002,109.46366525728881,41.077049185113516,7.9533262437738346,8.8411657427596833,4.420727904315366,0,0,0,0,0,0,0,0,0,0,null,3600,"2021-09-14",0,0,0,0,0,0,0,0,0,0,0,1.047966001919009E-3,3.6388442916077258E-3,6.5562331901321713E-2,0.13790717059530719,0.288231379312748,0.4204201865644297,0.55249248288643482,0.65434526726967057,0.73752358177199984,0.78804989778787959,0.83684954987221216,0.86594019362367569,0.88322406779137441,0.88843422716295251,0.88186404533499341,0.86070591421998344,0.81477410779239401,0.75077032463295745,0.65170378822500075,0.53468722135639768,0.40414818858300527,0.26785075254330454,0.14604994150494136,5.4806319673111399E-2,1.0611583578374082E-2,1.1796167582462375E-2,5.8982772988366546E-3,0,0,0,0,0,0,0,0,0,0]
[null,3648,"2021-09-15",0,0,0,0,0,0,0,0,0,0,0,0.16387045280926468,0.44417713752492055,7.5562928475069233,15.010482052624436,30.32210624716436,43.195742604857671,54.855885307129647,64.704922491817683,72.475007156580645,77.022911509729951,81.994078287983214,85.798232640137911,87.476776261857097,88.091059203745715,87.979405360231482,86.323051717187212,82.040390380822572,75.859731778851952,66.695193777504386,54.66112637591047,40.146343018871811,26.155889079613857,14.168020516705996,5.2961762749572943,1.113043638365633,1.0947067782775837,0.54741607543382331,0,0,0,0,0,0,0,0,0,0,null,3648,"2021-09-15",0,0,0,0,0,0,0,0,0,0,0,1.2282004502731549,3.329084352650947,56.634018632425033,112.5027758195597,227.26259620057752,323.74982559497789,411.14198367883,484.9600008845955,543.19637797589553,577.28268260604546,614.54131691603993,643.05325429173774,655.63385071199775,660.2378691478342,659.40102944593548,646.98674575217899,614.88842362321793,568.56471152143638,499.8769797989782,409.68227570269761,300.8947356116123,196.03701701042849,106.188570787386,39.694563443964512,8.3422037004162917,8.2047698956598509,4.1028547783238531,0,0,0,0,0,0,0,0,0,0,null,3648,"2021-09-15",0,0,0,0,0,0,0,0,0,0,0,1.6387045280926468E-3,4.4417713752492056E-3,7.5562928475069235E-2,0.15010482052624435,0.3032210624716436,0.43195742604857673,0.54855885307129648,0.64704922491817685,0.72475007156580651,0.77022911509729952,0.81994078287983208,0.85798232640137917,0.87476776261857092,0.88091059203745714,0.87979405360231477,0.86323051717187216,0.8204039038082257,0.75859731778851947,0.66695193777504391,0.54661126375910474,0.40146343018871811,0.26155889079613859,0.14168020516705995,5.2961762749572941E-2,1.1130436383656329E-2,1.0947067782775837E-2,5.474160754338233E-3,0,0,0,0,0,0,0,0,0,0]
[null,3696,"2021-09-16",0,0,0,0,0,0,0,0,0,0,0,0.10564730729021152,0.41473401482930883,7.1563695483289171,14.731915402144768,29.062137625700537,42.206345243645181,{"$f":"$C$1*DS82","v":54.396079899988372},63.770096873319936,70.507824811346808,74.736157228372292,79.87427741712898,82.555466369870587,84.788589383006936,86.521242033934286,87.037791628764509,85.535343801060037,81.469883435308432,75.25166376475498,66.104748077424134,54.277547135255176,40.356033573976234,27.007779755819339,14.679538876710643,5.4934376817939761,1.194594175058969,1.2466351002329543,0.62337942736783392,0,0,0,0,0,0,0,0,0,0,null,3696,"2021-09-16",0,0,0,0,0,0,0,0,0,0,0,0.79182102788848929,3.1084096920744702,53.636614477468171,110.4149333825315,217.819197456735,316.3343442576886,407.69576626496666,477.95353189715587,528.45244945939965,560.14357918697715,598.6535205534891,618.74889115002702,635.48603102625464,648.4721717828977,652.34368390776706,641.0829162290056,610.6125039845507,564.00727364348131,495.4516202404464,406.80736940926948,302.46635532573521,202.4218929545799,110.0223740710807,41.173027343617754,8.9534206963402205,9.3434647014404906,4.6721961174742583,0,0,0,0,0,0,0,0,0,0,null,3696,"2021-09-16",0,0,0,0,0,0,0,0,0,0,0,1.0564730729021152E-3,4.1473401482930881E-3,7.1563695483289169E-2,0.14731915402144768,0.29062137625700535,0.42206345243645182,0.5439607989998837,0.63770096873319937,0.70507824811346809,0.74736157228372291,0.7987427741712898,0.82555466369870589,0.8478858938300694,0.86521242033934287,0.87037791628764516,0.85535343801060038,0.81469883435308432,0.75251663764754984,0.66104748077424136,0.54277547135255177,0.40356033573976235,0.27007779755819339,0.14679538876710643,5.4934376817939758E-2,1.1945941750589691E-2,1.2466351002329543E-2,6.2337942736783395E-3,0,0,0,0,0,0,0,0,0,0]
[null,3744,"2021-09-17",0,0,0,0,0,0,0,0,0,0,0,0.106635269291412,0.46516624828924308,7.1520893858607808,14.376059784842887,28.584510631125902,39.689468271404941,50.386943383801494,57.330551241794915,62.218866176140608,65.401295277775574,69.109055947523672,72.787699119751409,75.37200549931606,75.560599989870298,75.546655494043492,73.310460443592447,73.299083306285155,67.513108479913114,60.302061483143163,49.828886222615907,38.091971986656425,25.642531032384092,13.888638018150507,4.8903762081948532,1.0301527468690987,1.1700464142793647,0.58508508439103923,0,0,0,0,0,0,0,0,0,0,null,3744,"2021-09-17",0,0,0,0,0,0,0,0,0,0,0,0.79922575127776041,3.486396637139348,53.604534884225544,107.74781419228239,214.2394081796408,297.47048333832197,377.64749831931982,429.68947508516169,466.32713916990343,490.17927839685672,517.96875017789921,545.53998784197756,564.90922863317428,566.32273444979239,566.21822118483396,549.45805655003358,549.37278550254405,506.00720760125739,451.96078851506439,373.4648891613158,285.49733245845272,192.18942536745658,104.0946136118134,36.65311322414594,7.7209408155319528,8.7694365166064898,4.3851820250572588,0,0,0,0,0,0,0,0,0,0,null,3744,"2021-09-17",0,0,0,0,0,0,0,0,0,0,0,1.06635269291412E-3,4.6516624828924309E-3,7.1520893858607812E-2,0.14376059784842887,0.28584510631125903,0.39689468271404943,0.50386943383801497,0.57330551241794914,0.62218866176140608,0.65401295277775573,0.69109055947523679,0.72787699119751414,0.75372005499316064,0.75560599989870292,0.75546655494043491,0.73310460443592451,0.73299083306285162,0.6751310847991312,0.60302061483143166,0.49828886222615909,0.38091971986656425,0.25642531032384092,0.13888638018150506,4.8903762081948528E-2,1.0301527468690987E-2,1.1700464142793647E-2,5.8508508439103924E-3,0,0,0,0,0,0,0,0,0,0]
[null,3792,"2021-09-18",0,0,0,0,0,0,0,0,0,0,0,0.15171027650861116,0.46632957817752552,6.2066976111982415,13.015690651143915,{"$f":"$C$1*DQ84","v":25.661277495273872},38.389204711244524,48.910105628272873,59.289472539694785,67.082122053510247,69.919206034221887,75.505588158065578,81.095454550445325,82.6578450878159,81.34273220489257,77.733624271421519,79.725396394172421,76.287637726748997,71.830657482234599,61.96771394646531,49.635807039610334,37.748700112931523,24.452576772917279,13.310586764735843,4.7902847683618583,1.0064679000580861,1.1675329237761178,0.58382833913941556,0,0,0,0,0,0,0,0,0,0,null,3792,"2021-09-18",0,0,0,0,0,0,0,0,0,0,0,1.1370605665917008,3.4951157336458283,46.518873110430633,97.551918874341837,192.329929123732,287.7250761420558,366.5786767884984,444.37148748510708,502.77698693673199,524.04078259261235,565.91042365529211,607.80617912793116,619.51621427218367,609.65951218052305,582.60943748442776,597.53766509390118,571.77184416110413,538.3670109570204,464.44476637916398,372.01777080995669,282.9245277664088,183.2707805951577,99.762149781062888,35.902933131493981,7.5434241307407337,8.7505980370946386,4.3757627853013314,0,0,0,0,0,0,0,0,0,0,null,3792,"2021-09-18",0,0,0,0,0,0,0,0,0,0,0,1.5171027650861116E-3,4.6632957817752552E-3,6.2066976111982412E-2,0.13015690651143916,0.25661277495273871,0.38389204711244523,0.48910105628272876,0.59289472539694787,0.67082122053510251,0.69919206034221881,0.75505588158065573,0.81095454550445323,0.82657845087815907,0.81342732204892576,0.7773362427142152,0.79725396394172421,0.76287637726749002,0.71830657482234594,0.61967713946465308,0.49635807039610336,0.37748700112931521,0.24452576772917278,0.13310586764735843,4.7902847683618584E-2,1.006467900058086E-2,1.1675329237761179E-2,5.8382833913941555E-3,0,0,0,0,0,0,0,0,0,0]
[null,3840,"2021-09-19",0,0,0,0,0,0,0,0,0,0,0,0.1469611227496361,0.47995062414015421,7.5286714259079055,14.897522488962933,29.635325147905622,40.278801867695719,51.635408481346936,61.786143125939454,68.979830998022763,73.032365408983125,76.349634071201052,79.689919488224817,81.348046886140722,83.072023252053711,83.373952561759893,81.59959990765519,77.740055721105961,70.665326929466431,59.831868536971086,52.049386207047945,36.188968293870879,22.930597771438695,12.204022691798533,4.5713384678001487,1.0731536809904034,1.1333365362339347,0.59202290781642541,0,0,0,0,0,0,0,0,0,0,null,3840,"2021-09-19",0,0,0,0,0,0,0,0,0,0,0,1.1014659082186091,3.5972047588343039,56.426997526035677,111.65614981363051,222.11520787712871,301.88750773727151,387.00467875465051,463.08390260108018,517.00021595807686,547.37374884922156,572.23650351162121,597.27176754426864,609.6993454377706,622.62045789322417,624.88340223599369,611.58472214232677,582.65764086254092,529.63291957513582,448.43671704089832,390.10742009936888,271.23441957646338,171.8636277931939,91.468510083736902,34.261942090549418,8.043230561758655,8.4942979057591241,4.437180647804051,0,0,0,0,0,0,0,0,0,0,null,3840,"2021-09-19",0,0,0,0,0,0,0,0,0,0,0,1.4696112274963609E-3,4.7995062414015422E-3,7.5286714259079054E-2,0.14897522488962933,0.29635325147905622,0.40278801867695718,0.51635408481346934,0.61786143125939452,0.68979830998022762,0.73032365408983124,0.76349634071201056,0.79689919488224814,0.81348046886140724,0.83072023252053706,0.8337395256175989,0.81599599907655196,0.77740055721105961,0.70665326929466432,0.59831868536971089,0.52049386207047943,0.36188968293870877,0.22930597771438696,0.12204022691798533,4.5713384678001491E-2,1.0731536809904034E-2,1.1333365362339348E-2,5.9202290781642545E-3,0,0,0,0,0,0,0,0,0,0]
[null,3888,"2021-09-20",0,0,0,0,0,0,0,0,0,0,0,0.1478239346526905,0.4845538747567959,5.3451916156817862,11.904461729618768,24.069625384862999,33.075232104133903,41.459476448800046,52.195866185766491,59.589244674623885,64.27317640998767,70.118976984660762,77.486071329184753,79.794810959412644,80.333275836193636,78.118978348066008,{"$f":"$C$1*EB86","v":75.065061498216267},70.005996759654593,65.135563193087748,56.656129054617864,45.77177081554234,33.404014472759762,23.490242782003268,12.190153612609143,4.5477437176185296,1.012820401307106,1.2636974784265755,0.6319089579251117,0,0,0,0,0,0,0,0,0,0,null,3888,"2021-09-20",0,0,0,0,0,0,0,0,0,0,0,1.107932638185273,3.6317058808069151,40.06193085228054,89.223316381479393,180.40058002404899,247.89713012185979,310.73660180687926,391.2052798583062,446.61826391604671,481.72408664248081,525.53805538996107,580.75404116428979,598.05792362020657,602.09368963403745,585.49764608052067,562.60869944138517,524.69127452833709,488.18763035738073,424.6347161596513,343.05702194453471,250.36133673303067,176.05813779902499,91.36456206252096,34.085100675270745,7.5910357944705487,9.4713463312333115,4.7361245017038467,0,0,0,0,0,0,0,0,0,0,null,3888,"2021-09-20",0,0,0,0,0,0,0,0,0,0,0,1.4782393465269049E-3,4.8455387475679589E-3,5.3451916156817866E-2,0.11904461729618768,0.24069625384863,0.33075232104133906,0.41459476448800048,0.52195866185766493,0.59589244674623887,0.64273176409987676,0.70118976984660764,0.77486071329184747,0.79794810959412643,0.80333275836193641,0.78118978348066015,0.75065061498216268,0.70005996759654598,0.65135563193087742,0.56656129054617865,0.4577177081554234,0.33404014472759763,0.23490242782003268,0.12190153612609142,4.5477437176185298E-2,1.012820401307106E-2,1.2636974784265755E-2,6.3190895792511175E-3,0,0,0,0,0,0,0,0,0,0]
[null,3936,"2021-09-21",0,0,0,0,0,0,0,0,0,0,0,0.26441006075149964,0.52882012150299929,7.8572605797791244,15.623466931752844,30.226538685155575,43.800537411640292,54.398936324224287,64.117784916388757,73.05996550322503,76.4671241133059,83.372034883335147,85.481335187818956,85.193338399554861,84.718367050152921,84.594912681796814,82.655627372208798,77.937245275689875,71.814428148985414,61.493502270090396,51.692867141162459,39.097953283363942,26.017942564246376,14.327152452171696,5.4450425768755881,1.3041763310529486,1.3896397364748447,0.69488464456194687,0,0,0,0,0,0,0,0,0,0,null,3936,"2021-09-21",0,0,0,0,0,0,0,0,0,0,0,1.9817395394014798,3.9634790788029597,58.889756002752897,117.0970653430801,226.54632233498128,328.2827309557623,407.71717501482118,480.55943554684399,547.58061010818778,573.11708521590037,624.86902933676515,640.67812450503004,638.51960367983349,634.95971832404393,634.0344343072868,619.49959261000765,584.13556623332761,538.2453729554004,460.89057473287397,387.43532839677761,293.03710952259894,195.00311511180399,107.3812562986618,40.810308570142688,9.7747332089160057,10.415276950765699,5.2081239705382254,0,0,0,0,0,0,0,0,0,0,null,3936,"2021-09-21",0,0,0,0,0,0,0,0,0,0,0,2.6441006075149966E-3,5.2882012150299931E-3,7.857260579779124E-2,0.15623466931752844,0.30226538685155574,0.43800537411640295,0.5439893632422429,0.64117784916388754,0.73059965503225033,0.76467124113305895,0.83372034883335144,0.85481335187818952,0.85193338399554863,0.84718367050152921,0.84594912681796808,0.82655627372208795,0.7793724527568987,0.7181442814898541,0.61493502270090394,0.51692867141162457,0.39097953283363945,0.26017942564246377,0.14327152452171696,5.4450425768755882E-2,1.3041763310529485E-2,1.3896397364748448E-2,6.9488464456194691E-3,0,0,0,0,0,0,0,0,0,0]
[null,3984,"2021-09-22",0,0,0,0,0,0,0,0,0,0,0,0.41403610318383177,0.82807220636766354,9.8516943338610226,18.875316461354373,33.744855500247489,47.507058154594311,60.709031177393456,71.180886356844212,79.022496032554287,83.294226523387792,86.858390417640479,89.046750682751707,91.08009735668108,91.620020323959167,91.267214718857176,89.324587565922997,84.75710619444466,78.314239364393728,68.862560225925549,56.575684312237598,42.28987935725165,28.101717922313689,15.596808340815823,5.8772427241266634,1.2357713915747688,1.4490486700123273,0.72462939159263928,0,0,0,0,0,0,0,0,0,0,null,3984,"2021-09-22",0,0,0,0,0,0,0,0,0,0,0,3.1031788808908121,6.206357761781625,73.837932399473502,141.4695070371653,252.91592236000298,356.06290955050611,455.01100503156789,533.49701044687447,592.2694637443791,624.28585975930889,650.99908123837338,667.40072666555636,682.64055335590092,686.68724768154379,684.04298817278709,669.48309953487808,635.25006617899055,586.96111715821178,516.12127767100617,424.03178703411481,316.96042805855564,210.62090214523118,116.89726060201059,44.049626008776649,9.2620417747512587,10.86054379216457,5.4310592896886467,0,0,0,0,0,0,0,0,0,0,null,3984,"2021-09-22",0,0,0,0,0,0,0,0,0,0,0,4.140361031838318E-3,8.2807220636766359E-3,9.8516943338610233E-2,0.18875316461354372,0.33744855500247489,0.47507058154594312,0.60709031177393458,0.71180886356844209,0.7902249603255429,0.83294226523387793,0.86858390417640485,0.89046750682751707,0.91080097356681078,0.91620020323959173,0.91267214718857181,0.89324587565922997,0.84757106194444654,0.78314239364393734,0.68862560225925551,0.56575684312237595,0.42289879357251647,0.2810171792231369,0.15596808340815824,5.8772427241266634E-2,1.2357713915747687E-2,1.4490486700123272E-2,7.2462939159263929E-3,0,0,0,0,0,0,0,0,0,0]
[null,4032,"2021-09-23",0,0,0,0,0,0,0,0,0,0,0,0.34236914781039979,0.73931211244525374,8.3605747158537955,16.790197098154522,28.128548546163358,40.187565612847791,51.558966703724693,62.030736481757643,66.039314535939766,66.142795100428202,69.956994423198566,77.145432828251288,79.265866861825074,82.31561715610593,82.409903698799042,77.529617938644193,76.917541294795711,72.019085485733868,63.139620882221095,49.490928126156462,37.31805749069693,24.513435449566757,13.420999135085063,5.5496366255781924,{"$f":"$C$1*EK89","v":1.3500208821570583},1.1048829518391261,0.55250658934561869,0,0,0,0,0,0,0,0,0,0,null,4032,"2021-09-23",0,0,0,0,0,0,0,0,0,0,0,2.5660388086545631,5.5411055125022601,62.662069058330218,125.84164675575072,210.82199626395939,301.20369679170778,386.43175164005589,464.91711697621457,494.9611992784221,495.73678068263752,524.32400458633117,578.20097346322098,594.0935153471512,616.95123387079627,617.65790656379943,581.08042071856005,576.49293837083394,539.7792689618924,473.2281474066686,370.93191095121659,279.69688389609519,183.72691318515498,100.5896847066939,41.594235480151006,10.11833571530668,8.2810397828547764,4.1410079131410615,0,0,0,0,0,0,0,0,0,0,null,4032,"2021-09-23",0,0,0,0,0,0,0,0,0,0,0,3.4236914781039978E-3,7.3931211244525376E-3,8.3605747158537955E-2,0.16790197098154522,0.28128548546163357,0.40187565612847792,0.51558966703724696,0.62030736481757642,0.66039314535939764,0.66142795100428198,0.6995699442319856,0.77145432828251281,0.79265866861825074,0.82315617156105925,0.82409903698799036,0.77529617938644191,0.7691754129479571,0.72019085485733869,0.63139620882221092,0.49490928126156458,0.37318057490696926,0.24513435449566756,0.13420999135085063,5.5496366255781922E-2,1.3500208821570582E-2,1.104882951839126E-2,5.5250658934561866E-3,0,0,0,0,0,0,0,0,0,0]
[null,4080,"2021-09-24",0,0,0,0,0,0,0,0,0,0,0,0.37289504782871769,0.86188857317434342,7.6174966090414493,16.964391119585894,29.489972433806265,37.913237882726818,48.684240847504,57.296686448988908,65.307382374438376,69.227000036099213,72.784123312265578,75.758669839962351,77.582190340200825,79.889445355015781,78.52353775226419,75.681392789060581,71.174393868893659,62.393360886980965,53.793515770559495,44.430967978162208,33.040501603270755,22.367740174533779,12.238847912506436,3.998126391310397,0.82422431542362595,0.76686048175599653,0.55411651365999592,0,0,0,0,0,0,0,0,0,0,null,4080,"2021-09-24",0,0,0,0,0,0,0,0,0,0,0,2.7948288284827849,6.4598096576332127,57.09273761553915,127.1472218114682,221.02579690739739,284.15772972249749,364.88583210121323,429.43566023898461,489.47540611123202,518.85273493666546,545.51318735239022,567.80725758924905,581.47444811127707,598.76720345252863,588.52979759948175,567.22807014522709,533.4483495901577,467.63496787697278,403.1795797139697,333.00777499142748,247.63682683919311,167.64503962121319,91.729523286672844,29.965747637079762,6.1775180209433547,5.7475790958219282,4.1530742114512602,0,0,0,0,0,0,0,0,0,0,null,4080,"2021-09-24",0,0,0,0,0,0,0,0,0,0,0,3.7289504782871768E-3,8.6188857317434347E-3,7.6174966090414492E-2,0.16964391119585895,0.29489972433806266,0.37913237882726819,0.48684240847504001,0.57296686448988909,0.65307382374438372,0.69227000036099207,0.72784123312265581,0.75758669839962345,0.77582190340200818,0.79889445355015776,0.78523537752264194,0.75681392789060586,0.71174393868893659,0.62393360886980964,0.53793515770559497,0.44430967978162206,0.33040501603270755,0.22367740174533779,0.12238847912506437,3.998126391310397E-2,8.242243154236259E-3,7.6686048175599649E-3,5.5411651365999594E-3,0,0,0,0,0,0,0,0,0,0]
[null,4128,"2021-09-25",0,0,0,0,0,{"$f":"$C$1*DG91","v":0},0,0,0,0,0,0.35472877289590865,0.926273034340788,8.9792260852585972,17.812885545528573,30.921020279332268,40.640315124130517,51.342574256526873,61.542595618524047,65.134637664864599,69.249054781926333,71.962076302045546,74.094180207203777,77.735977312512802,80.199833729877795,80.691994330274667,79.03300366722786,72.864933419561098,68.088104036276107,59.014894447369969,48.36973947331564,36.510673677696019,24.537091722088178,12.882437221572051,4.8506846472819491,1.0656360197185819,0.82957001954726606,0.6444664512215853,0,0,0,0,0,0,0,0,0,0,null,4128,"2021-09-25",0,0,0,0,0,0,0,0,0,0,0,2.6586735505192123,6.9423678176894539,67.298828629315693,133.50664303800269,231.75142546401838,304.59703063612949,384.80990159614709,461.2585268048793,488.18069357188386,519.01803410006664,539.35198811976761,555.33199507924337,582.62707340401107,601.09354804503914,604.78226593561419,592.34821791522654,546.11885486880635,510.31676914284952,442.3135390822855,362.52866079444163,273.64558455767713,183.90421570714417,96.553191407645343,36.355627056569325,7.9868860847601137,6.2175837930159075,4.8302422554332667,0,0,0,0,0,0,0,0,0,0,null,4128,"2021-09-25",0,0,0,0,0,0,0,0,0,0,0,3.5472877289590868E-3,9.2627303434078805E-3,8.9792260852585973E-2,0.17812885545528573,0.30921020279332267,0.40640315124130516,0.51342574256526874,0.61542595618524043,0.65134637664864603,0.69249054781926334,0.71962076302045541,0.74094180207203775,0.77735977312512805,0.8019983372987779,0.80691994330274674,0.79033003667227864,0.72864933419561095,0.68088104036276109,0.5901489444736997,0.48369739473315643,0.36510673677696021,0.24537091722088178,0.12882437221572052,4.8506846472819491E-2,1.065636019718582E-2,8.2957001954726602E-3,6.4446645122158532E-3,0,0,0,0,0,0,0,0,0,0]
[null,4176,"2021-09-26",{"$f":"$C$1*DB92","v":0},0,0,0,0,0,0,0,0,0,0,0.3129064160627501,0.86813674031543175,9.1190682864680106,17.912898171998631,32.611632412483019,44.433515570371235,54.640384919794784,63.157294621866853,70.451740328111256,74.839618161763056,80.430425579688418,83.321243751419104,84.877456939450255,84.345898809737974,83.487415772212131,79.612087646650124,75.76461784826499,67.107507691669184,57.753472558790875,47.824698353555441,34.294945897784693,22.104173439082231,11.816404867501962,4.7711969957365685,1.0410788279610788,1.2887230622954902,0.64442536790288196,0,0,0,0,0,0,0,0,0,0,null,4176,"2021-09-26",0,0,0,0,0,0,0,0,0,0,0,2.3452171792613803,6.5066393426954656,68.346938593913777,134.2562324286325,244.42247474457309,333.02686906143583,409.52681957681341,473.36061115848486,528.03209919867618,560.91901345714496,602.8218218669,624.4883524665928,636.15208870149274,632.16808839474515,625.73380304820762,596.68842197324682,567.85183759955783,502.96725096348473,432.85924817762475,358.44360618434649,257.03882104224749,165.66962076071002,88.563334817704842,35.759871276649541,7.8028312203416013,9.6589117699638969,4.8299343381140361,0,0,0,0,0,0,0,0,0,0,null,4176,"2021-09-26",0,0,0,0,0,0,0,0,0,0,0,3.1290641606275013E-3,8.6813674031543178E-3,9.1190682864680114E-2,0.17912898171998631,0.32611632412483016,0.44433515570371235,0.54640384919794782,0.63157294621866855,0.70451740328111256,0.74839618161763055,0.80430425579688414,0.83321243751419105,0.84877456939450258,0.84345898809737974,0.83487415772212126,0.7961208764665012,0.75764617848264992,0.67107507691669188,0.57753472558790875,0.47824698353555439,0.3429494589778469,0.22104173439082231,0.11816404867501962,4.7711969957365687E-2,1.0410788279610788E-2,1.2887230622954901E-2,6.4442536790288198E-3,0,0,0,0,0,0,0,0,0,0]
[null,4224,"2021-09-27",0,0,0,0,0,0,0,0,0,0,0,0.38987820765322484,0.77975641530644968,6.0900951425762795,12.87072619156517,21.023917038291071,32.097240255141379,41.981897616699115,53.654074271771194,56.60095354177578,59.712740413004937,62.180559811991174,74.381602903447387,72.432447417922489,70.377602344489944,70.457236973037197,65.320843020364265,58.617156919457614,54.688433954010776,46.831095161199812,38.385154022770216,27.732747072105102,17.473329359574898,8.8971332714491762,3.4886552638645325,0.93495406151625871,1.191059883468977,0.59559377848962525,0,0,0,0,0,0,0,0,0,0,null,4224,"2021-09-27",0,0,0,0,0,0,0,0,0,0,0,2.922116720753388,5.844233441506776,45.644943722860418,96.465417851882023,157.5731556865185,240.56713250054253,314.65212106398837,402.13447299300458,424.22117858435951,447.5438579989713,466.04003497942796,557.48621311485238,542.8773949665283,527.47643889930532,528.07329626414651,489.57629294655669,439.33251716834059,409.88694456852232,350.99660236319738,287.69471644436311,207.85548497212238,130.96168723094971,66.68354729484426,26.14728825405421,7.0074316611277609,8.9269313662150562,4.4639441362396139,0,0,0,0,0,0,0,0,0,0,null,4224,"2021-09-27",0,0,0,0,0,0,0,0,0,0,0,3.8987820765322484E-3,7.7975641530644967E-3,6.0900951425762795E-2,0.12870726191565171,0.21023917038291071,0.32097240255141379,0.41981897616699115,0.5365407427177119,0.56600953541775778,0.59712740413004939,0.62180559811991176,0.74381602903447386,0.72432447417922485,0.70377602344489942,0.70457236973037196,0.65320843020364261,0.58617156919457614,0.54688433954010773,0.46831095161199809,0.38385154022770218,0.27732747072105102,0.17473329359574896,8.8971332714491758E-2,3.4886552638645325E-2,9.3495406151625875E-3,1.191059883468977E-2,5.9559377848962527E-3,0,0,0,0,0,0,0,0,0,0]
[null,4272,"2021-09-28",0,0,0,0,0,0,0,0,0,0,0,0.31429142244458547,0.62858284488917082,4.6353109895621909,10.740607626600083,19.57381734098886,27.02062849299281,33.138649779266025,39.615223507373685,42.086223218528438,51.749123032612523,54.03501319164539,61.744956900057524,59.847090571790986,63.596791562110425,58.26301484324955,57.67558414461724,52.356867945794662,51.957885527130323,42.843837419703725,34.639973580159669,23.384748081840922,15.157289810132452,7.9823779832092407,3.435228766343295,0.81784508066791717,1.0377754959030321,0.51895158470665292,0,0,0,0,0,0,0,0,0,0,null,4272,"2021-09-28",0,0,0,0,0,0,0,0,0,0,0,2.3555977294621009,4.7111954589242009,34.74141278637218,80.500290913040629,146.70473449993321,202.51819356589428,248.37244227128798,296.91402272537817,315.43403597875908,387.85696335308,404.9895902206394,462.7752139979425,448.55080539361455,476.65461767794631,436.67824087872981,432.27547859794066,392.4119796066222,389.42162730177449,321.11231468651289,259.62478542804729,175.26746055355699,113.603092263335,59.827504380178446,25.746859456872098,6.1297059909828402,7.7780729197966156,3.8895149130303941,0,0,0,0,0,0,0,0,0,0,null,4272,"2021-09-28",0,0,0,0,0,0,0,0,0,0,0,3.1429142244458548E-3,6.2858284488917079E-3,4.6353109895621913E-2,0.10740607626600082,0.19573817340988861,0.2702062849299281,0.33138649779266022,0.39615223507373681,0.4208622321852844,0.51749123032612521,0.54035013191645387,0.61744956900057524,0.59847090571790984,0.63596791562110422,0.5826301484324955,0.57675584144617242,0.52356867945794661,0.51957885527130321,0.42843837419703723,0.34639973580159666,0.23384748081840923,0.15157289810132452,7.9823779832092406E-2,3.435228766343295E-2,8.1784508066791717E-3,1.0377754959030322E-2,5.1895158470665293E-3,0,0,0,0,0,0,0,0,0,0]
[null,4320,"2021-09-29",0,0,0,0,0,0,0,0,0,0,0,0.36891048691357059,0.73782097382714118,5.6039999441940651,10.470178914560988,18.916330438956276,26.417243109482968,32.753691083211464,38.474514234437855,44.828038316284236,52.804724908368485,53.373059007277888,59.55928456963786,60.288633536817315,60.258468273047086,58.778032903007684,54.379807968145087,50.38447709807555,43.216399416478332,32.894119586879086,25.128031307397187,18.514024294993568,11.839814760068332,6.367289810137498,2.621435090868518,1.04655250603837,0.87639119170218471,0.43825862356255452,0,0,0,0,0,0,0,0,0,0,null,4320,"2021-09-29",0,0,0,0,0,0,0,0,0,0,0,2.7649647533781621,5.5299295067563241,42.001685702309558,78.473441897862784,141.77690464847709,197.99585175862779,245.48719703198242,288.36446654467215,335.983796352882,395.76864405504091,400.02827832235198,446.39371450031467,451.86014676152718,451.63405969146629,440.53827422854903,407.57380898911788,377.62901363713843,323.90464731481063,246.53970130275852,188.33327690956568,138.76164119681769,88.738790734851349,47.722503219863029,19.647518535352059,7.8438561504856841,6.5685060229673988,3.2847254008758719,0,0,0,0,0,0,0,0,0,0,null,4320,"2021-09-29",0,0,0,0,0,0,0,0,0,0,0,3.689104869135706E-3,7.378209738271412E-3,5.6039999441940651E-2,0.10470178914560987,0.18916330438956275,0.26417243109482968,0.32753691083211461,0.38474514234437857,0.44828038316284236,0.52804724908368483,0.5337305900727789,0.5955928456963786,0.60288633536817315,0.60258468273047083,0.58778032903007682,0.54379807968145089,0.50384477098075553,0.43216399416478329,0.32894119586879089,0.25128031307397186,0.1851402429499357,0.11839814760068333,6.3672898101374983E-2,2.621435090868518E-2,1.0465525060383701E-2,8.7639119170218466E-3,4.3825862356255451E-3,0,0,0,0,0,0,0,0,0,0]
[null,4368,"2021-09-30",0,0,0,0,0,0,0,0,0,0,0,0.21364978999565146,0.42729957999130291,4.1460466168286416,10.288320740295848,17.39888280832999,24.401536817004164,32.177575495875608,45.984640543618113,48.684802056795029,56.471044468535936,58.553980519214889,65.378432198758631,62.31621186613728,59.84593972856954,63.233654487433078,58.883607392840688,51.768135484910218,59.382223680976665,37.569853715894673,32.062953945279908,23.088965388415257,18.104813106460043,8.7229419025803239,3.4913926359525593,0.77720560541909944,0.87000414625191347,0.43506429179374428,0,0,0,0,0,0,0,0,0,0,null,4368,"2021-09-30",0,0,0,0,0,0,0,0,0,0,0,1.6012939720063351,3.2025879440126701,31.074401970252769,77.110424418572165,130.4037142334216,182.88823880217581,241.16924091698431,344.65246939335879,364.89003833541909,423.24751689299012,438.8590133615557,490.00792081858771,467.05674001152209,448.54217988402115,473.93292434651511,441.32954949341439,387.99946068601895,445.06665242505113,281.58408339950358,240.31015840613958,173.05058477747519,135.69462479820751,65.377992119943769,26.167804714303411,5.8251152551681367,6.5206354522607395,3.2607840517826281,0,0,0,0,0,0,0,0,0,0,null,4368,"2021-09-30",0,0,0,0,0,0,0,0,0,0,0,2.1364978999565145E-3,4.272995799913029E-3,4.1460466168286414E-2,0.10288320740295849,0.17398882808329991,0.24401536817004163,0.3217757549587561,0.4598464054361811,0.48684802056795029,0.56471044468535936,0.58553980519214888,0.65378432198758629,0.62316211866137283,0.59845939728569542,0.63233654487433077,0.58883607392840687,0.51768135484910216,0.59382223680976665,0.37569853715894674,0.32062953945279909,0.23088965388415256,0.18104813106460044,8.7229419025803237E-2,3.4913926359525595E-2,7.7720560541909949E-3,8.7000414625191345E-3,4.3506429179374431E-3,0,0,0,0,0,0,0,0,0,0]
[null,4416,"2021-10-01",0,0,0,0,0,0,0,0,0,0,0,0.27252823601644544,0.54505647203289109,2.676005893426594,6.5060655710647275,12.947992215455331,19.529915376849342,23.02994528070025,30.22449129978898,30.858312718122281,43.001698663974871,48.917753775187933,57.766651964532933,49.608932809062196,58.51636136626599,58.911529397534736,62.174934477886069,59.10676278967221,52.794558716332141,40.348586151025287,40.962025370250913,27.931309743878341,21.943256704011972,10.178719771590879,4.282371365682816,1.1515596552844367,0.62503261080438899,0.31254192295520788,0,0,0,0,0,0,0,0,0,0,null,4416,"2021-10-01",0,0,0,0,0,0,0,0,0,0,0,2.0425848372869271,4.085169674573855,20.056523838776759,48.762620270471352,97.044522649030327,146.37569158097091,172.60823216522539,226.5309772890256,231.28143558119748,322.29547643392181,366.63599924855021,432.95802713252016,371.81634986131019,438.57705978299009,441.53882345433811,465.99787339530832,443.0020874901719,395.69244897885392,302.4105372812682,307.0082320599912,209.34370178423549,164.46355826999479,76.288970905714066,32.096148813907099,8.6308792274038435,4.6845866406366268,2.3424853225347388,0,0,0,0,0,0,0,0,0,0,null,4416,"2021-10-01",0,0,0,0,0,0,0,0,0,0,0,2.7252823601644546E-3,5.4505647203289109E-3,2.6760058934265939E-2,6.5060655710647272E-2,0.12947992215455331,0.19529915376849341,0.23029945280700251,0.3022449129978898,0.30858312718122283,0.43001698663974869,0.48917753775187933,0.57766651964532933,0.49608932809062195,0.5851636136626599,0.58911529397534734,0.62174934477886068,0.59106762789672207,0.52794558716332141,0.40348586151025284,0.40962025370250915,0.27931309743878341,0.21943256704011974,0.1017871977159088,4.2823713656828161E-2,1.1515596552844367E-2,6.2503261080438894E-3,3.1254192295520791E-3,0,0,0,0,0,0,0,0,0,0]
[null,4464,"2021-10-02",0,0,0,0,0,0,0,0,0,0,0,0.62333609256749689,1.6440058085637237,9.8962798894821553,18.148553970400595,34.204209897551692,48.146202355992756,59.992792398239402,69.091285932538739,76.118533478394639,80.219537247966997,83.23288367452929,84.744856325889742,85.015258208656292,83.918849810196718,81.919485356482653,80.297084907858135,74.829831553736597,69.086950545904386,59.259661352644777,48.314699261216042,35.655266121015643,24.757811310603852,14.105182535185644,5.7181107575330916,1.22028559683821,0.85092709276898881,0.42550400649943415,0,0,0,0,0,0,0,0,0,0,null,4464,"2021-10-02",0,0,0,0,0,0,0,0,0,0,0,4.6718713254182536,12.321737321857761,74.172098800742262,136.02246027962681,256.35875947878878,360.85326182261912,449.64283294209429,517.83556484746464,570.50441668768599,601.24122487984539,623.82609832399544,635.15825405656699,637.18490198775407,628.96737853806485,613.98224680617204,601.82244052405167,560.8456633432063,517.80307135199223,444.14805420149611,362.11613729111951,267.23434977879515,185.5584974483107,105.71760341117829,42.856940264199103,9.1459765552914902,6.3776539368261993,3.1891302148528031,0,0,0,0,0,0,0,0,0,0,null,4464,"2021-10-02",0,0,0,0,0,0,0,0,0,0,0,6.2333609256749693E-3,1.6440058085637237E-2,9.8962798894821555E-2,0.18148553970400597,0.34204209897551691,0.48146202355992757,0.59992792398239403,0.69091285932538737,0.76118533478394645,0.80219537247966999,0.8323288367452929,0.84744856325889739,0.85015258208656297,0.83918849810196716,0.81919485356482646,0.80297084907858129,0.74829831553736603,0.69086950545904391,0.59259661352644777,0.48314699261216043,0.35655266121015644,0.24757811310603853,0.14105182535185645,5.7181107575330917E-2,1.2202855968382101E-2,8.5092709276898878E-3,4.2550400649943414E-3,0,0,0,0,0,0,0,0,0,0]
[null,4512,"2021-10-03",0,0,0,0,0,0,0,0,0,0,0,0.5556381925157492,1.6914624139958245,10.011713709811518,18.331965005627207,34.285823327908844,46.36314373132106,57.753022150954855,66.835367885814946,73.522242112764374,78.774246842590912,83.134067147979124,85.225467239844249,85.67533603485046,85.525345884323229,84.332074169760759,81.438624724926925,76.436121673706651,68.670135204402399,58.735602316013725,47.319272021333681,34.943125488843108,22.621639029399802,12.360071784197757,4.7173778059016129,1.0592829270837327,0.81628662420323639,0.40818122327924578,0,0,0,0,0,0,0,0,0,0,null,4512,"2021-10-03",0,0,0,0,0,0,0,0,0,0,0,4.1644791146767517,12.67742209089897,75.037269230644554,137.39711637039008,256.97044785942478,347.48933093610242,432.85587239451365,500.92757738989377,551.04534905443222,590.40884908404223,623.08547363954051,638.76040765293362,642.13215067993053,641.00798236736409,632.06447344309402,610.37822158947972,572.88472355690328,514.67906222565296,440.22025920413222,354.65546232941244,261.89689308603698,169.54799822372129,92.63808984789685,35.356499271169291,7.9392699886245213,6.1180254415070916,3.0592968630417641,0,0,0,0,0,0,0,0,0,0,null,4512,"2021-10-03",0,0,0,0,0,0,0,0,0,0,0,5.5563819251574914E-3,1.6914624139958246E-2,0.10011713709811519,0.18331965005627207,0.34285823327908843,0.4636314373132106,0.57753022150954858,0.66835367885814945,0.73522242112764369,0.78774246842590911,0.83134067147979118,0.85225467239844255,0.85675336034850458,0.85525345884323223,0.84332074169760762,0.81438624724926922,0.76436121673706647,0.68670135204402405,0.58735602316013724,0.4731927202133368,0.34943125488843108,0.22621639029399801,0.12360071784197757,4.7173778059016125E-2,1.0592829270837326E-2,8.1628662420323642E-3,4.0818122327924578E-3,0,0,0,0,0,0,0,0,0,0]
[null,4560,"2021-10-04",0,0,0,0,0,0,0,0,0,0,0,0.54024289868241937,1.5905763124137651,8.8756419508033666,16.448547399348364,29.099807231175294,41.355725018882353,52.539915836580633,61.663173853078888,70.319411240899456,75.514460909909729,80.329153636985836,82.37073790757637,81.761670691649442,82.174810021924955,81.227992230502437,77.340162791405561,71.791862001521679,63.13788788360192,52.38711426543118,40.319680156908241,28.516683777170421,18.923473130294909,10.334479208272651,4.1692533327142689,1.1122506197698243,0.72778723248372723,0.36394013486425925,0,0,0,0,0,0,0,0,0,0,null,4560,"2021-10-04",0,0,0,0,0,0,0,0,0,0,0,4.0490921947407248,11.921286050110639,66.522470973630504,123.2810001796543,218.10152917433609,309.95899028047609,393.78391394884648,462.16225434962331,527.04029962949494,565.97692446506801,602.06279396714729,617.36436101247932,612.79943416920776,615.89589178417839,608.79954208954916,579.66046432522614,538.07624086355133,473.2151586728981,392.6386741861503,302.19388837122051,213.73104946615328,141.8304387454902,77.456379715461551,31.248335088831897,8.3362600676274017,5.4547271415669805,2.7277122254188622,0,0,0,0,0,0,0,0,0,0,null,4560,"2021-10-04",0,0,0,0,0,0,0,0,0,0,0,5.4024289868241935E-3,1.5905763124137651E-2,8.875641950803366E-2,0.16448547399348362,0.29099807231175295,0.41355725018882356,0.52539915836580631,0.6166317385307889,0.70319411240899454,0.75514460909909731,0.80329153636985839,0.82370737907576375,0.81761670691649435,0.82174810021924949,0.81227992230502433,0.77340162791405564,0.71791862001521678,0.63137887883601918,0.52387114265431178,0.40319680156908239,0.28516683777170421,0.1892347313029491,0.10334479208272651,4.1692533327142692E-2,1.1122506197698242E-2,7.277872324837272E-3,3.6394013486425927E-3,0,0,0,0,0,0,0,0,0,0]
[null,4608,"2021-10-05",0,0,0,0,0,0,0,0,0,0,0,0.75347310015001379,1.9664890772263504,10.041444961715683,18.458555405269131,31.471598519346539,46.600069293162164,58.355779027793965,68.161232791340765,75.879137268813608,80.435379565059137,84.023813483458781,86.576773760287878,87.892312526658898,87.916698498800628,86.968934547350187,84.267063573422519,79.825153011198751,72.671712945579088,63.196409360026252,50.956555324475602,37.619073375165243,25.051392206793764,13.827076756969866,5.5644755138703523,1.2309240846949483,0.82024837262766082,0.41019863970649201,0,0,0,0,0,0,0,0,0,0,null,4608,"2021-10-05",0,0,0,0,0,0,0,0,0,0,0,5.6472413727329194,14.73873250913538,75.260103404529332,138.34590477717771,235.8779805000456,349.26507559748535,437.37350357724256,510.86486532711319,568.71015465105552,602.85895172746154,629.75407576476289,648.88837915977797,658.74827322554529,658.93104480792249,651.8276036935016,631.57722243276032,598.28533570717559,544.67067754898824,473.65377406977308,381.91670994364603,281.95298216460782,187.75887086957499,103.6332151875993,41.705452169734436,9.2257114638846804,6.1477185381900581,3.0744172933686169,0,0,0,0,0,0,0,0,0,0,null,4608,"2021-10-05",0,0,0,0,0,0,0,0,0,0,0,7.5347310015001379E-3,1.9664890772263504E-2,0.10041444961715683,0.18458555405269131,0.31471598519346539,0.46600069293162161,0.58355779027793964,0.68161232791340765,0.75879137268813612,0.8043537956505914,0.84023813483458787,0.86576773760287884,0.878923125266589,0.87916698498800627,0.86968934547350185,0.84267063573422518,0.79825153011198746,0.72671712945579081,0.63196409360026251,0.50956555324475605,0.37619073375165246,0.25051392206793766,0.13827076756969867,5.5644755138703525E-2,1.2309240846949484E-2,8.2024837262766083E-3,4.1019863970649202E-3,0,0,0,0,0,0,0,0,0,0]
[null,4656,"2021-10-06",0,0,0,0,0,0,0,0,0,0,0,1.1936289167907403,2.3872578335814802,11.510467508208903,20.633677182836323,35.570442713069554,47.157513121426788,57.15998225670478,65.683308631494626,72.679780695259439,76.500395937628468,80.584511424824584,84.44658257626142,85.220640718348079,85.251127243363797,85.542881258232057,84.099960346130288,79.712761089813043,72.880802498931317,64.18341227376267,51.714395400865953,38.433993615062512,25.656545005612475,13.86975580396558,5.4562445104141233,1.3076828453700262,0.89985141399469581,0.44996514253944642,0,0,0,0,0,0,0,0,0,0,null,4656,"2021-10-06",0,0,0,0,0,0,0,0,0,0,0,8.9461861362389659,17.892372272477928,86.270350353467904,154.64832843445788,266.5986027844645,353.4430878574106,428.4110694867212,492.29295369391542,544.7311449097615,573.36645579438994,603.97668719577803,632.92270794487979,638.7242331274274,638.95272803367607,641.13940907523806,630.32479250726726,597.4429641503358,546.23779278649556,481.05130914879652,387.59668157429161,288.06076662739622,192.2944593618964,103.9530924066998,40.894266474573286,9.8010143498373452,6.7443391587719859,3.3724651467059816,0,0,0,0,0,0,0,0,0,0,null,4656,"2021-10-06",0,0,0,0,0,0,0,0,0,0,0,1.1936289167907402E-2,2.3872578335814802E-2,0.11510467508208902,0.20633677182836324,0.35570442713069556,0.47157513121426786,0.57159982256704778,0.65683308631494619,0.72679780695259433,0.76500395937628474,0.8058451142482459,0.8444658257626142,0.85220640718348073,0.852511272433638,0.85542881258232062,0.84099960346130287,0.79712761089813045,0.72880802498931319,0.64183412273762674,0.51714395400865953,0.38433993615062512,0.25656545005612474,0.1386975580396558,5.4562445104141231E-2,1.3076828453700262E-2,8.9985141399469577E-3,4.4996514253944639E-3,0,0,0,0,0,0,0,0,0,0]
[null,4704,"2021-10-07",0,0,0,0,0,0,0,0,0,0,0,0.9766811914953768,1.9533623829907543,10.244128306303878,18.534894229616995,33.01708241826249,45.285788448748576,56.914237775455234,65.500776688279601,70.406154388838686,73.909322083526959,76.193851838943843,78.40259869826501,79.001522254395169,78.933375168604996,73.039347611925706,66.77721020753539,59.180041192225509,56.956325104269048,49.76141260147692,39.178624256736477,30.253091266231312,19.121726871703597,8.9876894592605421,3.8064873951953238,1.0063961610904051,0.70700805478324646,0.35356345648146242,0,0,0,0,0,0,0,{"$f":"$C$1*EU103","v":0},0,0,null,4704,"2021-10-07",0,0,0,0,0,0,0,0,0,0,0,7.3201743121083522,14.64034862421671,76.779204443298283,138.91806026237978,247.46130127568188,339.41460959082229,426.56922748684502,490.92488635167854,527.69043497440111,553.94649313643265,571.06892385023127,587.6233657319242,592.11226637696268,591.60150754266749,547.42608009412243,500.49168864103598,443.55130527451541,426.88466980920242,372.95917790926399,293.64173423755864,226.74533253769971,143.31634014072159,67.362261173632376,28.529423410940069,7.5428864509400295,5.2989882943829718,2.6499395651033089,0,0,0,0,0,0,0,0,0,0,null,4704,"2021-10-07",0,0,0,0,0,0,0,0,0,0,0,9.7668119149537675E-3,1.9533623829907542E-2,0.10244128306303879,0.18534894229616994,0.33017082418262489,0.45285788448748576,0.56914237775455234,0.65500776688279594,0.70406154388838693,0.73909322083526963,0.76193851838943849,0.78402598698265014,0.79001522254395173,0.78933375168605002,0.73039347611925709,0.66777210207535387,0.59180041192225508,0.56956325104269045,0.49761412601476918,0.39178624256736477,0.30253091266231313,0.19121726871703595,8.9876894592605422E-2,3.8064873951953238E-2,1.0063961610904051E-2,7.0700805478324646E-3,3.5356345648146241E-3,0,0,0,0,0,0,0,0,0,0]
[null,4752,"2021-10-08",0,0,0,0,0,0,0,0,0,0,0,0.89235367852097747,1.7847073570419554,9.2511321806552118,16.717557004268478,32.693810123784367,43.535121962089171,47.836018016298986,63.057026142587269,70.069262287340024,74.090313530458502,78.090944078309306,81.77107790601454,84.243274664642641,84.042422514182874,84.28491240416956,81.364646945343495,76.637351951037715,69.430433539331744,59.97468562578635,48.754809225067589,35.540256198647199,24.024803736285271,13.038296310132901,5.0772126242287339,1.1563005854795143,0.74408301776343311,0.36082682289811369,2.2587391693442867E-2,0,0,0,0,0,0,0,0,0,null,4752,"2021-10-08",0,0,0,0,0,0,0,0,0,0,0,6.6881440245852986,13.376288049170601,69.336750555282663,125.2972130613948,245.03839238129441,326.29345608003121,358.52844646299479,472.60910416446478,525.16544634063109,555.30301453980996,585.28753069883965,612.86994074755034,631.39892580896958,629.89354947416359,631.71099848319864,609.82376201097145,574.39293393278035,520.37745837513467,449.50712363209612,365.41473839037519,266.3723564418803,180.0646441184515,97.721347103000667,38.053442364429252,8.6664122505967747,5.5768631976709147,2.7043781154978292,0.169291316236689,0,0,0,0,0,0,0,0,0,null,4752,"2021-10-08",0,0,0,0,0,0,0,0,0,0,0,8.9235367852097749E-3,1.7847073570419553E-2,9.251132180655211E-2,0.16717557004268477,0.32693810123784367,0.43535121962089168,0.47836018016298987,0.63057026142587269,0.70069262287340017,0.74090313530458496,0.7809094407830931,0.81771077906014544,0.84243274664642642,0.8404242251418288,0.84284912404169554,0.81364646945343488,0.76637351951037713,0.69430433539331737,0.5997468562578635,0.48754809225067586,0.35540256198647202,0.24024803736285272,0.13038296310132902,5.0772126242287337E-2,1.1563005854795142E-2,7.4408301776343316E-3,3.608268228981137E-3,2.2587391693442866E-4,0,0,0,0,0,0,0,0,0]
[null,4800,"2021-10-09",0,0,0,0,0,0,0,0,0,0,0,0.74254410729742504,1.8696021719910041,8.8137565079356381,15.757910843880268,32.000406846629673,42.774410857836187,53.058049203390823,61.614949525090601,67.967372232282173,72.612064240106974,76.946684341015342,79.65367183434077,80.952316984309178,81.674899903211141,80.440130050761397,77.451615267785499,72.34383695022261,65.177133906618607,56.181784573820096,45.964336071910395,34.30241579573682,22.874047117907097,12.195798441752153,4.6159288539168637,1.1501203863593661,0.82042172002334823,0.41024979576214265,0,0,0,0,0,0,0,0,0,0,null,4800,"2021-10-09",0,0,0,0,0,0,0,0,0,0,0,5.5653291444302049,14.012570235243761,66.058642824672106,118.10471541410041,239.84137118178919,320.59196624611479,397.6672963616511,461.80081554028362,509.4118906032129,544.22361362951324,576.71136397395924,597.00009327927137,606.73337057601952,612.14909166021062,602.89455636867967,580.49579479101317,542.21326415794022,488.49920067528427,421.0795291511763,344.5002884426965,257.0948075356697,171.43978361054801,91.406869760927265,34.596144696129244,8.6200919822871569,6.1490177678302222,3.0748007053230428,0,0,0,0,0,0,0,0,0,0,null,4800,"2021-10-09",0,0,0,0,0,0,0,0,0,0,0,7.4254410729742504E-3,1.8696021719910041E-2,8.8137565079356384E-2,0.15757910843880268,0.32000406846629675,0.42774410857836187,0.53058049203390822,0.61614949525090601,0.67967372232282175,0.72612064240106977,0.76946684341015337,0.79653671834340767,0.80952316984309181,0.8167489990321114,0.80440130050761394,0.77451615267785501,0.72343836950222606,0.65177133906618612,0.56181784573820093,0.45964336071910394,0.34302415795736824,0.22874047117907095,0.12195798441752152,4.6159288539168633E-2,1.1501203863593662E-2,8.2042172002334823E-3,4.1024979576214267E-3,0,0,0,0,0,0,0,0,0,0]
[null,4848,"2021-10-10",0,0,0,0,0,0,0,0,0,0,0,1.0252072139322248,3.8621242294851177,10.678598209316473,21.414150675401615,32.23517487779025,42.328896452433177,52.053758049230893,62.154704888590942,70.324391085166411,74.31288271273533,77.430734704858963,81.395923591354446,82.770395373716894,83.051425908268499,82.179385674797473,80.472986530260215,75.57269209220874,68.078990397229319,58.380289580272624,48.044673344561048,35.680097153266132,22.932796183374073,12.164604019755032,5.3235988550332198,1.4191432058234388,0.87690077050899007,0.43851995561629475,0,0,0,0,0,0,0,0,0,0,null,4848,"2021-10-10",0,0,0,0,0,0,0,0,0,0,0,7.683874305518831,28.946418566290212,80.035533582336541,160.49793633241541,241.6009452638647,317.25285914084526,390.14018682726629,465.84625368440152,527.07762330112769,556.97115888922178,580.33929606687661,610.05817883264467,620.35977276276071,622.46608188169967,615.9301860625061,603.14081395949631,566.41336412269698,510.24846289612225,437.55720888271196,360.09230720622247,267.42045706334812,171.88010477536261,91.173069203925891,39.900094243565739,10.63640390634164,6.5723252894015776,3.2866840709141374,0,0,0,0,0,0,0,0,0,0,null,4848,"2021-10-10",0,0,0,0,0,0,0,0,0,0,0,1.0252072139322247E-2,3.8621242294851178E-2,0.10678598209316473,0.21414150675401614,0.32235174877790251,0.42328896452433179,0.52053758049230892,0.62154704888590939,0.70324391085166416,0.74312882712735329,0.77430734704858961,0.81395923591354447,0.82770395373716887,0.83051425908268506,0.82179385674797478,0.80472986530260215,0.75572692092208738,0.68078990397229322,0.58380289580272626,0.48044673344561045,0.35680097153266133,0.22932796183374074,0.12164604019755032,5.3235988550332201E-2,1.4191432058234388E-2,8.7690077050899002E-3,4.3851995561629475E-3,0,0,0,0,0,0,0,0,0,0]
[null,4896,"2021-10-11",0,0,0,0,0,0,0,0,0,0,0,0.92058756116428708,2.0460594834119035,10.682093117057216,19.318126750702529,34.413887967913254,45.049431966632461,55.182781431846905,63.584097497783745,70.479797593105999,73.565495540698848,75.687288986627465,77.500336216407462,77.820443289168068,77.146954897043855,75.615080798254937,71.499145763126563,65.56465417722778,57.51417213550247,48.048765707748245,40.693208809752704,28.167900520052541,18.354908901759433,8.6433689096004134,3.6044247516762473,1.0273230228220194,0.71190796600767381,0.35596950276676176,0,0,0,0,0,0,0,0,0,0,null,4896,"2021-10-11",0,0,0,0,0,0,0,0,0,0,0,6.899755494383542,15.33510853074352,80.061727732576912,144.7883469344103,257.9302856204186,337.64313015213497,413.59205299082242,476.55947633150743,528.24238692846041,551.36953122854754,567.27226183678829,580.8609557459589,583.26014146956106,578.21238128900245,566.73106525160654,535.88234800711564,491.4036447815451,431.0657040542344,360.12297925370291,304.99346603606944,211.1169372446015,137.5690796687,64.781596710447573,27.01497449413398,7.699732182192685,5.3357128720537546,2.6679727558361268,0,0,0,0,0,0,0,0,0,0,null,4896,"2021-10-11",0,0,0,0,0,0,0,0,0,0,0,9.2058756116428705E-3,2.0460594834119033E-2,0.10682093117057216,0.1931812675070253,0.34413887967913254,0.45049431966632458,0.55182781431846906,0.63584097497783743,0.70479797593105997,0.73565495540698844,0.75687288986627466,0.77500336216407462,0.77820443289168073,0.77146954897043851,0.7561508079825493,0.7149914576312657,0.65564654177227777,0.57514172135502473,0.48048765707748248,0.40693208809752701,0.28167900520052541,0.18354908901759434,8.6433689096004129E-2,3.6044247516762475E-2,1.0273230228220194E-2,7.1190796600767384E-3,3.5596950276676176E-3,0,0,0,0,0,0,0,0,0,0]
[null,4944,"2021-10-12",0,0,0,0,0,0,0,0,0,0,0,0.48319311369740836,0.99287585618264818,5.9290955653605852,10.865315274538521,21.288979211781715,32.789571826287187,39.78181227437689,50.635040515052779,55.63643593614502,56.960931575384031,58.31264857836932,68.695875974566405,65.111470179979392,69.100769540093083,60.339837685467458,50.895273120785923,47.799822187882178,65.291136262704896,43.445881369864416,38.774203705303023,25.517331652005076,17.68635435340445,8.9118300697386488,3.8093874430013561,1.2772624235932557,0.83171817506432888,0.43410350306444734,0,0,0,0,0,0,0,0,0,0,null,4944,"2021-10-12",0,0,0,0,0,0,0,0,0,0,0,3.6215070480264919,7.4415524746748565,44.438260334609453,81.434968194544041,159.55978277670241,245.75612131971249,298.16259679798378,379.50697330758368,416.9921697104358,426.91919506864127,437.0502431206092,514.87198794816015,488.00705448759561,517.90664398875447,452.24391917046268,381.45740304069261,358.25716062715668,489.35364235575219,325.62460252117359,290.61062341278762,191.251062577098,132.55829838845608,66.79369902730889,28.55115911716484,9.5730148838981357,6.2336841059648451,3.2535829906412799,0,0,0,0,0,0,0,0,0,0,null,4944,"2021-10-12",0,0,0,0,0,0,0,0,0,0,0,4.8319311369740834E-3,9.9287585618264822E-3,5.9290955653605849E-2,0.10865315274538521,0.21288979211781714,0.32789571826287184,0.39781812274376888,0.50635040515052776,0.55636435936145023,0.56960931575384033,0.58312648578369319,0.68695875974566412,0.65111470179979392,0.69100769540093077,0.60339837685467457,0.50895273120785922,0.47799822187882179,0.65291136262704896,0.43445881369864414,0.38774203705303023,0.25517331652005076,0.17686354353404449,8.9118300697386479E-2,3.8093874430013559E-2,1.2772624235932558E-2,8.3171817506432887E-3,4.3410350306444731E-3,0,0,0,0,0,0,0,0,0,0]
[null,4992,"2021-10-13",0,0,0,0,0,0,0,0,0,0,0,0.93105748754086592,2.42679184680004,9.3069324073886524,17.467150546480994,28.367923364385312,39.930872576103276,51.141741968459165,60.257084366047152,66.511693525668264,69.062865636019239,70.159714687570087,79.572105906173775,73.846065841126318,73.457228556538496,69.447177609466621,68.524074527475946,63.299998799077088,56.734284040404638,52.841911867916259,55.363348420706224,33.743339538051821,23.094729068068197,11.974145791875289,4.7750891083428213,1.2167045204691924,0.73968413904178565,0.46948120505218077,0,0,0,0,0,0,0,0,0,0,null,4992,"2021-10-13",0,0,0,0,0,0,0,0,0,0,0,6.9782270435224723,18.188677628347399,69.754970328429479,130.91537735083412,212.61609797347538,299.27979594255009,383.3046741289279,451.62368738107529,498.5016550344053,517.62255621544,525.84338233694007,596.3887609250595,553.47239091686117,550.55807585989589,520.50295430271967,513.58434511165876,474.43017148312413,425.22048367959661,396.04735836672972,414.94539310320749,252.90456030284503,173.09378325422082,89.745594773789321,35.789042456527078,9.1191365757009688,5.5438938323338158,3.518737011796869,0,0,0,0,0,0,0,0,0,0,null,4992,"2021-10-13",0,0,0,0,0,0,0,0,0,0,0,9.310574875408659E-3,2.4267918468000402E-2,9.3069324073886531E-2,0.17467150546480995,0.28367923364385311,0.39930872576103277,0.51141741968459165,0.60257084366047153,0.6651169352566827,0.69062865636019233,0.70159714687570085,0.79572105906173773,0.73846065841126318,0.7345722855653849,0.69447177609466626,0.68524074527475942,0.63299998799077084,0.56734284040404637,0.52841911867916258,0.55363348420706227,0.3374333953805182,0.23094729068068198,0.11974145791875289,4.7750891083428212E-2,1.2167045204691924E-2,7.3968413904178564E-3,4.6948120505218077E-3,0,0,0,0,0,0,0,0,0,0]
[null,5040,"2021-10-14",0,0,0,0,0,0,0,0,0,0,0,0.71283523549551309,1.4256704709910262,5.8933123858443137,11.310895091334876,20.655400077055987,31.019395051684899,40.584026347849068,49.288789251362111,58.512141819656314,63.557390433782089,68.709065979730298,71.891665286535101,75.812479852438969,77.997264019120507,77.169284381460628,75.655016404730347,71.02426462093571,67.097368703201639,54.228583495311533,53.491506134711344,29.186461212870096,21.230292261870584,10.573334200347704,4.8561905820670983,1.2396420671981068,0.63757433825342724,0.3188352546535434,0,0,0,0,0,0,0,0,0,0,null,5040,"2021-10-14",0,0,0,0,0,0,0,0,0,0,0,5.3426627082381595,10.685325416476319,44.170067280641128,84.774565554776473,154.81114038746372,232.4887392239288,304.17514920974043,369.416890685,438.5454345024279,476.35930828736048,514.97084634516625,538.82426125094173,568.2105608109099,584.58540356789661,578.37973960372551,567.03038052787622,532.32313874964245,502.89125977661917,406.44038949559467,400.91603333097851,218.7509962229162,159.1199271647215,79.246585355266717,36.39689374904723,9.2910522855660336,4.7785862301662965,2.3896535135850838,0,0,0,0,0,0,0,0,0,0,null,5040,"2021-10-14",0,0,0,0,0,0,0,0,0,0,0,7.1283523549551305E-3,1.4256704709910261E-2,5.893312385844314E-2,0.11310895091334876,0.20655400077055988,0.310193950516849,0.40584026347849067,0.49288789251362108,0.58512141819656316,0.63557390433782091,0.68709065979730299,0.718916652865351,0.75812479852438974,0.77997264019120505,0.77169284381460634,0.75655016404730346,0.71024264620935706,0.67097368703201632,0.54228583495311533,0.53491506134711342,0.29186461212870096,0.21230292261870584,0.10573334200347705,4.8561905820670985E-2,1.2396420671981068E-2,6.3757433825342722E-3,3.1883525465354339E-3,0,0,0,0,0,0,0,0,0,0]
[null,5088,"2021-10-15",0,0,0,0,0,0,0,0,0,0,0,0.83076600550134394,1.6615320110026883,5.9286376830197103,10.195743355036733,17.515609089304622,27.729082207992899,36.323466799067525,44.025893776434607,50.14122897412755,60.896520254910556,64.565180856229645,68.031824189846418,63.260171001683659,79.757472116844838,67.025617721449692,81.877848965238428,66.931723052290039,58.640435857113523,52.701465823476653,44.79742137255387,32.251455707776181,21.368000905066008,12.176139928601332,5.5920798326871806,1.4352463700045364,0.5398971702500317,0.39461227706803303,0,0,0,0,0,0,0,0,0,0,null,5088,"2021-10-15",0,0,0,0,0,0,0,0,0,0,0,6.2265476450230084,12.453095290046019,44.434828530476409,76.41656177090681,131.2785715880822,207.82801700779061,272.2424788196746,329.97176509197999,375.80588170432577,456.41622583544171,483.9126446540559,509.89495464523105,474.13166423027042,597.77807095324761,502.35348993108244,613.67018423725108,501.64975430966228,439.50699158530063,394.99472262878749,335.75432396520637,241.72296923082601,160.15204622389069,91.259530235774179,41.912345091668165,10.757096277412749,4.0465009782703278,2.957598322757987,0,0,0,0,0,0,0,0,0,0,null,5088,"2021-10-15",0,0,0,0,0,0,0,0,0,0,0,8.3076600550134397E-3,1.6615320110026883E-2,5.92863768301971E-2,0.10195743355036734,0.17515609089304621,0.277290822079929,0.36323466799067522,0.4402589377643461,0.5014122897412755,0.60896520254910558,0.64565180856229643,0.68031824189846424,0.63260171001683663,0.79757472116844841,0.67025617721449693,0.81877848965238431,0.66931723052290037,0.58640435857113526,0.52701465823476656,0.44797421372553869,0.32251455707776178,0.21368000905066009,0.12176139928601332,5.5920798326871808E-2,1.4352463700045363E-2,5.3989717025003173E-3,3.9461227706803301E-3,0,0,0,0,0,0,0,0,0,0]
[null,5136,"2021-10-16",0,0,0,0,0,0,0,0,0,0,0,1.5858677332384479,4.0426997367572479,14.526784357777267,25.010868978797284,41.803471558456614,53.76152324003376,65.643299076269187,73.794897582927021,79.943289130899501,83.006578279195764,85.748856029896331,87.384089987895621,88.042509709284388,87.773782258939306,87.077008312495678,84.760987460739983,80.384234681955562,73.243327618463113,63.685432069456624,52.305018476510945,39.51765241845154,27.033387430895068,15.697036612654298,6.9504623226506563,1.6955866942502482,0.56806270684768589,0.61492456462362466,0,0,0,0,0,0,0,0,0,0,null,5136,"2021-10-16",0,0,0,0,0,0,0,0,0,0,0,11.88599549611429,30.29982252373259,108.87748696227651,187.4551514008204,313.3148271143038,402.93979737539996,491.99308417564242,553.0888875049726,599.17075972915507,622.12995125365444,642.68317918733646,654.93917194921846,659.87399323283114,657.85989508483408,652.63761089576951,635.27915606633655,602.47562351068962,548.95489954620245,477.31897363210828,392.02337055337932,296.1827325306333,202.6138211363801,117.64846624336801,52.09335061899278,12.708333355124449,4.25760019804052,4.608827364587964,0,0,0,0,0,0,0,0,0,0,null,5136,"2021-10-16",0,0,0,0,0,0,0,0,0,0,0,1.5858677332384479E-2,4.0426997367572479E-2,0.14526784357777267,0.25010868978797285,0.41803471558456617,0.53761523240033759,0.6564329907626919,0.73794897582927022,0.79943289130899498,0.83006578279195764,0.85748856029896336,0.87384089987895619,0.88042509709284389,0.87773782258939304,0.87077008312495674,0.84760987460739989,0.80384234681955558,0.73243327618463117,0.63685432069456627,0.52305018476510945,0.39517652418451538,0.27033387430895067,0.15697036612654297,6.9504623226506565E-2,1.6955866942502482E-2,5.6806270684768585E-3,6.149245646236247E-3,0,0,0,0,0,0,0,0,0,0]
[null,5184,"2021-10-17",0,0,0,0,0,0,0,0,0,0,0,1.632187232528381,4.0366566425004473,14.530412923858357,25.024169205216275,40.074984432706628,51.690970097117948,62.704327821643034,70.375570232508963,76.526296450040931,79.945211757117121,82.77205183211376,84.634638812139713,84.910795665457954,83.382213484735104,81.675498680130104,78.033030359872185,71.650669011798016,63.272928812431687,53.484339252988676,42.072288780599827,30.17884146055934,20.315632517928638,11.677340273884797,4.5669230267232903,1.6304954962238674,0.73890386824989784,0.36964315961491434,2.5275842495479326E-4,0,0,0,0,0,0,0,0,0,null,5184,"2021-10-17",0,0,0,0,0,0,0,0,0,0,0,12.23315771425095,30.25452984918385,108.9046828747686,187.5548359003534,300.35990675042069,387.42111015114688,469.96564874484449,527.46120832657391,573.56057877667229,599.18516971183169,620.37218783157891,634.33217957092836,636.40196070460399,624.94531742048173,612.1535794618178,584.8534704162073,537.01800680987571,474.2272833527943,400.86231792830569,315.32959809722013,226.18883413792321,152.26460034955869,87.521052981232131,34.228848591228555,12.220478239364981,5.5380457436668067,2.7704560968526359,1.894411140128731E-3,0,0,0,0,0,0,0,0,0,null,5184,"2021-10-17",0,0,0,0,0,0,0,0,0,0,0,1.6321872325283811E-2,4.0366566425004476E-2,0.14530412923858357,0.25024169205216273,0.40074984432706628,0.5169097009711795,0.62704327821643036,0.70375570232508966,0.76526296450040932,0.79945211757117118,0.82772051832113758,0.84634638812139706,0.84910795665457961,0.83382213484735102,0.8167549868013011,0.7803303035987218,0.71650669011798018,0.63272928812431684,0.53484339252988677,0.42072288780599826,0.30178841460559341,0.20315632517928639,0.11677340273884797,4.5669230267232901E-2,1.6304954962238674E-2,7.3890386824989789E-3,3.6964315961491435E-3,2.5275842495479326E-6,0,0,0,0,0,0,0,0,0]
[null,5232,"2021-10-18",0,0,0,0,0,0,0,0,0,0,0,0.98563964033548968,1.9712792806709794,7.4620281313400207,13.165910157685229,25.438925746751284,37.311511107631326,46.344562423957996,56.592316991998359,56.761504876626987,63.094092987433328,53.318791845432244,55.717763014035611,57.711439550203025,67.41428325581721,52.848578789209746,51.216790812802216,46.825337150468485,44.369253503806291,33.721584493263045,40.189701366334965,19.053183266570553,23.634278655762404,12.783185160723745,5.2401479657479122,1.4988679117021622,0.81657277023474717,0.40843910235352099,0,0,0,0,0,0,0,0,0,0,null,5232,"2021-10-18",0,0,0,0,0,0,0,0,0,0,0,7.3873174163748798,14.77463483274976,55.92750952809115,98.677806198206127,190.66341442890581,279.64781909831748,347.35006501183881,424.1564480966872,425.424502419595,472.8869182227632,399.62154879014372,417.60171189435158,432.54421298251236,505.26651772915324,396.0973265922043,383.86716128164176,350.95344637472198,332.54522824249938,252.74150738300972,301.21970415209307,142.8026094147454,177.1376791194628,95.809302416465727,39.274634204621393,11.233936396058461,6.120170091007477,3.0612296531800172,0,0,0,0,0,0,0,0,0,0,null,5232,"2021-10-18",0,0,0,0,0,0,0,0,0,0,0,9.8563964033548963E-3,1.9712792806709793E-2,7.4620281313400205E-2,0.13165910157685229,0.25438925746751284,0.37311511107631329,0.46344562423957997,0.56592316991998359,0.56761504876626989,0.63094092987433326,0.53318791845432245,0.55717763014035615,0.57711439550203025,0.67414283255817209,0.52848578789209744,0.51216790812802215,0.46825337150468482,0.44369253503806294,0.33721584493263046,0.40189701366334968,0.19053183266570553,0.23634278655762403,0.12783185160723745,5.2401479657479121E-2,1.4988679117021621E-2,8.1657277023474712E-3,4.08439102353521E-3,0,0,0,0,0,0,0,0,0,0]
[null,5280,"2021-10-19",0,0,0,0,0,0,0,0,0,0,0,1.4015660317497716,3.6568250421497495,12.831768940550784,22.006712838951813,34.68302316140808,47.410159883823098,57.546081458509803,65.683101605293871,72.550649603822066,77.704407413476545,81.546349692277786,82.18499895839048,83.791285187095895,84.668511769745052,83.662719197181985,78.754525248185303,65.976621735847644,61.393583793323167,37.749465809460645,44.581768173860283,32.037899445560818,{"$f":"$C$1*EH115","v":34.475138880995068},13.701361271695028,5.9778045426365685,1.9809722163811501,0.92163775194957043,0.46096910579407963,0,0,0,0,0,0,0,0,0,0,null,5280,"2021-10-19",0,0,0,0,0,0,0,0,0,0,0,10.504663908424289,27.40771192330865,96.173435298486822,164.93915867366499,259.9474397819406,355.33666209251919,431.30486275681716,492.29140204339751,543.76331415120353,582.39045866629169,611.18561457056819,615.97225732866946,628.01128837754197,634.58605561184822,627.04769302526779,590.26103676819253,494.49132002940547,460.14169098932962,282.93026662174071,334.13801455006978,240.1223762446283,258.389358001907,102.69098421811159,44.803331564944919,14.847282877590139,6.9076266192461748,3.4549392742404952,0,0,0,0,0,0,0,0,0,0,null,5280,"2021-10-19",0,0,0,0,0,0,0,0,0,0,0,1.4015660317497715E-2,3.6568250421497493E-2,0.12831768940550783,0.22006712838951814,0.34683023161408083,0.474101598838231,0.57546081458509801,0.6568310160529387,0.72550649603822071,0.77704407413476539,0.81546349692277786,0.82184998958390487,0.83791285187095887,0.84668511769745047,0.83662719197181978,0.78754525248185303,0.6597662173584764,0.6139358379332317,0.37749465809460647,0.44581768173860281,0.32037899445560819,0.34475138880995071,0.13701361271695028,5.9778045426365688E-2,1.9809722163811501E-2,9.2163775194957047E-3,4.6096910579407962E-3,0,0,0,0,0,0,0,0,0,0]
[null,5328,"2021-10-20",0,0,0,0,0,0,0,0,0,0,{"$f":"$C$1*DL116","v":0},1.5621881898240189,3.8006498138188705,12.805248775851345,22.008439953300652,34.022473562413325,44.869155045478351,53.956346913907524,63.453351154301238,70.420867712975138,75.697076922375146,77.655778976490723,82.969580904133053,85.354615682572202,100,84.940445931391537,88.530205090277363,71.793722951282234,79.551260479374861,56.556425476371409,55.101882452467002,{"$f":"$C$1*EG116","v":29.038357806341057},18.596461753082103,10.756624726579414,5.9046345833860441,1.5178874420741313,0.86347101564987394,0.4534141815364468,0,0,0,0,0,0,0,0,0,0,null,5328,"2021-10-20",0,0,0,0,0,0,0,0,0,0,0,11.70851856000235,28.485671044652221,95.974668054808802,164.95210330513791,254.99665517736392,336.29196408198902,404.3999905943333,475.57953934357658,527.80071056722215,567.34562190192787,582.02599108120739,621.85265786773925,639.72836845850463,749.49475589886003,636.6241878928862,663.52924453813455,538.09018858441664,596.23252554435692,423.88744306925059,412.98571938279434,217.64096895767349,139.37950562208758,80.620338237432804,44.254926557468899,11.376486778792961,6.4716699810024299,3.3983155131174061,0,0,0,0,0,0,0,0,0,0,null,5328,"2021-10-20",0,0,0,0,0,0,0,0,0,0,0,1.5621881898240188E-2,3.8006498138188703E-2,0.12805248775851344,0.22008439953300651,0.34022473562413325,0.44869155045478354,0.53956346913907527,0.63453351154301241,0.70420867712975144,0.75697076922375139,0.77655778976490719,0.82969580904133056,0.85354615682572199,1,0.84940445931391539,0.8853020509027737,0.71793722951282235,0.79551260479374863,0.56556425476371408,0.55101882452466999,0.29038357806341059,0.18596461753082102,0.10756624726579414,5.9046345833860439E-2,1.5178874420741314E-2,8.6347101564987396E-3,4.534141815364468E-3,0,0,0,0,0,0,0,0,0,0]
[null,5376,"2021-10-21",0,0,0,0,0,0,0,0,0,0,0,1.472126993751828,3.2222216387570022,11.919290970736412,20.616360302715815,31.217156943344072,41.721023859128458,51.029072027820767,58.176576756998401,62.55863169490847,66.309382639543173,64.99685185147051,68.33589755787402,68.690488385805139,78.67391368022102,69.444493823138316,67.550337057393463,61.964538845205787,57.627335812437472,50.50590362198529,39.067539843862569,26.321667420721116,23.019309296911228,10.796461378768017,3.7754610075626029,1.1175130129514999,0.75892063645713348,0.37958671146106521,0,0,0,0,0,0,0,0,0,0,null,5376,"2021-10-21",0,0,0,0,0,0,0,0,0,0,0,11.03351461834149,24.150382205922043,89.334460765995743,154.5185393260694,233.9709542310807,312.69688593147998,382.4602188323687,436.03039195517812,468.87366391542116,496.9853455522852,487.14799612612256,512.17396859268297,514.83160825292498,589.65685729365237,520.4828394649295,506.28623383716831,464.42096916172943,431.91385987844461,378.53909906611221,292.80916238844765,197.2795169834435,172.5285160244884,80.918911856512054,28.296882262687969,8.3757014285588394,5.6880703716804675,2.8449824964896209,0,0,0,0,0,0,0,0,0,0,null,5376,"2021-10-21",0,0,0,0,0,0,0,0,0,0,0,1.472126993751828E-2,3.2222216387570023E-2,0.11919290970736413,0.20616360302715817,0.31217156943344071,0.41721023859128459,0.51029072027820765,0.58176576756998399,0.62558631694908473,0.6630938263954318,0.64996851851470505,0.68335897557874026,0.68690488385805137,0.78673913680221019,0.6944449382313832,0.67550337057393461,0.61964538845205785,0.57627335812437475,0.50505903621985293,0.3906753984386257,0.26321667420721118,0.23019309296911228,0.10796461378768017,3.7754610075626027E-2,1.1175130129514998E-2,7.5892063645713343E-3,3.7958671146106522E-3,0,0,0,0,0,0,0,0,0,0]
[null,5424,"2021-10-22",0,0,0,0,0,0,0,0,0,0,0,1.2760517775068108,2.5521035550136211,6.4734603767411141,12.441398110999865,21.979631853270003,32.284150609844893,41.035353837727932,51.104308537344359,57.526680817294427,65.115665737089401,67.38188147196324,72.054434277266949,74.49090986503748,74.37964424408041,72.753078964362203,71.002020751537557,66.369349068805462,58.036688817726031,46.411005196028363,38.164181900970327,26.621449592829684,18.536277379536582,11.075503652585322,4.0772317661723489,1.1755823051488823,0.39210984637653545,0.38290253219008802,0,0,0,0,0,0,0,0,0,0,null,5424,"2021-10-22",0,0,0,0,0,0,0,0,0,0,0,9.5639411549677362,19.127882309935469,48.518246048865237,93.247626402443828,164.73618810613411,241.96801580727731,307.55782507831248,383.0241125257694,431.15945596829721,488.03849996811584,505.0236680583501,540.04420630070638,558.30546305980249,557.47153306561097,545.28051159285144,532.15642211499437,497.43479079490584,434.98193918619671,347.84805010418,286.03854197947447,199.5263686425169,138.92842689849331,83.010319065513684,30.558638273304229,8.8109277283658081,2.9388427359552094,2.8698343989686541,0,0,0,0,0,0,0,0,0,0,null,5424,"2021-10-22",0,0,0,0,0,0,0,0,0,0,0,1.2760517775068108E-2,2.5521035550136212E-2,6.4734603767411136E-2,0.12441398110999866,0.21979631853270004,0.32284150609844892,0.41035353837727934,0.51104308537344356,0.57526680817294429,0.65115665737089401,0.67381881471963245,0.72054434277266943,0.7449090986503748,0.74379644244080412,0.72753078964362206,0.71002020751537553,0.66369349068805461,0.58036688817726034,0.4641100519602836,0.38164181900970329,0.26621449592829682,0.18536277379536581,0.11075503652585322,4.0772317661723491E-2,1.1755823051488824E-2,3.9210984637653547E-3,3.8290253219008803E-3,0,0,0,0,0,0,0,0,0,0]
[null,5472,"2021-10-23",0,0,0,0,0,0,0,0,0,0,0,1.1941658683475782,2.3883317366951569,10.13881117666498,17.889290616634803,29.96948534390641,40.210281839937053,50.768397329898043,58.933934223286791,64.493101391127908,70.761400255133282,73.603781087011257,76.252621513691267,78.386475626534704,77.461715804807355,72.369362223092082,73.398621312882184,64.699444434522349,56.398433673685467,45.331170190697883,36.453523017485018,26.387698076004352,18.127403086269165,10.338982489832331,5.8697896514326091,2.0535637313698158,0.50065068810863456,0.49239725856917005,0,0,0,0,0,0,0,0,0,0,null,5472,"2021-10-23",0,0,0,0,0,0,0,0,0,0,0,8.9502105599991832,17.90042111999837,75.989858079591528,134.0792950391847,224.61972102245599,301.37395372247983,380.50647564148272,441.70674644841802,483.37241284303838,530.35298411282656,551.65647939042628,571.50939948052201,587.50252415481566,580.57149778630958,542.40457473952586,550.118817642115,484.91894313244188,422.70330279336935,339.7547433668679,273.2172433564341,197.77441328207701,135.86393551223549,77.490131574594713,43.993765619781385,15.391352475657721,3.7523506527457737,3.6904916311656799,0,0,0,0,0,0,0,0,0,0,null,5472,"2021-10-23",0,0,0,0,0,0,0,0,0,0,0,1.1941658683475782E-2,2.3883317366951567E-2,0.1013881117666498,0.17889290616634804,0.2996948534390641,0.40210281839937051,0.50768397329898041,0.58933934223286788,0.64493101391127905,0.70761400255133289,0.73603781087011255,0.76252621513691266,0.78386475626534702,0.77461715804807352,0.72369362223092082,0.73398621312882184,0.64699444434522346,0.56398433673685466,0.45331170190697884,0.36453523017485018,0.26387698076004351,0.18127403086269164,0.10338982489832331,5.8697896514326095E-2,2.0535637313698157E-2,5.0065068810863454E-3,4.9239725856917004E-3,0,0,0,0,0,0,0,0,0,0]
[null,5520,"2021-10-24",0,0,0,0,0,0,0,0,0,0,0,1.6599774403589822,3.5168467109284451,11.619971788295567,19.72309686566269,33.746703530778746,43.924177985751719,52.1382457606122,57.672489230118451,64.807329857395843,68.794051647295262,67.874073705005742,72.497861003862639,72.304155975727852,72.178976926279674,68.949989677962719,64.549319839132451,61.819904228577926,56.789698335444228,47.512977126905596,40.564175228813646,27.668063639831054,18.036774528582562,9.893641114664522,4.9751673167794701,1.5571394892102675,0.65355620532468084,0.53949296547592873,0,0,0,0,0,0,0,0,0,0,null,5520,"2021-10-24",0,0,0,0,0,0,0,0,0,0,0,12.441443864594699,26.358581671410239,87.091079190202265,147.8235767089943,252.92977325192217,329.20941057489063,390.77341779344812,432.25228237607263,485.72753871925801,515.60780946683133,508.71262303394514,543.36766636279515,541.91585733501245,540.97764692391434,516.77655682913587,483.79376716268018,463.33694029488919,425.63581091493671,356.10727193758231,304.0263661135827,207.37068603929302,135.18467922502762,74.152321321864108,37.288618136456151,11.670678813661249,4.8983694857600693,4.043471484685333,0,0,0,0,0,0,0,0,0,0,null,5520,"2021-10-24",0,0,0,0,0,0,0,0,0,0,0,1.6599774403589822E-2,3.5168467109284451E-2,0.11619971788295567,0.1972309686566269,0.33746703530778749,0.43924177985751717,0.52138245760612201,0.57672489230118451,0.64807329857395846,0.68794051647295262,0.67874073705005744,0.7249786100386264,0.72304155975727846,0.7217897692627967,0.6894998967796272,0.64549319839132446,0.61819904228577927,0.56789698335444228,0.47512977126905598,0.40564175228813648,0.27668063639831053,0.18036774528582561,9.8936411146645212E-2,4.9751673167794698E-2,1.5571394892102674E-2,6.5355620532468088E-3,5.3949296547592873E-3,0,0,0,0,0,0,0,0,0,0]
[null,5568,"2021-10-25",0,0,0,0,0,0,0,0,0,0,0,1.3310672979758451,2.6576118214590894,10.368155150486148,18.078698479513218,30.452271831077898,40.92694249422081,51.61662193371275,59.955506661971967,64.022979714977708,64.523119526036083,64.356739484054771,62.606347075130927,59.572374288533005,77.833411071135956,67.44052958480637,62.263807848099006,51.45641622855711,47.389322684648015,35.588141128851156,31.495000895971572,19.778992548135648,13.526836417722921,6.905429798446729,3.9503947201324752,1.1255340145614048,0.82930996967057569,0.41486848652026315,0,0,0,0,0,0,0,0,0,0,null,5568,"2021-10-25",0,0,0,0,0,0,0,0,0,0,0,9.9762795958136117,19.91866123398405,77.708779136351239,135.4988970387185,228.23818042599461,306.74528774392712,386.86387456531781,449.3633783040716,479.8488755339489,483.59739718999379,482.35038750048159,469.23128818794567,446.49182125699571,583.35733431536676,505.46323258854295,466.66397464444492,385.66314120652549,355.18048837742577,266.73125148262477,236.05338008560588,148.24251191790299,101.38292958985051,51.755834211635452,29.608001264698348,8.4358184149956408,6.2156347328273922,3.109417550346341,0,0,0,0,0,0,0,0,0,0,null,5568,"2021-10-25",0,0,0,0,0,0,0,0,0,0,0,1.3310672979758451E-2,2.6576118214590893E-2,0.10368155150486148,0.18078698479513217,0.30452271831077898,0.40926942494220814,0.51616621933712747,0.59955506661971969,0.64022979714977712,0.64523119526036077,0.6435673948405477,0.6260634707513093,0.59572374288533003,0.77833411071135961,0.67440529584806364,0.62263807848099006,0.51456416228557111,0.47389322684648016,0.35588141128851153,0.3149500089597157,0.19778992548135649,0.13526836417722921,6.9054297984467286E-2,3.9503947201324753E-2,1.1255340145614048E-2,8.2930996967057573E-3,4.1486848652026315E-3,0,0,0,0,0,0,0,0,0,0]
[null,5616,"2021-10-26",0,0,0,0,0,0,0,0,0,0,0,1.076290960902379,2.1507792865692523,7.8322267326826704,13.513674178796087,24.566375941456613,33.536577035723276,43.348082040056894,51.492223446788344,56.076926264576386,68.230375435226492,67.141105560662865,68.12406105135274,72.558770825353349,73.560271138549282,70.959370748212891,70.963994569859906,67.409804613568525,59.613050276057542,51.585735224821448,40.25900847666162,30.384259434472234,40.337417746848395,16.269660385575843,6.3782550594382652,1.9040223132477858,0.61189711680758818,0.55544303233579329,0,0,0,0,0,0,0,0,0,0,null,5616,"2021-10-26",0,0,0,0,0,0,0,0,0,0,0,8.0667443101767802,16.11997796379546,58.702128631565238,101.28427929933501,184.12369939561651,251.35488619072731,324.891601672962,385.93151442940183,420.29362162227051,511.38308581712653,503.21906522968607,510.58626508522661,543.82418228069537,551.33037460840956,531.83676257668526,531.87141787745179,505.2329505403639,446.7966856504022,386.63238030190774,301.7391573094564,227.72843108007402,302.32683067764486,121.94025139244521,47.804687188343514,14.27054738893632,4.5861368019691948,4.1630163993623794,0,0,0,0,0,0,0,0,0,0,null,5616,"2021-10-26",0,0,0,0,0,0,0,0,0,0,0,1.0762909609023789E-2,2.1507792865692522E-2,7.8322267326826706E-2,0.13513674178796087,0.24566375941456611,0.33536577035723275,0.43348082040056896,0.51492223446788343,0.56076926264576388,0.68230375435226487,0.67141105560662862,0.68124061051352747,0.72558770825353347,0.73560271138549282,0.70959370748212891,0.70963994569859901,0.67409804613568525,0.59613050276057544,0.5158573522482145,0.40259008476661623,0.30384259434472233,0.40337417746848397,0.16269660385575843,6.3782550594382648E-2,1.9040223132477857E-2,6.1189711680758813E-3,5.5544303233579324E-3,0,0,0,0,0,0,0,0,0,0]
[null,5664,"2021-10-27",0,0,0,0,0,0,0,0,0,0,0,1.5168044073521465,4.0022681747566349,12.856865259521843,21.711462344287057,33.490539017312877,44.214672541228708,55.425082682082859,63.287777601187159,68.268871788803025,72.535305216536372,75.270711033466341,78.136324590456312,78.924411748183317,80.835267388118353,79.941693885135507,76.38962844635499,72.695538667410631,67.813886458448252,59.004373749326163,48.691637600379927,36.175104405517629,24.509981086803904,13.948533492013377,6.7575581860904492,1.7893407870604419,0.61530688166128422,0.66677740760730797,0,0,0,0,0,0,0,0,0,0,null,5664,"2021-10-27",0,0,0,0,0,0,0,0,0,0,0,11.368369490347121,29.996790086809998,96.361530893098589,162.72627169938718,251.00983365702163,331.38665203436238,415.40808815481824,474.33857424583107,511.67161396839498,543.6483087731724,564.15003192361485,585.62765525758141,591.53432717665783,605.8560899907684,599.15880344581035,572.53625925605456,544.84925008467076,508.26152277727675,442.23468700216318,364.94127037612509,271.1305104602921,183.70102291739769,104.5435270474364,50.647544231562044,13.4110153641774,4.6116928107361295,4.9974617035351399,0,0,0,0,0,0,0,0,0,0,null,5664,"2021-10-27",0,0,0,0,0,0,0,0,0,0,0,1.5168044073521465E-2,4.0022681747566347E-2,0.12856865259521844,0.21711462344287055,0.33490539017312876,0.44214672541228706,0.5542508268208286,0.63287777601187156,0.68268871788803032,0.72535305216536372,0.75270711033466342,0.78136324590456308,0.78924411748183321,0.80835267388118348,0.79941693885135512,0.76389628446354996,0.72695538667410631,0.67813886458448247,0.59004373749326167,0.48691637600379928,0.36175104405517627,0.24509981086803906,0.13948533492013376,6.7575581860904496E-2,1.7893407870604418E-2,6.1530688166128418E-3,6.6677740760730797E-3,0,0,0,0,0,0,0,0,0,0]
[null,5712,"2021-10-28",0,0,0,0,0,0,0,0,0,0,0,1.5156196360500429,3.8336145781770923,13.165263877839136,22.496913177501174,34.307284909495792,47.878307181491827,58.056734648039701,66.155106058198641,71.381778276621276,75.638032722423858,80.372609571259829,83.464372642824998,85.231442065686181,85.374268451619017,83.969461024522474,81.28088843019961,76.254439598842822,68.895445507538383,59.375223582307477,48.053909795660189,35.537006028999755,23.357040857718506,13.403025733961549,6.3081911717624646,1.6896952011280206,0.32494965098950163,0.71785609154474084,0,0,0,0,0,0,0,0,0,0,null,5712,"2021-10-28",0,0,0,0,0,0,0,0,0,0,0,11.359489691568459,28.732740224811508,98.672962364651227,168.6131845044909,257.13130128795194,358.84540153842858,435.13218163317401,495.82905066552792,535.00268485062816,566.90308871963055,602.38849391565759,625.56109600185607,638.80518865929298,639.87566493189945,629.34670693533315,609.1959963323493,571.52302593339061,516.36775113215697,445.01418705261779,360.16153392284173,266.34799659081489,175.05979636175431,100.4549750078165,47.279562024434519,12.66417692312921,2.4354805934779629,5.3802937610283523,0,0,0,0,0,0,0,0,0,0,null,5712,"2021-10-28",0,0,0,0,0,0,0,0,0,0,0,1.5156196360500428E-2,3.8336145781770921E-2,0.13165263877839137,0.22496913177501174,0.34307284909495794,0.4787830718149183,0.58056734648039698,0.66155106058198643,0.71381778276621277,0.75638032722423854,0.80372609571259823,0.83464372642824991,0.8523144206568618,0.85374268451619018,0.83969461024522474,0.81280888430199605,0.76254439598842816,0.68895445507538389,0.59375223582307479,0.48053909795660188,0.35537006028999757,0.23357040857718506,0.13403025733961549,6.3081911717624645E-2,1.6896952011280206E-2,3.2494965098950161E-3,7.1785609154474085E-3,0,0,0,0,0,0,0,0,0,0]
[null,5760,"2021-10-29",0,0,0,0,0,0,0,0,0,0,0,1.4797376266647926,3.4925054206730164,11.872256710254039,19.792460393037878,29.826375245737381,44.120487930260829,50.357143707735197,56.090805848535787,61.695385105962387,69.684442541205087,69.283934349094423,68.378968362937258,70.43604290760328,77.116020258813023,67.169727433643686,{"$f":"$C$1*EB125","v":73.02823047535972},58.335216618027466,57.089256873458297,44.11561375373644,33.117021572607513,23.150915762724221,16.614250599257261,9.2636308663038172,4.6565613225666134,1.2032108815674747,0.65085057048880568,0.49979061315199008,0,0,0,0,0,0,0,0,0,0,null,5760,"2021-10-29",0,0,0,0,0,0,0,0,0,0,0,11.090555912914871,26.176144977427679,88.98194145020453,148.3434527091778,223.54711834151738,330.68074331429443,377.42415130992811,420.39764837618679,462.40367600079441,522.28124252368639,519.27945462687171,512.4967820179553,527.9144478551575,577.98052779770615,503.43358466671737,547.34275773855427,437.2193893943562,427.88098644819939,330.64421161685084,248.21033999658752,173.5148995841806,124.5229369733281,69.430427548775242,34.90068291785137,9.0180024597526653,4.8780908945514119,3.745904436048924,0,0,0,0,0,0,0,0,0,0,null,5760,"2021-10-29",0,0,0,0,0,0,0,0,0,0,0,1.4797376266647925E-2,3.4925054206730165E-2,0.11872256710254038,0.19792460393037878,0.2982637524573738,0.44120487930260832,0.50357143707735197,0.56090805848535785,0.61695385105962386,0.69684442541205083,0.69283934349094423,0.68378968362937254,0.7043604290760328,0.77116020258813023,0.67169727433643689,0.73028230475359723,0.58335216618027463,0.57089256873458294,0.44115613753736438,0.33117021572607513,0.2315091576272422,0.1661425059925726,9.2636308663038167E-2,4.6565613225666137E-2,1.2032108815674746E-2,6.5085057048880563E-3,4.9979061315199007E-3,0,0,0,0,0,0,0,0,0,0]
[null,5808,"2021-10-30",0,0,0,0,0,0,0,0,0,0,0,1.4494583067080888,4.0611232561709132,12.307120576282285,21.468620221954865,33.902615292905288,44.556542415687709,53.745528901618741,61.697882838745777,66.275876184242165,71.113045851255833,73.551543953855031,73.7037822888786,73.184324319946924,73.312562232643813,72.670217442699311,69.232681663537406,64.847608598076363,56.593454263404375,47.689502760614999,39.934407773457359,28.809023950697522,18.972423080068193,10.544637264956389,8.2253911384308989,2.1364809774779632,0.46655545222719763,0.68423897306187176,0,0,0,0,0,0,0,0,0,0,null,5808,"2021-10-30",0,0,0,0,0,0,0,0,0,0,0,10.86361399771754,30.437905835590019,92.241223321385291,160.90618272739391,254.09832373289009,333.94894881543058,402.81992064773868,462.42239637702232,496.73421642691653,532.98854941511433,551.26496481678851,552.40598315425791,548.51267291801628,549.47380934875366,544.65946883333004,518.89531843636451,486.02942576840059,424.16497188623561,357.4303223050515,299.3062920613296,215.92212373612449,142.1973160520561,79.031503329405112,61.648875234709131,16.012812886974039,3.4968086478030571,5.1283352209149422,0,0,0,0,0,0,0,0,0,0,null,5808,"2021-10-30",0,0,0,0,0,0,0,0,0,0,0,1.4494583067080888E-2,4.0611232561709128E-2,0.12307120576282285,0.21468620221954865,0.33902615292905292,0.44556542415687705,0.53745528901618744,0.61697882838745777,0.66275876184242166,0.71113045851255841,0.73551543953855025,0.73703782288878605,0.73184324319946925,0.73312562232643819,0.72670217442699314,0.6923268166353741,0.64847608598076356,0.56593454263404375,0.47689502760614999,0.39934407773457359,0.28809023950697521,0.18972423080068193,0.10544637264956389,8.2253911384308986E-2,2.1364809774779631E-2,4.6655545222719762E-3,6.8423897306187174E-3,0,0,0,0,0,0,0,0,0,0]
[null,5856,"2021-10-31",0,0,0,0,0,0,0,0,0,0,0,1.7502681677684879,3.8328565450769756,12.611999324809414,21.391142104541849,34.730626066970068,44.098344909413605,50.917447504114811,59.138731101465105,60.299963650908161,63.216790613167376,66.914147145140319,77.021759558150166,75.166544884369785,74.303916596767309,72.621334155803154,70.835690953765578,66.949425393593927,61.373202432483431,53.846736818940478,44.31273049823632,34.187907758002027,23.257882078671678,13.411975469262066,5.9008853891818065,1.7092525009834558,0.3287019166766138,0.74598442586549629,5.2464196643454877E-4,0,0,0,0,0,0,0,0,0,null,5856,"2021-10-31",0,0,0,0,0,0,0,0,0,0,0,13.118168131591879,28.727058806478158,94.526273553446188,160.32548830041421,260.30422106278314,330.51478253424688,381.62359888089549,443.24168831060911,451.94506537247543,473.8065304932523,501.51802380727338,577.27404878936454,563.36931209871443,556.90395832023364,544.29309116153229,530.90978900319612,501.78243242940624,459.98893375865492,403.57846868061949,332.12159127987599,256.23657579776471,174.316606512785,100.5220528045607,44.226826543519678,12.810757859941111,2.4636036280302611,5.5911141516841143,3.9321640256716004E-3,0,0,0,0,0,0,0,0,0,null,5856,"2021-10-31",0,0,0,0,0,0,0,0,0,0,0,1.750268167768488E-2,3.8328565450769757E-2,0.12611999324809414,0.21391142104541849,0.34730626066970066,0.44098344909413606,0.5091744750411481,0.59138731101465103,0.60299963650908162,0.63216790613167373,0.66914147145140312,0.77021759558150171,0.7516654488436979,0.74303916596767305,0.72621334155803152,0.70835690953765573,0.66949425393593931,0.61373202432483431,0.53846736818940477,0.44312730498236319,0.34187907758002023,0.23257882078671677,0.13411975469262066,5.9008853891818064E-2,1.7092525009834558E-2,3.2870191667661382E-3,7.4598442586549631E-3,5.2464196643454874E-6,0,0,0,0,0,0,0,0,0]
[null,5904,"2021-11-01",0,0,0,0,0,0,0,0,0,0,0,1.8345764988388327,3.9071836972667486,11.334159925896808,18.761136154526863,27.51809529503787,38.704884347812019,45.335866713519039,49.241790480220111,52.998913074655462,57.697084772002384,55.696022920935832,59.907907331825086,61.043876134939893,60.306918770872187,58.292745175696034,63.513444283863727,59.068399709215704,46.911847800919745,36.478606463419148,33.981135942701471,24.636086346436752,16.309748398710074,7.5802049129610003,3.0627344682462523,1.1607380077872775,0.47843247782241122,0.52690566252964222,0,0,0,0,0,0,0,0,0,0,null,5904,"2021-11-01",0,0,0,0,0,0,0,0,0,0,0,13.750054651749961,29.284136914349471,84.94893426978669,140.61373162522389,206.24668115955978,290.09107846356977,339.78994355912209,369.06463735995379,397.22407417793801,432.43662467267762,417.43877103664113,449.00662382077769,457.52065042877024,451.99719363187228,436.90106816132749,476.0299341983029,442.7145582139492,351.60183916314821,273.4052424683091,254.68683188541019,184.6461752252585,122.2407089486303,56.813238309030446,22.955034226612497,8.6996704980905459,3.5858263317959489,3.9491303091938126,0,0,0,0,0,0,0,0,0,0,null,5904,"2021-11-01",0,0,0,0,0,0,0,0,0,0,0,1.8345764988388327E-2,3.9071836972667487E-2,0.11334159925896807,0.18761136154526864,0.2751809529503787,0.38704884347812019,0.45335866713519041,0.4924179048022011,0.52998913074655463,0.57697084772002383,0.55696022920935828,0.59907907331825083,0.6104387613493989,0.60306918770872187,0.58292745175696037,0.63513444283863729,0.59068399709215702,0.46911847800919748,0.36478606463419144,0.33981135942701474,0.2463608634643675,0.16309748398710072,7.580204912961E-2,3.0627344682462521E-2,1.1607380077872775E-2,4.7843247782241123E-3,5.2690566252964217E-3,0,0,0,0,0,0,0,0,0,0]
[null,5952,"2021-11-02",0,0,0,0,0,0,0,0,0,0,0,1.2934911570144736,3.0006726890611906,8.0383555982084847,13.076038507355776,25.790511231186347,32.927922888605529,39.38837058321851,47.623317527280818,45.457746815518625,52.741920703177733,58.063465861441266,62.288351428864395,65.211336685158756,68.421801131885786,65.204422056270133,66.086043523349474,60.296528648456338,52.605036950532636,46.65776060044508,40.061240229976327,27.886298005194419,17.827798568473,10.199978994914446,4.7869682077106352,1.3654106352246909,0.37830657744759283,0.69079473758416343,0,0,0,0,0,0,0,0,0,0,null,5952,"2021-11-02",0,0,0,0,0,0,0,0,0,0,0,9.694648389838969,22.489884446202929,60.247053669075036,98.004222891947109,193.2985291972482,246.79305527651891,295.213771955232,356.93426745203237,340.70342853209314,395.29792983065232,435.18263172462713,466.8479274951913,488.75554870681441,512.81781137503083,488.70372392590428,495.31143058854258,451.919320209234,394.2719932828997,349.69746892018037,300.25689467171702,209.0063411632606,133.61841536291718,76.44830766966902,35.87807568333686,10.233681107494371,2.8353879591901676,5.1774703322185962,0,0,0,0,0,0,0,0,0,0,null,5952,"2021-11-02",0,0,0,0,0,0,0,0,0,0,0,1.2934911570144736E-2,3.0006726890611905E-2,8.0383555982084853E-2,0.13076038507355775,0.25790511231186347,0.32927922888605532,0.39388370583218513,0.47623317527280817,0.45457746815518624,0.52741920703177736,0.58063465861441266,0.62288351428864397,0.65211336685158761,0.68421801131885784,0.65204422056270128,0.6608604352334948,0.60296528648456338,0.52605036950532635,0.46657760600445081,0.4006124022997633,0.27886298005194421,0.17827798568472999,0.10199978994914445,4.7869682077106353E-2,1.365410635224691E-2,3.7830657744759282E-3,6.9079473758416341E-3,0,0,0,0,0,0,0,0,0,0]
[null,6000,"2021-11-03",{"$f":"$C$1*DB130","v":0},0,0,0,0,0,0,0,0,0,0,2.0609620381494844,5.2668903723196614,12.109039765009991,18.951189157700313,34.144798435705368,45.193831744769952,54.357366988529719,56.942515657650517,57.28193006182849,58.652884737695501,57.611228407859215,63.129262865368844,64.644337062859464,67.789664461151972,66.737138573873921,65.44637634121014,60.009616236435193,55.623318434527036,47.846692797927659,39.879681099273412,29.671660686052153,19.777341155320848,11.938434877086205,4.751137556672238,1.4758877937647763,0.4210290478223207,0.66207505908230746,0,0,0,0,0,0,0,0,0,0,null,6000,"2021-11-03",0,0,0,0,0,0,0,0,0,0,0,15.446802396996651,39.475067139477808,90.756618028457524,142.03816891743719,255.91347368784773,338.72539891680509,407.40561502372839,426.78116873097787,429.32506189105715,439.60029529243059,431.79313572581913,473.15051461354591,484.50591627171491,508.07998017776725,500.1913538481403,490.51715860320223,449.76892672711261,416.89385472370401,358.60845339150535,298.89611850824309,222.38754083006461,148.23013481535679,89.47794334016163,35.609526832799652,11.061701617218381,3.1555906342391968,4.9622178479361736,0,0,0,0,0,0,0,0,0,0,null,6000,"2021-11-03",0,0,0,0,0,0,0,0,0,0,0,2.0609620381494845E-2,5.2668903723196617E-2,0.12109039765009991,0.18951189157700313,0.3414479843570537,0.45193831744769952,0.54357366988529721,0.56942515657650516,0.5728193006182849,0.58652884737695499,0.57611228407859216,0.6312926286536884,0.64644337062859469,0.67789664461151977,0.66737138573873922,0.65446376341210144,0.60009616236435193,0.55623318434527036,0.47846692797927659,0.39879681099273412,0.29671660686052154,0.19777341155320849,0.11938434877086206,4.7511375566722379E-2,1.4758877937647763E-2,4.2102904782232069E-3,6.6207505908230744E-3,0,0,0,0,0,0,0,0,0,0]
[null,6048,"2021-11-04",0,0,0,0,0,0,0,0,0,0,0,2.015849339795162,4.9108843767414632,13.378115706991714,21.845347037241964,37.735582651151816,47.772718135633561,55.579195300831131,61.282347258850358,65.816446888429397,68.835908676106499,73.147739490696864,74.110612151746452,75.450732642461944,79.614354469657556,78.464949371491628,78.251936451761907,75.10090400818595,69.391587011679505,60.63999012633554,48.980096056420514,37.056413553082912,24.936026569223667,14.684858524741362,6.5017924288676348,1.9530768362603022,0.50956666592850153,0.79312973240875262,0,0,0,0,0,0,0,0,0,0,null,6048,"2021-11-04",0,0,0,0,0,0,0,0,0,0,0,15.108685088586531,36.806820871933681,100.2682756619846,163.72973045203551,282.82621307826287,358.05401717691723,416.56315415051495,459.30797899681221,493.29081794773674,515.92152570274664,548.2384715413325,555.45515164188294,565.49928444252168,596.70541169281307,588.09068075802531,586.49416009526396,562.87733717399044,520.08630568753233,454.49354597447137,367.10325137709611,277.73587630455086,186.89421146587782,110.0622445541032,48.73059329379204,14.638208466446329,3.8191754389427821,5.9444657518782629,0,0,0,0,0,0,0,0,0,0,null,6048,"2021-11-04",0,0,0,0,0,0,0,0,0,0,0,2.0158493397951619E-2,4.9108843767414631E-2,0.13378115706991714,0.21845347037241963,0.37735582651151817,0.47772718135633563,0.5557919530083113,0.61282347258850356,0.65816446888429392,0.68835908676106505,0.73147739490696861,0.74110612151746447,0.75450732642461948,0.79614354469657556,0.78464949371491632,0.78251936451761905,0.75100904008185942,0.69391587011679501,0.60639990126335541,0.48980096056420513,0.37056413553082912,0.24936026569223668,0.14684858524741362,6.5017924288676351E-2,1.9530768362603021E-2,5.095666659285015E-3,7.9312973240875263E-3,0,0,0,0,0,0,0,0,0,0]
[null,6096,"2021-11-05",0,0,0,0,0,0,0,0,0,0,0,1.6541829680885893,4.7660313119606936,12.295447445968703,19.8248635799767,30.299770885775906,41.719317753615371,51.485136001817807,58.526791266768065,63.803390634401765,68.640791793473142,72.349923371185582,76.502067813509484,76.599613803305147,77.028547239386739,76.14315726446813,74.641939219519244,69.830927120199675,65.666369088867597,54.530536385065822,43.414496336422545,32.135480368519239,22.195125528177403,12.987562320075238,5.563621542000825,1.8030255858493371,0.78297740405559724,0.85598084895454751,1.5399481140149903E-3,0,0,0,0,0,0,0,0,0,null,6096,"2021-11-05",0,0,0,0,0,0,0,0,0,0,0,12.39801459879609,35.721154747643041,92.153733821835758,148.58631289602837,227.09519383826,312.6840987601293,385.8783944010205,438.6552313402986,478.20306689050568,514.45913489953625,542.25888156387964,573.37898641644335,574.11008849455141,577.32492210427972,570.68897067301054,559.43742015151122,523.37913676145138,492.16599271025268,408.7035105695881,325.38937334138967,240.85374014495937,166.35130189885879,97.341098508060227,41.699051695355479,13.51358221345548,5.8683745832697296,6.415531574412876,1.1541830358105751E-2,0,0,0,0,0,0,0,0,0,null,6096,"2021-11-05",0,0,0,0,0,0,0,0,0,0,0,1.6541829680885894E-2,4.7660313119606938E-2,0.12295447445968703,0.19824863579976701,0.30299770885775906,0.4171931775361537,0.51485136001817811,0.58526791266768063,0.63803390634401769,0.68640791793473144,0.72349923371185576,0.76502067813509489,0.76599613803305144,0.77028547239386735,0.76143157264468131,0.74641939219519238,0.69830927120199671,0.65666369088867593,0.5453053638506582,0.43414496336422542,0.32135480368519243,0.22195125528177403,0.12987562320075238,5.5636215420008253E-2,1.8030255858493372E-2,7.8297740405559729E-3,8.5598084895454757E-3,1.5399481140149904E-5,0,0,0,0,0,0,0,0,0]
[null,6144,"2021-11-06",0,0,0,0,0,0,0,0,0,0,0,2.0938744481905545,4.590898881566285,12.362099272434838,20.133299663303394,36.199169978890822,44.837130170353809,50.853261086443283,58.496987623486696,61.835122129363384,64.837680863248536,66.089214540833666,68.804157534451122,71.746170952615728,73.680257653056501,70.869946078003238,71.010537519850985,66.545106993354736,61.67363905995321,49.57958262918622,42.409183428614213,33.571574186237171,26.396366808291699,13.185934576042726,6.0599786151959965,2.0062282829259139,0.39424378652403913,0.62603462144421762,1.2929994544325783E-3,0,0,0,0,0,0,0,0,0,null,6144,"2021-11-06",0,0,0,0,0,0,0,0,0,0,0,15.693479184294398,34.408546365958721,92.65328576591024,150.89802516586178,271.31088067070118,336.05193932234738,381.14252504644804,438.43185459683798,463.45099766323409,485.9550179164865,495.33519719829513,515.68355256110158,537.73378884808608,552.22966724242701,531.16652936298408,532.22025484687549,498.7520872224793,462.2406905263403,371.59637180229288,317.85460581699186,251.61718799854299,197.83938497597359,98.827888163694809,45.419221929486355,15.036575771889471,2.9548365054547698,4.6920966578356911,9.6909631047730448E-3,0,0,0,0,0,0,0,0,0,null,6144,"2021-11-06",{"$f":"BC133/Max_1","v":0},{"$f":"BD133/Max_1","v":0},{"$f":"BE133/Max_1","v":0},{"$f":"BF133/Max_1","v":0},{"$f":"BG133/Max_1","v":0},{"$f":"BH133/Max_1","v":0},{"$f":"BI133/Max_1","v":0},{"$f":"BJ133/Max_1","v":0},{"$f":"BK133/Max_1","v":0},{"$f":"BL133/Max_1","v":0},{"$f":"BM133/Max_1","v":0},{"$f":"BN133/Max_1","v":2.0938744481905545E-2},{"$f":"BO133/Max_1","v":4.5908988815662848E-2},{"$f":"BP133/Max_1","v":0.12362099272434837},{"$f":"BQ133/Max_1","v":0.20133299663303394},{"$f":"BR133/Max_1","v":0.36199169978890822},{"$f":"BS133/Max_1","v":0.44837130170353806},{"$f":"BT133/Max_1","v":0.5085326108644328},{"$f":"BU133/Max_1","v":0.58496987623486696},{"$f":"BV133/Max_1","v":0.61835122129363385},{"$f":"BW133/Max_1","v":0.64837680863248537},{"$f":"BX133/Max_1","v":0.66089214540833663},{"$f":"BY133/Max_1","v":0.68804157534451127},{"$f":"BZ133/Max_1","v":0.71746170952615729},{"$f":"CA133/Max_1","v":0.73680257653056502},{"$f":"CB133/Max_1","v":0.70869946078003232},{"$f":"CC133/Max_1","v":0.7101053751985098},{"$f":"CD133/Max_1","v":0.6654510699335473},{"$f":"CE133/Max_1","v":0.61673639059953211},{"$f":"CF133/Max_1","v":0.4957958262918622},{"$f":"CG133/Max_1","v":0.42409183428614211},{"$f":"CH133/Max_1","v":0.33571574186237169},{"$f":"CI133/Max_1","v":0.26396366808291699},{"$f":"CJ133/Max_1","v":0.13185934576042727},{"$f":"CK133/Max_1","v":6.0599786151959968E-2},{"$f":"CL133/Max_1","v":2.0062282829259141E-2},{"$f":"CM133/Max_1","v":3.9424378652403915E-3},{"$f":"CN133/Max_1","v":6.2603462144421758E-3},{"$f":"CO133/Max_1","v":1.2929994544325783E-5},{"$f":"CP133/Max_1","v":0},{"$f":"CQ133/Max_1","v":0},{"$f":"CR133/Max_1","v":0},{"$f":"CS133/Max_1","v":0},{"$f":"CT133/Max_1","v":0},{"$f":"CU133/Max_1","v":0},{"$f":"CV133/Max_1","v":0},{"$f":"CW133/Max_1","v":0},{"$f":"CX133/Max_1","v":0}]
[null,6192,"2021-11-07",0,0,0,0,0,0,0,0,0,0,0,2.017517109634237,4.7867504187453367,11.540551430372247,18.294352441999155,31.721574427521464,38.987446553588114,51.424362185129191,63.284155503199976,60.215247948022146,62.360054848918537,60.519422893530084,62.538482194013348,64.862705730157415,67.543728295979335,63.514128015950334,60.380277227195059,56.434565487167141,50.956273858042366,44.005884800739011,32.237227215327117,22.184327814644966,14.117520139568576,8.3234406862850019,4.3847504455812398,1.5906897628365022,0.77695521809675416,0.67473034193995574,0,0,0,0,0,0,0,0,0,0,null,6192,"2021-11-07",0,0,0,0,0,0,0,0,0,0,0,15.121184936070861,35.876443366463022,86.49582777245088,137.1152121784387,237.75153682282721,292.20886737801374,385.4228978319797,474.31142681136367,451.31012562192188,467.38534086829719,453.5899008872621,468.72264446287238,486.14257798163931,506.23670151693955,476.0350587344364,452.54701141502056,422.97410884062572,381.9146003674893,329.82179886843238,241.61632742607688,166.27037360217619,105.8100731090319,62.383751454058171,32.86347464888329,11.9221363550796,5.8232386153177229,5.057068529298415,0,0,0,0,0,0,0,0,0,0,null,6192,"2021-11-07",0,0,0,0,0,0,0,0,0,0,0,2.017517109634237E-2,4.7867504187453364E-2,0.11540551430372248,0.18294352441999154,0.31721574427521465,0.38987446553588112,0.51424362185129191,0.63284155503199979,0.60215247948022144,0.62360054848918534,0.60519422893530084,0.62538482194013345,0.64862705730157422,0.67543728295979333,0.63514128015950333,0.60380277227195056,0.56434565487167143,0.50956273858042367,0.44005884800739009,0.32237227215327119,0.22184327814644966,0.14117520139568576,8.3234406862850011E-2,4.3847504455812397E-2,1.5906897628365023E-2,7.7695521809675412E-3,6.7473034193995573E-3,0,0,0,0,0,0,0,0,0,0]
[null,{"$f":"B134+48","v":6240},{"$f":"C134+1","v":"2021-11-08"},0,0,0,0,0,0,0,0,0,0,0,0.78106212598088887,2.477573670270468,5.1762354963648027,11.14338137470612,17.691386335950423,27.657722970767473,27.414027058199501,30.880491276825943,35.784843823802355,43.44419943704743,54.379746496509142,60.074633929901587,58.825327292527142,61.299714394147252,56.577590250529653,55.511868669738732,55.405500583960489,55.078130744810835,39.914617218031331,31.940228487778256,22.697050463530953,14.501893198906664,9.5850553230858555,5.5858200584734652,1.7735262910423477,0.44707067105247089,0.62436452420824118,4.2613857751242776E-3,0,0,0,0,0,0,0,0,0,null,6240,"2021-11-08",0,0,0,0,0,0,0,0,0,0,0,5.8540196745389101,18.569284732208072,38.795613598229522,83.519059033232665,132.59601283375591,207.29318326693661,205.46669518189981,231.44766271561539,268.20552786599575,325.61199652291259,407.57334826243004,450.2562309300497,440.89274319783181,459.43814476511233,424.04607194166448,416.05854458115408,415.26132135629609,412.80770157947501,299.1579628862483,239.39033753801181,170.11320296788242,108.6909290318589,71.839486996533026,41.865428412205262,13.29248654584995,3.3507712347001122,4.6795793666336367,3.193886291317645E-2,0,0,0,0,0,0,0,0,0,null,6240,"2021-11-08",0,0,0,0,0,0,0,0,0,0,0,7.810621259808889E-3,2.4775736702704679E-2,5.1762354963648026E-2,0.1114338137470612,0.17691386335950424,0.27657722970767473,0.27414027058199503,0.30880491276825944,0.35784843823802354,0.43444199437047432,0.5437974649650914,0.60074633929901589,0.58825327292527141,0.61299714394147253,0.56577590250529652,0.55511868669738729,0.55405500583960487,0.55078130744810838,0.39914617218031334,0.31940228487778255,0.22697050463530954,0.14501893198906665,9.5850553230858559E-2,5.5858200584734653E-2,1.7735262910423478E-2,4.470706710524709E-3,6.2436452420824122E-3,4.2613857751242775E-5,0,0,0,0,0,0,0,0,0]
[null,6288,"2021-11-09",0,0,0,0,0,0,0,0,0,0,0,1.3390623508574684,2.6195592002284402,7.2845864107192222,11.94961362121,17.820978332997335,24.622836474110869,34.126909387410279,43.38515032801542,48.202760854730883,49.291106850328866,49.043908944489878,60.418552573860666,58.861406775721015,56.186918092671142,49.378616016959597,47.59547432164343,42.437545916200257,39.229574089498826,29.07132332163372,22.824611440295232,15.662339074744585,11.259894285689793,6.9432601450408749,3.4852246054249449,1.3516804222871868,0.36808269488673362,0.48039259481651903,0,0,0,0,0,0,0,0,0,0,null,6288,"2021-11-09",0,0,0,0,0,0,0,0,0,0,0,10.036202097892719,19.633458833378278,54.597593137261562,89.561727441144825,133.5672980556871,184.54686812701271,255.77939620899582,325.16942654731264,361.27716480467649,369.43426096771861,367.58152562676361,452.83388313108139,441.16315703232527,421.11800460575802,370.09013758254673,356.72558408590601,318.06718117409179,294.02360056225166,217.88804376604702,171.06926579930402,117.3884100163087,84.392317191000402,52.03937067549694,26.1215756489567,10.130773881554031,2.75876049554727,3.6005173058762687,0,0,0,0,0,0,0,0,0,0,null,6288,"2021-11-09",0,0,0,0,0,0,0,0,0,0,0,1.3390623508574683E-2,2.6195592002284402E-2,7.2845864107192224E-2,0.11949613621210001,0.17820978332997334,0.24622836474110868,0.34126909387410281,0.4338515032801542,0.48202760854730881,0.49291106850328864,0.49043908944489878,0.60418552573860662,0.58861406775721015,0.56186918092671145,0.49378616016959598,0.47595474321643427,0.42437545916200259,0.39229574089498825,0.29071323321633719,0.22824611440295231,0.15662339074744586,0.11259894285689792,6.9432601450408749E-2,3.4852246054249449E-2,1.3516804222871867E-2,3.6808269488673362E-3,4.8039259481651901E-3,0,0,0,0,0,0,0,0,0,0]
[null,6336,"2021-11-10",0,0,0,0,0,0,0,0,0,0,0,1.3502120454454234,3.3068192088264259,9.0344136733677782,14.762008137909133,23.906076806469184,33.168625998333276,40.901775977616303,43.744323281076312,49.323946195214027,59.207376133746536,57.530409327755486,59.278565182813622,59.084278990140682,63.675062564739015,53.903538065350212,53.900557863297003,49.302927118759968,51.542246481336477,40.448440578246242,36.400316129003869,25.455428297771054,16.899510789902102,8.4455427071566636,4.1748710776910318,1.5499337240117317,0.88818642294545969,0.7124451493538223,5.4875051728424246E-3,0,0,{"$f":"$C$1*EQ137","v":0},0,0,0,0,0,0,null,6336,"2021-11-10",0,0,0,0,0,0,0,0,0,0,0,10.119768474128181,24.784436557210238,67.712456708101058,110.6404768589919,179.1747920056402,248.59711246121381,306.55666602173392,327.86140899511111,369.68039013550441,443.75617922774353,431.18740095867594,444.2897374172756,442.83357259175631,477.24125473803707,404.00419104374566,403.98185458564166,369.52285325974287,386.30643445008161,303.15894097682212,272.81846051749091,190.7871001833885,126.66094714287829,63.298899697337816,31.290439792832512,11.616671981375839,6.6569106625818906,5.339739033062699,4.1128563500132644E-2,0,0,0,0,0,0,0,0,0,null,6336,"2021-11-10",0,0,0,0,0,0,0,0,0,0,0,1.3502120454454234E-2,3.306819208826426E-2,9.0344136733677777E-2,0.14762008137909133,0.23906076806469184,0.33168625998333273,0.40901775977616306,0.43744323281076314,0.49323946195214025,0.59207376133746537,0.57530409327755483,0.59278565182813625,0.59084278990140682,0.63675062564739016,0.53903538065350209,0.53900557863297005,0.49302927118759965,0.51542246481336473,0.40448440578246242,0.36400316129003868,0.25455428297771054,0.16899510789902103,8.4455427071566641E-2,4.1748710776910322E-2,1.5499337240117317E-2,8.8818642294545974E-3,7.1244514935382228E-3,5.4875051728424243E-5,0,0,0,0,0,0,0,0,0]
[null,6384,"2021-11-11",0,0,0,0,0,0,0,0,0,0,0,1.3125433289155723,4.277150040402578,10.190596757335598,16.104043474268622,25.789042570301014,33.154482307588268,40.896376212572086,46.412941660071411,46.159015053645582,46.962525715809406,50.557846113293948,50.245599645029657,{"$f":"$C$1*DY138","v":54.136894212488627},53.213814508255062,54.820790655601357,56.748691667603538,46.942764728282263,44.984027163272636,40.262038413570998,35.510513181537107,23.672298077801326,15.74673667426006,7.9226264861734412,5.1648083041329773,1.5034508478764925,1.2187093744782724,0.61442571406576596,0,0,0,0,0,0,0,0,0,0,null,6384,"2021-11-11",0,0,0,0,0,0,0,0,0,0,0,9.8374434191225397,32.057015254743298,76.377988291029595,120.6989613273159,193.28752166093068,248.49110624078941,306.51619506589662,347.86256380063253,345.95939720163898,351.98166747764509,378.9284053145538,376.58813440943351,405.75318312911577,398.83474915311848,410.87895110602449,425.32846808990183,351.8335599124153,337.15292458084713,301.76186652769923,266.14943408839406,177.4226326938676,118.0209655987817,59.379670043324062,38.709967391705511,11.268285262351259,9.1341628513624524,4.6050885058170401,0,0,0,0,0,0,0,0,0,0,null,6384,"2021-11-11",0,0,0,0,0,0,0,0,0,0,0,1.3125433289155723E-2,4.2771500404025782E-2,0.10190596757335599,0.1610404347426862,0.25789042570301013,0.33154482307588268,0.40896376212572089,0.46412941660071411,0.4615901505364558,0.46962525715809406,0.50557846113293947,0.50245599645029659,0.54136894212488629,0.53213814508255064,0.54820790655601359,0.56748691667603535,0.4694276472828226,0.44984027163272633,0.40262038413571,0.35510513181537107,0.23672298077801326,0.15746736674260059,7.9226264861734411E-2,5.164808304132977E-2,1.5034508478764926E-2,1.2187093744782725E-2,6.1442571406576593E-3,0,0,0,0,0,0,0,0,0,0]
[null,6432,"2021-11-12",0,0,0,0,0,0,0,0,0,0,0,1.0177382213613073,2.1496720347628751,5.3898104131570959,9.2391786344526157,15.772484951330942,{"$f":"$C$1*DR139","v":28.156700269099812},35.737323425758767,45.404632268127351,51.698017880639682,60.121460724450813,62.665471975123936,65.214440408310793,59.535243918606454,71.673275902037688,47.853774214339467,56.619064448394809,41.991492036630021,48.4312492492217,37.237279554193428,37.020179506532585,23.919336307648937,14.68022311637465,8.2304672283225333,6.0054839501519952,2.1357560524788841,0.41558706736118994,0.57715549649395248,1.2372828707461381E-3,0,0,0,0,0,0,0,0,0,null,6432,"2021-11-12",0,0,0,0,0,0,0,0,0,0,0,7.6278945978813297,16.111679169572067,40.396346399503116,69.24715935335027,118.21394758516229,211.03299195106328,267.8493649746768,340.30533778477616,387.47393291904939,450.60719529955162,469.67442621282368,488.7788109490765,446.21353108155034,537.18744426669389,358.66152823615522,424.3569188797149,314.72403073822943,362.98967333922269,279.09145749807811,277.4643040258062,179.2741712716408,110.0275024114802,61.686920262251647,45.010787272736913,16.007379612121742,3.1148032760659818,4.3257501796042028,9.273370231877175E-3,0,0,0,0,0,0,0,0,0,null,6432,"2021-11-12",0,0,0,0,0,0,0,0,0,0,0,1.0177382213613072E-2,2.1496720347628749E-2,5.3898104131570958E-2,9.2391786344526161E-2,0.15772484951330942,0.2815670026909981,0.35737323425758766,0.45404632268127354,0.5169801788063968,0.60121460724450815,0.62665471975123932,0.65214440408310792,0.59535243918606451,0.71673275902037692,0.47853774214339467,0.56619064448394807,0.41991492036630024,0.48431249249221703,0.37237279554193425,0.37020179506532586,0.23919336307648936,0.14680223116374649,8.2304672283225341E-2,6.0054839501519949E-2,2.1357560524788842E-2,4.1558706736118996E-3,5.7715549649395249E-3,1.237282870746138E-5,0,0,0,0,0,0,0,0,0]
[null,6480,"2021-11-13",0,0,0,0,0,0,0,0,0,0,0,2.7458315080864186,6.4330156560528113,14.676015337204603,22.919015018356408,39.424703703025671,47.772148966320849,54.445185269732441,60.805599735459218,67.278524223688947,73.51906330249993,76.119838122051235,78.830996260101344,79.35498416211037,81.19177298985278,82.352457856003909,80.420467046281971,77.185039151561085,71.411850042645682,62.30312376605125,52.287552998821788,40.086528751315129,27.451312252293519,16.583872299844501,8.4729326174796942,3.1949358318758816,0.67062823783189152,0.36082479338296891,6.9220055304952764E-3,0,0,0,0,0,0,0,0,0,null,6480,"2021-11-13",0,0,0,0,0,0,0,0,0,0,0,20.57986315892629,48.215114988268468,109.9959653272609,171.77681566625341,295.48608678284108,358.04975128276624,408.06380843606331,455.73478131011791,504.24901090269282,551.02152403820025,570.51419492347532,590.83418299228606,594.7614448393881,608.52808078025362,617.22735298456814,602.74718318125429,578.49782077943235,535.22807115998728,466.95864538773043,391.89246771400639,300.44643081299569,205.74614575636119,124.29525321229821,63.504185638854324,23.945876514243352,5.0263234741269622,2.7043629043882489,5.1880068454091162E-2,0,0,0,0,0,0,0,0,0,null,6480,"2021-11-13",0,0,0,0,0,0,0,0,0,0,0,2.7458315080864187E-2,6.4330156560528109E-2,0.14676015337204604,0.22919015018356406,0.39424703703025671,0.47772148966320849,0.54445185269732443,0.60805599735459215,0.6727852422368894,0.73519063302499932,0.76119838122051231,0.78830996260101349,0.79354984162110365,0.81191772989852773,0.82352457856003913,0.80420467046281974,0.77185039151561086,0.71411850042645686,0.62303123766051249,0.52287552998821785,0.40086528751315131,0.27451312252293519,0.16583872299844502,8.4729326174796935E-2,3.1949358318758815E-2,6.7062823783189153E-3,3.6082479338296891E-3,6.9220055304952761E-5,0,0,0,0,0,0,0,0,0]
[null,6528,"2021-11-14",0,0,0,0,0,0,0,0,0,0,0,3.7872163242566148,7.6346113755942984,17.02784805847612,26.42108474135793,45.711490862165149,57.000767534499886,66.162670413149556,69.217251993400723,73.934540853987741,77.434381504983065,77.255436745899104,76.000685661918894,76.363751294367219,77.181322146160696,74.98842873939887,70.430497978927917,66.575059077303592,59.25831239503723,51.430409406048426,44.101150564980578,36.132706193197997,26.868346790784198,15.936467512485693,8.116009055455093,3.2657043743188936,0.79605169859034963,0.68099565392158756,8.1295184078884926E-3,0,0,0,0,0,0,0,0,0,null,6528,"2021-11-14",0,0,0,0,0,0,0,0,0,0,0,28.384987744848893,57.221011893337085,127.62282824070439,198.0246445880716,342.60522685511438,427.21776349317656,495.8857451092025,518.77967386783757,554.13550649853835,580.36662864256482,579.02544705727462,569.62115348325892,572.34231135893015,578.46996201887998,562.03434093274814,527.87288890551736,498.97657652095842,444.13794383496821,385.46822143564702,330.53581077558994,270.81273808236159,201.37685019364721,119.44298828160579,60.829062258912522,24.476283028679788,5.9663657351784698,5.1040267140414484,6.0930314146956745E-2,0,0,0,0,0,0,0,0,0,null,6528,"2021-11-14",0,0,0,0,0,0,0,0,0,0,0,3.7872163242566148E-2,7.6346113755942982E-2,0.17027848058476122,0.26421084741357931,0.45711490862165149,0.57000767534499885,0.66162670413149549,0.69217251993400719,0.7393454085398774,0.77434381504983063,0.77255436745899098,0.76000685661918888,0.76363751294367221,0.77181322146160702,0.74988428739398871,0.7043049797892792,0.66575059077303589,0.59258312395037227,0.51430409406048427,0.44101150564980579,0.36132706193197994,0.26868346790784198,0.15936467512485694,8.1160090554550923E-2,3.2657043743188938E-2,7.9605169859034968E-3,6.8099565392158758E-3,8.129518407888492E-5,0,0,0,0,0,0,0,0,0]
[null,6576,"2021-11-15",0,0,0,0,0,0,0,0,0,0,0,3.5650687754827604,7.5933200066148716,16.660352899167471,25.727385791720064,42.358883282051615,54.766863774711396,63.860435374077539,68.253412433308142,70.867323410044534,75.175176738044215,71.735638652895929,71.84444748950051,74.044686441644302,79.585085352767422,81.05908611542452,86.441313343155272,77.575936956563524,71.623236484953793,59.613109499154803,49.369036038882477,38.2346858695714,25.922008848072675,16.10892558049817,8.8429594988455307,3.1059605647594015,0.63382422778622549,0.94723378250726031,1.3832837818228021E-2,0,0,0,0,0,0,0,0,0,null,6576,"2021-11-15",0,0,0,0,0,0,0,0,0,0,0,26.720003516430992,56.911535248197438,124.8684712935039,192.82540733881029,317.47760885629577,410.47477196173435,478.63061422289172,511.55574690966512,531.14687260416895,563.4340073893411,537.65484981401062,538.47036633831647,554.96104190187827,596.48604119662366,607.53359961464776,647.87311043705029,581.42757932884933,536.81240145976767,446.79712952441042,370.01833614924249,286.56696552684008,194.2840969399432,120.73555245748379,66.277517710107361,23.27901155315833,4.7504793488742054,7.0994675259943296,0.1036763940396133,0,0,0,0,0,0,0,0,0,null,6576,"2021-11-15",0,0,0,0,0,0,0,0,0,0,0,3.5650687754827604E-2,7.5933200066148718E-2,0.16660352899167472,0.25727385791720064,0.42358883282051613,0.54766863774711394,0.6386043537407754,0.68253412433308147,0.70867323410044536,0.75175176738044214,0.71735638652895928,0.71844447489500507,0.74044686441644303,0.79585085352767426,0.81059086115424517,0.86441313343155268,0.77575936956563529,0.71623236484953789,0.59613109499154804,0.4936903603888248,0.382346858695714,0.25922008848072675,0.16108925580498171,8.8429594988455304E-2,3.1059605647594014E-2,6.3382422778622549E-3,9.4723378250726031E-3,1.383283781822802E-4,0,0,0,0,0,0,0,0,0]
[null,6624,"2021-11-16",0,0,0,0,0,0,0,0,0,0,0,2.4869534570201859,6.532694751663576,13.913362773619509,21.958818685988305,30.686867714111106,38.329415641786404,48.788505054774419,65.434925961603469,69.228113702591159,63.123131193917303,66.447157675548311,79.756391386970833,79.456846065121084,75.515710340957554,66.773255170741834,65.032174882340826,57.591303198517586,58.387029840249923,51.676935483177807,43.824822907121892,34.75034597134313,23.430683026928154,13.85460360219308,6.8630153447544195,2.609985707456401,0.88316534882591069,0.95830727716376751,7.9680732405964724E-3,0,0,0,0,0,0,0,0,0,null,6624,"2021-11-16",0,0,0,0,0,0,0,0,0,0,0,18.6395857420117,48.962204582598559,104.27992435746241,164.58019450882131,229.99646426688312,287.27696020186647,365.66728686698451,490.43133860851964,518.86108180862084,473.10455805756766,498.01796222208139,597.76997093951638,595.52489446071218,565.98628888525002,500.46204584767452,487.41274039012012,431.64379732670176,437.60772677777572,387.31592145565492,328.4647494708409,260.4520207119275,175.6117405581108,103.8395274490117,51.437940105468449,19.561706007095488,6.6192779753660744,7.1824627877395919,5.9720291084450913E-2,0,0,0,0,0,0,0,0,0,null,6624,"2021-11-16",0,0,0,0,0,0,0,0,0,0,0,2.4869534570201857E-2,6.5326947516635758E-2,0.13913362773619509,0.21958818685988304,0.30686867714111105,0.38329415641786402,0.48788505054774417,0.65434925961603463,0.69228113702591154,0.63123131193917303,0.66447157675548307,0.79756391386970826,0.79456846065121078,0.75515710340957554,0.66773255170741841,0.65032174882340821,0.57591303198517585,0.58387029840249927,0.5167693548317781,0.43824822907121891,0.34750345971343127,0.23430683026928154,0.1385460360219308,6.8630153447544195E-2,2.6099857074564008E-2,8.8316534882591068E-3,9.5830727716376754E-3,7.9680732405964716E-5,0,0,0,0,0,0,0,0,0]
[null,6672,"2021-11-17",0,0,0,0,0,0,0,0,0,0,0,2.6856806046848627,6.0669846390323867,12.973136317488482,21.95075208453861,34.657293672414646,40.953759672102457,48.319629177549871,56.518263130739513,57.837469533951989,56.922658571721684,62.5483021979773,64.585096652536848,64.83186925258083,67.581350771562384,63.97784444689384,64.997194009430302,60.158437678284805,63.034146867508369,49.081458270049886,41.634238097057249,31.273874366467215,30.740329405701534,14.013953476773786,8.2392534766016592,2.7683180418447795,0.55393807342754942,0.69476677142712739,1.2693989284737675E-2,0,0,0,0,0,0,0,0,0,null,6672,"2021-11-17",0,0,0,0,0,0,0,0,0,0,0,20.12903529230584,45.471731710737124,97.232976375186652,164.51973575397659,259.75459861121521,306.94628108583009,362.15308675551177,423.60141829001151,433.48880110157103,426.632340913267,468.79624487761129,484.06191250297383,485.9114601992988,506.51867999847389,479.51058906659932,487.15056058208813,450.88433562942851,472.43762519756075,367.86295585271125,312.0464311958894,234.39604834306959,230.39715684176821,105.0338464025255,61.752772732343942,20.748398550228632,4.1517368112666597,5.2072405175741396,9.5140784003472076E-2,0,0,0,0,0,0,0,0,0,null,6672,"2021-11-17",0,0,0,0,0,0,0,0,0,0,0,2.6856806046848626E-2,6.066984639032387E-2,0.12973136317488482,0.21950752084538611,0.34657293672414646,0.40953759672102458,0.48319629177549872,0.5651826313073951,0.57837469533951991,0.56922658571721685,0.62548302197977301,0.64585096652536844,0.64831869252580832,0.67581350771562387,0.63977844446893839,0.64997194009430304,0.60158437678284804,0.63034146867508367,0.49081458270049888,0.41634238097057247,0.31273874366467214,0.30740329405701533,0.14013953476773786,8.2392534766016587E-2,2.7683180418447795E-2,5.5393807342754946E-3,6.9476677142712743E-3,1.2693989284737675E-4,0,0,0,0,0,0,0,0,0]
[null,6720,"2021-11-18",0,0,0,0,0,0,0,0,0,0,0,2.04327189036829,4.3828252632951994,11.603590344393188,18.379978190384215,26.131327469569847,37.533473727843834,45.996849249898851,54.55083826805491,59.150435949989522,62.093553697957546,63.531282040586731,68.921851423400014,69.653381918501694,80.840056785751273,72.426859309078566,68.981719411939707,63.835877460022118,60.778452334561784,54.291451786696435,60.375570191044972,41.237117361784691,35.386966085340525,15.784996135815813,7.280547312501243,2.4913052404230545,0.6452846564233421,0.65742731914319275,1.3241725737519101E-2,0,0,0,0,0,0,0,0,0,null,6720,"2021-11-18",0,0,0,0,0,0,0,0,0,0,0,15.31421566706584,32.849045508607922,86.968301127213422,137.75697267228389,195.85292903118429,281.3114172968659,344.74397300669602,408.85567211794012,443.3294155364855,465.38792871743453,476.16362724951188,516.56566208678692,522.04844478537495,605.89198627486633,542.83551238378914,517.01436952135407,478.44655394488814,455.53131296402887,406.91158404264769,452.51173242591739,309.07003211043462,265.22345508133537,118.30771825677721,54.567320307932206,18.67220213040428,4.8363746605129254,4.9273832808246913,9.9246039993215296E-2,0,0,0,0,0,0,0,0,0,null,6720,"2021-11-18",0,0,0,0,0,0,0,0,0,0,0,2.0432718903682902E-2,4.3828252632951994E-2,0.11603590344393189,0.18379978190384216,0.26131327469569848,0.37533473727843836,0.45996849249898852,0.54550838268054913,0.59150435949989522,0.62093553697957549,0.63531282040586734,0.68921851423400016,0.69653381918501689,0.80840056785751269,0.72426859309078562,0.68981719411939713,0.63835877460022117,0.60778452334561783,0.54291451786696432,0.60375570191044969,0.41237117361784692,0.35386966085340527,0.15784996135815813,7.2805473125012427E-2,2.4913052404230543E-2,6.4528465642334212E-3,6.574273191431927E-3,1.32417257375191E-4,0,0,0,0,0,0,0,0,0]
[null,6768,"2021-11-19",0,0,0,0,0,0,0,0,0,0,0,2.9454191733909525,6.9632326320398006,15.939587424583593,24.91594221712737,40.294681539339258,50.992423926002651,58.328919203983276,67.43837381335473,74.143579235009526,76.48952671393252,78.102086026323562,81.679115299553828,83.354158770727054,83.439585060327701,83.208971075412165,80.77205280227642,76.334379316084295,70.766384920299402,61.912601850933278,51.460660881249268,40.334255356343853,29.018757657228317,17.704652972584807,9.8814699939747364,3.4578096555437261,0.64199229012671244,0.70104690663038405,1.5646529180829091E-2,0,0,0,0,0,0,0,0,0,null,6768,"2021-11-19",0,0,0,0,0,0,0,0,0,0,0,22.075762243804739,52.189063418176474,119.46637185916819,186.74368030015981,302.00652504349381,382.1855432311055,437.17219060633772,505.44707519456375,555.70223820211254,573.28499153278187,585.37103901491139,612.18068583473939,624.73504881020904,625.3753143709248,623.64687464761346,605.38229998492,572.12216992199581,530.39034391684572,464.03170411328546,385.69495465585931,302.30312872665223,217.49406686792511,132.69544557961478,74.061099410560047,25.916102037264661,4.8116985477747045,5.2543098015859062,0.1172699156904989,0,0,0,0,0,0,0,0,0,null,6768,"2021-11-19",0,0,0,0,0,0,0,0,0,0,0,2.9454191733909525E-2,6.9632326320398008E-2,0.15939587424583593,0.24915942217127371,0.40294681539339261,0.5099242392600265,0.58328919203983276,0.67438373813354724,0.74143579235009527,0.76489526713932521,0.78102086026323558,0.81679115299553828,0.8335415877072706,0.83439585060327703,0.83208971075412164,0.80772052802276417,0.76334379316084289,0.70766384920299408,0.6191260185093328,0.51460660881249265,0.40334255356343851,0.29018757657228317,0.17704652972584808,9.8814699939747355E-2,3.4578096555437261E-2,6.4199229012671241E-3,7.010469066303841E-3,1.5646529180829091E-4,0,0,0,0,0,0,0,0,0]
[null,6816,"2021-11-20",0,0,0,0,0,0,0,0,0,0,0,2.9782954034807299,6.7749806580436776,15.634227848663995,24.493475039284313,41.483274408372559,51.562449124781537,60.377526456216138,67.281566154450843,71.188677098879495,74.641897752165107,78.08157697991831,80.439573576709861,81.558961393803713,81.896993694988069,80.482651394563732,77.85101402396289,71.895542740644899,65.461051197043517,56.328039841733037,53.250791060653846,37.391045535887955,26.963634006302094,17.17605013811518,8.9571528054923277,3.3549711547913827,0.66481116939707274,0.40041949811484695,1.6232524510017315E-2,0,0,0,0,0,0,0,0,0,null,6816,"2021-11-20",0,0,0,0,0,0,0,0,0,0,0,22.322167864264863,50.778124745199449,117.1777178510158,183.57731095683218,310.91496626588622,386.4578522032553,452.52639453078677,504.27181001423139,533.55540164987451,559.4371093558666,585.21732478761919,602.89038562484541,611.28013861213469,613.81367298275563,603.21325161061588,583.48926752368789,538.85332256615709,490.6271458781091,422.17570471440968,399.11188647425951,280.24392546723499,202.09102287699591,128.7335950557322,67.13339055501261,25.145332867080839,4.9827248512609472,3.0011231399673131,0.1216619199525769,0,0,0,0,0,0,0,0,0,null,6816,"2021-11-20",0,0,0,0,0,0,0,0,0,0,0,2.9782954034807296E-2,6.7749806580436778E-2,0.15634227848663995,0.24493475039284313,0.41483274408372561,0.5156244912478154,0.60377526456216135,0.67281566154450845,0.71188677098879494,0.74641897752165109,0.7808157697991831,0.80439573576709855,0.81558961393803719,0.81896993694988074,0.80482651394563731,0.77851014023962883,0.71895542740644902,0.65461051197043518,0.56328039841733035,0.53250791060653846,0.37391045535887951,0.26963634006302095,0.17176050138115181,8.9571528054923272E-2,3.3549711547913828E-2,6.6481116939707272E-3,4.0041949811484697E-3,1.6232524510017315E-4,0,0,0,0,0,0,0,0,0]
[null,6864,"2021-11-21",0,0,0,0,0,0,0,0,0,0,0,2.0964176938296863,4.1271335125516,10.691305733670978,17.255477954790361,33.123336527352151,42.276816931886579,49.978969804826399,56.106719429323405,60.949385840650493,62.499225520095202,64.475216978326543,67.504906606738217,65.292906683680371,62.627073970728965,63.187097785852053,59.215794984581052,59.234502773086504,59.738392909908299,51.303842371454053,39.8219611043654,31.803792804466298,20.911013532525914,11.457225078153124,6.1825659047950117,2.4383006029116778,0.70427374844382362,1.0209723325033007,1.437762721219827E-2,0,0,0,0,0,0,0,0,0,null,6864,"2021-11-21",0,0,0,0,0,0,0,0,0,0,0,15.712540676989319,30.932649245518661,80.130775810978122,129.32890237643761,248.25767025123591,316.86252586545123,374.58975773944854,420.51691982966571,456.8124506282378,468.42841775051556,483.23837010696889,505.94573499192609,489.36691156812066,469.38663518351359,473.58398430964581,443.81927807325513,443.95949196704822,447.73612211801913,384.5196081486655,298.46351017330244,238.3677592464139,156.72694983158269,85.871301132286732,46.338007236429519,18.274935151873311,5.2784948117587875,7.6521340912905105,0.1077595619781135,0,0,0,0,0,0,0,0,0,null,6864,"2021-11-21",0,0,0,0,0,0,0,0,0,0,0,2.0964176938296865E-2,4.1271335125516E-2,0.10691305733670978,0.1725547795479036,0.33123336527352149,0.42276816931886579,0.49978969804826395,0.56106719429323404,0.60949385840650494,0.62499225520095203,0.64475216978326544,0.67504906606738224,0.65292906683680374,0.62627073970728964,0.63187097785852053,0.59215794984581049,0.59234502773086506,0.597383929099083,0.51303842371454056,0.398219611043654,0.31803792804466297,0.20911013532525913,0.11457225078153124,6.1825659047950114E-2,2.4383006029116777E-2,7.0427374844382364E-3,1.0209723325033006E-2,1.4377627212198269E-4,0,0,0,0,0,0,0,0,0]
[null,6912,"2021-11-22",0,0,0,0,0,{"$f":"$C$1*DG149","v":0},0,0,0,0,0,1.659977948342527,3.3875658950156913,9.1758731122052506,14.9641803293948,28.309872027636747,39.540288911069247,46.021807354475158,54.602024243573119,62.254871972944059,60.553204659858153,56.918521481072823,56.7404959548522,56.234527741478544,70.943191295838318,59.996771504341517,53.454209722313571,50.609898816128393,54.299040808279273,46.025020692935335,41.716092183259427,32.230483982502662,28.717864779679076,17.170750862652216,8.9199763291515968,3.19762753493402,0.95960137282237679,1.1212725754099249,1.8654780495401976E-2,0,0,0,0,0,0,0,0,0,null,6912,"2021-11-22",0,0,0,0,0,0,0,0,0,0,0,12.441447671904729,25.389628735760891,68.772687783911877,112.15574683206279,212.18100624881569,296.35239185572249,344.93103269166721,409.23930832020471,466.5970007287649,453.84309345434099,426.60133363580701,425.26704165262203,421.47483642687138,531.71549842960474,449.67265613366129,400.63649867591886,379.31853759260161,406.96846336143511,344.9551164949155,312.65992327946367,241.56578724967952,215.2388905298204,128.69387726403662,66.854754814410853,23.966050687508471,7.1921619668371823,8.4038791520294769,0.13981660153748118,0,0,0,0,0,0,0,0,0,null,6912,"2021-11-22",0,0,0,0,0,0,0,0,0,0,0,1.6599779483425271E-2,3.3875658950156914E-2,9.1758731122052503E-2,0.14964180329394799,0.28309872027636745,0.39540288911069249,0.46021807354475158,0.54602024243573122,0.62254871972944059,0.60553204659858151,0.56918521481072826,0.56740495954852199,0.56234527741478546,0.70943191295838315,0.59996771504341517,0.53454209722313573,0.50609898816128396,0.54299040808279275,0.46025020692935337,0.41716092183259429,0.32230483982502661,0.28717864779679075,0.17170750862652215,8.9199763291515966E-2,3.1976275349340201E-2,9.5960137282237682E-3,1.1212725754099248E-2,1.8654780495401974E-4,0,0,0,0,0,0,0,0,0]
[null,6960,"2021-11-23",{"$f":"$C$1*DB150","v":0},0,0,0,0,0,0,0,0,0,0,2.3812064299680009,4.6318708645489499,10.785860561976794,16.939850259404636,27.796234747605773,34.478500632413372,44.550763626359412,51.612702265897838,56.222390850340773,61.460709675776883,62.703689177474111,65.355719057334269,64.363413699535712,71.914911582450017,67.615980018623816,66.465235819083745,60.905148456278958,53.677318651272763,47.046987183256576,48.907538005197623,30.788907899728695,19.775070434189065,11.05970693508033,5.505407096519626,1.9757933764233564,0.59077881842766244,0.5207325758911614,8.5962492263582883E-3,0,0,0,0,0,0,0,0,0,null,6960,"2021-11-23",0,0,0,0,0,0,0,0,0,0,0,17.847017319736629,34.715629229801571,80.839459290579384,126.9632893513572,208.33132177064201,258.41455415249351,333.90563709246061,386.8344968605964,421.38387106426461,460.64479595817096,469.96086214028946,489.83768701471229,482.40041039550863,538.99849101976474,506.77822438920663,498.15345695984342,456.48089375222628,402.30868839841008,352.61470174691686,366.55943258819809,230.76125010699641,148.21311587955299,82.891923496209614,41.262737479298288,14.80846774369008,4.4278562630765776,3.902863348561306,6.4428437155551702E-2,0,0,0,0,0,0,0,0,0,null,6960,"2021-11-23",0,0,0,0,0,0,0,0,0,0,0,2.3812064299680011E-2,4.6318708645489502E-2,0.10785860561976794,0.16939850259404637,0.27796234747605775,0.34478500632413372,0.44550763626359413,0.51612702265897836,0.56222390850340775,0.61460709675776881,0.62703689177474109,0.65355719057334272,0.6436341369953571,0.71914911582450014,0.67615980018623822,0.66465235819083746,0.60905148456278957,0.53677318651272765,0.47046987183256578,0.48907538005197621,0.30788907899728696,0.19775070434189065,0.1105970693508033,5.505407096519626E-2,1.9757933764233564E-2,5.9077881842766241E-3,5.2073257589116137E-3,8.5962492263582884E-5,0,0,0,0,0,0,0,0,0]
[null,7008,"2021-11-24",0,0,0,0,0,0,0,0,0,0,0,2.1242988177766162,4.1518184127487219,10.318070746331097,16.484323079913469,29.338387949400051,40.938339000042802,46.212178936098461,52.302715959096687,57.57362725200754,62.100018000750758,63.668299922753121,66.787852859419615,66.75253725888814,68.851555501761297,64.5277583393583,62.004679830154373,57.046074707573055,55.478283195140435,46.905455633718667,38.229379676256777,29.231661371420071,19.13266083112633,10.341629765861288,6.2757647397510707,2.5533152986132679,0.50938578619005659,0.77676651048495982,3.1986033058366005E-4,0,0,0,0,0,0,0,0,0,null,7008,"2021-11-24",0,0,0,0,0,0,0,0,0,0,0,15.92150823885722,31.117661277994962,77.333399153685946,123.54913702937689,219.8896791460165,306.83070395741862,346.35785771265557,392.00611330610582,431.51131703455349,465.43637832787499,477.1905690909926,500.57145475879685,500.30676618479919,516.038797840494,483.63216485257982,464.72182373888523,427.55733837940602,415.8068232102961,351.55393020518784,286.52719588620914,219.08976904090622,143.3982895932071,77.509972769605909,47.03652761698401,19.136964264669761,3.8178197547886539,5.821824261663342,2.3973364039252898E-3,0,0,0,0,0,0,0,0,0,null,7008,"2021-11-24",0,0,0,0,0,0,0,0,0,0,0,2.1242988177766164E-2,4.1518184127487222E-2,0.10318070746331097,0.16484323079913468,0.29338387949400052,0.409383390000428,0.46212178936098458,0.52302715959096691,0.57573627252007542,0.62100018000750756,0.63668299922753124,0.66787852859419616,0.66752537258888134,0.68851555501761297,0.64527758339358299,0.62004679830154374,0.57046074707573058,0.55478283195140432,0.46905455633718668,0.38229379676256775,0.2923166137142007,0.1913266083112633,0.10341629765861288,6.2757647397510705E-2,2.5533152986132679E-2,5.0938578619005659E-3,7.7676651048495977E-3,3.1986033058366007E-6,0,0,0,0,0,0,0,0,0]
[null,7056,"2021-11-25",0,0,0,0,0,0,0,0,0,0,0,1.1722111697591777,2.2877668051922093,4.5561748119128715,6.8245828186335329,13.963681589758123,18.673399062734667,21.876408748495365,24.013206508544251,25.921507211895811,28.986332092097143,29.039195285746516,28.097924132650586,27.698318395668597,28.075068686370681,36.505606875410088,43.796258428185553,32.536654086953298,26.423889819008355,21.785850846147429,26.100500439833237,17.989190879059926,13.173252426952461,6.4635739118313165,3.3234579554617705,1.2235358448323495,0.59217223182069079,0.61908517397368512,6.6231091117733539E-3,0,0,0,0,0,0,0,0,0,null,7056,"2021-11-25",0,0,0,0,0,0,0,0,0,0,0,8.7856612454057217,17.1466922321105,34.148291284871718,51.149890337632939,104.6570612456517,139.9561467232632,163.96253634897221,179.97772350470291,194.2803372031039,217.25103895769641,217.64724582189911,210.59246789065639,207.59744384770539,210.4211675193512,273.60760914025229,328.25066019916324,243.86051612666708,198.04566849796041,163.28380961982239,195.62188205990898,134.8280422671902,98.732836121328006,48.444147512822518,24.90914309068944,9.1703369935612731,4.4382998233853179,4.6400109134801042,4.9639855470200861E-2,0,0,0,0,0,0,0,0,0,null,7056,"2021-11-25",0,0,0,0,0,0,0,0,0,0,0,1.1722111697591778E-2,2.2877668051922095E-2,4.5561748119128713E-2,6.8245828186335331E-2,0.13963681589758123,0.18673399062734666,0.21876408748495366,0.24013206508544252,0.25921507211895811,0.28986332092097145,0.29039195285746516,0.28097924132650587,0.27698318395668597,0.2807506868637068,0.36505606875410085,0.43796258428185553,0.32536654086953298,0.26423889819008356,0.21785850846147428,0.26100500439833235,0.17989190879059927,0.13173252426952461,6.4635739118313162E-2,3.3234579554617706E-2,1.2235358448323495E-2,5.9217223182069078E-3,6.1908517397368515E-3,6.623109111773354E-5,0,0,0,0,0,0,0,0,0]
[null,7104,"2021-11-26",0,0,0,0,0,0,0,0,0,0,0,0.77023530439153942,2.2626712222719925,5.7507589443887204,10.634398935047013,20.434286892441236,30.1615584814237,36.085989585687479,39.123557932083564,40.350006089101008,43.86466302779867,46.544727150366519,57.495873926643725,49.653451017758989,50.093823921264878,51.452256282829353,50.776810078143676,46.909685464929616,46.743866483700884,34.943317765805624,22.368014379123249,18.445160599393709,14.693708638727742,7.5153332338224912,4.6645131092319936,2.2994101921140531,0.85783742251662398,0.65669759043529474,1.509385241954244E-2,0,0,0,0,0,0,0,0,0,null,7104,"2021-11-26",0,0,0,0,0,0,0,0,0,0,0,5.7728732144962098,16.958602154161223,43.101636712578099,79.704262339541586,153.15390866417519,226.05929911563848,270.4625995589364,293.22901502201881,302.42117964268277,328.76334908605719,348.85028913943,430.92855993841471,372.1500115009128,375.45058331908893,385.63196263144772,380.56952874841073,351.58563256829729,350.34282799970299,261.89833419178785,167.64709477023172,138.2455114095786,110.12857569432221,56.327028475823781,34.960281141908659,17.23395880649873,6.4294464959000432,4.9219140024267078,0.1131276323475838,0,0,0,0,0,0,0,0,0,null,7104,"2021-11-26",0,0,0,0,0,0,0,0,0,0,0,7.7023530439153942E-3,2.2626712222719926E-2,5.7507589443887203E-2,0.10634398935047014,0.20434286892441236,0.301615584814237,0.36085989585687478,0.39123557932083564,0.40350006089101009,0.43864663027798673,0.46544727150366522,0.57495873926643726,0.49653451017758993,0.50093823921264879,0.51452256282829356,0.50776810078143675,0.46909685464929618,0.46743866483700885,0.34943317765805626,0.22368014379123249,0.18445160599393709,0.14693708638727743,7.515333233822491E-2,4.6645131092319936E-2,2.2994101921140531E-2,8.5783742251662395E-3,6.5669759043529476E-3,1.5093852419542441E-4,0,0,0,0,0,0,0,0,0]
[null,7152,"2021-11-27",0,0,0,0,0,0,0,0,0,0,0,1.575113791617927,3.0503317687328053,6.3738079749879732,9.6972841812431412,20.480165777127695,30.677234303734497,36.14643942705397,43.143520414973814,45.273894365394938,52.570504910767049,55.79336371829681,57.666658804665374,51.436206448550173,51.461258280415791,51.90384779491233,50.002660174923939,43.667332726558001,46.213342296699217,42.333144459248729,38.270397268279361,30.339995601198915,21.700567931171761,14.235571131079542,9.8132170793183242,4.1092186988296486,1.6405482091159034,1.0288976025907743,2.5639762081045243E-2,0,0,0,0,0,0,0,0,0,null,7152,"2021-11-27",0,0,0,0,0,0,0,0,0,0,0,11.80539526761606,22.862076644169321,47.771356523598179,72.680636403027052,153.49776849896509,229.9242623612962,270.91566794992741,323.35842302038282,339.32546405982453,394.0131774557517,418.16833520821177,432.20858364305519,385.51166996519481,385.6994321312842,389.01661733259402,374.76731582098273,327.28436882645889,346.36657703935043,317.28469772915804,286.83462058741441,227.39667597093069,162.6446186444021,106.6948590996932,73.549547394462124,30.798378656143587,12.29582279531636,7.7115335749869471,0.19216867222237852,0,0,0,0,0,0,0,0,0,null,7152,"2021-11-27",0,0,0,0,0,0,0,0,0,0,0,1.575113791617927E-2,3.0503317687328054E-2,6.3738079749879731E-2,9.6972841812431418E-2,0.20480165777127696,0.30677234303734496,0.36146439427053967,0.43143520414973813,0.45273894365394934,0.52570504910767046,0.55793363718296807,0.57666658804665372,0.5143620644855017,0.51461258280415789,0.51903847794912328,0.50002660174923941,0.43667332726558,0.46213342296699217,0.42333144459248728,0.3827039726827936,0.30339995601198916,0.21700567931171763,0.14235571131079541,9.8132170793183246E-2,4.1092186988296489E-2,1.6405482091159034E-2,1.0288976025907743E-2,2.5639762081045242E-4,0,0,0,0,0,0,0,0,0]
[null,7200,"2021-11-28",0,0,0,0,0,0,0,0,0,0,0,1.8501550300999845,3.6152627963131097,9.3026763601244777,14.990089923935848,24.846006810748417,32.515172247413332,37.857289896205089,44.359631195109102,46.467237810343811,47.571126361866348,47.396565723492408,53.289026849423372,51.897459678130708,60.107671185068646,52.516065369771603,47.036204833940765,43.034057782960737,40.058715785775746,29.977175252073536,29.617838008104791,19.767886676462805,14.937696625582685,8.1399780632927694,5.2282016910743652,2.445166822350513,0.75272923789008239,0.69867704285498,1.3035409077727969E-2,0,0,0,0,0,0,0,0,0,null,7200,"2021-11-28",0,0,0,0,0,0,0,0,0,0,0,13.86681492659836,27.096205070329241,69.72307147737591,112.3499378844226,186.21951809683299,243.69951086584442,283.73840249748611,332.47310954341754,348.26951059957912,356.54309740420842,355.23477457373218,399.39846170596371,388.96873873231505,450.50384342501968,393.60515595085548,352.53388860423212,322.53800633377597,300.23797409481801,224.67735648090201,221.9841426813648,148.15927399211819,111.9572528608232,61.008708715696891,39.185097502417889,18.326397106495889,5.641666164103623,5.2365477968673062,9.7699707447535075E-2,0,0,0,0,0,0,0,0,0,null,7200,"2021-11-28",0,0,0,0,0,0,0,0,0,0,0,1.8501550300999845E-2,3.6152627963131095E-2,9.3026763601244775E-2,0.14990089923935848,0.24846006810748417,0.32515172247413332,0.37857289896205087,0.443596311951091,0.46467237810343809,0.47571126361866345,0.47396565723492406,0.53289026849423371,0.51897459678130708,0.60107671185068645,0.52516065369771603,0.47036204833940765,0.43034057782960738,0.40058715785775745,0.29977175252073535,0.29617838008104791,0.19767886676462806,0.14937696625582686,8.1399780632927687E-2,5.2282016910743655E-2,2.445166822350513E-2,7.5272923789008244E-3,6.9867704285498005E-3,1.3035409077727969E-4,0,0,0,0,0,0,0,0,0]
[null,7248,"2021-11-29",0,0,0,0,0,0,0,0,0,0,0,1.3022448635127253,4.1075525415261591,8.7244616117884526,13.699754268347988,18.411464816082709,23.694918235505561,32.780691866783627,44.650922312731218,48.528693408381713,51.820591635342105,47.023293700478078,53.209881394056971,51.949150474937952,52.583407568191291,51.413029751082071,51.943800352212477,44.169778544293919,43.361082691026766,32.306383273659009,28.096008329769084,18.050842206549397,12.882128940578525,7.025953267078525,4.1433605546268302,1.7239909326668399,0.73663124990747464,1.0027035139096434,1.2199589112571543E-2,0,0,0,0,0,0,0,0,0,null,7248,"2021-11-29",0,0,0,0,0,0,0,0,0,0,0,9.7602569609901444,30.785890894528908,65.389382260763611,102.67893981229841,137.99296328070361,177.59216958963688,245.68956648890742,334.65632119439448,363.72001220205669,388.3926167826524,352.43712033600224,398.8052706684602,389.35615854366768,394.10988219651802,385.3379618330809,389.3160596544061,331.05017388162275,324.9890408702139,242.1346484566607,210.57810904852619,135.2901157336658,96.550880857765421,52.659151288658165,31.054270074910011,12.921221632509811,5.5210125883687491,7.5152102539663739,9.143528063993199E-2,0,0,0,0,0,0,0,0,0,null,7248,"2021-11-29",0,0,0,0,0,0,0,0,0,0,0,1.3022448635127254E-2,4.1075525415261591E-2,8.7244616117884519E-2,0.13699754268347988,0.18411464816082709,0.2369491823550556,0.32780691866783629,0.44650922312731217,0.48528693408381712,0.51820591635342106,0.4702329370047808,0.53209881394056968,0.51949150474937955,0.52583407568191287,0.51413029751082073,0.51943800352212477,0.44169778544293919,0.43361082691026764,0.32306383273659006,0.28096008329769084,0.18050842206549397,0.12882128940578524,7.0259532670785246E-2,4.14336055462683E-2,1.7239909326668398E-2,7.3663124990747467E-3,1.0027035139096434E-2,1.2199589112571543E-4,0,0,0,0,0,0,0,0,0]
[null,7296,"2021-11-30",0,0,0,0,0,0,0,0,0,0,0,0.95326863192141986,2.6052224554321377,6.8211260537198433,11.68600956756833,22.637317456083959,33.528954513179059,35.209003721452717,40.44262923364478,45.791524020074228,48.539279431582244,46.15175460446698,52.758573348165761,52.2392013235457,47.958196068547338,42.013555136815953,41.050791893623064,36.84326599739898,28.104293176401431,23.416181925567351,23.714987498562742,17.433726516967564,11.688832093261817,6.6150062363965008,3.8623449141190584,2.4642356037620625,0.9001467195224917,0.60133624531664009,1.7761633945110059E-2,0,0,0,0,0,0,0,0,0,null,7296,"2021-11-30",0,0,0,0,0,0,0,0,0,0,0,7.1446984058798479,19.52600568296339,51.12398206588108,87.586028882763685,169.66550720952651,251.29775578399122,263.8896364965226,303.115385253787,343.20507117662316,363.79935389080293,345.90498051579073,395.42274053155603,391.5300744434229,359.44416455745557,314.88939251711167,307.67353249765921,276.13834655237321,210.64020353956988,175.503055563864,177.74258766379799,130.66486600242089,87.607183564820261,49.579124844174324,28.948072586048671,18.469316623189272,6.7465524582166951,4.5069836239673213,0.13312251498055169,0,0,0,0,0,0,0,0,0,null,7296,"2021-11-30",0,0,0,0,0,0,0,0,0,0,0,9.5326863192141988E-3,2.6052224554321379E-2,6.8211260537198434E-2,0.1168600956756833,0.22637317456083961,0.3352895451317906,0.3520900372145272,0.40442629233644783,0.45791524020074226,0.48539279431582244,0.46151754604466982,0.5275857334816576,0.52239201323545703,0.47958196068547337,0.4201355513681595,0.41050791893623062,0.36843265997398983,0.28104293176401429,0.2341618192556735,0.23714987498562742,0.17433726516967565,0.11688832093261817,6.6150062363965006E-2,3.8623449141190584E-2,2.4642356037620626E-2,9.0014671952249169E-3,6.0133624531664006E-3,1.7761633945110057E-4,0,0,0,0,0,0,0,0,0]
[null,7344,"2021-12-01",0,0,0,0,0,0,0,0,0,0,0,1.5858028503483459,4.318148057395379,10.387960615750384,17.395861484697136,28.259679831865903,35.597425282799072,42.865827507977343,49.129092332762923,52.352755975223445,57.212673260553323,58.435117277327542,64.079909515703449,65.604821205729252,70.476748008386153,63.398349890006756,61.648301823837379,57.242795482888454,53.085937906898991,45.483787692634365,39.1297112180184,30.983942336362237,37.916278609313544,14.407678396919632,12.731188685619585,3.9830072238221761,1.1836047384499722,0.59197333019910747,5.2850748114085265E-2,0,0,0,0,0,0,0,0,0,null,7344,"2021-12-01",0,0,0,0,0,0,0,0,0,0,0,11.8855092022555,32.364293242126863,77.85722005988805,130.3810695712346,211.80481837364272,266.80083572959398,321.27712924494119,368.21997065476705,392.38116060282681,428.80598579739649,437.9681395969186,480.27556140493198,491.70469455376394,528.21953045090845,475.16730775201131,462.05078927036243,429.03175027415853,397.87632073193299,340.89860354046567,293.27513357741583,232.22302298176169,284.1805198088062,107.9847940316856,95.419591562307787,29.85243026961998,8.87105544525296,4.4368090661621533,0.39611358556838472,0,0,0,0,0,0,0,0,0,null,7344,"2021-12-01",0,0,0,0,0,0,0,0,0,0,0,1.5858028503483459E-2,4.3181480573953789E-2,0.10387960615750383,0.17395861484697137,0.28259679831865903,0.35597425282799072,0.42865827507977344,0.49129092332762925,0.52352755975223442,0.57212673260553326,0.58435117277327542,0.64079909515703448,0.65604821205729247,0.70476748008386148,0.63398349890006755,0.61648301823837381,0.57242795482888453,0.53085937906898994,0.45483787692634364,0.39129711218018398,0.30983942336362236,0.37916278609313542,0.14407678396919632,0.12731188685619585,3.9830072238221763E-2,1.1836047384499723E-2,5.9197333019910744E-3,5.2850748114085264E-4,0,0,0,0,0,0,0,0,0]
[null,7392,"2021-12-02",0,0,0,0,0,0,0,0,0,0,0,1.9185746505025376,5.3705890099125497,13.147475338791882,21.147976892578814,29.888248290772719,38.817250612385315,47.418788853050316,53.144076460478338,58.449744988083282,63.230463572968056,66.48394365312555,69.069826521288007,69.825900443637224,69.854798253923548,66.442207043113328,61.072110709770854,57.525825863188153,62.440858708194092,51.90130038198474,43.269514940927031,33.910759722332017,24.464417974008281,14.019656305624595,7.8384325896988196,3.4108527259382302,1.2943980564254773,0.86601487510078401,5.5363233745815893E-2,0,0,0,0,0,0,0,0,0,null,7392,"2021-12-02",0,0,0,0,0,0,0,0,0,0,0,14.379616393521401,40.252282990175068,98.53963819734102,158.50297778858092,224.01085356937219,290.93325772394604,355.40133576436529,398.31206614216569,438.07777352194097,473.90900860993452,498.293671194929,517.67472768549362,523.34146208421987,523.55804965688537,497.98085749159748,457.73226708647866,431.15304813210531,467.99096155613142,388.9975246062906,324.30274538512185,254.15936580434129,183.35952977637021,105.0765888057002,58.748641204459865,25.564162312340351,9.7014455533657209,6.4907360741844391,0.4149445336209181,0,0,0,0,0,0,0,0,0,null,7392,"2021-12-02",0,0,0,0,0,0,0,0,0,0,0,1.9185746505025376E-2,5.3705890099125499E-2,0.13147475338791881,0.21147976892578815,0.29888248290772718,0.38817250612385312,0.47418788853050314,0.5314407646047834,0.58449744988083285,0.63230463572968054,0.66483943653125555,0.69069826521288002,0.69825900443637223,0.69854798253923545,0.66442207043113333,0.61072110709770855,0.57525825863188151,0.62440858708194091,0.51901300381984738,0.43269514940927034,0.33910759722332018,0.24464417974008282,0.14019656305624595,7.8384325896988197E-2,3.41085272593823E-2,1.2943980564254774E-2,8.6601487510078404E-3,5.5363233745815894E-4,0,0,0,0,0,0,0,0,0]
[null,7440,"2021-12-03",0,0,0,0,0,0,0,0,0,0,0,2.948926690944381,7.0765170198757668,15.260053507289612,24.537629599564941,33.668409638213106,43.140442911672991,51.677267089206126,58.336790126715442,61.318077121973658,64.518355611811316,67.639658559012318,69.788983943415573,70.607871432096545,69.119469679805775,66.394869262840373,63.200833646639133,68.027493418868431,82.188141849153482,56.103947116974638,44.148297212741198,34.744157282350223,25.291452594240159,16.111242690397997,13.886401638282711,4.82571356042983,1.2077185897641391,1.2224253368656153,7.6010417653514351E-2,0,0,0,0,0,0,0,0,0,null,7440,"2021-12-03",0,0,0,0,0,0,0,0,0,0,0,22.102050903929918,53.038123964259157,114.3733007844957,183.90824707062569,252.34296463295357,323.33535729453052,387.31840682544737,437.2311827594562,459.57577244721119,483.56169190270373,506.95569380769177,523.0647748509972,529.20229363537294,518.04680055524693,497.62606331089273,473.68693386592258,509.86249574386102,615.99581313012175,420.49614149399463,330.8891724281379,260.40563681246681,189.55811088447618,120.7529190746714,104.07785206198231,36.168470070121742,9.051787496297889,9.1620137945867608,0.56969409424991135,0,0,0,0,0,0,0,0,0,null,7440,"2021-12-03",0,0,0,0,0,0,0,0,0,0,0,2.9489266909443809E-2,7.0765170198757665E-2,0.15260053507289612,0.24537629599564942,0.33668409638213104,0.43140442911672988,0.51677267089206125,0.58336790126715443,0.61318077121973658,0.64518355611811318,0.67639658559012317,0.69788983943415572,0.70607871432096547,0.69119469679805778,0.66394869262840372,0.63200833646639132,0.68027493418868434,0.82188141849153484,0.5610394711697464,0.441482972127412,0.34744157282350224,0.2529145259424016,0.16111242690397998,0.13886401638282711,4.8257135604298299E-2,1.2077185897641391E-2,1.2224253368656153E-2,7.6010417653514344E-4,0,0,0,0,0,0,0,0,0]
[null,7488,"2021-12-04",0,0,0,0,0,0,0,0,0,0,0,2.8221655676868522,6.3972352588749324,15.302032733450757,24.206830208026592,35.850101135268773,44.860285524569619,55.240695337086144,61.081693754140119,67.158036668795447,69.585294380676771,71.631968954054642,72.410926743331814,71.29663773030434,70.569219261727142,72.037409354119077,70.264881341649101,65.857954381576405,59.738492448612725,50.903233026214231,42.66262265704416,35.949635776562971,24.944141989752001,16.37182588846553,{"$f":"$C$1*EJ161","v":13.376547122978554},6.9575654989307623,1.5348101707803712,0.36919562981529003,5.4578575982047628E-2,0,0,0,0,0,0,0,0,0,null,7488,"2021-12-04",0,0,0,0,0,0,0,0,0,0,0,21.151982932596251,47.946942787780479,114.68793288314041,181.42892297850042,268.69462799327709,336.22548748790473,414.02611467352671,457.80409150148171,503.34596299725541,521.53813225995657,536.87785085773896,542.71609863903711,534.36456092083904,528.91259764541314,539.91660539451732,526.6316008942166,493.60191443217872,447.73686815538883,381.5170621144523,319.75411954346487,269.44063491007989,186.95503611715679,122.7059764789411,100.2565192070641,52.14658855271442,11.503321743001219,2.7671018844733672,0.40906356482972173,0,0,0,0,0,0,0,0,0,null,7488,"2021-12-04",0,0,0,0,0,0,0,0,0,0,0,2.8221655676868521E-2,6.3972352588749323E-2,0.15302032733450757,0.24206830208026592,0.35850101135268769,0.44860285524569621,0.55240695337086143,0.61081693754140121,0.67158036668795451,0.69585294380676777,0.71631968954054637,0.72410926743331816,0.71296637730304335,0.70569219261727145,0.72037409354119075,0.70264881341649099,0.65857954381576411,0.59738492448612723,0.50903233026214234,0.42662622657044158,0.35949635776562971,0.24944141989752,0.1637182588846553,0.13376547122978555,6.9575654989307623E-2,1.5348101707803711E-2,3.6919562981529005E-3,5.4578575982047631E-4,0,0,0,0,0,0,0,0,0]
[null,7536,"2021-12-05",0,0,0,0,0,0,0,0,0,0,0,2.727024047625993,5.3565534406543556,13.729419834959542,22.102286229264724,36.147228469408631,47.181852744699889,53.721758410069754,56.833292361386057,63.529558388243004,66.885979156110025,68.030423825540041,70.295185070445044,71.138283430237522,73.508807987927938,74.773670415527064,71.748024124174307,67.752164627690036,61.750633106161409,56.183742437100747,45.729322260939334,34.58234812642538,24.078759312628328,15.286208438414686,8.5298163277135277,4.2502670086356762,1.350160162238619,0.67016323551400314,6.4259809338335763E-2,0,0,0,0,0,0,0,0,0,null,7536,"2021-12-05",0,0,0,0,0,0,0,0,0,0,0,20.43890222905765,40.14708713462435,102.90128167835969,165.65547622209502,270.92158178099749,353.62551205744802,402.64176206012758,425.9625458532559,476.1507085655856,501.30690620664922,509.88445898819123,526.85872575238398,533.1777037460979,550.94466099328224,560.42473855747266,537.74767827173537,507.79892089249921,462.81775686502516,421.09420323379248,342.73887225383032,259.19288567424593,180.46903833365772,114.5693306216871,63.930526064017613,31.855528341423739,10.11937961221399,5.0228383061395805,0.4816239011414325,0,0,0,0,0,0,0,0,0,null,7536,"2021-12-05",0,0,0,0,0,0,0,0,0,0,0,2.7270240476259932E-2,5.3565534406543554E-2,0.13729419834959541,0.22102286229264725,0.36147228469408632,0.47181852744699887,0.53721758410069753,0.56833292361386056,0.63529558388243001,0.6688597915611002,0.68030423825540043,0.70295185070445043,0.71138283430237526,0.73508807987927938,0.7477367041552706,0.71748024124174303,0.67752164627690037,0.61750633106161412,0.56183742437100748,0.45729322260939331,0.34582348126425383,0.24078759312628328,0.15286208438414686,8.5298163277135283E-2,4.2502670086356761E-2,1.350160162238619E-2,6.7016323551400319E-3,6.4259809338335766E-4,0,0,0,0,0,0,0,0,0]
[null,7584,"2021-12-06",0,0,0,0,0,0,0,0,0,0,0,2.7732436137566769,6.3362482495988388,14.594977448889857,22.853706648180889,34.881560675457571,46.339891502319539,53.653248619658164,59.899488262109777,63.081769341156502,65.218303645892831,68.220682129306127,69.626148389454926,71.226022633217426,73.380192459734772,71.565245277388414,68.734743793676927,65.540267898555143,58.759997541299825,52.045094813091161,42.711725667391804,34.125288275259358,22.9253399848117,15.456118002779728,8.055351467962792,3.4951738050282697,1.00376508496742,1.2309635807535311,1.9828565113296708E-2,0,0,0,0,0,0,0,0,0,null,7584,"2021-12-06",0,0,0,0,0,0,0,0,0,0,0,20.78531545340633,47.48984835147661,109.38859060405071,171.28733285662489,261.43546803823347,347.31505669910638,402.12828477371551,448.94352333476598,472.79455314018281,488.80776571216177,511.31043499758022,521.84433091332323,533.83530447129976,549.9806943542028,536.37776040018275,515.1633002141258,491.22087090173471,440.4031001383413,390.07525632670792,320.12214403100893,255.76724605843742,171.8242209581482,115.84279389637369,60.374436821602963,26.196144378237531,7.5231666733745488,9.2260074847725448,0.14861405569414968,0,0,0,0,0,0,0,0,0,null,7584,"2021-12-06",0,0,0,0,0,0,0,0,0,0,0,2.773243613756677E-2,6.3362482495988387E-2,0.14594977448889856,0.22853706648180888,0.34881560675457568,0.46339891502319536,0.53653248619658167,0.59899488262109779,0.63081769341156502,0.65218303645892828,0.68220682129306132,0.69626148389454923,0.71226022633217423,0.73380192459734772,0.71565245277388412,0.68734743793676933,0.65540267898555138,0.58759997541299824,0.52045094813091164,0.42711725667391803,0.34125288275259358,0.22925339984811699,0.15456118002779728,8.0553514679627916E-2,3.4951738050282698E-2,1.0037650849674199E-2,1.2309635807535311E-2,1.9828565113296707E-4,0,0,0,0,0,0,0,0,0]
[null,7632,"2021-12-07",0,0,0,0,0,0,0,0,0,0,0,1.9216138484021335,3.9963274223117442,10.984288390210743,17.972249358109753,28.476397030852574,40.166143346571978,50.160249081609173,55.600622449408178,60.517648634492296,65.883432134586556,67.995676111718723,67.104045921312377,71.523177837439178,73.249675231543833,70.737707424939984,68.965238388274997,66.266867086157504,63.806709866744761,54.655140164043502,44.992142482193067,35.262658504472036,25.667723777240749,18.85125748217056,9.8514822745424357,4.2317417636639796,1.0308860547692631,0.30494256296119515,5.5855693604393172E-2,0,0,0,0,0,0,0,0,0,null,7632,"2021-12-07",0,0,0,0,0,0,0,0,0,0,0,14.40239502240026,29.952264458774611,82.326665457436832,134.70106645609911,213.4291024151787,301.04313802937583,375.94843641246689,416.7237495054386,453.57660290881779,493.79286885491058,509.6240266953057,502.94130517619919,536.06246714382235,549.00247457336718,530.1754075930038,516.8908451132686,496.66669370921818,478.2279443628525,409.6374093586777,337.21374847058024,264.29177628154133,192.37824366902422,141.28918624985982,73.836343026001288,31.716682601843459,7.7264369197882772,2.2855285178977369,0.41863549443586173,0,0,0,0,0,0,0,0,0,null,7632,"2021-12-07",0,0,0,0,0,0,0,0,0,0,0,1.9216138484021334E-2,3.9963274223117441E-2,0.10984288390210743,0.17972249358109751,0.28476397030852574,0.40166143346571975,0.50160249081609176,0.55600622449408177,0.60517648634492294,0.6588343213458655,0.67995676111718717,0.67104045921312383,0.71523177837439178,0.73249675231543832,0.70737707424939988,0.68965238388274996,0.66266867086157499,0.6380670986674476,0.54655140164043503,0.4499214248219307,0.35262658504472039,0.25667723777240747,0.18851257482170561,9.8514822745424349E-2,4.2317417636639799E-2,1.030886054769263E-2,3.0494256296119513E-3,5.5855693604393169E-4,0,0,0,0,0,0,0,0,0]
[null,7680,"2021-12-08",0,0,0,0,0,0,0,0,0,0,0,1.5418942532230206,3.8341735413505633,10.881000676233279,17.927827811116,27.850017972371148,37.849557134462408,47.122720950713934,51.931442393320161,55.833351912955166,62.553259888985622,64.02401688545541,64.388828779869556,65.813160352559962,72.05487218536787,68.922450372882921,69.538675717909243,60.388985586087195,57.023057735889104,43.678471839471946,44.038447926442366,30.128459800541719,23.037363887370784,14.490304322135735,8.8406363861697557,3.5843805956197938,1.6040052797159223,0.83791950398672954,5.2720414855505625E-2,0,0,0,0,0,0,0,0,0,null,7680,"2021-12-08",0,0,0,0,0,0,0,0,0,0,0,11.556416569412431,28.73692962448408,81.552529457687925,134.3681292908918,208.73442421981181,283.6804458537386,353.18232236245439,389.22343740057204,418.46804463015479,468.83340251173229,479.85664907228892,482.59089508981828,493.26618553374465,540.04748839895854,516.57015118175173,521.18872782724372,452.61228010824203,427.3848273836681,327.36785589360261,330.06585778793578,225.81122623815631,172.6638342331818,108.6040710081932,66.260106102428807,26.864744595626679,12.021935455811679,6.2801627410342773,0.3951367446301382,0,0,0,0,0,0,0,0,0,null,7680,"2021-12-08",0,0,0,0,0,0,0,0,0,0,0,1.5418942532230208E-2,3.8341735413505634E-2,0.10881000676233279,0.17927827811115998,0.27850017972371149,0.37849557134462408,0.47122720950713937,0.5193144239332016,0.55833351912955165,0.62553259888985624,0.64024016885455404,0.64388828779869556,0.65813160352559963,0.72054872185367869,0.68922450372882915,0.69538675717909237,0.60388985586087196,0.57023057735889104,0.4367847183947195,0.44038447926442364,0.30128459800541718,0.23037363887370785,0.14490304322135736,8.8406363861697548E-2,3.584380595619794E-2,1.6040052797159223E-2,8.379195039867296E-3,5.2720414855505625E-4,0,0,0,0,0,0,0,0,0]
[null,7728,"2021-12-09",0,0,0,0,0,0,0,0,0,0,0,2.2360455046943457,5.0920821132436682,12.14748940654338,19.202896699843087,31.888369821211569,40.058919674855034,44.954194735160478,51.916600887175605,57.466089867477244,68.029728485708489,71.015388970960515,72.40243686777184,72.424777951956699,69.966657184501273,65.716735835293733,63.402900848626388,60.724990683708334,57.453919959048903,47.702466435455889,41.588823345049626,28.136692692656894,21.008834542325395,13.762476944751642,9.1281501676796548,3.9661610597555539,1.1135498330888398,0.7067587018359609,5.6082714426961777E-2,0,0,0,0,0,0,0,0,0,null,7728,"2021-12-09",0,0,0,0,0,0,0,0,0,0,0,16.75904379719632,38.164888404825149,91.044796075412194,143.92470374599918,239.0016595516154,300.23950223277518,336.92933209658923,389.11220109032217,430.70532997686809,509.87924745261813,532.25661621852646,542.65246746693288,542.81991272130927,524.39642647557002,492.5434888334334,475.20141694820859,455.13062069446528,430.61411715140002,357.5274843681558,311.70605001118781,210.88303621484118,157.4601131701971,103.14904298270321,68.415006817332014,29.726169153370527,8.3459976033213632,5.2971194071193874,0.42033700359581194,0,0,0,0,0,0,0,0,0,null,7728,"2021-12-09",0,0,0,0,0,0,0,0,0,0,0,2.2360455046943457E-2,5.0920821132436685E-2,0.12147489406543381,0.19202896699843086,0.31888369821211571,0.40058919674855037,0.4495419473516048,0.51916600887175601,0.57466089867477244,0.68029728485708496,0.71015388970960514,0.72402436867771847,0.72424777951956698,0.69966657184501269,0.65716735835293727,0.63402900848626387,0.60724990683708335,0.57453919959048905,0.47702466435455892,0.41588823345049625,0.28136692692656895,0.21008834542325394,0.13762476944751642,9.128150167679655E-2,3.966161059755554E-2,1.1135498330888397E-2,7.0675870183596091E-3,5.6082714426961781E-4,0,0,0,0,0,0,0,0,0]
[null,7776,"2021-12-10",0,0,0,0,0,0,0,0,0,0,0,2.5511180962508657,4.9843093051826832,11.412610686062671,17.840912066942664,29.962874139470379,43.408615672802888,46.725857366956781,54.582137884573378,58.998961488562195,58.629087396040802,62.783072175901644,65.260896711053348,63.625500920155162,70.09986393480861,73.224636805678799,73.00277724919242,68.360854133089532,66.764304998918334,52.078628728687463,44.128141861235633,29.446687615659762,23.693740764637433,16.300520128105799,16.308709764019273,6.7911530863073857,2.0587039831245111,0.39361325106764405,8.044060149670712E-2,0,0,0,0,0,0,0,0,0,null,7776,"2021-12-10",0,0,0,0,0,0,0,0,0,0,0,19.120496348187071,37.35713686012312,85.536918603192632,133.7167003462622,224.57017039190617,325.34529807594834,350.20785061412221,409.09026110236243,442.19412239156168,439.42193546468536,470.55583355057911,489.12699850191649,476.86979281094386,525.39480408362681,548.81481288454916,547.15198714322321,512.36101681517516,500.39496477921341,390.32659126554967,330.7381091255707,220.70137946528899,177.58334450722802,122.1715435443911,122.2329244360898,50.899336246937438,15.429878392999161,2.9501106752750061,0.60289808983131976,0,0,0,0,0,0,0,0,0,null,7776,"2021-12-10",0,0,0,0,0,0,0,0,0,0,0,2.5511180962508657E-2,4.9843093051826833E-2,0.11412610686062671,0.17840912066942666,0.2996287413947038,0.43408615672802892,0.4672585736695678,0.54582137884573378,0.58998961488562196,0.58629087396040802,0.62783072175901644,0.65260896711053351,0.63625500920155165,0.70099863934808615,0.732246368056788,0.73002777249192419,0.68360854133089533,0.66764304998918333,0.52078628728687459,0.44128141861235637,0.29446687615659761,0.23693740764637433,0.16300520128105797,0.16308709764019272,6.791153086307386E-2,2.0587039831245109E-2,3.9361325106764405E-3,8.0440601496707123E-4,0,0,0,0,0,0,0,0,0]
[null,7824,"2021-12-11",0,0,0,0,0,0,0,0,0,0,0,2.9607088700423461,7.4573766834655162,16.695571474468501,25.933766265471469,37.981591381858273,48.309863909671336,57.284649808496212,62.812360239235062,66.803469310337391,71.071589497654102,74.781164536254536,77.105162954525795,76.661742093565138,74.362665237600368,73.90993904336824,71.988822234697949,67.761589233175073,61.717271266047227,54.719821928319426,71.97892086279748,39.531437987020205,26.436783288562072,18.222307185040258,10.126674326851553,5.1349925352547245,1.6682358244485842,0.8739204640539141,0.10123943171527545,0,0,0,0,0,0,0,0,0,null,7824,"2021-12-11",0,0,0,0,0,0,0,0,0,0,0,22.190357718399781,55.892647170198373,125.1324326684874,194.37221816677629,284.67003561396109,362.07989658486264,429.3454462497055,470.7753460493675,500.68849923948312,532.67783621888248,560.48090659932575,577.8991528714414,574.57573677197968,557.34427630243931,553.95111721808905,539.55244748241364,507.86955781637369,462.56771162289789,410.12219578994853,539.47823721925761,296.2860546441263,198.14230437611891,136.5752367556579,75.898893026708578,38.486499767532081,12.503340020268251,6.549988048811068,0.75878423160779696,0,0,0,0,0,0,0,0,0,null,7824,"2021-12-11",0,0,0,0,0,0,0,0,0,0,0,2.9607088700423462E-2,7.4573766834655164E-2,0.16695571474468501,0.2593376626547147,0.37981591381858271,0.48309863909671336,0.57284649808496213,0.62812360239235066,0.66803469310337393,0.71071589497654108,0.7478116453625453,0.77105162954525797,0.76661742093565144,0.74362665237600367,0.73909939043368245,0.71988822234697947,0.67761589233175068,0.61717271266047224,0.54719821928319423,0.7197892086279748,0.39531437987020202,0.26436783288562071,0.18222307185040257,0.10126674326851554,5.1349925352547246E-2,1.6682358244485843E-2,8.7392046405391412E-3,1.0123943171527546E-3,0,0,0,0,0,0,0,0,0]
[null,7872,"2021-12-12",0,0,0,0,0,0,0,0,0,0,0,2.6287053438407595,5.1149420128748648,12.891735136062287,20.668528259249705,36.593708020222138,45.955996874754483,56.130041261710815,62.519146994326938,66.436651440492795,68.27596895756146,69.992999960067067,69.36309759951537,70.03010131059348,71.04304451509266,70.632265264621211,69.316427904463794,65.633835628515499,58.882695452997261,49.859104962743942,47.290359525341188,38.808043701243491,31.374595759391966,18.152791053179381,11.931525934059794,5.6368967907453333,1.3533618154632545,0.48357798975135974,9.1792603260543892E-2,0,0,0,0,0,0,0,0,0,null,7872,"2021-12-12",0,0,0,0,0,0,0,0,0,0,0,19.702008700119592,38.336222153764702,96.622878789157625,154.90953542455048,274.26792260050547,344.43778659732885,420.69171574038887,468.57772815518013,497.93921854129792,511.72480687605673,524.59386419699388,519.87277903737572,524.87193687355705,532.46389307151219,529.38512413090803,519.52299212037019,491.92215613100132,441.32271455211094,373.69137703387412,354.43876468814921,290.86425240775782,235.1509499011089,136.05421699285691,89.42616117449063,42.248245842067412,10.1433758352347,3.6243916738675681,0.68798074774082241,0,0,0,0,0,0,0,0,0,null,7872,"2021-12-12",0,0,0,0,0,0,0,0,0,0,0,2.6287053438407596E-2,5.1149420128748645E-2,0.12891735136062288,0.20668528259249705,0.36593708020222138,0.45955996874754484,0.56130041261710817,0.62519146994326935,0.66436651440492789,0.68275968957561461,0.6999299996006707,0.69363097599515366,0.70030101310593484,0.71043044515092657,0.70632265264621208,0.69316427904463795,0.65633835628515502,0.58882695452997258,0.49859104962743944,0.47290359525341186,0.38808043701243489,0.31374595759391966,0.18152791053179382,0.11931525934059793,5.6368967907453334E-2,1.3533618154632545E-2,4.8357798975135974E-3,9.1792603260543886E-4,0,0,0,0,0,0,0,0,0]
[null,7920,"2021-12-13",0,0,0,0,0,0,0,0,0,0,0,2.5636216049752902,6.1120493691772237,14.224883675106668,22.337717981036114,35.284063371456256,43.072765258406143,54.448307189699882,58.924671839404077,59.71908299248382,63.717562571191287,65.962389298398094,65.498802168653143,60.407152399676676,59.389329304060844,60.403077035584793,61.982116730474822,59.978921898848881,58.5951260566179,51.64391050717272,45.30482793415829,35.534492621322407,{"$f":"$C$1*EH170","v":26.436437897486254},18.014581093920764,11.083825990416704,5.0843308719953537,1.6397234890741619,0.3713847340443116,9.2481387379698188E-2,0,0,0,0,0,0,0,0,0,null,7920,"2021-12-13",0,0,0,0,0,0,0,0,0,0,0,19.214209490379989,45.809489499932653,106.6147571776375,167.4200248553424,264.45220463709512,322.82811683238009,408.08720706250261,441.6373253669459,447.59139529955422,477.55979005765357,494.3846486570846,490.91008743062406,452.74843942340908,445.11990869744102,452.71789478325667,464.55271449001879,449.5388742765453,439.16739700667767,387.0684009923599,339.55730953551824,266.32915873207878,198.13971568811832,135.01834059608362,83.07269455112808,38.10679325815196,12.28964156185266,2.7835091058710439,0.69314314859334802,0,0,0,0,0,0,0,0,0,null,7920,"2021-12-13",0,0,0,0,0,0,0,0,0,0,0,2.5636216049752903E-2,6.1120493691772242E-2,0.14224883675106667,0.22337717981036115,0.35284063371456253,0.43072765258406143,0.54448307189699885,0.58924671839404075,0.59719082992483818,0.63717562571191289,0.65962389298398094,0.65498802168653136,0.60407152399676678,0.59389329304060845,0.60403077035584796,0.61982116730474823,0.5997892189884888,0.58595126056617897,0.51643910507172719,0.45304827934158293,0.35534492621322405,0.26436437897486254,0.18014581093920765,0.11083825990416704,5.0843308719953538E-2,1.6397234890741619E-2,3.7138473404431161E-3,9.2481387379698184E-4,0,0,0,0,0,0,0,0,0]
[null,7968,"2021-12-14",0,0,0,0,0,0,0,0,0,0,0,2.7266509269528263,6.4339987201253486,15.057130826434584,23.68026293274383,38.045202009766911,47.737384030645387,56.61771175161315,61.88541680112197,65.689252661380408,66.73268585011445,67.274045441865098,68.634705434734883,67.284634237276691,66.34060346159319,66.074973563479844,65.953660871882775,64.696870410824374,63.020166565353911,58.346114141841298,50.071206593618022,39.567023772322251,29.829177432205761,19.7024421866011,11.886681289315664,5.7270641158039721,1.6130124928172747,0.32104441955604307,0.11147666660181123,0,0,0,0,0,0,0,0,0,null,7968,"2021-12-14",0,0,0,0,0,0,0,0,0,0,0,20.436105709179088,48.22248300193926,112.85240593295789,177.48232886397662,285.14679393433067,357.78918991298701,424.34678048827317,463.82795359056126,492.33750388619853,500.15798091706841,504.21544266779495,514.41351795996786,504.29480513411772,497.2193439762986,495.22846181983959,494.31922955807977,484.89965095980989,472.33284356605429,437.30106576386368,375.28106763445129,296.55276823881059,223.5681205821484,147.66877097257992,89.090052913831897,42.924045214916184,12.089444045658951,2.4062110886784769,0.83551177023143108,0,0,0,0,0,0,0,0,0,null,7968,"2021-12-14",0,0,0,0,0,0,0,0,0,0,0,2.7266509269528262E-2,6.4339987201253487E-2,0.15057130826434584,0.23680262932743831,0.3804520200976691,0.47737384030645386,0.56617711751613153,0.61885416801121973,0.65689252661380415,0.66732685850114448,0.67274045441865093,0.68634705434734888,0.67284634237276686,0.66340603461593195,0.66074973563479844,0.6595366087188278,0.6469687041082437,0.63020166565353908,0.58346114141841299,0.50071206593618023,0.39567023772322252,0.29829177432205761,0.19702442186601099,0.11886681289315663,5.7270641158039717E-2,1.6130124928172746E-2,3.2104441955604305E-3,1.1147666660181123E-3,0,0,0,0,0,0,0,0,0]
[null,8016,"2021-12-15",0,0,0,0,0,0,0,{"$f":"$C$1*DI172","v":0},0,0,0,2.663558177469818,6.1885018246010954,13.660405135155107,21.132308445709111,37.231400547022751,47.034379048682759,55.174502297193243,59.642967571537717,64.593763025446748,66.911024621010156,71.700198927305948,74.300903042456923,74.583850911372096,74.034434344403635,73.043102382538379,71.339261490511703,68.580311019454953,64.805480412881593,58.570814215122788,51.525608018951765,41.222177794762651,30.51660948944096,20.499371837118478,12.079905444089697,5.8496137507773476,1.7877090263083373,0.43117806309972351,0.11620276020669572,0,0,0,0,0,0,0,0,0,null,8016,"2021-12-15",0,0,0,0,0,0,0,0,0,0,0,19.96322886045154,46.38249664409048,102.38402012252611,158.38554360096168,279.04739464763503,352.52020443946941,413.53000131075942,447.02091421113289,484.12686651346019,501.49462065266613,537.38923092920879,556.88137188871121,559.00205132815802,554.88420297068978,547.45422190296051,534.68402376836013,514.00583466994294,485.71367722961048,438.98518102960935,386.18173004704596,308.9580608390504,228.7203878014939,153.64171691141078,90.538257820993181,43.842548302414833,13.39878540291156,3.2316569715187051,0.87093359395891179,0,0,0,0,0,0,0,0,0,null,8016,"2021-12-15",0,0,0,0,0,0,0,0,0,0,0,2.6635581774698183E-2,6.1885018246010955E-2,0.13660405135155107,0.21132308445709111,0.37231400547022753,0.47034379048682756,0.5517450229719324,0.59642967571537719,0.64593763025446749,0.66911024621010151,0.71700198927305947,0.74300903042456923,0.74583850911372096,0.74034434344403632,0.73043102382538383,0.71339261490511696,0.68580311019454954,0.648054804128816,0.58570814215122791,0.51525608018951763,0.41222177794762649,0.3051660948944096,0.20499371837118477,0.12079905444089697,5.849613750777348E-2,1.7877090263083373E-2,4.3117806309972348E-3,1.1620276020669572E-3,0,0,0,0,0,0,0,0,0]
[null,8064,"2021-12-16",0,0,0,0,0,0,0,0,0,0,0,2.4748437357717123,5.7659009634658043,14.708880333247448,23.651859703029089,36.591656664994801,46.30452557726386,56.241194954970638,60.824460744446206,65.133159825635772,67.744723043672366,70.623534997193616,75.870154935901652,76.065871584379025,75.997300464606838,73.383756471927001,70.811852701677424,70.695470485034605,65.694874268718536,58.069338030844889,49.654200578758697,39.647250816309807,28.277188918732932,19.574969630222995,11.410514041510879,5.2987091504274026,1.5789459363319089,0.3813741059891691,8.8875667738441286E-2,0,0,0,0,0,0,0,0,0,null,8064,"2021-12-16",0,0,0,0,0,0,0,0,0,0,0,18.548824016300422,43.215125351498052,110.2422867491284,177.26944814675872,274.25254780065177,347.04999094543899,421.52480684235923,455.87614358338504,488.16961724436328,507.74314661053097,529.31969123436227,568.64283253692304,570.10971855368189,569.5957816069282,550.00740643868312,530.73112255389753,529.85884394336074,492.379637538395,435.22664332636481,372.15562942129787,297.15406572630997,211.93604806151689,146.71337084731582,85.52120436222711,39.713547212786423,11.834116991285811,2.8583789247449829,0.66611846896971239,0,0,0,0,0,0,0,0,0,null,8064,"2021-12-16",0,0,0,0,0,0,0,0,0,0,0,2.4748437357717121E-2,5.7659009634658046E-2,0.14708880333247448,0.23651859703029091,0.36591656664994804,0.46304525577263861,0.56241194954970641,0.60824460744446207,0.65133159825635778,0.67744723043672361,0.70623534997193615,0.75870154935901657,0.76065871584379019,0.75997300464606832,0.73383756471926997,0.70811852701677425,0.70695470485034606,0.65694874268718539,0.58069338030844886,0.496542005787587,0.39647250816309804,0.28277188918732932,0.19574969630222994,0.11410514041510879,5.2987091504274025E-2,1.5789459363319089E-2,3.8137410598916913E-3,8.8875667738441287E-4,0,0,0,0,0,0,0,0,0]
[null,8112,"2021-12-17",0,0,0,0,0,0,0,0,0,0,0,2.0190554243648706,4.9805385366901325,12.560343192477804,20.140147848265482,33.887601369045868,40.153861369484396,51.936321962728393,64.12618273291136,67.272310558133086,73.754598740889037,76.195642086250942,79.391376509165639,79.81650377880014,78.705207097450071,76.483557031973078,74.876481727137346,70.226522014710085,63.392149134576769,56.178429673773167,49.415616206356738,39.564178000147656,28.663647258620596,20.004394226880493,12.388099887687652,5.561829202748692,1.7039612358253586,0.45588375278687188,0.10456122096621277,0,0,0,0,0,0,0,0,0,null,8112,"2021-12-17",0,0,0,0,0,0,0,0,0,0,0,15.132714524306181,37.328875148014362,94.139113550520605,150.94935195302688,253.98579516090908,300.95108525518373,389.26000951739718,480.62237674129096,504.20243980520263,552.78684979721004,571.08234165991553,595.03420357211587,598.22051016392254,589.89139981472567,573.24024907955197,561.19530394646256,526.34409975041058,475.12083341523748,421.05438435125893,370.36745206175095,296.5314393255972,214.8325330527087,149.9318856798036,92.848159013731518,41.685618206652819,12.771100105060469,3.4168248201325282,0.78368086784558411,0,0,0,0,0,0,0,0,0,null,8112,"2021-12-17",0,0,0,0,0,0,0,0,0,0,0,2.0190554243648708E-2,4.9805385366901322E-2,0.12560343192477805,0.2014014784826548,0.33887601369045867,0.40153861369484395,0.51936321962728393,0.64126182732911363,0.67272310558133086,0.73754598740889044,0.76195642086250936,0.79391376509165634,0.79816503778800141,0.78705207097450069,0.76483557031973071,0.74876481727137345,0.70226522014710091,0.6339214913457677,0.56178429673773167,0.49415616206356738,0.3956417800014766,0.28663647258620595,0.20004394226880493,0.12388099887687652,5.5618292027486915E-2,1.7039612358253586E-2,4.5588375278687188E-3,1.0456122096621277E-3,0,0,0,0,0,0,0,0,0]
[null,8160,"2021-12-18",0,0,0,0,0,0,0,0,0,0,0,2.1336367164256038,5.4259285892651805,13.388598630670876,21.351268672076575,32.682023215446456,43.217933366828603,52.683797152700976,58.802602496041168,{"$f":"$C$1*DU175","v":64.00772811661102},67.19253687110934,69.573608065242595,68.265384236813475,71.27756797927421,70.479159333143215,68.749596270209324,68.917779747899814,66.731976974032108,60.050453316596219,53.120902030477247,45.842638344590533,37.276820855419651,29.264856974601685,19.466621560347882,12.106041846069791,5.532755803831841,1.6309385067989921,0.35489529401044589,0.12223223316034117,0,0,0,0,0,0,0,0,0,null,8160,"2021-12-18",0,0,0,0,0,0,0,0,0,0,0,15.991495299542532,40.667050235359525,100.34684462522479,160.0266390150901,244.95005012141922,323.91614419224402,394.8622968678867,440.72242203988071,479.73456560399978,503.60454020437248,521.4505439386196,511.64547494912404,534.22163413690532,528.23760320351039,515.27461874685719,516.53514509243576,500.15266792800537,450.07499850138174,398.138375004598,343.58817035838604,279.38781747718286,219.33856834594141,145.90130774548422,90.734148783214636,41.467714606409466,12.22379858039362,2.659921617540133,0.91612417755482456,0,0,0,0,0,0,0,0,0,null,8160,"2021-12-18",0,0,0,0,0,0,0,0,0,0,0,2.1336367164256038E-2,5.4259285892651804E-2,0.13388598630670875,0.21351268672076576,0.3268202321544646,0.43217933366828604,0.52683797152700973,0.58802602496041168,0.64007728116611018,0.67192536871109343,0.69573608065242598,0.68265384236813476,0.71277567979274215,0.70479159333143215,0.68749596270209323,0.68917779747899821,0.66731976974032103,0.6005045331659622,0.53120902030477246,0.45842638344590536,0.37276820855419651,0.29264856974601683,0.19466621560347883,0.12106041846069791,5.532755803831841E-2,1.6309385067989922E-2,3.5489529401044589E-3,1.2223223316034117E-3,0,0,0,0,0,0,0,0,0]
[null,8208,"2021-12-19",0,0,0,0,0,0,0,0,0,0,0,2.4128151514068432,6.0934788977195868,14.507007893814869,22.920536889910156,34.460858777675,46.496274753897097,51.756649942243413,56.120459094230249,60.956036282111427,68.353518717481734,69.659799834191745,68.463197354860739,68.272268035623981,68.488449860296058,67.441551791984779,65.751333636005114,64.730950334194432,61.265259836507902,55.054202019777101,48.15345249742947,38.570730041477731,29.00794708638249,19.404129679963038,11.505902548638169,5.7716054352306587,1.8601014607067894,0.3943248844811601,0.127140559638001,0,0,0,0,0,0,0,0,0,null,8208,"2021-12-19",0,0,0,0,0,0,0,0,0,0,0,18.08392302932743,45.670304790211965,108.7292634019761,171.7882220137403,258.28232937638614,348.48714096878433,387.91337714604481,420.6198978976206,456.8622953382316,512.30603825987134,522.09654672690999,513.12807389536829,511.69706866021545,513.31734009933916,505.47089397773959,492.80279753542163,485.15507819828292,459.17990966243724,412.62835704019363,360.90760125248249,289.08559897278178,217.41304220635291,145.43293437913721,86.236136220876361,43.257880068227365,13.941362902395481,2.9554443303905327,0.95291182710728017,0,0,0,0,0,0,0,0,0,null,8208,"2021-12-19",0,0,0,0,0,0,0,0,0,0,0,2.4128151514068431E-2,6.093478897719587E-2,0.14507007893814869,0.22920536889910156,0.34460858777675002,0.46496274753897099,0.51756649942243416,0.56120459094230246,0.60956036282111425,0.68353518717481732,0.69659799834191749,0.68463197354860739,0.68272268035623984,0.68488449860296063,0.67441551791984777,0.65751333636005116,0.64730950334194437,0.61265259836507902,0.55054202019777099,0.48153452497429466,0.3857073004147773,0.29007947086382491,0.19404129679963036,0.11505902548638169,5.7716054352306589E-2,1.8601014607067895E-2,3.9432488448116008E-3,1.27140559638001E-3,0,0,0,0,0,0,0,0,0]
[null,8256,"2021-12-20",0,0,0,0,0,0,0,0,0,0,0,2.2916756996907153,5.0571075031696733,13.561890831044037,22.066674158918413,33.019474650513949,42.554114471449466,53.277764413142528,61.94854746964986,63.358418645126221,67.023485016387482,69.677797328239464,72.596902226734429,72.907557883056157,71.038602113145004,69.967817905941885,66.69741462707718,62.281503503111566,58.091614096360068,50.381379077606013,43.309058566941708,32.578345590255417,24.916443261436974,17.385383998972113,10.403747456041392,5.2679680743628046,1.8973548957878492,0.40293877422906854,9.6162041827809616E-2,0,0,0,0,0,0,0,0,0,null,8256,"2021-12-20",0,0,0,0,0,0,0,0,0,0,0,17.175989191390421,37.902755536424479,101.6456605794034,165.3885656223824,247.47923093095551,318.94085638271167,399.31405033665231,464.3011146405417,474.86802516566661,502.33750541848241,522.23143700099081,544.10997513439725,546.43832298743189,532.43059750187865,524.40512602189801,499.89362495006264,466.79660265078599,435.39360126922162,377.60579413618251,324.59912278839408,244.17299175757191,186.747435600985,130.3025413651755,77.975541599991303,39.483144459775382,14.220575444720209,3.0200049823300161,0.72072946066470134,0,0,0,0,0,0,0,0,0,null,8256,"2021-12-20",0,0,0,0,0,0,0,0,0,0,0,2.2916756996907154E-2,5.0571075031696736E-2,0.13561890831044038,0.22066674158918415,0.33019474650513952,0.42554114471449467,0.53277764413142525,0.61948547469649862,0.63358418645126224,0.67023485016387485,0.69677797328239466,0.72596902226734428,0.72907557883056162,0.71038602113145011,0.69967817905941887,0.66697414627077178,0.62281503503111568,0.58091614096360067,0.50381379077606014,0.43309058566941711,0.3257834559025542,0.24916443261436974,0.17385383998972112,0.10403747456041393,5.2679680743628048E-2,1.8973548957878492E-2,4.0293877422906852E-3,9.6162041827809613E-4,0,0,0,0,0,0,0,0,0]
[null,8304,"2021-12-21",0,0,0,0,0,0,0,0,0,0,0,2.1604970891347568,4.4101062352023295,11.063268519677552,18.008538970957808,28.125316057618306,40.27283748974282,49.004491715665864,55.738759393142715,60.256729932542932,64.292673393623602,64.244225851033093,69.771282472323406,72.605331868282917,70.698217223385569,76.163179431682593,77.79160336274505,67.930807627185345,62.706092226321964,56.955597655349209,47.954283628578779,37.532078847133768,27.844119584241778,19.576667164814843,12.354471506005925,5.9379205351764792,1.751054375350668,0.43062124754420122,0.11704340380344165,0,0,0,0,0,0,0,0,0,null,8304,"2021-12-21",0,0,0,0,0,0,0,0,0,0,0,16.19281238441252,33.053514962410105,82.91861738599269,134.97305520133131,210.79776893182918,301.84280503729252,367.28609556380695,417.75907865468793,451.62103092054798,481.87021551239053,481.50710372131289,522.93210325344444,544.17315485574431,529.87943060325949,570.83903576630019,583.04398773341541,509.13784080549709,469.97887286538582,426.87921761769644,359.41484102506348,281.30096273909288,208.69021611009961,146.72609378006129,92.596116056533319,44.504403020589237,13.124060716190799,3.227483668130037,0.87723417363232203,0,0,0,0,0,0,0,0,0,null,8304,"2021-12-21",0,0,0,0,0,0,0,0,0,0,0,2.1604970891347566E-2,4.4101062352023296E-2,0.11063268519677551,0.18008538970957808,0.28125316057618305,0.40272837489742819,0.49004491715665865,0.55738759393142712,0.6025672993254293,0.64292673393623601,0.64244225851033099,0.69771282472323404,0.72605331868282919,0.70698217223385573,0.76163179431682593,0.77791603362745054,0.67930807627185352,0.62706092226321963,0.5695559765534921,0.47954283628578775,0.37532078847133765,0.27844119584241778,0.19576667164814843,0.12354471506005925,5.9379205351764795E-2,1.7510543753506681E-2,4.3062124754420124E-3,1.1704340380344165E-3,0,0,0,0,0,0,0,0,0]
[null,8352,"2021-12-22",0,0,0,0,0,0,0,0,0,0,0,2.2569854493642918,6.044415126824024,13.907815353312861,23.482040866768536,34.431803960199346,42.667603452309848,51.198436850143203,59.201552815987199,64.89839672352862,68.761729433456466,70.769947392814899,72.782145516826162,73.240083347904701,74.066880646852823,73.789190235712056,73.301141058141681,71.504225514573079,67.380612941145131,59.397101072468459,49.195235409908619,37.999417081176212,28.108633190422665,18.867691290642007,11.904459405137754,5.8192451062866759,1.5369304780681374,0.64537380060552041,0.12797250753955353,0,0,0,0,0,0,0,0,0,null,8352,"2021-12-22",0,0,0,0,0,0,0,0,0,0,0,16.91598758438569,45.302574400303492,104.2383467331764,175.99666487445739,258.0645650430701,319.79145034278326,383.72959929401281,443.71253376651794,486.41008010528458,515.36555616911915,530.41704446152971,545.4983638792894,548.9305839084999,555.12738630602951,553.04611123689551,549.38820824479808,535.9204204778199,505.01416048639146,445.17815769409668,368.71570954936414,284.80363829555137,210.67273171706429,141.41235678254779,89.223298959616088,43.614936904519681,11.519213334931969,4.8370427914835412,0.95914723300122695,0,0,0,0,0,0,0,0,0,null,8352,"2021-12-22",0,0,0,0,0,0,0,0,0,0,0,2.2569854493642919E-2,6.0444151268240244E-2,0.13907815353312861,0.23482040866768536,0.34431803960199348,0.42667603452309849,0.51198436850143203,0.59201552815987202,0.64898396723528617,0.68761729433456464,0.70769947392814903,0.72782145516826169,0.73240083347904694,0.74066880646852817,0.73789190235712054,0.73301141058141683,0.71504225514573083,0.67380612941145135,0.59397101072468461,0.49195235409908616,0.37999417081176212,0.28108633190422666,0.18867691290642008,0.11904459405137753,5.819245106286676E-2,1.5369304780681374E-2,6.4537380060552046E-3,1.2797250753955353E-3,0,0,0,0,0,0,0,0,0]
[null,8400,"2021-12-23",0,0,0,0,0,0,0,0,0,0,0,2.4430722409855381,4.7946423008633881,12.646486337755066,21.435894994010212,31.918201078664882,43.922024183109798,53.307753520138071,60.550932534176241,66.23580687431361,71.009464631898084,73.74979593925535,74.539424207590315,73.183460119423742,72.658920032775342,71.811311603238011,69.452963026574295,65.58726663260029,62.264776135028278,55.055852144549263,47.1511425576563,38.869655722369799,30.51611927244285,19.339593106539795,11.879899944224954,5.1434386459206092,1.9176662925378809,0.5449131062452045,8.0917300056839503E-2,0,0,0,0,0,0,0,0,0,null,8400,"2021-12-23",0,0,0,0,0,0,0,0,0,0,0,18.310698329007369,35.935592609079535,94.784751906940031,160.6609088600928,239.22524326184669,329.19326793703704,399.53881712092482,453.82606399150762,496.43389905027715,532.21221360793186,552.75085305082928,558.66907551309475,548.5061957804146,544.57479533839751,538.22201460845849,520.54631570054858,491.57312394874208,466.67123190420187,412.64072463882678,353.3953408160296,291.32603127510282,228.7167136508005,144.94923614569319,89.039227087997631,38.549802924050304,14.37280829821151,4.084095155513392,0.6064709205409573,0,0,0,0,0,0,0,0,0,null,8400,"2021-12-23",0,0,0,0,0,0,0,0,0,0,0,2.4430722409855381E-2,4.794642300863388E-2,0.12646486337755067,0.21435894994010213,0.31918201078664882,0.43922024183109798,0.53307753520138068,0.60550932534176238,0.66235806874313607,0.71009464631898078,0.73749795939255347,0.7453942420759031,0.73183460119423749,0.72658920032775343,0.71811311603238015,0.69452963026574299,0.65587266632600294,0.62264776135028277,0.55055852144549267,0.471511425576563,0.388696557223698,0.30516119272442849,0.19339593106539793,0.11879899944224954,5.1434386459206095E-2,1.9176662925378809E-2,5.4491310624520456E-3,8.0917300056839499E-4,0,0,0,0,0,0,0,0,0]
[null,8448,"2021-12-24",0,0,0,0,0,0,0,0,0,0,0,2.0392594472715424,4.9553238997120141,11.56444145086498,19.26265955244612,29.343268135703365,37.879464014405748,46.042024907624857,53.66167812835738,59.44487015212124,63.199829567179634,67.170460421305805,68.688345010479765,67.90375525998428,66.709236850858986,64.782064405329521,75.015319841503882,60.354495838133573,54.185614872648578,47.488496520559345,39.7895827070368,31.480077896044246,21.57183086018637,13.47192862307717,10.663795307928828,3.5999764195112172,1.0831690772894114,0.56078261977287325,3.6361277319009393E-2,0,0,0,0,0,0,0,0,0,null,8448,"2021-12-24",0,0,0,0,0,0,0,0,0,0,0,15.284142616472291,37.139892766144435,86.674882223227073,144.3726231922345,219.9262558864379,283.90459635056692,345.08256219229526,402.19146349936409,445.5361844410354,473.67940834302857,503.43907837080639,514.81554376726217,508.93508473197846,499.98223189733795,485.5381754809668,562.23588833282861,452.35378125600687,406.11834192205384,355.92379107680489,298.22083578328051,235.9415329837278,161.6797410484688,100.9713985484009,79.92458661271526,26.98163447783212,8.118295431802208,4.2030363271899285,0.27252586668381701,0,0,0,0,0,0,0,0,0,null,8448,"2021-12-24",0,0,0,0,0,0,0,0,0,0,0,2.0392594472715426E-2,4.9553238997120143E-2,0.1156444145086498,0.19262659552446121,0.29343268135703365,0.3787946401440575,0.46042024907624857,0.53661678128357382,0.59444870152121243,0.63199829567179633,0.67170460421305811,0.68688345010479768,0.67903755259984278,0.66709236850858988,0.6478206440532952,0.7501531984150388,0.60354495838133571,0.5418561487264858,0.47488496520559342,0.39789582707036802,0.31480077896044245,0.2157183086018637,0.1347192862307717,0.10663795307928828,3.5999764195112173E-2,1.0831690772894113E-2,5.6078261977287325E-3,3.6361277319009396E-4,0,0,0,0,0,0,0,0,0]
[null,8496,"2021-12-25",0,0,0,0,0,0,0,0,0,0,0,0.82858583634508876,1.8537707673250354,4.9818983985160878,8.1100260297071394,18.400558060843821,27.130137936121091,34.398389762028884,40.348919413268383,44.34442832163424,47.329217878566141,50.136228432923438,57.059344075892028,55.950564840554684,61.70324327579214,54.996250728251454,49.919543610609864,39.267729445992039,42.462801871958042,36.844755680525559,32.156844143887369,25.215041126626918,21.225282928620924,13.544893448776433,9.5903058604954072,4.3787998505594317,2.3179234258151444,0.50047916581560137,6.0498250676410119E-2,0,0,0,0,0,0,0,0,0,null,8496,"2021-12-25",0,0,0,0,0,0,0,0,0,0,0,6.2102073915271507,13.8939146874872,37.339067241087371,60.78421979468753,137.91121772214939,203.33896109935478,257.81412738005685,302.41303506430364,332.35916480397748,354.73000600779892,375.76840291023439,427.65679159909757,419.34654937574874,462.46257257157805,412.19401514923322,374.14436153016538,294.30957295826283,318.2564732380485,276.14951164928641,241.01386052100551,188.98541094180959,159.08238247470979,101.51826609066759,71.878839499074118,32.818875251250063,17.372714522235711,3.7510651021542922,0.45343121623024046,0,0,0,0,0,0,0,0,0,null,8496,"2021-12-25",0,0,0,0,0,0,0,0,0,0,0,8.2858583634508876E-3,1.8537707673250355E-2,4.9818983985160881E-2,8.1100260297071389E-2,0.18400558060843819,0.2713013793612109,0.34398389762028886,0.40348919413268386,0.44344428321634238,0.47329217878566143,0.50136228432923435,0.57059344075892027,0.55950564840554684,0.61703243275792141,0.5499625072825145,0.49919543610609862,0.39267729445992039,0.42462801871958045,0.36844755680525559,0.3215684414388737,0.25215041126626919,0.21225282928620923,0.13544893448776432,9.5903058604954072E-2,4.3787998505594318E-2,2.3179234258151445E-2,5.0047916581560138E-3,6.0498250676410117E-4,0,0,0,0,0,0,0,0,0]
[null,8544,"2021-12-26",0,0,0,0,0,0,0,0,0,0,0,1.0231543811418298,1.983177836542106,5.1033106264524868,8.2234434163628709,14.9798527696086,20.153480306576597,33.152790070120986,41.161688062357769,47.00688205444515,49.998433340459201,53.020228125640287,56.103112935185727,55.70322608595739,49.048985114816531,40.846692900895818,41.403481762929793,40.078866444573833,34.86000780974264,27.042307848549708,30.170149155397315,22.779617478434353,17.585014767887568,12.746449963294459,6.5541389880593561,2.7173204120377257,1.2090455640452804,0.36847390883427666,5.480787256529758E-2,0,0,0,0,0,0,0,0,0,null,8544,"2021-12-26",0,0,0,0,0,0,0,0,0,0,0,7.6684884314074493,14.863813885031551,38.249045522490654,61.634277159949775,112.2732109495866,151.04927802890111,248.47842300971479,308.50469346681859,352.3141159096287,374.73563591832891,397.38382936728641,420.48988934523203,417.49275838073652,367.61957125716236,306.14382125032608,310.31692457269969,300.38900222578877,261.27393043995414,202.68067919890589,226.12368576656709,170.7320384146856,131.7987635093574,95.533974038164146,49.122928009827483,20.366173989192049,9.0617330989471689,2.7616926235684498,0.41078213069663533,0,0,0,0,0,0,0,0,0,null,8544,"2021-12-26",0,0,0,0,0,0,0,0,0,0,0,1.0231543811418298E-2,1.9831778365421059E-2,5.1033106264524869E-2,8.2234434163628703E-2,0.14979852769608601,0.20153480306576599,0.33152790070120985,0.41161688062357771,0.47006882054445148,0.49998433340459197,0.5302022812564029,0.56103112935185728,0.55703226085957391,0.49048985114816535,0.40846692900895815,0.41403481762929795,0.40078866444573835,0.34860007809742638,0.27042307848549707,0.30170149155397313,0.22779617478434352,0.17585014767887566,0.12746449963294459,6.5541389880593562E-2,2.7173204120377256E-2,1.2090455640452804E-2,3.6847390883427665E-3,5.4807872565297577E-4,0,0,0,0,0,0,0,0,0]
[null,8592,"2021-12-27",0,0,0,0,0,0,0,0,0,0,0,0.91429257567929112,2.2162670710894581,6.011082463570502,9.8177306350188296,16.541558242992181,21.631191284906333,25.945020577298074,31.742853355567789,35.315577590124157,41.896346224011808,37.116788683870467,44.07862631156204,41.744843957660457,42.827238525472566,36.599316129475191,39.592069280360697,36.880257538132483,38.70417087915375,31.575632735889762,30.109629941003025,22.232050423651074,16.750159723923275,12.309771389555559,9.2111456856875673,3.8840965427623759,1.320223819751402,0.28535588198919298,7.2009203709827829E-2,0,0,0,0,0,0,0,0,0,null,8592,"2021-12-27",0,0,0,0,0,0,0,0,0,0,0,6.8525749082889025,16.61080547452875,45.05274783721692,73.583376257741975,123.978111575182,162.12464431882421,194.45656864372921,237.91102127264591,264.68840205337358,314.0109178621986,278.18838474367067,330.36699267741261,312.8754163208273,320.98790684471317,274.30995508526217,296.74048300814695,276.415596210297,290.08573105339104,236.65771149737751,225.6700974283707,166.6280520540551,125.54156873548791,92.261091027857148,69.037053872432409,29.111099902052931,9.8950082951643772,2.1387273711579411,0.53970520556968693,0,0,0,0,0,0,0,0,0,null,8592,"2021-12-27",0,0,0,0,0,0,0,0,0,0,0,9.142925756792911E-3,2.2162670710894582E-2,6.0110824635705024E-2,9.8177306350188287E-2,0.1654155824299218,0.21631191284906334,0.25945020577298072,0.31742853355567791,0.35315577590124159,0.4189634622401181,0.37116788683870466,0.44078626311562041,0.4174484395766046,0.42827238525472566,0.3659931612947519,0.39592069280360698,0.36880257538132483,0.38704170879153749,0.31575632735889764,0.30109629941003024,0.22232050423651076,0.16750159723923275,0.12309771389555559,9.2111456856875676E-2,3.8840965427623761E-2,1.3202238197514021E-2,2.8535588198919299E-3,7.2009203709827831E-4,0,0,0,0,0,0,0,0,0]
[null,8640,"2021-12-28",0,0,0,0,0,0,0,0,0,0,0,1.3605736461187492,3.3259556917603947,8.5207381690281814,13.715520646295968,21.870043560521317,30.355507239708484,34.22733791828928,35.560979752899627,37.892312418235171,42.76575199070566,45.301621667701916,51.897322389550006,48.842493462864205,46.021093780182753,41.202542876584232,40.721122537003325,36.317906226800908,36.271648473810231,34.923526423569768,29.968346875496042,20.778426880061399,15.207439564866391,10.616780780185559,8.2722072457383202,3.2610779386611424,1.0333282316169898,0.28560039437439644,7.5632384184104798E-2,0,0,0,0,0,0,0,0,0,null,8640,"2021-12-28",0,0,0,0,0,0,0,0,0,0,0,10.19742812780194,24.927863493263811,63.862485740738769,102.79710798821371,163.91482959890359,227.51293488811388,256.53210278136021,266.52767839423808,284.00089446348511,320.52706849105124,339.53327873656758,388.96770976160224,366.07192715441073,344.92568448976618,308.81089815697811,305.20267795798873,272.20080262213833,271.8541031892766,261.74999911960811,224.61118826142271,155.7332198243393,113.97896204516201,79.572215192768837,61.999759503894232,24.441608136039907,7.7447409071917646,2.140559978662564,0.56686075322114426,0,0,0,0,0,0,0,0,0,null,8640,"2021-12-28",0,0,0,0,0,0,0,0,0,0,0,1.3605736461187493E-2,3.3259556917603947E-2,8.5207381690281817E-2,0.13715520646295967,0.21870043560521316,0.30355507239708485,0.3422733791828928,0.35560979752899624,0.37892312418235169,0.42765751990705658,0.45301621667701919,0.51897322389550005,0.48842493462864206,0.46021093780182754,0.41202542876584231,0.40721122537003324,0.36317906226800906,0.36271648473810231,0.34923526423569767,0.29968346875496044,0.20778426880061399,0.1520743956486639,0.10616780780185558,8.2722072457383194E-2,3.2610779386611423E-2,1.0333282316169898E-2,2.8560039437439642E-3,7.5632384184104798E-4,0,0,0,0,0,0,0,0,0]
[null,8688,"2021-12-29",0,0,0,0,0,0,0,0,0,0,0,1.2623999547238389,3.1958474351283415,7.8603331059384178,12.524818776748493,19.195643111376828,22.204904657210133,26.983066401226608,34.369448756457977,40.035612810383654,45.740706471581213,44.603812776539421,46.905585155060322,47.644446966111857,45.002454010398857,44.273138383094192,40.953759632606918,39.104787001409967,35.289350809672861,29.008375133337328,22.185572556689383,17.280277711300631,13.273076676643225,8.5458499707467528,4.9489922352129154,2.4600241891355501,1.2324364602452706,0.57364161534721869,8.4884721220527981E-2,0,0,0,0,{"$f":"$C$1*ES186","v":0},0,0,0,0,null,8688,"2021-12-29",0,0,0,0,0,0,0,0,0,0,0,9.4616214591247552,23.952708932815142,58.912784425190424,93.872859917565691,143.8703384808301,166.4245959581317,202.23666765790068,257.59721606099851,300.06481850579769,342.82419631559168,334.30323769110868,351.55490096085128,357.09263148802188,337.29103283373564,331.82485045313632,306.9462807898131,293.08832788098681,264.49183370924999,217.41625039583221,166.27970287852358,129.5147752509578,99.481013637875662,64.050697377731183,37.092437272762581,18.437752291414402,9.2370466393238431,4.2994138246809142,0.63620653410722405,0,0,0,0,0,0,0,0,0,null,8688,"2021-12-29",0,0,0,0,0,0,0,0,0,0,0,1.2623999547238389E-2,3.1958474351283413E-2,7.8603331059384177E-2,0.12524818776748492,0.19195643111376828,0.22204904657210134,0.26983066401226607,0.34369448756457976,0.40035612810383653,0.45740706471581211,0.4460381277653942,0.4690558515506032,0.47644446966111859,0.45002454010398857,0.4427313838309419,0.40953759632606918,0.39104787001409969,0.35289350809672859,0.29008375133337327,0.22185572556689384,0.17280277711300632,0.13273076676643225,8.5458499707467536E-2,4.9489922352129158E-2,2.4600241891355502E-2,1.2324364602452707E-2,5.7364161534721866E-3,8.4884721220527984E-4,0,0,0,0,0,0,0,0,0]
[null,8736,"2021-12-30",0,0,0,0,0,0,0,0,0,0,0,1.2980013373973871,3.0312605050300774,7.1881486130907266,11.345036721151375,19.447518311570004,25.704505853175618,31.289364028756093,31.957748082517984,36.479417916804756,47.696138533234972,43.407171462281823,43.202396671230197,42.168109860025638,41.905929565999131,44.311791384838564,45.740696348260194,49.412443062835848,48.574903528631779,40.884905953797599,37.297418655174994,26.042076200950078,21.142750711401035,12.632891458664485,7.9160371090809258,4.2112889976556733,1.9240494689279364,0.63383843905111814,0.14219090048771144,0,0,0,0,0,0,0,0,0,null,8736,"2021-12-30",0,0,0,0,0,0,0,0,0,0,0,9.7284519552904847,22.719138522833731,53.874796901331635,85.030455279829539,145.7581298976877,192.6539233992668,234.51214254963122,239.52164598184081,273.41132426888083,357.48005707285159,325.33447379382881,323.79969747349401,316.04777206256227,314.08274450783341,332.11455267420791,342.82412044183155,370.34366951746472,364.0663546300255,306.43022607789379,279.5421969061797,195.1839954533059,158.46380783471969,94.682859001085319,59.330283007569264,31.563390193174939,14.420649870514749,4.7505858615593226,1.0657133425207639,0,0,0,0,0,0,0,0,0,null,8736,"2021-12-30",0,0,0,0,0,0,0,0,0,0,0,1.2980013373973871E-2,3.0312605050300773E-2,7.1881486130907266E-2,0.11345036721151376,0.19447518311570003,0.25704505853175619,0.31289364028756095,0.31957748082517984,0.36479417916804757,0.47696138533234972,0.43407171462281824,0.43202396671230198,0.42168109860025638,0.41905929565999134,0.44311791384838567,0.45740696348260196,0.49412443062835848,0.4857490352863178,0.40884905953797596,0.37297418655174991,0.26042076200950076,0.21142750711401037,0.12632891458664486,7.9160371090809256E-2,4.2112889976556732E-2,1.9240494689279363E-2,6.3383843905111814E-3,1.4219090048771144E-3,0,0,0,0,0,0,0,0,0]
[null,8784,"2021-12-31",0,0,0,0,0,0,0,0,0,0,0,1.1023519508005104,2.7900082249026052,8.9158129690854651,15.041617713268321,28.296536826975395,38.055168552957404,47.856736790120124,53.448548526524888,57.095860320293632,63.096847131883848,66.815838830130033,76.370868914989529,72.652735365851854,70.274303803860846,61.173716160165661,{"$f":"$C$1*EB188","v":66.994916311870895},58.098487669092933,51.456719726064115,44.139998416701062,45.519290837495632,26.804638118107803,20.031273889125639,15.756753722049643,9.5206116769474587,4.4917531167108349,1.8009201012089096,0.58648395233430406,0.17659025841555351,0,0,0,0,0,0,0,0,0,null,8784,"2021-12-31",0,0,0,0,0,0,0,0,0,0,0,8.2620700627986068,20.9109653347919,66.823550649046012,112.7361359633001,212.08105961917028,285.22149265288783,358.68373258627076,400.59406831036148,427.93047893593888,472.90756039098972,500.78120814165885,572.39565755223919,544.52844158413609,526.70222175437016,458.49379460889509,502.12338447630225,435.4451183363974,385.66541590442483,330.82697338701428,341.16469774938003,200.89935703288489,150.1333473387343,118.09604284666051,71.356485248215719,33.665454057671305,13.497801716489221,4.3956664669339789,1.323534726252819,0,0,0,0,0,0,0,0,0,null,8784,"2021-12-31",0,0,0,0,0,0,0,0,0,0,0,1.1023519508005104E-2,2.7900082249026053E-2,8.9158129690854654E-2,0.15041617713268321,0.28296536826975394,0.38055168552957402,0.47856736790120125,0.53448548526524886,0.57095860320293634,0.63096847131883849,0.66815838830130037,0.76370868914989531,0.7265273536585185,0.70274303803860849,0.61173716160165659,0.66994916311870889,0.58098487669092935,0.51456719726064115,0.4413999841670106,0.4551929083749563,0.26804638118107804,0.20031273889125639,0.15756753722049643,9.5206116769474589E-2,4.4917531167108345E-2,1.8009201012089096E-2,5.8648395233430409E-3,1.7659025841555351E-3,0,0,0,0,0,0,0,0,0]
[null,8832,"2022-01-01",0,0,0,0,0,0,0,0,0,0,0,1.1413586683589128,2.2698423663501224,7.333163410464322,12.396484454578522,24.390074750187633,33.983913029083851,40.025298529605479,50.438645988836008,53.483719424932666,66.329334835249469,61.778053814638632,68.722399633998734,67.344257216859987,62.857538908268253,63.329951039610222,58.772390458933167,53.810984088946299,49.792791288055867,47.917950178656945,52.239866310060513,35.429967662077225,27.095788809662036,17.216545922543322,11.513488622300059,6.1845823639907804,2.2070930265222746,0.47298638984805025,0.25645238607111809,0,0,0,0,0,0,0,0,0,null,8832,"2022-01-01",0,0,0,0,0,0,0,0,0,0,0,8.5544233653471125,17.01234950296476,54.961675202924091,92.911000902883416,182.80233121246832,254.7076460022129,299.98751351225661,378.0350066327166,400.85767234953028,497.13488621279049,463.02327363709225,515.07078138467784,504.74167623940525,471.11395780455609,474.65466195519417,440.495984406106,403.31050384422252,373.19435951964317,359.14252372326223,391.53505848247886,265.54574964393078,203.08151619784709,129.03710883638121,86.292993445150856,46.353120492356652,16.542046491593883,3.545008188026475,1.9220971849805288,0,0,0,0,0,0,0,0,0,null,8832,"2022-01-01",0,0,0,0,0,0,0,0,0,0,0,1.1413586683589128E-2,2.2698423663501225E-2,7.3331634104643217E-2,0.12396484454578521,0.24390074750187635,0.33983913029083851,0.4002529852960548,0.50438645988836006,0.53483719424932663,0.66329334835249465,0.61778053814638634,0.68722399633998732,0.67344257216859993,0.62857538908268251,0.63329951039610222,0.58772390458933166,0.53810984088946301,0.49792791288055865,0.47917950178656943,0.52239866310060512,0.35429967662077227,0.27095788809662036,0.17216545922543322,0.1151348862230006,6.1845823639907808E-2,2.2070930265222746E-2,4.7298638984805026E-3,2.5645238607111811E-3,0,0,0,0,0,0,0,0,0]
[null,8880,"2022-01-02",0,0,0,0,0,0,0,0,0,0,0,1.4531710683978378,4.2234468377694157,11.744736012183065,19.26602518659671,34.287359419809647,43.855220428864904,52.420933964528473,58.719750192072993,63.849329007196886,64.915783863736664,66.069206420668081,68.55677313820577,68.694062529235225,68.466368757518524,65.678057458184242,63.616248681481203,57.737862775249049,55.820414150071414,50.453357904105836,42.768696618873925,33.829499922313047,29.005155402496346,19.478405556008088,11.43850066453505,5.6278598614251596,1.9961021708764748,0.55915103509093345,0.18277652979513259,0,0,0,0,0,0,0,0,0,null,8880,"2022-01-02",0,0,0,0,0,0,0,0,0,0,0,10.891440951881231,31.654512567258006,88.026180505476972,144.39784844369592,256.98196078766711,328.69257730222802,392.8921510573453,440.10144836649789,478.54737258555031,486.54039580934472,495.18523738690016,513.82941948433063,514.85839627050177,513.15184339197685,492.25359642533101,476.80044776727931,432.74225366857161,418.37107677581048,378.14527166615619,320.54913832475313,253.55032786454518,217.392118682025,145.98962817499282,85.730962634146465,42.180514530718426,14.960681093102481,4.190807685560741,1.3699005058284361,0,0,0,0,0,0,0,0,0,null,8880,"2022-01-02",0,0,0,0,0,0,0,0,0,0,0,1.4531710683978379E-2,4.2234468377694158E-2,0.11744736012183066,0.19266025186596711,0.34287359419809649,0.43855220428864905,0.52420933964528471,0.58719750192072995,0.63849329007196887,0.64915783863736665,0.66069206420668081,0.68556773138205773,0.68694062529235222,0.68466368757518525,0.65678057458184236,0.63616248681481202,0.57737862775249049,0.55820414150071418,0.50453357904105833,0.42768696618873925,0.33829499922313044,0.29005155402496346,0.19478405556008088,0.11438500664535051,5.62785986142516E-2,1.9961021708764747E-2,5.5915103509093346E-3,1.8277652979513258E-3,0,0,0,0,0,0,0,0,0]
[null,8928,"2022-01-03",0,0,0,0,0,0,0,0,0,0,0,1.9139596665562617,4.469214768479957,10.972505717717079,17.475796666954199,30.201621508222043,40.576350096191845,49.361220086589597,57.461228326879635,61.523900630929248,69.065850472010808,71.623156630073211,70.550804068891779,68.415554513814584,68.489378874579998,67.815461223934733,68.920557370698617,64.290503102454068,59.078848620847261,51.74909269064495,48.785007005410797,38.810433307795186,29.472828401032992,20.194537035543505,12.373395630945543,6.945531024578333,2.5480277059389973,0.78743060855687597,0.20970199666272227,0,0,0,0,0,0,0,0,0,null,8928,"2022-01-03",0,0,0,0,0,0,0,0,0,0,0,14.345027330858489,33.496530319614656,82.238354944992082,130.9801795703695,226.35956940054641,304.11761610611995,369.95975599668378,430.6688929850331,461.1184088532404,517.64492740466903,536.8118029516254,528.77457674082348,512.77099330016608,513.3243030126788,508.27332556201577,516.55596322965141,481.85394929388718,442.7928722586762,387.85673594162415,365.64106917044541,290.88216238354943,220.89730328081211,151.35699605945169,92.737951380555515,52.056390798542971,19.097334034862811,5.901751117476266,1.5717054680023059,0,0,0,0,0,0,0,0,0,null,8928,"2022-01-03",0,0,0,0,0,0,0,0,0,0,0,1.9139596665562617E-2,4.4692147684799573E-2,0.10972505717717079,0.17475796666954199,0.30201621508222043,0.40576350096191849,0.49361220086589597,0.57461228326879632,0.61523900630929251,0.69065850472010804,0.71623156630073215,0.70550804068891781,0.6841555451381458,0.68489378874579998,0.67815461223934737,0.68920557370698621,0.64290503102454066,0.59078848620847257,0.51749092690644949,0.48785007005410796,0.38810433307795189,0.29472828401032991,0.20194537035543506,0.12373395630945544,6.945531024578333E-2,2.5480277059389975E-2,7.8743060855687597E-3,2.0970199666272226E-3,0,0,0,0,0,0,0,0,0]
[null,8976,"2022-01-04",0,0,0,0,0,0,0,0,0,0,0,1.9315966262518434,4.4820349657689134,11.829899551592453,19.747698873743996,30.982006864218636,42.567163361053339,50.76707497529015,58.96611413142373,64.569163560871544,66.153100786522117,66.25303542339951,66.744867770607485,64.329076561340997,64.685435508692436,64.55825336118464,62.636520526707059,59.355519803149804,58.300531035772352,49.529137140047858,45.150528954264374,36.266798435806606,35.309681338621878,21.165115054923959,13.190324778017153,7.0036375790846135,2.9878525014261226,0.76129443250910123,0.30683670235954774,0,0,0,0,0,0,0,0,0,null,8976,"2022-01-04",0,0,0,0,0,0,0,0,0,0,0,14.47721541887687,33.592617025991274,88.664476767288193,148.00796746940949,232.20851671954352,319.03865712599571,380.49656466304219,441.94793317235747,483.9424948164899,495.81402125947085,496.56302612219338,500.24928377233147,482.14305534541342,484.8139469679889,483.86072344197839,469.45743662518242,444.86650826111713,436.95942277430112,371.21828550661331,338.40084677280788,271.81775240878034,264.64420995756939,158.6314274166152,98.860792497266516,52.491896377401055,22.393797812181699,5.7058618486057,2.2997249933578039,0,0,0,0,0,0,0,0,0,null,8976,"2022-01-04",0,0,0,0,0,0,0,0,0,0,0,1.9315966262518434E-2,4.4820349657689135E-2,0.11829899551592453,0.19747698873743996,0.30982006864218636,0.4256716336105334,0.5076707497529015,0.5896611413142373,0.64569163560871545,0.66153100786522123,0.66253035423399509,0.66744867770607486,0.64329076561340992,0.64685435508692435,0.64558253361184637,0.62636520526707062,0.59355519803149803,0.58300531035772352,0.49529137140047858,0.45150528954264374,0.36266798435806608,0.35309681338621879,0.21165115054923958,0.13190324778017154,7.0036375790846137E-2,2.9878525014261224E-2,7.6129443250910122E-3,3.0683670235954774E-3,0,0,0,0,0,0,0,0,0]
[null,9024,"2022-01-05",{"$f":"$C$1*DB193","v":0},0,0,0,0,0,0,0,0,0,0,1.677581000794345,3.9947595995559944,11.552725405170618,19.110691210785237,30.268685964991306,38.57960155052551,47.009151121433462,52.346473876399372,57.555266420751963,61.067057714593787,62.700255752949005,67.965599637678409,65.18621347575673,65.943868475917384,64.191320041265698,60.492055973587334,55.660158668393031,51.109885386155128,44.067803966514099,39.483706350384033,33.499326823682438,23.671500867684141,17.787007630225698,15.240122639512323,6.947019882772083,2.4442862324161827,0.82151468794890747,0.26903089756967413,0,0,0,0,0,0,0,0,0,null,9024,"2022-01-05",0,0,0,0,0,0,0,0,0,0,0,12.57338162690923,29.940513709438477,86.587071075149112,143.23362844085972,226.8622139871041,289.15209046786401,352.33112244771394,392.33407660157997,431.37370356715348,457.69439515261064,469.93512880352614,509.39860509961431,488.56725156983271,494.24583606384232,481.11057745154039,453.38478725744017,417.16997034459058,383.06591071515049,330.285879768813,295.9283085306335,251.07569780492,177.41665764584579,133.3126894198717,114.2239199756998,52.067549712627894,18.31979713111711,6.1572095051159454,2.016372469032341,0,0,0,0,0,0,0,0,0,null,9024,"2022-01-05",0,0,0,0,0,0,0,0,0,0,0,1.677581000794345E-2,3.9947595995559942E-2,0.11552725405170618,0.19110691210785238,0.30268685964991304,0.38579601550525511,0.47009151121433462,0.52346473876399369,0.5755526642075196,0.61067057714593787,0.62700255752949008,0.67965599637678409,0.65186213475756727,0.65943868475917389,0.64191320041265698,0.60492055973587333,0.55660158668393034,0.51109885386155129,0.44067803966514096,0.39483706350384035,0.33499326823682435,0.23671500867684142,0.17787007630225699,0.15240122639512324,6.9470198827720833E-2,2.4442862324161825E-2,8.2151468794890749E-3,2.690308975696741E-3,0,0,0,0,0,0,0,0,0]
[null,9072,"2022-01-06",0,0,0,0,0,0,0,0,0,0,{"$f":"$C$1*DL194","v":0},1.057230759406123,2.7105752225677611,8.1085851743702904,13.896845933016222,23.093133246250382,31.087013407620663,38.710537878661924,43.27358073816076,49.72101753942372,54.466395178892071,56.17587365674278,65.134524833046768,61.515828414332397,62.229236538332742,60.546958462240383,59.286124304028874,58.641535214145712,53.043324826502882,47.820303676430015,40.238900150999903,32.868818959221734,25.408736908517866,16.104828976981263,9.4821978119754604,5.3043930880029411,2.2363299788474404,0.61742764404962058,0.29366449448327253,0,0,0,0,0,0,0,0,0,null,9072,"2022-01-06",0,0,0,0,0,0,0,0,0,0,0,7.9238890994985862,20.315619147839222,60.773420659497759,104.1561315033006,173.0818226533828,232.99553525569237,290.13345138081297,324.3332183221741,372.65641903753323,408.2227755929456,421.03522713765631,488.17984790332622,461.0579080131622,466.40486449070119,453.79627853075277,444.34639263437595,439.51523120860548,397.55693792903719,358.41066830975274,301.58844646312275,246.35007442525719,190.43715066947951,120.70484862895459,71.068575344712528,39.756148026843647,16.761175916055652,4.6275878136217861,2.200999986089025,0,0,0,0,0,0,0,0,0,null,9072,"2022-01-06",0,0,0,0,0,0,0,0,0,0,0,1.057230759406123E-2,2.7105752225677609E-2,8.1085851743702905E-2,0.13896845933016222,0.23093133246250383,0.31087013407620662,0.38710537878661927,0.43273580738160761,0.49721017539423723,0.54466395178892069,0.56175873656742781,0.6513452483304677,0.61515828414332396,0.62229236538332744,0.60546958462240386,0.59286124304028875,0.58641535214145712,0.5304332482650288,0.47820303676430015,0.40238900150999901,0.32868818959221735,0.25408736908517865,0.16104828976981264,9.482197811975461E-2,5.3043930880029413E-2,2.2363299788474404E-2,6.1742764404962057E-3,2.9366449448327255E-3,0,0,0,0,0,0,0,0,0]
[null,9120,"2022-01-07",0,0,0,0,0,0,0,0,0,0,0,0.97525988468940261,1.9369334115988575,6.29150719101471,10.646080970430559,20.374234630889852,27.429294099686107,32.214378775944702,38.800750921340985,43.177790892269755,50.325328908606828,54.92135535903774,56.875089141448697,57.31142413910554,58.515217783294339,54.814784657721368,53.952564633153102,46.659510197873793,41.297837488671938,34.601794511630985,30.153339288029347,25.419252911450606,22.487306050359923,16.818667919401069,12.696729059216574,{"$f":"$C$1*EK195","v":8.4819889917319848},5.0272279343924282,2.6194668191562833,0.21170570392013763,0,0,0,0,0,0,0,0,0,null,9120,"2022-01-07",0,0,0,0,0,0,0,0,0,0,0,7.3095216921323427,14.51721434518632,47.154516463654922,79.791818582123511,152.70382011304889,205.5811208572228,241.44507957110091,290.80959340482929,323.6152784505374,377.18570105886118,411.63267828456537,426.27581052796,429.54611845354941,438.56848868858822,410.8339364668746,404.37164259842552,349.71058206115788,309.52512627722962,259.3386353115738,225.99769669217059,190.5159675599906,168.5411795903747,126.05503406795491,95.161318469514896,63.572062688949828,37.67880973535383,19.632766442087018,1.5867231488201989,0,0,0,0,0,0,0,0,0,null,9120,"2022-01-07",0,0,0,0,0,0,0,0,0,0,0,9.7525988468940266E-3,1.9369334115988575E-2,6.29150719101471E-2,0.10646080970430559,0.20374234630889851,0.27429294099686108,0.32214378775944702,0.38800750921340982,0.43177790892269752,0.50325328908606826,0.54921355359037738,0.56875089141448698,0.57311424139105538,0.58515217783294338,0.54814784657721372,0.53952564633153099,0.46659510197873794,0.41297837488671935,0.34601794511630984,0.30153339288029346,0.25419252911450607,0.22487306050359923,0.16818667919401067,0.12696729059216574,8.4819889917319854E-2,5.0272279343924281E-2,2.6194668191562832E-2,2.1170570392013764E-3,0,0,0,0,0,0,0,0,0]
[null,9168,"2022-01-08",0,0,0,0,0,0,0,0,0,0,0,1.0156111552112947,2.0180671016284979,6.4934065021587424,10.968745902688985,19.481312795713741,27.256001163697611,34.064765035914171,37.755857341230524,41.911435236755388,47.977921401311477,49.30477504931735,53.204830331566598,55.42162356703404,65.214335967010427,55.090484047607859,56.259580194313095,50.035812206911046,45.812782887249313,39.063247202981053,38.02719522862256,29.361588701237629,20.69972955665871,14.334500127970809,10.269301995166515,5.7143011781990207,2.6754993762057739,0.74912350283274654,0.22218547009662976,0,0,0,0,0,0,0,0,0,null,9168,"2022-01-08",0,0,0,0,0,0,0,0,0,0,0,7.611952348632486,15.12530709722571,48.66774121287537,82.210175328525025,146.0114177841281,204.28229938964589,255.31362755344512,282.97817081717756,314.12400922142859,359.59200489210639,369.53670340236312,398.76741321997775,415.38216226892683,488.77802816700728,412.9002889361189,421.66260324709037,375.01578856219993,343.36440527126399,292.77698927015109,285.01183405394761,220.06356756436821,155.14338751240339,107.4363267434566,76.967879921190033,42.828387666868437,20.05272751876899,5.6146413689372832,1.66526844674347,0,0,0,0,0,0,0,0,0,null,9168,"2022-01-08",0,0,0,0,0,0,0,0,0,0,0,1.0156111552112948E-2,2.0180671016284978E-2,6.4934065021587425E-2,0.10968745902688985,0.19481312795713743,0.27256001163697613,0.34064765035914168,0.37755857341230525,0.41911435236755384,0.4797792140131148,0.49304775049317351,0.53204830331566599,0.5542162356703404,0.65214335967010428,0.55090484047607857,0.56259580194313097,0.50035812206911046,0.45812782887249315,0.3906324720298105,0.38027195228622562,0.29361588701237629,0.20699729556658711,0.14334500127970809,0.10269301995166515,5.7143011781990209E-2,2.6754993762057741E-2,7.4912350283274651E-3,2.2218547009662977E-3,0,0,0,0,0,0,0,0,0]
[null,9216,"2022-01-09",0,0,0,0,0,0,0,0,0,0,0,0.9593420830033591,2.5969803678042447,8.2232201231647863,13.851845452016898,22.194921894770793,30.45764203074614,36.09835532562127,42.462063574228807,42.948261558287513,48.827178001576712,50.461716828047855,57.170035501393436,56.723893363993113,55.394182639027335,51.542243077298146,53.708697693144245,49.137028503448555,46.979745731055687,39.655573180109783,40.589037607486752,31.142574479288616,23.4843488267528,17.092244111842575,11.116056865658628,5.5118942383220455,2.2066939830403371,0.50111361211215066,0.25909975448168049,0,0,0,0,0,0,0,0,0,null,9216,"2022-01-09",0,0,0,0,0,0,0,0,0,0,0,7.1902186032410649,19.464231668415742,61.632603589139862,103.8188552580814,166.34977567715501,228.27842979088939,270.55528013126826,318.25093973528499,321.8949681290909,365.95713857521929,378.20792136275122,428.48641802846038,425.14260610478988,415.17649395254659,386.3064089369928,402.54387267168812,368.279451837875,352.11073058888093,297.21644140655764,304.21270833792931,233.4119625741649,176.0139629135077,128.10547328369179,83.31426327084661,41.311358266915143,16.539055681623008,3.7558202438759238,1.9419390723870169,0,0,0,0,0,0,0,0,0,null,9216,"2022-01-09",{"$f":"BC197/Max_1","v":0},{"$f":"BD197/Max_1","v":0},{"$f":"BE197/Max_1","v":0},{"$f":"BF197/Max_1","v":0},{"$f":"BG197/Max_1","v":0},{"$f":"BH197/Max_1","v":0},{"$f":"BI197/Max_1","v":0},{"$f":"BJ197/Max_1","v":0},{"$f":"BK197/Max_1","v":0},{"$f":"BL197/Max_1","v":0},{"$f":"BM197/Max_1","v":0},{"$f":"BN197/Max_1","v":9.5934208300335905E-3},{"$f":"BO197/Max_1","v":2.5969803678042448E-2},{"$f":"BP197/Max_1","v":8.2232201231647872E-2},{"$f":"BQ197/Max_1","v":0.13851845452016898},{"$f":"BR197/Max_1","v":0.22194921894770794},{"$f":"BS197/Max_1","v":0.3045764203074614},{"$f":"BT197/Max_1","v":0.36098355325621267},{"$f":"BU197/Max_1","v":0.42462063574228809},{"$f":"BV197/Max_1","v":0.42948261558287509},{"$f":"BW197/Max_1","v":0.48827178001576715},{"$f":"BX197/Max_1","v":0.50461716828047853},{"$f":"BY197/Max_1","v":0.57170035501393435},{"$f":"BZ197/Max_1","v":0.56723893363993116},{"$f":"CA197/Max_1","v":0.55394182639027334},{"$f":"CB197/Max_1","v":0.51542243077298144},{"$f":"CC197/Max_1","v":0.53708697693144247},{"$f":"CD197/Max_1","v":0.49137028503448554},{"$f":"CE197/Max_1","v":0.46979745731055683},{"$f":"CF197/Max_1","v":0.39655573180109782},{"$f":"CG197/Max_1","v":0.4058903760748675},{"$f":"CH197/Max_1","v":0.31142574479288615},{"$f":"CI197/Max_1","v":0.23484348826752799},{"$f":"CJ197/Max_1","v":0.17092244111842575},{"$f":"CK197/Max_1","v":0.11116056865658629},{"$f":"CL197/Max_1","v":5.5118942383220453E-2},{"$f":"CM197/Max_1","v":2.2066939830403372E-2},{"$f":"CN197/Max_1","v":5.0111361211215063E-3},{"$f":"CO197/Max_1","v":2.5909975448168048E-3},{"$f":"CP197/Max_1","v":0},{"$f":"CQ197/Max_1","v":0},{"$f":"CR197/Max_1","v":0},{"$f":"CS197/Max_1","v":0},{"$f":"CT197/Max_1","v":0},{"$f":"CU197/Max_1","v":0},{"$f":"CV197/Max_1","v":0},{"$f":"CW197/Max_1","v":0},{"$f":"CX197/Max_1","v":0}]
[null,9264,"2022-01-10",0,0,0,0,0,0,0,0,0,0,0,0.98993188289456502,2.8258127447379344,8.4641468931810078,14.102481041624079,25.808393146775344,35.534925621973969,37.873939425072564,41.91718039651046,49.298891134956143,51.072152555258342,54.555222472696727,57.216187927382343,61.747911481665838,68.58841859209906,62.241404969225201,60.584141606167229,56.099346561167494,52.059561167208749,47.109402309995204,45.592989324639724,37.238682680339316,27.208408925156004,19.260670929189931,11.658517252188142,5.9187469984938454,2.4550884392395691,0.62900993824678675,0.31470183626786447,0,0,0,0,0,0,0,0,0,null,9264,"2022-01-10",0,0,0,0,0,0,0,0,0,0,0,7.4194875492656092,21.179318333332461,63.438337095967938,105.6973558586034,193.432553216842,266.33240404925527,283.86318984322975,314.16706889251088,369.49260377278432,382.78310512632692,408.88853150181842,428.8323280409673,462.79735843215559,514.06660050174116,466.49606624211532,454.07496424456281,420.46166056947783,390.18368089218893,353.08249984871048,341.71706404570182,279.10197385496025,203.92559805756161,144.35771856521478,87.37997542071399,44.360698368632555,18.400759104779741,4.7143965012423248,2.3586737595450611,0,0,0,0,0,0,0,0,0,null,9264,"2022-01-10",0,0,0,0,0,0,0,0,0,0,0,9.8993188289456507E-3,2.8258127447379346E-2,8.4641468931810071E-2,0.14102481041624079,0.25808393146775344,0.35534925621973967,0.37873939425072567,0.41917180396510462,0.49298891134956146,0.51072152555258343,0.54555222472696729,0.57216187927382345,0.6174791148166584,0.68588418592099054,0.622414049692252,0.6058414160616723,0.56099346561167496,0.52059561167208745,0.47109402309995202,0.45592989324639727,0.37238682680339319,0.27208408925156002,0.19260670929189933,0.11658517252188141,5.9187469984938457E-2,2.4550884392395691E-2,6.2900993824678677E-3,3.1470183626786446E-3,0,0,0,0,0,0,0,0,0]
[null,{"$f":"B198+48","v":9312},{"$f":"C198+1","v":"2022-01-11"},0,0,0,0,0,0,0,0,0,0,0,0.80475721478422446,2.4405970971868265,6.1488528170974002,11.270746457856459,18.980929702387979,28.695485944572823,32.557983826348099,37.564189329572706,44.046801521885627,48.563690840788723,52.524316906065515,69.481166750919471,60.426664678800648,58.707012162669081,56.366193930462906,52.147827791073887,48.247869319643193,47.331501368194203,45.501317918768549,40.664337849979844,32.136154541460819,26.77195445399564,18.346734780101283,11.910021695833494,5.8281727936827554,2.1702290437204947,0.5313151231803066,0.28638895469995451,0,0,0,0,0,0,0,0,0,null,9312,"2022-01-11",0,0,0,0,0,0,0,0,0,0,0,6.0316131225254876,18.292147256035069,46.085329412084334,84.473653652290679,142.26107274024699,215.0711623342678,244.02038140487801,281.54162912106659,330.12846754771203,363.98231612264647,393.66700078265944,520.75770113548379,452.8946829321996,440.00597750411072,422.46166760860098,390.8452346092671,361.61525038366074,354.74712064281272,341.0299916660386,304.77707970659418,240.85879303580222,200.65439468432859,137.50781505553138,89.264988036688521,43.681849453376337,16.265752873679087,3.9821789855339662,2.1464701969497209,0,0,0,0,0,0,0,0,0,null,9312,"2022-01-11",0,0,0,0,0,0,0,0,0,0,0,8.0475721478422448E-3,2.4405970971868265E-2,6.1488528170973999E-2,0.11270746457856459,0.18980929702387977,0.28695485944572824,0.32557983826348097,0.37564189329572706,0.44046801521885626,0.4856369084078872,0.52524316906065516,0.69481166750919465,0.60426664678800646,0.58707012162669081,0.56366193930462904,0.52147827791073886,0.48247869319643194,0.47331501368194201,0.45501317918768547,0.40664337849979842,0.32136154541460821,0.26771954453995639,0.18346734780101284,0.11910021695833495,5.8281727936827551E-2,2.1702290437204948E-2,5.3131512318030658E-3,2.8638895469995452E-3,0,0,0,0,0,0,0,0,0]
[null,9360,"2022-01-12",0,0,0,0,0,0,0,0,0,0,0,1.0627786727881692,3.3725253193971181,9.6933427150160014,16.014160110634879,26.779279679578327,37.155199929789767,47.059695795780854,55.534855447382959,56.524843115084792,60.257029133785466,65.844338655918804,64.615699241390715,65.125319296949911,68.725289617920893,66.467679020875437,71.614843533416234,66.680838358501347,61.399863326577808,56.684126870410125,54.035002838427573,41.218630629323876,31.145197778896812,20.215770110394317,12.158003858520312,5.9431265374612448,2.0248168089375156,0.48448126140841902,0.29972153292848508,0,0,0,0,0,0,0,0,0,null,9360,"2022-01-12",0,0,0,0,0,0,0,0,0,0,0,7.9654704193588328,25.276900410242682,72.651095320349114,120.0252902304555,200.70929686592859,278.47627501751123,352.70995213133381,416.23082927414765,423.65073492761832,451.62327341817036,493.49986528239742,484.29127730160286,488.11085289302792,515.09244166262079,498.17176862914818,536.74949672812863,499.76938668636313,460.18875576176799,424.84455832078049,404.98951262381479,308.93147502010373,233.43162406715982,151.5161368419746,91.123601341590785,44.543421734705532,15.175895799545321,3.631161647568748,2.2463971715986708,0,0,0,0,0,0,0,0,0,null,9360,"2022-01-12",0,0,0,0,0,0,0,0,0,0,0,1.0627786727881691E-2,3.3725253193971183E-2,9.6933427150160012E-2,0.16014160110634879,0.26779279679578327,0.37155199929789767,0.47059695795780854,0.55534855447382958,0.56524843115084789,0.60257029133785467,0.6584433865591881,0.64615699241390712,0.65125319296949913,0.68725289617920893,0.66467679020875436,0.71614843533416239,0.66680838358501349,0.61399863326577808,0.56684126870410123,0.5403500283842757,0.41218630629323877,0.3114519777889681,0.20215770110394318,0.12158003858520311,5.9431265374612449E-2,2.0248168089375157E-2,4.8448126140841902E-3,2.9972153292848508E-3,0,0,0,0,0,0,0,0,0]
[null,9408,"2022-01-13",0,0,0,0,0,0,0,0,0,0,0,1.0491799872646483,3.0346077780568583,9.9521154393919407,16.869623100727026,31.467825865058156,40.640212757022319,51.442003706798836,58.556983148808683,65.341392407049526,65.053835189561909,68.46438085769276,70.352864430287127,70.919859985412984,70.523663226510422,69.402147996799044,67.658812121130524,66.693990693921236,63.070640702799473,57.642639385619646,50.111475570077744,38.168254735554527,29.606738666250397,20.808838412632131,12.738199896828023,6.8825654682699282,4.29468252293539,0.72956835290695909,0.35721712017811613,0,0,0,0,0,0,0,0,0,null,9408,"2022-01-13",0,0,0,0,0,0,0,0,0,0,0,7.8635489844888671,22.744226158635069,74.590583319243393,126.43694047985171,235.84970465399599,304.59626340002183,385.55512011175443,438.88151791290022,489.73030952213207,487.57508325685376,513.13694418703017,527.29102952963638,531.5406314814843,528.57115755046846,520.1654597171746,507.09924875133549,499.8679627506134,472.711144579294,432.02855935691008,375.58288150127112,286.0690676610995,221.90095369622682,155.96115266614541,95.472140222640036,51.584467255988933,32.188420291905601,5.4680765457353466,2.6773235829079089,0,0,0,0,0,0,0,0,0,null,9408,"2022-01-13",0,0,0,0,0,0,0,0,0,0,0,1.0491799872646484E-2,3.0346077780568581E-2,9.9521154393919412E-2,0.16869623100727024,0.31467825865058158,0.4064021275702232,0.51442003706798833,0.58556983148808683,0.65341392407049526,0.65053835189561915,0.68464380857692753,0.70352864430287121,0.70919859985412981,0.70523663226510425,0.69402147996799046,0.67658812121130518,0.66693990693921235,0.63070640702799474,0.57642639385619643,0.50111475570077746,0.3816825473555453,0.29606738666250398,0.2080883841263213,0.12738199896828023,6.8825654682699286E-2,4.2946825229353898E-2,7.2956835290695909E-3,3.5721712017811611E-3,0,0,0,0,0,0,0,0,0]
[null,9456,"2022-01-14",0,0,0,0,0,0,0,0,0,0,0,1.1961444327623401,3.3415660160676532,10.460809097937787,17.580052179807922,31.103621744613978,41.515959585466241,50.626936490150797,52.535160198678319,61.364287528166663,67.820207112330607,71.553231655829535,71.434021810662941,73.870039423917305,75.401255523519325,73.356837946213957,73.136978631053921,69.642381570796076,67.013802813538149,58.894529003192794,51.006671738618778,40.933126360201221,30.071705012311039,22.216705678573057,13.520268371509031,6.9664516534952092,2.4907395609971372,0.51252467840657712,0.34811615397123102,0,0,0,0,0,0,0,0,0,null,9456,"2022-01-14",0,0,0,0,0,0,0,0,0,0,0,8.9650397965299042,25.04486205532552,78.403215613634558,131.76156917194359,233.12001387049929,311.1599399541596,379.4462340659266,393.74827069215917,459.92211701830735,508.30889574666361,536.28771893660542,535.39424739856668,553.65207166268067,565.12845603067694,549.80565350009863,548.15781946261905,521.96599775619075,502.26493781587112,441.41140639026321,382.29232983949368,306.7916354951621,225.3858520766459,166.51304399438931,101.3337024279124,52.213189815176015,18.66796239277183,3.8413455873447928,2.609112318451178,0,0,0,0,0,0,0,0,0,null,9456,"2022-01-14",0,0,0,0,0,0,0,0,0,0,0,1.1961444327623401E-2,3.3415660160676534E-2,0.10460809097937787,0.1758005217980792,0.3110362174461398,0.41515959585466244,0.50626936490150798,0.52535160198678321,0.61364287528166661,0.6782020711233061,0.7155323165582953,0.7143402181066294,0.738700394239173,0.75401255523519328,0.7335683794621396,0.73136978631053928,0.69642381570796075,0.67013802813538148,0.58894529003192797,0.51006671738618781,0.40933126360201222,0.3007170501231104,0.22216705678573057,0.13520268371509031,6.9664516534952092E-2,2.4907395609971371E-2,5.1252467840657715E-3,3.4811615397123104E-3,0,0,0,0,0,0,0,0,0]
[null,9504,"2022-01-15",0,0,0,0,0,0,0,0,0,0,0,1.0184761148744526,2.8793203040632167,9.4819279563548289,16.084535608646448,29.478221579823138,39.994784764047807,48.470809001447421,55.996016730942152,63.033904907549854,65.218735139588503,65.840750366253488,67.871819030686055,70.779757507017493,69.837488374075519,67.495638228783335,69.488774935162539,64.355956022871723,59.923211918483247,53.489365710601867,46.888770677594863,38.898909236175264,30.742400023592459,23.175357278938218,14.719527236351087,7.361280584349819,2.4711711637245428,0.52074597182679438,0.22885914575094896,0,0,0,0,0,0,0,0,0,null,9504,"2022-01-15",0,0,0,0,0,0,0,0,0,0,0,7.6334250710664717,21.58035468448492,71.066552790987387,120.5527508974899,220.9377248730205,299.75881443957456,363.28617160760103,419.68720891065971,472.43581172036033,488.81099973478291,493.47297123952933,508.69572436815645,530.49057075302585,523.42831301517208,505.87626898519733,520.81472407740478,482.34451550000017,449.12133089519261,400.89999096452402,351.42887733401591,291.54528482699089,230.41267601427541,173.69808746646669,110.32208472955581,55.172411946702852,18.521298281400281,3.902963750396379,1.715287295798291,0,0,0,0,0,0,0,0,0,null,9504,"2022-01-15",0,0,0,0,0,0,0,0,0,0,0,1.0184761148744526E-2,2.8793203040632168E-2,9.4819279563548284E-2,0.16084535608646447,0.29478221579823138,0.39994784764047808,0.48470809001447424,0.55996016730942155,0.63033904907549854,0.65218735139588502,0.65840750366253487,0.67871819030686054,0.70779757507017493,0.69837488374075518,0.67495638228783339,0.69488774935162545,0.6435595602287173,0.59923211918483243,0.53489365710601866,0.46888770677594865,0.38898909236175261,0.30742400023592459,0.23175357278938219,0.14719527236351088,7.3612805843498191E-2,2.4711711637245427E-2,5.2074597182679436E-3,2.2885914575094895E-3,0,0,0,0,0,0,0,0,0]
[null,9552,"2022-01-16",0,0,0,0,0,0,0,0,0,0,0,0.67041151928189768,1.9352282803441683,6.5725317119277884,11.209835143511409,24.670957616943515,35.243970556958978,42.496377674919977,50.108540156003158,58.726238759708458,64.781316606604804,66.925381650631692,68.191715107402189,69.328949446650498,70.826744725351119,68.002527702513817,64.183066326431202,57.686282206470516,51.776840690272763,45.448966153650566,63.070338552147241,38.893866761844279,27.744451655554748,18.165550468915505,11.604419122933871,6.7092987353635376,2.6870696124752742,0.72720139863472277,0.25509558414288003,0,0,0,0,0,0,0,0,0,null,9552,"2022-01-16",0,0,0,0,0,0,0,0,0,0,0,5.0246991799596978,14.50443447585123,49.260780510688342,84.017126545525471,184.90753356902201,264.15171109494577,318.50812212049914,375.5608807267181,440.15007984065869,485.5325707687403,501.60222583678251,511.09332868747015,519.61684042241723,530.84273749037914,509.67537900901061,481.048716291689,432.3556600105137,388.0647057437015,340.63761793185881,472.70887997600056,291.50749174631267,207.94321021127729,136.14984814468249,86.974512778913862,50.28584217913825,20.139445832854001,5.4503363475904116,1.9119280256804501,0,0,0,0,0,0,0,0,0,null,9552,"2022-01-16",0,0,0,0,0,0,0,0,0,0,0,6.704115192818977E-3,1.9352282803441683E-2,6.5725317119277885E-2,0.1120983514351141,0.24670957616943515,0.35243970556958976,0.42496377674919977,0.50108540156003156,0.5872623875970846,0.647813166066048,0.66925381650631699,0.68191715107402195,0.69328949446650501,0.70826744725351121,0.68002527702513815,0.64183066326431204,0.57686282206470518,0.51776840690272763,0.45448966153650566,0.63070338552147243,0.38893866761844281,0.27744451655554747,0.18165550468915506,0.11604419122933872,6.7092987353635378E-2,2.6870696124752742E-2,7.2720139863472278E-3,2.5509558414288005E-3,0,0,0,0,0,0,0,0,0]
[null,9600,"2022-01-17",0,0,0,0,0,0,0,0,0,0,0,0.74770715632640217,1.720227275179997,6.1035552789993393,10.486883282818678,22.008889347512032,32.203721192630525,41.042734082095848,48.810596467654996,56.176565832402723,61.897306526659634,65.589440587815346,67.61657783613424,69.20226680238099,67.328519889141944,66.92093906027597,65.690142166186348,62.64943618738252,57.501953939497284,50.353065698251676,42.362570172641981,34.070056549685326,27.890062681558909,16.710037825034604,9.8843386901597103,4.8306560163023864,3.3413558617929073,0.71999825722399191,0.23710600197017934,0,0,0,0,0,0,0,0,0,null,9600,"2022-01-17",0,0,0,0,0,0,0,0,0,0,0,5.6040259261468757,12.89301321701593,45.745826739488081,78.598640261960213,164.95547149118551,241.3652015430556,307.61313962282247,365.83286084802842,421.04041495792922,463.9170664599568,491.58941762907449,506.78270500009705,518.6673606469833,504.62372579343986,501.56892885504033,492.34417067807249,469.55423882463469,430.97412931591009,377.393586842704,317.50524190792629,255.3532871716676,209.03455721518898,125.24085720735029,74.082600138029107,36.205513517699167,25.043286960056999,5.3963491804570047,1.777097050687942,0,0,0,0,0,0,0,0,0,null,9600,"2022-01-17",0,0,0,0,0,0,0,0,0,0,0,7.4770715632640214E-3,1.7202272751799971E-2,6.103555278999339E-2,0.10486883282818678,0.22008889347512031,0.32203721192630524,0.41042734082095844,0.48810596467654999,0.56176565832402725,0.61897306526659635,0.65589440587815351,0.6761657783613424,0.69202266802380996,0.67328519889141947,0.66920939060275975,0.65690142166186349,0.62649436187382523,0.57501953939497286,0.50353065698251676,0.42362570172641978,0.34070056549685324,0.27890062681558908,0.16710037825034604,9.8843386901597108E-2,4.8306560163023864E-2,3.3413558617929072E-2,7.1999825722399192E-3,2.3710600197017935E-3,0,0,0,0,0,0,0,0,0]
[null,9648,"2022-01-18",0,0,0,0,0,0,0,0,0,0,0,0.89051815182059646,2.1330551987907844,6.4995563330764297,10.866057467362072,22.336463777728337,31.007331668450099,38.174829737377195,44.042153933420138,47.974391249786045,50.861611786804062,55.636034107285269,58.071122415033848,60.293530527785975,64.925682650682859,62.223246643828809,61.194932154483553,60.477831133081537,62.146992447708939,55.724653320068498,48.434422979451917,39.511225138777711,29.59727729431841,19.543346048332449,11.602477466023913,5.497030471177232,2.011203007996702,0.53822151469050339,0.1657341586039929,0,0,0,0,0,0,0,0,0,null,9648,"2022-01-18",0,0,0,0,0,0,0,0,0,0,0,6.6743868482228184,15.98713685536493,48.713833873100086,81.44053089083522,167.41062466732228,232.3983247992,286.1183469549606,330.09363411588748,359.56554659154801,381.20511310773293,416.98915802420424,435.24001719228613,451.89684945203413,486.61458669840403,466.35997054551041,458.6528073737195,453.27817282381426,465.78844934443907,417.65335437673338,363.01346028086454,296.13456040653102,221.83004120976048,146.4763537594188,86.959960162196168,41.199955111635752,15.07386107541541,4.033942027724736,1.242168827470026,0,0,0,0,0,0,0,0,0,null,9648,"2022-01-18",0,0,0,0,0,0,0,0,0,0,0,8.9051815182059641E-3,2.1330551987907842E-2,6.4995563330764297E-2,0.10866057467362072,0.22336463777728335,0.310073316684501,0.38174829737377192,0.44042153933420142,0.47974391249786047,0.50861611786804062,0.5563603410728527,0.58071122415033849,0.60293530527785977,0.64925682650682859,0.62223246643828811,0.6119493215448355,0.60477831133081539,0.62146992447708937,0.55724653320068496,0.48434422979451919,0.39511225138777711,0.29597277294318408,0.19543346048332449,0.11602477466023912,5.4970304711772319E-2,2.0112030079967019E-2,5.3822151469050342E-3,1.6573415860399289E-3,0,0,0,0,0,0,0,0,0]
[null,9696,"2022-01-19",0,0,0,0,0,0,0,0,0,0,0,0.93691266788515948,1.9274342066943329,7.1646788441627711,12.40192348163121,23.620940884676703,32.531858086059614,40.667399998685539,48.670422755379128,50.030184694172952,53.754037864845614,60.586053807221674,66.899674794400383,64.184578493728409,65.889341396974388,59.254338803918451,59.961791620134889,60.137968159192766,60.122744762906777,53.32986507993639,45.605978284748929,35.742640072931891,26.879818875713219,19.39156950426003,12.047791048273206,5.7377018854507282,2.064941089106366,0.74295656798468557,0.2639637153970314,0,0,0,0,0,0,0,0,0,null,9696,"2022-01-19",0,0,0,0,0,0,0,0,0,0,0,7.0221113131513739,14.446018302574821,53.69889221399503,92.951766125415233,177.03771322462168,243.8245703514761,304.8000303505612,364.78226622537204,374.9736106493404,402.88369488090541,454.08929609118809,501.4095542974224,481.06004990628196,493.83715846661971,444.10816197791206,449.41048373591309,450.730917657276,450.6168191004428,399.7045421020606,341.81441562056608,267.889212966429,201.4628328685825,145.3387965209115,90.297562108459971,43.003774740563223,15.47662517525302,5.5684205156513675,1.9783942043765419,0,0,0,0,0,0,0,0,0,null,9696,"2022-01-19",0,0,0,0,0,0,0,0,0,0,0,9.3691266788515949E-3,1.9274342066943329E-2,7.164678844162771E-2,0.12401923481631209,0.23620940884676703,0.32531858086059617,0.40667399998685538,0.48670422755379128,0.50030184694172952,0.53754037864845616,0.60586053807221674,0.66899674794400388,0.64184578493728406,0.65889341396974388,0.59254338803918449,0.59961791620134886,0.60137968159192767,0.60122744762906777,0.53329865079936389,0.45605978284748927,0.35742640072931892,0.26879818875713218,0.19391569504260031,0.12047791048273206,5.7377018854507279E-2,2.064941089106366E-2,7.4295656798468558E-3,2.6396371539703137E-3,0,0,0,0,0,0,0,0,0]
[null,9744,"2022-01-20",0,0,0,0,0,0,0,0,0,0,0,0.60813552706499729,1.7874334306741315,5.8282887179256813,11.433814254288029,20.893868057971314,27.806670450192673,33.414140636763342,39.449454053679467,39.394558858268574,51.087595998849778,55.739894438294044,56.339018885984039,55.726146388840526,55.455327418940378,55.668523332396845,61.866590695750745,58.030572140771064,59.364259966841445,45.682328568803072,37.871030170162719,30.006916502490537,21.337198331400966,14.169592486845328,7.5605745273152625,3.7134484447453104,1.6842978447547521,0.76636133920990612,0.20736308316974469,0,0,0,0,0,0,0,0,0,null,9744,"2022-01-20",0,0,0,0,0,0,0,0,0,0,0,4.5579438841100473,13.3967198280857,43.682718299497886,85.695838235105128,156.598445398922,208.409536814272,250.4372318012112,295.67158936305788,295.26015275221278,382.89885292617492,417.76758575857423,422.25799207531873,417.66454484888169,415.63477087150079,417.2326630626477,463.68685291806389,434.936095013184,444.93201532964298,342.38665699566576,283.8413851302447,224.90026559311622,159.9211825495893,106.2003526211446,56.66610959805292,27.832101356373879,12.623724020154389,5.7438380486145206,1.5541754340274281,0,0,0,0,0,0,0,0,0,null,9744,"2022-01-20",0,0,0,0,0,0,0,0,0,0,0,6.081355270649973E-3,1.7874334306741315E-2,5.8282887179256816E-2,0.11433814254288029,0.20893868057971315,0.27806670450192672,0.3341414063676334,0.39449454053679467,0.39394558858268575,0.51087595998849777,0.55739894438294046,0.56339018885984038,0.55726146388840525,0.55455327418940381,0.55668523332396846,0.61866590695750745,0.58030572140771064,0.59364259966841448,0.45682328568803071,0.37871030170162717,0.30006916502490538,0.21337198331400967,0.14169592486845328,7.5605745273152627E-2,3.7134484447453105E-2,1.6842978447547521E-2,7.6636133920990612E-3,2.0736308316974469E-3,0,0,0,0,0,0,0,0,0]
[null,9792,"2022-01-21",0,0,0,0,0,0,0,0,0,0,0,0.70132165440390382,1.7837382829024855,6.3764625456260386,10.969186808349592,20.410934942144706,27.96407880315644,33.272986340634034,41.381087579484074,40.761515356715918,51.950523602431829,52.503020396661938,56.529290232345389,52.743141330958288,55.795377478955956,58.530925272151137,55.048388382619287,54.568164685033302,54.215615545888518,45.612440540602783,41.474989759934957,32.428625100880652,24.59601416064935,16.174763493603621,10.088668899088271,5.1507900316562543,1.5049245089008454,0.67927705719209053,0.21113185601033779,0,0,0,0,0,0,0,0,0,null,9792,"2022-01-21",0,0,0,0,0,0,0,0,0,0,0,5.2563690217403858,13.369024889314501,47.791252391322111,82.213479893329733,152.9788870213026,209.58930416508221,249.3792877539961,310.14908134214767,305.50542002349431,389.36645006222608,393.50738456149008,423.68406583827522,395.30707837185656,418.18342823874849,438.6862154938533,412.58478413456879,408.9855327045783,406.34319539472159,341.8628498893035,310.85287326030169,243.05084454120191,184.34583629420788,121.2290041636024,75.614044338665849,38.604901174624857,11.27933027444851,5.0911459216788186,1.5824221888294139,0,0,0,0,0,0,0,0,0,null,9792,"2022-01-21",0,0,0,0,0,0,0,0,0,0,0,7.0132165440390387E-3,1.7837382829024855E-2,6.3764625456260382E-2,0.10969186808349593,0.20410934942144707,0.27964078803156439,0.33272986340634036,0.41381087579484077,0.40761515356715916,0.51950523602431831,0.52503020396661937,0.56529290232345386,0.52743141330958287,0.55795377478955954,0.58530925272151135,0.55048388382619284,0.54568164685033305,0.54215615545888518,0.45612440540602783,0.41474989759934955,0.32428625100880654,0.24596014160649349,0.16174763493603622,0.10088668899088271,5.1507900316562542E-2,1.5049245089008454E-2,6.7927705719209048E-3,2.1113185601033778E-3,0,0,0,0,0,0,0,0,0]
[null,9840,"2022-01-22",0,0,0,0,0,0,0,0,0,0,0,0.72677181564774873,2.3350048616825254,7.8324335622690633,13.329862262855599,23.649789745352763,35.468974718732085,38.894558477232778,46.906225497294344,53.264464921303237,55.406411507146998,55.710405075971195,56.624358747072421,57.343079604533322,68.680731456830941,64.691367658666195,62.999437713646515,62.967525209394026,68.803673100918658,57.30795950085902,47.920705551648439,35.763723199151535,28.748978156744382,20.202428421734393,11.663944504146761,5.5366668459864226,2.0055658986207794,0.49291748447183914,0.31462649076024424,0,0,0,0,0,0,0,0,0,null,9840,"2022-01-22",0,0,0,0,0,0,0,0,0,0,0,5.4471166456308078,17.500738988293961,58.703678808468901,99.906618628643841,177.25393392252531,265.83810548798942,291.51267611687518,351.55970029231509,399.21437134275561,415.26814867780934,417.5465645344164,424.39659937066523,429.78337450688599,514.75848058192662,484.85840812095432,472.17748190954927,471.93829936370093,515.67992175717995,429.52015117158089,359.16317509933896,268.04722989182477,215.47208365930788,151.4161415851201,87.420652389533259,41.49702766225905,15.031611236258589,3.6943906970250122,2.3581090489166421,0,0,0,0,0,0,0,0,0,null,9840,"2022-01-22",0,0,0,0,0,0,0,0,0,0,0,7.2677181564774875E-3,2.3350048616825256E-2,7.832433562269063E-2,0.13329862262855599,0.23649789745352762,0.35468974718732088,0.38894558477232777,0.46906225497294346,0.53264464921303234,0.55406411507147002,0.55710405075971192,0.56624358747072423,0.5734307960453332,0.68680731456830935,0.64691367658666199,0.62999437713646511,0.62967525209394026,0.68803673100918661,0.57307959500859018,0.4792070555164844,0.35763723199151537,0.28748978156744381,0.20202428421734392,0.1166394450414676,5.5366668459864224E-2,2.0055658986207793E-2,4.9291748447183913E-3,3.1462649076024426E-3,0,0,0,0,0,0,0,0,0]
[null,9888,"2022-01-23",0,0,0,0,0,0,0,0,0,0,0,0.80861506497056035,2.3876005509301237,8.7490308832791026,15.110461215628082,29.173369685814915,37.187105166542516,44.694545545963692,51.360755174640893,55.0013621022986,57.008806465032244,62.796155583320065,67.037035440869857,67.459929937211882,70.830910637711185,63.140342774298453,63.222299596815176,65.434205841744543,59.483061513809233,50.935357982684735,47.289938711533743,41.652071604142144,32.266555456687477,20.935555365838315,12.580419265668077,7.2743435134355554,2.4005466038606085,0.50762231162434845,0.33192122273764235,0,0,0,0,0,0,0,0,0,null,9888,"2022-01-23",0,0,0,0,0,0,0,0,0,0,0,6.0605275073625107,17.894940921033569,65.573527662148578,113.2521144032636,218.65287591417052,278.71540309383022,334.9832750398254,384.9461666239859,412.23232462967104,427.27801485594694,470.65389300307311,502.43906513937986,505.60863721244817,530.8739607850531,473.23355794993171,473.84782003679589,490.42594134794086,445.82242669409328,381.75783697853348,354.43561071073032,312.18009239628356,241.83614105707011,156.91088958526058,94.289582666272111,54.520823159268375,17.991970908843442,3.804602605397061,2.4877321581340039,0,0,0,0,0,0,0,0,0,null,9888,"2022-01-23",0,0,0,0,0,0,0,0,0,0,0,8.0861506497056038E-3,2.3876005509301239E-2,8.7490308832791019E-2,0.15110461215628082,0.29173369685814915,0.37187105166542517,0.44694545545963693,0.51360755174640893,0.55001362102298601,0.57008806465032247,0.62796155583320068,0.67037035440869863,0.67459929937211882,0.70830910637711186,0.63140342774298452,0.63222299596815179,0.65434205841744542,0.59483061513809232,0.50935357982684737,0.47289938711533741,0.41652071604142143,0.32266555456687479,0.20935555365838315,0.12580419265668077,7.274343513435555E-2,2.4005466038606083E-2,5.0762231162434848E-3,3.3192122273764234E-3,0,0,0,0,0,0,0,0,0]
[null,9936,"2022-01-24",0,0,0,0,0,0,0,0,0,0,0,0.82984753646805176,2.3083696000922234,8.4909872724320916,14.673604944771965,28.221885957901222,38.107891905126074,46.906353412887235,55.872879938370147,62.868125067100621,64.693109724490967,67.221717817544032,68.527751382989237,67.7424492721522,68.700599351721593,68.820981589948659,68.439734859574841,65.051026877817932,60.690563893187964,52.624086148226368,45.460110722912511,36.349421665991095,29.662105484511788,20.965673440766377,11.783881437706205,5.6076882397428163,1.9190410957273862,0.51559343064758245,0.16017306415741395,0,0,0,0,0,0,0,0,0,null,9936,"2022-01-24",0,0,0,0,0,0,0,0,0,0,0,6.2196637677839286,17.301109099454699,63.639504330918179,109.97789956238169,211.5215552702264,285.6166514125261,351.5606590129758,418.76430510775043,471.19330050985582,484.8714648129552,503.82324986762217,513.61190295091285,507.72610481222625,514.90738941223958,515.80964797478509,512.95222372359751,487.55403510760334,454.87259370489079,394.41476602065501,340.72114589404464,272.4370091861673,222.315925095604,157.13662297742408,88.319573416947193,42.029329284029501,14.383112376020781,3.8643457244626562,1.2004887162223341,0,0,0,0,0,0,0,0,0,null,9936,"2022-01-24",0,0,0,0,0,0,0,0,0,0,0,8.298475364680518E-3,2.3083696000922232E-2,8.490987272432092E-2,0.14673604944771965,0.28221885957901222,0.38107891905126073,0.46906353412887236,0.55872879938370146,0.62868125067100622,0.6469310972449096,0.67221717817544036,0.68527751382989233,0.67742449272152205,0.68700599351721592,0.6882098158994866,0.68439734859574841,0.6505102687781793,0.60690563893187965,0.52624086148226368,0.45460110722912511,0.36349421665991094,0.29662105484511786,0.20965673440766378,0.11783881437706205,5.6076882397428161E-2,1.9190410957273862E-2,5.1559343064758248E-3,1.6017306415741395E-3,0,0,0,0,0,0,0,0,0]
[null,9984,"2022-01-25",0,0,0,0,0,0,0,0,0,0,0,0.4309019779067923,1.1176037555119485,4.583120523109411,8.0486372907068713,18.827226120307685,27.903086255852745,33.162905819621038,40.256535974809466,45.413751796589374,48.192123005527129,51.066700740393188,52.087464600104383,48.427816761824154,56.830193398802422,57.151503518861425,55.380451148119036,49.469829164057124,39.37918417727775,38.918523548601023,35.041245120887382,25.116400429076947,18.365312657121017,10.497507484362954,6.6739228911628938,2.7841835007279476,1.0625392280824106,0.42865775809815621,9.4554021804373875E-2,0,0,0,0,0,0,0,0,0,null,9984,"2022-01-25",0,0,0,0,0,0,0,0,0,0,0,3.2295877274758729,8.3763815392907706,34.350247977229436,60.32411441516809,141.10907245292651,209.13216822155189,248.55424002173751,301.72062603773497,340.37368817236171,361.19743468275391,382.7422440598113,390.39281565845749,362.96394702618119,425.9393192912043,428.34752179121887,415.0735771482822,370.77377533673302,295.14492032445037,291.69229307002757,262.6322945827161,188.2461040864905,137.6470552695516,78.678268095390692,50.020702081999474,20.867309332557269,7.9636757938458951,3.2127674176993017,0.70867743491524693,0,0,0,0,0,0,0,0,0,null,9984,"2022-01-25",0,0,0,0,0,0,0,0,0,0,0,4.3090197790679229E-3,1.1176037555119485E-2,4.5831205231094109E-2,8.0486372907068712E-2,0.18827226120307686,0.27903086255852744,0.33162905819621036,0.40256535974809465,0.45413751796589374,0.48192123005527127,0.51066700740393189,0.52087464600104383,0.48427816761824155,0.5683019339880242,0.57151503518861424,0.55380451148119036,0.49469829164057127,0.39379184177277748,0.38918523548601019,0.35041245120887382,0.25116400429076946,0.18365312657121016,0.10497507484362954,6.6739228911628937E-2,2.7841835007279478E-2,1.0625392280824106E-2,4.2865775809815621E-3,9.455402180437388E-4,0,0,0,0,0,0,0,0,0]
[null,10032,"2022-01-26",0,0,0,0,0,0,0,0,0,0,0,0.26971503587498613,0.91077028468935628,3.6289163744481745,7.4166755292771418,13.345547224139295,22.176116596174506,29.779733467620794,41.492142032505903,44.666295329064312,48.18415994593159,46.53975955141874,47.778751538528269,45.76945800534525,51.140569815606383,49.923904129966786,51.274753712742793,42.758931479097249,46.854083031954197,41.949528831268893,35.486124203128099,24.824354610827623,16.235765027953398,11.407509713292649,7.0945234938483575,2.8929902946570221,1.2199128352676734,0.83852427919148265,0.12137149121209344,0,0,0,0,0,0,0,0,0,null,10032,"2022-01-26",0,0,0,0,0,0,0,0,0,0,0,2.0215000497537501,6.8261755220318436,27.19853792244411,55.587594153966201,100.0241765909299,166.20883095034469,223.1975406604756,310.98142864373841,334.7715411456345,361.1377519686763,348.81305724582228,358.09923721521528,343.03968755339361,383.29588890476515,374.17704339407544,384.30159017706325,320.47594911422078,351.16889524899432,314.40951871464068,265.96663997420126,186.05723599388989,121.68620746457181,85.49868707978149,53.173081542406024,21.682810547117359,9.1431827268683108,6.284695499478878,0.90967296179088608,0,0,0,0,0,0,0,0,0,null,10032,"2022-01-26",0,0,0,0,0,0,0,0,0,0,0,2.6971503587498611E-3,9.1077028468935627E-3,3.6289163744481746E-2,7.4166755292771419E-2,0.13345547224139295,0.22176116596174505,0.29779733467620795,0.41492142032505902,0.44666295329064315,0.48184159945931593,0.46539759551418741,0.47778751538528269,0.45769458005345248,0.51140569815606385,0.49923904129966784,0.51274753712742793,0.42758931479097251,0.46854083031954197,0.4194952883126889,0.354861242031281,0.24824354610827623,0.16235765027953397,0.11407509713292649,7.0945234938483578E-2,2.8929902946570222E-2,1.2199128352676733E-2,8.3852427919148265E-3,1.2137149121209344E-3,0,0,0,0,0,0,0,0,0]
[null,10080,"2022-01-27",0,0,0,0,0,0,0,0,0,0,0,0.29200113413696971,1.0086241698443588,2.9123267549841505,6.248904370763567,11.606655218186752,17.163098213001781,23.499195177220489,27.948200355790565,33.49396387942226,43.080584212749834,44.074308454148422,51.325704506771899,47.621120085160697,53.372342119319292,43.343027507825632,43.022913904453794,48.326258178910116,50.131280267966851,37.311290686158941,31.459444510979463,23.891522930662106,21.174623945605553,12.355494976164891,8.1015181256453221,3.3298465726323863,2.0542484693252328,0.65703857224155815,0.11358378101288674,0,0,0,0,0,0,0,0,0,null,10080,"2022-01-27",0,0,0,0,0,0,0,0,0,0,0,2.1885331875217839,7.5595852597118798,21.827736303245651,46.835210560007596,86.991272195571099,128.63652105621932,176.12523553170539,209.47029603475681,251.03550281892822,322.88671948515218,330.33463056253032,384.68346370640023,356.9177977385782,400.02290528469661,324.85371821895347,322.45448354876271,362.20277077307526,375.73131667337151,279.64616705094107,235.78688684470282,179.06571146968611,158.7026960536179,92.603786911702969,60.720453499907308,24.957025441357658,15.396484550725221,4.9244696431832216,0.85130448224323119,0,0,0,0,0,0,0,0,0,null,10080,"2022-01-27",0,0,0,0,0,0,0,0,0,0,0,2.920011341369697E-3,1.0086241698443587E-2,2.9123267549841507E-2,6.2489043707635673E-2,0.11606655218186752,0.17163098213001782,0.23499195177220489,0.27948200355790564,0.33493963879422262,0.43080584212749834,0.4407430845414842,0.51325704506771896,0.47621120085160701,0.53372342119319294,0.43343027507825632,0.43022913904453797,0.48326258178910114,0.50131280267966849,0.37311290686158943,0.31459444510979462,0.23891522930662104,0.21174623945605553,0.12355494976164892,8.1015181256453225E-2,3.3298465726323861E-2,2.0542484693252327E-2,6.570385722415582E-3,1.1358378101288674E-3,0,0,0,0,0,0,0,0,0]
[null,10128,"2022-01-28",0,0,0,0,0,0,0,0,0,0,0,0.37490053198109852,1.3921367423446465,4.7940054491109247,9.3458519193063871,19.653925435723163,27.554127321514528,32.204875549709797,37.568358321949475,43.280529108430351,46.96108485797761,55.408071449503197,62.409079601975471,55.36615698592486,65.9939167444779,56.309802882787039,56.777045442816728,51.121412797706121,50.409275434758641,45.322066328943613,41.12080175711597,33.526840103315507,24.409754916537835,16.826745451967014,10.907612791879526,5.6333987088186666,2.1921385337131416,0.44207788530059033,0.25278504019736192,0,0,0,0,0,0,0,0,0,null,10128,"2022-01-28",0,0,0,0,0,0,0,0,0,0,0,2.8098598270352619,10.43399187881435,35.930819438591975,70.046670029274338,147.30514046901729,206.5167393084464,241.3738533888291,281.57287550030429,324.3852959929651,351.97086832375578,415.28058985871991,467.75277882155132,414.96644315223716,494.62094521212151,422.03901966347399,425.5409781482241,383.15230806021611,377.81487587012828,339.6865104004354,308.19825275315048,251.28190839294567,182.94983302721522,126.1155747509427,81.751985868890287,42.222027901469993,16.429963352218159,3.313350567316502,1.8946106199760531,0,0,0,0,0,0,0,0,0,null,10128,"2022-01-28",0,0,0,0,0,0,0,0,0,0,0,3.7490053198109851E-3,1.3921367423446464E-2,4.7940054491109246E-2,9.3458519193063874E-2,0.19653925435723163,0.27554127321514527,0.32204875549709799,0.37568358321949474,0.43280529108430349,0.46961084857977609,0.55408071449503193,0.6240907960197547,0.55366156985924864,0.65993916744477898,0.56309802882787041,0.56777045442816731,0.51121412797706123,0.50409275434758638,0.45322066328943617,0.41120801757115971,0.33526840103315508,0.24409754916537835,0.16826745451967012,0.10907612791879526,5.6333987088186661E-2,2.1921385337131415E-2,4.4207788530059031E-3,2.5278504019736192E-3,0,0,0,0,0,0,0,0,0]
[null,10176,"2022-01-29",0,0,0,0,0,0,0,0,0,0,0,0.44323198399151231,1.6175387066280043,6.16140224552215,10.705265784416296,20.870490930892597,31.448047798117084,38.738519448986104,48.294161394368459,54.038285206881795,53.563573285962384,53.821022301552759,{"$f":"$C$1*DX217","v":68.155851818607047},61.786561331846357,68.951150229663867,64.781035298513402,58.675682351352364,61.683405585700399,54.432501536645539,49.555234503889061,47.912092690406169,41.903680668574466,32.201331687376147,22.415261217909002,14.056796812061076,7.1819612815625007,2.3617399123842895,0.45266466737876287,0.31901230214097054,0,0,0,0,0,0,0,0,0,null,10176,"2022-01-29",0,0,0,0,0,0,0,0,0,0,0,3.3220004764828599,12.123367780811138,46.179386720023118,80.235405659235099,156.42323505738719,235.70146907945448,290.3431717830108,361.96220705612342,405.01411380324856,401.4561728503308,403.38573972129387,510.82453521865767,463.08703703242134,516.7852551032754,485.5304623793474,439.77116221125891,462.31389012464899,407.96874452172472,371.41388388003099,359.09862215599532,314.06588913957,241.34729232648212,168.00120734925892,105.35495495375589,53.8284231759975,17.70111679129058,3.3926979438108451,2.3909804752188011,0,0,0,0,0,0,0,0,0,null,10176,"2022-01-29",0,0,0,0,0,0,0,0,0,0,0,4.4323198399151232E-3,1.6175387066280043E-2,6.1614022455221497E-2,0.10705265784416296,0.20870490930892596,0.31448047798117085,0.38738519448986103,0.48294161394368462,0.54038285206881798,0.53563573285962385,0.53821022301552757,0.68155851818607049,0.61786561331846357,0.6895115022966386,0.64781035298513401,0.58675682351352365,0.61683405585700402,0.54432501536645539,0.49555234503889062,0.47912092690406172,0.41903680668574467,0.32201331687376145,0.22415261217909002,0.14056796812061076,7.1819612815625003E-2,2.3617399123842895E-2,4.5266466737876286E-3,3.1901230214097056E-3,0,0,0,0,0,0,0,0,0]
[null,10224,"2022-01-30",0,0,0,0,0,0,0,0,0,0,0,0.41024789600336931,1.565077512073539,6.2852878243575718,11.005498136641608,23.532024187754004,33.698145546046668,42.425831277589602,50.056382673570255,52.869682459977916,57.552073543821955,55.883599180508867,68.186390715972479,64.666260706415272,64.661492142018602,65.382766195276503,61.624559716597439,56.601551863067399,51.01305338994554,44.174493795161638,41.594720822004518,37.701178069955034,30.803868398650479,18.196980037943401,14.994181445732558,8.1564068496471496,2.3960916264570526,0.49840920424693197,0.32967081208806726,0,0,0,0,0,0,0,0,0,null,10224,"2022-01-30",0,0,0,0,0,0,0,0,0,0,0,3.0747864667306617,11.730173878743521,47.107902636709554,82.485631394675607,176.37128724406759,252.56583370278503,317.97938057203243,375.16996313107461,396.25549749791389,431.34977312200078,418.8446452654523,511.05342265292086,484.67023283046763,484.6344926903829,490.04040389521009,461.87284342165918,424.22566297106368,382.34015998152745,331.0855144396038,311.75025129169506,282.56835254640401,230.87337826187149,136.38541111634819,112.3806036257254,61.131841607880801,17.958581086827312,3.7355508487479931,2.4708654483292491,0,0,0,0,0,0,0,0,0,null,10224,"2022-01-30",0,0,0,0,0,0,0,0,0,0,0,4.1024789600336928E-3,1.5650775120735389E-2,6.2852878243575716E-2,0.11005498136641607,0.23532024187754005,0.33698145546046665,0.42425831277589604,0.50056382673570254,0.52869682459977918,0.57552073543821958,0.55883599180508869,0.68186390715972478,0.64666260706415279,0.64661492142018606,0.65382766195276509,0.61624559716597438,0.56601551863067401,0.5101305338994554,0.4417449379516164,0.41594720822004516,0.37701178069955033,0.3080386839865048,0.18196980037943403,0.14994181445732557,8.1564068496471492E-2,2.3960916264570527E-2,4.9840920424693196E-3,3.2967081208806724E-3,0,0,0,0,0,0,0,0,0]
[null,10272,"2022-01-31",0,{"$f":"$C$1*DC219","v":0},0,0,0,0,0,0,0,0,0,0.47655333213928008,1.7472632298453281,7.4665044832241705,13.856678758321831,24.939936126430315,34.196554804002794,43.356797421084494,50.230909063890927,57.974805157343056,60.706159255281158,60.634101243623604,64.551845366585354,66.147064558564054,66.01673317674279,67.803486905542968,69.64179350890079,63.652480716821572,60.247359615745552,54.341253211129413,46.590108345113144,37.241148816142534,30.443392286705517,19.568766909515951,12.504233736810487,6.0831470467644273,2.6840209509622284,0.46018139605957115,0.28873972234735801,0,0,0,0,0,0,0,0,0,null,10272,"2022-01-31",0,0,0,0,0,0,0,0,0,0,0,3.5717422334451809,13.09564627943978,55.961059550718439,103.8550806353734,186.9235133921205,256.30138495408062,324.95692299672044,376.47802927418763,434.51812439686807,454.98948012594269,454.44940910736443,483.8126958584985,495.76878004747101,494.79195317543014,508.18357867361476,521.96159026312409,477.07200497211079,451.5508008875405,407.28484310713583,349.19041881422021,279.12045741347868,228.17162870657589,146.66688178089348,93.718576122730681,45.592868109115756,20.116596274688618,3.4490354310886491,2.1640890771903769,0,0,0,0,0,0,0,0,0,null,10272,"2022-01-31",0,0,0,0,0,0,0,0,0,0,0,4.765533321392801E-3,1.7472632298453281E-2,7.4665044832241706E-2,0.1385667875832183,0.24939936126430315,0.34196554804002793,0.43356797421084492,0.50230909063890927,0.57974805157343057,0.60706159255281156,0.60634101243623606,0.64551845366585359,0.6614706455856405,0.66016733176742792,0.67803486905542965,0.69641793508900784,0.63652480716821569,0.60247359615745555,0.54341253211129414,0.46590108345113146,0.37241148816142533,0.30443392286705517,0.1956876690951595,0.12504233736810488,6.0831470467644269E-2,2.6840209509622286E-2,4.6018139605957112E-3,2.8873972234735798E-3,0,0,0,0,0,0,0,0,0]
[null,10320,"2022-02-01",{"$f":"$C$1*DB220","v":0},0,0,0,0,0,0,0,0,0,0,0.51824969195942505,1.6977085992116978,7.6226351032062238,15.177534684542216,25.36113300328018,36.067516938907261,46.280814702090233,54.390370972339788,61.378291205575486,66.050224841276531,68.921134277044771,69.896951591235322,69.883106857027286,66.929320647748469,66.666285998556063,66.02737556906078,60.799854923812156,56.197209113477363,48.935549061881147,43.743814160431675,37.285241789052129,26.50218782303207,15.9645583554196,10.684382381809545,4.7622964371007814,2.1329156354172221,0.63608348914377444,0.23024204560469411,0,0,0,0,0,0,0,0,0,null,10320,"2022-02-01",0,0,0,0,0,0,0,0,0,0,0,3.884254263697887,12.72423692153567,57.131250359836301,113.75482653537449,190.08036189612,270.32414804004299,346.87227917943494,407.65297815162251,460.02707384611949,495.04297144477374,516.56028711246222,523.87398670947357,523.77022115261616,501.63174841360768,499.66031751171369,494.87171734775558,455.69172424808693,421.19513526702912,366.76937398911303,327.85759316257838,279.45093193315603,198.63250793209161,119.6535276762832,80.07888565184426,35.693162056428612,15.986090835198929,4.7674123942710835,1.725652057681444,0,0,0,0,0,0,0,0,0,null,10320,"2022-02-01",0,0,0,0,0,0,0,0,0,0,0,5.1824969195942506E-3,1.6977085992116978E-2,7.6226351032062239E-2,0.15177534684542215,0.25361133003280178,0.36067516938907263,0.46280814702090234,0.54390370972339785,0.61378291205575486,0.66050224841276528,0.68921134277044771,0.69896951591235323,0.69883106857027288,0.66929320647748469,0.66666285998556063,0.66027375569060776,0.60799854923812158,0.56197209113477364,0.48935549061881151,0.43743814160431677,0.37285241789052131,0.2650218782303207,0.159645583554196,0.10684382381809546,4.7622964371007818E-2,2.1329156354172221E-2,6.360834891437744E-3,2.302420456046941E-3,0,0,0,0,0,0,0,0,0]
[null,10368,"2022-02-02",0,0,0,0,0,0,0,0,0,0,0,0.34594332653126608,0.97247406182827767,{"$f":"$C$1*DO221","v":5.6033675090457633},11.61062673464404,22.047512635102446,29.82948342752303,39.065320964940078,46.977022268587952,51.021894369490916,54.886278395900753,57.752464421615336,65.22070297620283,62.559965774092674,58.280536032842825,59.374781724351919,65.040392487123853,59.110469817517078,52.598086718658287,44.790233687971472,37.757950812573569,28.616570284674719,24.818679900401413,13.725615407047689,8.4516872064274189,4.1899059207172051,1.7610945050853002,0.91709719641557763,0.15407840727703304,0,0,0,0,0,0,0,0,0,null,10368,"2022-02-02",0,0,0,0,0,0,0,0,0,0,0,2.592827090733909,7.2886420958795792,41.996945634038575,87.021038503148134,165.24495100623142,223.57041400100462,292.7925320072838,352.0903183805064,382.40642265959019,411.36977828532514,432.85169224236182,488.82574856701189,468.88366276894624,436.80956127590247,445.01087535041239,487.47433090702941,443.0298714694689,394.21990165947864,335.7004526461908,282.99386127510991,214.47969360174852,186.01470433683301,102.8727676906684,63.344952397148369,31.403125152871304,13.199310962037309,6.8735953936302225,1.15480958251385,0,0,0,0,0,0,0,0,0,null,10368,"2022-02-02",0,0,0,0,0,0,0,0,0,0,0,3.4594332653126608E-3,9.7247406182827765E-3,5.6033675090457633E-2,0.1161062673464404,0.22047512635102448,0.29829483427523029,0.39065320964940076,0.46977022268587953,0.51021894369490917,0.54886278395900756,0.57752464421615335,0.65220702976202827,0.62559965774092674,0.58280536032842822,0.59374781724351922,0.65040392487123855,0.59110469817517075,0.52598086718658288,0.44790233687971476,0.37757950812573571,0.28616570284674719,0.24818679900401414,0.13725615407047689,8.451687206427419E-2,4.1899059207172053E-2,1.7610945050853002E-2,9.170971964155776E-3,1.5407840727703302E-3,0,0,0,0,0,0,0,0,0]
[null,10416,"2022-02-03",0,0,0,0,0,0,0,0,0,0,0,0.26091789926377523,0.54920719863868184,3.518368467885935,6.5118091224396535,15.475159287546433,23.564362958491678,31.085643835383781,39.416603684276353,40.972957529689666,46.830079078217132,53.214439708517425,53.062451892000254,51.559513044302662,51.768493928698845,47.452710876926375,46.433988890654057,39.888886369878826,35.035220392826396,28.446300668602021,20.743695200043543,16.807885390569041,17.922918758092184,8.6721310643256277,5.3018299767089001,3.4226301434521003,1.5674374007710596,0.67495713617055386,9.3957125236037359E-2,0,0,0,0,0,0,0,0,0,null,10416,"2022-02-03",0,0,0,0,0,0,0,0,0,0,0,1.955565972183466,4.1162791528159559,26.36998716000415,48.805667886828779,115.9855073271559,176.6136646348686,232.9852703835987,295.42537756708811,307.09016802169111,350.98898687452663,398.83943499629868,397.7002942818973,386.4358464340371,388.00214720341756,355.65557955441113,348.02031169011138,298.96511152869698,262.58713956184187,213.20353175839449,155.4729077039699,125.97421957980559,134.33133619591399,64.997167551796579,39.736937642106959,25.652433438987121,11.74786112077649,5.0587683401634287,0.70420372643742446,0,0,0,0,0,0,0,0,0,null,10416,"2022-02-03",0,0,0,0,0,0,0,0,0,0,0,2.6091789926377526E-3,5.4920719863868189E-3,3.518368467885935E-2,6.5118091224396532E-2,0.15475159287546433,0.23564362958491678,0.31085643835383781,0.39416603684276352,0.40972957529689663,0.46830079078217135,0.53214439708517425,0.53062451892000251,0.51559513044302663,0.51768493928698844,0.47452710876926374,0.46433988890654054,0.39888886369878829,0.35035220392826399,0.2844630066860202,0.20743695200043544,0.16807885390569041,0.17922918758092182,8.6721310643256277E-2,5.3018299767089001E-2,3.4226301434521003E-2,1.5674374007710597E-2,6.7495713617055381E-3,9.3957125236037364E-4,0,0,0,0,0,0,0,0,0]
[null,10464,"2022-02-04",0,0,0,0,0,0,0,0,0,0,0,0.34462915201646432,1.0059074714249057,4.6225478739649501,8.2391882765049971,14.684636451226609,21.987008958710785,29.036215860776345,42.075296204181349,48.610713418517548,54.835366323374714,54.569399335755364,62.405158434332705,54.31092544947802,58.760645062109539,57.570045588019291,54.836074573524883,47.974303547214639,45.797383252946197,38.587244730537378,33.484988436903073,26.480077610623393,21.724886242075485,13.368264717211279,8.111871000099649,3.9898844188150804,1.8477991246562284,0.67679496073379108,0.20315391319244996,0,0,0,0,0,0,0,0,0,null,10464,"2022-02-04",0,0,0,0,0,0,0,0,0,0,0,2.5829774216621106,7.5392237475244919,34.645753904281548,61.752284061038623,110.0605801247559,164.79147912454988,217.62491518799172,315.35213857925135,364.33474787681251,410.98819497162299,408.99478634699381,467.72338987569879,407.05753812397711,440.40795327285343,431.48447265078761,410.99350326935718,359.56488926537452,343.24898581973451,289.20937570123687,250.96823234792819,198.4667930495705,162.8268831093487,100.1944430101761,60.798047751027283,29.903974485444738,13.849157538843471,5.0725427388875133,1.5226279257807349,0,0,0,0,0,0,0,0,0,null,10464,"2022-02-04",0,0,0,0,0,0,0,0,0,0,0,3.4462915201646433E-3,1.0059074714249057E-2,4.6225478739649502E-2,8.2391882765049967E-2,0.1468463645122661,0.21987008958710785,0.29036215860776343,0.42075296204181351,0.48610713418517548,0.54835366323374712,0.54569399335755364,0.62405158434332708,0.5431092544947802,0.5876064506210954,0.57570045588019292,0.54836074573524884,0.47974303547214642,0.457973832529462,0.38587244730537379,0.33484988436903074,0.26480077610623393,0.21724886242075486,0.13368264717211278,8.1118710000996491E-2,3.9898844188150803E-2,1.8477991246562284E-2,6.7679496073379114E-3,2.0315391319244997E-3,0,0,0,0,0,0,0,0,0]
[null,10512,"2022-02-05",0,0,0,0,0,0,0,0,0,0,0,0.36107451331110446,1.2431964646196174,7.0225126007296605,12.801828736839704,24.865085315603977,39.419206257898168,48.027325291773863,60.272177186241734,63.836710010753606,66.853648257827302,71.874436968312168,70.925638713152466,66.827755134580329,67.084166605131003,69.96601407496199,65.572003883963276,59.633296170016415,63.22535587730048,58.583127695515714,51.584597193709527,39.10341322231087,28.221296453827627,19.868723372064302,12.588990611753481,5.3371039662915534,1.827048542904576,0.58667529105214489,0.27250480980877034,0,0,0,0,0,0,0,0,0,null,10512,"2022-02-05",0,0,0,0,0,0,0,0,0,0,0,2.7062345421540592,9.3176923078440588,52.633363674805459,95.949035041766862,186.36251049022931,295.44488371990207,359.962284460332,451.73680727695091,478.4527938689609,501.06458781948527,538.69513590933127,531.58394274284944,500.87052021861069,502.79231074391117,524.3916064032984,491.45873044810151,446.94842756390881,473.8707266987588,439.07746991942292,386.62385081840341,293.0780314786814,211.51713696810901,148.91503973767308,94.353824455692163,40.00131434422525,13.69363301679633,4.3971005405902002,2.0424092590888958,0,0,0,0,0,0,0,0,0,null,10512,"2022-02-05",0,0,0,0,0,0,0,0,0,0,0,3.6107451331110446E-3,1.2431964646196173E-2,7.0225126007296607E-2,0.12801828736839704,0.24865085315603977,0.39419206257898171,0.48027325291773865,0.60272177186241738,0.63836710010753606,0.66853648257827303,0.71874436968312161,0.70925638713152461,0.66827755134580324,0.67084166605131001,0.69966014074961991,0.6557200388396327,0.59633296170016414,0.63225355877300482,0.58583127695515713,0.51584597193709525,0.39103413222310868,0.28221296453827627,0.19868723372064301,0.12588990611753481,5.337103966291553E-2,1.827048542904576E-2,5.8667529105214493E-3,2.7250480980877032E-3,0,0,0,0,0,0,0,0,0]
[null,10560,"2022-02-06",0,0,0,0,0,0,0,0,0,0,0,0.26742599874245682,1.2171582611422707,6.350859303336871,12.550136047727223,24.278160130429121,35.145682052854902,47.150607522412777,51.716082243266484,58.981342403697653,70.796494988277999,65.861140429679253,71.879443201070487,66.606379396915003,63.770989236486933,63.80460628663851,67.049060530051392,64.172528979266943,54.248239467907212,46.570235868363682,45.74342892315768,33.394952149369381,25.663002068192341,17.091250314924523,11.3384998828587,5.4338657330800562,1.7318410767903938,0.58688602655792665,0.24124819317943264,0,0,0,0,0,0,0,0,0,null,10560,"2022-02-06",0,0,0,0,0,0,0,0,0,0,0,2.0043438364848649,9.122537338251071,47.599357433024721,94.062611535887996,181.9635370062941,263.41504391103433,353.3913307549372,387.60932436962383,442.06206827446459,530.61601729734286,493.62579369562991,538.73265736132294,499.21132067397673,477.96022011229599,478.21217814027,502.52919255218762,480.96973942728198,406.5877099794202,349.04147564311575,342.84460094738921,250.29341509445717,192.3428547073176,128.0980248279067,84.981462019624345,40.726538712020172,12.980058051046351,4.3986799921548512,1.8081425565805991,0,0,0,0,0,0,0,0,0,null,10560,"2022-02-06",0,0,0,0,0,0,0,0,0,0,0,2.6742599874245679E-3,1.2171582611422706E-2,6.3508593033368713E-2,0.12550136047727223,0.24278160130429122,0.35145682052854904,0.4715060752241278,0.51716082243266481,0.58981342403697656,0.70796494988278003,0.65861140429679255,0.71879443201070481,0.66606379396915005,0.6377098923648693,0.6380460628663851,0.67049060530051396,0.64172528979266941,0.54248239467907211,0.46570235868363685,0.45743428923157681,0.33394952149369383,0.25663002068192342,0.17091250314924522,0.11338499882858701,5.4338657330800566E-2,1.7318410767903938E-2,5.8688602655792661E-3,2.4124819317943263E-3,0,0,0,0,0,0,0,0,0]
[null,10608,"2022-02-07",0,0,0,0,0,0,0,0,0,0,0,0.31522110459445946,1.1186772232006348,6.0511368829730863,11.40299032933585,21.762787499851658,32.639433989077361,41.257652966621364,59.889908607301592,64.542690043944646,60.043851795907258,61.784565898014264,61.253772701479583,61.363124514358823,69.640006788963532,63.281739380699833,61.33886040061499,61.387647417433797,58.342584981840609,53.491127273820474,42.79447780492869,34.892729433925403,27.01287885810234,16.751570651689317,11.037663634817605,4.6968664822755777,1.7421226126826554,0.55980410682418158,0.2142318168022283,0,0,0,{"$f":"$C$1*ER226","v":0},0,0,0,0,0,null,10608,"2022-02-07",0,0,0,0,0,0,0,0,0,0,0,2.362565648421934,8.3844271233237428,45.352953610145022,85.464814534026345,163.11095104880081,244.6308461032049,309.22394539177759,448.87172432434539,483.7440771954208,450.0255204500084,463.07208136049235,459.09381418779697,459.9134002908072,521.94819889089172,474.29331809992897,459.73154203073182,460.09719816334831,437.2746148947312,400.9131937884693,320.7423669622421,261.51917729724886,202.4601104587889,125.55214356510392,82.726710116713448,35.202767976226717,13.057117623384711,4.1957024239536933,1.605656232399554,0,0,0,0,0,0,0,0,0,null,10608,"2022-02-07",0,0,0,0,0,0,0,0,0,0,0,3.1522110459445943E-3,1.1186772232006348E-2,6.0511368829730863E-2,0.11402990329335851,0.21762787499851657,0.3263943398907736,0.41257652966621366,0.5988990860730159,0.6454269004394465,0.60043851795907255,0.61784565898014265,0.61253772701479581,0.61363124514358824,0.69640006788963527,0.63281739380699831,0.61338860400614992,0.61387647417433799,0.58342584981840606,0.53491127273820471,0.42794477804928688,0.34892729433925401,0.2701287885810234,0.16751570651689315,0.11037663634817604,4.696866482275578E-2,1.7421226126826554E-2,5.5980410682418156E-3,2.142318168022283E-3,0,0,0,0,0,0,0,0,0]
[null,10656,"2022-02-08",0,0,0,0,0,0,0,0,0,0,0,0.35436005684803468,1.3321787999260626,7.185069792253775,14.05097614779543,27.158018992393075,40.601065256339673,53.448096998007735,62.054829968506496,67.981340925321149,66.2858971516754,70.325187466822499,77.531062588961532,75.486543960049005,72.418544169302734,70.0595487129509,68.253021072099543,63.070590241871614,67.095668881584132,53.745223125781159,56.279185618531116,39.385030503376285,29.044518002520835,18.139391568091984,12.408873240841787,6.0343733063697584,1.9492932607904283,0.51225666817304072,0.29144811982467861,0,0,0,0,0,0,0,0,0,null,10656,"2022-02-08",0,0,0,0,0,0,0,0,0,0,0,2.655910043076239,9.9846102446422051,53.851721300615161,105.3113293803264,203.54792815400251,304.30285493533989,400.59068412780402,465.09769639591042,509.51658522500753,496.80932305231892,527.08359213987706,581.09124829692962,565.76768838985492,542.77319084722365,525.09264360997429,511.55281367792992,472.71076637728589,502.87851970273636,402.81762887387117,421.80954487347611,295.18873823197163,217.68713930499399,135.95378855480942,93.003854206246118,45.227311482601991,14.60985076671415,3.839336864699165,2.184388374251792,0,0,0,0,0,0,0,0,0,null,10656,"2022-02-08",0,0,0,0,0,0,0,0,0,0,0,3.5436005684803466E-3,1.3321787999260625E-2,7.1850697922537746E-2,0.1405097614779543,0.27158018992393074,0.40601065256339675,0.53448096998007733,0.62054829968506497,0.67981340925321143,0.66285897151675399,0.70325187466822503,0.7753106258896153,0.75486543960049002,0.72418544169302734,0.70059548712950903,0.6825302107209954,0.63070590241871616,0.67095668881584125,0.53745223125781161,0.56279185618531113,0.39385030503376284,0.29044518002520836,0.18139391568091984,0.12408873240841788,6.0343733063697585E-2,1.9492932607904283E-2,5.1225666817304076E-3,2.9144811982467862E-3,0,0,0,0,0,0,0,0,0]
[null,10704,"2022-02-09",0,0,0,0,0,0,0,0,0,0,0,0.39289482798889236,1.2751294373660071,7.6563896323977918,14.790706292698571,28.891087546172162,41.465887837908141,53.79291872441555,61.911736458408804,70.440369360351966,73.5527243952167,74.815777129189129,74.190988841795232,74.495579507792414,76.644088743814706,76.045028295198051,72.45532557083942,69.719739121876657,71.178956748540074,61.241892234774276,49.90717682235293,40.981538750598183,32.528812888599717,23.139889997601291,15.740241066284282,7.2207774061690708,2.1341350294868593,0.45357345675622018,0.29062191895547096,0,0,0,0,0,0,0,0,0,null,10704,"2022-02-09",0,0,0,0,0,0,0,0,0,0,0,2.944726131974595,9.5570282639808628,57.384238786005454,110.8555680241785,216.53718608070898,310.78465483202473,403.17510488443048,464.02521804169663,527.94687439162533,551.27381216289075,560.74032616825127,556.05757071876371,558.34046178737003,574.44342584135973,569.95349919431362,543.04886552288724,522.54578854483145,533.4825481338255,459.0047707128644,374.05167310070658,307.15448382239259,243.80174675620739,173.43226205278651,117.9722813576395,54.119347994366919,15.9952301298046,3.3995092725370539,2.1781960420638899,0,0,0,0,0,0,0,0,0,null,10704,"2022-02-09",0,0,0,0,0,0,0,0,0,0,0,3.9289482798889235E-3,1.2751294373660071E-2,7.656389632397792E-2,0.14790706292698572,0.28891087546172162,0.41465887837908144,0.5379291872441555,0.61911736458408806,0.70440369360351962,0.73552724395216706,0.74815777129189132,0.74190988841795236,0.7449557950779242,0.76644088743814709,0.76045028295198047,0.72455325570839424,0.69719739121876656,0.71178956748540068,0.61241892234774276,0.49907176822352933,0.40981538750598184,0.32528812888599717,0.2313988999760129,0.15740241066284283,7.220777406169071E-2,2.1341350294868593E-2,4.5357345675622017E-3,2.9062191895547099E-3,0,0,0,0,0,0,0,0,0]
[null,10752,"2022-02-10",0,0,0,0,0,0,0,0,0,0,0,0.31317968926855616,1.2377827730960731,7.6985300184759371,14.667089262057075,28.995465458734021,41.999653313187729,54.439032349156257,64.473327053080098,73.375992009594825,78.736603964416773,82.509546629787167,84.221746822910745,85.054787294679542,85.130095400120382,84.312559454485637,83.433639557663525,80.860187667018252,76.530363192012317,68.206842804395436,56.953166173670681,46.620543553302127,34.442831007783369,23.219374192267512,14.467952274994181,7.0563035230749831,2.8160000783169172,0.47012278626948006,0.2890626037703059,0,0,0,0,0,0,0,0,0,null,10752,"2022-02-10",0,0,0,0,0,0,0,0,0,0,0,2.3472653476081731,9.2771169737745538,57.700078769776681,109.9290648621226,217.31949306167681,314.78519907804383,408.01769261901012,483.22420521635638,549.94921220067977,590.12671768615769,618.4047251061794,631.23757576413084,637.48117041455305,638.04560071559888,631.91821167547835,625.33075314024495,606.04286617427852,573.59105879448373,511.20670998312266,426.86099379002519,349.41852910354351,258.14721218644286,174.0279919235783,108.4365435870312,52.886624865753511,21.105772913093087,3.5235456293753589,2.1665090565231431,0,0,0,0,0,0,0,0,0,null,10752,"2022-02-10",0,0,0,0,0,0,0,0,0,0,0,3.1317968926855614E-3,1.237782773096073E-2,7.6985300184759367E-2,0.14667089262057076,0.28995465458734021,0.41999653313187729,0.54439032349156258,0.64473327053080098,0.73375992009594826,0.78736603964416774,0.82509546629787167,0.84221746822910748,0.85054787294679546,0.85130095400120376,0.84312559454485636,0.83433639557663519,0.80860187667018246,0.76530363192012318,0.68206842804395429,0.56953166173670677,0.4662054355330213,0.3444283100778337,0.23219374192267514,0.14467952274994181,7.0563035230749832E-2,2.8160000783169173E-2,4.7012278626948007E-3,2.8906260377030589E-3,0,0,0,0,0,0,0,0,0]
[null,10800,"2022-02-11",0,0,0,0,0,0,0,0,0,0,0,0.33811336753191273,1.1463759577110342,7.5655711621353632,14.222067640323772,27.902530735208643,39.888329930837124,50.81906449012623,59.549688962819161,68.568003534879196,73.501711048774482,76.843466190924673,79.252336233722843,81.056365015692791,80.657687890720794,81.242420228471744,81.450788768573389,78.402127790782203,72.892467292724305,{"$f":"$C$1*EE230","v":66.230942482177539},56.756520296636438,44.508653355275236,33.433062352697611,23.214839509079884,13.529839217610441,6.1500880296971827,1.9227551076622131,0.42019562603919663,0.19811235056898793,0,0,0,0,0,0,0,0,0,null,10800,"2022-02-11",0,0,0,0,0,0,0,0,0,0,0,2.5341419586447249,8.5920276859295353,56.703559114000988,106.59365114461541,209.12800462345641,298.96094104725961,380.88622335035586,446.32179593041184,513.91359071846455,550.89146980649775,575.9377493518939,593.99210399908486,607.51320511485562,604.5251409702222,608.90767917771041,610.46939045871522,587.61983630503539,546.32521980426043,496.39744068631092,425.38714325396222,333.59002281898989,250.57904906986462,173.99400471089041,101.4054354175376,46.094587265743911,14.410948700705768,3.1493441816801639,1.48484167830253,0,0,0,0,0,0,0,0,0,null,10800,"2022-02-11",0,0,0,0,0,0,0,0,0,0,0,3.3811336753191276E-3,1.1463759577110343E-2,7.5655711621353636E-2,0.14222067640323771,0.27902530735208642,0.39888329930837124,0.50819064490126231,0.59549688962819158,0.68568003534879196,0.73501711048774487,0.7684346619092467,0.79252336233722842,0.81056365015692788,0.80657687890720797,0.81242420228471746,0.8145078876857339,0.78402127790782206,0.72892467292724306,0.66230942482177535,0.56756520296636437,0.44508653355275235,0.33433062352697612,0.23214839509079885,0.1352983921761044,6.150088029697183E-2,1.9227551076622131E-2,4.2019562603919664E-3,1.9811235056898793E-3,0,0,0,0,0,0,0,0,0]
[null,10848,"2022-02-12",0,0,0,0,0,0,0,0,0,0,0,0.26695758626089727,0.94896648833808184,6.984464748761182,13.343710070343498,26.017385196393978,37.731967720361489,48.572004471302428,56.522608351109604,62.670113349851029,65.819926443782379,67.625229942523518,70.526308333016587,70.072516238001043,73.648251030300798,73.574451723106364,71.260706254956702,66.472466482390843,65.52621776861281,60.825486776096312,63.811916915310682,46.207935192497715,35.102574714102474,23.387082938338075,13.024389841931022,6.050305644198013,2.0757701006734695,0.51823474828938809,0.24229613472253345,0,0,0,0,0,0,0,0,0,null,10848,"2022-02-12",0,0,0,0,0,0,0,0,0,0,0,2.000833109499601,7.11245406533149,52.348197019569554,100.0104072195726,194.99893766897918,282.79911936155997,364.04462634737149,423.63398548881759,469.70921307300489,493.31689703263595,506.84755208375941,528.59098248502005,525.18983453019496,551.98977928333261,551.43665734602075,534.09525639739149,498.20765040214684,491.11556591462011,455.88383363679651,478.26697091879123,346.32605107691421,263.09195666767732,175.28496018056089,97.617118853096841,45.34672351911685,15.55778804906414,3.8841422616746217,1.8159968234910251,0,0,0,0,0,0,0,0,0,null,10848,"2022-02-12",0,0,0,0,0,0,0,0,0,0,0,2.669575862608973E-3,9.4896648833808182E-3,6.9844647487611822E-2,0.13343710070343498,0.26017385196393977,0.37731967720361487,0.48572004471302427,0.56522608351109604,0.62670113349851031,0.65819926443782373,0.67625229942523513,0.70526308333016585,0.70072516238001037,0.73648251030300793,0.73574451723106371,0.71260706254956707,0.66472466482390846,0.65526217768612816,0.60825486776096316,0.63811916915310685,0.46207935192497718,0.35102574714102475,0.23387082938338075,0.13024389841931022,6.0503056441980133E-2,2.0757701006734693E-2,5.1823474828938815E-3,2.4229613472253344E-3,0,0,0,0,0,0,0,0,0]
[null,10896,"2022-02-13",0,0,0,0,0,0,0,0,0,0,0,0.22269219516285604,0.8910471398086256,6.5724274412009089,12.253807742593191,27.388131579397456,38.180006089379667,49.52493525076833,58.848054519461243,62.888265715451432,66.125093561456509,70.359538263877198,69.282291155286487,67.570817375623932,67.250173128722821,66.045712342781826,66.325536202109859,64.129015495546156,61.001142490048807,56.230223020255508,48.670088788180763,36.919876051811087,34.3702764413989,21.379063337888233,13.29983146611416,6.4498069983524333,2.0975772576496197,0.50416001482234107,0.24056696705602718,0,0,0,0,0,0,0,0,0,null,10896,"2022-02-13",0,0,0,0,0,0,0,0,0,0,0,1.669066324541661,6.6783515854524325,49.259999007058447,91.841646428664447,205.27260992626358,286.15714344176604,371.18679256681457,441.06308257186413,471.3442536130492,495.60410857633121,527.3410495624114,519.26713897545187,506.4397327482971,504.03652093268192,495.00915050519592,497.10641565661331,480.6436081486857,457.20036400130709,421.4425727670486,364.77976315873389,276.71253489268321,257.6034195162261,160.23495857776808,99.681539381912103,48.340965218249167,15.721231547011019,3.778652872432362,1.803036802509862,0,0,0,0,0,0,0,0,0,null,10896,"2022-02-13",0,0,0,0,0,0,0,0,0,0,0,2.2269219516285604E-3,8.9104713980862563E-3,6.5724274412009093E-2,0.12253807742593191,0.27388131579397457,0.3818000608937967,0.49524935250768332,0.58848054519461246,0.6288826571545143,0.66125093561456505,0.70359538263877197,0.6928229115528648,0.67570817375623937,0.67250173128722823,0.66045712342781826,0.66325536202109858,0.64129015495546149,0.6100114249004881,0.5623022302025551,0.48670088788180765,0.3691987605181109,0.343702764413989,0.21379063337888232,0.13299831466114159,6.4498069983524337E-2,2.0975772576496195E-2,5.0416001482234112E-3,2.4056696705602718E-3,0,0,0,0,0,0,0,0,0]
[null,10944,"2022-02-14",0,0,0,0,0,0,0,0,0,0,0,0.18437800860989292,0.90866141076151341,5.8200522577794791,12.254170442423403,23.744720342633684,36.270391300935664,42.332483061935719,49.891373344516339,57.175104374779181,59.33743703315244,60.31934544607315,64.710773830955304,61.771649793996318,65.780139834729752,61.814586875071122,59.298169472446872,53.37702865943529,52.103325213192718,47.093794382482542,39.608987980057201,34.518167325612737,21.455872501607413,17.3720102142555,12.466367166715692,4.6068664059780087,1.5485424008986373,0.40965440038933176,0.1721947682127542,0,0,0,0,0,0,0,0,0,null,10944,"2022-02-14",0,0,0,0,0,0,0,0,0,0,0,1.381903505561896,6.810369622534143,43.620986462630398,91.844364844871549,177.96543377088929,271.84468074450911,317.27974059098142,373.93322686307164,428.52440896866972,444.73097884826564,452.09033091083609,485.00385636458185,462.97527583821142,493.01869848423655,463.29708700920304,444.43667054000804,400.0580306570991,390.51169012180799,352.96551925049863,296.86728777513849,258.71185393786124,160.81063923189311,130.20230555005929,93.434768165631411,34.528222124071462,11.606244087605589,3.0703382482269608,1.2905907576867899,0,0,0,0,0,0,0,0,0,null,10944,"2022-02-14",0,0,0,0,0,0,0,0,0,0,0,1.8437800860989291E-3,9.0866141076151336E-3,5.8200522577794789E-2,0.12254170442423404,0.23744720342633685,0.36270391300935662,0.42332483061935722,0.49891373344516338,0.57175104374779184,0.5933743703315244,0.60319345446073147,0.64710773830955304,0.61771649793996319,0.65780139834729756,0.6181458687507112,0.59298169472446871,0.53377028659435288,0.52103325213192719,0.47093794382482546,0.39608987980057198,0.34518167325612736,0.21455872501607412,0.17372010214255501,0.12466367166715692,4.6068664059780086E-2,1.5485424008986374E-2,4.0965440038933177E-3,1.7219476821275419E-3,0,0,0,0,0,0,0,0,0]
[null,10992,"2022-02-15",0,0,0,0,0,0,0,0,0,0,0,0.14646990041954655,0.72762482473367496,5.3778775080724506,10.587418525791877,20.05437565874286,29.354074494801441,35.906709773758017,40.76491060718029,42.333560847918775,46.124896935140193,47.220156380840542,54.13337083638752,50.999966361864047,57.284303262645508,57.018799953760393,58.39066853741086,61.333802231716426,64.254182004984415,48.714224911566063,36.871609961474391,26.74713802148398,32.182619363922619,18.967716499713156,11.296420368951726,6.0173235164473526,1.7956856953526619,0.91338709182180955,0.17504180709483114,0,0,0,0,0,0,0,0,0,null,10992,"2022-02-15",0,0,0,0,0,0,0,0,0,0,0,1.0977842226147838,5.4535099039971646,40.306909901667311,79.352146635874519,150.30649389053519,220.00724898118159,269.11890677013974,305.53086724767445,317.2878185404042,345.70368369262974,353.9125958016408,405.72677561000728,382.24207339235363,429.34284890672768,427.35291552989577,437.63499862218003,459.69363132009261,481.58172457306722,365.11056108896372,276.35078307673223,200.46839682405252,241.2070444434911,142.1620404791129,84.666078269583849,45.099524201241792,13.45857011909418,6.8457883542615683,1.311929164806358,0,0,0,0,0,0,0,0,0,null,10992,"2022-02-15",0,0,0,0,0,0,0,0,0,0,0,1.4646990041954655E-3,7.2762482473367491E-3,5.3778775080724504E-2,0.10587418525791878,0.2005437565874286,0.29354074494801441,0.35906709773758017,0.40764910607180294,0.42333560847918772,0.46124896935140192,0.47220156380840544,0.54133370836387518,0.50999966361864046,0.57284303262645508,0.57018799953760391,0.58390668537410861,0.61333802231716428,0.64254182004984417,0.48714224911566062,0.36871609961474389,0.26747138021483979,0.32182619363922621,0.18967716499713155,0.11296420368951726,6.0173235164473531E-2,1.7956856953526619E-2,9.1338709182180958E-3,1.7504180709483114E-3,0,0,0,0,0,0,0,0,0]
[null,11040,"2022-02-16",0,0,0,0,0,0,0,0,0,0,0,0.19270179631143602,0.68644839792180912,4.1294567823366517,8.9489140917998249,19.394905877160493,28.574778495983971,35.15813557884524,40.614212725055076,44.833243543026171,47.209776633405284,48.734317298946131,55.872279681235192,58.032004971924245,57.944923007414516,54.90286217683785,50.844643455843894,47.890413928929881,44.767947204775083,40.866678018615573,35.549606176308004,30.396453435398801,24.238101158623479,16.322956520862732,8.5259975664711032,3.6429097133236019,1.1599810542133657,0.6905420739034982,0.786677297308634,0,0,0,0,0,0,0,0,0,null,11040,"2022-02-16",0,0,0,0,0,0,0,0,0,0,0,1.4442898578771159,5.1448947443756987,30.950062030723011,67.071641827933774,145.36380246083769,214.166466337115,263.50838243525641,304.40139452389531,336.02280925434542,353.83480013893796,365.26115247871223,418.7598062120021,434.94683400753792,434.29415925020379,411.49407285377845,381.07793635702296,358.93614097558668,335.53341662335953,306.29360865959586,266.44243403412571,227.81982447755288,181.66329711334382,122.3397031315172,63.901904648765331,27.303417263490591,8.6939971707494887,5.1755766311819498,5.8961050891750961,0,0,0,0,0,0,0,0,0,null,11040,"2022-02-16",0,0,0,0,0,0,0,0,0,0,0,1.9270179631143602E-3,6.8644839792180914E-3,4.1294567823366518E-2,8.9489140917998242E-2,0.19394905877160493,0.28574778495983971,0.3515813557884524,0.40614212725055077,0.44833243543026169,0.47209776633405282,0.48734317298946134,0.55872279681235193,0.58032004971924245,0.57944923007414517,0.54902862176837852,0.50844643455843896,0.47890413928929881,0.44767947204775083,0.40866678018615571,0.35549606176308002,0.30396453435398801,0.24238101158623479,0.16322956520862733,8.5259975664711024E-2,3.642909713323602E-2,1.1599810542133658E-2,6.9054207390349823E-3,7.86677297308634E-3,0,0,0,0,0,0,0,0,0]
[null,11088,"2022-02-17",0,0,0,0,0,0,0,0,0,0,0,0.20684289624998548,0.78243514978358808,6.2273123303262174,11.989224374286534,21.200616903124576,30.449190392944775,41.257776424311551,52.459522942084611,57.685932613278453,60.58367701861043,66.530867923238347,70.242526651799679,70.751329247175903,69.311340035815931,63.91155074067175,67.97423941502764,64.497013837271425,58.920177610261007,49.065546821787756,43.146474577860609,33.60933734198759,33.621333150282702,17.514138924266867,10.167842790083235,4.5861327565804295,1.1953307636186268,0.70034529020725589,0.1159179118381205,0,0,0,0,0,0,0,0,0,null,11088,"2022-02-17",0,0,0,0,0,0,0,0,0,0,0,1.550276660342961,5.8643104159373829,46.673379349238097,89.858607958225491,158.89751190712602,228.21508520878058,309.22487070069133,393.18137342048351,432.35303982787229,454.07148218518802,498.64536613866824,526.4640536660977,530.27750243631976,519.48485881166755,479.01372121497383,509.46335977776812,483.40173642171141,441.60364135520052,367.74370038239903,323.38056431630008,251.90022087055431,251.99012882465382,131.26755277822119,76.207448499714175,34.372824509130155,8.958941388967407,5.2490512232880349,0.86879867037417702,0,0,0,0,0,0,0,0,0,null,11088,"2022-02-17",0,0,0,0,0,0,0,0,0,0,0,2.0684289624998548E-3,7.8243514978358804E-3,6.2273123303262179E-2,0.11989224374286535,0.21200616903124578,0.30449190392944775,0.41257776424311554,0.52459522942084613,0.57685932613278457,0.60583677018610427,0.66530867923238346,0.70242526651799675,0.70751329247175898,0.69311340035815938,0.63911550740671752,0.67974239415027637,0.64497013837271422,0.58920177610261004,0.49065546821787759,0.43146474577860611,0.33609337341987588,0.33621333150282701,0.17514138924266867,0.10167842790083234,4.58613275658043E-2,1.1953307636186268E-2,7.0034529020725584E-3,1.159179118381205E-3,0,0,0,0,0,0,0,0,0]
[null,11136,"2022-02-18",0,0,0,0,0,0,0,0,0,0,0,0.21166887962544462,0.74458352329998256,6.1947678633441141,11.893807402592973,24.494144725419812,35.169472996784187,46.393513482662257,56.566313064880845,63.037118005276916,66.665987872416139,71.608428824165927,74.369306590586135,74.290612632949575,74.11074089518624,74.089657286110921,72.577920462342021,70.130766807952071,63.511179899777879,57.061516117760078,50.462389021848722,39.892384582481469,28.437776665993812,17.505788815771385,11.762748356980337,5.4487488381244988,1.4796267553831148,0.56447356409703264,0.78717939754506305,0,0,0,0,0,0,0,0,0,null,11136,"2022-02-18",0,0,0,0,0,0,0,0,0,0,0,1.5864471526625781,5.5806144604203363,46.429460275871996,89.143462759144739,183.58233021929871,263.59335578816314,347.71695062978421,423.96155002661368,472.4598937193266,499.65808307192901,536.70141881869131,557.39405289478839,556.80424580909312,555.4561165672128,555.29809602283899,543.96770780569909,525.62641949725912,476.01296275832613,427.67307093899461,378.2129594200382,298.99133044870393,213.13964480585329,131.20496915293569,88.161182085146947,40.838086803843183,11.0897249384729,4.2306997613426498,5.8998683041164872,0,0,0,0,0,0,0,0,0,null,11136,"2022-02-18",0,0,0,0,0,0,0,0,0,0,0,2.1166887962544463E-3,7.4458352329998256E-3,6.1947678633441139E-2,0.11893807402592972,0.24494144725419811,0.35169472996784185,0.46393513482662257,0.56566313064880847,0.63037118005276915,0.66665987872416144,0.71608428824165926,0.74369306590586137,0.74290612632949582,0.74110740895186245,0.74089657286110921,0.72577920462342016,0.70130766807952072,0.63511179899777881,0.5706151611776008,0.50462389021848719,0.39892384582481466,0.28437776665993814,0.17505788815771386,0.11762748356980338,5.4487488381244988E-2,1.4796267553831149E-2,5.644735640970326E-3,7.8717939754506302E-3,0,0,0,0,0,0,0,0,0]
[null,11184,"2022-02-19",0,0,0,0,0,0,0,0,0,0,0,0.19126690546048586,0.63364596695243636,5.7662217665358151,11.155429229752025,24.03435017964302,32.25108804783806,42.713795278900399,53.103452597547516,59.701727219976021,64.080946489692849,67.054682740137466,69.825621230116326,72.133280046921783,74.013296198767392,72.402803171493005,71.779467069852231,67.556931674330443,62.40677684081728,56.799200248786796,50.648722116954289,42.740113226618178,31.607583679650652,20.472367274405435,11.882000881226096,5.1382521644757384,1.365825304214356,0.46455627729753962,0.13437837496259017,0,0,0,0,0,0,0,0,0,null,11184,"2022-02-19",0,0,0,0,0,0,0,0,0,0,0,1.433535426196372,4.7491432932731339,43.217529753684545,83.60935707500002,180.1361942107927,241.72021363887032,320.13765566073334,398.0075924198556,447.46131469476256,480.28333347060249,502.57133072194836,523.33936939352293,540.63515120951752,554.72577367765189,542.65521289411356,537.98334150069161,506.33566014528265,467.73551974742975,425.70702725714932,379.60951619635853,320.3349072987383,236.89718214532559,153.43931913002311,89.054973500645929,38.510930517605331,10.23678902982625,3.4818249365440259,1.0071588734067201,0,0,0,0,0,0,0,0,0,null,11184,"2022-02-19",0,0,0,0,0,0,0,0,0,0,0,1.9126690546048587E-3,6.336459669524363E-3,5.7662217665358152E-2,0.11155429229752024,0.24034350179643021,0.32251088047838061,0.42713795278900396,0.53103452597547518,0.5970172721997602,0.64080946489692847,0.67054682740137472,0.69825621230116319,0.72133280046921777,0.74013296198767387,0.72402803171493002,0.71779467069852232,0.67556931674330445,0.6240677684081728,0.56799200248786796,0.50648722116954292,0.42740113226618176,0.31607583679650653,0.20472367274405434,0.11882000881226096,5.1382521644757387E-2,1.365825304214356E-2,4.6455627729753961E-3,1.3437837496259018E-3,0,0,0,0,0,0,0,0,0]
[null,11232,"2022-02-20",0,0,0,0,0,0,0,0,0,0,0,0.22701906316269557,0.49027761263563979,4.6130959330882382,8.7359142535408374,20.109592728824222,30.899607028375925,37.163811507842546,43.351203286388454,51.194436285742562,57.994553147942696,62.498604314457019,63.80779981418474,62.597259231935595,62.151957997147143,58.977609048922687,63.303961983105282,59.269835994045685,58.806326079712775,51.692947398432473,45.079814109521102,35.670667732411395,27.596991144860226,18.0352538762168,11.37164646861185,4.0529059294969221,1.2201262510318696,0.57192137036456825,9.2811940863780307E-2,0,0,0,0,0,0,0,0,0,null,11232,"2022-02-20",0,0,0,0,0,0,0,0,0,0,0,1.701495973295124,3.6746049960502472,34.574912103079932,65.475219210109614,150.720342935156,231.59093427103312,278.5408183434169,324.9149952505357,383.69961527362364,434.66613455080773,468.423761846834,478.23611346175721,469.1631752797723,465.82566587708004,442.03408697620711,474.45987533958214,444.2243126052274,440.75033010423095,387.43592992080761,337.87084271981507,267.34978404853024,206.83800141660018,135.17328201529079,85.22989394160372,30.376317403093381,9.1447822668292229,4.286520678747336,0.69562062962198457,0,0,0,0,0,0,0,0,0,null,11232,"2022-02-20",0,0,0,0,0,0,0,0,0,0,0,2.2701906316269557E-3,4.9027761263563977E-3,4.6130959330882383E-2,8.7359142535408371E-2,0.20109592728824222,0.30899607028375925,0.37163811507842542,0.43351203286388451,0.51194436285742562,0.57994553147942696,0.62498604314457018,0.6380779981418474,0.62597259231935598,0.62151957997147145,0.58977609048922686,0.63303961983105284,0.59269835994045683,0.58806326079712778,0.51692947398432476,0.45079814109521105,0.35670667732411399,0.27596991144860228,0.180352538762168,0.1137164646861185,4.0529059294969222E-2,1.2201262510318696E-2,5.7192137036456824E-3,9.281194086378031E-4,0,0,0,0,0,0,0,0,0]
[null,11280,"2022-02-21",0,0,0,0,0,0,0,0,0,0,0,0.1403418378214443,0.54159547319982149,5.2557481450990737,10.741348686294891,23.090824762372019,35.26638716318061,46.206267432899359,54.02325256067666,58.410055243046152,65.168044580832714,66.779997620533251,70.343840853697444,75.274462687141408,75.258267349551673,73.972396787956114,72.337828745877204,70.082465022655498,65.014244793866169,57.404235577534159,47.716467427362339,37.874076505076374,29.34227270133325,21.130248610166046,14.516183263401292,5.5295971721792245,1.4041157975566105,0.6154889594259888,0.14229630464104359,0,0,0,0,0,0,0,0,0,null,11280,"2022-02-21",0,0,0,0,0,0,0,0,0,0,0,1.051854714803808,4.0592296698182784,39.391556730769167,80.505845116591317,173.06452068777369,264.31972238302745,346.31355130618351,404.90144490826816,437.78030096425806,488.43107665517249,500.5125801552802,527.22339829630221,564.17815037116895,564.05676716523374,554.41923473842792,542.16823298144777,525.26440014945581,487.27835531727459,430.24173531744617,357.6324210682684,283.8642172506697,219.91879515803549,158.37010524158629,108.7980323158607,41.444040827814945,10.52377426943425,4.6130574740342487,1.066503341122488,0,0,0,0,0,0,0,0,0,null,11280,"2022-02-21",0,0,0,0,0,0,0,0,0,0,0,1.4034183782144431E-3,5.4159547319982152E-3,5.2557481450990741E-2,0.10741348686294892,0.2309082476237202,0.35266387163180613,0.46206267432899362,0.5402325256067666,0.58410055243046155,0.65168044580832718,0.66779997620533249,0.70343840853697437,0.75274462687141408,0.75258267349551666,0.73972396787956118,0.72337828745877208,0.70082465022655505,0.65014244793866172,0.57404235577534157,0.47716467427362336,0.37874076505076376,0.2934227270133325,0.21130248610166047,0.14516183263401292,5.5295971721792243E-2,1.4041157975566106E-2,6.154889594259888E-3,1.422963046410436E-3,0,0,0,0,0,0,0,0,0]
[null,11328,"2022-02-22",0,0,0,0,0,0,0,0,0,0,0,0.22188144255486461,0.53607126873744337,5.2309820605115682,10.239280788346123,22.890999836608149,33.082019855112982,42.829386476278245,51.006970615874017,57.092641460919147,61.241446866999503,61.232343752862008,63.820790142655426,63.540858776078935,65.907700413921461,63.246522125937602,64.914030658601661,61.18370939221105,58.018839629505649,54.293247177996363,48.698094853102816,39.892905957403208,32.75359388720728,21.516827159380647,12.032014152334494,4.6851547039832333,1.0856744743798377,0.47958038605192788,8.1028076714916103E-2,0,0,0,0,0,0,0,0,0,null,11328,"2022-02-22",0,0,0,0,0,0,0,0,0,0,0,1.6629897762614521,4.017826047067623,39.205936225544335,76.742872550413651,171.56684334819468,247.94800395949147,321.00400562336102,382.29456990884819,427.90635375372733,459.00143270474803,458.93320534166401,478.333475292419,476.23540437981222,493.97475833587254,474.02936662231451,486.52725562879766,458.56869335902013,434.84816045651439,406.92504040628853,364.98966714665829,298.99523812640098,245.48646855302812,161.26749119537959,90.179315100755701,35.114988812103093,8.1370732516093955,3.5944298437787072,0.6073011857840015,0,0,0,0,0,0,0,0,0,null,11328,"2022-02-22",0,0,0,0,0,0,0,0,0,0,0,2.2188144255486462E-3,5.3607126873744335E-3,5.230982060511568E-2,0.10239280788346124,0.22890999836608147,0.33082019855112982,0.42829386476278247,0.51006970615874014,0.57092641460919147,0.61241446866999505,0.61232343752862006,0.63820790142655426,0.63540858776078935,0.65907700413921455,0.63246522125937599,0.64914030658601662,0.6118370939221105,0.58018839629505647,0.54293247177996362,0.48698094853102819,0.39892905957403207,0.32753593887207277,0.21516827159380647,0.12032014152334493,4.6851547039832332E-2,1.0856744743798377E-2,4.7958038605192786E-3,8.1028076714916106E-4,0,0,0,0,0,0,0,0,0]
[null,11376,"2022-02-23",0,0,0,0,0,0,0,0,0,0,0,9.4912567574628237E-2,0.18982513514925647,3.6406434515852792,7.091461768021305,13.992745265740011,21.7767049677886,33.32765334456105,41.095377062162989,48.083336710253803,54.073198743842077,52.793419422019525,59.89454116357188,60.819625409828348,61.757313007313442,63.361637817261652,77.283833654088525,64.335484112050864,57.986082037760731,48.95907343133333,36.38084324474589,26.208220749255645,21.492890518041904,15.942485119405974,8.8931198569681147,4.5812534300005083,1.6280822667380987,0.86784822099387393,8.8166121877677237E-2,0,0,0,0,0,0,0,0,0,null,11376,"2022-02-23",0,0,0,0,0,0,0,0,0,0,0,0.71136471666080048,1.422729433321601,27.286431750606919,53.15013406789226,104.87489197300739,163.21526174114209,249.78901408163608,308.00769599777459,360.3820871045437,405.27578893186461,395.68391002772665,448.90644509065532,455.83990300399404,462.86782237385881,474.89215269200503,579.23828039499176,482.1910796019655,434.60264402422752,366.94568790451541,272.67251227115509,196.429240130068,161.0880873238074,119.48808992990389,66.653466963776211,34.336254212290463,12.202391210921339,6.5044769055106348,0.6608004599525884,0,0,0,0,0,0,0,0,0,null,11376,"2022-02-23",0,0,0,0,0,0,0,0,0,0,0,9.4912567574628238E-4,1.8982513514925648E-3,3.6406434515852792E-2,7.0914617680213052E-2,0.13992745265740011,0.21776704967788599,0.33327653344561048,0.41095377062162985,0.48083336710253805,0.54073198743842077,0.52793419422019527,0.59894541163571879,0.60819625409828348,0.61757313007313441,0.63361637817261651,0.77283833654088518,0.64335484112050867,0.57986082037760733,0.48959073431333333,0.36380843244745886,0.26208220749255645,0.21492890518041904,0.15942485119405975,8.8931198569681139E-2,4.5812534300005085E-2,1.6280822667380988E-2,8.6784822099387395E-3,8.8166121877677236E-4,0,0,0,0,0,0,0,0,0]
[null,11424,"2022-02-24",0,0,0,0,0,0,0,0,0,0,0,0.11603945248878486,0.23207890497756978,2.9196348841038584,7.6161474253873997,14.68891248405664,25.1992442223554,29.601042685798902,33.254434029417538,42.525068139232694,52.180848922069409,56.531473987467116,60.4668616231302,63.35125587211342,73.129880226777956,63.701359916238928,58.873934172344711,54.32681981342602,52.285954741614482,43.345170239024974,43.093533590185253,28.239231853586116,20.496181486825016,13.754786075413792,8.5447237483688259,4.294747237414728,1.543891255042948,0.68451065363786678,9.1215369376374839E-2,0,0,0,0,0,0,0,0,0,null,11424,"2022-02-24",0,0,0,0,0,0,0,0,0,0,0,0.86970961117719181,1.7394192223543838,21.882510347752177,57.082625554804608,110.09262876657749,188.86701397270019,221.85826262144582,249.24023915433042,318.72315564596596,391.09272625441707,423.70043296839424,453.19595692198112,474.81434055755875,548.10461729481813,477.43835200846928,441.2570492130705,407.17666554825087,391.88048886005191,324.86977787692553,322.9837743899522,211.6515618487484,153.61780540326649,103.09140032033299,64.042256400068851,32.188905323534549,11.57138399332799,5.1303714525848214,0.68365441004970418,0,0,0,0,0,0,0,0,0,null,11424,"2022-02-24",0,0,0,0,0,0,0,0,0,0,0,1.1603945248878486E-3,2.3207890497756976E-3,2.9196348841038583E-2,7.6161474253873998E-2,0.1468891248405664,0.25199244222355399,0.29601042685798901,0.3325443402941754,0.42525068139232691,0.52180848922069412,0.56531473987467118,0.60466861623130197,0.63351255872113421,0.73129880226777955,0.63701359916238931,0.58873934172344711,0.54326819813426019,0.52285954741614482,0.43345170239024972,0.43093533590185251,0.28239231853586116,0.20496181486825016,0.13754786075413791,8.5447237483688251E-2,4.2947472374147276E-2,1.5438912550429481E-2,6.8451065363786682E-3,9.1215369376374845E-4,0,0,0,0,0,0,0,0,0]
[null,11472,"2022-02-25",0,0,0,0,0,0,0,0,0,0,0,5.7178731154801363E-2,0.11435746230960273,2.5970926571474005,6.3816000972788682,14.009679146462698,20.140932353360913,28.126454284602133,42.207192887783783,37.690055166441113,44.140629843604486,47.718142985384411,53.682490321801644,54.457841295222117,56.494133593319553,55.559698826926365,58.213702329936844,42.844723906115419,54.047611335713519,31.145752346583063,26.200926307706563,24.179823545608951,24.538348797137118,18.608992453653485,16.581950719199625,7.6666328836973792,2.0147465069647392,1.1430098490460399,0.1073189390994287,0,0,0,0,0,0,0,0,0,null,11472,"2022-02-25",0,0,0,0,0,0,0,0,0,0,0,0.42855159149474392,0.85710318298948784,19.465073271154129,47.829758071541669,105.0018105209941,150.9552317775769,210.80629988338319,316.34069730605609,282.48498696786351,330.83170589854285,357.64497928777587,402.34744979781641,408.15866468341363,423.42056867242621,416.41702910101355,436.30864617744919,321.11895885568032,405.08401264977067,233.43578052288618,196.37456867318551,181.22650945993689,183.91363741871371,139.47342256574748,124.2808510661345,57.461011417329402,15.10041941435618,8.5667988780075461,0.8043498206365095,0,0,0,0,0,0,0,0,0,null,11472,"2022-02-25",0,0,0,0,0,0,0,0,0,0,0,5.7178731154801366E-4,1.1435746230960273E-3,2.5970926571474005E-2,6.3816000972788681E-2,0.14009679146462697,0.20140932353360913,0.28126454284602131,0.42207192887783784,0.37690055166441111,0.4414062984360449,0.4771814298538441,0.53682490321801646,0.5445784129522212,0.56494133593319551,0.55559698826926363,0.58213702329936845,0.42844723906115423,0.54047611335713519,0.31145752346583061,0.26200926307706562,0.2417982354560895,0.24538348797137119,0.18608992453653486,0.16581950719199626,7.6666328836973788E-2,2.0147465069647392E-2,1.1430098490460399E-2,1.0731893909942871E-3,0,0,0,0,0,0,0,0,0]
[null,11520,"2022-02-26",0,0,0,0,0,0,0,0,0,0,0,0.10974497200341593,0.21948994400683186,3.0925036746844747,7.5936597114383373,17.297841136267952,25.760300636146262,34.368639061621295,41.939701339101823,45.576496893806798,50.275913748716683,57.269339809463261,58.822747826070632,57.840416487602162,63.699882554384438,54.466785095608174,57.342895643403004,47.295921886653034,49.474593422528336,42.998449176978632,34.956344223467006,26.666985087508642,23.539632772653928,14.780072163942739,9.960047241039435,4.2502583452128384,1.3806314841915786,2.2482513813160927,0.10389863135311676,0,0,0,0,0,0,0,0,0,null,11520,"2022-02-26",0,0,0,0,0,0,0,0,0,0,0,0.8225328100282745,1.645065620056549,23.17815286773968,56.914081318034846,129.6464122000441,193.0721023716969,257.5911474406588,314.33586217621217,341.59345414148879,376.81533702686551,429.23069860982531,440.87341023201009,433.51088836463782,477.42727925884418,408.22569799828517,429.78199572786139,354.4804542944857,370.80948320413222,322.27112169929137,261.99596680883928,199.86765478720829,176.4283131888906,110.775865786818,74.650031756639663,31.855463409523889,10.34776057230448,16.850526202387798,0.77871479344229899,0,0,0,0,0,0,0,0,0,null,11520,"2022-02-26",0,0,0,0,0,0,0,0,0,0,0,1.0974497200341594E-3,2.1948994400683187E-3,3.0925036746844745E-2,7.5936597114383372E-2,0.17297841136267952,0.25760300636146261,0.34368639061621298,0.41939701339101826,0.455764968938068,0.50275913748716683,0.5726933980946326,0.58822747826070632,0.57840416487602164,0.63699882554384435,0.54466785095608172,0.57342895643403002,0.47295921886653036,0.49474593422528335,0.42998449176978631,0.34956344223467006,0.26666985087508643,0.23539632772653926,0.1478007216394274,9.9600472410394353E-2,4.250258345212838E-2,1.3806314841915785E-2,2.2482513813160927E-2,1.0389863135311676E-3,0,0,0,0,0,0,0,0,0]
[null,11568,"2022-02-27",0,0,0,0,0,0,0,0,0,0,0,0.1329669766735993,0.26593395334719849,3.7403618336556437,7.9741279418541966,17.304556584019291,26.136776597966811,34.730562719985379,43.379739776648826,50.70208191697585,56.532335761181272,56.436265780651098,60.719411503352283,61.307332034188398,60.539339746496054,56.072286166925565,53.428556536419201,54.605167008380477,54.430215965220263,46.191490561838172,40.534688084519225,33.098441712687389,23.70525321807914,15.101623081878238,9.2643603216394972,4.898835810518178,1.6062062797196366,1.0440915151516188,9.921075068204542E-2,0,0,0,0,0,0,0,0,0,null,11568,"2022-02-27",0,0,0,0,0,0,0,0,0,0,0,0.99658051724588714,1.9931610344917738,28.033815794891488,59.765670752862896,129.69674412877549,195.8937699627617,260.3037462804549,325.12887474855478,380.0094450992782,423.70689191718958,422.98685245112279,455.0888050302745,459.49523857774398,453.73917665578216,420.25884433370908,400.44422939291951,409.26286317762612,407.95161428374996,346.20279943249398,303.80536151343171,248.07108492083279,177.6696297420489,113.1858730542892,69.435894778262792,36.716517499929161,12.038431835416851,7.8254111528463337,0.74357937364982296,0,0,0,0,0,0,0,0,0,null,11568,"2022-02-27",0,0,0,0,0,0,0,0,0,0,0,1.329669766735993E-3,2.6593395334719851E-3,3.7403618336556435E-2,7.9741279418541963E-2,0.1730455658401929,0.2613677659796681,0.34730562719985381,0.43379739776648824,0.5070208191697585,0.56532335761181274,0.56436265780651096,0.60719411503352283,0.613073320341884,0.60539339746496057,0.56072286166925567,0.53428556536419203,0.54605167008380473,0.54430215965220263,0.46191490561838172,0.40534688084519227,0.33098441712687388,0.23705253218079139,0.15101623081878238,9.2643603216394976E-2,4.8988358105181783E-2,1.6062062797196366E-2,1.0440915151516187E-2,9.921075068204542E-4,0,0,0,0,0,0,0,0,0]
[null,11616,"2022-02-28",0,0,0,0,0,0,0,0,0,0,0,0.11798864431167295,0.31974792305932292,4.7984232139432725,9.7878708138892279,21.103980130847795,31.456381797216874,39.770406363268243,47.194971333961618,53.053851664295493,59.320692145246703,60.867981855049571,61.730282036062349,65.588457335137122,64.902958762243898,65.239005993651148,66.400532635929878,58.542242316811347,53.123156644577264,48.399600423340232,59.083566420257924,37.006223176063372,27.88788037167199,18.300374365113647,11.249215987716136,4.989887322651188,1.1884828984432738,0.67939139101675228,9.0496691131077847E-2,0,0,0,0,0,0,0,0,0,null,11616,"2022-02-28",0,0,0,0,0,0,0,0,0,0,0,0.88431870167214732,2.3964939154251472,35.963930354338366,73.359578464254838,158.17322436664162,235.76393196566409,298.07711009236198,353.7238351960126,397.63583602625482,444.60547679153103,456.2023320250662,462.66522666186336,491.5820482018139,486.4442723462177,488.96292872295834,497.66850999520551,438.77103615010429,398.15527321904341,362.75246704893749,442.82823191785297,277.35970206082351,209.01820091702911,137.1603461763861,84.312283907668586,37.398943808532685,8.9076169985871125,5.0920028476988772,0.67826795428941722,0,0,0,0,0,0,0,0,0,null,11616,"2022-02-28",0,0,0,0,0,0,0,0,0,0,0,1.1798864431167295E-3,3.1974792305932294E-3,4.7984232139432724E-2,9.7878708138892281E-2,0.21103980130847796,0.31456381797216876,0.3977040636326824,0.47194971333961616,0.53053851664295493,0.59320692145246701,0.60867981855049569,0.61730282036062345,0.65588457335137118,0.64902958762243901,0.65239005993651145,0.66400532635929876,0.58542242316811344,0.53123156644577263,0.48399600423340233,0.59083566420257927,0.37006223176063369,0.27887880371671991,0.18300374365113647,0.11249215987716135,4.9898873226511882E-2,1.1884828984432739E-2,6.7939139101675225E-3,9.0496691131077846E-4,0,0,0,0,0,0,0,0,0]
[null,11664,"2022-03-01",0,0,0,0,0,0,0,0,0,0,0,0.15358467650163765,0.53764189839393728,5.2227411623428317,12.26469051995187,21.395344707466503,31.291368632879319,41.613615382934313,52.484932600367998,59.065307841647211,63.768549777314817,68.651292521702103,70.842417132758982,70.320294563107382,68.485428928944685,66.781366637199056,62.945002260929591,59.616750916242125,56.538684507067451,51.585651208450933,45.471702066844898,34.650500296316125,27.820033816902846,18.877597190052935,10.812832031247922,4.6430669306123367,2.0412133351493074,1.0871153927267811,7.668769126039103E-2,0,0,0,0,0,0,0,0,0,null,11664,"2022-03-01",0,0,0,0,0,0,0,0,0,0,0,1.1511090962440029,4.029597833977637,39.14417112593069,91.923212274263904,160.35698658894572,234.52716695241131,311.89186503501401,393.37181747680933,442.69138482866401,477.9419364937288,514.53783730694352,530.96020136202412,527.04692008312099,513.29469837728129,500.52284086339785,471.76949104608616,446.8244217545203,423.7544754346718,386.63175060361669,340.80802240895605,259.70368261360829,208.50969454697631,141.48660097915729,81.041609038355361,34.799543157813631,15.29878690365228,8.1478728590565233,0.57477022441653913,0,0,0,0,0,0,0,0,0,null,11664,"2022-03-01",0,0,0,0,0,0,0,0,0,0,0,1.5358467650163764E-3,5.3764189839393727E-3,5.2227411623428317E-2,0.12264690519951871,0.21395344707466502,0.31291368632879318,0.41613615382934316,0.52484932600367995,0.59065307841647208,0.6376854977731482,0.68651292521702101,0.70842417132758984,0.70320294563107377,0.68485428928944692,0.66781366637199058,0.62945002260929594,0.59616750916242123,0.56538684507067449,0.51585651208450933,0.45471702066844899,0.34650500296316122,0.27820033816902845,0.18877597190052933,0.10812832031247922,4.6430669306123371E-2,2.0412133351493073E-2,1.0871153927267813E-2,7.668769126039103E-4,0,0,0,0,0,0,0,0,0]
[null,11712,"2022-03-02",0,0,0,0,0,0,0,0,0,0,0,0.13954950241971012,0.40619213736512544,4.3487261743402277,10.930993640795624,19.832820450811028,{"$f":"$C$1*DR249","v":30.043584428900044},38.111534946323729,44.53147310290872,51.656457170099145,57.580570355872105,63.936114898884256,67.23362973744787,68.692442990091891,69.728274901583902,68.646073305620718,68.058936512658477,63.055609310243895,58.842767046344548,46.795200373832522,35.298319636497041,28.805107460087214,31.571369204222204,23.215512048142916,15.810901650468498,7.1601392239442214,2.7872445808709196,1.0169317940780211,5.3881127912178028E-2,0,0,0,0,0,0,0,0,0,null,11712,"2022-03-02",0,0,0,0,0,0,0,0,0,0,0,1.0459162025186801,3.044388768425109,32.593474625081122,81.927224105401066,148.6459492256653,225.17508977865231,285.64395581525781,333.76105563081222,387.1624375730338,431.56335523391499,479.1978282926072,503.91252908262828,514.84625790955272,522.60976376611234,514.49871955611445,510.09816008290977,472.5984850803514,441.02345323813489,350.7275728142385,264.55905459596289,215.89276984438499,236.62575655111308,173.9990453558992,118.50187873058771,53.66486799851927,20.890251967702703,7.6218504676829619,0.40383622812093128,0,0,0,0,0,0,0,0,0,null,11712,"2022-03-02",0,0,0,0,0,0,0,0,0,0,0,1.3954950241971012E-3,4.0619213736512545E-3,4.3487261743402277E-2,0.10930993640795623,0.19832820450811028,0.30043584428900044,0.38111534946323733,0.4453147310290872,0.51656457170099146,0.57580570355872107,0.63936114898884255,0.67233629737447864,0.68692442990091884,0.69728274901583898,0.68646073305620714,0.68058936512658474,0.63055609310243899,0.58842767046344546,0.46795200373832524,0.35298319636497044,0.28805107460087215,0.31571369204222205,0.23215512048142917,0.15810901650468498,7.1601392239442216E-2,2.7872445808709196E-2,1.0169317940780211E-2,5.3881127912178031E-4,0,0,0,0,0,0,0,0,0]
[null,11760,"2022-03-03",0,0,0,0,0,0,0,0,0,0,0,9.1141541185947569E-2,0.25904040492961067,2.6931969763833674,7.2786652435366985,14.773769190064327,23.986856047334356,34.210501585473651,45.647026988342439,51.711166150704713,55.634197993256251,62.526730938973486,72.678374976159517,69.2734818161546,70.751353376198466,67.182673149266421,73.117484473441735,65.767956176310989,54.681079881665042,38.89420387369821,37.538168153444744,24.987998955524109,28.442386440254708,19.957670344927362,16.109409786224731,7.9082466166830105,2.2218051504783407,0.92532705120208802,8.3793665171398177E-2,0,0,0,0,0,0,0,0,0,null,11760,"2022-03-03",0,0,0,0,0,0,0,0,0,0,0,0.68310107163407674,1.941494250606604,20.185370104019999,54.553214299740546,110.7286253281336,179.78022817977958,256.40591534982138,342.1220735013639,387.57247851367822,416.97539644584441,468.63456942259631,544.720609118825,519.20111344062911,530.27768328207856,503.53061212642336,548.01171177360902,492.92738260331129,409.83182618194604,291.51001838197936,281.34660177056429,187.2837417757151,213.17419482219748,149.5816926348125,120.73918155401211,59.271893675588188,16.65231308912594,6.9352777236732086,0.62802912623507889,0,0,0,0,0,0,0,0,0,null,11760,"2022-03-03",0,0,0,0,0,0,0,0,0,0,0,9.1141541185947572E-4,2.5904040492961064E-3,2.6931969763833673E-2,7.2786652435366986E-2,0.14773769190064326,0.23986856047334357,0.34210501585473652,0.45647026988342437,0.51711166150704713,0.55634197993256251,0.62526730938973485,0.72678374976159521,0.69273481816154603,0.70751353376198467,0.67182673149266425,0.73117484473441741,0.65767956176310993,0.5468107988166504,0.38894203873698208,0.37538168153444745,0.24987998955524107,0.28442386440254708,0.19957670344927361,0.16109409786224729,7.9082466166830109E-2,2.2218051504783409E-2,9.2532705120208798E-3,8.3793665171398178E-4,0,0,0,0,0,0,0,0,0]
[null,11808,"2022-03-04",0,0,0,0,0,0,0,0,0,0,0,0.15607259445108032,0.31214518890216075,3.51349294743315,8.7998687942356568,18.209386623631449,28.52543664758786,38.825250483261577,48.312956777407464,55.378159494205391,61.604734261463456,67.354803297758806,70.698670238482677,71.353957586122291,71.340981068473951,69.871913743285219,66.871489520408289,60.205999859217151,50.369982361312637,43.397349837337494,44.142568259195599,38.715377524761813,37.90536930124884,21.331450109329829,16.518308001270608,5.7683201643676121,1.1706112061259129,1.4082486289617404,6.9268660988631006E-2,0,0,0,0,0,0,0,0,0,null,11808,"2022-03-04",0,0,0,0,0,0,0,0,0,0,0,1.1697559108061422,2.3395118216122852,26.33344538988775,65.954555138776499,136.4783978254662,213.79665177092261,290.99321633664232,362.10307746635181,415.05640132237608,461.72425267509692,504.82071856269471,529.88282592765574,534.79417023428334,534.69691191501079,523.68632935209757,501.19830714691591,451.2408116813076,377.52037634521901,325.260861229927,330.8462342217457,290.16972427453567,284.0987551169564,159.87809992660871,123.803852232745,43.23325713539176,8.7736696018781117,10.55474962408584,0.51916498159114888,0,0,0,0,0,0,0,0,0,null,11808,"2022-03-04",0,0,0,0,0,0,0,0,0,0,0,1.5607259445108031E-3,3.1214518890216075E-3,3.51349294743315E-2,8.7998687942356574E-2,0.18209386623631449,0.2852543664758786,0.38825250483261575,0.48312956777407462,0.55378159494205392,0.61604734261463456,0.67354803297758803,0.70698670238482675,0.71353957586122285,0.71340981068473952,0.69871913743285219,0.66871489520408289,0.60205999859217152,0.50369982361312637,0.43397349837337496,0.44142568259195597,0.38715377524761813,0.37905369301248837,0.21331450109329828,0.16518308001270607,5.7683201643676123E-2,1.1706112061259129E-2,1.4082486289617405E-2,6.9268660988631005E-4,0,0,0,0,0,0,0,0,0]
[null,11856,"2022-03-05",0,0,0,0,0,0,0,0,0,0,0,0.11145018488753651,0.43158525434786382,4.1115730181761796,10.055541395049037,17.178528942555303,28.377003782249105,36.569787022155687,43.760633644627674,47.829737832585245,53.42113548453338,58.660402208936844,63.774952443012367,64.917429017143476,61.471575672392689,62.869962541874102,60.699711650575509,56.689689830439946,53.141899610914699,44.752308816252246,38.766532816441575,35.612426091098307,37.389593783693677,20.426844767120343,11.525729852987917,3.9616950179799897,1.579389177902697,1.4133772352321794,{"$f":"$C$1*EN252","v":2.2476372738768343E-2},0,0,0,0,0,0,0,0,0,null,11856,"2022-03-05",0,0,0,0,0,0,0,0,0,0,0,0.83531329117166997,3.234708848569996,30.816024156182948,75.365755433131596,128.75217356501989,212.6841552291782,274.08863597443877,327.98365431459661,358.48137681539947,400.3886089982027,439.65663834516073,477.9899241373696,486.55272614785525,460.72623603298257,471.20707228692402,454.94115566679278,424.88625241447681,398.29575076884237,335.41620772147377,290.55313050304022,266.91326600113916,280.23304466067026,153.09813032516769,86.384740827213832,29.692696404466421,11.837439063614831,10.59318825913348,0.16845923499334972,0,0,0,0,0,0,0,0,0,null,11856,"2022-03-05",0,0,0,0,0,0,0,0,0,0,0,1.1145018488753651E-3,4.3158525434786382E-3,4.1115730181761796E-2,0.10055541395049036,0.17178528942555302,0.28377003782249105,0.36569787022155686,0.43760633644627672,0.47829737832585245,0.53421135484533377,0.58660402208936846,0.63774952443012367,0.6491742901714348,0.61471575672392686,0.62869962541874103,0.60699711650575505,0.56689689830439949,0.531418996109147,0.44752308816252245,0.38766532816441573,0.35612426091098304,0.37389593783693675,0.20426844767120345,0.11525729852987918,3.9616950179799895E-2,1.5793891779026969E-2,1.4133772352321794E-2,2.2476372738768343E-4,0,0,0,0,0,0,0,0,0]
[null,11904,"2022-03-06",0,0,0,0,0,0,0,0,0,0,0,0.17441999480886763,0.37647593514338029,3.5866584294842254,8.9065657413840178,16.00834574509209,24.715352549248525,29.05416896801507,37.24864815059447,39.719693961213224,46.570438902600173,48.752686875524304,55.368707036968488,54.914810468050931,50.676347574932457,52.746712482050562,60.356723965193225,48.586504796965372,45.360818344282485,28.613523796231888,32.228564113836178,26.73988345398713,23.388906293213978,14.483390126207233,8.0876008734269327,4.0549382783559169,1.3957272535940062,1.4004073330911537,2.9794060119203648E-2,0,0,0,0,0,0,0,0,0,null,11904,"2022-03-06",0,0,0,0,0,0,0,0,0,0,0,1.3072687143315269,2.8216673911208288,26.88181684098868,66.754243162357639,119.9817118656235,185.24027125853291,217.75947278526689,279.17666453192328,297.69702329836929,349.04299737407092,365.39883149184647,414.98555565108194,411.58362466983999,379.81656755519788,395.33384396201842,452.37048095147372,364.15330552780352,339.97695472320538,214.45686033063041,241.55139793470408,200.4140242211005,175.29862612973722,108.5522494722965,60.61614442436526,30.39154975121312,10.460902572338259,10.49597952274128,0.223304918162785,0,0,0,0,0,0,0,0,0,null,11904,"2022-03-06",0,0,0,0,0,0,0,0,0,0,0,1.7441999480886765E-3,3.764759351433803E-3,3.5866584294842255E-2,8.9065657413840177E-2,0.1600834574509209,0.24715352549248526,0.29054168968015071,0.37248648150594471,0.3971969396121322,0.46570438902600175,0.48752686875524304,0.5536870703696849,0.54914810468050934,0.50676347574932457,0.52746712482050562,0.60356723965193226,0.48586504796965369,0.45360818344282489,0.28613523796231888,0.32228564113836178,0.26739883453987129,0.23388906293213979,0.14483390126207232,8.0876008734269325E-2,4.0549382783559171E-2,1.3957272535940061E-2,1.4004073330911538E-2,2.9794060119203649E-4,0,0,0,0,0,0,0,0,0]
[null,11952,"2022-03-07",0,0,0,0,0,0,0,0,0,0,0,0.10139152730531185,0.22994501263705497,3.0912860892397767,8.9277113828598242,14.876861732345617,22.886653796715617,30.701227675016064,39.20366865544883,47.105226012235221,55.65156497217275,62.673759580066012,68.178779226821717,66.844245461715161,67.339018717874779,68.022620454977684,68.10329078078243,59.723376897179548,58.74233909077109,49.307813812674432,40.315922101792587,29.672918602208405,24.834781751571214,17.654305273858746,11.015425624991199,4.3976687538122743,1.9339599183105232,1.5242129468733105,5.9926384781220421E-2,0,0,0,0,0,0,0,0,0,null,11952,"2022-03-07",0,0,0,0,0,0,0,0,0,0,0,0.75992418007907314,1.7234258111656979,23.16902712868308,66.912728636319983,111.5012985262547,171.5342700071109,230.10409142081488,293.8294406925541,353.05119871600868,417.10556104208166,469.73654137725418,510.99637494089012,500.99411435571693,504.70241396422324,509.82597313504306,510.43059299651617,447.623577890072,440.27075097765538,369.55947877436864,302.16572194520489,222.39696884568929,186.1353868669533,132.3180922179472,82.560037399248259,32.960296691625743,14.494928168923249,11.423896105546941,0.44914511133501961,0,0,0,0,0,0,0,0,0,null,11952,"2022-03-07",0,0,0,0,0,0,0,0,0,0,0,1.0139152730531185E-3,2.2994501263705496E-3,3.0912860892397767E-2,8.9277113828598251E-2,0.14876861732345617,0.22886653796715617,0.30701227675016063,0.39203668655448831,0.47105226012235218,0.55651564972172751,0.62673759580066013,0.68178779226821717,0.66844245461715168,0.67339018717874777,0.68022620454977689,0.68103290780782433,0.59723376897179548,0.5874233909077109,0.49307813812674434,0.40315922101792584,0.29672918602208403,0.24834781751571214,0.17654305273858747,0.11015425624991199,4.3976687538122741E-2,1.9339599183105231E-2,1.5242129468733106E-2,5.9926384781220417E-4,0,0,0,0,0,0,0,0,0]
[null,12000,"2022-03-08",0,0,0,0,0,0,0,0,0,0,0,0.15230468033714967,0.3960922379704363,3.7352850406196967,9.4352965909604745,18.83237261221927,30.036231901670401,38.850306057405497,49.359524423303355,57.567939067705098,63.222008739935106,66.809089191696074,69.735458800765741,70.073334717442989,69.618989659151538,68.896694728897273,66.366460897834429,63.627264470004029,57.625556626842624,48.623162529551841,47.734975713795031,33.382920101311129,32.271963790873805,19.494692992267666,9.5390996010366127,{"$f":"$C$1*EK255","v":3.9789375441230526},0.95125564277363062,1.1554742451404287,5.2511606587719147E-2,0,0,0,0,0,0,0,0,0,null,12000,"2022-03-08",0,0,0,0,0,0,0,0,0,0,0,1.1415155921154589,2.9686905521108531,27.99576549731923,70.717053152752669,141.14764513991659,225.11998297264012,291.18100655091138,369.94704708927571,431.4686843915008,473.84564007973262,500.73061995555423,522.66360671374935,525.19596899069052,521.79067660511043,516.37711398073145,497.41314410493646,476.88301052457882,431.90052497571349,364.42805331117052,357.77113970448818,250.20323552523334,241.87667623817811,146.11170165562871,71.495051269738497,29.821928233693171,7.1296111577803556,8.6602188730894518,0.3935717376131953,0,0,0,0,0,0,0,0,0,null,12000,"2022-03-08",0,0,0,0,0,0,0,0,0,0,0,1.5230468033714966E-3,3.960922379704363E-3,3.7352850406196965E-2,9.435296590960475E-2,0.1883237261221927,0.30036231901670402,0.38850306057405498,0.49359524423303358,0.57567939067705098,0.63222008739935109,0.66809089191696081,0.69735458800765748,0.70073334717442992,0.69618989659151542,0.68896694728897279,0.66366460897834423,0.6362726447000403,0.57625556626842622,0.48623162529551839,0.4773497571379503,0.33382920101311131,0.32271963790873803,0.19494692992267665,9.539099601036613E-2,3.9789375441230526E-2,9.5125564277363066E-3,1.1554742451404287E-2,5.2511606587719146E-4,0,0,0,0,0,0,0,0,0]
[null,12048,"2022-03-09",0,0,0,0,0,0,0,0,0,0,0,0.10848784084773508,0.21697568169547024,3.1361459551793578,7.3924555914465104,14.034495012884943,24.034184139693764,31.607918561081306,41.675141862925649,50.714096320094995,52.843965114761517,58.223098793788566,56.31296873364353,55.02247677793094,62.33020931448651,50.645747402340824,61.698923748751014,52.55271234057858,53.575296002860014,48.027705023927872,42.21923610199125,28.702428755987324,{"$f":"$C$1*EH256","v":23.879345651072352},13.792314318698853,6.9789826677089311,2.8557616408767426,0.85928414246748286,1.7466248823009116,2.7561878544853553E-2,0,0,0,0,0,0,0,0,0,null,12048,"2022-03-09",0,0,0,0,0,0,0,0,0,0,0,0.8131106779416758,1.626221355883352,23.505249471403499,55.406066990043648,105.1878041384597,180.1349497500803,236.89969206408679,312.35300277603824,380.09949242060873,396.06274734416058,436.3790721812577,422.062747549623,412.39057801626041,467.16165015285918,379.58722086632764,462.43019794292513,393.87982307524948,401.5440339987274,359.96513053291278,316.43096056498268,215.12319834173141,178.97444339774978,103.37267253573549,52.307109109568806,21.403783739342419,6.4402895860642735,13.090861898069969,0.20657483432089041,0,0,0,0,0,0,0,0,0,null,12048,"2022-03-09",0,0,0,0,0,0,0,0,0,0,0,1.0848784084773507E-3,2.1697568169547024E-3,3.1361459551793577E-2,7.3924555914465104E-2,0.14034495012884943,0.24034184139693762,0.31607918561081305,0.41675141862925652,0.50714096320094992,0.52843965114761515,0.58223098793788564,0.56312968733643531,0.5502247677793094,0.62330209314486507,0.50645747402340824,0.61698923748751011,0.52552712340578578,0.53575296002860018,0.48027705023927875,0.42219236101991248,0.28702428755987325,0.23879345651072353,0.13792314318698853,6.9789826677089314E-2,2.8557616408767424E-2,8.5928414246748287E-3,1.7466248823009116E-2,2.7561878544853552E-4,0,0,0,0,0,0,0,0,0]
[null,12096,"2022-03-10",0,0,0,0,0,{"$f":"$C$1*DG257","v":0},0,0,0,0,0,8.4778200655154901E-2,0.1695564013103098,2.3988143446646881,7.9274331202513872,15.160278343096412,23.412008692610865,31.934445646822589,50.983696722075557,50.977255325320236,56.025614421382777,59.4943424352007,66.915661930701191,68.492245356188121,70.81539432884783,66.072517840644181,62.929913066460905,63.227108273561996,58.21243435427926,49.758267418925541,56.290845928271885,36.395267547197776,26.145723126878728,10.854323596122622,6.7230187772264891,2.4046010227968697,1.020516004480392,1.7013648077194847,9.016031388918589E-3,0,0,0,0,0,0,0,0,0,null,12096,"2022-03-10",0,0,0,0,0,0,0,0,0,0,0,0.63540816805579903,1.2708163361115981,17.978987717011442,59.415695513673512,113.6254911611782,175.47177740170369,239.3469954483071,382.12013329533528,382.07185536444752,419.90904204837932,445.90697660833939,501.52937704561538,513.34578714201041,530.75766686381314,495.21005630596687,471.656398324836,473.88386081684143,436.29914276638948,372.935604930978,421.89693828350477,272.78062166160697,195.96082372779151,81.352586141231612,50.388673173408193,18.022358566152892,7.6487139366891137,12.751640012566261,6.7574682450139978E-2,0,0,0,0,0,0,0,0,0,null,12096,"2022-03-10",0,0,0,0,0,0,0,0,0,0,0,8.4778200655154907E-4,1.6955640131030981E-3,2.3988143446646879E-2,7.927433120251387E-2,0.15160278343096412,0.23412008692610864,0.3193444564682259,0.50983696722075555,0.50977255325320237,0.56025614421382774,0.59494342435200698,0.66915661930701198,0.68492245356188119,0.70815394328847825,0.66072517840644185,0.62929913066460907,0.63227108273561994,0.58212434354279263,0.49758267418925545,0.56290845928271882,0.36395267547197774,0.26145723126878728,0.10854323596122623,6.7230187772264888E-2,2.4046010227968699E-2,1.0205160044803921E-2,1.7013648077194847E-2,9.0160313889185888E-5,0,0,0,0,0,0,0,0,0]
[null,12144,"2022-03-11",{"$f":"$C$1*DB258","v":0},0,0,0,0,0,0,0,0,0,0,9.211363991674619E-2,0.18422727983349232,1.8526591884660777,6.6635533575554113,12.496752727833346,22.107781900784325,29.150899233531302,35.725045059348957,44.016610635113906,48.953279434859596,55.077565442117319,60.605422641368769,61.348039098965735,63.892445919437613,62.304376505949186,63.307098733915353,56.863838476227514,46.339122199916545,42.264565441436453,36.138230048875606,25.022008910641979,19.704650655791724,11.516984740466068,5.7654766818388925,2.9380615998053496,1.3485027409350248,0.9601775431975561,1.1183672965218406E-2,0,0,0,0,0,0,0,0,0,null,12144,"2022-03-11",0,0,0,0,0,0,0,0,0,0,0,0.69038690064357178,1.3807738012871431,13.885583462231629,49.942982971400227,93.662506352758669,165.69666599193582,218.48446105267811,267.75733926232522,329.90218843459866,366.9022622047878,412.8034646654321,454.23446448739929,459.80033589353042,478.87053158170011,466.96803460757059,474.48338512240917,426.19148738212346,347.30929081793897,316.77070158700809,270.85413909098872,187.53864460580709,147.68532333334929,86.319196667465107,43.211945382954106,22.020617615619248,10.1069573264604,7.1964803335841943,8.3821042391190495E-2,0,0,0,0,0,0,0,0,0,null,12144,"2022-03-11",0,0,0,0,0,0,0,0,0,0,0,9.2113639916746191E-4,1.8422727983349232E-3,1.8526591884660777E-2,6.6635533575554115E-2,0.12496752727833346,0.22107781900784323,0.29150899233531302,0.35725045059348959,0.44016610635113906,0.48953279434859598,0.55077565442117316,0.60605422641368767,0.61348039098965734,0.63892445919437613,0.62304376505949188,0.63307098733915357,0.56863838476227513,0.46339122199916544,0.42264565441436452,0.36138230048875608,0.2502200891064198,0.19704650655791722,0.11516984740466067,5.7654766818388929E-2,2.9380615998053496E-2,1.3485027409350247E-2,9.6017754319755611E-3,1.1183672965218405E-4,0,0,0,0,0,0,0,0,0]
[null,12192,"2022-03-12",0,0,0,0,0,0,0,0,0,0,0,0.1325724000326079,0.31223046729978732,3.2277219758173179,9.6881910403927343,18.051443031834424,25.795583156035136,35.129927329599568,43.521856414216963,48.281452677719194,51.962961407685967,52.224583214321804,56.811476389366113,57.178340652869444,58.93117778397081,56.126494031469299,56.138608429610692,51.616268389832598,48.479452785145369,41.993290090022192,38.004532425062806,29.977739810973937,23.233253139206155,14.378654901255597,8.1797247610016246,3.1685849304057196,0.70497529131762937,1.3016411150850922,1.3451725098493494E-2,0,0,0,0,0,0,0,0,0,null,12192,"2022-03-12",0,0,0,0,0,0,0,0,0,0,0,0.99362318601365474,2.3401509787304109,24.191606943745871,72.612483789206763,135.2946188876692,193.336543008013,263.29696308642917,326.19403149438779,361.86695589129511,389.45967076035481,391.4205124813783,425.799036287018,428.54866470324248,441.68608708029529,420.66512943574907,420.75592621452751,386.86122477247631,363.35095631312839,314.73750705411203,284.84197752972761,224.68158782025449,174.13201390305741,107.76726445370511,61.30660813066774,23.748377889592412,5.2837528388083435,9.7557318981862124,0.1008199741911395,0,0,0,0,0,0,0,0,0,null,12192,"2022-03-12",0,0,0,0,0,0,0,0,0,0,0,1.3257240003260789E-3,3.1223046729978729E-3,3.227721975817318E-2,9.6881910403927352E-2,0.18051443031834424,0.25795583156035135,0.35129927329599564,0.43521856414216964,0.48281452677719194,0.5196296140768597,0.52224583214321807,0.56811476389366111,0.57178340652869442,0.58931177783970812,0.56126494031469298,0.56138608429610692,0.51616268389832598,0.48479452785145372,0.41993290090022195,0.38004532425062809,0.29977739810973936,0.23233253139206156,0.14378654901255597,8.1797247610016249E-2,3.1685849304057198E-2,7.0497529131762935E-3,1.3016411150850922E-2,1.3451725098493494E-4,0,0,0,0,0,0,0,0,0]
[null,12240,"2022-03-13",0,0,0,0,0,0,0,0,0,0,0,9.9481925309934174E-2,0.30386713870952486,4.2759386905936969,10.804276580131958,17.771483489344114,29.471378694994225,35.305428154908817,42.489455852904825,45.621277871628067,50.439574602162018,52.797954361667543,55.439739813033228,62.089873561051633,66.679950591468824,53.405885906459062,63.602479112356704,59.91623377345713,51.405523133264765,43.38450054795571,40.520449820227022,32.227597135912966,22.333325795791549,13.374516774514053,8.0280779358352294,2.4788352262924485,0.89777369737224044,1.5750569601891227,1.4594984306487525E-2,0,0,0,0,0,0,0,0,0,null,12240,"2022-03-13",0,0,0,0,0,0,0,0,0,0,0,0.74561181326517734,2.2774682695278039,32.047936251450139,80.977486380897716,133.19633679806589,220.88643781007562,264.61233256868127,318.45624342748289,341.92908522189941,378.04196654089759,395.71789916257171,415.51794258265653,465.36034628431474,499.76273291900981,400.27431421023903,476.69724556878128,449.06903006416286,385.28170012619478,325.1645564798402,303.6986464692306,241.5441504858789,167.38710565726501,100.24130185179619,60.170023128558498,18.57874002843554,6.7287667816442447,11.80496931903747,0.10938864200138559,0,0,0,0,0,0,0,0,0,null,12240,"2022-03-13",0,0,0,0,0,0,0,0,0,0,0,9.948192530993417E-4,3.0386713870952488E-3,4.2759386905936968E-2,0.10804276580131958,0.17771483489344114,0.29471378694994227,0.35305428154908819,0.42489455852904823,0.45621277871628063,0.50439574602162018,0.52797954361667543,0.55439739813033229,0.62089873561051634,0.66679950591468828,0.53405885906459061,0.63602479112356702,0.59916233773457128,0.51405523133264763,0.43384500547955707,0.40520449820227022,0.32227597135912966,0.22333325795791548,0.13374516774514053,8.0280779358352303E-2,2.4788352262924484E-2,8.9777369737224048E-3,1.5750569601891227E-2,1.4594984306487524E-4,0,0,0,0,0,0,0,0,0]
[null,12288,"2022-03-14",0,0,0,0,0,0,0,0,0,0,0,0.1115551316327206,0.311631676429315,3.8153338183975296,9.9711305336152947,18.746734628702757,28.115244258675563,37.035263028289847,46.632572726311338,50.193907165706143,60.254887758455965,57.848149106763614,59.978485098368935,60.476896967748402,63.48246248045475,60.106628297613121,64.044197020745727,57.292321762536623,53.738817567258664,47.76726353373882,41.706608440989925,31.664973047570239,22.226258338737829,13.919079646594879,7.0582640728129808,1.9999080512211331,0.86291721358569684,1.5777275314161214,4.9107451633567598E-3,0,0,0,0,0,0,0,0,0,null,12288,"2022-03-14",0,0,0,0,0,0,0,0,0,0,0,0.83609986152331117,2.3356630725574199,28.595726888925221,74.733100453276649,140.5057929444028,210.72228132692868,277.57735423038173,349.50868712442553,376.20070198770964,451.60722392237165,433.5688439397465,449.53560047985439,453.27117130363098,475.79772720646969,450.49602703823058,480.00789812802321,429.40294714291332,402.76961954865908,358.01313522176093,312.58884312849079,237.32731244832638,166.58464068137312,104.3227720206142,52.901319083226589,14.98920596670148,6.4675192635733643,11.824985110336369,3.680577747491582E-2,0,0,0,0,0,0,0,0,0,null,12288,"2022-03-14",{"$f":"BC261/Max_1","v":0},{"$f":"BD261/Max_1","v":0},{"$f":"BE261/Max_1","v":0},{"$f":"BF261/Max_1","v":0},{"$f":"BG261/Max_1","v":0},{"$f":"BH261/Max_1","v":0},{"$f":"BI261/Max_1","v":0},{"$f":"BJ261/Max_1","v":0},{"$f":"BK261/Max_1","v":0},{"$f":"BL261/Max_1","v":0},{"$f":"BM261/Max_1","v":0},{"$f":"BN261/Max_1","v":1.115551316327206E-3},{"$f":"BO261/Max_1","v":3.1163167642931501E-3},{"$f":"BP261/Max_1","v":3.8153338183975295E-2},{"$f":"BQ261/Max_1","v":9.9711305336152939E-2},{"$f":"BR261/Max_1","v":0.18746734628702758},{"$f":"BS261/Max_1","v":0.28115244258675565},{"$f":"BT261/Max_1","v":0.37035263028289844},{"$f":"BU261/Max_1","v":0.46632572726311339},{"$f":"BV261/Max_1","v":0.50193907165706142},{"$f":"BW261/Max_1","v":0.60254887758455966},{"$f":"BX261/Max_1","v":0.57848149106763613},{"$f":"BY261/Max_1","v":0.59978485098368939},{"$f":"BZ261/Max_1","v":0.60476896967748406},{"$f":"CA261/Max_1","v":0.63482462480454749},{"$f":"CB261/Max_1","v":0.60106628297613118},{"$f":"CC261/Max_1","v":0.6404419702074573},{"$f":"CD261/Max_1","v":0.57292321762536624},{"$f":"CE261/Max_1","v":0.53738817567258668},{"$f":"CF261/Max_1","v":0.47767263533738819},{"$f":"CG261/Max_1","v":0.41706608440989923},{"$f":"CH261/Max_1","v":0.31664973047570238},{"$f":"CI261/Max_1","v":0.22226258338737828},{"$f":"CJ261/Max_1","v":0.13919079646594879},{"$f":"CK261/Max_1","v":7.0582640728129808E-2},{"$f":"CL261/Max_1","v":1.9999080512211331E-2},{"$f":"CM261/Max_1","v":8.629172135856969E-3},{"$f":"CN261/Max_1","v":1.5777275314161215E-2},{"$f":"CO261/Max_1","v":4.9107451633567596E-5},{"$f":"CP261/Max_1","v":0},{"$f":"CQ261/Max_1","v":0},{"$f":"CR261/Max_1","v":0},{"$f":"CS261/Max_1","v":0},{"$f":"CT261/Max_1","v":0},{"$f":"CU261/Max_1","v":0},{"$f":"CV261/Max_1","v":0},{"$f":"CW261/Max_1","v":0},{"$f":"CX261/Max_1","v":0}]
[null,12336,"2022-03-15",0,0,0,0,0,0,0,0,0,0,0,9.8271717670368672E-2,0.29076777699617723,4.0909344401983363,10.178048264426396,20.409919022412215,28.462185669127489,37.856378136925734,47.36379536001207,54.326519187581049,56.347220771398476,59.080063922706614,70.843623895894623,67.005336441003877,62.198128580958645,64.155331298193744,70.132943686719145,57.954599095843328,46.855487258853771,41.513850961035693,37.803892223239529,30.722258994151396,20.310400983810396,11.351386619807165,5.8638267302686353,1.7098406199157066,0.8611138419633797,1.3127302459493819,2.4577034964920036E-3,0,0,0,0,0,0,0,0,0,null,12336,"2022-03-15",0,0,0,0,0,0,0,0,0,0,0,0.73654137047114654,2.1792892404300401,30.661339096546918,76.283937994730778,152.97127275618342,213.32258900430739,283.73156890950094,354.98916241795803,407.17441237330792,422.31946477638473,442.80198088238046,530.96924598844191,502.20148279771195,466.1717119815151,480.84084370950211,525.64273508946064,434.36668102555393,351.17941985596752,311.14413592463103,283.33818973883729,230.26172005483059,152.22539027568939,85.078047437259571,43.949073838359013,12.81516578049678,6.4540030878347281,9.8388443524888238,1.8420358821750492E-2,0,0,0,0,0,0,0,0,0,null,12336,"2022-03-15",0,0,0,0,0,0,0,0,0,0,0,9.8271717670368676E-4,2.9076777699617723E-3,4.0909344401983364E-2,0.10178048264426397,0.20409919022412215,0.28462185669127488,0.37856378136925734,0.47363795360012068,0.54326519187581046,0.56347220771398476,0.59080063922706616,0.70843623895894625,0.67005336441003882,0.62198128580958645,0.64155331298193741,0.70132943686719151,0.57954599095843329,0.46855487258853767,0.41513850961035692,0.37803892223239532,0.30722258994151397,0.20310400983810395,0.11351386619807165,5.8638267302686349E-2,1.7098406199157066E-2,8.6111384196337973E-3,1.3127302459493818E-2,2.4577034964920037E-5,0,0,0,0,0,0,0,0,0]
[null,{"$f":"B262+48","v":12384},{"$f":"C262+1","v":"2022-03-16"},0,0,0,0,0,0,0,0,0,0,0,3.1337899250856754E-2,6.2675798501713509E-2,2.2274436123519226,6.086058262631262,11.400438768735926,18.581662124302881,25.998998314118154,36.900559111529184,45.699383817611931,48.637213775207414,49.254175418319186,52.907786988903929,54.89571147968131,53.990484289933804,50.85968495347818,56.641731512455266,50.365731758280475,49.946917763107088,46.926165433057434,42.561691968693459,32.636041644689371,24.99866450148858,15.938020897851526,8.2449237658457957,2.6511356445317968,0.51336573517068151,1.6244713030725622,2.2062103632482535E-2,0,0,0,0,0,0,0,0,0,null,12384,"2022-03-16",0,0,0,0,0,0,0,0,0,0,0,0.23487591149403952,0.46975182298807905,16.694573065181793,45.614687519370584,85.44569072113633,139.2685831804948,194.86112895054862,276.56775543827024,342.51448519109368,364.53336666049751,369.1574618215277,396.54108894397427,411.4404787535799,404.65584843745171,381.1906715930005,424.52680733616421,377.4885182983989,374.34952936760379,351.70914906518902,318.99764932718375,244.6054206599149,187.3636794834068,119.4546308234616,61.79527125287305,19.870122627531259,3.8476492636858879,12.17532722761073,0.16535430976642851,0,0,0,0,0,0,0,0,0,null,12384,"2022-03-16",0,0,0,0,0,0,0,0,0,0,0,3.1337899250856753E-4,6.2675798501713505E-4,2.2274436123519228E-2,6.0860582626312623E-2,0.11400438768735925,0.18581662124302881,0.25998998314118155,0.36900559111529185,0.45699383817611933,0.48637213775207411,0.49254175418319185,0.52907786988903927,0.54895711479681308,0.53990484289933804,0.50859684953478179,0.56641731512455262,0.50365731758280474,0.49946917763107085,0.46926165433057432,0.4256169196869346,0.32636041644689368,0.24998664501488579,0.15938020897851526,8.2449237658457963E-2,2.6511356445317966E-2,5.1336573517068154E-3,1.6244713030725621E-2,2.2062103632482534E-4,0,0,0,0,0,0,0,0,0]
[null,12432,"2022-03-17",0,0,0,0,0,0,0,0,0,0,0,0.126771749390889,0.294314966696197,4.0913653931317331,10.43338775637489,21.319277420999715,30.552658401745354,40.796097839947819,47.939559487072032,54.84543866180497,61.372307026309613,65.715920657627223,69.017133048248198,69.038867939597807,72.518987538859037,70.73551227737272,67.692712557187065,62.488974607502222,58.879026230582973,53.051038907604919,43.03975777761206,32.678075969235465,25.179310282650601,15.297664462080071,8.2455018852793547,2.4075023584395612,0.93588449198265222,1.6341906261372454,1.2079889673446826E-2,0,0,0,0,0,0,0,0,0,null,12432,"2022-03-17",0,0,0,0,0,0,0,0,0,0,0,0.95014761364595823,2.205875241213473,30.66456906618312,78.197694096623536,159.78686626592258,228.99057250877388,305.76461392177703,359.3044843566193,411.06368661995413,459.9822227363382,492.53737911957171,517.27979286835921,517.44269473922486,543.52600863469627,530.15895507710286,507.35333074180613,468.35158769819941,441.29521392253366,397.61475456236275,322.58072749477412,244.9204657180654,188.71761013996871,114.65519291829369,61.799604227710404,18.044103924645889,7.0144051886806658,12.2481730442894,9.0538139620851887E-2,0,0,0,0,0,0,0,0,0,null,12432,"2022-03-17",0,0,0,0,0,0,0,0,0,0,0,1.2677174939088902E-3,2.94314966696197E-3,4.091365393131733E-2,0.1043338775637489,0.21319277420999713,0.30552658401745353,0.4079609783994782,0.47939559487072031,0.54845438661804968,0.61372307026309614,0.65715920657627225,0.69017133048248192,0.69038867939597803,0.72518987538859037,0.70735512277372725,0.67692712557187062,0.62488974607502223,0.58879026230582976,0.53051038907604919,0.43039757777612059,0.32678075969235465,0.25179310282650602,0.15297664462080071,8.2455018852793549E-2,2.4075023584395613E-2,9.3588449198265221E-3,1.6341906261372455E-2,1.2079889673446826E-4,0,0,0,0,0,0,0,0,0]
[null,12480,"2022-03-18",0,0,0,0,0,0,0,0,0,0,0,0.13647758098294091,0.27295516196588182,3.7105788774622237,9.6507412922570968,21.007377329710515,30.322789252227572,41.58393350840069,60.380944669883931,61.030796308311672,67.60317362188492,68.275386124314934,72.691677147083368,73.628818333670083,71.4062333540314,67.978337546575133,65.351784739352411,57.210146847867804,51.086188840970195,44.934734633850347,37.852814416984792,28.015557844878348,29.92111939559819,13.723388670978403,5.9328655779285002,2.4738600894407381,0.65433405125522115,1.2234368962256308,1.005247174114547E-2,0,0,0,0,0,0,0,0,0,null,12480,"2022-03-18",0,0,0,0,0,0,0,0,0,0,0,1.022892312444762,2.045784624889524,27.810594100070151,72.331799890832812,157.44919143806629,227.2677152877088,311.669400941932,452.55201386297227,457.42261781411111,506.68224111722895,511.72043857143836,544.82030819231989,551.84413224115576,535.18597437336803,509.4940750588064,489.80819950775788,428.78705046680619,382.88830635166022,336.78347965777721,283.70485901542867,209.97513688317491,224.25722077624511,102.85607842060141,44.466516381102707,18.54145163863318,4.9041994002184417,9.1695953789428817,7.5342748538100121E-2,0,0,0,0,0,0,0,0,0,null,12480,"2022-03-18",0,0,0,0,0,0,0,0,0,0,0,1.364775809829409E-3,2.7295516196588179E-3,3.7105788774622235E-2,9.6507412922570965E-2,0.21007377329710517,0.30322789252227572,0.41583933508400689,0.60380944669883929,0.61030796308311674,0.67603173621884927,0.6827538612431493,0.72691677147083367,0.73628818333670087,0.71406233354031401,0.67978337546575129,0.65351784739352414,0.57210146847867804,0.51086188840970193,0.44934734633850348,0.37852814416984792,0.28015557844878347,0.29921119395598189,0.13723388670978404,5.9328655779285006E-2,2.4738600894407381E-2,6.5433405125522115E-3,1.2234368962256308E-2,1.0052471741145469E-4,0,0,0,0,0,0,0,0,0]
[null,12528,"2022-03-19",0,0,0,0,0,0,0,0,0,0,0,0.12612661352346696,0.25225322704693398,3.8449392578700765,11.037819773984898,20.238776219856234,32.034647447296585,42.446880181683625,50.649147875581434,58.695718840162236,64.893345056655534,64.819561810669981,68.070485720199585,67.818191069278967,67.333138764484275,66.660568422333228,68.719354884263012,67.232212597535948,62.660228884504875,55.010889553164489,45.982796194602535,36.777231104738689,25.848419843776799,15.849759195136617,7.1693943816127526,1.8886201935049882,0.55699221388635667,1.2846764957436048,9.2319648869543317E-3,0,0,0,0,0,0,0,0,0,null,12528,"2022-03-19",0,0,0,0,0,0,0,0,0,0,0,0.94531235415120729,1.890624708302415,28.817618105232771,82.72788037158422,151.688566425928,240.09800268817591,318.13714100439125,379.61270723494175,439.92133464415514,486.37221812698527,485.8192165675917,510.18472078777819,508.29378560971486,504.65834402191211,499.61746457775905,515.04796114507849,503.90190769330468,469.63512952358684,412.30373237428171,344.63864609420654,275.64341849482088,193.7325512118274,118.79311399014631,53.73423491989508,14.155109309166789,4.174627433843205,9.6285829658635596,6.9193092694146835E-2,0,0,0,0,0,0,0,0,0,null,12528,"2022-03-19",0,0,0,0,0,0,0,0,0,0,0,1.2612661352346696E-3,2.5225322704693397E-3,3.8449392578700767E-2,0.11037819773984898,0.20238776219856233,0.32034647447296583,0.42446880181683622,0.50649147875581435,0.58695718840162237,0.64893345056655527,0.64819561810669979,0.68070485720199581,0.67818191069278966,0.67333138764484279,0.66660568422333233,0.68719354884263018,0.67232212597535945,0.62660228884504876,0.55010889553164488,0.45982796194602532,0.36777231104738689,0.25848419843776799,0.15849759195136617,7.1693943816127523E-2,1.8886201935049883E-2,5.5699221388635662E-3,1.2846764957436047E-2,9.2319648869543309E-5,0,0,0,0,0,0,0,0,0]
[null,12576,"2022-03-20",0,0,0,0,0,0,0,0,0,0,0,0.12895266810044359,0.25790533620088718,3.3920576215695801,9.4046061271552563,18.27168833173015,31.070802031968576,41.5955101687697,48.76156280119659,57.546074295607163,70.457042510068774,72.498183976696112,72.950783742955466,72.157935427513493,71.441414478129232,68.854686378577185,69.167734288586985,64.824379149406226,61.70371097214715,55.980002683365335,46.146244608733014,36.084659596935822,26.146604783392352,15.924345143913332,7.5863804229012581,2.2307011453429784,0.68577124035941539,1.5311935339620852,1.299993616560507E-2,0,0,0,0,0,0,0,0,0,null,12576,"2022-03-20",0,0,0,0,0,0,0,0,0,0,0,0.96649348500448684,1.9329869700089739,25.423293990731601,70.487029735971518,136.94534586050139,232.8740318453209,311.75616740430598,365.4653560892977,431.30480907123751,528.07183877439604,543.37008702724495,546.76229854056942,540.81994199409928,535.44965505354753,516.0622635980427,518.40854126701709,485.85532226879371,462.46607793123241,419.56718446386429,345.8636833867144,270.45263136298871,195.96743169712619,119.35213176486521,56.859523432182691,16.718988104121429,5.1398194839563853,11.47621523970826,9.7433839831409352E-2,0,0,0,0,0,0,0,0,0,null,12576,"2022-03-20",0,0,0,0,0,0,0,0,0,0,0,1.2895266810044358E-3,2.5790533620088721E-3,3.3920576215695802E-2,9.4046061271552558E-2,0.18271688331730151,0.31070802031968575,0.415955101687697,0.4876156280119659,0.57546074295607164,0.70457042510068779,0.72498183976696107,0.72950783742955472,0.72157935427513487,0.71441414478129228,0.6885468637857719,0.69167734288586979,0.6482437914940623,0.61703710972147152,0.55980002683365337,0.46146244608733017,0.3608465959693582,0.26146604783392352,0.15924345143913332,7.586380422901258E-2,2.2307011453429781E-2,6.8577124035941539E-3,1.5311935339620853E-2,1.299993616560507E-4,0,0,0,0,0,0,0,0,0]
[null,12624,"2022-03-21",0,0,0,0,0,0,0,0,0,0,0,0.11767029510295689,0.23534059020591377,4.0508135401143859,10.663719369895839,21.371214077942096,34.389419492336643,45.724214185751713,54.539271023381396,61.115563624739181,64.628236368973759,68.948495955580881,73.722662025964183,75.184315122518527,76.550995333613415,75.941708266243708,73.258397395941103,71.712228094851753,67.101176822221859,60.548317950240772,51.730574427542088,40.328432006642039,27.772132974789933,15.934098659163354,7.199379147499668,2.1694952729260399,0.59825464987451515,1.6727644376184205,1.9605085493307795E-2,0,0,0,0,0,0,0,0,0,null,12624,"2022-03-21",0,0,0,0,0,0,0,0,0,0,0,0.88193269104737493,1.7638653820947501,30.360635054398287,79.924017461140267,160.17612878609492,257.7468956791235,342.70058749817173,408.76897622571011,458.05794440545139,484.38524241537812,516.76536145821626,552.54748579364184,563.50249910175,573.74569561381361,569.17912099550767,549.06784673812558,537.47938890914281,502.91980142897421,453.80646782202274,387.71794253078468,302.2594830260195,208.1506802473086,119.42523385017991,53.958969167786073,16.26025330005433,4.4838872277305768,12.537281738491119,0.14693908766183009,0,0,0,0,0,0,0,0,0,null,12624,"2022-03-21",0,0,0,0,0,0,0,0,0,0,0,1.1767029510295689E-3,2.3534059020591377E-3,4.0508135401143862E-2,0.10663719369895838,0.21371214077942097,0.34389419492336643,0.4572421418575171,0.54539271023381397,0.61115563624739178,0.64628236368973757,0.6894849595558088,0.73722662025964181,0.7518431512251853,0.76550995333613414,0.75941708266243702,0.73258397395941099,0.71712228094851749,0.67101176822221864,0.60548317950240771,0.51730574427542086,0.4032843200664204,0.27772132974789931,0.15934098659163354,7.1993791474996682E-2,2.1694952729260399E-2,5.9825464987451511E-3,1.6727644376184205E-2,1.9605085493307797E-4,0,0,0,0,0,0,0,0,0]
[null,12672,"2022-03-22",0,0,0,0,0,0,0,0,0,0,0,0.10917060859096368,0.21834121718192734,3.9900019893814571,10.564737558378063,22.59983174831574,36.215423672464183,48.846021885767925,57.269642405624268,60.845761702043831,63.804205964983737,{"$f":"$C$1*DW269","v":68.243402318130464},71.456039159823987,74.41610237327275,74.817918989469277,74.430667770427476,69.87843827690601,63.915754471071565,61.987130347617004,52.843796661575084,44.704955355709572,36.173434679515886,27.830399704253001,14.704849604211345,7.5338288219006513,2.2249584044760953,0.81865993362117673,1.4895258361730719,1.1208652221199492E-2,0,0,0,0,0,0,0,0,0,null,12672,"2022-03-22",0,0,0,0,0,0,0,0,0,0,0,0.81822798637214322,1.636455972744286,29.904855670674213,79.182153974520858,169.38455379559213,271.43270125167339,366.09837249904007,429.2329665521836,456.0357931435355,478.20917775046081,511.48072162134895,535.55926627591668,557.74478483200642,560.7563792987296,557.85395171985692,523.73523038943222,479.04522795387248,464.59029128758021,396.06148479636209,335.06129601796982,271.11799595147119,208.5873863290681,110.21207664637831,56.465651938542244,16.675946562479279,6.1358132711358087,11.16391802987582,8.4008260604831284E-2,0,0,0,0,0,0,0,0,0,null,12672,"2022-03-22",0,0,0,0,0,0,0,0,0,0,0,1.0917060859096368E-3,2.1834121718192732E-3,3.9900019893814573E-2,0.10564737558378064,0.22599831748315741,0.36215423672464181,0.48846021885767926,0.57269642405624266,0.60845761702043832,0.6380420596498374,0.68243402318130464,0.71456039159823992,0.74416102373272752,0.74817918989469279,0.74430667770427483,0.69878438276906008,0.63915754471071562,0.61987130347617003,0.52843796661575082,0.44704955355709575,0.36173434679515887,0.27830399704253,0.14704849604211345,7.5338288219006511E-2,2.2249584044760951E-2,8.1865993362117678E-3,1.489525836173072E-2,1.1208652221199492E-4,0,0,0,0,0,0,0,0,0]
[null,12720,"2022-03-23",0,0,0,0,0,0,0,0,0,0,0,0.10345848815581941,0.25612693096058575,3.9831613358913285,10.793680449920243,23.155102871553467,35.802321674935762,48.152387647366261,58.094503471008593,63.566045668992174,69.988605020259968,74.254009889830812,79.662448680129941,82.802127680623528,83.577568575769149,82.859952460362621,81.373528948532282,77.433315355500781,70.781540907306706,62.469781523603388,51.447883728250531,39.299362031407185,27.509305157672088,16.308119358507405,7.3115713684258061,2.0541002070784344,0.7060385499893933,1.3743088930489882,1.8049867385241086E-2,0,0,0,0,0,0,0,0,0,null,12720,"2022-03-23",0,0,0,0,0,0,0,0,0,0,0,0.77541594326010965,1.9196579159942841,29.853585331496483,80.898068940632712,173.5462817452796,268.33652344368443,360.89962025710059,435.41525698069063,476.42417882137079,524.56092435361472,556.5299101689028,597.06587527819454,620.59760473895176,626.40949358316334,621.03099843070629,609.89033215909024,580.35863790810504,530.50393724467017,468.20773654088237,385.59919056418062,294.54665752710451,206.18079954096692,122.22849937773981,54.799843980153938,15.395373332960489,5.2917219067948542,10.30037308325384,0.13528280949908061,0,0,0,0,0,0,0,0,0,null,12720,"2022-03-23",0,0,0,0,0,0,0,0,0,0,0,1.0345848815581941E-3,2.5612693096058576E-3,3.9831613358913283E-2,0.10793680449920244,0.23155102871553468,0.35802321674935761,0.48152387647366263,0.58094503471008596,0.63566045668992177,0.69988605020259964,0.74254009889830808,0.79662448680129938,0.82802127680623527,0.83577568575769146,0.82859952460362618,0.81373528948532281,0.77433315355500776,0.70781540907306706,0.62469781523603385,0.51447883728250532,0.39299362031407181,0.27509305157672087,0.16308119358507403,7.3115713684258066E-2,2.0541002070784343E-2,7.0603854998939333E-3,1.3743088930489882E-2,1.8049867385241085E-4,0,0,0,0,0,0,0,0,0]
[null,12768,"2022-03-24",0,0,0,0,0,0,0,0,0,0,0,9.0573645912285256E-2,0.18114729182457046,3.9398143057344952,9.9909143122589761,23.144716994435392,35.543154250951545,45.888565528287955,55.29058123747258,64.941003057675374,73.234396968260327,77.734374084212035,82.136592924238926,83.986872568428822,82.5400659468974,81.96201438775536,80.857827460473644,76.107103821922294,71.437478355633942,61.287554505272077,48.691428242354853,34.613442759093786,25.257765964503669,14.830690385552806,7.2102449739850609,2.4707081060221459,2.1084548363201661,1.3414856275297635,1.0229472280836035E-2,0,0,0,0,0,0,0,0,0,null,12768,"2022-03-24",0,0,0,0,0,0,0,0,0,0,0,0.67884472633898019,1.3576894526779599,29.528701613633121,74.881378836729681,173.46844014092551,266.39407719192457,343.93239219173023,414.40000688085598,486.7294123453953,548.88796479126495,582.61505729197165,615.60945664116491,629.47720554383227,618.63346578745677,614.30099966529565,606.02517654999838,570.41875201180846,535.42015402185962,459.34700703566978,364.93970124870611,259.42593831546162,189.30563136116211,111.1552467033147,54.040407967479155,18.517827688204029,15.802758428715538,10.054364429472491,7.6669358300993584E-2,0,0,0,0,0,0,0,0,0,null,12768,"2022-03-24",0,0,0,0,0,0,0,0,0,0,0,9.0573645912285256E-4,1.8114729182457045E-3,3.9398143057344952E-2,9.9909143122589764E-2,0.23144716994435391,0.35543154250951542,0.45888565528287956,0.5529058123747258,0.64941003057675373,0.73234396968260329,0.77734374084212032,0.82136592924238927,0.83986872568428828,0.82540065946897401,0.81962014387755366,0.80857827460473641,0.76107103821922295,0.71437478355633943,0.61287554505272079,0.48691428242354856,0.34613442759093788,0.2525776596450367,0.14830690385552805,7.210244973985061E-2,2.4707081060221459E-2,2.1084548363201661E-2,1.3414856275297635E-2,1.0229472280836035E-4,0,0,0,0,0,0,0,0,0]
[null,12816,"2022-03-25",0,0,0,0,0,0,0,0,0,0,0,9.1785106208740419E-2,0.18357021241748084,3.7147730862503336,9.9330092974006803,20.338358831518551,30.541017953251348,42.117894740830977,54.310887046598957,60.350925086476181,64.267586706731834,69.177032046773078,70.422701874866746,73.848134366050317,76.120427387044259,74.096421455835042,71.335192024866686,64.00598445110964,58.340451286670479,46.002221072520513,37.727220845333548,28.508423468887035,17.140673225921908,10.042458290853254,4.2934929019693326,1.4733831366530574,1.5431930938163956,0.77187436512489815,0,0,0,0,0,0,0,0,0,0,null,12816,"2022-03-25",0,0,0,0,0,0,0,0,0,0,0,0.68792455773070837,1.375849115461417,27.84202947498849,74.447383786964295,152.43493287812421,228.90332795774822,315.67141237752998,407.05725029641246,452.32701865958853,481.68219210970796,518.4782274770381,527.81445751441447,553.48789440269093,570.51861143369638,555.34879312020144,534.65352333675764,479.7214969225065,437.25862296132431,344.7842345355416,282.76354178215649,213.66913888874819,128.46844695404468,75.267698253275427,32.179504145149934,11.0429293435128,11.566151311547261,5.7851578887387305,0,0,0,0,0,0,0,0,0,0,null,12816,"2022-03-25",0,0,0,0,0,0,0,0,0,0,0,9.1785106208740414E-4,1.8357021241748085E-3,3.7147730862503336E-2,9.9330092974006801E-2,0.20338358831518552,0.30541017953251348,0.4211789474083098,0.54310887046598955,0.60350925086476181,0.64267586706731827,0.69177032046773079,0.70422701874866744,0.73848134366050311,0.76120427387044265,0.74096421455835049,0.71335192024866689,0.64005984451109643,0.58340451286670481,0.46002221072520516,0.37727220845333548,0.28508423468887034,0.1714067322592191,0.10042458290853254,4.2934929019693327E-2,1.4733831366530574E-2,1.5431930938163956E-2,7.7187436512489811E-3,0,0,0,0,0,0,0,0,0,0]
[null,12864,"2022-03-26",0,0,0,0,0,0,0,0,0,0,0,5.8976382102012087E-2,0.11795276420402417,2.3353515024016129,6.5420888524657883,12.25484019496753,21.605202716719514,30.47240580067897,40.043377841417573,46.27088557251929,52.982475868262021,50.470702644554088,52.872260367560877,51.832749211511896,55.738779774883,49.002196704666162,52.72862856148901,45.494912221518405,40.409794093405573,34.826498067424851,29.147257728115278,23.356920225300236,15.184189531244897,8.1834095264101521,3.4931586178222682,1.1381254445975064,0.55141478823205459,0.73753757832868494,0,0,0,0,0,0,0,0,0,0,null,12864,"2022-03-26",0,0,0,0,0,0,0,0,0,0,0,0.4420248910734545,0.88404978214690899,17.503337042305329,49.032612875474989,91.849384605067272,161.92986136313081,228.3890834723089,300.12301700619082,346.7978608739943,397.10087817800286,378.2752695862402,396.27481878006012,388.48373717848938,417.7592314147625,367.26889457671689,395.19830592574863,340.98198130106999,302.86928759960205,261.02277667856708,218.4571681605492,175.05889222810549,113.8047042624242,61.334225254171827,26.181040655807003,8.5301905228088959,4.1328249210500534,5.527805472356941,0,0,0,0,0,0,0,0,0,0,null,12864,"2022-03-26",0,0,0,0,0,0,0,0,0,0,0,5.8976382102012091E-4,1.1795276420402418E-3,2.3353515024016128E-2,6.5420888524657883E-2,0.1225484019496753,0.21605202716719515,0.3047240580067897,0.40043377841417571,0.46270885572519288,0.52982475868262024,0.50470702644554089,0.52872260367560875,0.51832749211511897,0.55738779774882996,0.49002196704666162,0.5272862856148901,0.45494912221518402,0.40409794093405571,0.34826498067424849,0.29147257728115278,0.23356920225300237,0.15184189531244896,8.1834095264101514E-2,3.493158617822268E-2,1.1381254445975065E-2,5.5141478823205461E-3,7.3753757832868494E-3,0,0,0,0,0,0,0,0,0,0]
[null,12912,"2022-03-27",0,0,0,0,0,0,0,0,0,0,0,4.5396602688596625E-2,9.0793205377193251E-2,2.2930627141140483,6.8910236321076814,13.693242952300794,23.046361834466989,33.472912744778903,40.52149665227202,43.154426885054988,47.893434862471032,52.136400851759099,56.428504257827129,58.997680079905422,60.215013516650153,57.145954809477765,60.86404623511347,48.446009718860189,46.786179394193454,35.149597841837107,25.776513214384273,20.627038377087214,14.477466985791999,8.2771201089160265,3.6708660463413931,1.1542734057121293,0.67001457950152032,0.76440228015542389,0,0,0,0,0,0,0,0,0,0,null,12912,"2022-03-27",0,0,0,0,0,0,0,0,0,0,0,0.34024515650727261,0.68049031301454521,17.186384791756861,51.64786075039823,102.6301378399847,172.73127337480639,250.87772566871908,303.70649242051093,323.44016644169488,358.95878271405678,390.75959029834303,422.92868024457931,442.18451830087753,451.30836857108261,428.30593450536821,456.17283476003303,363.10030228510919,350.65996104491296,263.44439254410798,193.19361479538679,154.598570933514,108.50785584549979,62.036581155775629,27.512948513400559,8.6512186445475816,5.0217241371216934,5.7291550037362144,0,0,0,0,0,0,0,0,0,0,null,12912,"2022-03-27",0,0,0,0,0,0,0,0,0,0,0,4.5396602688596626E-4,9.0793205377193251E-4,2.2930627141140483E-2,6.8910236321076818E-2,0.13693242952300794,0.23046361834466988,0.33472912744778904,0.40521496652272021,0.43154426885054986,0.47893434862471029,0.52136400851759102,0.56428504257827128,0.58997680079905424,0.60215013516650151,0.57145954809477761,0.60864046235113467,0.48446009718860189,0.4678617939419345,0.35149597841837105,0.25776513214384272,0.20627038377087215,0.14477466985791998,8.2771201089160265E-2,3.6708660463413929E-2,1.1542734057121293E-2,6.7001457950152032E-3,7.6440228015542391E-3,0,0,0,0,0,0,0,0,0,0]
[null,12960,"2022-03-28",0,0,0,0,0,0,0,0,0,0,0,4.659676988383684E-2,9.3193539767673667E-2,2.7475443486140594,9.0399958542924566,18.157752847920175,30.215349136944152,39.261901409889937,47.806207528289576,54.271909758665835,61.284779251768327,64.241679690549532,67.208030625711672,67.715354733975886,68.43173541392018,62.759752102549605,66.237894010818167,62.532962521184047,53.889896586567332,46.886557453699282,41.42474218946424,27.809902822951788,33.640677236865677,13.57017661297191,4.8963073581055099,1.5886724992457735,1.7591345655004273,1.1087107682227693,2.0499364697505467E-3,0,0,0,0,0,0,0,0,0,null,12960,"2022-03-28",0,0,0,0,0,0,0,0,0,0,0,0.34924034669761644,0.69848069339523278,20.59270080885787,67.754294861396318,136.09140538423762,226.46245725792789,294.26589213330567,358.3050184186564,406.7651175673621,459.32620665619623,481.48802038201183,503.72066508260883,507.52303266945972,512.89226829791482,470.3810508237338,496.44954202892723,468.68127480447401,403.90194887564093,351.41228933698221,310.47627035465706,208.43376327859269,252.13511173916982,101.707762080438,36.697566881690811,11.90701707025443,13.184621317629901,8.3097290659156204,1.5364166340038569E-2,0,0,0,0,0,0,0,0,0,null,12960,"2022-03-28",0,0,0,0,0,0,0,0,0,0,0,4.6596769883836838E-4,9.3193539767673665E-4,2.7475443486140595E-2,9.0399958542924569E-2,0.18157752847920175,0.30215349136944153,0.39261901409889938,0.47806207528289574,0.54271909758665837,0.61284779251768329,0.64241679690549536,0.67208030625711679,0.67715354733975885,0.68431735413920181,0.62759752102549604,0.66237894010818166,0.62532962521184043,0.53889896586567332,0.46886557453699285,0.41424742189464236,0.27809902822951788,0.33640677236865679,0.1357017661297191,4.8963073581055096E-2,1.5886724992457735E-2,1.7591345655004274E-2,1.1087107682227693E-2,2.0499364697505466E-5,0,0,0,0,0,0,0,0,0]
[null,13008,"2022-03-29",0,0,0,0,0,0,0,0,0,0,0,7.7998899935899382E-2,0.15599779987179874,3.7099158026193271,9.8970231700119378,22.149520724602414,34.928698941564328,47.142355013242124,56.443416014691735,62.703777065350785,72.182533688772395,74.01353339654878,74.319042158550033,76.044042499799332,74.742873446807067,70.920919456042924,70.206650434301935,65.246660185532761,61.533351184600981,52.185301375134671,43.287110981797646,31.567626647078313,22.913329737978692,12.712998989042115,5.7212838730601856,1.7449139790985293,1.0915893513810102,1.2021559041372536,0,0,0,0,0,0,0,0,0,0,null,13008,"2022-03-29",0,0,0,0,0,0,0,0,0,0,0,0.58459766467836516,1.1691953293567301,27.805624388894959,74.17766964933459,166.00949628762629,261.78876687072528,353.32947863147302,423.04044308029188,469.96152085531628,541.00430467227704,554.72755146258453,557.01732361259542,569.94611070949645,560.19391689194049,531.548572158296,526.19516329733722,489.02029648971751,461.18924025741342,391.12609715665008,324.43462678869287,236.5977062815831,171.7342047879643,95.283260740345739,42.880722598673287,13.078038768289609,8.1814049445510513,9.0100954592372435,0,0,0,0,0,0,0,0,0,0,null,13008,"2022-03-29",0,0,0,0,0,0,0,0,0,0,0,7.7998899935899379E-4,1.5599779987179874E-3,3.709915802619327E-2,9.8970231700119371E-2,0.22149520724602415,0.34928698941564329,0.47142355013242121,0.56443416014691739,0.62703777065350785,0.72182533688772388,0.74013533396548781,0.7431904215855003,0.76044042499799336,0.74742873446807068,0.70920919456042919,0.70206650434301932,0.65246660185532768,0.61533351184600982,0.52185301375134674,0.43287110981797644,0.31567626647078312,0.22913329737978691,0.12712998989042115,5.7212838730601859E-2,1.7449139790985294E-2,1.0915893513810102E-2,1.2021559041372537E-2,0,0,0,0,0,0,0,0,0,0]
[null,13056,"2022-03-30",0,0,0,0,0,0,0,0,0,0,0,7.1855370870503449E-2,0.14371074174100693,3.60907697412265,9.2061327774118595,20.126786251760233,{"$f":"$C$1*DR277","v":31.998678985877604},44.608830958882415,53.759130562594038,62.79346293860111,66.865401941295431,69.907241249277931,73.858489421443835,74.527342320557395,74.693253715823289,76.299755592103978,74.268507574796132,67.708446747195197,64.162239685063554,54.049885748118896,46.417155454148343,37.240020622118315,24.652045758555612,15.08950854094167,6.5850541444372039,1.813215874437768,0.88994727703062737,1.2352833885777355,0,0,0,0,0,0,0,0,{"$f":"$C$1*EV277","v":0},0,null,13056,"2022-03-30",0,0,0,0,0,0,0,0,0,0,0,0.5385522365061004,1.077104473012201,27.049842657402518,68.999482387787964,150.84920748791569,239.82842095606318,334.34084870461089,402.92186438346363,470.63371177210951,501.15268106070386,523.95110715690282,553.56550499983575,558.57852240336945,559.82201961032592,571.86266692646655,556.63856955744461,507.47125767080024,480.8926217068086,405.1010592514765,347.89414596626352,279.11200165843081,184.76579018216168,113.0950752052684,49.35463548565739,13.589957892036731,6.670108171609253,9.2583842178798648,0,0,0,0,0,0,0,0,0,0,null,13056,"2022-03-30",0,0,0,0,0,0,0,0,0,0,0,7.1855370870503447E-4,1.4371074174100694E-3,3.6090769741226499E-2,9.2061327774118601E-2,0.20126786251760234,0.31998678985877604,0.44608830958882417,0.53759130562594037,0.62793462938601108,0.66865401941295433,0.69907241249277929,0.73858489421443829,0.74527342320557388,0.74693253715823282,0.76299755592103979,0.74268507574796128,0.67708446747195195,0.6416223968506356,0.54049885748118898,0.46417155454148346,0.37240020622118314,0.24652045758555613,0.15089508540941671,6.5850541444372038E-2,1.813215874437768E-2,8.8994727703062739E-3,1.2352833885777355E-2,0,0,0,0,0,0,0,0,0,0]
[null,13104,"2022-03-31",0,0,0,0,0,0,0,0,0,0,0,9.1847424433462235E-2,0.18369484886692455,4.3823147126808957,11.054079108404746,24.755236701005998,37.206996158627042,50.112359604937964,61.110136439143901,70.59248685967394,76.422540476110157,79.829422562958797,81.737467109261559,81.58518775002193,80.490720709778358,77.888003708961691,73.985568206954341,68.547481810513418,60.590770716792328,53.011203769181591,43.02444074439498,32.703446736432454,21.290533552714312,12.261000009954804,5.6870780235929725,1.7220150386719753,1.8763101422948969,1.1632822867209858,0,0,0,0,0,0,0,0,0,0,null,13104,"2022-03-31",0,0,0,0,0,0,0,0,0,0,0,0.68839162955696775,1.376783259113936,32.845218958527511,82.849743230405039,185.53920088438991,278.86448503639997,375.58950729618869,458.0172679340219,529.08698707184806,572.78293319312934,598.31733577371756,612.6180295884709,611.47670377665349,603.27373070498652,583.76650327297739,554.51795383309707,513.75978147052308,454.12464908106068,397.31619228887484,322.46592713405283,245.11061828773811,159.57143248048101,91.895552095369965,42.62435155070586,12.906412410636181,14.062846120898691,8.7187397352741289,0,0,0,0,0,0,0,0,0,0,null,13104,"2022-03-31",0,0,0,0,0,0,0,0,0,0,0,9.1847424433462237E-4,1.8369484886692454E-3,4.3823147126808959E-2,0.11054079108404746,0.24755236701005998,0.37206996158627043,0.50112359604937962,0.61110136439143903,0.70592486859673942,0.76422540476110157,0.79829422562958796,0.81737467109261552,0.81585187750021926,0.80490720709778363,0.77888003708961684,0.73985568206954344,0.68547481810513422,0.6059077071679233,0.53011203769181592,0.43024440744394982,0.32703446736432451,0.21290533552714311,0.12261000009954805,5.6870780235929723E-2,1.7220150386719753E-2,1.8763101422948968E-2,1.1632822867209857E-2,0,0,0,0,0,0,0,0,0,0]
[null,13152,"2022-04-01",0,0,0,0,0,0,0,0,0,0,0,6.196575002875513E-2,0.12393150005751025,3.0834067135257039,10.373107051802879,22.088920306055687,35.533076393749333,47.74733377372003,56.391288513630691,65.557123773287103,71.955385963608634,74.09643427986299,76.307159774417926,78.029555146863501,78.797041878207423,77.910650629744765,75.639149947893387,69.574252291663498,63.246956337529127,56.840459359255512,47.404379259789458,34.14194008354098,23.702144233136469,12.529600610812835,4.9432139830274435,1.3975077691652456,1.0104946071993801,1.4871802096526561,0,0,0,0,0,0,0,0,0,0,null,13152,"2022-04-01",0,0,0,0,0,0,0,0,0,0,0,0.46443004691891604,0.92886009383783197,23.109971620908539,77.745893377037433,165.55529932856581,266.31854418068701,357.8637627155569,422.6497501934582,491.34720479891172,539.30184438403114,555.34888923561834,571.91816088462667,584.827423876951,590.57969668059332,583.93624075661921,566.91146226593628,521.45537238186034,474.03262101542248,426.01626212644288,355.29333661852883,255.89205048827051,177.6463280629419,93.908699513113731,37.04912957564985,10.474247443172661,7.5736040896001384,11.14633768211233,0,0,0,0,0,0,0,0,0,0,null,13152,"2022-04-01",0,0,0,0,0,0,0,0,0,0,0,6.1965750028755132E-4,1.2393150005751024E-3,3.0834067135257041E-2,0.1037310705180288,0.22088920306055687,0.3553307639374933,0.4774733377372003,0.56391288513630689,0.65557123773287107,0.71955385963608631,0.74096434279862988,0.76307159774417921,0.78029555146863505,0.7879704187820743,0.77910650629744771,0.75639149947893392,0.69574252291663496,0.63246956337529125,0.56840459359255513,0.47404379259789459,0.34141940083540978,0.23702144233136468,0.12529600610812835,4.9432139830274432E-2,1.3975077691652455E-2,1.0104946071993802E-2,1.4871802096526561E-2,0,0,0,0,0,0,0,0,0,0]
[null,13200,"2022-04-02",0,0,0,0,0,0,0,0,0,0,0,7.1039339208750399E-2,0.1420786784175008,2.9729317727483622,9.4828857410834004,18.189303392630858,28.811707207350462,38.083873189855026,47.789514537922081,54.231204930384699,57.526144078844169,60.561057168928912,64.656838357744135,65.225716878005343,65.876062999295556,65.573107309912373,73.88268786866162,58.656301064825136,55.4748851503455,46.71899894128925,40.011753402288427,29.552639998625356,19.931989693687473,11.210225843407079,4.5251490931751075,1.1107162557004941,1.1856983882428263,1.1354504674842414,0,0,0,0,0,0,0,0,0,0,null,13200,"2022-04-02",0,0,0,0,0,0,0,0,0,0,0,0.53243612199478696,1.0648722439895739,22.281967733199991,71.073731337300842,136.3278750623017,215.9422346040256,285.43663240113534,358.1799053312493,406.46003701399741,431.1554331417596,453.90194759803285,484.5996128212949,488.8633274980877,493.73763757234951,491.46700056772528,553.74687109274214,439.62590048511157,415.78135504275497,350.15644707340687,299.88599349333549,221.49548701936601,149.38921750048888,84.020054820754808,33.915755149952254,8.3247600893913756,8.8867472406572876,8.5101417096234808,0,0,0,0,0,0,0,0,0,0,null,13200,"2022-04-02",0,0,0,0,0,0,0,0,0,0,0,7.1039339208750398E-4,1.420786784175008E-3,2.9729317727483624E-2,9.4828857410834008E-2,0.18189303392630857,0.28811707207350462,0.38083873189855028,0.47789514537922079,0.54231204930384702,0.57526144078844166,0.60561057168928911,0.64656838357744129,0.65225716878005346,0.65876062999295559,0.65573107309912371,0.73882687868661623,0.58656301064825134,0.55474885150345499,0.46718998941289247,0.4001175340228843,0.29552639998625357,0.19931989693687474,0.11210225843407079,4.5251490931751077E-2,1.1107162557004941E-2,1.1856983882428262E-2,1.1354504674842414E-2,0,0,0,0,0,0,0,0,0,0]
[null,13248,"2022-04-03",0,0,0,0,0,0,0,0,0,0,0,7.1038586462848746E-2,0.14207717292569752,3.8458487135697021,10.183684993386926,20.30871956766142,31.266080145216396,40.053591301379775,50.016307843697504,56.63593712537196,62.180939913602884,66.998060678496813,72.697853618529535,72.724308506507995,74.055135555602106,70.476407165952025,66.270949670322594,62.721139688982198,56.441821634438341,48.061962435516953,38.465271656069909,28.341500006478132,19.8916413560755,10.499796251792146,4.464692366668924,0.98427553492961384,2.1581511748976805,1.0791764819929073,0,0,0,0,0,0,0,0,0,0,null,13248,"2022-04-03",0,0,0,0,0,0,0,0,0,0,0,0.53243048020372885,1.0648609604074579,28.82443442800869,76.326184982694173,152.21278814982799,234.33763106353157,300.19956635300338,374.86960438274303,424.48337870883842,466.04288382107472,502.14695133926989,544.86660052190859,545.064878519986,555.03935746302989,528.21697585473885,496.6972924634407,470.09165280892012,423.02849328390357,360.22188803627961,288.29519390449457,212.41805629162869,149.08680882599478,78.695422287247212,33.462635155200289,7.3770935178929085,16.17522988022775,8.0883711394306452,0,0,0,0,0,0,0,0,0,0,null,13248,"2022-04-03",0,0,0,0,0,0,0,0,0,0,0,7.1038586462848752E-4,1.4207717292569753E-3,3.8458487135697023E-2,0.10183684993386925,0.20308719567661421,0.31266080145216396,0.40053591301379776,0.50016307843697505,0.5663593712537196,0.62180939913602884,0.66998060678496818,0.7269785361852954,0.72724308506507995,0.74055135555602103,0.70476407165952026,0.66270949670322588,0.62721139688982197,0.56441821634438338,0.48061962435516953,0.3846527165606991,0.28341500006478132,0.19891641356075501,0.10499796251792147,4.4646923666689237E-2,9.8427553492961388E-3,2.1581511748976805E-2,1.0791764819929073E-2,0,0,0,0,0,0,0,0,0,0]
[null,13296,"2022-04-04",0,0,0,0,0,0,0,0,0,0,0,1.0371187295391339E-2,0.49611640818950054,2.9540885791931002,8.6100378644404785,17.20137648523751,26.34154410766989,36.380955265132606,42.300030517415316,49.654719293125865,55.384810908223706,59.835684785811395,62.268731914725819,66.32298330237974,66.85607113938093,67.255287023396377,63.768960441519532,59.207391646932528,55.522949639033428,46.97992774068269,37.370284813400666,29.388351866523475,20.665927730496531,11.702199651442026,4.3101092740842333,1.0877258843541415,1.099035443694782,0.70291811963467254,2.0701364004086582E-2,0,0,0,0,0,0,0,0,0,null,13296,"2022-04-04",0,0,0,0,0,0,0,0,0,0,0,7.7731504903406898E-2,3.7183664625340889,22.140738985659429,64.53178227488759,128.92341469927479,197.42849170977101,272.67335185807912,317.03651047164522,372.15951715827788,415.10625332163642,448.46531962582844,466.70088026558983,497.0872818070128,501.0827471896713,504.07484930508241,477.94501440040739,443.75629549825902,416.14159586492059,352.11209474149058,280.08832494090609,220.26415608469821,154.8900445979198,87.70737271237266,32.304042982771755,8.15244846178879,8.2372130159621602,5.2683344449247462,0.15515563761016321,0,0,0,0,0,0,0,0,0,null,13296,"2022-04-04",0,0,0,0,0,0,0,0,0,0,0,1.0371187295391339E-4,4.9611640818950052E-3,2.9540885791931003E-2,8.6100378644404785E-2,0.1720137648523751,0.2634154410766989,0.36380955265132608,0.42300030517415316,0.49654719293125865,0.55384810908223703,0.59835684785811394,0.62268731914725817,0.66322983302379745,0.66856071139380924,0.67255287023396382,0.63768960441519529,0.59207391646932528,0.55522949639033425,0.46979927740682692,0.37370284813400667,0.29388351866523477,0.20665927730496531,0.11702199651442026,4.3101092740842332E-2,1.0877258843541416E-2,1.0990354436947821E-2,7.029181196346726E-3,2.0701364004086583E-4,0,0,0,0,0,0,0,0,0]
[null,13344,"2022-04-05",0,0,0,0,0,0,0,0,0,0,0,1.0376383726393733E-2,0.56541044381510597,3.411810364275337,10.151493177243708,20.665277923080421,32.367857304381531,44.08651816943042,53.015194160836998,62.243677721264405,68.934293772556259,74.507381488016904,78.75563703427278,80.403883122224585,81.255507645402901,78.850930971833407,75.996657102911968,69.15820503299642,62.144943083785009,53.728205482212687,43.692853872036586,33.602787403822468,22.304473555895491,12.416980070158576,4.8092355158191165,1.066142992305172,0.79570117909687643,0.70331386648690852,2.0713323486466137E-2,0,0,0,0,0,0,0,0,0,null,13344,"2022-04-05",0,0,0,0,0,0,0,0,0,0,0,7.7770451881263747E-2,4.2377216256986898,25.571339761457441,76.08490900887216,154.88517432541261,242.59539309316568,330.42614173827911,397.34610006507199,466.51310039946372,516.65891684122357,558.42891701024473,590.26936954661494,602.62288754012184,609.00576868129201,590.98359261132146,569.59095964476376,518.33711999608965,465.77308946929992,402.6900825277479,327.47564847346621,251.85112942749211,167.1708596322847,93.064614466845129,36.04496798988977,7.9906858177104505,5.9637386099564846,5.2713005468288898,0.1552452733034306,0,0,0,0,0,0,0,0,0,null,13344,"2022-04-05",0,0,0,0,0,0,0,0,0,0,0,1.0376383726393733E-4,5.6541044381510598E-3,3.4118103642753368E-2,0.10151493177243708,0.20665277923080419,0.32367857304381531,0.44086518169430422,0.53015194160836998,0.62243677721264401,0.68934293772556254,0.74507381488016899,0.78755637034272774,0.80403883122224584,0.81255507645402902,0.78850930971833411,0.75996657102911969,0.69158205032996423,0.62144943083785009,0.53728205482212688,0.43692853872036586,0.33602787403822471,0.2230447355589549,0.12416980070158577,4.8092355158191165E-2,1.066142992305172E-2,7.9570117909687644E-3,7.0331386648690855E-3,2.0713323486466135E-4,0,0,0,0,0,0,0,0,0]
[null,13392,"2022-04-06",0,0,0,0,0,0,0,0,0,0,0,1.0381185373353315E-2,0.44864385256122902,2.8613656571019548,8.8767194273470746,18.57576115423586,29.694692530288147,40.895747444601859,49.56329030844212,58.604550957536837,63.204950599310472,69.160393905194042,72.784732987855776,75.564446178231123,76.127954894469198,76.137268292279273,73.492655989259987,69.19783256257432,61.301031310655276,51.900112333447233,41.367358136375238,31.34830379311806,21.541763260482096,11.697450789938559,4.4049731694590584,0.99554415975361499,1.1478025805811616,0.70378896975792038,2.0728797850453378E-2,0,0,0,0,0,0,0,0,0,null,13392,"2022-04-06",0,0,0,0,0,0,0,0,0,0,0,7.7806439973422584E-2,3.3625621476090251,21.445785547070109,66.530546603821648,139.22435571929532,222.56016329480019,306.51148248293299,371.4742617127016,439.2380361448138,473.7177902102971,518.3535254784241,545.51775683896676,566.35156142985886,570.57502970709618,570.64483313527865,550.82360261029305,518.63412625216824,459.44801498527949,388.98862024480451,310.0461798860328,234.9538929926633,161.4543859654606,87.671780244439276,33.015042903847444,7.4615512700107134,8.6027201495275936,5.2748614209302271,0.1553612528500237,0,0,0,0,0,0,0,0,0,null,13392,"2022-04-06",0,0,0,0,0,0,0,0,0,0,0,1.0381185373353314E-4,4.4864385256122904E-3,2.8613656571019549E-2,8.8767194273470754E-2,0.18575761154235859,0.29694692530288147,0.4089574744460186,0.49563290308442121,0.58604550957536838,0.63204950599310472,0.6916039390519404,0.72784732987855782,0.75564446178231126,0.76127954894469196,0.7613726829227927,0.73492655989259981,0.69197832562574313,0.61301031310655274,0.51900112333447235,0.41367358136375237,0.3134830379311806,0.21541763260482097,0.11697450789938559,4.4049731694590581E-2,9.9554415975361497E-3,1.1478025805811616E-2,7.0378896975792039E-3,2.0728797850453378E-4,0,0,0,0,0,0,0,0,0]
[null,13440,"2022-04-07",0,0,0,0,0,0,0,0,0,0,0,1.0385098201384136E-2,0.47340856595572317,2.8851136477926129,9.0188224515503475,19.710826696939627,30.669887333177819,41.320980249735499,49.241551795157648,55.641958533428074,59.136686060592389,65.054139662642157,69.361984071085033,69.858870913217302,71.356386544096083,70.589419395489003,69.758009244417877,63.603008802145069,58.886800627471715,52.404571442550186,41.600959234802637,32.139417442923779,21.807487528314727,11.610431666036646,4.0880391871938562,0.85591668643462127,1.0630333059783752,0.70423600117495133,2.0743516933835238E-2,0,0,0,0,0,0,0,0,0,null,13440,"2022-04-07",0,0,0,0,0,0,0,0,0,0,0,7.7835766414320925E-2,3.5481723758141412,21.62377549192794,67.59560131819886,147.73161243787499,229.86919720225649,309.69858005777127,369.06284842792758,417.03356128746162,443.22636083651213,487.5773652666233,519.86443320018498,523.58857402471767,534.81237514691998,529.06399658864291,522.83262110635405,476.70121556596763,441.35348261951754,392.76951481318525,311.79700786846831,240.88324831115722,163.44597541801681,87.019576474165319,30.63963932710833,6.4150506796907756,7.9673788817662041,5.2782118979580952,0.15547157160808711,0,0,0,0,0,0,0,0,0,null,13440,"2022-04-07",0,0,0,0,0,0,0,0,0,0,0,1.0385098201384135E-4,4.7340856595572316E-3,2.8851136477926129E-2,9.0188224515503471E-2,0.19710826696939626,0.3066988733317782,0.41320980249735501,0.49241551795157651,0.55641958533428071,0.59136686060592392,0.65054139662642152,0.69361984071085037,0.69858870913217297,0.71356386544096084,0.70589419395489006,0.69758009244417885,0.63603008802145067,0.58886800627471714,0.52404571442550185,0.41600959234802637,0.32139417442923779,0.21807487528314728,0.11610431666036647,4.0880391871938558E-2,8.5591668643462127E-3,1.0630333059783751E-2,7.0423600117495138E-3,2.0743516933835238E-4,0,0,0,0,0,0,0,0,0]
[null,13488,"2022-04-08",0,0,0,0,0,0,0,0,0,0,0,1.0389143504846012E-2,0.32440422551958126,2.1746313408747708,7.4017746933914887,15.958185353567558,25.20344131459143,33.959558812939619,40.026811291979527,46.79172504703876,52.697039109204688,55.46142809222497,57.612637582984391,58.843025495460225,59.503391814237794,58.826975908863943,58.518962125685889,54.585500795323668,51.227048643665398,45.643624440020147,37.24969462131498,29.028433595449059,18.16340169968759,9.5620573044905477,3.4562409034136556,0.92341751991252019,0.9465559696586775,0.70466846524616999,2.0751356065278531E-2,0,0,0,0,0,0,0,0,0,null,13488,"2022-04-08",0,0,0,0,0,0,0,0,0,0,0,7.7866085751627886E-2,2.4313926581835728,16.298747859989472,55.475913170418131,119.6057623616088,188.89847095890948,254.5251124293716,299.99885158691933,350.70152542216891,394.96154463746052,415.68049509784333,431.80369741948374,441.02539030070358,445.9748012296638,440.90509949082104,438.59655233845581,409.11546594208147,383.94404318603023,342.09657158012141,279.18450777509554,217.56658751747361,136.1337432320029,71.667118053200554,25.904344322316732,6.9209658867956501,7.0943873542393927,5.2814531934930251,0.15553032548716261,0,0,0,0,0,0,0,0,0,null,13488,"2022-04-08",0,0,0,0,0,0,0,0,0,0,0,1.0389143504846012E-4,3.2440422551958123E-3,2.1746313408747709E-2,7.4017746933914885E-2,0.15958185353567558,0.25203441314591429,0.33959558812939616,0.4002681129197953,0.46791725047038762,0.52697039109204691,0.55461428092224974,0.57612637582984394,0.58843025495460222,0.59503391814237794,0.58826975908863943,0.58518962125685892,0.54585500795323671,0.51227048643665396,0.45643624440020147,0.37249694621314983,0.2902843359544906,0.1816340169968759,9.5620573044905482E-2,3.4562409034136557E-2,9.2341751991252014E-3,9.4655596965867745E-3,7.0466846524617002E-3,2.0751356065278531E-4,0,0,0,0,0,0,0,0,0]
[null,13536,"2022-04-09",{"$f":"$C$1*DB287","v":0},0,0,0,0,0,0,0,0,0,0,1.0389143504846012E-2,0.32532791964268293,1.467109325015989,5.4784796957228776,10.775802170839309,15.347800332798162,24.254858772093165,29.608554170368865,31.845449654207769,31.604839042786097,35.293149181715876,36.797534676956715,37.487075004350345,37.536341011301012,35.252270099091362,34.54341034071652,33.08130536843619,33.37675928214346,30.108736546157548,21.708653935186241,18.022882145188717,10.926451462064273,6.2334949858574751,2.5058386888464868,0.91494903088644819,1.5265418268141135,0.70469722001113577,2.0752328857768936E-2,0,0,0,0,0,0,0,0,0,null,13536,"2022-04-09",0,0,0,0,0,0,0,0,0,0,0,7.7866085751627886E-2,2.4383156971967659,10.995907454297999,41.06091802242679,80.764072176476148,115.03095864015,181.78889454751291,221.91456080438789,238.67997515069888,236.87661123595728,264.52030230852193,275.79559270385511,280.96366129747821,281.33290743601418,264.21391572799166,258.90104901229483,247.94264891931729,250.15706050865123,225.66340148085439,162.70522282045241,135.0805565400214,81.89318071400605,46.719718028220164,18.781129564189172,6.8574950056413702,11.441350938574439,5.2816687089485148,0.15553761651586398,0,0,0,0,0,0,0,0,0,null,13536,"2022-04-09",0,0,0,0,0,0,0,0,0,0,0,1.0389143504846012E-4,3.2532791964268292E-3,1.4671093250159889E-2,5.4784796957228772E-2,0.1077580217083931,0.15347800332798162,0.24254858772093166,0.29608554170368867,0.31845449654207769,0.31604839042786098,0.35293149181715877,0.36797534676956717,0.37487075004350345,0.37536341011301011,0.35252270099091365,0.34543410340716518,0.33081305368436187,0.33376759282143459,0.3010873654615755,0.21708653935186242,0.18022882145188718,0.10926451462064274,6.2334949858574754E-2,2.505838688846487E-2,9.1494903088644823E-3,1.5265418268141135E-2,7.0469722001113575E-3,2.0752328857768937E-4,0,0,0,0,0,0,0,0,0]
[null,13584,"2022-04-10",0,0,0,0,0,0,0,0,0,0,0,1.0389981319513601E-2,0.37142274117966889,1.7477927511852354,6.898845634725749,14.368804003447078,23.275964371816364,35.364630326072898,43.300558365455593,47.139300620093202,50.159333232932823,53.961827159065969,54.861690988089606,56.673122696837041,57.405385823345888,59.300265137816176,56.678026635405743,53.216560619241534,48.76917652545297,41.584755970846885,34.045289708123676,24.685031301022647,15.451630656134032,8.5727458944083494,3.3165818825652909,0.84614187952596798,1.2770814267516324,0.70476355794614931,2.0754509043527016E-2,0,0,0,0,0,0,0,0,0,null,13584,"2022-04-10",0,0,0,0,0,0,0,0,0,0,0,7.7872365128625609E-2,2.7837939673574139,13.09961501411375,51.706486249826909,107.6934324912213,174.4521323516507,265.05604973693431,324.5354142240148,353.30658611499734,375.94157217466562,404.44106474440622,411.18549695316909,424.76208261692022,430.25035634948512,444.45237744205218,424.79883737932511,398.85533111095327,365.52242055332789,311.67556525483548,255.16766099296129,185.01301509315689,115.8091614685852,64.252280915125411,24.85760728491854,6.3417890145111793,9.5716583220618254,5.2821659082926127,0.15555395689378962,0,0,0,0,0,0,0,0,0,null,13584,"2022-04-10",0,0,0,0,0,0,0,0,0,0,0,1.03899813195136E-4,3.7142274117966888E-3,1.7477927511852353E-2,6.898845634725749E-2,0.14368804003447078,0.23275964371816366,0.35364630326072899,0.43300558365455594,0.471393006200932,0.50159333232932823,0.53961827159065967,0.54861690988089606,0.56673122696837042,0.57405385823345889,0.59300265137816177,0.56678026635405743,0.53216560619241537,0.48769176525452973,0.41584755970846882,0.34045289708123677,0.24685031301022647,0.15451630656134033,8.5727458944083498E-2,3.3165818825652907E-2,8.4614187952596794E-3,1.2770814267516323E-2,7.0476355794614927E-3,2.0754509043527015E-4,0,0,0,0,0,0,0,0,0]
[null,13632,"2022-04-11",0,0,0,0,0,0,0,0,0,0,0,1.0395627674001038E-2,0.47825843646146687,3.1398716249424079,9.0986888930953178,17.469920445633104,27.160209991510818,37.692578778303705,45.690564605333329,51.742490114995896,55.346098337225577,60.3534935604251,64.340332272383407,63.574495619562313,59.844868131572028,61.141204802142802,59.717850946247331,58.663451872011798,53.05184597095792,45.740342469526482,37.115796764483456,28.814092980611285,20.250578178314555,10.759742602216923,3.934533800401705,0.91546344220758014,0.88804881175842676,0.70537087294799383,2.0785179610848754E-2,0,0,0,0,0,0,0,0,0,null,13632,"2022-04-11",0,0,0,0,0,0,0,0,0,0,0,7.7914684259408423E-2,3.5845219009225757,23.533173170899669,68.194196109301444,130.93613759972288,203.56434957749181,282.50390130643285,342.44838565755396,387.8072499833803,414.8161046321319,452.34626923714228,482.2274163094155,476.48751075777,448.53414832072042,458.2501236854423,447.58216117762151,439.67949540998001,397.62080345987027,342.82146813928011,278.18095035988227,215.9601158495031,151.77702148566649,80.643706551831372,29.489124503078902,6.8613504915170047,6.6558792739515482,5.2867177023832248,0.1557838311874705,0,0,0,0,0,0,0,0,0,null,13632,"2022-04-11",0,0,0,0,0,0,0,0,0,0,0,1.0395627674001039E-4,4.7825843646146686E-3,3.1398716249424079E-2,9.0986888930953178E-2,0.17469920445633105,0.2716020999151082,0.37692578778303704,0.45690564605333328,0.51742490114995898,0.5534609833722558,0.60353493560425098,0.64340332272383405,0.6357449561956231,0.59844868131572027,0.61141204802142801,0.59717850946247331,0.58663451872011796,0.53051845970957923,0.45740342469526479,0.37115796764483455,0.28814092980611283,0.20250578178314554,0.10759742602216922,3.9345338004017051E-2,9.1546344220758014E-3,8.8804881175842676E-3,7.0537087294799388E-3,2.0785179610848754E-4,0,0,0,0,0,0,0,0,0]
[null,13680,"2022-04-12",0,0,0,0,0,0,0,0,0,0,0,1.0399808658528834E-2,0.47446040105261439,3.0871025731414528,9.4746909146082778,19.894527794882709,31.016268821621264,42.826833635493678,51.796514008026051,59.648459803869393,62.047094459708518,66.141096740298579,67.980118817653789,67.020266214994436,68.583050894596397,67.304402682781912,63.899997723852444,59.127478614441145,54.984677621449698,47.501286287256427,38.961926617111367,28.607273044931887,18.523418311764487,9.7722301414559229,3.084584360701216,0.69271313607328411,1.8227546558642505,0.70560303137089209,2.079041331566555E-2,0,0,0,0,0,0,0,0,0,null,13680,"2022-04-12",0,0,0,0,0,0,0,0,0,0,0,7.7946020519189196E-2,3.5560558247060441,23.137671894913961,71.012311542614782,149.10844253348702,232.4653082935445,320.98487221555422,388.21215622857369,447.06207820444058,465.03971916312747,495.72405156252967,509.50742559212927,502.31338067083874,514.02636989044618,504.44296859650217,478.92713195976501,443.15735151045635,412.10727532065948,356.01964970749123,292.01759679241178,214.4100112774326,138.832048859884,73.242352444579893,23.118798024731991,5.1918486282917984,13.661450558604869,5.2884577175882246,0.1558230575306116,0,0,0,0,0,0,0,0,0,null,13680,"2022-04-12",0,0,0,0,0,0,0,0,0,0,0,1.0399808658528834E-4,4.7446040105261437E-3,3.0871025731414529E-2,9.4746909146082775E-2,0.19894527794882708,0.31016268821621262,0.42826833635493677,0.51796514008026051,0.59648459803869391,0.62047094459708518,0.66141096740298577,0.6798011881765379,0.67020266214994439,0.68583050894596398,0.67304402682781916,0.63899997723852442,0.59127478614441142,0.54984677621449696,0.47501286287256428,0.38961926617111364,0.28607273044931886,0.18523418311764489,9.7722301414559232E-2,3.0845843607012161E-2,6.9271313607328407E-3,1.8227546558642505E-2,7.0560303137089213E-3,2.0790413315665548E-4,0,0,0,0,0,0,0,0,0]
[null,13728,"2022-04-13",0,0,0,0,0,0,0,0,0,0,0,1.0404914617586891E-2,0.33643148180526855,2.3873405524878852,8.6258770769277788,18.802452683505194,29.343143418411742,39.640574438979044,48.072016926169219,54.437276660967846,57.71876809684494,63.053613425590996,67.974648535234977,68.658648882758115,66.314687694453639,64.400519559847595,63.054695165819986,59.673265251733767,51.84197230047188,46.31373011833125,38.290228237803291,28.033287597707655,17.682478151353489,9.7425633307485473,2.9730433411874717,0.68086740243728805,2.4316506362888042,0.70619404120718376,2.0809533934552621E-2,0,0,0,0,0,0,0,0,0,null,13728,"2022-04-13",0,0,0,0,0,0,0,0,0,0,0,7.798428941456767E-2,2.5215363133233151,17.892992246343571,64.650496341855586,140.92339684323591,219.9253211368775,297.10402662833189,360.29724591645066,408.00453382810809,432.59914005527713,472.58352602954403,509.46642611226747,514.59297284728336,497.02510666063671,482.67851687267739,472.59163361583279,447.24799373536126,388.55286374657635,347.11897849804359,286.98325266404015,210.10802045086442,132.52924645735609,73.02000125408567,22.282803932800352,5.1030654758922607,18.22509400076585,5.2928873053180769,0.15596636556646562,0,0,0,0,0,0,0,0,0,null,13728,"2022-04-13",0,0,0,0,0,0,0,0,0,0,0,1.040491461758689E-4,3.3643148180526852E-3,2.3873405524878853E-2,8.6258770769277793E-2,0.18802452683505194,0.29343143418411743,0.39640574438979043,0.4807201692616922,0.54437276660967848,0.57718768096844941,0.63053613425590993,0.67974648535234983,0.68658648882758122,0.66314687694453645,0.64400519559847602,0.63054695165819985,0.59673265251733765,0.51841972300471884,0.46313730118331248,0.38290228237803292,0.28033287597707657,0.1768247815135349,9.7425633307485465E-2,2.9730433411874715E-2,6.8086740243728803E-3,2.4316506362888041E-2,7.0619404120718376E-3,2.0809533934552623E-4,0,0,0,0,0,0,0,0,0]
[null,13776,"2022-04-14",0,0,0,0,0,0,0,0,0,0,0,1.0408480186153264E-2,0.27522451609718296,1.8606176193501422,6.4864900227950466,13.394376457943618,22.949134020400663,31.922133085084525,39.69989071416844,46.118506083750823,51.728045927709744,56.435934072954218,60.39663846882609,{"$f":"$C$1*DY292","v":63.200262384257243},63.705879134798558,61.898353875371406,59.273094861293799,57.961344112963296,53.813729303995302,46.839255593498336,37.841981089023804,28.046726906364832,17.438880737583716,8.3201920468610133,2.702052157042794,0.71767121672470457,1.5293820257647375,0.70650178354224991,2.0816460938944428E-2,0,0,0,0,0,0,0,0,0,null,13776,"2022-04-14",0,0,0,0,0,0,0,0,0,0,0,7.8011013163990617E-2,2.0627933150964002,13.94523148435953,48.61590256275165,100.3901491376389,172.0025560071042,239.25471344376351,297.54859900027094,345.65578459660918,387.69899155713836,422.98436631932981,452.66963806304511,473.6826522843279,477.47222331458124,463.92491628362745,444.2487376443537,434.41723457515252,403.3310790870529,351.05776437533348,283.62366379047171,210.208747364479,130.7034966156464,62.359403071937315,20.251739218687771,5.3789081339472036,11.46263808076646,5.2951938179810787,0.15601828310112309,0,0,0,0,0,0,0,0,0,null,13776,"2022-04-14",0,0,0,0,0,0,0,0,0,0,0,1.0408480186153263E-4,2.7522451609718296E-3,1.8606176193501422E-2,6.4864900227950467E-2,0.13394376457943619,0.22949134020400663,0.31922133085084525,0.3969989071416844,0.46118506083750826,0.51728045927709743,0.56435934072954219,0.60396638468826092,0.63200262384257244,0.6370587913479856,0.61898353875371404,0.59273094861293796,0.57961344112963298,0.53813729303995306,0.46839255593498336,0.37841981089023802,0.28046726906364833,0.17438880737583717,8.3201920468610135E-2,2.702052157042794E-2,7.1767121672470461E-3,1.5293820257647375E-2,7.0650178354224992E-3,2.0816460938944428E-4,0,0,0,0,0,0,0,0,0]
[null,13824,"2022-04-15",0,0,0,0,0,0,0,0,0,0,0,1.0409206576821067E-2,0.33581227858596752,2.9368547187923761,9.4256311913132418,18.763394833157324,30.056131468234749,42.416926067078947,52.344161971408262,60.410737706665451,66.073128756677775,67.703921189882692,69.059878750244437,70.64017518013604,72.136464413430971,72.241897903360126,68.390372516675072,63.977799235903063,59.425848255435909,50.394103123845746,40.381384741076566,29.948350826203534,19.318931523915204,10.177526413397167,3.2920856386226367,0.59863218325922696,0.90938663337255898,0.70651691919031601,2.0816567262160478E-2,0,0,0,0,0,0,0,0,0,null,13824,"2022-04-15",0,0,0,0,0,0,0,0,0,0,0,7.8016457423953148E-2,2.516895417666297,22.011572105717072,70.644611489260001,140.6306603031118,225.26912918048649,317.91263648625329,392.31674899491031,452.7753111112728,495.21463508960164,507.43733885606781,517.60016966319324,529.44440853288779,540.65901786951247,541.44923634749262,512.58225555217484,479.51025021259443,445.39361632290633,377.70116019548749,302.6563609937113,224.46131892058841,144.79437866743618,76.280026748633105,24.67400922117616,4.4867168206507593,6.8158051279725225,5.2953072588696051,0.1560190799880517,0,0,0,0,0,0,0,0,0,null,13824,"2022-04-15",0,0,0,0,0,0,0,0,0,0,0,1.0409206576821068E-4,3.3581227858596749E-3,2.9368547187923762E-2,9.4256311913132426E-2,0.18763394833157324,0.30056131468234748,0.42416926067078947,0.52344161971408265,0.60410737706665452,0.66073128756677779,0.67703921189882688,0.6905987875024443,0.70640175180136044,0.72136464413430967,0.72241897903360119,0.68390372516675069,0.63977799235903066,0.59425848255435909,0.50394103123845746,0.40381384741076565,0.29948350826203535,0.19318931523915203,0.10177526413397167,3.2920856386226369E-2,5.9863218325922696E-3,9.0938663337255896E-3,7.0651691919031596E-3,2.081656726216048E-4,0,0,0,0,0,0,0,0,0]
[null,13872,"2022-04-16",0,0,0,0,0,0,0,0,0,0,0,1.040967478985382E-2,0.38317295340270952,3.1407379769668999,9.9923064444874399,21.046677095906311,32.2399960329941,45.004959471850881,54.924341394051943,62.665184600978584,67.608954802705057,70.642966835506854,74.171402185069809,72.997114749988839,73.994484518397599,71.345768339289236,67.457944523770834,62.805638053808309,55.769989588154843,49.654269924602637,38.870692056776846,26.694505715294671,16.101992840607686,8.1345299814464305,3.0518940796803968,0.68956254256662697,1.6817402319429611,0.70652407968585296,2.0816567262160478E-2,0,0,0,0,0,0,0,0,0,null,13872,"2022-04-16",0,0,0,0,0,0,0,0,0,0,0,7.8019966656080061E-2,2.8718611917760901,23.539666433890861,74.891812794777195,157.74374112478429,241.6370795692913,337.30981113592964,411.65505846040617,469.67227235867449,506.7255707643049,529.46533184349482,555.91076975375074,547.10954700863965,554.58478111978388,534.73279225872204,505.59375664282459,470.72496362211217,417.99314732856078,372.15614916476159,291.33379854713718,200.07392044925501,120.68359193556449,60.967875627961504,22.87378608279235,5.1682350951797131,12.604554846253819,5.2953609264081516,0.1560190799880517,0,0,0,0,0,0,0,0,0,null,13872,"2022-04-16",0,0,0,0,0,0,0,0,0,0,0,1.040967478985382E-4,3.831729534027095E-3,3.1407379769669001E-2,9.9923064444874393E-2,0.2104667709590631,0.322399960329941,0.45004959471850881,0.54924341394051945,0.62665184600978585,0.67608954802705057,0.7064296683550686,0.74171402185069812,0.72997114749988845,0.73994484518397596,0.71345768339289239,0.6745794452377083,0.6280563805380831,0.55769989588154845,0.49654269924602634,0.38870692056776845,0.2669450571529467,0.16101992840607685,8.1345299814464297E-2,3.0518940796803968E-2,6.8956254256662694E-3,1.681740231942961E-2,7.0652407968585301E-3,2.081656726216048E-4,0,0,0,0,0,0,0,0,0]
[null,13920,"2022-04-17",0,0,0,0,0,0,0,0,0,0,0,1.0410167829452642E-2,0.32589193415143031,2.2915868082783799,8.0325424661608782,16.686455667544696,25.803629361794066,35.685281049997045,43.974705827535274,50.914899684395579,54.462157365707974,58.243723299954631,63.080148856341978,62.373519884569554,65.104897746733897,64.51625028534589,60.373002793590793,55.802742671851945,51.419274401937365,44.246694207674643,33.797037762414561,25.314758247675844,15.062545650809536,7.0749039084883458,2.3429267744184572,0.637580977564564,1.4447336732811236,0.70656091651600506,2.0817041657930475E-2,0,0,0,0,0,0,0,0,0,null,13920,"2022-04-17",0,0,0,0,0,0,0,0,0,0,0,7.8023661962017737E-2,2.442542956362336,17.175322954916521,60.203484549224754,125.06411017363561,193.39684889822502,267.45931009749751,329.5881140993273,381.60450310571008,408.19101340536599,436.53365177340243,472.78240769147789,467.48626060438147,487.95779444508571,483.54591259125078,452.49248991663524,418.23862997326574,385.38476516376551,331.62665274512608,253.30702567845458,189.73278553480461,112.89298975768929,53.026033779003633,17.56011330881665,4.7786359914550944,10.828203117946991,5.2956370165183806,0.15602263555947002,0,0,0,0,0,0,0,0,0,null,13920,"2022-04-17",0,0,0,0,0,0,0,0,0,0,0,1.0410167829452642E-4,3.2589193415143028E-3,2.29158680827838E-2,8.0325424661608788E-2,0.16686455667544695,0.25803629361794067,0.35685281049997047,0.43974705827535276,0.50914899684395576,0.54462157365707975,0.58243723299954631,0.63080148856341978,0.6237351988456955,0.65104897746733903,0.64516250285345889,0.60373002793590791,0.55802742671851946,0.51419274401937365,0.44246694207674642,0.33797037762414561,0.25314758247675845,0.15062545650809536,7.0749039084883461E-2,2.3429267744184572E-2,6.3758097756456402E-3,1.4447336732811235E-2,7.065609165160051E-3,2.0817041657930475E-4,0,0,0,0,0,0,0,0,0]
[null,13968,"2022-04-18",0,0,0,0,0,0,0,0,0,0,0,1.4271397427009962E-2,5.7836390803406076E-3,2.6227709091830613,6.8365568877464673,17.550629640273918,29.102952935455523,40.260721396408158,52.700755016822477,61.397901244200938,70.83484628853067,72.812410628505134,75.796624996232069,76.014535695623692,77.42859038063051,75.649092510466872,74.701641920890935,65.639915336849143,56.676259641105766,45.18043089655179,36.092824929751259,27.717538749927172,17.529973152839592,8.7559114413363712,2.2740442250447601,0.64167893160572065,0.74931190430455263,0.49362025783876984,1.2589385296208266E-4,0,0,0,0,0,0,{"$f":"$C$1*EU296","v":0},0,0,null,13968,"2022-04-18",0,0,0,0,0,0,0,0,0,0,0,0.1069633753089245,4.334807160726991E-2,19.657530423567898,51.239635357702092,131.54104878108399,218.12510606295248,301.7519955531294,394.98939517018988,460.17405005724697,530.90345828155569,545.72519930419014,568.09172949508388,569.72495875956668,580.3232244692349,566.98598125102649,559.88488876742201,491.96772322613589,424.78559384970981,338.624960262164,270.51383010424212,207.74149939493861,131.38622949101079,65.625097083964391,17.043842213531349,4.8093499420927088,5.6160534280885068,3.699657946556012,9.4356782594983107E-4,0,0,0,0,0,0,0,0,0,null,13968,"2022-04-18",0,0,0,0,0,0,0,0,0,0,0,1.4271397427009961E-4,5.7836390803406075E-5,2.6227709091830614E-2,6.8365568877464672E-2,0.17550629640273918,0.29102952935455523,0.40260721396408156,0.52700755016822476,0.61397901244200936,0.70834846288530673,0.72812410628505131,0.75796624996232065,0.76014535695623697,0.77428590380630513,0.75649092510466875,0.74701641920890938,0.65639915336849142,0.56676259641105764,0.45180430896551793,0.3609282492975126,0.27717538749927173,0.17529973152839592,8.7559114413363712E-2,2.2740442250447603E-2,6.4167893160572064E-3,7.4931190430455267E-3,4.9362025783876986E-3,1.2589385296208265E-6,0,0,0,0,0,0,0,0,0]
[null,14016,"2022-04-19",0,0,0,0,0,0,0,0,0,0,0,1.2694196591986446E-2,6.0931213457514006E-3,1.7513711621388526,4.3276517981506606,12.174011706666777,21.388664285552828,32.898896812010555,42.903547604172424,47.087231813953245,52.511626854701255,56.204924519188047,59.811708197099911,55.118028776586279,51.667480139316346,52.157139520100657,51.396201113659338,52.776948233881804,50.289558694592905,41.066507260161934,29.552641375571604,22.293299820478481,14.560268577966614,7.5388540987465831,2.7147369016501046,0.74258478824579199,0.83467168020909555,0.54893452960999156,1.2589385296208266E-4,0,0,0,0,0,0,0,0,0,null,14016,"2022-04-19",0,0,0,0,0,0,0,0,0,0,0,9.5142337760430212E-2,4.5667624956960792E-2,13.12643501655562,32.435523280701922,91.243579323980796,160.30691717703081,246.5755063545964,321.55983938784334,352.91633314351924,393.5718895131634,421.252961828227,448.2856163507924,413.10673523533882,387.24505414926102,390.91502553000629,385.21183207810822,395.56045933640013,376.91760518065308,307.79131834573832,221.4954973395059,167.08711307129619,109.1284494366493,56.50331612497191,20.346810714318728,5.5656340460048659,6.2558204721400745,4.1142355127449619,9.4356782594983107E-4,0,0,0,0,0,0,0,0,0,null,14016,"2022-04-19",0,0,0,0,0,0,0,0,0,0,0,1.2694196591986445E-4,6.0931213457514004E-5,1.7513711621388525E-2,4.3276517981506606E-2,0.12174011706666776,0.21388664285552828,0.32898896812010558,0.42903547604172426,0.47087231813953245,0.52511626854701254,0.56204924519188049,0.59811708197099911,0.55118028776586281,0.51667480139316346,0.52157139520100659,0.51396201113659334,0.52776948233881804,0.50289558694592906,0.41066507260161933,0.29552641375571603,0.22293299820478479,0.14560268577966615,7.5388540987465835E-2,2.7147369016501048E-2,7.4258478824579203E-3,8.346716802090955E-3,5.4893452960999159E-3,1.2589385296208265E-6,0,0,0,0,0,0,0,0,0]
[null,14064,"2022-04-20",0,0,0,0,0,0,0,0,0,0,0,1.2798642069534523E-2,7.4410984102245524E-3,2.0186239873070009,5.377840293612862,14.637718575121502,24.595305594166089,35.652333904052192,42.196792371006261,54.196896337789866,63.590944322050611,67.219273559889459,71.737512812457453,69.517690691167729,73.2725707234341,72.088559300701391,69.018158159799896,64.778253565708553,59.881034976436951,45.264871331967939,33.04630443678667,24.327173450504848,14.725445046580168,6.6343219775848032,1.7948706470673161,0.59961146632450169,0.76509394349066717,0.38254818187141099,2.4202521548232646E-6,0,0,0,0,0,0,0,0,0,null,14064,"2022-04-20",0,0,0,0,0,0,0,0,0,0,0,9.592515113742657E-2,5.5770642365906467E-2,15.12948092618244,40.306630981244261,109.708933103769,184.3405256255738,267.21237296642249,316.26274597822214,406.20289591167642,476.61079292033321,503.80493028468044,537.66889654164152,521.03144615229212,549.17407508442193,540.29997156179684,517.28747602568137,485.5096134378519,448.8052169263571,339.25783689746618,247.68031877208841,182.33088926995362,110.3664384068868,49.723895311443641,13.452461374937471,4.4940564958703995,5.7343389841623376,2.8671785619126591,1.8139662979929528E-5,0,0,0,0,0,0,0,0,0,null,14064,"2022-04-20",0,0,0,0,0,0,0,0,0,0,0,1.2798642069534522E-4,7.4410984102245522E-5,2.0186239873070007E-2,5.3778402936128622E-2,0.14637718575121503,0.24595305594166089,0.35652333904052191,0.42196792371006259,0.54196896337789868,0.63590944322050613,0.67219273559889459,0.7173751281245746,0.69517690691167733,0.73272570723434094,0.72088559300701394,0.69018158159799892,0.64778253565708555,0.59881034976436953,0.45264871331967937,0.33046304436786672,0.24327173450504849,0.14725445046580168,6.6343219775848034E-2,1.7948706470673162E-2,5.9961146632450174E-3,7.6509394349066713E-3,3.8254818187141099E-3,2.4202521548232646E-8,0,0,0,0,0,0,0,0,0]
[null,14112,"2022-04-21",0,0,0,0,0,0,0,0,0,0,0,4.9400978453802138E-3,2.7309612115969362E-3,1.1540584756329744,2.3510152218524922,6.1843513671850472,11.371581822753431,15.617795337768786,20.182041905955181,22.821289742357976,23.742054579108959,24.546931825402517,24.692447632139487,23.244377401163238,23.514632268756035,24.859483514953343,26.461683108893315,26.310991448631178,21.104720539155903,17.346325221310067,13.328111555950054,8.3383424051997039,4.4269726022672069,1.9045289627727149,0.50153125717402069,0.30171469375603316,0.37611102943008307,0.1880604157256551,9.8020212270341993E-6,0,0,0,0,0,0,0,0,0,null,14112,"2022-04-21",0,0,0,0,0,0,0,0,0,0,0,3.7025774287397277E-2,2.046841106655101E-2,8.6496077548754666,17.620735798168379,46.351389183411385,85.229409424284967,117.0545570435937,151.26334571844441,171.04436984745749,177.94545401306681,183.9779667654602,185.0686001059577,174.2153896630582,176.24093572322761,186.3205252881169,198.32892722372981,197.19950113248819,158.17877368808311,130.00979787488029,99.893497172195609,62.495439055862661,33.179927499072015,14.274344700556449,3.758950471712911,2.2613358074777739,2.8189324419356909,1.40950295378538,7.3465635068714415E-5,0,0,0,0,0,0,0,0,0,null,14112,"2022-04-21",0,0,0,0,0,0,0,0,0,0,0,4.940097845380214E-5,2.7309612115969364E-5,1.1540584756329743E-2,2.3510152218524923E-2,6.1843513671850474E-2,0.11371581822753431,0.15617795337768786,0.20182041905955181,0.22821289742357975,0.23742054579108959,0.24546931825402518,0.24692447632139489,0.23244377401163238,0.23514632268756033,0.24859483514953343,0.26461683108893314,0.26310991448631177,0.21104720539155902,0.17346325221310069,0.13328111555950053,8.3383424051997043E-2,4.4269726022672068E-2,1.9045289627727148E-2,5.0153125717402073E-3,3.0171469375603315E-3,3.7611102943008309E-3,1.880604157256551E-3,9.8020212270341988E-8,0,0,0,0,0,0,0,0,0]
[null,14160,"2022-04-22",0,0,0,0,0,0,0,0,0,0,0,0,0,0.23995000790982818,0.6898597048309143,2.0745407033861074,4.1535614756934551,7.5061102818947081,9.0185295543341759,10.38828503462396,11.523084783092528,13.332940426128747,15.549686914407971,15.830913413520703,17.00477050656955,14.860897697984626,14.206121061030396,12.716138652891996,10.326565816703466,8.7754961015702992,6.7378565112114703,4.6955599460112483,2.6916401206378464,1.0848494162223035,0.38632621639565634,0.33092546103829684,0.30437974628241493,0.15219108326728492,2.4202521548232646E-6,0,0,0,0,0,0,0,0,0,null,14160,"2022-04-22",0,0,0,0,0,0,0,0,0,0,0,0,0,1.798412726063062,5.1704623107670571,15.548573780866199,31.13072544335775,56.257902934785982,67.593406068923485,77.859651562332658,86.364916167058027,99.929689300954081,116.54408798217899,118.65186584522689,127.44986319937479,111.38164892588919,106.47413236906631,95.306792356253453,77.397069260636769,65.771883085378292,50.499881211519863,35.192975555441649,20.17370155185041,8.1308894839855625,2.8954947325479261,2.4802689764161601,2.2813102364049551,1.1406641880339679,1.8139662979929528E-5,0,0,0,0,0,0,0,0,0,null,14160,"2022-04-22",0,0,0,0,0,0,0,0,0,0,0,0,0,2.3995000790982819E-3,6.8985970483091425E-3,2.0745407033861074E-2,4.1535614756934548E-2,7.5061102818947081E-2,9.0185295543341759E-2,0.10388285034623961,0.11523084783092528,0.13332940426128748,0.1554968691440797,0.15830913413520703,0.1700477050656955,0.14860897697984626,0.14206121061030397,0.12716138652891995,0.10326565816703466,8.7754961015702987E-2,6.7378565112114708E-2,4.6955599460112483E-2,2.6916401206378466E-2,1.0848494162223036E-2,3.8632621639565633E-3,3.3092546103829683E-3,3.0437974628241492E-3,1.5219108326728491E-3,2.4202521548232646E-8,0,0,0,0,0,0,0,0,0]
[null,14208,"2022-04-23",0,0,0,0,0,0,0,0,0,0,0,1.0644806266984389E-2,5.156579183248737E-3,1.0299882567174519,2.2538804142944309,6.6296415361861802,11.557023230402425,16.518628545760798,23.462882606487248,31.002308255240884,35.990440267825363,36.408734752615324,38.089941417162457,41.340660573795503,42.226225925391752,38.701554776901133,36.89823254384428,32.524606494577476,26.767580636984967,20.793486834561659,14.98205338565829,9.8192869887818883,5.7096196866051399,2.1497326332921931,0.61336507917178085,0.3375716026040616,0.48525937787605677,0.2445684531941098,2.4202521548232646E-6,0,0,0,0,0,0,0,0,0,null,14208,"2022-04-23",0,0,0,0,0,0,0,0,0,0,0,7.9782264746641199E-2,3.8648290562221549E-2,7.71970797047139,16.892715509368259,49.688815648608042,86.619283049879215,123.8062546968893,175.85307471832769,232.36067458062982,269.74646243226272,272.88155765997766,285.48211344658057,309.84608305454492,316.48334892481608,290.0661235041988,276.55031793547943,243.77022005359819,200.621613155201,155.8460933935595,112.2897044514765,73.595041047579329,42.79330013287445,16.112133352371458,4.5971391029073887,2.5300814589211811,3.6369935896884789,1.8330277312728112,1.8139662979929528E-5,0,0,0,0,0,0,0,0,0,null,14208,"2022-04-23",0,0,0,0,0,0,0,0,0,0,0,1.0644806266984389E-4,5.1565791832487368E-5,1.0299882567174519E-2,2.2538804142944308E-2,6.6296415361861802E-2,0.11557023230402426,0.16518628545760797,0.23462882606487248,0.31002308255240885,0.35990440267825363,0.36408734752615324,0.3808994141716246,0.41340660573795507,0.42226225925391753,0.38701554776901137,0.36898232543844278,0.32524606494577474,0.26767580636984967,0.20793486834561659,0.14982053385658289,9.8192869887818876E-2,5.7096196866051399E-2,2.149732633292193E-2,6.1336507917178085E-3,3.3757160260406158E-3,4.8525937787605678E-3,2.445684531941098E-3,2.4202521548232646E-8,0,0,0,0,0,0,0,0,0]
[null,14256,"2022-04-24",0,0,0,0,0,0,0,0,0,0,0,5.9795675307107686E-3,2.9794295826448898E-3,0.72999111099296465,1.6708643950163999,{"$f":"$C$1*DQ302","v":5.0065407773508461},9.2318304531624626,14.516066041923331,20.238716736298308,20.961356888105872,23.239606969938791,23.543040778307343,25.171028726694207,23.446974702933591,26.396597857571098,25.489918476780005,23.044750729340478,19.322969789554197,16.498549781657236,16.443617792817737,12.643593468662731,8.4801152165798861,5.0105792729171084,1.9897353680784522,0.43726216012022706,0.2581301339946126,0.21928509643128002,0.11102271778862628,0,0,0,0,0,0,0,0,0,0,null,14256,"2022-04-24",0,0,0,0,0,0,0,0,0,0,0,4.4816545068108164E-2,2.2330668477622741E-2,5.4712450954200964,12.523041018829129,37.52376057818261,69.192085119926617,108.79715374703059,151.68812059978072,157.10427064159799,174.17963553119719,176.4538560125437,188.65554031236869,175.73384581541958,197.84111667820619,191.0456022663607,172.71919822637119,144.82464525662968,123.6557654128838,123.24405303722081,94.763070004797953,63.55801884244751,37.55402889066896,14.912962240012879,3.277256959631178,1.9346718176843218,1.643530298220202,0.8321094476821449,0,0,0,0,0,0,0,0,0,0,null,14256,"2022-04-24",0,0,0,0,0,0,0,0,0,0,0,5.9795675307107684E-5,2.9794295826448898E-5,7.2999111099296462E-3,1.6708643950163998E-2,5.0065407773508458E-2,9.2318304531624623E-2,0.14516066041923331,0.20238716736298307,0.20961356888105873,0.23239606969938789,0.23543040778307342,0.25171028726694206,0.23446974702933593,0.26396597857571097,0.25489918476780005,0.2304475072934048,0.19322969789554195,0.16498549781657235,0.16443617792817736,0.12643593468662731,8.4801152165798865E-2,5.0105792729171088E-2,1.9897353680784522E-2,4.3726216012022704E-3,2.5813013399461258E-3,2.1928509643128003E-3,1.1102271778862629E-3,0,0,0,0,0,0,0,0,0,0]
[null,14304,"2022-04-25",{"$f":"$C$1*DB303","v":0},0,0,0,0,0,0,0,0,0,0,0,0,0.60282218034298696,1.3934567219275238,4.3540949886342073,6.5773993297162701,10.009486621500681,13.289444062422348,16.077648686816527,19.164594103922479,20.974372136293635,22.70855836194912,24.164801509844143,23.201661244402388,20.126162218239788,20.067771859035176,14.324988848957391,10.018285906579964,6.7354295981011338,3.5088893518167401,2.2295446060387043,1.0665617438731505,0.36609809290324752,0.18767365110978951,0.30372776844768157,0.21714258791167484,0.10857250408191482,2.4202521548232646E-6,0,0,0,0,0,0,0,0,0,null,14304,"2022-04-25",0,0,0,0,0,0,0,0,0,0,0,0,0,4.518120629065856,10.44388505656695,32.633713606668451,49.297263050750217,75.020577320545584,99.603686335967922,120.5011337795318,143.63762779820109,157.2018192442325,170.19945406304072,181.11392008965041,173.8952343082141,150.84453038940489,150.4068977092158,107.36504020603211,75.086527500771396,50.481691625027658,26.29894168215997,16.710319902685988,7.9938243387526944,2.7438860077555769,1.4066041732717951,2.2764236967240059,1.627472309221075,0.81374522444202735,1.8139662979929528E-5,0,0,0,0,0,0,0,0,0,null,14304,"2022-04-25",0,0,0,0,0,0,0,0,0,0,0,0,0,6.0282218034298698E-3,1.3934567219275237E-2,4.3540949886342072E-2,6.57739932971627E-2,0.10009486621500681,0.13289444062422348,0.16077648686816526,0.19164594103922478,0.20974372136293634,0.22708558361949119,0.24164801509844144,0.23201661244402388,0.20126162218239788,0.20067771859035174,0.1432498884895739,0.10018285906579964,6.7354295981011336E-2,3.5088893518167401E-2,2.2295446060387043E-2,1.0665617438731505E-2,3.6609809290324754E-3,1.8767365110978951E-3,3.0372776844768156E-3,2.1714258791167484E-3,1.0857250408191482E-3,2.4202521548232646E-8,0,0,0,0,0,0,0,0,0]
[null,14352,"2022-04-26",0,0,0,0,0,0,0,0,0,0,0,0,0,0.19965698327522843,0.86389847117451135,2.1422298201092165,3.3217849172466889,4.9630953495048713,6.8480033091928014,8.21933938699922,8.9719782094389284,9.5219714530453921,11.08543482521725,12.338692356726691,14.920472260698642,14.791810929629392,13.565569031799779,11.762052801025993,10.865372417927261,8.747135335283609,6.7365939951623197,4.5199883337314786,2.8387281645499622,1.7419371713503096,0.67967401043229592,0.40979957303367764,0.42340973826312195,0.25981517459314929,2.4202521548232646E-6,0,0,0,0,0,0,0,0,0,null,14352,"2022-04-26",0,0,0,0,0,0,0,0,0,0,0,0,0,1.496418619433701,6.4748737377433878,16.055900161020162,24.89660375700322,37.198139374799212,51.325425686180445,61.603517675088668,67.244506180133214,71.366676698761694,83.084752683589258,92.477852160160012,111.8281571492804,110.86384722004671,101.6732285011791,88.155968929744787,81.435396481246002,65.55932062932682,50.490418719939093,33.877075528557697,21.27611872752593,13.055727750323509,5.0941210653975286,3.071426309583333,3.1734337842471878,1.9473011086051211,1.8139662979929528E-5,0,0,0,0,0,0,0,0,0,null,14352,"2022-04-26",0,0,0,0,0,0,0,0,0,0,0,0,0,1.9965698327522844E-3,8.6389847117451131E-3,2.1422298201092167E-2,3.3217849172466889E-2,4.9630953495048716E-2,6.8480033091928016E-2,8.2193393869992207E-2,8.9719782094389286E-2,9.5219714530453914E-2,0.11085434825217251,0.12338692356726691,0.14920472260698642,0.14791810929629393,0.13565569031799779,0.11762052801025992,0.10865372417927262,8.7471353352836095E-2,6.7365939951623197E-2,4.5199883337314783E-2,2.8387281645499623E-2,1.7419371713503096E-2,6.796740104322959E-3,4.0979957303367764E-3,4.2340973826312193E-3,2.5981517459314927E-3,2.4202521548232646E-8,0,0,0,0,0,0,0,0,0]
[null,14400,"2022-04-27",0,0,0,0,0,0,0,0,0,0,0,0,0,1.02604034896593,2.8776261350625409,8.1484235654849027,15.107150116437651,26.380498435868937,37.373025385947287,44.013289912297473,48.421334768621207,49.975679913522086,52.262816799902268,53.995245589222343,54.442372291508867,56.63304051635,53.801440518878415,45.662430307880975,38.181443861539599,32.696630230631548,26.682656226348119,17.875429413558741,9.9195767051223385,4.5789170077968508,1.458018766628794,0.45938639536779508,0.58138210764504972,0.32534004645233777,2.4202521548232646E-6,0,0,0,0,0,0,0,0,0,null,14400,"2022-04-27",0,0,0,0,0,0,0,0,0,0,0,0,0,7.6901186089060092,21.56765697666879,61.072007311736257,113.22729788846871,197.7204523568185,280.10886538842459,329.87729979123151,362.91536482704737,374.565100176648,391.7070712002959,404.69153412593198,408.04272531179299,424.46166877611989,403.23897528703822,342.2375205735396,286.16791946870649,245.0595289342248,199.98510915099979,133.97540604902511,74.346707212256845,34.318742850398394,10.92777419590405,3.4430769425944279,4.357428408533913,2.4384065869991867,1.8139662979929528E-5,0,0,0,0,0,0,0,0,0,null,14400,"2022-04-27",0,0,0,0,0,0,0,0,0,0,0,0,0,1.02604034896593E-2,2.8776261350625408E-2,8.1484235654849024E-2,0.15107150116437651,0.26380498435868938,0.37373025385947284,0.44013289912297471,0.4842133476862121,0.49975679913522086,0.52262816799902267,0.5399524558922234,0.54442372291508867,0.56633040516349997,0.53801440518878418,0.45662430307880975,0.38181443861539599,0.32696630230631546,0.26682656226348117,0.17875429413558741,9.9195767051223377E-2,4.5789170077968511E-2,1.4580187666287941E-2,4.593863953677951E-3,5.8138210764504972E-3,3.2534004645233777E-3,2.4202521548232646E-8,0,0,0,0,0,0,0,0,0]
[null,14448,"2022-04-28",0,0,0,0,0,0,0,0,0,0,0,4.5997986417124596E-3,1.2921300368078953E-3,1.4375484108879284,3.7585447637808542,11.540069857037134,18.982141157312597,26.734800576055445,36.920515255634776,46.849777509987064,53.560188060057932,56.78200113725039,59.458154858082743,54.2556910089098,52.005089123857459,51.922872471802606,50.343081052382665,45.914713145840821,42.315748896775048,34.078264894359108,28.32107664299598,19.82020021547946,12.822410133247471,5.5379687691279447,1.2740918002170067,0.44773376532146852,0.33571226624280309,0.29747607458728093,2.4202521548232646E-6,0,0,0,0,0,0,0,0,0,null,14448,"2022-04-28",0,0,0,0,0,0,0,0,0,0,0,3.4475249601541878E-2,9.6844468652691855E-3,10.77434995311242,28.170095902648701,86.49221840555839,142.27015253137708,200.37592831755379,276.71732569182126,351.13662558763656,401.43080075970158,425.57812081812278,445.63575261555349,406.64355888846831,389.77541578384012,389.15920628821334,377.31875244552072,344.12836721408144,317.15431890065872,255.41480828454371,212.2649842533518,148.5513612236731,96.103291528533831,41.506785507930594,9.5492512279638451,3.3557410914729151,2.5161458303990281,2.2295675790854519,1.8139662979929528E-5,0,0,0,0,0,0,0,0,0,null,14448,"2022-04-28",0,0,0,0,0,0,0,0,0,0,0,4.5997986417124598E-5,1.2921300368078953E-5,1.4375484108879283E-2,3.7585447637808543E-2,0.11540069857037133,0.18982141157312596,0.26734800576055445,0.36920515255634778,0.46849777509987062,0.53560188060057934,0.56782001137250393,0.59458154858082746,0.54255691008909801,0.52005089123857462,0.51922872471802606,0.50343081052382666,0.45914713145840819,0.42315748896775052,0.34078264894359106,0.28321076642995979,0.19820200215479458,0.12822410133247472,5.5379687691279447E-2,1.2740918002170067E-2,4.4773376532146851E-3,3.357122662428031E-3,2.9747607458728092E-3,2.4202521548232646E-8,0,0,0,0,0,0,0,0,0]
[null,14496,"2022-04-29",0,0,0,0,0,0,0,0,0,0,0,0,0,0.98010290400594358,3.5323850309262737,11.047451311440657,20.562408603444226,28.703072088029817,34.656030595299917,40.261472911720055,44.997773361010097,50.192361023428255,53.217908084645785,56.126096102037124,56.114902916226939,54.228958402145501,51.073911544006009,48.945879725324453,46.910402573191554,37.98850928416104,28.971716443487843,20.51860014992619,12.100625331638227,4.9579635833607227,1.0043648576176689,0.35600039649263421,0.54035325436547421,0.27017662718273716,0,0,0,0,0,0,0,0,0,0,null,14496,"2022-04-29",0,0,0,0,0,0,0,0,0,0,0,0,0,7.345819867936985,26.475040564948749,82.800068239727565,154.1141741693105,215.12802008165292,259.74513191447738,301.75762812098191,337.25595161202489,376.18911373241821,398.86543029349559,420.66214697552277,420.57825463485739,406.44319940265478,382.79628865474757,366.84680176987013,351.5910072571146,284.72188492893855,217.14149543782909,153.78583210755241,90.693552291597555,37.159677056663824,7.5276619379354814,2.6682043026914424,4.0499193047980571,2.024959652399029,0,0,0,0,0,0,0,0,0,0,null,14496,"2022-04-29",0,0,0,0,0,0,0,0,0,0,0,0,0,9.801029040059436E-3,3.5323850309262737E-2,0.11047451311440658,0.20562408603444227,0.28703072088029818,0.34656030595299919,0.40261472911720059,0.44997773361010096,0.50192361023428256,0.53217908084645782,0.56126096102037126,0.56114902916226939,0.542289584021455,0.51073911544006012,0.48945879725324454,0.46910402573191556,0.37988509284161037,0.28971716443487844,0.20518600149926189,0.12100625331638228,4.9579635833607229E-2,1.004364857617669E-2,3.5600039649263419E-3,5.4035325436547418E-3,2.7017662718273714E-3,0,0,0,0,0,0,0,0,0,0]
[null,14544,"2022-04-30",0,0,0,0,0,0,0,0,0,0,0,0,0,1.0731768314223986,2.9732955494312212,8.9870642476219675,16.175889796133287,24.592947802692574,32.056506055281261,36.359687680095206,37.739278780452388,41.085525247242273,42.110217764942995,43.758100806590825,47.776378155494527,48.595102577543948,49.606939606740291,48.846401554814776,47.784707618079338,38.918218792767732,28.945730905486361,20.627454420801111,12.999910002227308,5.3048291693444813,1.4280931954489995,0.39150861054981823,0.36511556168916415,0.2889762762037924,2.4202521548232646E-6,0,0,0,0,0,0,0,0,0,null,14544,"2022-04-30",0,0,0,0,0,0,0,0,0,0,0,0,0,8.043404073032427,22.2846942203612,67.357575245187988,121.23744574199779,184.32285410212478,240.26183180873358,272.51395242351748,282.85391537354189,307.93385716158298,315.61387384583787,327.96467082633501,358.08144883384,364.21774544236365,371.80141091443306,366.10121809863597,358.14387771910771,291.6900089410388,216.94673519321589,154.6016891593319,97.433643738265047,39.759416433629944,10.70348360923871,2.9343365049633787,2.7365219878309528,2.1658620359392291,1.8139662979929528E-5,0,0,0,0,0,0,0,0,0,null,14544,"2022-04-30",0,0,0,0,0,0,0,0,0,0,0,0,0,1.0731768314223986E-2,2.9732955494312211E-2,8.9870642476219675E-2,0.16175889796133286,0.24592947802692575,0.32056506055281259,0.3635968768009521,0.37739278780452384,0.41085525247242272,0.42110217764942992,0.43758100806590827,0.47776378155494525,0.48595102577543947,0.49606939606740291,0.48846401554814772,0.47784707618079336,0.38918218792767734,0.28945730905486361,0.20627454420801111,0.12999910002227308,5.3048291693444813E-2,1.4280931954489996E-2,3.9150861054981822E-3,3.6511556168916416E-3,2.8897627620379238E-3,2.4202521548232646E-8,0,0,0,0,0,0,0,0,0]
[null,14592,"2022-05-01",0,0,0,0,0,0,0,0,0,0,0,0,0,1.7364304380194788,3.9888873707371992,11.476866660248294,18.742700969831798,26.367794369591461,34.226613468612186,38.888068358371541,46.830827161741375,47.359117748789217,47.544278743776388,49.713646465833627,51.81777280273878,49.122420752428859,49.232317293749176,46.966288666989215,46.398453207528938,41.498894087094676,31.534910427544204,21.272067030038706,11.833766529522974,6.1418760290378644,2.0055906859856112,0.80981699521247186,1.2237244068184967,0.61186511318368675,0,0,0,0,0,0,{"$f":"$C$1*ET309","v":0},0,0,0,null,14592,"2022-05-01",0,0,0,0,0,0,0,0,0,0,0,0,0,13.0144550727876,29.89650166238723,86.018513760065602,140.47556088269411,197.62523604628291,256.52667306902123,291.4640330163586,350.99459372131059,354.95410396714141,356.34187591454042,372.601173227522,388.37148978011288,368.16996751002762,368.99363632413764,352.00987059940479,347.75397360861581,311.0320349387967,236.35249993184658,159.43302686143048,88.69345956408921,46.03303875144794,15.03179701625813,6.0695359114951986,9.1717502557590649,4.5858969364863569,0,0,0,0,0,0,0,0,0,0,null,14592,"2022-05-01",0,0,0,0,0,0,0,0,0,0,0,0,0,1.7364304380194789E-2,3.9888873707371993E-2,0.11476866660248294,0.18742700969831799,0.26367794369591463,0.34226613468612183,0.38888068358371541,0.46830827161741378,0.47359117748789215,0.47544278743776386,0.49713646465833627,0.51817772802738782,0.49122420752428858,0.49232317293749178,0.46966288666989214,0.46398453207528939,0.41498894087094673,0.31534910427544205,0.21272067030038705,0.11833766529522974,6.1418760290378648E-2,2.0055906859856112E-2,8.0981699521247182E-3,1.2237244068184968E-2,6.1186511318368679E-3,0,0,0,0,0,0,0,0,0,0]
[null,14640,"2022-05-02",0,0,0,0,0,0,0,0,0,0,0,0,0,1.3986935383295436,3.2148309779871092,10.919364073454384,19.353144096137662,27.51523570426011,38.067098697550819,43.911347527933813,46.716107310258238,43.692287766833751,39.732039880295581,37.873354399675947,35.635083756859785,32.037332682990247,33.745722540315107,30.09377521344166,25.814556182479858,20.112908102619063,16.47546049807254,13.20736640127625,8.7958714137616205,3.7690340713893988,1.3728955931055902,0.88214482102483627,1.1012352066458713,0.55061760332293563,0,0,0,0,0,0,0,0,0,0,null,14640,"2022-05-02",0,0,0,0,0,0,0,0,0,0,0,0,0,10.483134720876141,24.094989591025421,81.84006110804475,145.05080010210162,206.22524867664029,285.31090846098664,329.11324696638763,350.13477445046948,327.47140554465807,297.78955531445911,283.8588051085614,267.08308401783057,240.11812838888349,252.92242077984127,225.5512670767362,193.47874484625149,150.74519148788679,123.48271244324189,98.988518569913481,65.924594981750261,28.24871271310484,10.28978047429295,6.6116291730145331,8.2537001239227799,4.1268500619613899,0,0,0,0,0,0,0,0,0,0,null,14640,"2022-05-02",0,0,0,0,0,0,0,0,0,0,0,0,0,1.3986935383295436E-2,3.2148309779871091E-2,0.10919364073454384,0.19353144096137662,0.2751523570426011,0.38067098697550816,0.43911347527933814,0.46716107310258237,0.43692287766833748,0.39732039880295583,0.37873354399675946,0.35635083756859787,0.32037332682990249,0.33745722540315104,0.30093775213441659,0.25814556182479859,0.20112908102619062,0.16475460498072539,0.13207366401276249,8.7958714137616203E-2,3.7690340713893988E-2,1.3728955931055902E-2,8.821448210248363E-3,1.1012352066458713E-2,5.5061760332293565E-3,0,0,0,0,0,0,0,0,0,0]
[null,14688,"2022-05-03",0,0,0,0,0,0,0,0,0,0,0,0,0,1.7315312869240422,3.7341286364389812,12.375970160978163,21.800868349093264,28.369431230586162,37.704370849702421,45.288834086585702,50.31796398800472,54.125056946822255,57.247161691104019,57.450820035961236,61.680150301410187,63.854489922538328,62.321791858739708,58.672188832857685,53.263976964755933,46.406143055497346,37.242534441549338,27.275523081418967,16.634492593502674,7.5926727326697208,1.9909945422487842,0.89961419934233067,1.0397820560420896,0.51989102802104481,0,0,0,0,0,0,0,0,0,0,null,14688,"2022-05-03",0,0,0,0,0,0,0,0,0,0,0,0,0,12.977736192243739,27.987098308627772,92.757247348139032,163.3963650168684,212.62739935157671,282.59228226317811,339.43743648669522,377.13050136517228,405.66446344370451,429.0644747757658,430.59088339042103,462.28949193960426,478.5860533753908,467.09856176345681,439.74497847334493,399.21071413402251,347.81160861587563,279.1308426032391,204.42861513921832,124.6746496586868,56.906683963922234,14.92239968438715,6.7425612473922856,7.7931119828128077,3.8965559914064039,0,0,0,0,0,0,0,0,0,0,null,14688,"2022-05-03",0,0,0,0,0,0,0,0,0,0,0,0,0,1.7315312869240422E-2,3.7341286364389811E-2,0.12375970160978163,0.21800868349093264,0.28369431230586162,0.37704370849702423,0.452888340865857,0.50317963988004721,0.54125056946822259,0.5724716169110402,0.57450820035961236,0.61680150301410186,0.63854489922538327,0.62321791858739706,0.58672188832857686,0.53263976964755932,0.46406143055497345,0.37242534441549341,0.27275523081418968,0.16634492593502673,7.592672732669721E-2,1.9909945422487842E-2,8.9961419934233063E-3,1.0397820560420896E-2,5.1989102802104479E-3,0,0,0,0,0,0,0,0,0,0]
[null,14736,"2022-05-04",0,0,0,0,0,0,0,0,0,0,0,0,0,2.1762090072743296,5.0510564078167022,17.193082906331579,29.517426031001715,42.20162192399556,53.72509248795977,62.382493551822705,66.812229836601162,68.788302499441983,74.702533853034822,78.840603237822009,80.477089407773931,80.757189391823474,80.914405076837866,74.638585912674984,70.920604195194869,58.489601755113497,48.02890930041027,33.43857212832863,20.353841709185229,8.7992177982322435,2.2788840484062765,1.5713729672627246,1.0796322363704831,0.53981611818524156,0,0,0,0,0,0,0,0,0,0,null,14736,"2022-05-04",0,0,0,0,0,0,0,0,0,0,0,0,0,16.310572386919741,37.85740289407952,128.86125476029849,221.23156017868288,316.2989432246103,402.66675079907088,467.55351776985572,500.75415892441919,515.56471990516206,559.89157375206662,590.90618678650276,603.17156481130257,605.27089950302741,606.44922281766083,559.41228729256432,531.54620929477244,438.37649790070321,359.97415652199487,250.6203445492809,152.55097623429819,65.9496759578698,17.080116435820681,11.777357985246431,8.0917869945903558,4.0458934972951779,0,0,0,0,0,0,0,0,0,0,null,14736,"2022-05-04",0,0,0,0,0,0,0,0,0,0,0,0,0,2.1762090072743295E-2,5.0510564078167022E-2,0.17193082906331578,0.29517426031001714,0.42201621923995558,0.53725092487959769,0.62382493551822704,0.66812229836601156,0.68788302499441978,0.74702533853034825,0.78840603237822005,0.80477089407773927,0.8075718939182347,0.8091440507683787,0.74638585912674982,0.7092060419519487,0.58489601755113496,0.48028909300410272,0.33438572128328631,0.20353841709185228,8.7992177982322436E-2,2.2788840484062763E-2,1.5713729672627245E-2,1.0796322363704831E-2,5.3981611818524153E-3,0,0,0,0,0,0,0,0,0,0]
[null,14784,"2022-05-05",0,0,0,0,0,0,0,0,0,0,0,0,0,1.5194887022656527,3.6548107420023248,12.862282335197348,22.705662223272391,35.460350281311825,45.957572018667122,55.334782339326537,62.872184138693441,69.269789662924353,74.466915747877835,75.908678893660976,78.664370311741465,73.677472591282694,68.875573329234811,61.52591859151363,54.350052439050408,48.176520431192522,40.43771443074467,28.523790690275554,17.845878717978707,8.1612964625230546,2.470425124402245,1.1570812759478708,1.1107200573561378,0.55536002867806888,0,0,0,0,0,0,0,0,0,0,null,14784,"2022-05-05",0,0,0,0,0,0,0,0,0,0,0,0,0,11.38848813995671,27.39261484933564,96.402131591209553,170.17774765553509,265.77346578179879,344.449592218352,414.73129182130094,471.22372303858219,519.17344094578868,558.12562840996679,568.93156758009377,589.58533024736198,552.2087933504838,516.21881019788884,461.1335333619964,407.3507928589633,361.0804942063308,303.07854906378788,213.7843154071825,133.75392513532111,61.168488999969462,18.515706755802718,8.6722634847169093,8.3247885826010624,4.1623942913005312,0,0,0,0,0,0,0,0,0,0,null,14784,"2022-05-05",0,0,0,0,0,0,0,0,0,0,0,0,0,1.5194887022656527E-2,3.6548107420023249E-2,0.12862282335197348,0.22705662223272391,0.35460350281311825,0.45957572018667125,0.55334782339326538,0.62872184138693443,0.69269789662924353,0.74466915747877838,0.75908678893660975,0.78664370311741461,0.736774725912827,0.68875573329234818,0.61525918591513629,0.54350052439050411,0.48176520431192521,0.4043771443074467,0.28523790690275552,0.17845878717978705,8.1612964625230544E-2,2.4704251244022452E-2,1.1570812759478709E-2,1.1107200573561377E-2,5.5536002867806883E-3,0,0,0,0,0,0,0,0,0,0]
[null,14832,"2022-05-06",0,0,0,0,0,0,0,0,0,0,0,0,0,1.3269285144918221,2.9061867571959752,10.469615476264488,18.733341397334549,27.949827312365166,34.403905678046172,36.986176664656988,36.603730684323352,35.759707097671026,37.586386446608451,39.442399084240911,44.047325874208859,44.352603406146528,45.667965623279585,40.361140537503502,36.820379968490698,30.186883928885212,21.677291228816088,13.339597152093416,9.3752555154235289,4.2086209597932642,1.1126329806939212,0.66636454220795827,0.66044029396982507,0.33022014698491253,0,0,0,0,0,0,0,0,0,0,null,14832,"2022-05-06",0,0,0,0,0,0,0,0,0,0,0,0,0,9.9452596306428518,21.781717341810971,78.469218957377791,140.40541137765268,209.4824899889642,257.85546888134621,277.20945450909204,274.34304194234539,268.01712942183678,281.70799534921019,295.61871273708562,330.13239754087709,332.42043663368742,342.27900747217461,302.50463174955775,275.96681696587211,226.2491120162704,162.47016098090012,99.979581112973833,70.267048440217991,31.543393389310786,8.3391258427021153,4.9943672990180925,4.9499653691468541,2.4749826845734271,0,0,0,0,0,0,0,0,0,0,null,14832,"2022-05-06",0,0,0,0,0,0,0,0,0,0,0,0,0,1.3269285144918222E-2,2.9061867571959752E-2,0.10469615476264488,0.18733341397334549,0.27949827312365166,0.34403905678046171,0.36986176664656989,0.36603730684323349,0.35759707097671029,0.3758638644660845,0.39442399084240909,0.44047325874208859,0.44352603406146529,0.45667965623279583,0.40361140537503504,0.36820379968490696,0.30186883928885211,0.21677291228816087,0.13339597152093416,9.3752555154235293E-2,4.208620959793264E-2,1.1126329806939212E-2,6.6636454220795824E-3,6.6044029396982512E-3,3.3022014698491256E-3,0,0,0,0,0,0,0,0,0,0]
[null,14880,"2022-05-07",0,0,0,0,0,0,0,0,0,0,0,0,0,0.74959338152895671,1.6276428319387706,5.3563117371655986,8.4876781170168663,10.96207273549231,14.636988799947515,19.113250701601498,21.055681019641241,23.091346066152514,27.057488174914813,26.10712733976646,24.395597608728245,22.83960770044164,20.109401024174829,16.610668316318829,13.834137337623433,12.186948637977645,10.370821002349924,7.0384737274757398,3.9151313828040664,2.5174684643023624,0.87023829203035608,0.40457968910637887,0.58432522488448702,0.29216261244224356,0,0,0,0,0,0,0,0,0,0,null,14880,"2022-05-07",0,0,0,0,0,0,0,0,0,0,0,0,0,5.6181630851244648,12.199097670144781,40.14527557965129,63.614702384616514,82.160160290333579,109.70346347711011,143.25281169030529,157.81122506100272,173.0684278322708,202.79445494894068,195.67155032738719,182.8437247476059,171.1816619826823,150.71890611886198,124.49608795056311,103.6861338693338,91.340540945729998,77.728759556270276,52.752991482749692,29.343704400667001,18.86829412135377,6.5223903625913255,3.0323035532842209,4.379486917903451,2.189743458951726,0,0,0,0,0,0,0,0,0,0,null,14880,"2022-05-07",0,0,0,0,0,0,0,0,0,0,0,0,0,7.4959338152895674E-3,1.6276428319387706E-2,5.3563117371655984E-2,8.4876781170168655E-2,0.10962072735492311,0.14636988799947515,0.19113250701601497,0.2105568101964124,0.23091346066152513,0.27057488174914812,0.26107127339766462,0.24395597608728245,0.22839607700441639,0.20109401024174828,0.1661066831631883,0.13834137337623434,0.12186948637977645,0.10370821002349924,7.03847372747574E-2,3.9151313828040664E-2,2.5174684643023623E-2,8.7023829203035606E-3,4.0457968910637887E-3,5.8432522488448702E-3,2.9216261244224355E-3,0,0,0,0,0,0,0,0,0,0]
[null,14928,"2022-05-08",0,0,0,0,0,0,0,0,0,0,0,0,0,0.73909195921894499,1.3671607206721799,3.7299015015231021,6.6659000722720272,10.90676770344818,15.1923678158873,14.347163826498397,14.81864373610216,17.041246144543326,18.754800104494432,20.030217565949325,17.994595980536442,12.873676472981977,9.9174492505580112,8.3035129980535576,7.4602011470163321,5.639923409105065,5.1047382578670319,3.273216726878883,1.7785136695561385,0.81584690175263774,0.39435018622433254,0.48016027787226562,0.3189358645069611,0.1594679322534806,0,0,0,0,0,0,0,0,0,0,null,14928,"2022-05-08",0,0,0,0,0,0,0,0,0,0,0,0,0,5.5394554756161343,10.24679790614705,27.955416154108491,49.960571475137165,81.745651975414646,113.8660000769415,107.5312404998237,111.0649576974206,127.7232461931689,140.56624326249968,150.1254302519225,134.8685532193077,96.487530056385239,74.33076205186309,62.234394475791625,55.913816376394017,42.270930187954676,38.259745545076235,24.53258771716154,13.329866686267639,6.1147297447993454,2.9556339656287611,3.5987761025620251,2.3904075791603669,1.1952037895801839,0,0,0,0,0,0,0,0,0,0,null,14928,"2022-05-08",0,0,0,0,0,0,0,0,0,0,0,0,0,7.3909195921894504E-3,1.3671607206721798E-2,3.7299015015231023E-2,6.6659000722720269E-2,0.10906767703448181,0.151923678158873,0.14347163826498396,0.14818643736102161,0.17041246144543326,0.18754800104494432,0.20030217565949326,0.17994595980536443,0.12873676472981976,9.9174492505580109E-2,8.3035129980535569E-2,7.4602011470163321E-2,5.6399234091050653E-2,5.1047382578670322E-2,3.2732167268788831E-2,1.7785136695561386E-2,8.1584690175263777E-3,3.9435018622433256E-3,4.8016027787226561E-3,3.1893586450696108E-3,1.594679322534806E-3,0,0,0,0,0,0,0,0,0,0]
[null,14976,"2022-05-09",0,0,0,0,0,0,0,0,0,0,0,0,0,0.14552067984290878,0.27730900488766946,1.2223098021660268,2.732166102982986,4.9998702029015654,6.6915889073721884,8.5820812353221303,11.857168793439739,15.35844761062358,17.103492319927234,19.153291383891847,17.293715911566775,17.947198093232593,16.353862217279008,14.428894839986603,11.734585436050926,7.5350129699644608,4.5670104025016789,2.5113235540363008,1.3611334023569686,0.62183838339000852,0.30369838531419657,0.91638675198594199,0.39521770207665036,0.19760885103832518,0,0,0,{"$f":"$C$1*EQ317","v":0},0,0,0,0,0,0,null,14976,"2022-05-09",0,0,0,0,0,0,0,0,0,0,0,0,0,1.0906698641709709,2.0784164492683961,9.161147868072101,20.477441664303729,37.473764972496923,50.153107947064377,64.322248805719468,88.868858304906979,115.1107594290975,128.1897780134189,143.5529145042976,129.6154938572397,134.51330853955849,122.5713397054312,108.14381015986079,87.95010246967307,56.474527066182574,34.229503468105506,18.82223834115495,10.20162347145321,4.6606460736743616,2.2762034716794171,6.8682706498865285,2.9621359514484742,1.4810679757242371,0,0,0,0,0,0,0,0,0,0,null,14976,"2022-05-09",0,0,0,0,0,0,0,0,0,0,0,0,0,1.4552067984290879E-3,2.7730900488766945E-3,1.2223098021660267E-2,2.7321661029829861E-2,4.999870202901565E-2,6.6915889073721882E-2,8.5820812353221296E-2,0.11857168793439739,0.1535844761062358,0.17103492319927235,0.19153291383891849,0.17293715911566773,0.17947198093232594,0.16353862217279008,0.14428894839986603,0.11734585436050926,7.5350129699644608E-2,4.567010402501679E-2,2.5113235540363009E-2,1.3611334023569685E-2,6.2183838339000853E-3,3.036983853141966E-3,9.1638675198594203E-3,3.9521770207665034E-3,1.9760885103832517E-3,0,0,0,0,0,0,0,0,0,0]
[null,15024,"2022-05-10",0,0,0,0,0,0,0,0,0,0,0,0,0,0.25414429538669575,0.41850035848313799,1.2135248028496983,1.3700229526940948,1.7370878280254076,2.548329511640067,3.3823440517298686,4.8382741650176673,5.7843932639484157,8.3641129886818053,7.6778823118852095,8.5280835864344873,6.9512854508785802,5.7222011830001129,3.9313342593328993,3.8322924507456348,2.3847638992206788,1.1817295249018875,0.79322744991036209,0.43784195761112854,0.17825156093874908,0.13254579577018807,0.5157928548966354,5.3355493926266012E-2,2.6677746963133006E-2,0,{"$f":"$C$1*EO318","v":0},0,0,0,0,0,0,0,0,null,15024,"2022-05-10",0,0,0,0,0,0,0,0,0,0,0,0,0,1.9047981663393931,3.1366382402490491,9.0953047588904692,10.26825018505296,13.01938217640784,19.099596052765332,25.350491294172389,36.262611142816773,43.353724173860279,62.688588227625544,57.545325291665797,63.917539258997905,52.099519921895386,42.887597788568378,29.465144110555368,28.72283094904644,17.873680365228161,8.8570008180481601,5.9451981394284203,3.281602511420318,1.3359861015437851,0.99342378846197277,3.865840398751299,0.39989662896129857,0.19994831448064929,0,0,0,0,0,0,0,0,0,0,null,15024,"2022-05-10",0,0,0,0,0,0,0,0,0,0,0,0,0,2.5414429538669577E-3,4.18500358483138E-3,1.2135248028496984E-2,1.3700229526940947E-2,1.7370878280254076E-2,2.548329511640067E-2,3.3823440517298686E-2,4.8382741650176669E-2,5.7843932639484154E-2,8.3641129886818058E-2,7.6778823118852091E-2,8.5280835864344873E-2,6.9512854508785804E-2,5.7222011830001127E-2,3.9313342593328991E-2,3.8322924507456349E-2,2.3847638992206786E-2,1.1817295249018875E-2,7.9322744991036209E-3,4.3784195761112851E-3,1.7825156093874907E-3,1.3254579577018808E-3,5.1579285489663541E-3,5.3355493926266016E-4,2.6677746963133008E-4,0,0,0,0,0,0,0,0,0,0]
[null,15072,"2022-05-11",0,0,0,0,0,0,0,0,0,0,0,0,0,0.1367359425986249,0.4494760906250011,0.84909598498356076,1.1412334169988141,1.3760808760474914,1.5973249584024609,2.1892507140511044,3.0391176536773568,2.5405620099309054,2.6968227211169888,4.4086595923329783,5.6584887866536082,4.1995560122790145,3.0158351425384509,2.1289603953760166,{"$f":"$C$1*ED319","v":1.4879254826310389},0.96170197721508577,0.61672209300283787,0.47890076804155995,0.54230409819761138,0.47555700770808595,0.38014542536902007,0.36054562110253718,0.34055446531469336,0.17027723265734662,0,0,0,0,0,0,0,0,0,0,null,15072,"2022-05-11",0,0,0,0,0,0,0,0,0,0,0,0,0,1.0248287192055689,3.3687997282535913,6.3639298799995601,8.5534846129714808,10.313654002903039,11.97186679789009,16.408319295291378,22.778027439908268,19.041379034790811,20.212544870660771,33.042672449967739,42.41007671909383,31.4754520830665,22.603526239880601,15.95644651850688,11.15192346400244,7.2079058866027186,4.6222997455259609,3.5893361424308559,4.0645407770157016,3.5642748340816421,2.8491700279302199,2.70227052278649,2.552437858513029,1.276218929256514,0,0,0,0,0,0,0,0,0,0,null,15072,"2022-05-11",0,0,0,0,0,0,0,0,0,0,0,0,0,1.3673594259862489E-3,4.4947609062500112E-3,8.4909598498356074E-3,1.1412334169988141E-2,1.3760808760474913E-2,1.5973249584024608E-2,2.1892507140511046E-2,3.0391176536773569E-2,2.5405620099309054E-2,2.6968227211169888E-2,4.4086595923329787E-2,5.6584887866536086E-2,4.1995560122790147E-2,3.0158351425384509E-2,2.1289603953760165E-2,1.487925482631039E-2,9.6170197721508581E-3,6.1672209300283791E-3,4.7890076804155994E-3,5.4230409819761138E-3,4.7555700770808597E-3,3.8014542536902005E-3,3.605456211025372E-3,3.4055446531469336E-3,1.7027723265734662E-3,0,0,0,0,0,0,0,0,0,0]
[null,15120,"2022-05-12",{"$f":"$C$1*DB320","v":0},0,0,0,0,0,0,0,0,0,0,0,0,0.1336373856242615,0.31991588283466588,1.5035287029153355,2.4855109839939136,3.4007908959717295,4.9763609067340795,8.6530517289379194,10.784067182603252,12.423397309252518,14.240752387672236,12.299016463940065,13.280977229089054,16.014000431304506,17.140868717107605,15.104646273777455,13.657142079475392,10.583439992683083,8.6267762181936138,5.5114960793989649,2.9438295660199043,1.5553578951709983,0.47753942663778015,0.71085165506341697,0.52788335532553921,0.2639416776627696,0,0,0,0,0,0,0,0,0,0,null,15120,"2022-05-12",0,0,0,0,0,0,0,0,0,0,0,0,0,1.0016051971741771,2.3977527651333621,11.26886878178459,18.628774482324538,25.488749424393969,37.297564030572886,64.854168933605351,80.826018006221318,93.11271133732771,106.73369234614511,92.180483424368191,99.540227864144185,120.0240934422481,128.4699121502297,113.2085317190346,102.3595636913246,79.322327738862398,64.657235358491135,41.308374086666511,22.06384821991935,11.657325859765521,3.579132959999646,5.3277958769205638,3.9564580654278623,1.9782290327139311,0,0,0,0,0,0,0,0,0,0,null,15120,"2022-05-12",0,0,0,0,0,0,0,0,0,0,0,0,0,1.3363738562426151E-3,3.1991588283466587E-3,1.5035287029153355E-2,2.4855109839939136E-2,3.4007908959717295E-2,4.9763609067340793E-2,8.6530517289379202E-2,0.10784067182603252,0.12423397309252518,0.14240752387672237,0.12299016463940064,0.13280977229089053,0.16014000431304506,0.17140868717107605,0.15104646273777456,0.13657142079475393,0.10583439992683083,8.6267762181936145E-2,5.5114960793989649E-2,2.9438295660199041E-2,1.5553578951709984E-2,4.7753942663778014E-3,7.1085165506341698E-3,5.2788335532553922E-3,2.6394167766276961E-3,0,0,0,0,0,0,0,0,0,0]
[null,15168,"2022-05-13",0,0,0,0,0,0,0,0,0,0,0,0,0,0.58574361543951792,1.5844011420210407,5.7614225322083019,9.8919878392111045,14.988100602618648,20.010268875711784,27.09895025881444,31.180509989011217,33.820424407617132,35.620754270021926,35.89784956528996,35.931733600297008,34.347751374102927,34.600206106917533,32.735400097798717,30.137276096161749,22.627878605907451,17.138929234827817,13.394060342328141,9.0516800257193921,5.1043154985672041,1.8537273373538106,0.713868026757846,0.69737094842958758,0.34868547421479379,0,0,0,0,0,0,0,0,0,0,null,15168,"2022-05-13",0,0,0,0,0,0,0,0,0,0,0,0,0,4.3901176807315716,11.87500347184935,43.18155974407653,74.139930109040179,112.3350280254722,149.9759158647216,203.10521109345481,233.6962872301593,253.48230735782852,266.97568526543358,269.05249997230999,269.30645903777474,257.43459531808008,259.32673030154405,245.3501070555117,225.87730391149299,169.59476352243641,128.45537583225112,100.3877798676783,67.841867113511427,38.25657698629395,13.893589182130381,5.3504034245887269,5.2267586876419028,2.6133793438209514,0,0,0,0,0,0,0,0,0,0,null,15168,"2022-05-13",0,0,0,0,0,0,0,0,0,0,0,0,0,5.8574361543951787E-3,1.5844011420210406E-2,5.7614225322083018E-2,9.8919878392111041E-2,0.14988100602618648,0.20010268875711784,0.27098950258814442,0.31180509989011218,0.33820424407617133,0.35620754270021926,0.35897849565289963,0.35931733600297011,0.34347751374102931,0.34600206106917536,0.32735400097798717,0.30137276096161747,0.2262787860590745,0.17138929234827818,0.1339406034232814,9.0516800257193913E-2,5.1043154985672044E-2,1.8537273373538107E-2,7.1386802675784599E-3,6.9737094842958758E-3,3.4868547421479379E-3,0,0,0,0,0,0,0,0,0,0]
[null,15216,"2022-05-14",0,0,0,0,0,0,0,0,0,0,0,0,0,0.8891590815209891,2.0492487212949961,7.9732591028968818,15.011490980060028,22.691120410363826,31.041865909693133,35.081029424047252,39.113712605289571,45.170878989038854,49.056144947079154,51.233861995161668,53.146660739004105,50.067557135261076,48.627441461478014,44.797699872863191,38.721050563041899,32.207803053035562,25.018172410751006,18.254806479412149,11.623613953273589,5.4858166507641153,1.785151845728199,0.99476846913691463,0.69956512999384679,0.3497825649969234,0,0,0,0,0,0,0,0,0,0,null,15216,"2022-05-14",0,0,0,0,0,0,0,0,0,0,0,0,0,6.6642006875982833,15.35901170143044,59.759158850440627,112.5103376777803,170.06875753037278,232.657157126306,262.93047584857021,293.15522481399671,338.55336921626622,367.67323382450189,383.99510889819572,398.3314351741941,375.25371513544729,364.46012368156573,335.75641131041988,290.21224339894502,241.39579487273448,187.50989024031421,136.81881726267937,87.118377025713713,41.115908115703526,13.37961946856456,7.4557375095165446,5.2432039634009246,2.6216019817004623,0,0,0,0,0,0,0,0,0,0,null,15216,"2022-05-14",0,0,0,0,0,0,0,0,0,0,0,0,0,8.8915908152098905E-3,2.049248721294996E-2,7.9732591028968819E-2,0.15011490980060027,0.22691120410363827,0.31041865909693134,0.3508102942404725,0.39113712605289569,0.45170878989038854,0.49056144947079156,0.51233861995161667,0.53146660739004103,0.50067557135261076,0.48627441461478016,0.44797699872863189,0.38721050563041898,0.32207803053035561,0.25018172410751005,0.1825480647941215,0.11623613953273589,5.4858166507641151E-2,1.785151845728199E-2,9.947684691369146E-3,6.9956512999384676E-3,3.4978256499692338E-3,0,0,0,0,0,0,0,0,0,0]
[null,15264,"2022-05-15",0,0,0,0,0,0,0,0,0,0,0,0,0,0.94160230435446013,2.7926466259081169,10.755869228129015,19.241980128471308,29.540917189533957,40.336517647758356,50.214010042045324,58.714608017306432,61.821278367968965,64.254192794151095,66.50365079667398,68.476676594806548,66.105969177125374,65.766431326464144,60.421259496076893,54.429333641769453,46.985846259914545,37.615860987185954,25.036697665448976,14.746638541418713,5.9549058959256271,1.5285592602010019,0.99692328958288001,0.64709376152547027,0.32354688076273508,0,0,0,0,0,0,0,0,0,0,null,15264,"2022-05-15",0,0,0,0,0,0,0,0,0,0,0,0,0,7.057259892559502,20.930740011967792,80.614675816166169,144.21763199399319,221.40762517998189,302.32008448216709,376.35137199165661,440.06290803628337,463.34723939756378,481.58180543730572,498.441375202362,513.22910009189718,495.46077231867139,492.9159539336739,452.85417137113831,407.94500131575603,352.15645373276021,281.92890548516391,187.6487360527924,110.5252825392934,44.631707408674608,11.45647149601292,7.4718877757580913,4.8499338083820751,2.4249669041910371,0,0,0,0,0,0,0,0,0,0,null,15264,"2022-05-15",0,0,0,0,0,0,0,0,0,0,0,0,0,9.416023043544601E-3,2.792646625908117E-2,0.10755869228129016,0.19241980128471309,0.29540917189533955,0.40336517647758358,0.50214010042045321,0.58714608017306436,0.61821278367968968,0.64254192794151099,0.66503650796673985,0.68476676594806551,0.66105969177125368,0.65766431326464148,0.60421259496076896,0.54429333641769451,0.46985846259914549,0.37615860987185956,0.25036697665448976,0.14746638541418713,5.9549058959256274E-2,1.5285592602010019E-2,9.9692328958287998E-3,6.4709376152547026E-3,3.2354688076273509E-3,0,0,0,0,0,0,0,0,0,0]
[null,15312,"2022-05-16",0,0,0,0,0,0,0,0,0,0,0,0,0,0.88013260709034058,2.5647108263465981,9.5674989752742547,17.404844509581071,28.877805984237142,39.917328767928673,47.178754999927769,52.197279546029165,54.985688371404486,58.32511815001412,60.240769063774223,61.830712259853001,63.92226987101386,64.117770039218598,56.382149713518338,49.482838827898988,40.064209840897796,30.206721789580332,22.203824344803042,13.647972909430836,6.0996583949290484,1.8230157302970662,1.435343134059343,0.63646662939318666,0.31823331469659333,0,0,0,0,0,0,0,0,0,0,null,15312,"2022-05-16",0,0,0,0,0,0,0,0,0,0,0,0,0,6.5965477350980217,19.22237314743807,71.707903090357718,130.4483968716608,216.43764147050459,299.17828581053243,353.60229462282985,391.21587291935691,412.11485083856593,437.14370190617007,451.50140504613063,463.41794592251176,479.0940605347659,480.55932404323391,422.58125536586408,370.87128208498785,300.279151749844,226.39779574186289,166.41649907329321,102.2908412426812,45.716619797737792,13.663407297787819,10.75782151892912,4.7702840103481661,2.385142005174083,0,0,0,0,0,0,0,0,0,0,null,15312,"2022-05-16",0,0,0,0,0,0,0,0,0,0,0,0,0,8.8013260709034064E-3,2.564710826346598E-2,9.5674989752742551E-2,0.17404844509581072,0.28877805984237143,0.39917328767928673,0.47178754999927769,0.52197279546029163,0.54985688371404484,0.58325118150014121,0.60240769063774224,0.61830712259853005,0.63922269871013859,0.64117770039218602,0.56382149713518337,0.49482838827898989,0.40064209840897796,0.30206721789580332,0.22203824344803041,0.13647972909430836,6.099658394929048E-2,1.8230157302970663E-2,1.435343134059343E-2,6.3646662939318664E-3,3.1823331469659332E-3,0,0,0,0,0,0,0,0,0,0]
[null,15360,"2022-05-17",0,0,0,0,0,0,0,0,0,0,0,0,0,0.98050559936181581,2.676819516003119,10.9852627255007,20.39268133599716,32.159884569717079,44.0639470808702,55.243299035990958,64.538946819078248,71.139008885336523,77.163034345457078,77.609368033007669,78.618603009772784,75.566731210117496,71.397728540582477,60.032069741417736,54.215345019639614,48.183963782156788,37.780303980150201,26.212019397060509,14.987608468700861,6.1692174718239752,1.6443413304782544,1.2242007919668194,0.62082102402959671,0.31041051201479836,0,0,0,0,0,0,0,0,0,0,null,15360,"2022-05-17",0,0,0,0,0,0,0,0,0,0,0,0,0,7.3488380485114959,20.062621897320621,82.33396804933993,152.8420772004643,241.03664835315618,330.256972613171,414.04562926027774,483.7160219213456,533.18314099402141,578.33289591163702,581.67814349363869,589.24230671919031,566.36868762401787,535.12223124256934,449.93721456947225,406.3411678146727,361.13628173147112,283.16139709387403,196.45771079616051,112.3313395075664,46.237961431316926,12.324252041012059,9.1753207374636236,4.6530210186194285,2.3265105093097143,0,0,0,0,0,0,0,0,0,0,null,15360,"2022-05-17",{"$f":"BC325/Max_1","v":0},{"$f":"BD325/Max_1","v":0},{"$f":"BE325/Max_1","v":0},{"$f":"BF325/Max_1","v":0},{"$f":"BG325/Max_1","v":0},{"$f":"BH325/Max_1","v":0},{"$f":"BI325/Max_1","v":0},{"$f":"BJ325/Max_1","v":0},{"$f":"BK325/Max_1","v":0},{"$f":"BL325/Max_1","v":0},{"$f":"BM325/Max_1","v":0},{"$f":"BN325/Max_1","v":0},{"$f":"BO325/Max_1","v":0},{"$f":"BP325/Max_1","v":9.8050559936181583E-3},{"$f":"BQ325/Max_1","v":2.6768195160031188E-2},{"$f":"BR325/Max_1","v":0.109852627255007},{"$f":"BS325/Max_1","v":0.20392681335997159},{"$f":"BT325/Max_1","v":0.32159884569717079},{"$f":"BU325/Max_1","v":0.44063947080870203},{"$f":"BV325/Max_1","v":0.55243299035990956},{"$f":"BW325/Max_1","v":0.64538946819078247},{"$f":"BX325/Max_1","v":0.7113900888533653},{"$f":"BY325/Max_1","v":0.77163034345457071},{"$f":"BZ325/Max_1","v":0.77609368033007664},{"$f":"CA325/Max_1","v":0.78618603009772781},{"$f":"CB325/Max_1","v":0.75566731210117499},{"$f":"CC325/Max_1","v":0.71397728540582472},{"$f":"CD325/Max_1","v":0.60032069741417737},{"$f":"CE325/Max_1","v":0.54215345019639616},{"$f":"CF325/Max_1","v":0.48183963782156786},{"$f":"CG325/Max_1","v":0.37780303980150198},{"$f":"CH325/Max_1","v":0.2621201939706051},{"$f":"CI325/Max_1","v":0.14987608468700861},{"$f":"CJ325/Max_1","v":6.1692174718239748E-2},{"$f":"CK325/Max_1","v":1.6443413304782543E-2},{"$f":"CL325/Max_1","v":1.2242007919668193E-2},{"$f":"CM325/Max_1","v":6.2082102402959667E-3},{"$f":"CN325/Max_1","v":3.1041051201479834E-3},{"$f":"CO325/Max_1","v":0},{"$f":"CP325/Max_1","v":0},{"$f":"CQ325/Max_1","v":0},{"$f":"CR325/Max_1","v":0},{"$f":"CS325/Max_1","v":0},{"$f":"CT325/Max_1","v":0},{"$f":"CU325/Max_1","v":0},{"$f":"CV325/Max_1","v":0},{"$f":"CW325/Max_1","v":0},{"$f":"CX325/Max_1","v":0}]
[null,15408,"2022-05-18",0,0,0,0,0,0,0,0,0,0,0,0,0,0.73152668080915939,2.0342527124860901,8.2146433186637235,15.059368293112065,23.297155689259956,31.672990040932969,37.847389068340313,43.67939430383683,47.949882882491075,50.524172405753731,52.043781525626052,52.767016926240906,51.261523703220632,52.60358271444121,47.74765227966887,40.568473511784866,33.551837387355221,27.182705974282733,17.834169538943495,9.3537001353333871,4.1799986396361959,1.2875548274324284,1.4420480838002872,0.59575374905203426,0.29787687452601713,0,0,0,0,0,0,0,0,0,0,null,15408,"2022-05-18",0,0,0,0,0,0,0,0,0,0,0,0,0,5.4827541106656428,15.246617401813561,61.568320889180697,112.8691756283706,174.61096016459629,237.38739939316082,283.66419631184908,327.3747697156424,359.38185766391575,378.67602264242311,390.06541330602698,395.48602470643942,384.20243194948978,394.26109385965606,357.86614990094068,304.05858151904567,251.46926172594047,203.7329557886552,133.6661654524934,70.105491996828306,31.328870600716971,9.6501559109286674,10.80807476562315,4.4651431072158516,2.2325715536079258,0,0,0,0,0,0,0,0,0,0,null,15408,"2022-05-18",0,0,0,0,0,0,0,0,0,0,0,0,0,7.3152668080915945E-3,2.0342527124860902E-2,8.2146433186637238E-2,0.15059368293112066,0.23297155689259957,0.31672990040932969,0.37847389068340315,0.43679394303836827,0.47949882882491074,0.50524172405753731,0.52043781525626054,0.52767016926240906,0.51261523703220635,0.5260358271444121,0.47747652279668873,0.40568473511784864,0.33551837387355221,0.27182705974282734,0.17834169538943495,9.3537001353333871E-2,4.1799986396361954E-2,1.2875548274324284E-2,1.4420480838002871E-2,5.9575374905203428E-3,2.9787687452601714E-3,0,0,0,0,0,0,0,0,0,0]
[null,{"$f":"B326+48","v":15456},{"$f":"C326+1","v":"2022-05-19"},0,0,0,0,0,0,0,0,0,0,0,0,0,0.66616251666799497,1.7420158588214891,7.2236758103754735,13.964111460956147,20.948129267713465,26.305320914090835,32.118890245800543,37.209732580038064,38.295990695930335,42.720776647511947,42.260096000465062,43.630060658610311,44.624082092745375,39.314071152322875,33.970282629408345,31.954359697589886,25.280259309129221,18.478161819916206,11.798133049175801,6.7891807910954114,2.4363442042195915,0.76793098066064636,1.4110932810592698,0.46055123029724326,0.23027561514862163,0,0,0,0,0,0,0,0,0,0,null,15456,"2022-05-19",0,0,0,0,0,0,0,0,0,0,0,0,0,4.9928531281904922,13.056317508793549,54.141071381898655,104.66028310773801,157.0051303204267,197.15700077347688,240.72939804518552,278.88499437137489,287.0264419855132,320.1899806523669,316.73720336130953,327.0050166317759,334.45515515312889,294.6569016170065,254.60548687143691,239.49625021449501,189.4742177995569,138.49285382677732,88.426388497542902,50.884553997752853,18.260272046271652,5.7556024289742336,10.57607014238039,3.4518073193055199,1.7259036596527599,0,0,0,0,0,0,0,0,0,0,null,15456,"2022-05-19",0,0,0,0,0,0,0,0,0,0,0,0,0,6.6616251666799502E-3,1.7420158588214892E-2,7.2236758103754739E-2,0.13964111460956147,0.20948129267713467,0.26305320914090835,0.32118890245800541,0.37209732580038063,0.38295990695930332,0.42720776647511949,0.42260096000465064,0.43630060658610309,0.44624082092745376,0.39314071152322877,0.33970282629408344,0.31954359697589885,0.25280259309129222,0.18478161819916206,0.117981330491758,6.7891807910954116E-2,2.4363442042195916E-2,7.6793098066064635E-3,1.4110932810592699E-2,4.6055123029724327E-3,2.3027561514862164E-3,0,0,0,0,0,0,0,0,0,0]
[null,15504,"2022-05-20",0,0,0,0,0,0,0,0,0,0,0,0,0,0.3186539438595406,0.65210733157997935,2.255539529657836,4.3659688396958298,8.416018185803285,11.504335430834074,15.734503372015476,18.070991412708217,16.759723107767172,16.164709848777193,16.464932145550172,15.637986891358658,14.445155401827217,11.658836391302867,11.094243815603789,9.3394869917560825,6.396587552057639,4.3248380105719715,3.6110785833982972,2.4661693083888587,1.1510424387042468,0.52729207309415416,0.52141803282043808,0.33690258122739863,0.16845129061369932,0,0,0,0,0,0,0,0,0,0,null,15504,"2022-05-20",0,0,0,0,0,0,0,0,0,0,0,0,0,2.3882945986921542,4.8875102530239358,16.905150492011291,32.722707497698551,63.077614958090003,86.224390755115905,117.9292776399853,135.44113297718141,125.6132457958844,121.15365262285161,123.40380299320421,117.2058916788843,108.26568221813589,87.382367351642884,83.150775604583998,69.998965231068041,47.942088259151269,32.41443409035751,27.064844613957082,18.483809637961681,8.62700271625868,3.9520264361110691,3.9080008123001804,2.5250671787872498,1.2625335893936249,0,0,0,0,0,0,0,0,0,0,null,15504,"2022-05-20",0,0,0,0,0,0,0,0,0,0,0,0,0,3.186539438595406E-3,6.5210733157997931E-3,2.2555395296578358E-2,4.3659688396958295E-2,8.4160181858032854E-2,0.11504335430834073,0.15734503372015476,0.18070991412708218,0.16759723107767172,0.16164709848777192,0.16464932145550173,0.15637986891358657,0.14445155401827217,0.11658836391302867,0.1109424381560379,9.3394869917560824E-2,6.3965875520576393E-2,4.3248380105719714E-2,3.6110785833982972E-2,2.4661693083888585E-2,1.1510424387042468E-2,5.2729207309415412E-3,5.2141803282043809E-3,3.3690258122739862E-3,1.6845129061369931E-3,0,0,0,0,0,0,0,0,0,0]
[null,15552,"2022-05-21",0,0,0,0,0,0,0,0,0,0,0,0,0,0.27304592429211272,0.69807754779766107,2.3911531908649488,4.6066564069391278,8.8039874273576899,12.784046939236527,16.489017320710872,20.142266800227734,20.193520575715613,20.790761420059617,19.523376000410657,18.372181046356705,14.050177109151187,11.987905031507191,10.817593555869138,9.8378065907088299,7.813875406701368,6.0185885547942881,4.5568629664493034,3.4210355925673848,2.1047918373102217,0.83654036197942339,0.56322062983504695,0.43653332007846213,0.21826666003923098,0,0,0,0,0,0,0,0,0,0,null,15552,"2022-05-21",0,0,0,0,0,0,0,0,0,0,0,0,0,2.0464648837649562,5.2320546128508285,17.921567771041051,34.52664819228761,65.98542407804085,95.815761401226496,123.5843201179827,150.96523338686399,151.34937774634579,155.82566655479019,146.32667929749448,137.69853348668781,105.3053406275902,89.848719553281981,81.077296415692203,73.733844492835118,58.564586405697469,45.109005597312176,34.153448967034763,25.64048236372604,15.775304443227379,6.2698261440131189,4.221309084754207,3.271794341739259,1.635897170869629,0,0,0,0,0,0,0,0,0,0,null,15552,"2022-05-21",0,0,0,0,0,0,0,0,0,0,0,0,0,2.730459242921127E-3,6.9807754779766112E-3,2.3911531908649489E-2,4.6066564069391275E-2,8.8039874273576901E-2,0.12784046939236526,0.16489017320710872,0.20142266800227734,0.20193520575715612,0.20790761420059617,0.19523376000410658,0.18372181046356703,0.14050177109151188,0.11987905031507191,0.10817593555869137,9.8378065907088308E-2,7.8138754067013677E-2,6.018588554794288E-2,4.5568629664493036E-2,3.4210355925673848E-2,2.1047918373102218E-2,8.3654036197942337E-3,5.6322062983504692E-3,4.3653332007846215E-3,2.1826666003923099E-3,0,0,0,0,0,0,0,0,0,0]
[null,15600,"2022-05-22",0,0,0,0,0,0,0,0,0,0,0,0,0,0.42440620769990001,1.3275544207565337,5.5954661289347181,10.336296843657184,16.227079591956048,23.810046836913276,33.861241303618733,42.666168600392844,47.358972730816078,50.821986293280162,49.18851909905095,48.17931287878335,40.860556739626226,36.184163109792934,30.174079979161078,22.55192587488364,16.094520460332639,10.761664607437488,7.1314227857505434,4.1565905889079477,1.5762145964284615,0.60138312191911969,0.81723581691065772,0.40869475398937671,0.20434737699468825,0,0,0,0,0,0,0,0,0,0,null,15600,"2022-05-22",0,0,0,0,0,0,0,0,0,0,0,0,0,3.1809022704199741,9.9499507652737069,41.937725204462659,77.470002797349977,121.62111057724471,178.45505241972739,253.78822785288119,319.78069620291041,354.95301706503767,380.90812211177223,368.66537115169609,361.1014234545853,306.24772999457679,271.19840497378789,226.15314708454011,169.025501786451,120.6275868372622,80.65811188016761,53.449639800176719,31.153428488050611,11.8136457419437,4.5073349616446503,6.1251395910725881,3.0631457487841254,1.531572874392062,0,0,0,0,0,0,0,0,0,0,null,15600,"2022-05-22",0,0,0,0,0,0,0,0,0,0,0,0,0,4.2440620769989999E-3,1.3275544207565337E-2,5.5954661289347181E-2,0.10336296843657183,0.16227079591956048,0.23810046836913276,0.33861241303618733,0.42666168600392845,0.47358972730816079,0.50821986293280164,0.49188519099050954,0.48179312878783348,0.40860556739626225,0.36184163109792933,0.30174079979161078,0.22551925874883641,0.1609452046033264,0.10761664607437488,7.1314227857505436E-2,4.1565905889079477E-2,1.5762145964284616E-2,6.0138312191911972E-3,8.1723581691065771E-3,4.0869475398937673E-3,2.0434737699468824E-3,0,0,0,0,0,0,0,0,0,0]
[null,15648,"2022-05-23",0,0,0,0,0,0,0,0,0,0,0,0,0,0.30522250106159887,0.78234601532823456,5.2130047196340907,12.451598340269509,20.467254890041712,27.320962561307375,32.52235246112074,34.891664068679383,32.472879507689761,31.734531997606613,24.714167341596035,23.638804571815271,23.4806452760909,23.724278025237673,23.790550385396738,22.211376150445297,17.914421158769233,13.181472052006754,8.5628695186558179,4.9443456026477453,2.934235759764535,0.87084857581484976,0.82472056795144244,0.4454298097727164,0.22271490488635809,0,0,0,0,0,0,0,0,0,0,null,15648,"2022-05-23",0,0,0,0,0,0,0,0,0,0,0,0,0,2.2876266392800262,5.8636423578688097,39.071196998417584,93.324076585909467,153.40100207731561,204.76918165808968,243.75332619104381,261.51119244059879,243.38252899949032,237.84865313110731,185.231388189331,177.17160062293542,175.9862049955147,177.812219674022,178.30892753802459,166.47309946055759,134.2676471346112,98.794441780064474,64.178257996787309,37.057611005360734,21.991943145144262,6.5269644075522066,6.181237407615356,3.3384730654567769,1.669236532728388,0,0,0,0,0,0,0,0,0,0,null,15648,"2022-05-23",0,0,0,0,0,0,0,0,0,0,0,0,0,3.052225010615989E-3,7.823460153282346E-3,5.2130047196340908E-2,0.1245159834026951,0.20467254890041711,0.27320962561307377,0.3252235246112074,0.34891664068679384,0.32472879507689761,0.31734531997606613,0.24714167341596036,0.2363880457181527,0.234806452760909,0.23724278025237674,0.23790550385396739,0.22211376150445297,0.17914421158769234,0.13181472052006754,8.5628695186558176E-2,4.9443456026477449E-2,2.9342357597645349E-2,8.7084857581484973E-3,8.2472056795144244E-3,4.4542980977271638E-3,2.227149048863581E-3,0,0,0,0,0,0,0,0,0,0]
[null,15696,"2022-05-24",0,0,0,0,0,0,0,0,0,0,0,0,0,0.33496541230191312,0.95962644890227511,5.6705724119253427,11.901831583062778,17.448045805642842,24.702622822780924,35.226667024455239,41.935625622546517,44.678293196773488,46.354924310389869,45.207352899618087,44.35147690355322,44.914351780228053,46.97641788630979,37.515510752684001,31.324156149546777,28.961609786489202,23.103533567629004,15.44965544493572,8.3085396259204529,3.4747737128367344,0.95693001079473017,0.81173106066207612,0.36726168369018197,0.18363084184509107,0,0,0,0,0,0,0,0,0,0,null,15696,"2022-05-24",0,0,0,0,0,0,0,0,0,0,0,0,0,2.5105481992778338,7.1923499107410063,42.500642856827945,89.203603570969804,130.77218832012412,185.14486262621799,264.022022026245,314.30531489436481,334.86146453493444,347.4277268072579,338.82673926332882,332.41199355582552,336.63071123877552,352.08578856702599,281.17678574003952,234.77290767042339,217.06574657362759,173.1597725167122,115.79435736423591,62.272068788052557,26.043246757063439,7.1721402485288976,6.0838817316644551,2.7526070596837728,1.3763035298418871,0,0,0,0,0,0,0,0,0,0,null,15696,"2022-05-24",0,0,0,0,0,0,0,0,0,0,0,0,0,3.349654123019131E-3,9.5962644890227513E-3,5.6705724119253426E-2,0.11901831583062779,0.17448045805642842,0.24702622822780926,0.35226667024455238,0.41935625622546518,0.44678293196773489,0.46354924310389872,0.45207352899618086,0.44351476903553222,0.44914351780228051,0.4697641788630979,0.37515510752684,0.31324156149546778,0.28961609786489201,0.23103533567629003,0.1544965544493572,8.3085396259204525E-2,3.4747737128367345E-2,9.5693001079473015E-3,8.1173106066207614E-3,3.6726168369018196E-3,1.8363084184509107E-3,0,0,0,0,0,0,0,0,0,0]
[null,15744,"2022-05-25",0,0,0,0,0,0,0,0,0,0,0,0,0,0.37322289477951859,0.90532470841159907,6.0680191293777579,12.010665005591846,19.887754288607226,26.10510357862389,39.20670647042872,46.753369475496164,48.915902280845117,48.858768132889928,45.661203872095825,45.993913609446388,43.127226586992549,40.048508315885243,36.030104660421031,30.242811726825941,25.800066229245473,18.726438497093206,11.959689512984625,6.6007638567053784,2.9554183518962418,0.74629170308726978,0.90704276268104478,0.38602952901868964,0.19301476450934477,0,0,0,0,0,0,0,0,0,0,null,15744,"2022-05-25",0,0,0,0,0,0,0,0,0,0,0,0,0,2.7972860241864121,6.7853612134015808,45.479485161625959,90.019304365490413,149.0576754591618,195.65638234375172,293.8522089565223,350.41405242486212,366.62212239554498,366.19390495279339,342.22832850164542,344.72197053545278,323.2363016341281,300.16146964327879,270.04374497472639,226.66828792892591,193.37014340662759,140.35367450233889,89.63724572160568,49.472378955274159,22.150705562334849,5.5934171783473783,6.7982379400545732,2.8932710762161471,1.4466355381080731,0,0,0,0,0,0,0,0,0,0,null,15744,"2022-05-25",0,0,0,0,0,0,0,0,0,0,0,0,0,3.7322289477951858E-3,9.0532470841159906E-3,6.068019129377758E-2,0.12010665005591846,0.19887754288607226,0.26105103578623889,0.3920670647042872,0.46753369475496165,0.48915902280845114,0.48858768132889929,0.45661203872095824,0.45993913609446391,0.43127226586992551,0.40048508315885245,0.36030104660421031,0.30242811726825941,0.25800066229245472,0.18726438497093206,0.11959689512984625,6.6007638567053786E-2,2.9554183518962416E-2,7.462917030872698E-3,9.070427626810448E-3,3.8602952901868963E-3,1.9301476450934477E-3,0,0,0,0,0,0,0,0,0,0]
[null,15792,"2022-05-26",0,0,0,0,0,0,0,0,0,0,0,0,0,0.47503889254058695,1.5718104931087309,9.8997613048146622,20.173889313360085,31.619568138722514,43.076175524820464,52.248878106899589,59.729818551396441,62.542613939144275,65.539531638386705,64.899087534536037,62.442319067135102,58.718360252755197,58.977874186624533,57.453838371332274,49.136912607636674,40.6936811072624,29.425721199632488,19.743003341093299,11.873016891242253,4.4855278874874172,1.1380990101970649,0.69680045637602439,0.40664470529124236,0.20332235264562118,0,0,0,0,0,0,0,0,0,0,null,15792,"2022-05-26",0,0,0,0,0,0,0,0,0,0,0,0,0,3.5603915880717203,11.780637218517951,74.198191826090451,151.20224246447438,236.98700503759201,322.85367660031761,391.6026014272,447.6718577506208,468.75361167595582,491.21535267038257,486.41525769755839,468.00190686981153,440.09103084420082,442.03607416937831,430.61350565574242,368.27858320484268,304.99700588113689,220.5442372766646,147.97277469843101,88.987638966846546,33.618796291099109,8.5299923983638344,5.222482879617627,3.0477807412982356,1.5238903706491178,0,0,0,0,0,0,0,0,0,0,null,15792,"2022-05-26",0,0,0,0,0,0,0,0,0,0,0,0,0,4.7503889254058695E-3,1.5718104931087308E-2,9.8997613048146624E-2,0.20173889313360086,0.31619568138722515,0.43076175524820465,0.52248878106899588,0.59729818551396441,0.62542613939144276,0.65539531638386705,0.64899087534536037,0.62442319067135099,0.58718360252755197,0.58977874186624535,0.57453838371332278,0.49136912607636674,0.40693681107262403,0.29425721199632487,0.19743003341093299,0.11873016891242254,4.4855278874874172E-2,1.1380990101970649E-2,6.9680045637602441E-3,4.0664470529124235E-3,2.0332235264562118E-3,0,0,0,0,0,0,0,0,0,0]
[null,15840,"2022-05-27",0,0,0,0,0,0,0,0,0,0,0,0,0,0.66061496203842629,2.1857200583283407,12.695087925882051,24.516301425344885,37.519874192164423,50.002223637880213,60.788029119774997,70.531367626840648,76.209471948862117,80.583775866619675,79.69878962448324,77.254551816827146,75.491040393043534,71.778185337041705,63.838692253737946,55.305919768750165,43.455477066533049,33.052415918737772,23.769727197920915,14.295905170980006,5.5317070801701602,1.4968764991441594,0.98061117625317018,0.52726924270347031,0.2636346213517351,0,0,0,0,0,0,0,0,0,0,null,15840,"2022-05-27",0,0,0,0,0,0,0,0,0,0,0,0,0,4.9512744971612506,16.381857215800419,95.149018261235341,183.74839352331739,281.20948949012211,374.76404399873246,455.60309046698558,528.6289016269169,571.18599575493431,603.97117422560564,597.33824875036657,579.01881456028696,565.80138891935155,537.97373498049205,478.4676506761777,414.51496836841341,325.69652176449699,247.7261240088196,178.1528588398823,107.14705956476909,41.459854477561301,11.21901086336792,7.3496293417756382,3.9518553235301432,1.975927661765071,0,0,0,0,0,0,0,0,0,0,null,15840,"2022-05-27",0,0,0,0,0,0,0,0,0,0,0,0,0,6.6061496203842635E-3,2.1857200583283408E-2,0.12695087925882051,0.24516301425344886,0.37519874192164421,0.50002223637880217,0.60788029119775,0.70531367626840646,0.76209471948862118,0.80583775866619678,0.79698789624483235,0.77254551816827144,0.7549104039304354,0.717781853370417,0.6383869225373795,0.55305919768750167,0.43455477066533049,0.33052415918737771,0.23769727197920915,0.14295905170980006,5.5317070801701604E-2,1.4968764991441594E-2,9.806111762531702E-3,5.2726924270347034E-3,2.6363462135173509E-3,0,0,0,0,0,0,0,0,0,0]
[null,15888,"2022-05-28",0,0,0,0,0,0,0,0,0,0,0,0,0,0.81185698239326742,2.7846027119029859,14.200956939236949,26.076479379118894,38.72731905023597,51.440301062506144,62.043663114487821,71.798205007325492,78.415021796048308,83.444240932809222,80.417028785817251,77.423493233493332,74.128315601123759,70.167815088405163,59.856964951077032,50.76303308161917,42.036456638434451,32.818489917999003,22.177307064242623,12.816626678309696,5.2319296569932723,1.5191517238933503,1.1849046636546445,0.49686673428687739,0.24843336714343878,0,0,0,0,0,0,0,0,0,0,null,15888,"2022-05-28",0,0,0,0,0,0,0,0,0,0,0,0,0,6.0848255084362712,20.87045129833032,106.4354275470362,195.44184546954372,290.25922538173882,385.5423588820691,465.01400141064158,538.12378135941731,587.71647619833016,625.41020989101514,602.721413599377,580.28502161874133,555.58783806657914,525.90409441640577,448.62481334854101,380.46627088193918,315.06103807076443,245.97286090059862,166.21775344608588,96.05994483706543,39.21303841148179,11.385962504727789,8.8807983164925854,3.723990117286069,1.8619950586430352,0,0,0,0,0,0,0,0,0,0,null,15888,"2022-05-28",0,0,0,0,0,0,0,0,0,0,0,0,0,8.1185698239326747E-3,2.7846027119029858E-2,0.1420095693923695,0.26076479379118894,0.3872731905023597,0.51440301062506144,0.62043663114487824,0.71798205007325488,0.78415021796048312,0.83444240932809222,0.80417028785817246,0.77423493233493335,0.74128315601123762,0.70167815088405161,0.5985696495107703,0.50763033081619169,0.4203645663843445,0.32818489917999005,0.22177307064242621,0.12816626678309695,5.231929656993272E-2,1.5191517238933503E-2,1.1849046636546444E-2,4.9686673428687737E-3,2.4843336714343877E-3,0,0,0,0,0,0,0,0,0,0]
[null,15936,"2022-05-29",{"$f":"$C$1*DB337","v":0},0,0,0,0,0,0,0,0,0,0,0,0,0.59102935993293093,2.1051851959727101,11.933576751201413,22.370046636276779,{"$f":"$C$1*DS337","v":33.335520402592763},43.802995028558797,51.284634169928111,60.875921573451222,69.565288636635842,77.375048922800332,80.692063561746423,83.5821684089195,80.875328316945129,79.119932761237621,71.038697241174759,60.980026580493551,50.045144264600815,38.693894685332346,25.699083488947565,14.218734270757208,5.4366882457462804,1.3559302885188094,1.146381141300179,0.43110725347676948,0.21555362673838463,0,0,0,0,0,0,0,0,0,0,null,15936,"2022-05-29",0,0,0,0,0,0,0,0,0,0,0,0,0,4.429734058519915,15.7782526457746,89.441531941420138,167.66232643102381,249.8479772690273,328.30115066568658,384.37564368552603,456.26183979811969,521.38819025749115,579.92193405056594,604.78278482186431,626.44396909140528,606.1563445514895,592.99974691618013,532.43131048147291,457.04210136653012,375.08573184520225,290.00871151959365,192.61328306373179,106.56866771451929,40.747693296438101,10.162626406092759,8.5920665366583417,3.2311262571079928,1.615563128553996,0,0,0,0,0,0,0,0,0,0,null,15936,"2022-05-29",0,0,0,0,0,0,0,0,0,0,0,0,0,5.9102935993293089E-3,2.10518519597271E-2,0.11933576751201412,0.2237004663627678,0.33335520402592761,0.438029950285588,0.51284634169928112,0.60875921573451219,0.69565288636635836,0.77375048922800338,0.80692063561746419,0.83582168408919499,0.80875328316945128,0.79119932761237621,0.71038697241174753,0.60980026580493552,0.50045144264600816,0.38693894685332347,0.25699083488947566,0.14218734270757208,5.4366882457462802E-2,1.3559302885188093E-2,1.146381141300179E-2,4.3110725347676945E-3,2.1555362673838464E-3,0,0,0,0,0,0,0,0,0,0]
[null,15984,"2022-05-30",0,0,0,0,0,0,0,0,0,0,0,0,0,0.28380871154036441,0.88062931042595882,5.4678601915594731,{"$f":"$C$1*DR338","v":11.075276535500759},11.214000153415746,32.627159998318788,40.040598087812604,45.937074098838593,53.289104234075026,54.019612736901323,55.552320401398667,59.900966417411894,58.083707333111022,56.329219988788005,52.351230461051742,46.709316639955809,38.749518518417304,29.536487161756941,20.860633292239584,12.563406212416799,5.4810608143002915,1.2728543951037279,0.76304805264540221,1.7395604394347814,0.36636567079939025,0,0,0,0,0,0,0,0,0,0,null,15984,"2022-05-30",0,0,0,0,0,0,0,0,0,0,0,0,0,2.127131409779154,6.6002705005508551,40.981325395619614,83.008616834875141,84.048343076341141,244.5388531861299,300.10218289869471,344.29596138416878,399.39904169986966,404.87416461994809,416.36172818861559,448.9546020312394,435.33434049330873,422.1845498546985,392.36972695410947,350.08387873266241,290.42560923159533,221.3744223541083,156.3493525726274,94.162070724335507,41.080263370808041,9.5399769415305968,5.7190051395656623,13.03791426925485,2.745891490055111,0,0,0,0,0,0,0,0,0,0,null,15984,"2022-05-30",0,0,0,0,0,0,0,0,0,0,0,0,0,2.8380871154036441E-3,8.8062931042595886E-3,5.4678601915594732E-2,0.1107527653550076,0.11214000153415747,0.32627159998318789,0.40040598087812607,0.45937074098838593,0.53289104234075024,0.54019612736901323,0.55552320401398669,0.59900966417411894,0.58083707333111023,0.56329219988788004,0.52351230461051745,0.46709316639955811,0.38749518518417303,0.29536487161756941,0.20860633292239583,0.125634062124168,5.4810608143002919E-2,1.2728543951037279E-2,7.6304805264540221E-3,1.7395604394347813E-2,3.6636567079939026E-3,0,0,0,0,0,0,0,0,0,0]
[null,16032,"2022-05-31",0,0,0,0,0,0,0,0,0,0,0,0,0,0.33918504726659338,1.3666141054904009,8.7552760266536431,18.242729227465919,33.011124858652586,49.418299122996551,59.247071584711684,68.503556587995064,75.459930271006513,82.747676613509114,83.63914973879541,86.7877727691084,79.097891372982446,69.144120141351124,63.017464512998068,57.748704208160909,46.893558998430585,41.993107764793685,25.833602287314722,13.12613535122078,5.2217406541977258,1.2564156534776001,0.87361827762257738,0.43941336042957652,0.2197066802147882,0,0,0,0,0,0,0,0,0,0,null,16032,"2022-05-31",0,0,0,0,0,0,0,0,0,0,0,0,0,2.542174142056187,10.242701054024669,65.62033468423914,136.7282988926857,247.4166496788261,370.3875603812715,444.05369455105767,513.43056423123107,565.56822018613025,620.18949684639824,626.87104117066667,650.46980566588638,592.83454786708023,518.2315544718341,472.31259182534558,432.82350963971027,351.46476554757521,314.73614053608566,193.6214944031918,98.379696109586163,39.136672369850778,9.4167694351070068,6.5477231773551612,3.2933800931386328,1.6466900465693159,0,0,0,0,0,0,0,0,0,0,null,16032,"2022-05-31",0,0,0,0,0,0,0,0,0,0,0,0,0,3.3918504726659338E-3,1.3666141054904008E-2,8.7552760266536439E-2,0.1824272922746592,0.33011124858652585,0.49418299122996551,0.59247071584711686,0.68503556587995063,0.75459930271006515,0.82747676613509114,0.83639149738795404,0.86787772769108407,0.79097891372982443,0.69144120141351118,0.63017464512998067,0.57748704208160906,0.46893558998430585,0.41993107764793686,0.25833602287314722,0.1312613535122078,5.2217406541977256E-2,1.2564156534776001E-2,8.7361827762257732E-3,4.3941336042957651E-3,2.1970668021478821E-3,0,0,0,0,0,0,0,0,0,0]
[null,16080,"2022-06-01",0,0,0,0,0,0,0,0,0,0,0,0,0,1.2264663253932448,3.0256597578203537,15.528304562438649,27.243896747181079,41.806129130660523,55.007879650737969,66.062901166559371,77.24467349065192,78.934708680014026,86.247283729728323,88.972195226967827,91.649693799852585,83.384622403063887,82.214045256312346,72.568515905057993,67.720659649658018,55.525650386939098,43.483791599606775,26.40875013631679,13.054527936069867,5.6322438541164184,1.0622593593886338,1.8369491372753688,0.75186684563570516,0.37593342281785264,0,0,0,0,0,0,0,0,0,0,null,16080,"2022-06-01",0,0,0,0,0,0,0,0,0,0,0,0,0,9.1923007916878188,22.6771612162057,116.3838283754811,204.19157742262232,313.33474547860629,412.28117331343719,495.1379798380093,578.94477702363304,591.61150214074735,646.41886865952461,666.84193743421974,686.9096488272578,624.96337213702986,616.18995780837656,543.89722114203983,507.56279273430215,416.1618378288436,325.9087377050418,197.9321973701274,97.843002288195351,42.213372326038396,7.9615781926626363,13.767837452408241,5.6352025793817875,2.8176012896908942,0,0,0,0,0,0,0,0,0,0,null,16080,"2022-06-01",0,0,0,0,0,0,0,0,0,0,0,0,0,1.2264663253932448E-2,3.0256597578203537E-2,0.1552830456243865,0.27243896747181079,0.41806129130660524,0.55007879650737967,0.66062901166559374,0.77244673490651916,0.78934708680014021,0.8624728372972833,0.88972195226967832,0.91649693799852583,0.83384622403063891,0.82214045256312351,0.72568515905057995,0.6772065964965801,0.55525650386939096,0.43483791599606775,0.26408750136316789,0.13054527936069868,5.6322438541164185E-2,1.0622593593886339E-2,1.8369491372753687E-2,7.518668456357052E-3,3.7593342281785264E-3,0,0,0,0,0,0,0,0,0,0]
[null,16128,"2022-06-02",0,0,0,0,0,0,0,0,0,0,0,0,0,0.71249816435683699,1.4751391399817833,10.785046747823515,20.541134287801462,33.030333852898799,45.227483223479133,60.818672494797333,72.716476421926814,76.476010187673808,83.5074710422424,84.402268449161056,83.132775236180294,79.765006381004682,80.87804492333494,71.535163737697175,66.911992170583417,55.450958938623494,48.076636619701105,30.971725159609985,16.69848085546359,6.1833546375534159,1.3226258541823088,1.437679112409779,0.90288187460002856,0.45144093730001428,0,0,0,0,0,0,0,0,0,0,null,16128,"2022-06-02",0,0,0,0,0,0,0,0,0,0,0,0,0,5.3401363777301345,11.05609049637501,80.833359796177788,153.95472428921462,247.56062008336241,338.97761498501279,455.8327609558084,545.00617745677243,573.1836858772931,625.88411624536593,632.59057588614019,623.07579082835741,597.83453986802124,606.1767053739195,536.15230083770325,501.50187238597846,415.60202934061329,360.33187027721078,232.13145588268469,125.15423832647471,46.34391874709182,9.9130114172589092,10.77532955416457,6.7670523020885351,3.3835261510442676,0,0,0,0,0,0,0,0,0,0,null,16128,"2022-06-02",0,0,0,0,0,0,0,0,0,0,0,0,0,7.1249816435683703E-3,1.4751391399817832E-2,0.10785046747823514,0.20541134287801463,0.33030333852898802,0.45227483223479131,0.60818672494797332,0.72716476421926812,0.76476010187673804,0.83507471042242398,0.84402268449161055,0.8313277523618029,0.79765006381004688,0.80878044923334935,0.71535163737697172,0.66911992170583412,0.55450958938623496,0.48076636619701107,0.30971725159609986,0.16698480855463591,6.1833546375534162E-2,1.3226258541823089E-2,1.4376791124097789E-2,9.0288187460002851E-3,4.5144093730001425E-3,0,0,0,0,0,0,0,0,0,0]
[null,16176,"2022-06-03",0,0,0,0,0,0,0,0,0,0,0,0,0,0.94249456246393515,2.2376789972471975,11.701988328894904,20.422256706166596,27.331628076142493,37.369493317340741,50.858733216446574,60.864278895058845,65.991363854912194,70.974708197477071,70.219120786064494,69.34594559597015,67.695970100569866,63.024927837389995,53.97433570015955,46.979545150503533,40.063621208983783,{"$f":"$C$1*EF342","v":31.485847373694043},20.021871340411661,11.223214911217685,5.1939480139711396,1.2055441445575201,1.2071778944416194,1.0390806685207306,0.51954033426036528,0,0,0,0,0,0,0,0,0,0,null,16176,"2022-06-03",0,0,0,0,0,0,0,0,0,0,0,0,0,7.0639473202990999,16.771286738217942,87.705788860963963,153.06374304892191,204.8491191324685,280.08239271944382,381.18353837385871,456.1745785341227,494.60181143870278,531.95171595460897,526.28862792983978,519.74422567027273,507.37774585863139,472.36852905027882,404.53481560394209,352.10922724816118,300.27473998451694,235.9847749161558,150.0628757292022,84.117407202835437,38.928367988826679,9.0354901435043864,9.0477350132102128,7.7878551201216935,3.8939275600608467,0,0,0,0,0,0,0,0,0,0,null,16176,"2022-06-03",0,0,0,0,0,0,0,0,0,0,0,0,0,9.4249456246393512E-3,2.2376789972471976E-2,0.11701988328894905,0.20422256706166597,0.27331628076142495,0.37369493317340741,0.50858733216446572,0.60864278895058843,0.65991363854912199,0.70974708197477065,0.70219120786064493,0.69345945595970149,0.67695970100569869,0.63024927837389999,0.53974335700159548,0.46979545150503532,0.40063621208983785,0.31485847373694043,0.20021871340411662,0.11223214911217684,5.1939480139711391E-2,1.2055441445575202E-2,1.2071778944416193E-2,1.0390806685207307E-2,5.1954033426036533E-3,0,0,0,0,0,0,0,0,0,0]
[null,16224,"2022-06-04",0,0,0,0,0,0,0,0,0,0,0,0,0,0.51126385480848979,1.0373129521002955,6.5835926938424603,11.465754390371298,16.329253638779896,22.040604991310769,29.045336533961898,36.538682762959262,45.352388866512442,54.223231340463308,55.20275111350297,57.45454854433153,60.736645284689629,63.670183439116812,61.423611370582975,54.468691652133217,43.442344466707347,32.726262891740276,21.580538165236149,11.953657642542153,4.7614260073924788,1.1427580849444321,1.0285687017628578,0.82511161816469292,0.41255580908234657,0,0,0,0,0,0,0,0,0,0,null,16224,"2022-06-04",0,0,0,0,0,0,0,0,0,0,0,0,0,3.831895780595993,7.7746061782513687,49.343681990089735,85.935227880076184,122.3868997000791,165.19317857825661,217.69327415522011,273.85551118290039,339.9137762293692,406.4002753756796,413.74172470760431,430.61882836512962,455.217971317641,477.20468594736496,460.36674610621532,408.23998753945864,325.59809361749018,245.28162417526801,161.745001843197,89.592037168956736,35.686638231411095,8.5649119192687593,7.7090684805296048,6.1841683084565995,3.0920841542283002,0,0,0,0,0,0,0,0,0,0,null,16224,"2022-06-04",0,0,0,0,0,0,0,0,0,0,0,0,0,5.1126385480848979E-3,1.0373129521002954E-2,6.5835926938424605E-2,0.11465754390371298,0.16329253638779895,0.22040604991310769,0.29045336533961896,0.36538682762959263,0.45352388866512444,0.54223231340463307,0.55202751113502968,0.5745454854433153,0.60736645284689628,0.63670183439116812,0.61423611370582976,0.54468691652133217,0.4344234446670735,0.32726262891740276,0.21580538165236149,0.11953657642542152,4.7614260073924788E-2,1.1427580849444322E-2,1.0285687017628577E-2,8.2511161816469294E-3,4.1255580908234656E-3,0,0,0,0,0,0,0,0,0,0]
[null,16272,"2022-06-05",0,0,0,0,0,0,0,0,0,0,0,0,0,1.2388114707648614,2.0233655591443513,11.250110152024366,20.205758958324722,28.055276313728712,35.923727289182025,39.572115316733516,44.813072298864341,51.608783973035784,60.732858612178056,61.921548526200098,60.6573639076163,56.044718253983625,50.882500818787477,46.015645959008758,41.230480557339888,31.976945925342921,21.216112590672942,13.58057686470767,7.4695573674132483,3.075248368180274,0.86899608520779081,1.2063711807618955,0.73487378466504083,0.36743689233252042,0,0,0,0,0,0,0,0,0,0,null,16272,"2022-06-05",0,0,0,0,0,0,0,0,0,0,0,0,0,9.2848270088561762,15.165018758450559,84.318985622267888,151.4411037822079,210.27282472433171,269.246452155827,296.5909290971673,335.87162683715297,386.80512946107461,455.18959040574367,464.09875897523762,454.62376155407202,420.05222427189847,381.36167530700669,344.88485335575632,309.02028960916152,239.66553280705941,159.01365127269148,101.7857114217978,55.983940757619244,23.048825250376421,6.513080087598782,9.0416887364855647,5.5078404785399622,2.7539202392699811,0,0,0,0,0,0,0,0,0,0,null,16272,"2022-06-05",0,0,0,0,0,0,0,0,0,0,0,0,0,1.2388114707648614E-2,2.0233655591443512E-2,0.11250110152024366,0.20205758958324721,0.28055276313728711,0.35923727289182028,0.39572115316733519,0.44813072298864343,0.51608783973035788,0.60732858612178053,0.61921548526200099,0.60657363907616302,0.56044718253983627,0.50882500818787479,0.46015645959008755,0.41230480557339888,0.3197694592534292,0.21216112590672942,0.13580576864707669,7.4695573674132487E-2,3.075248368180274E-2,8.6899608520779083E-3,1.2063711807618956E-2,7.3487378466504088E-3,3.6743689233252044E-3,0,0,0,0,0,0,0,0,0,0]
[null,16320,"2022-06-06",0,0,0,0,0,0,0,0,0,0,0,0,0,0.3063356296717008,0.35792086330544148,2.1283945734597918,5.1556902413829997,8.4620546877893332,11.717559839019442,19.091423518504239,26.07685192693306,30.155639648477965,32.996862555509075,30.597927685089761,30.1770729846642,28.145339939572612,25.617679011191896,22.578977223128803,20.105518248793754,18.533543092509259,14.750306395560006,10.65854965461239,6.4835358765967133,2.8508219410559921,0.68711469824104709,1.1052514405906388,0.22589066000378616,0.11294533000189308,0,0,0,0,0,0,0,0,0,0,null,16320,"2022-06-06",0,0,0,0,0,0,0,0,0,0,0,0,0,2.2959694798391497,2.6825981007422111,15.952205712917049,38.641627989554856,63.42265612627471,87.822496512761631,143.08921809763089,195.44463769587412,226.0149377730998,247.30975446469512,229.32986341347319,226.17557950382979,210.94784687700411,192.0031607718862,169.22825022294842,150.68980492099752,138.90793356061229,110.5527729137364,79.885270716195919,48.593761391913553,21.366760948228752,5.1498886303269247,8.2838015867234436,1.693038650793701,0.84651932539685049,0,0,0,0,0,0,0,0,0,0,null,16320,"2022-06-06",0,0,0,0,0,0,0,0,0,0,0,0,0,3.0633562967170079E-3,3.5792086330544148E-3,2.1283945734597916E-2,5.1556902413829993E-2,8.4620546877893332E-2,0.11717559839019442,0.19091423518504239,0.26076851926933059,0.30155639648477967,0.32996862555509077,0.3059792768508976,0.30177072984664199,0.28145339939572611,0.25617679011191896,0.22578977223128802,0.20105518248793755,0.18533543092509258,0.14750306395560006,0.1065854965461239,6.4835358765967133E-2,2.8508219410559921E-2,6.8711469824104714E-3,1.1052514405906389E-2,2.2589066000378616E-3,1.1294533000189308E-3,0,0,0,0,0,0,0,0,0,0]
[null,16368,"2022-06-07",0,0,0,0,0,0,0,0,0,0,0,0,0,0.26656416972819758,0.51399471295162169,3.7720287134442207,7.1237023185130202,13.344638274422973,18.961734030296334,21.714553948777031,24.488232036432724,27.016544575286133,30.977351680310043,32.985694476096086,35.60511465689985,32.915169569763073,30.533331157903444,27.274485341774401,24.264110705120466,18.986564547685951,14.263860916215357,9.2949135343974376,5.5659712242522668,1.9058292561823214,0.42057640077928293,1.9868210498631147,0.53329488635207623,0.26664744317603806,0,0,0,0,0,0,0,0,0,0,null,16368,"2022-06-07",0,0,0,0,0,0,0,0,0,0,0,0,0,1.9978844732181771,3.8523634191698033,28.271157398263671,53.391775303100587,100.0173640604723,142.1172021845606,162.7494431129127,183.53801492540788,202.48758481684752,232.17362636027119,247.22605029516009,266.85846718524078,246.69746982059161,228.84571582971898,204.4208373350024,181.8582373003718,142.30330561025832,106.90688955574119,69.664889505642179,41.716662440610321,14.284090331472749,3.1521980683888979,14.891119577818719,3.9970172066855967,1.9985086033427979,0,0,0,0,0,0,0,0,0,0,null,16368,"2022-06-07",0,0,0,0,0,0,0,0,0,0,0,0,0,2.6656416972819755E-3,5.1399471295162169E-3,3.7720287134442206E-2,7.1237023185130199E-2,0.13344638274422974,0.18961734030296334,0.21714553948777032,0.24488232036432722,0.27016544575286133,0.30977351680310045,0.32985694476096084,0.3560511465689985,0.32915169569763075,0.30533331157903443,0.27274485341774402,0.24264110705120465,0.18986564547685952,0.14263860916215357,9.2949135343974379E-2,5.5659712242522669E-2,1.9058292561823214E-2,4.2057640077928296E-3,1.9868210498631148E-2,5.3329488635207624E-3,2.6664744317603803E-3,0,0,0,0,0,0,0,0,0,0]
[null,16416,"2022-06-08",0,0,0,0,0,0,0,0,0,0,0,0,0,0.7357855780873781,1.9340420767277018,11.726757682875583,21.906974626476309,33.729593870830385,46.545185670470346,60.035798996573305,71.441492848835878,75.73819955654109,82.810833286466931,82.83827272802327,80.68176757960299,75.663110340368419,73.701076431635812,65.882567137666328,61.834715581947975,49.68513840565037,37.847584944365764,23.859030136139086,13.481086649077936,5.2018406381162841,1.0405425754706394,0.85042197203787884,0.73159100055244131,0.36579550027622065,0,0,0,0,0,0,0,0,0,0,null,16416,"2022-06-08",0,0,0,0,0,0,0,0,0,0,0,0,0,5.5146743224250105,14.49554394195153,87.891433870119158,164.19162600153382,252.80153724785708,348.85372572356289,449.9651651412974,535.45024243788396,567.65383388848909,620.66285279821727,620.86850997372994,604.70561697563107,567.09104415102945,552.38570289612107,493.7863857483548,463.44795061167531,372.38750681144001,283.6656643923879,178.8221796786911,101.04003747302049,38.987522792897344,7.79881203604738,6.3738680834355721,5.4832361837685477,2.7416180918842739,0,0,0,0,0,0,0,0,0,0,null,16416,"2022-06-08",0,0,0,0,0,0,0,0,0,0,0,0,0,7.3578557808737805E-3,1.9340420767277017E-2,0.11726757682875583,0.21906974626476308,0.33729593870830388,0.46545185670470346,0.60035798996573309,0.71441492848835875,0.75738199556541086,0.82810833286466934,0.82838272728023266,0.80681767579602992,0.75663110340368422,0.73701076431635815,0.65882567137666326,0.61834715581947974,0.4968513840565037,0.37847584944365764,0.23859030136139087,0.13481086649077936,5.2018406381162841E-2,1.0405425754706394E-2,8.5042197203787882E-3,7.3159100055244126E-3,3.6579550027622063E-3,0,0,0,0,0,0,0,0,0,0]
[null,16464,"2022-06-09",0,0,0,0,0,0,0,0,0,0,0,0,0,1.2737705170132989,2.4610192933411499,14.973468949495686,27.597772460681806,41.66642016751716,55.41064840218727,65.99719421895594,77.849079092202572,79.530069892775614,87.176388841393518,90.338245567552704,93.452178610194991,84.677140750092533,83.13612535438962,73.585243306948982,68.885843152448132,57.066286958622349,49.723155689335535,33.170571368269734,18.016235628529017,7.5580535489654208,1.665943658835694,2.2114736241146873,0.92481333211083228,0.46240666605541614,0,0,0,0,0,0,0,0,0,0,null,16464,"2022-06-09",0,0,0,0,0,0,0,0,0,0,0,0,0,9.5468432272004726,18.445210545251101,112.22536455261429,206.84385733770992,312.28763412632611,415.29990398394909,494.64550971146036,583.47476531161408,596.07370320905136,653.38246274824337,677.08041309984185,700.41917795664767,634.65072936704019,623.10089978865278,551.51753970099946,516.29578198431273,427.7088281410696,372.67244435899551,248.61169290687042,135.03074124620701,56.647214997523506,12.486160359203121,16.574878840826049,6.9314274260241966,3.4657137130120983,0,0,0,0,0,0,0,0,0,0,null,16464,"2022-06-09",0,0,0,0,0,0,0,0,0,0,0,0,0,1.273770517013299E-2,2.4610192933411497E-2,0.14973468949495686,0.27597772460681808,0.4166642016751716,0.55410648402187268,0.65997194218955935,0.77849079092202567,0.79530069892775612,0.87176388841393515,0.903382455675527,0.93452178610194991,0.84677140750092539,0.83136125354389623,0.73585243306948978,0.68885843152448134,0.57066286958622348,0.49723155689335535,0.33170571368269736,0.18016235628529018,7.558053548965421E-2,1.6659436588356939E-2,2.2114736241146873E-2,9.2481333211083226E-3,4.6240666605541613E-3,0,0,0,0,0,0,0,0,0,0]
[null,16512,"2022-06-10",0,0,0,0,0,0,0,0,0,0,0,0,0,1.3025221943128764,2.7220677089359047,16.452929900923134,29.904925790265395,43.796372743801314,58.630664676352971,67.875532481382379,79.64488548565609,80.929657143956391,88.3173639014977,91.462151483586965,94.558388151226637,84.79016807467022,82.341600832924911,74.096309492610942,70.656134866285385,58.346217881263918,50.627765103003561,34.980965240861231,21.184374971637286,8.5935276508801692,1.9336959780378637,1.1408540211459781,1.1624731028673849,0.58123655143369246,0,0,0,0,0,0,0,0,0,0,null,16512,"2022-06-10",0,0,0,0,0,0,0,0,0,0,0,0,0,9.7623355407937691,20.40175473049085,123.3138467991344,224.13585055348489,328.25151698870854,439.43375709791087,508.72355648638836,596.93424005664474,606.56353626088026,661.93401098983816,685.50402900175573,708.71016045593262,635.49786323748265,617.14598016594425,555.3479539617083,529.56402554363501,437.30184328539599,379.45244447580478,262.18050004305798,158.77577948237209,64.408039090065358,14.492949950420961,8.5506410609503778,8.7126749447258103,4.3563374723629051,0,0,0,0,0,0,0,0,0,0,null,16512,"2022-06-10",0,0,0,0,0,0,0,0,0,0,0,0,0,1.3025221943128764E-2,2.7220677089359047E-2,0.16452929900923133,0.29904925790265396,0.43796372743801315,0.58630664676352973,0.67875532481382383,0.79644885485656092,0.80929657143956391,0.88317363901497703,0.91462151483586962,0.94558388151226636,0.84790168074670214,0.82341600832924911,0.74096309492610946,0.70656134866285392,0.58346217881263918,0.50627765103003564,0.34980965240861234,0.21184374971637288,8.5935276508801686E-2,1.9336959780378637E-2,1.1408540211459782E-2,1.1624731028673849E-2,5.8123655143369245E-3,0,0,0,0,0,0,0,0,0,0]
[null,16560,"2022-06-11",0,0,0,0,0,0,0,0,0,0,0,0,0,0.97629890505979144,2.2019168641801543,15.774239169461538,29.038422380545885,42.94183479904811,56.956116425353834,67.036834889677806,78.758627096171324,79.91872472341214,87.113846278960665,90.428535513899789,93.695335446993568,85.38630777452147,84.330125049198244,73.861212142198795,68.313458033032745,56.814945000241494,49.529261744548776,34.424645316005517,20.101155476100104,8.0260855229346486,1.8888971438387636,0.64470665746328781,1.1196859241037183,0.55984296205185913,0,0,0,0,0,0,0,0,0,0,null,16560,"2022-06-11",0,0,0,0,0,0,0,0,0,0,0,0,0,7.3173090953211277,16.50325142628288,118.22709535805811,217.64145293795232,321.84679990561733,426.88310577167618,502.43756201871247,590.29177990374274,598.98665078321972,652.91370952260434,677.75713151281718,702.24162569706255,639.96589902569906,632.04986488669181,553.58591164911206,512.00578553074899,425.82503334363156,371.21921941081331,258.0109113802439,150.6571061684468,60.155090098352794,14.15718503739488,4.8320425886181688,8.3919872836950589,4.1959936418475294,0,0,0,0,0,0,0,0,0,0,null,16560,"2022-06-11",0,0,0,0,0,0,0,0,0,0,0,0,0,9.7629890505979144E-3,2.2019168641801541E-2,0.15774239169461537,0.29038422380545886,0.42941834799048106,0.56956116425353831,0.67036834889677799,0.7875862709617133,0.79918724723412138,0.8711384627896066,0.90428535513899788,0.93695335446993566,0.85386307774521475,0.84330125049198246,0.73861212142198795,0.68313458033032748,0.5681494500024149,0.49529261744548775,0.34424645316005514,0.20101155476100102,8.0260855229346492E-2,1.8888971438387636E-2,6.4470665746328782E-3,1.1196859241037183E-2,5.5984296205185916E-3,0,0,0,0,0,0,0,0,0,0]
[null,16608,"2022-06-12",0,0,0,0,0,0,0,0,0,0,0,0,0,0.59471294588051693,1.1792024977061566,9.3836767924973188,19.539008391967393,30.732805620003585,39.78682975187813,49.908214796595651,55.959296475992105,60.096666989343284,64.457729536083633,65.674862008315387,66.212172488875552,64.513737190204196,62.196601117812364,56.11304663544405,48.730831031890297,37.510133649973938,26.827735132103815,17.633982333952822,10.287900512450303,4.453966014424223,1.0829667880931739,1.1753298801906189,0.85678554368677151,0.42839277184338564,0,0,0,0,0,0,0,0,0,0,null,16608,"2022-06-12",0,0,0,0,0,0,0,0,0,0,0,0,0,4.4573423420261005,8.838060881736018,70.330165470265769,146.44384325243379,230.340766462517,298.20020252873405,374.05945266322334,419.41199252545641,450.42136755512928,483.10730264441742,492.22964669613651,496.25676057083001,483.52707707495301,466.16026372533548,420.5643419077349,365.23502308995211,281.1364846372083,201.07246794155421,132.16577284910781,77.107274832906967,33.382241707627017,8.1167792848846592,8.8090358165410443,6.4215627192318889,3.210781359615944,0,0,0,0,0,0,0,0,0,0,null,16608,"2022-06-12",0,0,0,0,0,0,0,0,0,0,0,0,0,5.9471294588051699E-3,1.1792024977061565E-2,9.3836767924973197E-2,0.19539008391967394,0.30732805620003584,0.39786829751878133,0.49908214796595651,0.55959296475992104,0.60096666989343284,0.6445772953608363,0.65674862008315382,0.66212172488875554,0.6451373719020419,0.62196601117812367,0.56113046635444053,0.48730831031890298,0.37510133649973937,0.26827735132103814,0.17633982333952822,0.10287900512450303,4.4539660144242231E-2,1.082966788093174E-2,1.175329880190619E-2,8.5678554368677148E-3,4.2839277184338566E-3,0,0,0,0,0,0,0,0,0,0]
[null,16656,"2022-06-13",0,0,0,0,0,0,0,0,0,0,0,0,0,0.7908189654973472,1.7985337423925238,13.578416976890697,26.226119114026368,41.171475329315086,55.531808946290404,66.090489200159922,77.829433516421346,79.103997267959102,86.342383789346357,89.609061956377332,92.828274919471653,84.272977111795569,82.903406122752017,73.237459341179701,68.409413916605473,56.621103096624537,48.180251497227303,32.004625720080469,17.464557789173519,7.2508315323518255,1.826301931578278,1.109469429235832,1.0176425364321644,0.5088212682160822,0,0,0,0,0,0,0,0,0,0,null,16656,"2022-06-13",0,0,0,0,0,0,0,0,0,0,0,0,0,5.9271466750562327,13.479916082303479,101.7695231758763,196.56338743541622,308.57804851940949,416.2079959082206,495.344750703101,583.32752275136772,592.88031122973098,647.13163861921839,671.61522017320851,695.7430525128168,631.62154409275433,621.35668135156072,548.91091711570164,512.72496984610302,424.37219844128799,361.10845835060064,239.87299141706089,130.8959447707814,54.344602094037889,13.68803720405878,8.3154151904235754,7.6271774443552189,3.8135887221776099,0,0,0,0,0,0,0,0,0,0,null,16656,"2022-06-13",0,0,0,0,0,0,0,0,0,0,0,0,0,7.9081896549734725E-3,1.7985337423925239E-2,0.13578416976890698,0.26226119114026369,0.41171475329315088,0.55531808946290406,0.66090489200159919,0.77829433516421342,0.79103997267959103,0.86342383789346355,0.89609061956377334,0.92828274919471654,0.84272977111795566,0.8290340612275201,0.732374593411797,0.68409413916605477,0.56621103096624537,0.48180251497227305,0.32004625720080471,0.17464557789173518,7.2508315323518258E-2,1.826301931578278E-2,1.109469429235832E-2,1.0176425364321645E-2,5.0882126821608226E-3,0,0,0,0,0,0,0,0,0,0]
[null,16704,"2022-06-14",{"$f":"$C$1*DB353","v":0},0,0,0,0,0,0,0,0,0,0,0,0,0.57716930469874395,1.431560758617253,10.867585753717718,21.882470998494739,35.834294915162346,49.413033314325972,60.913029417935128,69.196984489703055,73.026328364873791,77.748482218187377,78.038796956679974,77.465319517658372,72.760281699913278,67.747492813856582,62.69017410728641,58.911693966763892,48.91551218907248,38.116384859571532,25.878679659322913,14.388906593383227,5.5760870150440844,1.1611136788387095,1.3603516073935851,0.90053738396955674,0.45026869198477842,0,0,0,0,0,0,0,0,0,0,null,16704,"2022-06-14",0,0,0,0,0,0,0,0,0,0,0,0,0,4.3258536713749987,10.72947281334225,81.451985316925899,164.007972594807,268.57616120247366,370.34809342142984,456.53996114655371,518.62776999047196,547.32850152021081,582.72079701627206,584.89669075687561,580.59850742514561,545.33449571808796,507.76390589281215,469.85956739797666,441.54005689208049,366.6191986781659,285.6803056607157,193.95934694249021,107.8441003485926,41.792479762112691,8.702486132920459,10.19576395920077,6.7494804677606091,3.374740233880305,0,0,0,0,0,0,0,0,0,0,null,16704,"2022-06-14",0,0,0,0,0,0,0,0,0,0,0,0,0,5.7716930469874396E-3,1.431560758617253E-2,0.10867585753717718,0.21882470998494741,0.35834294915162346,0.49413033314325971,0.60913029417935127,0.69196984489703062,0.73026328364873794,0.77748482218187376,0.78038796956679979,0.77465319517658371,0.72760281699913276,0.6774749281385658,0.62690174107286412,0.58911693966763889,0.4891551218907248,0.38116384859571534,0.25878679659322912,0.14388906593383227,5.5760870150440844E-2,1.1611136788387095E-2,1.3603516073935852E-2,9.0053738396955671E-3,4.5026869198477844E-3,0,0,0,0,0,0,0,0,0,0]
[null,16752,"2022-06-15",0,0,0,0,0,0,0,0,0,0,0,0,0,0.47554241703172218,1.1203099988129503,9.0834961279572628,18.17886387659123,28.946485749764868,39.75954256715665,47.696402131793086,53.641340176626414,57.954180927993889,60.815289015960907,62.006061866501341,63.627240965978807,59.597394436016337,55.251700187753272,48.23137945248881,44.475015324687796,39.852981806963491,33.107030797448495,20.326072142631517,11.093804799072602,4.3175305034353659,0.75374116847237693,1.4583250764503919,0.93705440461125145,0.46852720230562583,0,0,0,0,0,0,0,0,0,0,null,16752,"2022-06-15",0,0,0,0,0,0,0,0,0,0,0,0,0,3.5641654777274452,8.396664690913644,68.080327131315684,136.24963143704349,216.9523927114985,297.99568651021406,357.48203273022125,402.03903161768329,434.36354687945152,455.80740195936244,464.73218202883032,476.88283436314231,446.67934595030141,414.10859545217136,361.49165969408392,333.3379075437494,298.69600871251811,248.13545966069699,152.34284478924229,83.147485198705226,32.359664707581715,5.6492505307512575,10.93006997195373,7.0231736224806154,3.5115868112403081,0,0,0,0,0,0,0,0,0,0,null,16752,"2022-06-15",0,0,0,0,0,0,0,0,0,0,0,0,0,4.7554241703172215E-3,1.1203099988129503E-2,9.0834961279572621E-2,0.18178863876591231,0.28946485749764866,0.39759542567156647,0.47696402131793086,0.53641340176626418,0.57954180927993892,0.60815289015960905,0.62006061866501339,0.63627240965978804,0.59597394436016338,0.55251700187753272,0.4823137945248881,0.44475015324687794,0.39852981806963489,0.33107030797448495,0.20326072142631518,0.11093804799072603,4.3175305034353656E-2,7.5374116847237698E-3,1.4583250764503919E-2,9.3705440461125146E-3,4.6852720230562582E-3,0,0,0,0,0,0,0,0,0,0]
[null,16800,"2022-06-16",0,0,0,0,0,0,0,0,0,0,0,0,0,0.28319327583740567,0.57818282538987709,6.3184732432463253,12.16735354529628,21.607416905907311,30.84573241080696,38.620050859297223,46.266124832684326,53.425513377814667,60.214598921546703,62.41544353090093,64.785014755064225,65.250375582832007,66.45398276444952,63.95168929964067,56.942996763286459,46.464536851750125,35.279737138237699,24.722941162101883,14.026803247783365,4.9284793166552463,1.1472137415486663,0.99837348732808795,0.94275305669936449,0.47137652834968213,0,0,0,0,0,0,0,0,0,0,null,16800,"2022-06-16",0,0,0,0,0,0,0,0,0,0,0,0,0,2.1225187514595492,4.3334499558049915,47.356625611003835,91.193676753669635,161.946456594979,231.18714683759319,289.4552559159053,346.76217937858928,400.42142107876487,451.30526120252409,467.8004761351167,485.56028819750912,489.04814319763614,498.06911590548145,479.31455760953924,426.78477459248961,348.24926705656048,264.41977974599411,185.2971475139143,105.13015476238729,36.938694023891046,8.5983068318583555,7.4827569318085887,7.0658847210379427,3.5329423605189709,0,0,0,0,0,0,0,0,0,0,null,16800,"2022-06-16",0,0,0,0,0,0,0,0,0,0,0,0,0,2.8319327583740568E-3,5.7818282538987711E-3,6.3184732432463253E-2,0.12167353545296279,0.21607416905907309,0.30845732410806959,0.38620050859297222,0.4626612483268433,0.53425513377814671,0.60214598921546703,0.62415443530900927,0.6478501475506423,0.6525037558283201,0.66453982764449515,0.63951689299640668,0.56942996763286458,0.46464536851750127,0.35279737138237699,0.24722941162101883,0.14026803247783365,4.9284793166552467E-2,1.1472137415486663E-2,9.9837348732808792E-3,9.4275305669936447E-3,4.7137652834968215E-3,0,0,0,0,0,0,0,0,0,0]
[null,16848,"2022-06-17",0,0,0,0,0,0,0,0,0,0,0,0,0,0.3656916184552198,0.8737527331893773,6.4535822154966258,12.616551377204985,21.546692043144052,30.229893070595399,37.957165651942567,45.888011767882524,52.331079823549587,55.151202403789533,53.843963068595222,55.432103327406281,53.095639216085289,53.369841701588271,48.83840685667964,43.594578670136144,34.652558837019043,27.042051920168259,19.467799280381062,10.970698587087389,4.2542539222814071,0.85647933614637406,0.72770846710711723,0.71913730255695463,0.35956865127847731,0,0,0,0,0,0,0,0,0,0,null,16848,"2022-06-17",0,0,0,0,0,0,0,0,0,0,0,0,0,2.74083950308354,6.5487309147773409,48.369260272768678,94.560390947436773,161.49132693304162,226.57146327794538,284.4869660491529,343.92824178653132,392.2186989827506,413.35536983156862,403.55767956724009,415.46070752334754,397.94903153553781,400.00416478492701,366.04129825536319,326.73908098887341,259.71911126822471,202.6787610291081,145.91013469537208,82.224810595690315,31.885410050120708,6.4192677097744433,5.4541367991998246,5.3898963703768938,2.6949481851884469,0,0,0,0,0,0,0,0,0,0,null,16848,"2022-06-17",0,0,0,0,0,0,0,0,0,0,0,0,0,3.6569161845521978E-3,8.737527331893773E-3,6.4535822154966255E-2,0.12616551377204985,0.21546692043144053,0.30229893070595398,0.3795716565194257,0.45888011767882525,0.52331079823549587,0.55151202403789534,0.53843963068595224,0.55432103327406279,0.53095639216085289,0.53369841701588272,0.48838406856679639,0.43594578670136147,0.34652558837019043,0.27042051920168259,0.19467799280381062,0.10970698587087389,4.254253922281407E-2,8.5647933614637402E-3,7.2770846710711722E-3,7.1913730255695465E-3,3.5956865127847733E-3,0,0,0,0,0,0,0,0,0,0]
[null,16896,"2022-06-18",0,0,0,0,0,0,0,0,0,0,0,0,0,0.72041082779968568,1.521963219714717,11.561296053236383,22.084610882005514,33.599871527817228,44.675359289093549,53.703305235606315,62.493374561275608,71.072673348853712,78.923340103475681,80.319496470480672,{"$f":"$C$1*DZ357","v":79.862303959772589},76.44573688783349,74.962749274032333,64.811477889725992,56.78618441026898,48.585913537971223,38.489721365317251,26.168172442005798,14.822996400100816,5.863700533733966,1.2962570234570574,0.99448928743251641,0.95917791623663684,0.47958895811831842,0,0,0,0,0,0,0,0,0,0,null,16896,"2022-06-18",0,0,0,0,0,0,0,0,0,0,0,0,0,5.3994413752862105,11.407034518471249,86.651307632948559,165.52300042130031,251.8292750897443,334.83947505073041,402.50345648522728,468.38456512099293,532.68595962678523,591.5262952557722,601.99041401062266,598.56378011850325,572.9567890825524,561.84187468648315,485.75862800404553,425.60947423002199,364.1488740726486,288.47844319313594,196.12908016740411,111.09758068583241,43.948128001949541,9.715378413781302,7.4536450572826523,7.1889881819335537,3.5944940909667769,0,0,0,0,0,0,0,0,0,0,null,16896,"2022-06-18",0,0,0,0,0,0,0,0,0,0,0,0,0,7.2041082779968563E-3,1.521963219714717E-2,0.11561296053236382,0.22084610882005515,0.33599871527817227,0.44675359289093552,0.53703305235606313,0.62493374561275605,0.7107267334885371,0.78923340103475681,0.80319496470480678,0.79862303959772596,0.76445736887833493,0.74962749274032336,0.64811477889725999,0.56786184410268981,0.4858591353797122,0.38489721365317253,0.26168172442005799,0.14822996400100816,5.8637005337339662E-2,1.2962570234570574E-2,9.9448928743251647E-3,9.5917791623663685E-3,4.7958895811831843E-3,0,0,0,0,0,0,0,0,0,0]
[null,16944,"2022-06-19",0,0,0,0,0,0,0,0,0,0,0,0,0,0.50776416644220157,1.4596562555470725,12.237394991846401,22.997262213244792,35.493587656704491,48.436305368248831,59.939726633129688,69.565322360184339,75.061810466274565,82.00429276446684,81.433513702074151,79.777148501343518,74.491003934510019,70.467305800605786,64.481014920053056,57.409079571316909,42.728153895246685,31.545376497612793,22.892778968911205,14.734262544643931,6.1503517231125855,1.4579371560499585,0.82737631020346014,1.1191165730423076,0.55955828652115391,0,0,0,0,0,0,0,0,0,0,null,16944,"2022-06-19",0,0,0,0,0,0,0,0,0,0,0,0,0,3.8056657998178602,10.940047089474971,91.718633722518504,172.36327428857982,266.02257816736528,363.02756868618303,449.24510781541937,521.38844301371864,562.58433312746945,614.61787388162725,610.33991474122547,597.92554442321568,558.30616810556614,528.14876159875359,483.28182537615919,430.27804079682403,320.24527273726841,236.43094257815937,171.58017785150659,110.4325250924762,46.096563634064005,10.927162528895419,6.2011420565244189,8.3877200273471306,4.1938600136735662,0,0,0,0,0,0,0,0,0,0,null,16944,"2022-06-19",0,0,0,0,0,0,0,0,0,0,0,0,0,5.0776416644220156E-3,1.4596562555470724E-2,0.12237394991846401,0.2299726221324479,0.35493587656704495,0.48436305368248833,0.59939726633129686,0.69565322360184334,0.75061810466274559,0.82004292764466835,0.81433513702074156,0.7977714850134352,0.74491003934510025,0.70467305800605784,0.64481014920053059,0.57409079571316912,0.42728153895246684,0.31545376497612793,0.22892778968911204,0.14734262544643931,6.1503517231125855E-2,1.4579371560499585E-2,8.2737631020346012E-3,1.1191165730423076E-2,5.5955828652115387E-3,0,0,0,0,0,0,0,0,0,0]
[null,16992,"2022-06-20",0,0,0,0,0,0,0,0,0,0,0,0,0,0.36825088724707244,0.61603921516956184,5.8884838777428126,11.889455004273817,20.252397429121327,32.304158732790441,44.022494005967673,54.71957087439673,55.780769363793716,55.862808095539116,59.578622395982485,65.670375508757019,68.37955870873239,63.947669320142239,58.080230382327002,47.92417555514217,40.422681799110762,32.569859218125011,21.467476318963691,12.515961496511252,4.3597456962107577,1.0369050724404953,0.68559045643241334,0.75709604153242371,0.3785480207662118,0,0,0,0,0,0,0,0,0,0,null,16992,"2022-06-20",0,0,0,0,0,0,0,0,0,0,0,0,0,2.7600210884678322,4.6171816119763607,44.133877865632222,89.110841761986833,151.79065667505989,242.11797563950799,329.9462839906177,410.12031415396348,418.07394118167178,418.68881717390951,446.53865049467248,492.19602061722316,512.50120662873155,479.28442807401029,435.30828092951731,359.18918259355399,302.96588027801818,244.10938684348841,160.89760923446249,93.80647506667232,32.676065363625874,7.7715491415907891,5.1384645179039961,5.6743951284033711,2.8371975642016851,0,0,0,0,0,0,0,0,0,0,null,16992,"2022-06-20",0,0,0,0,0,0,0,0,0,0,0,0,0,3.6825088724707247E-3,6.1603921516956185E-3,5.8884838777428124E-2,0.11889455004273816,0.20252397429121327,0.32304158732790439,0.44022494005967672,0.54719570874396728,0.55780769363793714,0.55862808095539118,0.59578622395982483,0.65670375508757017,0.68379558708732391,0.63947669320142242,0.58080230382327003,0.47924175555142173,0.40422681799110766,0.32569859218125008,0.21467476318963691,0.12515961496511252,4.3597456962107574E-2,1.0369050724404954E-2,6.8559045643241329E-3,7.5709604153242375E-3,3.7854802076621179E-3,0,0,0,0,0,0,0,0,0,0]
[null,17040,"2022-06-21",0,0,0,0,0,0,0,0,0,0,0,0,0,0.51172424565802965,0.96618808253868083,8.5267724538455933,16.076875208968993,25.449157680757168,34.743459707514624,47.22150518395533,55.633923685908115,63.509188929585449,70.968344373744443,74.964731682693966,74.624928080249347,71.77416046436808,66.646299116943482,55.85868654780279,44.807312585082407,38.969554033830363,29.450914578503607,19.512912662716385,10.00602339594451,3.2427795984953369,0.61691036944169231,1.0680304649797123,0.82167306430719222,0.41083653215359628,0,0,0,0,0,0,0,0,0,0,null,17040,"2022-06-21",0,0,0,0,0,0,0,0,0,0,0,0,0,3.8353463858699319,7.2415290107471622,63.907712389001269,120.4953366036265,190.74010223770691,260.40040852565551,353.92270501025354,416.97334052665508,475.9980405411423,531.90401942945823,561.85673273544251,559.30992255476474,537.94356877087159,499.51051688215961,418.65792638976393,335.8284580844026,292.07476388073121,220.73306033013739,146.2482571301839,74.994620626617134,24.304463036080662,4.6237108675617673,8.0048323264251557,6.1583965276158743,3.079198263807938,0,0,0,0,0,0,0,0,0,0,null,17040,"2022-06-21",0,0,0,0,0,0,0,0,0,0,0,0,0,5.1172424565802963E-3,9.6618808253868087E-3,8.5267724538455936E-2,0.16076875208968994,0.25449157680757167,0.34743459707514623,0.47221505183955331,0.55633923685908115,0.63509188929585447,0.70968344373744441,0.74964731682693964,0.74624928080249353,0.71774160464368075,0.66646299116943475,0.55858686547802794,0.44807312585082409,0.38969554033830361,0.29450914578503606,0.19512912662716383,0.10006023395944511,3.2427795984953371E-2,6.1691036944169228E-3,1.0680304649797124E-2,8.2167306430719223E-3,4.1083653215359629E-3,0,0,0,0,0,0,0,0,0,0]
[null,17088,"2022-06-22",0,0,0,0,0,0,0,0,0,0,0,0,0,0.41246585945769187,0.93098286414775666,9.0105413212604848,19.105639679869945,29.4064858314742,39.482300278031822,56.179921744780117,65.797525932159544,71.230063888836654,79.597849480772425,81.496118227950205,85.604476519442827,76.327773798531794,73.275864841938144,66.097436624320167,63.195086104030139,50.618174386520167,38.141143331476961,26.344440703520306,15.481419136446913,5.6086603834135005,1.2248155775680265,1.6468523160918895,0.94505496257673083,0.47252748128836541,0,0,0,0,0,0,0,0,0,0,null,17088,"2022-06-22",0,0,0,0,0,0,0,0,0,0,0,0,0,3.0914099865085629,6.9776677451044442,67.533534680947184,143.195767481557,220.40006920104042,295.91777009208954,421.0655673452103,493.14900637272831,533.86559347023831,596.58170766665739,610.8091323796217,641.60106232789497,572.07266191433996,549.19876432986291,495.3968212828521,473.64385633547511,379.38056255870862,285.86586910928759,197.45020154376942,116.03242456639221,42.036615449861081,9.1799285233046923,12.343071746507631,7.083137384874532,3.541568692437266,0,0,0,0,0,0,0,0,0,0,null,17088,"2022-06-22",0,0,0,0,0,0,0,0,0,0,0,0,0,4.1246585945769187E-3,9.3098286414775664E-3,9.0105413212604846E-2,0.19105639679869946,0.29406485831474199,0.39482300278031823,0.56179921744780115,0.6579752593215954,0.71230063888836648,0.79597849480772431,0.81496118227950198,0.85604476519442829,0.76327773798531795,0.73275864841938143,0.66097436624320161,0.6319508610403014,0.50618174386520165,0.38141143331476962,0.26344440703520305,0.15481419136446914,5.6086603834135003E-2,1.2248155775680265E-2,1.6468523160918895E-2,9.4505496257673086E-3,4.7252748128836543E-3,0,0,0,0,0,0,0,0,0,0]
[null,17136,"2022-06-23",0,0,0,0,0,0,0,0,0,0,0,0,0,0.42912549091040181,1.1812646485648437,11.407735728234087,22.940722767855782,35.361356766348152,47.873988187278378,56.690391670068443,65.296882263947708,73.794519964575215,80.867954196918674,84.117455843403974,87.322501757149041,80.065574993764727,79.56817966938182,69.85526155824617,64.785614723882901,52.266494368714191,41.668423340947811,27.21014974056235,15.256720229908606,5.8489283279893955,1.2878303271640585,0.74050451987710841,1.091235311276654,0.54561765563832698,0,0,0,0,0,0,0,0,0,0,null,17136,"2022-06-23",0,0,0,0,0,0,0,0,0,0,0,0,0,3.2162730505987009,8.8535165942806024,85.50038104991512,171.93951411037489,265.0315145784661,358.81303090329118,424.89151266568717,489.39670833374089,553.08605727522854,606.10107590859752,630.45592034185199,654.47757138952193,600.08728585853567,596.35933398619966,523.56152209848733,485.56478493234209,391.73463438568581,312.30264780614044,203.93864537774209,114.3483180453255,43.8374110945634,9.6522207669697515,5.5500425436729586,8.1787514325351225,4.0893757162675612,0,0,0,0,0,0,0,0,0,0,null,17136,"2022-06-23",0,0,0,0,0,0,0,0,0,0,0,0,0,4.2912549091040182E-3,1.1812646485648438E-2,0.11407735728234088,0.22940722767855781,0.35361356766348151,0.47873988187278377,0.56690391670068441,0.65296882263947709,0.73794519964575211,0.80867954196918668,0.84117455843403977,0.8732250175714904,0.80065574993764732,0.79568179669381822,0.69855261558246173,0.64785614723882901,0.52266494368714189,0.41668423340947813,0.2721014974056235,0.15256720229908605,5.8489283279893958E-2,1.2878303271640586E-2,7.4050451987710837E-3,1.0912353112766539E-2,5.4561765563832694E-3,0,0,0,0,0,0,0,0,0,0]
[null,17184,"2022-06-24",0,0,0,0,0,0,0,0,0,0,0,0,0,0.37729654869493817,1.1517921137631677,10.136584031272456,20.340574162125364,31.302278115493724,39.054348619934906,45.900114817723974,55.386866735960119,59.27792826971244,63.793247841729375,68.241912427955086,74.65881034112391,77.547395425370269,78.753616822349713,70.094843620144275,66.031807161604334,54.529196659344173,46.870337043159196,31.580283695927324,17.909381620384032,7.0992670150617538,1.5763327647328547,0.95092429402474221,1.2988685384458154,0.6494342692229077,0,0,0,0,0,0,0,0,0,0,null,17184,"2022-06-24",0,0,0,0,0,0,0,0,0,0,0,0,0,2.8278178466559507,8.6326214915115749,75.973165741668311,152.45153666484808,234.60893295250199,292.71029485687097,344.01895351039678,415.12166164271122,444.28496378698264,478.12704719132438,511.46955497261581,559.56386832319947,581.21366204930268,590.25422816419359,525.35717708848802,494.90493190147237,408.6934693955609,351.29071821059898,236.69257019895801,134.22987605869261,53.208633985145376,11.814531407188261,7.1271277162837006,9.7349515816715559,4.867475790835778,0,0,0,0,0,0,0,0,0,0,null,17184,"2022-06-24",0,0,0,0,0,0,0,0,0,0,0,0,0,3.7729654869493819E-3,1.1517921137631677E-2,0.10136584031272455,0.20340574162125363,0.31302278115493726,0.39054348619934909,0.45900114817723975,0.55386866735960116,0.59277928269712443,0.63793247841729372,0.68241912427955087,0.74658810341123905,0.77547395425370269,0.78753616822349715,0.70094843620144276,0.66031807161604328,0.5452919665934417,0.46870337043159194,0.31580283695927325,0.17909381620384032,7.099267015061754E-2,1.5763327647328546E-2,9.5092429402474227E-3,1.2988685384458154E-2,6.4943426922290772E-3,0,0,0,0,0,0,0,0,0,0]
[null,17232,"2022-06-25",0,0,0,0,0,0,0,0,0,0,0,0,0,0.43334308334699578,1.0939281040889881,10.045856941180086,20.041402381012769,33.456487217408878,46.860370812990631,54.989570332528302,63.565735630513743,69.070818788843667,73.914067307867768,77.190476347529099,77.659011659682093,68.669596195324019,59.845083314254502,57.50859707018293,53.765196094207354,49.237612022510056,40.240240739657246,26.827443448830994,16.467973323101585,6.2864802623428657,1.1926655109873312,0.52159890698751454,1.3403117311794042,0.67015586558970175,0,0,0,0,0,0,0,0,0,0,null,17232,"2022-06-25",0,0,0,0,0,0,0,0,0,0,0,0,0,3.2478836847361601,8.1989337734507881,75.293170959246368,150.20925985427999,250.75461720245201,351.21602183812479,412.14394593361499,476.42185509923365,517.68216467878779,553.98205834402268,578.53857227808055,582.05021987220152,514.67502238087661,448.53576110364116,431.02391923202651,402.9673252248229,369.0333200385395,301.59849410480768,201.0702817907206,123.42659645946961,47.11683989687667,8.9389654602643898,3.9093564546971939,10.04556613788686,5.0227830689434274,0,0,0,0,0,0,0,0,0,0,null,17232,"2022-06-25",0,0,0,0,0,0,0,0,0,0,0,0,0,4.3334308334699581E-3,1.093928104088988E-2,0.10045856941180085,0.20041402381012771,0.33456487217408881,0.46860370812990632,0.54989570332528304,0.63565735630513742,0.69070818788843669,0.7391406730786777,0.77190476347529102,0.77659011659682087,0.68669596195324012,0.59845083314254499,0.57508597070182932,0.53765196094207357,0.49237612022510058,0.40240240739657246,0.26827443448830995,0.16467973323101584,6.2864802623428653E-2,1.1926655109873311E-2,5.2159890698751455E-3,1.3403117311794041E-2,6.7015586558970171E-3,0,0,0,0,0,0,0,0,0,0]
[null,17280,"2022-06-26",0,0,0,0,0,0,0,0,0,0,0,0,0,0.30463311536629495,0.89431622021043622,7.8575451134082011,14.651139610869347,24.12508620136963,33.844461460001192,41.82572237490119,47.427815767990737,47.276708500432413,48.641509964156604,47.32913762160026,45.53562189704062,40.56106744580098,37.977230322663189,35.466136553375314,33.366413763863548,26.12183047276293,20.989042991471337,12.832701856908841,5.7237259889921832,2.1000640895214806,0.62033431797488126,1.2349822826994168,0.74749765713903238,0.37374882856951613,0,0,0,0,0,0,0,0,0,0,null,17280,"2022-06-26",0,0,0,0,0,0,0,0,0,0,0,0,0,2.283209224401705,6.7028531716301201,58.891888567381606,109.8095230628864,180.81625593534488,253.6624638049197,313.48159581670058,355.46899201846321,354.33645097233153,364.56556637137521,354.7294044860484,341.2870981842525,304.00307344287802,284.6373497039923,265.81683358747671,250.07952139167273,195.78174953814857,157.3117765344349,96.180427457667392,42.899026129516578,15.73987022147864,4.6493731822626945,9.2561274451121633,5.6024557407238884,2.8012278703619438,0,0,0,0,0,0,0,0,0,0,null,17280,"2022-06-26",0,0,0,0,0,0,0,0,0,0,0,0,0,3.0463311536629493E-3,8.9431622021043621E-3,7.8575451134082014E-2,0.14651139610869346,0.2412508620136963,0.33844461460001191,0.41825722374901192,0.47427815767990733,0.47276708500432413,0.48641509964156604,0.47329137621600259,0.45535621897040623,0.4056106744580098,0.37977230322663186,0.35466136553375316,0.33366413763863545,0.2612183047276293,0.20989042991471338,0.1283270185690884,5.7237259889921836E-2,2.1000640895214806E-2,6.2033431797488122E-3,1.2349822826994167E-2,7.4749765713903234E-3,3.7374882856951613E-3,0,0,0,0,0,0,0,0,0,0]
[null,17328,"2022-06-27",0,0,0,0,0,0,0,0,0,0,0,0,0,0.23552781054996799,0.71217223854909772,7.4382588601729482,14.409936948423827,21.037050715090068,29.121012268551748,39.174186730889517,47.153843003874833,51.627595599210949,54.770506492243832,56.681247573751079,62.11495937982977,59.665788521883286,56.954474630040522,55.697623232025386,51.434792403768,36.80844352063697,24.204689895816415,15.438372980887147,8.0131469765056842,2.9271536394765438,0.56541785598363437,1.5036551256279258,0.93020993915999239,0.4651049695799962,0,0,0,0,0,0,0,0,0,0,null,17328,"2022-06-27",0,0,0,0,0,0,0,0,0,0,0,0,0,1.765268588755412,5.3376935808930073,55.749360087178566,108.0017217567688,157.67159190538371,218.26045981745901,293.60847521404401,353.41558051882339,386.94612161275671,410.50207393861223,424.82297814331423,465.54836318053123,447.1919560372192,426.87080060190033,417.45076528433538,385.50107177370643,275.87735391516782,181.41288145072528,115.70979588785569,60.058116371378162,21.93886302497932,4.2377771795131087,11.26981631338572,6.9718747128541194,3.4859373564270597,0,0,0,0,0,0,0,0,0,0,null,17328,"2022-06-27",0,0,0,0,0,0,0,0,0,0,0,0,0,2.3552781054996799E-3,7.1217223854909773E-3,7.4382588601729485E-2,0.14409936948423827,0.21037050715090069,0.29121012268551749,0.39174186730889515,0.47153843003874835,0.51627595599210951,0.54770506492243831,0.56681247573751081,0.62114959379829771,0.5966578852188329,0.56954474630040519,0.55697623232025384,0.51434792403768004,0.36808443520636969,0.24204689895816414,0.15438372980887147,8.0131469765056848E-2,2.9271536394765436E-2,5.6541785598363441E-3,1.5036551256279259E-2,9.3020993915999238E-3,4.6510496957999619E-3,0,0,0,0,0,0,0,0,0,0]
[null,17376,"2022-06-28",0,0,0,0,0,0,0,0,0,0,0,0,0,0.31696882694094647,0.97091048138831582,7.7201059349432635,14.88052502400175,23.366196353268489,32.745252683905356,42.532198476449047,53.277366108862481,58.375887198712718,62.72798245797896,65.979128032195874,69.821154237347045,64.486609260334177,59.434121509418333,57.128999784421595,51.014738807867843,43.346243799400284,32.971937176576965,22.354575430254407,12.80389699329506,5.2015545294769945,1.2455579688668419,0.76798605958512245,1.1441773724429312,0.57208868622146558,0,0,0,0,0,0,0,0,0,0,null,17376,"2022-06-28",0,0,0,0,0,0,0,0,0,0,0,0,0,2.3756647357565268,7.2769231424778047,57.861789132236424,111.5287547051107,175.128416320778,245.42395167170139,318.77659714948044,399.31106506696079,437.52421326378573,470.14293900370916,494.51010458910287,523.30588951697075,483.32375466319326,445.4556239276468,428.17885748171091,382.35279210047008,324.87782415563993,247.122940056711,167.5463705532118,95.964536515438297,38.985378423649692,9.3353916583373362,5.7560152426247875,8.5755494046411371,4.2877747023205686,0,0,0,0,0,0,0,0,0,0,null,17376,"2022-06-28",0,0,0,0,0,0,0,0,0,0,0,0,0,3.1696882694094647E-3,9.7091048138831584E-3,7.7201059349432638E-2,0.14880525024001751,0.2336619635326849,0.32745252683905357,0.42532198476449046,0.53277366108862478,0.58375887198712717,0.62727982457978959,0.65979128032195877,0.69821154237347038,0.64486609260334171,0.59434121509418336,0.57128999784421597,0.51014738807867843,0.43346243799400286,0.32971937176576965,0.22354575430254406,0.12803896993295061,5.2015545294769941E-2,1.2455579688668419E-2,7.6798605958512244E-3,1.1441773724429311E-2,5.7208868622146553E-3,0,0,0,0,0,0,0,0,0,0]
[null,17424,"2022-06-29",0,0,0,0,0,0,0,0,0,0,0,0,0,0.18350589459175987,0.31237504086844542,{"$f":"$C$1*DQ368","v":2.3948986650559978},5.3857611117438271,8.8851510150158077,11.830318547935001,16.960545079276564,19.851438212111656,22.172311595932072,23.20519500548998,23.545756004134013,22.357163242627188,23.724821347515306,23.647767942440257,20.122299174144253,19.181717968185076,13.854324575644149,10.523475572878358,6.7562669403698985,3.8990271533625038,1.9741798007088796,0.48028251088630003,0.52088581599243899,0.88015526727223803,0.44007763363611901,0,0,0,0,0,0,0,0,0,0,null,17424,"2022-06-29",0,0,0,0,0,0,0,0,0,0,0,0,0,1.3753670567305301,2.3412345500459191,17.94963990368651,40.365997097760122,66.593740911237816,88.667617122902996,127.11839594103999,148.7854883702793,166.18031267306571,173.92171966225158,176.47420648772541,167.5657660712383,177.8162918460005,177.23878061572148,150.8155770764908,143.76597026285651,103.8374361596599,78.872897557020806,50.637866412600744,29.223004045524572,14.79637407832762,3.5996922325921901,3.9040118750843158,6.59671757197302,3.29835878598651,0,0,0,0,0,0,0,0,0,0,null,17424,"2022-06-29",0,0,0,0,0,0,0,0,0,0,0,0,0,1.8350589459175987E-3,3.1237504086844541E-3,2.3948986650559979E-2,5.3857611117438267E-2,8.8851510150158075E-2,0.11830318547935001,0.16960545079276562,0.19851438212111658,0.2217231159593207,0.23205195005489979,0.23545756004134014,0.22357163242627187,0.23724821347515307,0.23647767942440256,0.20122299174144254,0.19181717968185077,0.1385432457564415,0.10523475572878357,6.7562669403698983E-2,3.899027153362504E-2,1.9741798007088796E-2,4.8028251088630004E-3,5.2088581599243899E-3,8.8015526727223802E-3,4.4007763363611901E-3,0,0,0,0,0,0,0,0,0,0]
[null,17472,"2022-06-30",{"$f":"$C$1*DB369","v":0},0,0,0,0,0,0,0,0,0,0,0,0,0.15199852497212205,0.34477518978626975,3.3476051675500216,6.1731676765202375,9.373798479571704,13.977191054544901,18.712230464700312,22.361128490990488,21.466233952311313,21.862028235206189,20.266019345230625,19.360316246779615,18.896384391225777,15.98244558750469,13.856863884210915,10.492526792651152,7.8479581604463968,5.7129457131525871,3.1656141596463074,2.2076733224337728,0.753596395304441,0.28889617128422002,0.74085158868534151,0.72105566130800625,0.36052783065400312,0,0,0,0,0,0,0,0,0,0,null,17472,"2022-06-30",0,0,0,0,0,0,0,0,0,0,0,0,0,1.1392209737096739,2.584071967088434,25.090125178986661,46.26756800836268,70.256128032917005,104.75831397577861,140.24718604463771,167.59548539977959,160.8882977615539,163.8547551559985,151.89275222195201,145.1045549950482,141.62741006672792,119.78759154273639,103.8564681442039,78.640938072203227,58.820034857682394,42.818228527427372,23.72611211854084,16.54639577901926,5.6481654634496286,2.1652616537678173,5.5526438061900274,5.4042743686153525,2.7021371843076762,0,0,0,0,0,0,0,0,0,0,null,17472,"2022-06-30",0,0,0,0,0,0,0,0,0,0,0,0,0,1.5199852497212204E-3,3.4477518978626976E-3,3.3476051675500218E-2,6.1731676765202373E-2,9.3737984795717044E-2,0.13977191054544902,0.18712230464700311,0.22361128490990487,0.21466233952311314,0.21862028235206191,0.20266019345230624,0.19360316246779613,0.18896384391225776,0.1598244558750469,0.13856863884210915,0.10492526792651151,7.8479581604463972E-2,5.7129457131525875E-2,3.1656141596463072E-2,2.207673322433773E-2,7.5359639530444104E-3,2.8889617128422E-3,7.4085158868534154E-3,7.2105566130800623E-3,3.6052783065400312E-3,0,0,0,0,0,0,0,0,0,0]
[null,null,"Average",{"$f":"AVERAGE(D5:D369)","v":0},{"$f":"AVERAGE(E5:E369)","v":0},0,0,0,0,0,0,0,0,0,0.54852427474852949,1.3324793933306043,5.0137411788656054,9.7523996328006515,19.263975586741186,28.515692220841721,37.304104213683402,45.698319143693944,51.770569048144118,56.964002079335515,60.08335340649208,63.858794703106675,64.274256344014873,65.675246340397578,63.454994481673538,62.303858956349096,57.410276825330023,53.216348805286124,45.076086927605083,38.08398556154544,27.8490829947742,19.576809686466206,10.989202184005118,5.4843395736679676,2.2769728869631569,1.1239170044713427,0.59325706358678543,4.8279010547851511E-2,0,0,0,0,0,0,0,0,0,null,null,"Average",{"$f":"AVERAGE(BC5:BC369)","v":0},{"$f":"AVERAGE(BD5:BD369)","v":0},0,0,0,0,0,0,0,0,0,4.111160674072484,9.9868631764458229,37.577727209939461,73.093723822140603,144.38248680026186,213.72361780346762,279.59230481660262,342.50650551591082,388.01770011483819,426.94220833473724,450.32158294983759,478.61831748000384,481.73218069138198,492.23252724493744,475.59185599605473,466.9641556004583,430.28701415286673,398.85374357646475,337.84290768681171,285.43747462106222,208.72741661175399,146.72716197236434,82.363494084241268,41.104837500327307,17.065792381027727,8.4236990091682724,4.4464305805825184,0.36184865225600427,0,0,0,0,0,0,0,0,0,null,null,"Average",0,0,0,0,0,0,0,0,0,0,0,5.4852427474852954E-3,1.3324793933306042E-2,5.013741178865614E-2,9.7523996328006568E-2,0.19263975586741189,0.28515692220841687,0.37304104213683381,0.45698319143693927,0.51770569048144066,0.56964002079335507,0.60083353406492135,0.63858794703106714,0.64274256344014891,0.65675246340397531,0.6345499448167361,0.62303858956349045,0.57410276825329976,0.53216348805286073,0.45076086927605086,0.38083985561545458,0.27849082994774221,0.19576809686466215,0.10989202184005106,5.4843395736679665E-2,2.2769728869631554E-2,1.1239170044713431E-2,5.9325706358678487E-3,4.8279010547851468E-4,0,0,0,0,0,0,0,0,0]
[]
[null,"Maxium Load Date",120,{"$f":"INDEX(D$5:D$370,$C372,0)","v":0},{"$f":"INDEX(E$5:E$370,$C372,0)","v":0},{"$f":"INDEX(F$5:F$370,$C372,0)","v":0},{"$f":"INDEX(G$5:G$370,$C372,0)","v":0},{"$f":"INDEX(H$5:H$370,$C372,0)","v":0},{"$f":"INDEX(I$5:I$370,$C372,0)","v":0},{"$f":"INDEX(J$5:J$370,$C372,0)","v":0},{"$f":"INDEX(K$5:K$370,$C372,0)","v":0},{"$f":"INDEX(L$5:L$370,$C372,0)","v":0},{"$f":"INDEX(M$5:M$370,$C372,0)","v":0},{"$f":"INDEX(N$5:N$370,$C372,0)","v":0},{"$f":"INDEX(O$5:O$370,$C372,0)","v":1.5156196360500429},{"$f":"INDEX(P$5:P$370,$C372,0)","v":3.8336145781770923},{"$f":"INDEX(Q$5:Q$370,$C372,0)","v":13.165263877839136},{"$f":"INDEX(R$5:R$370,$C372,0)","v":22.496913177501174},{"$f":"INDEX(S$5:S$370,$C372,0)","v":34.307284909495792},{"$f":"INDEX(T$5:T$370,$C372,0)","v":47.878307181491827},{"$f":"INDEX(U$5:U$370,$C372,0)","v":58.056734648039701},{"$f":"INDEX(V$5:V$370,$C372,0)","v":66.155106058198641},{"$f":"INDEX(W$5:W$370,$C372,0)","v":71.381778276621276},{"$f":"INDEX(X$5:X$370,$C372,0)","v":75.638032722423858},{"$f":"INDEX(Y$5:Y$370,$C372,0)","v":80.372609571259829},{"$f":"INDEX(Z$5:Z$370,$C372,0)","v":83.464372642824998},{"$f":"INDEX(AA$5:AA$370,$C372,0)","v":85.231442065686181},{"$f":"INDEX(AB$5:AB$370,$C372,0)","v":85.374268451619017},{"$f":"INDEX(AC$5:AC$370,$C372,0)","v":83.969461024522474},{"$f":"INDEX(AD$5:AD$370,$C372,0)","v":81.28088843019961},{"$f":"INDEX(AE$5:AE$370,$C372,0)","v":76.254439598842822},{"$f":"INDEX(AF$5:AF$370,$C372,0)","v":68.895445507538383},{"$f":"INDEX(AG$5:AG$370,$C372,0)","v":59.375223582307477},{"$f":"INDEX(AH$5:AH$370,$C372,0)","v":48.053909795660189},{"$f":"INDEX(AI$5:AI$370,$C372,0)","v":35.537006028999755},{"$f":"INDEX(AJ$5:AJ$370,$C372,0)","v":23.357040857718506},{"$f":"INDEX(AK$5:AK$370,$C372,0)","v":13.403025733961549},{"$f":"INDEX(AL$5:AL$370,$C372,0)","v":6.3081911717624646},{"$f":"INDEX(AM$5:AM$370,$C372,0)","v":1.6896952011280206},{"$f":"INDEX(AN$5:AN$370,$C372,0)","v":0.32494965098950163},{"$f":"INDEX(AO$5:AO$370,$C372,0)","v":0.71785609154474084},{"$f":"INDEX(AP$5:AP$370,$C372,0)","v":0},{"$f":"INDEX(AQ$5:AQ$370,$C372,0)","v":0},{"$f":"INDEX(AR$5:AR$370,$C372,0)","v":0},{"$f":"INDEX(AS$5:AS$370,$C372,0)","v":0},{"$f":"INDEX(AT$5:AT$370,$C372,0)","v":0},{"$f":"INDEX(AU$5:AU$370,$C372,0)","v":0},{"$f":"INDEX(AV$5:AV$370,$C372,0)","v":0},{"$f":"INDEX(AW$5:AW$370,$C372,0)","v":0},{"$f":"INDEX(AX$5:AX$370,$C372,0)","v":0},{"$f":"INDEX(AY$5:AY$370,$C372,0)","v":0},null,"Maxium Load Date",133,{"$f":"INDEX(BC$5:BC$370,$BB372,0)","v":0},{"$f":"INDEX(BD$5:BD$370,$BB372,0)","v":0},{"$f":"INDEX(BE$5:BE$370,$BB372,0)","v":0},{"$f":"INDEX(BF$5:BF$370,$BB372,0)","v":0},{"$f":"INDEX(BG$5:BG$370,$BB372,0)","v":0},{"$f":"INDEX(BH$5:BH$370,$BB372,0)","v":0},{"$f":"INDEX(BI$5:BI$370,$BB372,0)","v":0},{"$f":"INDEX(BJ$5:BJ$370,$BB372,0)","v":0},{"$f":"INDEX(BK$5:BK$370,$BB372,0)","v":0},{"$f":"INDEX(BL$5:BL$370,$BB372,0)","v":0},{"$f":"INDEX(BM$5:BM$370,$BB372,0)","v":0},{"$f":"INDEX(BN$5:BN$370,$BB372,0)","v":10.119768474128181},{"$f":"INDEX(BO$5:BO$370,$BB372,0)","v":24.784436557210238},{"$f":"INDEX(BP$5:BP$370,$BB372,0)","v":67.712456708101058},{"$f":"INDEX(BQ$5:BQ$370,$BB372,0)","v":110.6404768589919},{"$f":"INDEX(BR$5:BR$370,$BB372,0)","v":179.1747920056402},{"$f":"INDEX(BS$5:BS$370,$BB372,0)","v":248.59711246121381},{"$f":"INDEX(BT$5:BT$370,$BB372,0)","v":306.55666602173392},{"$f":"INDEX(BU$5:BU$370,$BB372,0)","v":327.86140899511111},{"$f":"INDEX(BV$5:BV$370,$BB372,0)","v":369.68039013550441},{"$f":"INDEX(BW$5:BW$370,$BB372,0)","v":443.75617922774353},{"$f":"INDEX(BX$5:BX$370,$BB372,0)","v":431.18740095867594},{"$f":"INDEX(BY$5:BY$370,$BB372,0)","v":444.2897374172756},{"$f":"INDEX(BZ$5:BZ$370,$BB372,0)","v":442.83357259175631},{"$f":"INDEX(CA$5:CA$370,$BB372,0)","v":477.24125473803707},{"$f":"INDEX(CB$5:CB$370,$BB372,0)","v":404.00419104374566},{"$f":"INDEX(CC$5:CC$370,$BB372,0)","v":403.98185458564166},{"$f":"INDEX(CD$5:CD$370,$BB372,0)","v":369.52285325974287},{"$f":"INDEX(CE$5:CE$370,$BB372,0)","v":386.30643445008161},{"$f":"INDEX(CF$5:CF$370,$BB372,0)","v":303.15894097682212},{"$f":"INDEX(CG$5:CG$370,$BB372,0)","v":272.81846051749091},{"$f":"INDEX(CH$5:CH$370,$BB372,0)","v":190.7871001833885},{"$f":"INDEX(CI$5:CI$370,$BB372,0)","v":126.66094714287829},{"$f":"INDEX(CJ$5:CJ$370,$BB372,0)","v":63.298899697337816},{"$f":"INDEX(CK$5:CK$370,$BB372,0)","v":31.290439792832512},{"$f":"INDEX(CL$5:CL$370,$BB372,0)","v":11.616671981375839},{"$f":"INDEX(CM$5:CM$370,$BB372,0)","v":6.6569106625818906},{"$f":"INDEX(CN$5:CN$370,$BB372,0)","v":5.339739033062699},{"$f":"INDEX(CO$5:CO$370,$BB372,0)","v":4.1128563500132644E-2},{"$f":"INDEX(CP$5:CP$370,$BB372,0)","v":0},{"$f":"INDEX(CQ$5:CQ$370,$BB372,0)","v":0},{"$f":"INDEX(CR$5:CR$370,$BB372,0)","v":0},{"$f":"INDEX(CS$5:CS$370,$BB372,0)","v":0},{"$f":"INDEX(CT$5:CT$370,$BB372,0)","v":0},{"$f":"INDEX(CU$5:CU$370,$BB372,0)","v":0},{"$f":"INDEX(CV$5:CV$370,$BB372,0)","v":0},{"$f":"INDEX(CW$5:CW$370,$BB372,0)","v":0},{"$f":"INDEX(CX$5:CX$370,$BB372,0)","v":0}]
[null,"Other Date",169,{"$f":"INDEX(D$5:D$370,$C373,0)","v":0},{"$f":"INDEX(E$5:E$370,$C373,0)","v":0},{"$f":"INDEX(F$5:F$370,$C373,0)","v":0},{"$f":"INDEX(G$5:G$370,$C373,0)","v":0},{"$f":"INDEX(H$5:H$370,$C373,0)","v":0},{"$f":"INDEX(I$5:I$370,$C373,0)","v":0},{"$f":"INDEX(J$5:J$370,$C373,0)","v":0},{"$f":"INDEX(K$5:K$370,$C373,0)","v":0},{"$f":"INDEX(L$5:L$370,$C373,0)","v":0},{"$f":"INDEX(M$5:M$370,$C373,0)","v":0},{"$f":"INDEX(N$5:N$370,$C373,0)","v":0},{"$f":"INDEX(O$5:O$370,$C373,0)","v":2.4748437357717123},{"$f":"INDEX(P$5:P$370,$C373,0)","v":5.7659009634658043},{"$f":"INDEX(Q$5:Q$370,$C373,0)","v":14.708880333247448},{"$f":"INDEX(R$5:R$370,$C373,0)","v":23.651859703029089},{"$f":"INDEX(S$5:S$370,$C373,0)","v":36.591656664994801},{"$f":"INDEX(T$5:T$370,$C373,0)","v":46.30452557726386},{"$f":"INDEX(U$5:U$370,$C373,0)","v":56.241194954970638},{"$f":"INDEX(V$5:V$370,$C373,0)","v":60.824460744446206},{"$f":"INDEX(W$5:W$370,$C373,0)","v":65.133159825635772},{"$f":"INDEX(X$5:X$370,$C373,0)","v":67.744723043672366},{"$f":"INDEX(Y$5:Y$370,$C373,0)","v":70.623534997193616},{"$f":"INDEX(Z$5:Z$370,$C373,0)","v":75.870154935901652},{"$f":"INDEX(AA$5:AA$370,$C373,0)","v":76.065871584379025},{"$f":"INDEX(AB$5:AB$370,$C373,0)","v":75.997300464606838},{"$f":"INDEX(AC$5:AC$370,$C373,0)","v":73.383756471927001},{"$f":"INDEX(AD$5:AD$370,$C373,0)","v":70.811852701677424},{"$f":"INDEX(AE$5:AE$370,$C373,0)","v":70.695470485034605},{"$f":"INDEX(AF$5:AF$370,$C373,0)","v":65.694874268718536},{"$f":"INDEX(AG$5:AG$370,$C373,0)","v":58.069338030844889},{"$f":"INDEX(AH$5:AH$370,$C373,0)","v":49.654200578758697},{"$f":"INDEX(AI$5:AI$370,$C373,0)","v":39.647250816309807},{"$f":"INDEX(AJ$5:AJ$370,$C373,0)","v":28.277188918732932},{"$f":"INDEX(AK$5:AK$370,$C373,0)","v":19.574969630222995},{"$f":"INDEX(AL$5:AL$370,$C373,0)","v":11.410514041510879},{"$f":"INDEX(AM$5:AM$370,$C373,0)","v":5.2987091504274026},{"$f":"INDEX(AN$5:AN$370,$C373,0)","v":1.5789459363319089},{"$f":"INDEX(AO$5:AO$370,$C373,0)","v":0.3813741059891691},{"$f":"INDEX(AP$5:AP$370,$C373,0)","v":8.8875667738441286E-2},{"$f":"INDEX(AQ$5:AQ$370,$C373,0)","v":0},{"$f":"INDEX(AR$5:AR$370,$C373,0)","v":0},{"$f":"INDEX(AS$5:AS$370,$C373,0)","v":0},{"$f":"INDEX(AT$5:AT$370,$C373,0)","v":0},{"$f":"INDEX(AU$5:AU$370,$C373,0)","v":0},{"$f":"INDEX(AV$5:AV$370,$C373,0)","v":0},{"$f":"INDEX(AW$5:AW$370,$C373,0)","v":0},{"$f":"INDEX(AX$5:AX$370,$C373,0)","v":0},{"$f":"INDEX(AY$5:AY$370,$C373,0)","v":0},null,"Date",293,{"$f":"INDEX(BC$5:BC$370,$BB373,0)","v":0},{"$f":"INDEX(BD$5:BD$370,$BB373,0)","v":0},{"$f":"INDEX(BE$5:BE$370,$BB373,0)","v":0},{"$f":"INDEX(BF$5:BF$370,$BB373,0)","v":0},{"$f":"INDEX(BG$5:BG$370,$BB373,0)","v":0},{"$f":"INDEX(BH$5:BH$370,$BB373,0)","v":0},{"$f":"INDEX(BI$5:BI$370,$BB373,0)","v":0},{"$f":"INDEX(BJ$5:BJ$370,$BB373,0)","v":0},{"$f":"INDEX(BK$5:BK$370,$BB373,0)","v":0},{"$f":"INDEX(BL$5:BL$370,$BB373,0)","v":0},{"$f":"INDEX(BM$5:BM$370,$BB373,0)","v":0},{"$f":"INDEX(BN$5:BN$370,$BB373,0)","v":9.5142337760430212E-2},{"$f":"INDEX(BO$5:BO$370,$BB373,0)","v":4.5667624956960792E-2},{"$f":"INDEX(BP$5:BP$370,$BB373,0)","v":13.12643501655562},{"$f":"INDEX(BQ$5:BQ$370,$BB373,0)","v":32.435523280701922},{"$f":"INDEX(BR$5:BR$370,$BB373,0)","v":91.243579323980796},{"$f":"INDEX(BS$5:BS$370,$BB373,0)","v":160.30691717703081},{"$f":"INDEX(BT$5:BT$370,$BB373,0)","v":246.5755063545964},{"$f":"INDEX(BU$5:BU$370,$BB373,0)","v":321.55983938784334},{"$f":"INDEX(BV$5:BV$370,$BB373,0)","v":352.91633314351924},{"$f":"INDEX(BW$5:BW$370,$BB373,0)","v":393.5718895131634},{"$f":"INDEX(BX$5:BX$370,$BB373,0)","v":421.252961828227},{"$f":"INDEX(BY$5:BY$370,$BB373,0)","v":448.2856163507924},{"$f":"INDEX(BZ$5:BZ$370,$BB373,0)","v":413.10673523533882},{"$f":"INDEX(CA$5:CA$370,$BB373,0)","v":387.24505414926102},{"$f":"INDEX(CB$5:CB$370,$BB373,0)","v":390.91502553000629},{"$f":"INDEX(CC$5:CC$370,$BB373,0)","v":385.21183207810822},{"$f":"INDEX(CD$5:CD$370,$BB373,0)","v":395.56045933640013},{"$f":"INDEX(CE$5:CE$370,$BB373,0)","v":376.91760518065308},{"$f":"INDEX(CF$5:CF$370,$BB373,0)","v":307.79131834573832},{"$f":"INDEX(CG$5:CG$370,$BB373,0)","v":221.4954973395059},{"$f":"INDEX(CH$5:CH$370,$BB373,0)","v":167.08711307129619},{"$f":"INDEX(CI$5:CI$370,$BB373,0)","v":109.1284494366493},{"$f":"INDEX(CJ$5:CJ$370,$BB373,0)","v":56.50331612497191},{"$f":"INDEX(CK$5:CK$370,$BB373,0)","v":20.346810714318728},{"$f":"INDEX(CL$5:CL$370,$BB373,0)","v":5.5656340460048659},{"$f":"INDEX(CM$5:CM$370,$BB373,0)","v":6.2558204721400745},{"$f":"INDEX(CN$5:CN$370,$BB373,0)","v":4.1142355127449619},{"$f":"INDEX(CO$5:CO$370,$BB373,0)","v":9.4356782594983107E-4},{"$f":"INDEX(CP$5:CP$370,$BB373,0)","v":0},{"$f":"INDEX(CQ$5:CQ$370,$BB373,0)","v":0},{"$f":"INDEX(CR$5:CR$370,$BB373,0)","v":0},{"$f":"INDEX(CS$5:CS$370,$BB373,0)","v":0},{"$f":"INDEX(CT$5:CT$370,$BB373,0)","v":0},{"$f":"INDEX(CU$5:CU$370,$BB373,0)","v":0},{"$f":"INDEX(CV$5:CV$370,$BB373,0)","v":0},{"$f":"INDEX(CW$5:CW$370,$BB373,0)","v":0},{"$f":"INDEX(CX$5:CX$370,$BB373,0)","v":0}]
[]
[null,0.1,{"$f":"100*(1-$B375)","v":90},{"$f":"100*(1-$B375)","v":90},90,90,90,90,90,90,90,90,90,90,90,90,90,90,90,90,90,90,90,90,90,90,90,90,90,90,90,90,90,90,90,90,90,90,90,90,90,90,90,90,90,90,90,90,90,90,90,null,0.1,{"$f":"Max_1*(1-$BA375)","v":674.54528030897404},674.54528030897404,674.54528030897404,674.54528030897404,674.54528030897404,674.54528030897404,674.54528030897404,674.54528030897404,674.54528030897404,674.54528030897404,{"$f":"Max_1*(1-$BA375)","v":674.54528030897404},674.54528030897404,674.54528030897404,674.54528030897404,674.54528030897404,674.54528030897404,674.54528030897404,674.54528030897404,674.54528030897404,674.54528030897404,{"$f":"Max_1*(1-$BA375)","v":674.54528030897404},674.54528030897404,674.54528030897404,674.54528030897404,674.54528030897404,674.54528030897404,674.54528030897404,674.54528030897404,674.54528030897404,674.54528030897404,{"$f":"Max_1*(1-$BA375)","v":674.54528030897404},674.54528030897404,674.54528030897404,674.54528030897404,674.54528030897404,674.54528030897404,674.54528030897404,674.54528030897404,674.54528030897404,674.54528030897404,{"$f":"Max_1*(1-$BA375)","v":674.54528030897404},674.54528030897404,674.54528030897404,674.54528030897404,674.54528030897404,674.54528030897404,674.54528030897404,674.54528030897404,674.54528030897404]
[null,0.2,{"$f":"100*(1-$B376)","v":80},80,80,80,80,80,80,80,80,80,80,80,80,80,80,80,80,80,80,80,80,80,80,80,80,80,80,80,80,80,80,80,80,80,80,80,80,80,80,80,80,80,80,80,80,80,80,80,80,null,0.2,599.59580471908805,599.59580471908805,599.59580471908805,599.59580471908805,599.59580471908805,599.59580471908805,599.59580471908805,599.59580471908805,599.59580471908805,599.59580471908805,599.59580471908805,599.59580471908805,599.59580471908805,599.59580471908805,599.59580471908805,599.59580471908805,599.59580471908805,599.59580471908805,599.59580471908805,599.59580471908805,599.59580471908805,599.59580471908805,599.59580471908805,599.59580471908805,599.59580471908805,599.59580471908805,599.59580471908805,599.59580471908805,599.59580471908805,599.59580471908805,599.59580471908805,599.59580471908805,599.59580471908805,599.59580471908805,599.59580471908805,599.59580471908805,599.59580471908805,599.59580471908805,599.59580471908805,599.59580471908805,599.59580471908805,599.59580471908805,599.59580471908805,599.59580471908805,599.59580471908805,599.59580471908805,599.59580471908805,599.59580471908805,599.59580471908805]
[null,{"$f":"B376+10%","v":0.30000000000000004},{"$f":"100*(1-$B377)","v":70},70,70,70,70,70,70,70,70,70,70,70,70,70,70,70,70,70,70,70,70,70,70,70,70,70,70,70,70,70,70,70,70,70,70,70,70,70,70,70,70,70,70,70,70,70,70,70,70,null,{"$f":"BA376+10%","v":0.30000000000000004},524.64632912920194,524.64632912920194,524.64632912920194,524.64632912920194,524.64632912920194,524.64632912920194,524.64632912920194,524.64632912920194,524.64632912920194,524.64632912920194,524.64632912920194,524.64632912920194,524.64632912920194,524.64632912920194,524.64632912920194,524.64632912920194,524.64632912920194,524.64632912920194,524.64632912920194,524.64632912920194,524.64632912920194,524.64632912920194,524.64632912920194,524.64632912920194,524.64632912920194,524.64632912920194,524.64632912920194,524.64632912920194,524.64632912920194,524.64632912920194,524.64632912920194,524.64632912920194,524.64632912920194,524.64632912920194,524.64632912920194,524.64632912920194,524.64632912920194,524.64632912920194,524.64632912920194,524.64632912920194,524.64632912920194,524.64632912920194,524.64632912920194,524.64632912920194,524.64632912920194,524.64632912920194,524.64632912920194,524.64632912920194,524.64632912920194]
[null,{"$f":"B377+10%","v":0.4},{"$f":"100*(1-$B378)","v":60},60,60,60,60,60,60,60,60,60,60,60,60,60,60,60,60,60,60,60,60,60,60,60,60,60,60,60,60,60,60,60,60,60,60,60,60,60,60,60,60,60,60,60,60,60,60,60,60,null,{"$f":"BA377+10%","v":0.4},449.69685353931601,449.69685353931601,449.69685353931601,449.69685353931601,449.69685353931601,449.69685353931601,449.69685353931601,449.69685353931601,449.69685353931601,449.69685353931601,449.69685353931601,449.69685353931601,449.69685353931601,449.69685353931601,449.69685353931601,449.69685353931601,449.69685353931601,449.69685353931601,449.69685353931601,449.69685353931601,449.69685353931601,449.69685353931601,449.69685353931601,449.69685353931601,449.69685353931601,449.69685353931601,449.69685353931601,449.69685353931601,449.69685353931601,449.69685353931601,449.69685353931601,449.69685353931601,449.69685353931601,449.69685353931601,449.69685353931601,449.69685353931601,449.69685353931601,449.69685353931601,449.69685353931601,449.69685353931601,449.69685353931601,449.69685353931601,449.69685353931601,449.69685353931601,449.69685353931601,449.69685353931601,449.69685353931601,449.69685353931601,449.69685353931601]
[null,{"$f":"B378+10%","v":0.5},{"$f":"100*(1-$B379)","v":50},50,50,50,50,50,50,50,50,50,50,50,50,50,50,50,50,50,50,50,50,50,50,50,50,50,50,50,50,50,50,50,50,50,50,50,50,50,50,50,50,50,50,50,50,50,50,50,50,null,{"$f":"BA378+10%","v":0.5},374.74737794943002,374.74737794943002,374.74737794943002,374.74737794943002,374.74737794943002,374.74737794943002,374.74737794943002,374.74737794943002,374.74737794943002,374.74737794943002,374.74737794943002,374.74737794943002,374.74737794943002,374.74737794943002,374.74737794943002,374.74737794943002,374.74737794943002,374.74737794943002,374.74737794943002,374.74737794943002,374.74737794943002,374.74737794943002,374.74737794943002,374.74737794943002,374.74737794943002,374.74737794943002,374.74737794943002,374.74737794943002,374.74737794943002,374.74737794943002,374.74737794943002,374.74737794943002,374.74737794943002,374.74737794943002,374.74737794943002,374.74737794943002,374.74737794943002,374.74737794943002,374.74737794943002,374.74737794943002,374.74737794943002,374.74737794943002,374.74737794943002,374.74737794943002,374.74737794943002,374.74737794943002,374.74737794943002,374.74737794943002,374.74737794943002]
[]
[]
[]
[]
[]
[]
[]
[]
[]
[]
[]
[]
[]
[]
[]
[]
[]
[]
[]
[]
[]
[]
[]
[]
[]
[]
[]
[]
[]
[]
[]
[]
[]
[]
[]
[]
[]
[]
[]
[]
[]
[]
[]
[]
[]
[]
[]
[]
[]
[]
[]
[]
[]
[]
[]
[]
[]
[]
[]
[]
[]
[]
[]
[]
[]
[]
[]
[]
[]
[]
[]
[]
[]
[]
[]
[]
[]
[]
[]
[]
[]
[]
[]
[]
[]
[]
[]
[]
[]
[]
[]
[]
[]
[]
[]
[]
[]
[]
[]
[]
[]
[]
[]
[]
[]
[]
[]
[]
[]
[]
[]
[]
[]
[]
[]
[]
[]
[]
[]
[]
[]
[]
[]
[]
[]
[]
[]
[]
[]
[]
[]
[]
[]
[]
[]
[]
[]
[]
[]
[]
[]
[]
[]
[]
[]
[]
[]
[]
[]
[]
[]
[]
[]
[]
[]
[]
[]
[]
[]
[]
[]
[]
[]
[]
[]
[]
[]
[]
[]
[]
[]
[]
[]
[]
[]
[]
[]
[]
[]
[]
[]
[]
[]
[]
[]
[]
[]
[]
[]
[]
[]
[]
[]
[]
[]
[]
[]
[]
[]
[]
[]
[]
[]
[]
[]
[]
[]
[]
[]
[]
[]
[]
[]
[]
[]
[]
[]
[]
[]
[]
[]
[]
[]
[]
[]
[]
[]
[]
[]
[]
[]
[]
[]
[]
[]
[]
[]
[]
[]
[]
[]
[]
[]
[]
[]
[]
[]
[]
[]
[]
[]
[]
[]
[]
[]
[]
[]
[]
[]
[]
[]
[]
[]
[]
[]
[]
[]
[]
[]
[]
[]
[]
[]
[]
[]
[]
[]
[]
[]
[]
[]
[]
[]
[]
[]
[]
[]
[]
[]
[]
[]
[]
[]
[]
[]
[]
[]
[]
[]
[]
[]
[]
[]
[]
[]
[]
[]
[]
[]
[]
[]
[]
[]
[]
[]
[]
[]
[]
[]
[]
[]
[]
[]
[]
[]
[]
[]
[]
[]
[]
[]
[]
[]
[]
[]
[]
[]
[]
[]
[]
[]
[]
[]
[]
[]
[]
[]
[]
[]
[]
[]
[]
[]
[]
[]
[]
[]
[]
[]
[]
[]
[]
[]
[]
[]
[]
[]
[]
[]
[]
[]
[]
[]
[]
[]
[]
[]
[]
[]
[]
[]
[]
[]
[]
[]
[]
[]
[]
[]
[]
[]
[]
[]
[]
[]
[]
[]
[]
[]
[]
[]
[]
[]
[]
[]
[]
[]
[]
[]
[]
[]
[]
[]
[]
[]
[]
[]
[]
[]
[]
[]
[]
[]
[]
[]
[]
[]
[]
[]
[]
[]
[]
[]
[]
[]
[]
[]
[]
[]
[]
[]
[]
[]
[]
[]
[]
[]
[]
[]
[]
[]
[]
[]
[]
[]
[]
[]
[]
[]
[]
[]
[]
[]
[]
[]
[]
[]
[]
[]
[]
[]
[]
[]
[]
[]
[]
[]
[]
[]
[]
[]
[]
[]
[]
[]
[]
[]
[]
[]
[]
[]
[]
[]
[]
[]
[]
[]
[]
[]
[]
[]
[]
[]
[]
[]
[]
[]
[]
[]
[]
[]
[]
[]
[]
[]
[]
[]
[]
[]
[]
[]
[]
[]
[]
[]
[]
[]
[]
[]
[]
[]
[]
[]
[]
[]
[]
[]
[]
[]
[]
[]
[]
[]
[]
[]
[]
[]
[]
[]
[]
[]
[]
[]
[]
[]
[]
[]
[]
[]
[]
[]
[]
[]
[]
[]
[]
[]
[]
[]
[]
[]
[]
[]
[]
[]
[]
[]
[]
[]
[]
[]
[]
[]
[]
[]
[]
[]
[]
[]
[]
[]
[]
[]
[]
[]
[]
[]
[]
[]
[]
[]
[]
[]
[]
[]
[]
[]
[]
[]
[]
[]
[]
[]
[]
[]
[]
[]
[]
[]
[]
[]
[]
[]
[]
[]
[]
[]
[]
[]
[]
[]
[]
[]
[]
[]
[]
[]
[]
[]
[]
[]
[]
[]
[]
[]
[]
[]
[]
[]
[]
[]
[]
[]
[]
[]
[]
[]
[]
[]
[]
[]
[]
[]
[]
[]
[]
[]
[]
[]
[]
[]
[]
[]
[]
[]
[]
[]
[]
[]
[]
[]
[]
[]
[]
[]
[]
[]
[]
[]
[]
[]
[]
[]
[]
[]
[]
[]
[]
[]
[]
[]
[]
[]
[]
[]
[]
[]
[]
[]
[]
[]
[]
[]
[]
[]
[]
[]
[]
[]
[]
[]
[]
[]
[]
[]
[]
[]
[]
[]
[]
[]
[]
[]
[]
[]
[]
[]
[]
[]
[]
[]
[]
[]
[]
[]
[]
[]
[]
[]
[]
[]
[]
[]
[]
[]
[]
[]
[]
[]
[]
[]
[]
[]
[]
[]
[]
[]
[]
[]
[]
[]
[]
[]
[]
[]
[]
[]
[]
[]
[]
[]
[]
[]
[]
[]
[]
[]
[]
[]
[]
[]
[]
[]
[]
[]
[]
[]
[]
[]
[]
[]
[]
[]
[]
[]
[]
[]
[]
[]
[]
[]
[]
[]
[]
[]
[]
[]
[]
[]
[]
[]
[]
[]
[]
[]
[]
[]
[]
[]
[]
[]
[]
[]
[]
[]
[]
[]
[]
[]
[]
[]
[]
[]
[]
[]
[]
[]
[]
[]
[]
[]
[]
[]
[]
[]
[]
[]
[]
[]
[]
[]
[]
[]
[]
[]
[]
[]
[]
[]
[]
[]
[]
[]
[]
[]
[]
[]
[]
[]
[]
[]
[]
[]
[]
[]
[]
[]
[]
[]
[]
[]
[]
[]
[]
[]
[]
[]
[]
[]
[]
[]
[]
[]
[]
[]
[]
[]
[]
[]
[]
[]
[]
[]
[]
[]
[]
[]
[]
[]
[]
[]
[]
[]
[]
[]
[]
[]
[]
[]
[]
[]
[]
[]
[]
[]
[]
[]
[]
[]
[]
[]
[]
[]
[]
[]
[]
[]
[]
[]
[]
[]
[]
[]
[]
[]
[]
[]
[]
[]
[]
[]
[]
[]
[]
[]
[]
[]
[]
[]
[]
[]
[]
[]
[]
[]
[]
[]
[]
[]
[]
[]
[]
[]
[]
[]
[]
[]
[]
[]
[]
[]
[]
[]
[]
[]
[]
[]
[]
[]
[]
[]
[]
[]
[]
[]
[]
[]
[]
[]
[]
[]
[]
[]
[]
[]
[]
[]
[]
[]
[]
[]
[]
[]
[]
[]
[]
[]
[]
[]
[]
[]
[]
[]
[]
[]
[]
[]
[]
[]
[]
[]
[]
[]
[]
[]
[]
[]
[]
[]
[]
[]
[]
[]
[]
[]
[]
[]
[]
[]
[]
[]
[]
[]
[]
[]
[]
[]
[]
[]
[]
[]
[]
[]
[]
[]
[]
[]
[]
[]
[]
[]
[]
[]
[]
[]
[]
[]
[]
[]
[]
[]
[]
[]
[]
[]
[]
[]
[]
[]
[]
[]
[]
[]
[]
[]
[]
[]
[]
[]
[]
[]
[]
[]
[]
[]
[]
[]
[]
[]
[]
[]
[]
[]
[]
[]
[]
[]
[]
[]
[]
[]
[]
[]
[]
[]
[]
[]
[]
[]
[]
[]
[]
[]
[]
[]
[]
[]
[]
[]
[]
[]
[]
[]
[]
[]
[]
[]
[]
[]
[]
[]
[]
[]
[]
[]
[]
[]
[]
[]
[]
[]
[]
[]
[]
[]
[]
[]
[]
[]
[]
[]
[]
[]
[]
[]
[]
[]
[]
[]
[]
[]
[]
[]
[]
[]
[]
[]
[]
[]
[]
[]
[]
[]
[]
[]
[]
[]
[]
[]
[]
[]
[]
[]
[]
[]
[]
[]
[]
[]
[]
[]
[]
[]
[]
[]
[]
[]
[]
[]
[]
[]
[]
[]
[]
[]
[]
[]
[]
[]
[]
[]
[]
[]
[]
[]
[]
[]
[]
[]
[]
[]
[]
[]
[]
[]
[]
[]
[]
[]
[]
[]
[]
[]
[]
[]
[]
[]
[]
[]
[]
[]
[]
[]
[]
[]
[]
[]
[]
[]
[]
[]
[]
[]
[]
[]
[]
[]
[]
[]
[]
[]
[]
[]
[]
[]
[]
[]
[]
[]
[]
[]
[]
[]
[]
[]
[]
[]
[]
[]
[]
[]
[]
[]
[]
[]
[]
[]
[]
[]
[]
[]
[]
[]
[]
[]
[]
[]
[]
[]
[]
[]
[]
[]
[]
[]
[]
[]
[]
[]
[]
[]
[]
[]
[]
[]
[]
[]
[]
[]
[]
[]
[]
[]
[]
[]
[]
[]
[]
[]
[]
[]
[]
[]
[]
[]
[]
[]
[]
[]
[]
[]
[]
[]
[]
[]
[]
[]
[]
[]
[]
[]
[]
[]
[]
[]
[]
[]
[]
[]
[]
[]
[]
[]
[]
[]
[]
[]
[]
[]
[]
[]
[]
[]
[]
[]
[]
[]
[]
[]
[]
[]
[]
[]
[]
[]
[]
[]
[]
[]
[]
[]
[]
[]
[]
[]
[]
[]
[]
[]
[]
[]
[]
[]
[]
[]
[]
[]
[]
[]
[]
[]
[]
[]
[]
[]
[]
[]
[]
[]
[]
[]
[]
[]
[]
[]
[]
[]
[]
[]
[]
[]
[]
[]
[]
[]
[]
[]
[]
[]
[]
[]
[]
[]
[]
[]
[]
[]
[]
[]
[]
[]
[]
[]
[]
[]
[]
[]
[]
[]
[]
[]
[]
[]
[]
[]
[]
[]
[]
[]
[]
[]
[]
[]
[]
[]
[]
[]
[]
[]
[]
[]
[]
[]
[]
[]
[]
[]
[]
[]
[]
[]
[]
[]
[]
[]
[]
[]
[]
[]
[]
[]
[]
[]
[]
[]
[]
[]
[]
[]
[]
[]
[]
[]
[]
[]
[]
[]
[]
[]
[]
[]
[]
[]
[]
[]
[]
[]
[]
[]
[]
[]
[]
[]
[]
[]
[]
[]
[]
[]
[]
[]
[]
[]
[]
[]
[]
[]
[]
[]
[]
[]
[]
[]
[]
[]
[]
[]
[]
[]
[]
[]
[]
[]
[]
[]
[]
[]
[]
[]
[]
[]
[]
[]
[]
[]
[]
[]
[]
[]
[]
[]
[]
[]
[]
[]
[]
[]
[]
[]
[]
[]
[]
[]
[]
[]
[]
[]
[]
[]
[]
[]
[]
[]
[]
[]
[]
[]
[]
[]
[]
[]
[]
[]
[]
[]
[]
[]
[]
[]
[]
[]
[]
[]
[]
[]
[]
[]
[]
[]
[]
[]
[]
[]
[]
[]
[]
[]
[]
[]
[]
[]
[]
[]
[]
[]
[]
[]
[]
[]
[]
[]
[]
[]
[]
[]
[]
[]
[]
[]
[]
[]
[]
[]
[]
[]
[]
[]
[]
[]
[]
[]
[]
[]
[]
[]
[]
[]
[]
[]
[]
[]
[]
[]
[]
[]
[]
[]
[]
[]
[]
[]
[]
[]
[]
[]
[]
[]
[]
[]
[]
[]
[]
[]
[]
[]
[]
[]
[]
[]
[]
[]
[]
[]
[]
[]
[]
[]
[]
[]
[]
[]
[]
[]
[]
[]
[]
[]
[]
[]
[]
[]
[]
[]
[]
[]
[]
[]
[]
[]
[]
[]
[]
[]
[]
[]
[]
[]
[]
[]
[]
[]
[]
[]
[]
[]
[]
[]
[]
[]
[]
[]
[]
[]
[]
[]
[]
[]
[]
[]
[]
[]
[]
[]
[]
[]
[]
[]
[]
[]
[]
[]
[]
[]
[]
[]
[]
[]
[]
[]
[]
[]
[]
[]
[]
[]
[]
[]
[]
[]
[]
[]
[]
[]
[]
[]
[]
[]
[]
[]
[]
[]
[]
[]
[]
[]
[]
[]
[]
[]
[]
[]
[]
[]
[]
[]
[]
[]
[]
[]
[]
[]
[]
[]
[]
[]
[]
[]
[]
[]
[]
[]
[]
[]
[]
[]
[]
[]
[]
[]
[]
[]
[]
[]
[]
[]
[]
[]
[]
[]
[]
[]
[]
[]
[]
[]
[]
[]
[]
[]
[]
[]
[]
[]
[]
[]
[]
[]
[]
[]
[]
[]
[]
[]
[]
[]
[]
[]
[]
[]
[]
[]
[]
[]
[]
[]
[]
[]
[]
[]
[]
[]
[]
[]
[]
[]
[]
[]
[]
[]
[]
[]
[]
[]
[]
[]
[]
[]
[]
[]
[]
[]
[]
[]
[]
[]
[]
[]
[]
[]
[]
[]
[]
[]
[]
[]
[]
[]
[]
[]
[]
[]
[]
[]
[]
[]
[]
[]
[]
[]
[]
[]
[]
[]
[]
[]
[]
[]
[]
[]
[]
[]
[]
[]
[]
[]
[]
[]
[]
[]
[]
[]
[]
[]
[]
[]
[]
[]
[]
[]
[]
[]
[]
[]
[]
[]
[]
[]
[]
[]
[]
[]
[]
[]
[]
[]
[]
[]
[]
[]
[]
[]
[]
[]
[]
[]
[]
[]
[]
[]
[]
[]
[]
[]
[]
[]
[]
[]
[]
[]
[]
[]
[]
[]
[]
[]
[]
[]
[]
[]
[]
[]
[]
[]
[]
[]
[]
[]
[]
[]
[]
[]
[]
[]
[]
[]
[]
[]
[]
[]
[]
[]
[]
[]
[]
[]
[]
[]
[]
[]
[]
[]
[]
[]
[]
[]
[]
[]
[]
[]
[]
[]
[]
[]
[]
[]
[]
[]
[]
[]
[]
[]
[]
[]
[]
[]
[]
[]
[]
[]
[]
[]
[]
[]
[]
[]
[]
[]
[]
[]
[]
[]
[]
[]
[]
[]
[]
[]
[]
[]
[]
[]
[]
[]
[]
[]
[]
[]
[]
[]
[]
[]
[]
[]
[]
[]
[]
[]
[]
[]
[]
[]
[]
[]
[]
[]
[]
[]
[]
[]
[]
[]
[]
[]
[]
[]
[]
[]
[]
[]
[]
[]
[]
[]
[]
[]
[]
[]
[]
[]
[]
[]
[]
[]
[]
[]
[]
[]
[]
[]
[]
[]
[]
[]
[]
[]
[]
[]
[]
[]
[]
[]
[]
[]
[]
[]
[]
[]
[]
[]
[]
[]
[]
[]
[]
[]
[]
[]
[]
[]
[]
[]
[]
[]
[]
[]
[]
[]
[]
[]
[]
[]
[]
[]
[]
[]
[]
[]
[]
[]
[]
[]
[]
[]
[]
[]
[]
[]
[]
[]
[]
[]
[]
[]
[]
[]
[]
[]
[]
[]
[]
[]
[]
[]
[]
[]
[]
[]
[]
[]
[]
[]
[]
[]
[]
[]
[]
[]
[]
[]
[]
[]
[]
[]
[]
[]
[]
[]
[]
[]
[]
[]
[]
[]
[]
[]
[]
[]
[]
[]
[]
[]
[]
[]
[]
[]
[]
[]
[]
[]
[]
[]
[]
[]
[]
[]
[]
[]
[]
[]
[]
[]
[]
[]
[]
[]
[]
[]
[]
[]
[]
[]
[]
[]
[]
[]
[]
[]
[]
[]
[]
[]
[]
[]
[]
[]
[]
[]
[]
[]
[]
[]
[]
[]
[]
[]
[]
[]
[]
[]
[]
[]
[]
[]
[]
[]
[]
[]
[]
[]
[]
[]
[]
[]
[]
[]
[]
[]
[]
[]
[]
[]
[]
[]
[]
[]
[]
[]
[]
[]
[]
[]
[]
[]
[]
[]
[]
[]
[]
[]
[]
[]
[]
[]
[]
[]
[]
[]
[]
[]
[]
[]
[]
[]
[]
[]
[]
[]
[]
[]
[]
[]
[]
[]
[]
[]
[]
[]
[]
[]
[]
[]
[]
[]
[]
[]
[]
[]
[]
[]
[]
[]
[]
[]
[]
[]
[]
[]
[]
[]
[]
[]
[]
[]
[]
[]
[]
[]
[]
[]
[]
[]
[]
[]
[]
[]
[]
[]
[]
[]
[]
[]
[]
[]
[]
[]
[]
[]
[]
[]
[]
[]
[]
[]
[]
[]
[]
[]
[]
[]
[]
[]
[]
[]
[]
[]
[]
[]
[]
[]
[]
[]
[]
[]
[]
[]
[]
[]
[]
[]
[]
[]
[]
[]
[]
[]
[]
[]
[]
[]
[]
[]
[]
[]
[]
[]
[]
[]
[]
[]
[]
[]
[]
[]
[]
[]
[]
[]
[]
[]
[]
[]
[]
[]
[]
[]
[]
[]
[]
[]
[]
[]
[]
[]
[]
[]
[]
[]
[]
[]
[]
[]
[]
[]
[]
[]
[]
[]
[]
[]
[]
[]
[]
[]
[]
[]
[]
[]
[]
[]
[]
[]
[]
[]
[]
[]
[]
[]
[]
[]
[]
[]
[]
[]
[]
[]
[]
[]
[]
[]
[]
[]
[]
[]
[]
[]
[]
[]
[]
[]
[]
[]
[]
[]
[]
[]
[]
[]
[]
[]
[]
[]
[]
[]
[]
[]
[]
[]
[]
[]
[]
[]
[]
[]
[]
[]
[]
[]
[]
[]
[]
[]
[]
[]
[]
[]
[]
[]
[]
[]
[]
[]
[]
[]
[]
[]
[]
[]
[]
[]
[]
[]
[]
[]
[]
[]
[]
[]
[]
[]
[]
[]
[]
[]
[]
[]
[]
[]
[]
[]
[]
[]
[]
[]
[]
[]
[]
[]
[]
[]
[]
[]
[]
[]
[]
[]
[]
[]
[]
[]
[]
[]
[]
[]
[]
[]
[]
[]
[]
[]
[]
[]
[]
[]
[]
[]
[]
[]
[]
[]
[]
[]
[]
[]
[]
[]
[]
[]
[]
[]
[]
[]
[]
[]
[]
[]
[]
[]
[]
[]
[]
[]
[]
[]
[]
[]
[]
[]
[]
[]
[]
[]
[]
[]
[]
[]
[]
[]
[]
[]
[]
[]
[]
[]
[]
[]
[]
[]
[]
[]
[]
[]
[]
[]
[]
[]
[]
[]
[]
[]
[]
[]
[]
[]
[]
[]
[]
[]
[]
[]
[]
[]
[]
[]
[]
[]
[]
[]
[]
[]
[]
[]
[]
[]
[]
[]
[]
[]
[]
[]
[]
[]
[]
[]
[]
[]
[]
[]
[]
[]
[]
[]
[]
[]
[]
[]
[]
[]
[]
[]
[]
[]
[]
[]
[]
[]
[]
[]
[]
[]
[]
[]
[]
[]
[]
[]
[]
[]
[]
[]
[]
[]
[]
[]
[]
[]
[]
[]
[]
[]
[]
[]
[]
[]
[]
[]
[]
[]
[]
[]
[]
[]
[]
[]
[]
[]
[]
[]
[]
[]
[]
[]
[]
[]
[]
[]
[]
[]
[]
[]
[]
[]
[]
[]
[]
[]
[]
[]
[]
[]
[]
[]
[]
[]
[]
[]
[]
[]
[]
[]
[]
[]
[]
[]
[]
[]
[]
[]
[]
[]
[]
[]
[]
[]
[]
[]
[]
[]
[]
[]
[]
[]
[]
[]
[]
[]
[]
[]
[]
[]
[]
[]
[]
[]
[]
[]
[]
[]
[]
[]
[]
[]
[]
[]
[]
[]
[]
[]
[]
[]
[]
[]
[]
[]
[]
[]
[]
[]
[]
[]
[]
[]
[]
[]
[]
[]
[]
[]
[]
[]
[]
[]
[]
[]
[]
[]
[]
[]
[]
[]
[]
[]
[]
[]
[]
[]
[]
[]
[]
[]
[]
[]
[]
[]
[]
[]
[]
[]
[]
[]
[]
[]
[]
[]
[]
[]
[]
[]
[]
[]
[]
[]
[]
[]
[]
[]
[]
[]
[]
[]
[]
[]
[]
[]
[]
[]
[]
[]
[]
[]
[]
[]
[]
[]
[]
[]
[]
[]
[]
[]
[]
[]
[]
[]
[]
[]
[]
[]
[]
[]
[]
[]
[]
[]
[]
[]
[]
[]
[]
[]
[]
[]
[]
[]
[]
[]
[]
[]
[]
[]
[]
[]
[]
[]
[]
[]
[]
[]
[]
[]
[]
[]
[]
[]
[]
[]
[]
[]
[]
[]
[]
[]
[]
[]
[]
[]
[]
[]
[]
[]
[]
[]
[]
[]
[]
[]
[]
[]
[]
[]
[]
[]
[]
[]
[]
[]
[]
[]
[]
[]
[]
[]
[]
[]
[]
[]
[]
[]
[]
[]
[]
[]
[]
[]
[]
[]
[]
[]
[]
[]
[]
[]
[]
[]
[]
[]
[]
[]
[]
[]
[]
[]
[]
[]
[]
[]
[]
[]
[]
[]
[]
[]
[]
[]
[]
[]
[]
[]
[]
[]
[]
[]
[]
[]
[]
[]
[]
[]
[]
[]
[]
[]
[]
[]
[]
[]
[]
[]
[]
[]
[]
[]
[]
[]
[]
[]
[]
[]
[]
[]
[]
[]
[]
[]
[]
[]
[]
[]
[]
[]
[]
[]
[]
[]
[]
[]
[]
[]
[]
[]
[]
[]
[]
[]
[]
[]
[]
[]
[]
[]
[]
[]
[]
[]
[]
[]
[]
[]
[]
[]
[]
[]
[]
[]
[]
[]
[]
[]
[]
[]
[]
[]
[]
[]
[]
[]
[]
[]
[]
[]
[]
[]
[]
[]
[]
[]
[]
[]
[]
[]
[]
[]
[]
[]
[]
[]
[]
[]
[]
[]
[]
[]
[]
[]
[]
[]
[]
[]
[]
[]
[]
[]
[]
[]
[]
[]
[]
[]
[]
[]
[]
[]
[]
[]
[]
[]
[]
[]
[]
[]
[]
[]
[]
[]
[]
[]
[]
[]
[]
[]
[]
[]
[]
[]
[]
[]
[]
[]
[]
[]
[]
[]
[]
[]
[]
[]
[]
[]
[]
[]
[]
[]
[]
[]
[]
[]
[]
[]
[]
[]
[]
[]
[]
[]
[]
[]
[]
[]
[]
[]
[]
[]
[]
[]
[]
[]
[]
[]
[]
[]
[]
[]
[]
[]
[]
[]
[]
[]
[]
[]
[]
[]
[]
[]
[]
[]
[]
[]
[]
[]
[]
[]
[]
[]
[]
[]
[]
[]
[]
[]
[]
[]
[]
[]
[]
[]
[]
[]
[]
[]
[]
[]
[]
[]
[]
[]
[]
[]
[]
[]
[]
[]
[]
[]
[]
[]
[]
[]
[]
[]
[]
[]
[]
[]
[]
[]
[]
[]
[]
[]
[]
[]
[]
[]
[]
[]
[]
[]
[]
[]
[]
[]
[]
[]
[]
[]
[]
[]
[]
[]
[]
[]
[]
[]
[]
[]
[]
[]
[]
[]
[]
[]
[]
[]
[]
[]
[]
[]
[]
[]
[]
[]
[]
[]
[]
[]
[]
[]
[]
[]
[]
[]
[]
[]
[]
[]
[]
[]
[]
[]
[]
[]
[]
[]
[]
[]
[]
[]
[]
[]
[]
[]
[]
[]
[]
[]
[]
[]
[]
[]
[]
[]
[]
[]
[]
[]
[]
[]
[]
[]
[]
[]
[]
[]
[]
[]
[]
[]
[]
[]
[]
[]
[]
[]
[]
[]
[]
[]
[]
[]
[]
[]
[]
[]
[]
[]
[]
[]
[]
[]
[]
[]
[]
[]
[]
[]
[]
[]
[]
[]
[]
[]
[]
[]
[]
[]
[]
[]
[]
[]
[]
[]
[]
[]
[]
[]
[]
[]
[]
[]
[]
[]
[]
[]
[]
[]
[]
[]
[]
[]
[]
[]
[]
[]
[]
[]
[]
[]
[]
[]
[]
[]
[]
[]
[]
[]
[]
[]
[]
[]
[]
[]
[]
[]
[]
[]
[]
[]
[]
[]
[]
[]
[]
[]
[]
[]
[]
[]
[]
[]
[]
[]
[]
[]
[]
[]
[]
[]
[]
[]
[]
[]
[]
[]
[]
[]
[]
[]
[]
[]
[]
[]
[]
[]
[]
[]
[]
[]
[]
[]
[]
[]
[]
[]
[]
[]
[]
[]
[]
[]
[]
[]
[]
[]
[]
[]
[]
[]
[]
[]
[]
[]
[]
[]
[]
[]
[]
[]
[]
[]
[]
[]
[]
[]
[]
[]
[]
[]
[]
[]
[]
[]
[]
[]
[]
[]
[]
[]
[]
[]
[]
[]
[]
[]
[]
[]
[]
[]
[]
[]
[]
[]
[]
[]
[]
[]
[]
[]
[]
[]
[]
[]
[]
[]
[]
[]
[]
[]
[]
[]
[]
[]
[]
[]
[]
[]
[]
[]
[]
[]
[]
[]
[]
[]
[]
[]
[]
[]
[]
[]
[]
[]
[]
[]
[]
[]
[]
[]
[]
[]
[]
[]
[]
[]
[]
[]
[]
[]
[]
[]
[]
[]
[]
[]
[]
[]
[]
[]
[]
[]
[]
[]
[]
[]
[]
[]
[]
[]
[]
[]
[]
[]
[]
[]
[]
[]
[]
[]
[]
[]
[]
[]
[]
[]
[]
[]
[]
[]
[]
[]
[]
[]
[]
[]
[]
[]
[]
[]
[]
[]
[]
[]
[]
[]
[]
[]
[]
[]
[]
[]
[]
[]
[]
[]
[]
[]
[]
[]
[]
[]
[]
[]
[]
[]
[]
[]
[]
[]
[]
[]
[]
[]
[]
[]
[]
[]
[]
[]
[]
[]
[]
[]
[]
[]
[]
[]
[]
[]
[]
[]
[]
[]
[]
[]
[]
[]
[]
[]
[]
[]
[]
[]
[]
[]
[]
[]
[]
[]
[]
[]
[]
[]
[]
[]
[]
[]
[]
[]
[]
[]
[]
[]
[]
[]
[]
[]
[]
[]
[]
[]
[]
[]
[]
[]
[]
[]
[]
[]
[]
[]
[]
[]
[]
[]
[]
[]
[]
[]
[]
[]
[]
[]
[]
[]
[]
[]
[]
[]
[]
[]
[]
[]
[]
[]
[]
[]
[]
[]
[]
[]
[]
[]
[]
[]
[]
[]
[]
[]
[]
[]
[]
[]
[]
[]
[]
[]
[]
[]
[]
[]
[]
[]
[]
[]
[]
[]
[]
[]
[]
[]
[]
[]
[]
[]
[]
[]
[]
[]
[]
[]
[]
[]
[]
[]
[]
[]
[]
[]
[]
[]
[]
[]
[]
[]
[]
[]
[]
[]
[]
[]
[]
[]
[]
[]
[]
[]
[]
[]
[]
[]
[]
[]
[]
[]
[]
[]
[]
[]
[]
[]
[]
[]
[]
[]
[]
[]
[]
[]
[]
[]
[]
[]
[]
[]
[]
[]
[]
[]
[]
[]
[]
[]
[]
[]
[]
[]
[]
[]
[]
[]
[]
[]
[]
[]
[]
[]
[]
[]
[]
[]
[]
[]
[]
[]
[]
[]
[]
[]
[]
[]
[]
[]
[]
[]
[]
[]
[]
[]
[]
[]
[]
[]
[]
[]
[]
[]
[]
[]
[]
[]
[]
[]
[]
[]
[]
[]
[]
[]
[]
[]
[]
[]
[]
[]
[]
[]
[]
[]
[]
[]
[]
[]
[]
[]
[]
[]
[]
[]
[]
[]
[]
[]
[]
[]
[]
[]
[]
[]
[]
[]
[]
[]
[]
[]
[]
[]
[]
[]
[]
[]
[]
[]
[]
[]
[]
[]
[]
[]
[]
[]
[]
[]
[]
[]
[]
[]
[]
[]
[]
[]
[]
[]
[]
[]
[]
[]
[]
[]
[]
[]
[]
[]
[]
[]
[]
[]
[]
[]
[]
[]
[]
[]
[]
[]
[]
[]
[]
[]
[]
[]
[]
[]
[]
[]
[]
[]
[]
[]
[]
[]
[]
[]
[]
[]
[]
[]
[]
[]
[]
[]
[]
[]
[]
[]
[]
[]
[]
[]
[]
[]
[]
[]
[]
[]
[]
[]
[]
[]
[]
[]
[]
[]
[]
[]
[]
[]
[]
[]
[]
[]
[]
[]
[]
[]
[]
[]
[]
[]
[]
[]
[]
[]
[]
[]
[]
[]
[]
[]
[]
[]
[]
[]
[]
[]
[]
[]
[]
[]
[]
[]
[]
[]
[]
[]
[]
[]
[]
[]
[]
[]
[]
[]
[]
[]
[]
[]
[]
[]
[]
[]
[]
[]
[]
[]
[]
[]
[]
[]
[]
[]
[]
[]
[]
[]
[]
[]
[]
[]
[]
[]
[]
[]
[]
[]
[]
[]
[]
[]
[]
[]
[]
[]
[]
[]
[]
[]
[]
[]
[]
[]
[]
[]
[]
[]
[]
[]
[]
[]
[]
[]
[]
[]
[]
[]
[]
[]
[]
[]
[]
[]
[]
[]
[]
[]
[]
[]
[]
[]
[]
[]
[]
[]
[]
[]
[]
[]
[]
[]
[]
[]
[]
[]
[]
[]
[]
[]
[]
[]
[]
[]
[]
[]
[]
[]
[]
[]
[]
[]
[]
[]
[]
[]
[]
[]
[]
[]
[]
[]
[]
[]
[]
[]
[]
[]
[]
[]
[]
[]
[]
[]
[]
[]
[]
[]
[]
[]
[]
[]
[]
[]
[]
[]
[]
[]
[]
[]
[]
[]
[]
[]
[]
[]
[]
[]
[]
[]
[]
[]
[]
[]
[]
[]
[]
[]
[]
[]
[]
[]
[]
[]
[]
[]
[]
[]
[]
[]
[]
[]
[]
[]
[]
[]
[]
[]
[]
[]
[]
[]
[]
[]
[]
[]
[]
[]
[]
[]
[]
[]
[]
[]
[]
[]
[]
[]
[]
[]
[]
[]
[]
[]
[]
[]
[]
[]
[]
[]
[]
[]
[]
[]
[]
[]
[]
[]
[]
[]
[]
[]
[]
[]
[]
[]
[]
[]
[]
[]
[]
[]
[]
[]
[]
[]
[]
[]
[]
[]
[]
[]
[]
[]
[]
[]
[]
[]
[]
[]
[]
[]
[]
[]
[]
[]
[]
[]
[]
[]
[]
[]
[]
[]
[]
[]
[]
[]
[]
[]
[]
[]
[]
[]
[]
[]
[]
[]
[]
[]
[]
[]
[]
[]
[]
[]
[]
[]
[]
[]
[]
[]
[]
[]
[]
[]
[]
[]
[]
[]
[]
[]
[]
[]
[]
[]
[]
[]
[]
[]
[]
[]
[]
[]
[]
[]
[]
[]
[]
[]
[]
[]
[]
[]
[]
[]
[]
[]
[]
[]
[]
[]
[]
[]
[]
[]
[]
[]
[]
[]
[]
[]
[]
[]
[]
[]
[]
[]
[]
[]
[]
[]
[]
[]
[]
[]
[]
[]
[]
[]
[]
[]
[]
[]
[]
[]
[]
[]
[]
[]
[]
[]
[]
[]
[]
[]
[]
[]
[]
[]
[]
[]
[]
[]
[]
[]
[]
[]
[]
[]
[]
[]
[]
[]
[]
[]
[]
[]
[]
[]
[]
[]
[]
[]
[]
[]
[]
[]
[]
[]
[]
[]
[]
[]
[]
[]
[]
[]
[]
[]
[]
[]
[]
[]
[]
[]
[]
[]
[]
[]
[]
[]
[]
[]
[]
[]
[]
[]
[]
[]
[]
[]
[]
[]
[]
[]
[]
[]
[]
[]
[]
[]
[]
[]
[]
[]
[]
[]
[]
[]
[]
[]
[]
[]
[]
[]
[]
[]
[]
[]
[]
[]
[]
[]
[]
[]
[]
[]
[]
[]
[]
[]
[]
[]
[]
[]
[]
[]
[]
[]
[]
[]
[]
[]
[]
[]
[]
[]
[]
[]
[]
[]
[]
[]
[]
[]
[]
[]
[]
[]
[]
[]
[]
[]
[]
[]
[]
[]
[]
[]
[]
[]
[]
[]
[]
[]
[]
[]
[]
[]
[]
[]
[]
[]
[]
[]
[]
[]
[]
[]
[]
[]
[]
[]
[]
[]
[]
[]
[]
[]
[]
[]
[]
[]
[]
[]
[]
[]
[]
[]
[]
[]
[]
[]
[]
[]
[]
[]
[]
[]
[]
[]
[]
[]
[]
[]
[]
[]
[]
[]
[]
[]
[]
[]
[]
[]
[]
[]
[]
[]
[]
[]
[]
[]
[]
[]
[]
[]
[]
[]
[]
[]
[]
[]
[]
[]
[]
[]
[]
[]
[]
[]
[]
[]
[]
[]
[]
[]
[]
[]
[]
[]
[]
[]
[]
[]
[]
[]
[]
[]
[]
[]
[]
[]
[]
[]
[]
[]
[]
[]
[]
[]
[]
[]
[]
[]
[]
[]
[]
[]
[]
[]
[]
[]
[]
[]
[]
[]
[]
[]
[]
[]
[]
[]
[]
[]
[]
[]
[]
[]
[]
[]
[]
[]
[]
[]
[]
[]
[]
[]
[]
[]
[]
[]
[]
[]
[]
[]
[]
[]
[]
[]
[]
[]
[]
[]
[]
[]
[]
[]
[]
[]
[]
[]
[]
[]
[]
[]
[]
[]
[]
[]
[]
[]
[]
[]
[]
[]
[]
[]
[]
[]
[]
[]
[]
[]
[]
[]
[]
[]
[]
[]
[]
[]
[]
[]
[]
[]
[]
[]
[]
[]
[]
[]
[]
[]
[]
[]
[]
[]
[]
[]
[]
[]
[]
[]
[]
[]
[]
[]
[]
[]
[]
[]
[]
[]
[]
[]
[]
[]
[]
[]
[]
[]
[]
[]
[]
[]
[]
[]
[]
[]
[]
[]
[]
[]
[]
[]
[]
[]
[]
[]
[]
[]
[]
[]
[]
[]
[]
[]
[]
[]
[]
[]
[]
[]
[]
[]
[]
[]
[]
[]
[]
[]
[]
[]
[]
[]
[]
[]
[]
[]
[]
[]
[]
[]
[]
[]
[]
[]
[]
[]
[]
[]
[]
[]
[]
[]
[]
[]
[]
[]
[]
[]
[]
[]
[]
[]
[]
[]
[]
[]
[]
[]
[]
[]
[]
[]
[]
[]
[]
[]
[]
[]
[]
[]
[]
[]
[]
[]
[]
[]
[]
[]
[]
[]
[]
[]
[]
[]
[]
[]
[]
[]
[]
[]
[]
[]
[]
[]
[]
[]
[]
[]
[]
[]
[]
[]
[]
[]
[]
[]
[]
[]
[]
[]
[]
[]
[]
[]
[]
[]
[]
[]
[]
[]
[]
[]
[]
[]
[]
[]
[]
[]
[]
[]
[]
[]
[]
[]
[]
[]
[]
[]
[]
[]
[]
[]
[]
[]
[]
[]
[]
[]
[]
[]
[]
[]
[]
[]
[]
[]
[]
[]
[]
[]
[]
[]
[]
[]
[]
[]
[]
[]
[]
[]
[]
[]
[]
[]
[]
[]
[]
[]
[]
[]
[]
[]
[]
[]
[]
[]
[]
[]
[]
[]
[]
[]
[]
[]
[]
[]
[]
[]
[]
[]
[]
[]
[]
[]
[]
[]
[]
[]
[]
[]
[]
[]
[]
[]
[]
[]
[]
[]
[]
[]
[]
[]
[]
[]
[]
[]
[]
[]
[]
[]
[]
[]
[]
[]
[]
[]
[]
[]
[]
[]
[]
[]
[]
[]
[]
[]
[]
[]
[]
[]
[]
[]
[]
[]
[]
[]
[]
[]
[]
[]
[]
[]
[]
[]
[]
[]
[]
[]
[]
[]
[]
[]
[]
[]
[]
[]
[]
[]
[]
[]
[]
[]
[]
[]
[]
[]
[]
[]
[]
[]
[]
[]
[]
[]
[]
[]
[]
[]
[]
[]
[]
[]
[]
[]
[]
[]
[]
[]
[]
[]
[]
[]
[]
[]
[]
[]
[]
[]
[]
[]
[]
[]
[]
[]
[]
[]
[]
[]
[]
[]
[]
[]
[]
[]
[]
[]
[]
[]
[]
[]
[]
[]
[]
[]
[]
[]
[]
[]
[]
[]
[]
[]
[]
[]
[]
[]
[]
[]
[]
[]
[]
[]
[]
[]
[]
[]
[]
[]
[]
[]
[]
[]
[]
[]
[]
[]
[]
[]
[]
[]
[]
[]
[]
[]
[]
[]
[]
[]
[]
[]
[]
[]
[]
[]
[]
[]
[]
[]
[]
[]
[]
[]
[]
[]
[]
[]
[]
[]
[]
[]
[]
[]
[]
[]
[]
[]
[]
[]
[]
[]
[]
[]
[]
[]
[]
[]
[]
[]
[]
[]
[]
[]
[]
[]
[]
[]
[]
[]
[]
[]
[]
[]
[]
[]
[]
[]
[]
[]
[]
[]
[]
[]
[]
[]
[]
[]
[]
[]
[]
[]
[]
[]
[]
[]
[]
[]
[]
[]
[]
[]
[]
[]
[]
[]
[]
[]
[]
[]
[]
[]
[]
[]
[]
[]
[]
[]
[]
[]
[]
[]
[]
[]
[]
[]
[]
[]
[]
[]
[]
[]
[]
[]
[]
[]
[]
[]
[]
[]
[]
[]
[]
[]
[]
[]
[]
[]
[]
[]
[]
[]
[]
[]
[]
[]
[]
[]
[]
[]
[]
[]
[]
[]
[]
[]
[]
[]
[]
[]
[]
[]
[]
[]
[]
[]
[]
[]
[]
[]
[]
[]
[]
[]
[]
[]
[]
[]
[]
[]
[]
[]
[]
[]
[]
[]
[]
[]
[]
[]
[]
[]
[]
[]
[]
[]
[]
[]
[]
[]
[]
[]
[]
[]
[]
[]
[]
[]
[]
[]
[]
[]
[]
[]
[]
[]
[]
[]
[]
[]
[]
[]
[]
[]
[]
[]
[]
[]
[]
[]
[]
[]
[]
[]
[]
[]
[]
[]
[]
[]
[]
[]
[]
[]
[]
[]
[]
[]
[]
[]
[]
[]
[]
[]
[]
[]
[]
[]
[]
[]
[]
[]
[]
[]
[]
[]
[]
[]
[]
[]
[]
[]
[]
[]
[]
[]
[]
[]
[]
[]
[]
[]
[]
[]
[]
[]
[]
[]
[]
[]
[]
[]
[]
[]
[]
[]
[]
[]
[]
[]
[]
[]
[]
[]
[]
[]
[]
[]
[]
[]
[]
[]
[]
[]
[]
[]
[]
[]
[]
[]
[]
[]
[]
[]
[]
[]
[]
[]
[]
[]
[]
[]
[]
[]
[]
[]
[]
[]
[]
[]
[]
[]
[]
[]
[]
[]
[]
[]
[]
[]
[]
[]
[]
[]
[]
[]
[]
[]
[]
[]
[]
[]
[]
[]
[]
[]
[]
[]
[]
[]
[]
[]
[]
[]
[]
[]
[]
[]
[]
[]
[]
[]
[]
[]
[]
[]
[]
[]
[]
[]
[]
[]
[]
[]
[]
[]
[]
[]
[]
[]
[]
[]
[]
[]
[]
[]
[]
[]
[]
[]
[]
[]
[]
[]
[]
[]
[]
[]
[]
[]
[]
[]
[]
[]
[]
[]
[]
[]
[]
[]
[]
[]
[]
[]
[]
[]
[]
[]
[]
[]
[]
[]
[]
[]
[]
[]
[]
[]
[]
[]
[]
[]
[]
[]
[]
[]
[]
[]
[]
[]
[]
[]
[]
[]
[]
[]
[]
[]
[]
[]
[]
[]
[]
[]
[]
[]
[]
[]
[]
[]
[]
[]
[]
[]
[]
[]
[]
[]
[]
[]
[]
[]
[]
[]
[]
[]
[]
[]
[]
[]
[]
[]
[]
[]
[]
[]
[]
[]
[]
[]
[]
[]
[]
[]
[]
[]
[]
[]
[]
[]
[]
[]
[]
[]
[]
[]
[]
[]
[]
[]
[]
[]
[]
[]
[]
[]
[]
[]
[]
[]
[]
[]
[]
[]
[]
[]
[]
[]
[]
[]
[]
[]
[]
[]
[]
[]
[]
[]
[]
[]
[]
[]
[]
[]
[]
[]
[]
[]
[]
[]
[]
[]
[]
[]
[]
[]
[]
[]
[]
[]
[]
[]
[]
[]
[]
[]
[]
[]
[]
[]
[]
[]
[]
[]
[]
[]
[]
[]
[]
[]
[]
[]
[]
[]
[]
[]
[]
[]
[]
[]
[]
[]
[]
[]
[]
[]
[]
[]
[]
[]
[]
[]
[]
[]
[]
[]
[]
[]
[]
[]
[]
[]
[]
[]
[]
[]
[]
[]
[]
[]
[]
[]
[]
[]
[]
[]
[]
[]
[]
[]
[]
[]
[]
[]
[]
[]
[]
[]
[]
[]
[]
[]
[]
[]
[]
[]
[]
[]
[]
[]
[]
[]
[]
[]
[]
[]
[]
[]
[]
[]
[]
[]
[]
[]
[]
[]
[]
[]
[]
[]
[]
[]
[]
[]
[]
[]
[]
[]
[]
[]
[]
[]
[]
[]
[]
[]
[]
[]
[]
[]
[]
[]
[]
[]
[]
[]
[]
[]
[]
[]
[]
[]
[]
[]
[]
[]
[]
[]
[]
[]
[]
[]
[]
[]
[]
[]
[]
[]
[]
[]
[]
[]
[]
[]
[]
[]
[]
[]
[]
[]
[]
[]
[]
[]
[]
[]
[]
[]
[]
[]
[]
[]
[]
[]
[]
[]
[]
[]
[]
[]
[]
[]
[]
[]
[]
[]
[]
[]
[]
[]
[]
[]
[]
[]
[]
[]
[]
[]
[]
[]
[]
[]
[]
[]
[]
[]
[]
[]
[]
[]
[]
[]
[]
[]
[]
[]
[]
[]
[]
[]
[]
[]
[]
[]
[]
[]
[]
[]
[]
[]
[]
[]
[]
[]
[]
[]
[]
[]
[]
[]
[]
[]
[]
[]
[]
[]
[]
[]
[]
[]
[]
[]
[]
[]
[]
[]
[]
[]
[]
[]
[]
[]
[]
[]
[]
[]
[]
[]
[]
[]
[]
[]
[]
[]
[]
[]
[]
[]
[]
[]
[]
[]
[]
[]
[]
[]
[]
[]
[]
[]
[]
[]
[]
[]
[]
[]
[]
[]
[]
[]
[]
[]
[]
[]
[]
[]
[]
[]
[]
[]
[]
[]
[]
[]
[]
[]
[]
[]
[]
[]
[]
[]
[]
[]
[]
[]
[]
[]
[]
[]
[]
[]
[]
[]
[]
[]
[]
[]
[]
[]
[]
[]
[]
[]
[]
[]
[]
[]
[]
[]
[]
[]
[]
[]
[]
[]
[]
[]
[]
[]
[]
[]
[]
[]
[]
[]
[]
[]
[]
[]
[]
[]
[]
[]
[]
[]
[]
[]
[]
[]
[]
[]
[]
[]
[]
[]
[]
[]
[]
[]
[]
[]
[]
[]
[]
[]
[]
[]
[]
[]
[]
[]
[]
[]
[]
[]
[]
[]
[]
[]
[]
[]
[]
[]
[]
[]
[]
[]
[]
[]
[]
[]
[]
[]
[]
[]
[]
[]
[]
[]
[]
[]
[]
[]
[]
[]
[]
[]
[]
[]
[]
[]
[]
[]
[]
[]
[]
[]
[]
[]
[]
[]
[]
[]
[]
[]
[]
[]
[]
[]
[]
[]
[]
[]
[]
[]
[]
[]
[]
[]
[]
[]
[]
[]
[]
[]
[]
[]
[]
[]
[]
[]
[]
[]
[]
[]
[]
[]
[]
[]
[]
[]
[]
[]
[]
[]
[]
[]
[]
[]
[]
[]
[]
[]
[]
[]
[]
[]
[]
[]
[]
[]
[]
[]
[]
[]
[]
[]
[]
[]
[]
[]
[]
[]
[]
[]
[]
[]
[]
[]
[]
[]
[]
[]
[]
[]
[]
[]
[]
[]
[]
[]
[]
[]
[]
[]
[]
[]
[]
[]
[]
[]
[]
[]
[]
[]
[]
[]
[]
[]
[]
[]
[]
[]
[]
[]
[]
[]
[]
[]
[]
[]
[]
[]
[]
[]
[]
[]
[]
[]
[]
[]
[]
[]
[]
[]
[]
[]
[]
[]
[]
[]
[]
[]
[]
[]
[]
[]
[]
[]
[]
[]
[]
[]
[]
[]
[]
[]
[]
[]
[]
[]
[]
[]
[]
[]
[]
[]
[]
[]
[]
[]
[]
[]
[]
[]
[]
[]
[]
[]
[]
[]
[]
[]
[]
[]
[]
[]
[]
[]
[]
[]
[]
[]
[]
[]
[]
[]
[]
[]
[]
[]
[]
[]
[]
[]
[]
[]
[]
[]
[]
[]
[]
[]
[]
[]
[]
[]
[]
[]
[]
[]
[]
[]
[]
[]
[]
[]
[]
[]
[]
[]
[]
[]
[]
[]
[]
[]
[]
[]
[]
[]
[]
[]
[]
[]
[]
[]
[]
[]
[]
[]
[]
[]
[]
[]
[]
[]
[]
[]
[]
[]
[]
[]
[]
[]
[]
[]
[]
[]
[]
[]
[]
[]
[]
[]
[]
[]
[]
[]
[]
[]
[]
[]
[]
[]
[]
[]
[]
[]
[]
[]
[]
[]
[]
[]
[]
[]
[]
[]
[]
[]
[]
[]
[]
[]
[]
[]
[]
[]
[]
[]
[]
[]
[]
[]
[]
[]
[]
[]
[]
[]
[]
[]
[]
[]
[]
[]
[]
[]
[]
[]
[]
[]
[]
[]
[]
[]
[]
[]
[]
[]
[]
[]
[]
[]
[]
[]
[]
[]
[]
[]
[]
[]
[]
[]
[]
[]
[]
[]
[]
[]
[]
[]
[]
[]
[]
[]
[]
[]
[]
[]
[]
[]
[]
[]
[]
[]
[]
[]
[]
[]
[]
[]
[]
[]
[]
[]
[]
[]
[]
[]
[]
[]
[]
[]
[]
[]
[]
[]
[]
[]
[]
[]
[]
[]
[]
[]
[]
[]
[]
[]
[]
[]
[]
[]
[]
[]
[]
[]
[]
[]
[]
[]
[]
[]
[]
[]
[]
[]
[]
[]
[]
[]
[]
[]
[]
[]
[]
[]
[]
[]
[]
[]
[]
[]
[]
[]
[]
[]
[]
[]
[]
[]
[]
[]
[]
[]
[]
[]
[]
[]
[]
[]
[]
[]
[]
[]
[]
[]
[]
[]
[]
[]
[]
[]
[]
[]
[]
[]
[]
[]
[]
[]
[]
[]
[]
[]
[]
[]
[]
[]
[]
[]
[]
[]
[]
[]
[]
[]
[]
[]
[]
[]
[]
[]
[]
[]
[]
[]
[]
[]
[]
[]
[]
[]
[]
[]
[]
[]
[]
[]
[]
[]
[]
[]
[]
[]
[]
[]
[]
[]
[]
[]
[]
[]
[]
[]
[]
[]
[]
[]
[]
[]
[]
[]
[]
[]
[]
[]
[]
[]
[]
[]
[]
[]
[]
[]
[]
[]
[]
[]
[]
[]
[]
[]
[]
[]
[]
[]
[]
[]
[]
[]
[]
[]
[]
[]
[]
[]
[]
[]
[]
[]
[]
[]
[]
[]
[]
[]
[]
[]
[]
[]
[]
[]
[]
[]
[]
[]
[]
[]
[]
[]
[]
[]
[]
[]
[]
[]
[]
[]
[]
[]
[]
[]
[]
[]
[]
[]
[]
[]
[]
[]
[]
[]
[]
[]
[]
[]
[]
[]
[]
[]
[]
[]
[]
[]
[]
[]
[]
[]
[]
[]
[]
[]
[]
[]
[]
[]
[]
[]
[]
[]
[]
[]
[]
[]
[]
[]
[]
[]
[]
[]
[]
[]
[]
[]
[]
[]
[]
[]
[]
[]
[]
[]
[]
[]
[]
[]
[]
[]
[]
[]
[]
[]
[]
[]
[]
[]
[]
[]
[]
[]
[]
[]
[]
[]
[]
[]
[]
[]
[]
[]
[]
[]
[]
[]
[]
[]
[]
[]
[]
[]
[]
[]
[]
[]
[]
[]
[]
[]
[]
[]
[]
[]
[]
[]
[]
[]
[]
[]
[]
[]
[]
[]
[]
[]
[]
[]
[]
[]
[]
[]
[]
[]
[]
[]
[]
[]
[]
[]
[]
[]
[]
[]
[]
[]
[]
[]
[]
[]
[]
[]
[]
[]
[]
[]
[]
[]
[]
[]
[]
[]
[]
[]
[]
[]
[]
[]
[]
[]
[]
[]
[]
[]
[]
[]
[]
[]
[]
[]
[]
[]
[]
[]
[]
[]
[]
[]
[]
[]
[]
[]
[]
[]
[]
[]
[]
[]
[]
[]
[]
[]
[]
[]
[]
[]
[]
[]
[]
[]
[]
[]
[]
[]
[]
[]
[]
[]
[]
[]
[]
[]
[]
[]
[]
[]
[]
[]
[]
[]
[]
[]
[]
[]
[]
[]
[]
[]
[]
[]
[]
[]
[]
[]
[]
[]
[]
[]
[]
[]
[]
[]
[]
[]
[]
[]
[]
[]
[]
[]
[]
[]
[]
[]
[]
[]
[]
[]
[]
[]
[]
[]
[]
[]
[]
[]
[]
[]
[]
[]
[]
[]
[]
[]
[]
[]
[]
[]
[]
[]
[]
[]
[]
[]
[]
[]
[]
[]
[]
[]
[]
[]
[]
[]
[]
[]
[]
[]
[]
[]
[]
[]
[]
[]
[]
[]
[]
[]
[]
[]
[]
[]
[]
[]
[]
[]
[]
[]
[]
[]
[]
[]
[]
[]
[]
[]
[]
[]
[]
[]
[]
[]
[]
[]
[]
[]
[]
[]
[]
[]
[]
[]
[]
[]
[]
[]
[]
[]
[]
[]
[]
[]
[]
[]
[]
[]
[]
[]
[]
[]
[]
[]
[]
[]
[]
[]
[]
[]
[]
[]
[]
[]
[]
[]
[]
[]
[]
[]
[]
[]
[]
[]
[]
[]
[]
[]
[]
[]
[]
[]
[]
[]
[]
[]
[]
[]
[]
[]
[]
[]
[]
[]
[]
[]
[]
[]
[]
[]
[]
[]
[]
[]
[]
[]
[]
[]
[]
[]
[]
[]
[]
[]
[]
[]
[]
[]
[]
[]
[]
[]
[]
[]
[]
[]
[]
[]
[]
[]
[]
[]
[]
[]
[]
[]
[]
[]
[]
[]
[]
[]
[]
[]
[]
[]
[]
[]
[]
[]
[]
[]
[]
[]
[]
[]
[]
[]
[]
[]
[]
[]
[]
[]
[]
[]
[]
[]
[]
[]
[]
[]
[]
[]
[]
[]
[]
[]
[]
[]
[]
[]
[]
[]
[]
[]
[]
[]
[]
[]
[]
[]
[]
[]
[]
[]
[]
[]
[]
[]
[]
[]
[]
[]
[]
[]
[]
[]
[]
[]
[]
[]
[]
[]
[]
[]
[]
[]
[]
[]
[]
[]
[]
[]
[]
[]
[]
[]
[]
[]
[]
[]
[]
[]
[]
[]
[]
[]
[]
[]
[]
[]
[]
[]
[]
[]
[]
[]
[]
[]
[]
[]
[]
[]
[]
[]
[]
[]
[]
[]
[]
[]
[]
[]
[]
[]
[]
[]
[]
[]
[]
[]
[]
[]
[]
[]
[]
[]
[]
[]
[]
[]
[]
[]
[]
[]
[]
[]
[]
[]
[]
[]
[]
[]
[]
[]
[]
[]
[]
[]
[]
[]
[]
[]
[]
[]
[]
[]
[]
[]
[]
[]
[]
[]
[]
[]
[]
[]
[]
[]
[]
[]
[]
[]
[]
[]
[]
[]
[]
[]
[]
[]
[]
[]
[]
[]
[]
[]
[]
[]
[]
[]
[]
[]
[]
[]
[]
[]
[]
[]
[]
[]
[]
[]
[]
[]
[]
[]
[]
[]
[]
[]
[]
[]
[]
[]
[]
[]
[]
[]
[]
[]
[]
[]
[]
[]
[]
[]
[]
[]
[]
[]
[]
[]
[]
[]
[]
[]
[]
[]
[]
[]
[]
[]
[]
[]
[]
[]
[]
[]
[]
[]
[]
[]
[]
[]
[]
[]
[]
[]
[]
[]
[]
[]
[]
[]
[]
[]
[]
[]
[]
[]
[]
[]
[]
[]
[]
[]
[]
[]
[]
[]
[]
[]
[]
[]
[]
[]
[]
[]
[]
[]
[]
[]
[]
[]
[]
[]
[]
[]
[]
[]
[]
[]
[]
[]
[]
[]
[]
[]
[]
[]
[]
[]
[]
[]
[]
[]
[]
[]
[]
[]
[]
[]
[]
[]
[]
[]
[]
[]
[]
[]
[]
[]
[]
[]
[]
[]
[]
[]
[]
[]
[]
[]
[]
[]
[]
[]
[]
[]
[]
[]
[]
[]
[]
[]
[]
[]
[]
[]
[]
[]
[]
[]
[]
[]
[]
[]
[]
[]
[]
[]
[]
[]
[]
[]
[]
[]
[]
[]
[]
[]
[]
[]
[]
[]
[]
[]
[]
[]
[]
[]
[]
[]
[]
[]
[]
[]
[]
[]
[]
[]
[]
[]
[]
[]
[]
[]
[]
[]
[]
[]
[]
[]
[]
[]
[]
[]
[]
[]
[]
[]
[]
[]
[]
[]
[]
[]
[]
[]
[]
[]
[]
[]
[]
[]
[]
[]
[]
[]
[]
[]
[]
[]
[]
[]
[]
[]
[]
[]
[]
[]
[]
[]
[]
[]
[]
[]
[]
[]
[]
[]
[]
[]
[]
[]
[]
[]
[]
[]
[]
[]
[]
[]
[]
[]
[]
[]
[]
[]
[]
[]
[]
[]
[]
[]
[]
[]
[]
[]
[]
[]
[]
[]
[]
[]
[]
[]
[]
[]
[]
[]
[]
[]
[]
[]
[]
[]
[]
[]
[]
[]
[]
[]
[]
[]
[]
[]
[]
[]
[]
[]
[]
[]
[]
[]
[]
[]
[]
[]
[]
[]
[]
[]
[]
[]
[]
[]
[]
[]
[]
[]
[]
[]
[]
[]
[]
[]
[]
[]
[]
[]
[]
[]
[]
[]
[]
[]
[]
[]
[]
[]
[]
[]
[]
[]
[]
[]
[]
[]
[]
[]
[]
[]
[]
[]
[]
[]
[]
[]
[]
[]
[]
[]
[]
[]
[]
[]
[]
[]
[]
[]
[]
[]
[]
[]
[]
[]
[]
[]
[]
[]
[]
[]
[]
[]
[]
[]
[]
[]
[]
[]
[]
[]
[]
[]
[]
[]
[]
[]
[]
[]
[]
[]
[]
[]
[]
[]
[]
[]
[]
[]
[]
[]
[]
[]
[]
[]
[]
[]
[]
[]
[]
[]
[]
[]
[]
[]
[]
[]
[]
[]
[]
[]
[]
[]
[]
[]
[]
[]
[]
[]
[]
[]
[]
[]
[]
[]
[]
[]
[]
[]
[]
[]
[]
[]
[]
[]
[]
[]
[]
[]
[]
[]
[]
[]
[]
[]
[]
[]
[]
[]
[]
[]
[]
[]
[]
[]
[]
[]
[]
[]
[]
[]
[]
[]
[]
[]
[]
[]
[]
[]
[]
[]
[]
[]
[]
[]
[]
[]
[]
[]
[]
[]
[]
[]
[]
[]
[]
[]
[]
[]
[]
[]
[]
[]
[]
[]
[]
[]
[]
[]
[]
[]
[]
[]
[]
[]
[]
[]
[]
[]
[]
[]
[]
[]
[]
[]
[]
[]
[]
[]
[]
[]
[]
[]
[]
[]
[]
[]
[]
[]
[]
[]
[]
[]
[]
[]
[]
[]
[]
[]
[]
[]
[]
[]
[]
[]
[]
[]
[]
[]
[]
[]
[]
[]
[]
[]
[]
[]
[]
[]
[]
[]
[]
[]
[]
[]
[]
[]
[]
[]
[]
[]
[]
[]
[]
[]
[]
[]
[]
[]
[]
[]
[]
[]
[]
[]
[]
[]
[]
[]
[]
[]
[]
[]
[]
[]
[]
[]
[]
[]
[]
[]
[]
[]
[]
[]
[]
[]
[]
[]
[]
[]
[]
[]
[]
[]
[]
[]
[]
[]
[]
[]
[]
[]
[]
[]
[]
[]
[]
[]
[]
[]
[]
[]
[]
[]
[]
[]
[]
[]
[]
[]
[]
[]
[]
[]
[]
[]
[]
[]
[]
[]
[]
[]
[]
[]
[]
[]
[]
[]
[]
[]
[]
[]
[]
[]
[]
[]
[]
[]
[]
[]
[]
[]
[]
[]
[]
[]
[]
[]
[]
[]
[]
[]
[]
[]
[]
[]
[]
[]
[]
[]
[]
[]
[]
[]
[]
[]
[]
[]
[]
[]
[]
[]
[]
[]
[]
[]
[]
[]
[]
[]
[]
[]
[]
[]
[]
[]
[]
[]
[]
[]
[]
[]
[]
[]
[]
[]
[]
[]
[]
[]
[]
[]
[]
[]
[]
[]
[]
[]
[]
[]
[]
[]
[]
[]
[]
[]
[]
[]
[]
[]
[]
[]
[]
[]
[]
[]
[]
[]
[]
[]
[]
[]
[]
[]
[]
[]
[]
[]
[]
[]
[]
[]
[]
[]
[]
[]
[]
[]
[]
[]
[]
[]
[]
[]
[]
[]
[]
[]
[]
[]
[]
[]
[]
[]
[]
[]
[]
[]
[]
[]
[]
[]
[]
[]
[]
[]
[]
[]
[]
[]
[]
[]
[]
[]
[]
[]
[]
[]
[]
[]
[]
[]
[]
[]
[]
[]
[]
[]
[]
[]
[]
[]
[]
[]
[]
[]
[]
[]
[]
[]
[]
[]
[]
[]
[]
[]
[]
[]
[]
[]
[]
[]
[]
[]
[]
[]
[]
[]
[]
[]
[]
[]
[]
[]
[]
[]
[]
[]
[]
[]
[]
[]
[]
[]
[]
[]
[]
[]
[]
[]
[]
[]
[]
[]
[]
[]
[]
[]
[]
[]
[]
[]
[]
[]
[]
[]
[]
[]
[]
[]
[]
[]
[]
[]
[]
[]
[]
[]
[]
[]
[]
[]
[]
[]
[]
[]
[]
[]
[]
[]
[]
[]
[]
[]
[]
[]
[]
[]
[]
[]
[]
[]
[]
[]
[]
[]
[]
[]
[]
[]
[]
[]
[]
[]
[]
[]
[]
[]
[]
[]
[]
[]
[]
[]
[]
[]
[]
[]
[]
[]
[]
[]
[]
[]
[]
[]
[]
[]
[]
[]
[]
[]
[]
[]
[]
[]
[]
[]
[]
[]
[]
[]
[]
[]
[]
[]
[]
[]
[]
[]
[]
[]
[]
[]
[]
[]
[]
[]
[]
[]
[]
[]
[]
[]
[]
[]
[]
[]
[]
[]
[]
[]
[]
[]
[]
[]
[]
[]
[]
[]
[]
[]
[]
[]
[]
[]
[]
[]
[]
[]
[]
[]
[]
[]
[]
[]
[]
[]
[]
[]
[]
[]
[]
[]
[]
[]
[]
[]
[]
[]
[]
[]
[]
[]
[]
[]
[]
[]
[]
[]
[]
[]
[]
[]
[]
[]
[]
[]
[]
[]
[]
[]
[]
[]
[]
[]
[]
[]
[]
[]
[]
[]
[]
[]
[]
[]
[]
[]
[]
[]
[]
[]
[]
[]
[]
[]
[]
[]
[]
[]
[]
[]
[]
[]
[]
[]
[]
[]
[]
[]
[]
[]
[]
[]
[]
[]
[]
[]
[]
[]
[]
[]
[]
[]
[]
[]
[]
[]
[]
[]
[]
[]
[]
[]
[]
[]
[]
[]
[]
[]
[]
[]
[]
[]
[]
[]
[]
[]
[]
[]
[]
[]
[]
[]
[]
[]
[]
[]
[]
[]
[]
[]
[]
[]
[]
[]
[]
[]
[]
[]
[]
[]
[]
[]
[]
[]
[]
[]
[]
[]
[]
[]
[]
[]
[]
[]
[]
[]
[]
[]
[]
[]
[]
[]
[]
[]
[]
[]
[]
[]
[]
[]
[]
[]
[]
[]
[]
[]
[]
[]
[]
[]
[]
[]
[]
[]
[]
[]
[]
[]
[]
[]
[]
[]
[]
[]
[]
[]
[]
[]
[]
[]
[]
[]
[]
[]
[]
[]
[]
[]
[]
[]
[]
[]
[]
[]
[]
[]
[]
[]
[]
[]
[]
[]
[]
[]
[]
[]
[]
[]
[]
[]
[]
[]
[]
[]
[]
[]
[]
[]
[]
[]
[]
[]
[]
[]
[]
[]
[]
[]
[]
[]
[]
[]
[]
[]
[]
[]
[]
[]
[]
[]
[]
[]
[]
[]
[]
[]
[]
[]
[]
[]
[]
[]
[]
[]
[]
[]
[]
[]
[]
[]
[]
[]
[]
[]
[]
[]
[]
[]
[]
[]
[]
[]
[]
[]
[]
[]
[]
[]
[]
[]
[]
[]
[]
[]
[]
[]
[]
[]
[]
[]
[]
[]
[]
[]
[]
[]
[]
[]
[]
[]
[]
[]
[]
[]
[]
[]
[]
[]
[]
[]
[]
[]
[]
[]
[]
[]
[]
[]
[]
[]
[]
[]
[]
[]
[]
[]
[]
[]
[]
[]
[]
[]
[]
[]
[]
[]
[]
[]
[]
[]
[]
[]
[]
[]
[]
[]
[]
[]
[]
[]
[]
[]
[]
[]
[]
[]
[]
[]
[]
[]
[]
[]
[]
[]
[]
[]
[]
[]
[]
[]
[]
[]
[]
[]
[]
[]
[]
[]
[]
[]
[]
[]
[]
[]
[]
[]
[]
[]
[]
[]
[]
[]
[]
[]
[]
[]
[]
[]
[]
[]
[]
[]
[]
[]
[]
[]
[]
[]
[]
[]
[]
[]
[]
[]
[]
[]
[]
[]
[]
[]
[]
[]
[]
[]
[]
[]
[]
[]
[]
[]
[]
[]
[]
[]
[]
[]
[]
[]
[]
[]
[]
[]
[]
[]
[]
[]
[]
[]
[]
[]
[]
[]
[]
[]
[]
[]
[]
[]
[]
[]
[]
[]
[]
[]
[]
[]
[]
[]
[]
[]
[]
[]
[]
[]
[]
[]
[]
[]
[]
[]
[]
[]
[]
[]
[]
[]
[]
[]
[]
[]
[]
[]
[]
[]
[]
[]
[]
[]
[]
[]
[]
[]
[]
[]
[]
[]
[]
[]
[]
[]
[]
[]
[]
[]
[]
[]
[]
[]
[]
[]
[]
[]
[]
[]
[]
[]
[]
[]
[]
[]
[]
[]
[]
[]
[]
[]
[]
[]
[]
[]
[]
[]
[]
[]
[]
[]
[]
[]
[]
[]
[]
[]
[]
[]
[]
[]
[]
[]
[]
[]
[]
[]
[]
[]
[]
[]
[]
[]
[]
[]
[]
[]
[]
[]
[]
[]
[]
[]
[]
[]
[]
[]
[]
[]
[]
[]
[]
[]
[]
[]
[]
[]
[]
[]
[]
[]
[]
[]
[]
[]
[]
[]
[]
[]
[]
[]
[]
[]
[]
[]
[]
[]
[]
[]
[]
[]
[]
[]
[]
[]
[]
[]
[]
[]
[]
[]
[]
[]
[]
[]
[]
[]
[]
[]
[]
[]
[]
[]
[]
[]
[]
[]
[]
[]
[]
[]
[]
[]
[]
[]
[]
[]
[]
[]
[]
[]
[]
[]
[]
[]
[]
[]
[]
[]
[]
[]
[]
[]
[]
[]
[]
[]
[]
[]
[]
[]
[]
[]
[]
[]
[]
[]
[]
[]
[]
[]
[]
[]
[]
[]
[]
[]
[]
[]
[]
[]
[]
[]
[]
[]
[]
[]
[]
[]
[]
[]
[]
[]
[]
[]
[]
[]
[]
[]
[]
[]
[]
[]
[]
[]
[]
[]
[]
[]
[]
[]
[]
[]
[]
[]
[]
[]
[]
[]
[]
[]
[]
[]
[]
[]
[]
[]
[]
[]
[]
[]
[]
[]
[]
[]
[]
[]
[]
[]
[]
[]
[]
[]
[]
[]
[]
[]
[]
[]
[]
[]
[]
[]
[]
[]
[]
[]
[]
[]
[]
[]
[]
[]
[]
[]
[]
[]
[]
[]
[]
[]
[]
[]
[]
[]
[]
[]
[]
[]
[]
[]
[]
[]
[]
[]
[]
[]
[]
[]
[]
[]
[]
[]
[]
[]
[]
[]
[]
[]
[]
[]
[]
[]
[]
[]
[]
[]
[]
[]
[]
[]
[]
[]
[]
[]
[]
[]
[]
[]
[]
[]
[]
[]
[]
[]
[]
[]
[]
[]
[]
[]
[]
[]
[]
[]
[]
[]
[]
[]
[]
[]
[]
[]
[]
[]
[]
[]
[]
[]
[]
[]
[]
[]
[]
[]
[]
[]
[]
[]
[]
[]
[]
[]
[]
[]
[]
[]
[]
[]
[]
[]
[]
[]
[]
[]
[]
[]
[]
[]
[]
[]
[]
[]
[]
[]
[]
[]
[]
[]
[]
[]
[]
[]
[]
[]
[]
[]
[]
[]
[]
[]
[]
[]
[]
[]
[]
[]
[]
[]
[]
[]
[]
[]
[]
[]
[]
[]
[]
[]
[]
[]
[]
[]
[]
[]
[]
[]
[]
[]
[]
[]
[]
[]
[]
[]
[]
[]
[]
[]
[]
[]
[]
[]
[]
[]
[]
[]
[]
[]
[]
[]
[]
[]
[]
[]
[]
[]
[]
[]
[]
[]
[]
[]
[]
[]
[]
[]
[]
[]
[]
[]
[]
[]
[]
[]
[]
[]
[]
[]
[]
[]
[]
[]
[]
[]
[]
[]
[]
[]
[]
[]
[]
[]
[]
[]
[]
[]
[]
[]
[]
[]
[]
[]
[]
[]
[]
[]
[]
[]
[]
[]
[]
[]
[]
[]
[]
[]
[]
[]
[]
[]
[]
[]
[]
[]
[]
[]
[]
[]
[]
[]
[]
[]
[]
[]
[]
[]
[]
[]
[]
[]
[]
[]
[]
[]
[]
[]
[]
[]
[]
[]
[]
[]
[]
[]
[]
[]
[]
[]
[]
[]
[]
[]
[]
[]
[]
[]
[]
[]
[]
[]
[]
[]
[]
[]
[]
[]
[]
[]
[]
[]
[]
[]
[]
[]
[]
[]
[]
[]
[]
[]
[]
[]
[]
[]
[]
[]
[]
[]
[]
[]
[]
[]
[]
[]
[]
[]
[]
[]
[]
[]
[]
[]
[]
[]
[]
[]
[]
[]
[]
[]
[]
[]
[]
[]
[]
[]
[]
[]
[]
[]
[]
[]
[]
[]
[]
[]
[]
[]
[]
[]
[]
[]
[]
[]
[]
[]
[]
[]
[]
[]
[]
[]
[]
[]
[]
[]
[]
[]
[]
[]
[]
[]
[]
[]
[]
[]
[]
[]
[]
[]
[]
[]
[]
[]
[]
[]
[]
[]
[]
[]
[]
[]
[]
[]
[]
[]
[]
[]
[]
[]
[]
[]
[]
[]
[]
[]
[]
[]
[]
[]
[]
[]
[]
[]
[]
[]
[]
[]
[]
[]
[]
[]
[]
[]
[]
[]
[]
[]
[]
[]
[]
[]
[]
[]
[]
[]
[]
[]
[]
[]
[]
[]
[]
[]
[]
[]
[]
[]
[]
[]
[]
[]
[]
[]
[]
[]
[]
[]
[]
[]
[]
[]
[]
[]
[]
[]
[]
[]
[]
[]
[]
[]
[]
[]
[]
[]
[]
[]
[]
[]
[]
[]
[]
[]
[]
[]
[]
[]
[]
[]
[]
[]
[]
[]
[]
[]
[]
[]
[]
[]
[]
[]
[]
[]
[]
[]
[]
[]
[]
[]
[]
[]
[]
[]
[]
[]
[]
[]
[]
[]
[]
[]
[]
[]
[]
[]
[]
[]
[]
[]
[]
[]
[]
[]
[]
[]
[]
[]
[]
[]
[]
[]
[]
[]
[]
[]
[]
[]
[]
[]
[]
[]
[]
[]
[]
[]
[]
[]
[]
[]
[]
[]
[]
[]
[]
[]
[]
[]
[]
[]
[]
[]
[]
[]
[]
[]
[]
[]
[]
[]
[]
[]
[]
[]
[]
[]
[]
[]
[]
[]
[]
[]
[]
[]
[]
[]
[]
[]
[]
[]
[]
[]
[]
[]
[]
[]
[]
[]
[]
[]
[]
[]
[]
[]
[]
[]
[]
[]
[]
[]
[]
[]
[]
[]
[]
[]
[]
[]
[]
[]
[]
[]
[]
[]
[]
[]
[]
[]
[]
[]
[]
[]
[]
[]
[]
[]
[]
[]
[]
[]
[]
[]
[]
[]
[]
[]
[]
[]
[]
[]
[]
[]
[]
[]
[]
[]
[]
[]
[]
[]
[]
[]
[]
[]
[]
[]
[]
[]
[]
[]
[]
[]
[]
[]
[]
[]
[]
[]
[]
[]
[]
[]
[]
[]
[]
[]
[]
[]
[]
[]
[]
[]
[]
[]
[]
[]
[]
[]
[]
[]
[]
[]
[]
[]
[]
[]
[]
[]
[]
[]
[]
[]
[]
[]
[]
[]
[]
[]
[]
[]
[]
[]
[]
[]
[]
[]
[]
[]
[]
[]
[]
[]
[]
[]
[]
[]
[]
[]
[]
[]
[]
[]
[]
[]
[]
[]
[]
[]
[]
[]
[]
[]
[]
[]
[]
[]
[]
[]
[]
[]
[]
[]
[]
[]
[]
[]
[]
[]
[]
[]
[]
[]
[]
[]
[]
[]
[]
[]
[]
[]
[]
[]
[]
[]
[]
[]
[]
[]
[]
[]
[]
[]
[]
[]
[]
[]
[]
[]
[]
[]
[]
[]
[]
[]
[]
[]
[]
[]
[]
[]
[]
[]
[]
[]
[]
[]
[]
[]
[]
[]
[]
[]
[]
[]
[]
[]
[]
[]
[]
[]
[]
[]
[]
[]
[]
[]
[]
[]
[]
[]
[]
[]
[]
[]
[]
[]
[]
[]
[]
[]
[]
[]
[]
[]
[]
[]
[]
[]
[]
[]
[]
[]
[]
[]
[]
[]
[]
[]
[]
[]
[]
[]
[]
[]
[]
[]
[]
[]
[]
[]
[]
[]
[]
[]
[]
[]
[]
[]
[]
[]
[]
[]
[]
[]
[]
[]
[]
[]
[]
[]
[]
[]
[]
[]
[]
[]
[]
[]
[]
[]
[]
[]
[]
[]
[]
[]
[]
[]
[]
[]
[]
[]
[]
[]
[]
[]
[]
[]
[]
[]
[]
[]
[]
[]
[]
[]
[]
[]
[]
[]
[]
[]
[]
[]
[]
[]
[]
[]
[]
[]
[]
[]
[]
[]
[]
[]
[]
[]
[]
[]
[]
[]
[]
[]
[]
[]
[]
[]
[]
[]
[]
[]
[]
[]
[]
[]
[]
[]
[]
[]
[]
[]
[]
[]
[]
[]
[]
[]
[]
[]
[]
[]
[]
[]
[]
[]
[]
[]
[]
[]
[]
[]
[]
[]
[]
[]
[]
[]
[]
[]
[]
[]
[]
[]
[]
[]
[]
[]
[]
[]
[]
[]
[]
[]
[]
[]
[]
[]
[]
[]
[]
[]
[]
[]
[]
[]
[]
[]
[]
[]
[]
[]
[]
[]
[]
[]
[]
[]
[]
[]
[]
[]
[]
[]
[]
[]
[]
[]
[]
[]
[]
[]
[]
[]
[]
[]
[]
[]
[]
[]
[]
[]
[]
[]
[]
[]
[]
[]
[]
[]
[]
[]
[]
[]
[]
[]
[]
[]
[]
[]
[]
[]
[]
[]
[]
[]
[]
[]
[]
[]
[]
[]
[]
[]
[]
[]
[]
[]
[]
[]
[]
[]
[]
[]
[]
[]
[]
[]
[]
[]
[]
[]
[]
[]
[]
[]
[]
[]
[]
[]
[]
[]
[]
[]
[]
[]
[]
[]
[]
[]
[]
[]
[]
[]
[]
[]
[]
[]
[]
[]
[]
[]
[]
[]
[]
[]
[]
[]
[]
[]
[]
[]
[]
[]
[]
[]
[]
[]
[]
[]
[]
[]
[]
[]
[]
[]
[]
[]
[]
[]
[]
[]
[]
[]
[]
[]
[]
[]
[]
[]
[]
[]
[]
[]
[]
[]
[]
[]
[]
[]
[]
[]
[]
[]
[]
[]
[]
[]
[]
[]
[]
[]
[]
[]
[]
[]
[]
[]
[]
[]
[]
[]
[]
[]
[]
[]
[]
[]
[]
[]
[]
[]
[]
[]
[]
[]
[]
[]
[]
[]
[]
[]
[]
[]
[]
[]
[]
[]
[]
[]
[]
[]
[]
[]
[]
[]
[]
[]
[]
[]
[]
[]
[]
[]
[]
[]
[]
[]
[]
[]
[]
[]
[]
[]
[]
[]
[]
[]
[]
[]
[]
[]
[]
[]
[]
[]
[]
[]
[]
[]
[]
[]
[]
[]
[]
[]
[]
[]
[]
[]
[]
[]
[]
[]
[]
[]
[]
[]
[]
[]
[]
[]
[]
[]
[]
[]
[]
[]
[]
[]
[]
[]
[]
[]
[]
[]
[]
[]
[]
[]
[]
[]
[]
[]
[]
[]
[]
[]
[]
[]
[]
[]
[]
[]
[]
[]
[]
[]
[]
[]
[]
[]
[]
[]
[]
[]
[]
[]
[]
[]
[]
[]
[]
[]
[]
[]
[]
[]
[]
[]
[]
[]
[]
[]
[]
[]
[]
[]
[]
[]
[]
[]
[]
[]
[]
[]
[]
[]
[]
[]
[]
[]
[]
[]
[]
[]
[]
[]
[]
[]
[]
[]
[]
[]
[]
[]
[]
[]
[]
[]
[]
[]
[]
[]
[]
[]
[]
[]
[]
[]
[]
[]
[]
[]
[]
[]
[]
[]
[]
[]
[]
[]
[]
[]
[]
[]
[]
[]
[]
[]
[]
[]
[]
[]
[]
[]
[]
[]
[]
[]
[]
[]
[]
[]
[]
[]
[]
[]
[]
[]
[]
[]
[]
[]
[]
[]
[]
[]
[]
[]
[]
[]
[]
[]
[]
[]
[]
[]
[]
[]
[]
[]
[]
[]
[]
[]
[]
[]
[]
[]
[]
[]
[]
[]
[]
[]
[]
[]
[]
[]
[]
[]
[]
[]
[]
[]
[]
[]
[]
[]
[]
[]
[]
[]
[]
[]
[]
[]
[]
[]
[]
[]
[]
[]
[]
[]
[]
[]
[]
[]
[]
[]
[]
[]
[]
[]
[]
[]
[]
[]
[]
[]
[]
[]
[]
[]
[]
[]
[]
[]
[]
[]
[]
[]
[]
[]
[]
[]
[]
[]
[]
[]
[]
[]
[]
[]
[]
[]
[]
[]
[]
[]
[]
[]
[]
[]
[]
[]
[]
[]
[]
[]
[]
[]
[]
[]
[]
[]
[]
[]
[]
[]
[]
[]
[]
[]
[]
[]
[]
[]
[]
[]
[]
[]
[]
[]
[]
[]
[]
[]
[]
[]
[]
[]
[]
[]
[]
[]
[]
[]
[]
[]
[]
[]
[]
[]
[]
[]
[]
[]
[]
[]
[]
[]
[]
[]
[]
[]
[]
[]
[]
[]
[]
[]
[]
[]
[]
[]
[]
[]
[]
[]
[]
[]
[]
[]
[]
[]
[]
[]
[]
[]
[]
[]
[]
[]
[]
[]
[]
[]
[]
[]
[]
[]
[]
[]
[]
[]
[]
[]
[]
[]
[]
[]
[]
[]
[]
[]
[]
[]
[]
[]
[]
[]
[]
[]
[]
[]
[]
[]
[]
[]
[]
[]
[]
[]
[]
[]
[]
[]
[]
[]
[]
[]
[]
[]
[]
[]
[]
[]
[]
[]
[]
[]
[]
[]
[]
[]
[]
[]
[]
[]
[]
[]
[]
[]
[]
[]
[]
[]
[]
[]
[]
[]
[]
[]
[]
[]
[]
[]
[]
[]
[]
[]
[]
[]
[]
[]
[]
[]
[]
[]
[]
[]
[]
[]
[]
[]
[]
[]
[]
[]
[]
[]
[]
[]
[]
[]
[]
[]
[]
[]
[]
[]
[]
[]
[]
[]
[]
[]
[]
[]
[]
[]
[]
[]
[]
[]
[]
[]
[]
[]
[]
[]
[]
[]
[]
[]
[]
[]
[]
[]
[]
[]
[]
[]
[]
[]
[]
[]
[]
[]
[]
[]
[]
[]
[]
[]
[]
[]
[]
[]
[]
[]
[]
[]
[]
[]
[]
[]
[]
[]
[]
[]
[]
[]
[]
[]
[]
[]
[]
[]
[]
[]
[]
[]
[]
[]
[]
[]
[]
[]
[]
[]
[]
[]
[]
[]
[]
[]
[]
[]
[]
[]
[]
[]
[]
[]
[]
[]
[]
[]
[]
[]
[]
[]
[]
[]
[]
[]
[]
[]
[]
[]
[]
[]
[]
[]
[]
[]
[]
[]
[]
[]
[]
[]
[]
[]
[]
[]
[]
[]
[]
[]
[]
[]
[]
[]
[]
[]
[]
[]
[]
[]
[]
[]
[]
[]
[]
[]
[]
[]
[]
[]
[]
[]
[]
[]
[]
[]
[]
[]
[]
[]
[]
[]
[]
[]
[]
[]
[]
[]
[]
[]
[]
[]
[]
[]
[]
[]
[]
[]
[]
[]
[]
[]
[]
[]
[]
[]
[]
[]
[]
[]
[]
[]
[]
[]
[]
[]
[]
[]
[]
[]
[]
[]
[]
[]
[]
[]
[]
[]
[]
[]
[]
[]
[]
[]
[]
[]
[]
[]
[]
[]
[]
[]
[]
[]
[]
[]
[]
[]
[]
[]
[]
[]
[]
[]
[]
[]
[]
[]
[]
[]
[]
[]
[]
[]
[]
[]
[]
[]
[]
[]
[]
[]
[]
[]
[]
[]
[]
[]
[]
[]
[]
[]
[]
[]
[]
[]
[]
[]
[]
[]
[]
[]
[]
[]
[]
[]
[]
[]
[]
[]
[]
[]
[]
[]
[]
[]
[]
[]
[]
[]
[]
[]
[]
[]
[]
[]
[]
[]
[]
[]
[]
[]
[]
[]
[]
[]
[]
[]
[]
[]
[]
[]
[]
[]
[]
[]
[]
[]
[]
[]
[]
[]
[]
[]
[]
[]
[]
[]
[]
[]
[]
[]
[]
[]
[]
[]
[]
[]
[]
[]
[]
[]
[]
[]
[]
[]
[]
[]
[]
[]
[]
[]
[]
[]
[]
[]
[]
[]
[]
[]
[]
[]
[]
[]
[]
[]
[]
[]
[]
[]
[]
[]
[]
[]
[]
[]
[]
[]
[]
[]
[]
[]
[]
[]
[]
[]
[]
[]
[]
[]
[]
[]
[]
[]
[]
[]
[]
[]
[]
[]
[]
[]
[]
[]
[]
[]
[]
[]
[]
[]
[]
[]
[]
[]
[]
[]
[]
[]
[]
[]
[]
[]
[]
[]
[]
[]
[]
[]
[]
[]
[]
[]
[]
[]
[]
[]
[]
[]
[]
[]
[]
[]
[]
[]
[]
[]
[]
[]
[]
[]
[]
[]
[]
[]
[]
[]
[]
[]
[]
[]
[]
[]
[]
[]
[]
[]
[]
[]
[]
[]
[]
[]
[]
[]
[]
[]
[]
[]
[]
[]
[]
[]
[]
[]
[]
[]
[]
[]
[]
[]
[]
[]
[]
[]
[]
[]
[]
[]
[]
[]
[]
[]
[]
[]
[]
[]
[]
[]
[]
[]
[]
[]
[]
[]
[]
[]
[]
[]
[]
[]
[]
[]
[]
[]
[]
[]
[]
[]
[]
[]
[]
[]
[]
[]
[]
[]
[]
[]
[]
[]
[]
[]
[]
[]
[]
[]
[]
[]
[]
[]
[]
[]
[]
[]
[]
[]
[]
[]
[]
[]
[]
[]
[]
[]
[]
[]
[]
[]
[]
[]
[]
[]
[]
[]
[]
[]
[]
[]
[]
[]
[]
[]
[]
[]
[]
[]
[]
[]
[]
[]
[]
[]
[]
[]
[]
[]
[]
[]
[]
[]
[]
[]
[]
[]
[]
[]
[]
[]
[]
[]
[]
[]
[]
[]
[]
[]
[]
[]
[]
[]
[]
[]
[]
[]
[]
[]
[]
[]
[]
[]
[]
[]
[]
[]
[]
[]
[]
[]
[]
[]
[]
[]
[]
[]
[]
[]
[]
[]
[]
[]
[]
[]
[]
[]
[]
[]
[]
[]
[]
[]
[]
[]
[]
[]
[]
[]
[]
[]
[]
[]
[]
[]
[]
[]
[]
[]
[]
[]
[]
[]
[]
[]
[]
[]
[]
[]
[]
[]
[]
[]
[]
[]
[]
[]
[]
[]
[]
[]
[]
[]
[]
[]
[]
[]
[]
[]
[]
[]
[]
[]
[]
[]
[]
[]
[]
[]
[]
[]
[]
[]
[]
[]
[]
[]
[]
[]
[]
[]
[]
[]
[]
[]
[]
[]
[]
[]
[]
[]
[]
[]
[]
[]
[]
[]
[]
[]
[]
[]
[]
[]
[]
[]
[]
[]
[]
[]
[]
[]
[]
[]
[]
[]
[]
[]
[]
[]
[]
[]
[]
[]
[]
[]
[]
[]
[]
[]
[]
[]
[]
[]
[]
[]
[]
[]
[]
[]
[]
[]
[]
[]
[]
[]
[]
[]
[]
[]
[]
[]
[]
[]
[]
[]
[]
[]
[]
[]
[]
[]
[]
[]
[]
[]
[]
[]
[]
[]
[]
[]
[]
[]
[]
[]
[]
[]
[]
[]
[]
[]
[]
[]
[]
[]
[]
[]
[]
[]
[]
[]
[]
[]
[]
[]
[]
[]
[]
[]
[]
[]
[]
[]
[]
[]
[]
[]
[]
[]
[]
[]
[]
[]
[]
[]
[]
[]
[]
[]
[]
[]
[]
[]
[]
[]
[]
[]
[]
[]
[]
[]
[]
[]
[]
[]
[]
[]
[]
[]
[]
[]
[]
[]
[]
[]
[]
[]
[]
[]
[]
[]
[]
[]
[]
[]
[]
[]
[]
[]
[]
[]
[]
[]
[]
[]
[]
[]
[]
[]
[]
[]
[]
[]
[]
[]
[]
[]
[]
[]
[]
[]
[]
[]
[]
[]
[]
[]
[]
[]
[]
[]
[]
[]
[]
[]
[]
[]
[]
[]
[]
[]
[]
[]
[]
[]
[]
[]
[]
[]
[]
[]
[]
[]
[]
[]
[]
[]
[]
[]
[]
[]
[]
[]
[]
[]
[]
[]
[]
[]
[]
[]
[]
[]
[]
[]
[]
[]
[]
[]
[]
[]
[]
[]
[]
[]
[]
[]
[]
[]
[]
[]
[]
[]
[]
[]
[]
[]
[]
[]
[]
[]
[]
[]
[]
[]
[]
[]
[]
[]
[]
[]
[]
[]
[]
[]
[]
[]
[]
[]
[]
[]
[]
[]
[]
[]
[]
[]
[]
[]
[]
[]
[]
[]
[]
[]
[]
[]
[]
[]
[]
[]
[]
[]
[]
[]
[]
[]
[]
[]
[]
[]
[]
[]
[]
[]
[]
[]
[]
[]
[]
[]
[]
[]
[]
[]
[]
[]
[]
[]
[]
[]
[]
[]
[]
[]
[]
[]
[]
[]
[]
[]
[]
[]
[]
[]
[]
[]
[]
[]
[]
[]
[]
[]
[]
[]
[]
[]
[]
[]
[]
[]
[]
[]
[]
[]
[]
[]
[]
[]
[]
[]
[]
[]
[]
[]
[]
[]
[]
[]
[]
[]
[]
[]
[]
[]
[]
[]
[]
[]
[]
[]
[]
[]
[]
[]
[]
[]
[]
[]
[]
[]
[]
[]
[]
[]
[]
[]
[]
[]
[]
[]
[]
[]
[]
[]
[]
[]
[]
[]
[]
[]
[]
[]
[]
[]
[]
[]
[]
[]
[]
[]
[]
[]
[]
[]
[]
[]
[]
[]
[]
[]
[]
[]
[]
[]
[]
[]
[]
[]
[]
[]
[]
[]
[]
[]
[]
[]
[]
[]
[]
[]
[]
[]
[]
[]
[]
[]
[]
[]
[]
[]
[]
[]
[]
[]
[]
[]
[]
[]
[]
[]
[]
[]
[]
[]
[]
[]
[]
[]
[]
[]
[]
[]
[]
[]
[]
[]
[]
[]
[]
[]
[]
[]
[]
[]
[]
[]
[]
[]
[]
[]
[]
[]
[]
[]
[]
[]
[]
[]
[]
[]
[]
[]
[]
[]
[]
[]
[]
[]
[]
[]
[]
[]
[]
[]
[]
[]
[]
[]
[]
[]
[]
[]
[]
[]
[]
[]
[]
[]
[]
[]
[]
[]
[]
[]
[]
[]
[]
[]
[]
[]
[]
[]
[]
[]
[]
[]
[]
[]
[]
[]
[]
[]
[]
[]
[]
[]
[]
[]
[]
[]
[]
[]
[]
[]
[]
[]
[]
[]
[]
[]
[]
[]
[]
[]
[]
[]
[]
[]
[]
[]
[]
[]
[]
[]
[]
[]
[]
[]
[]
[]
[]
[]
[]
[]
[]
[]
[]
[]
[]
[]
[]
[]
[]
[]
[]
[]
[]
[]
[]
[]
[]
[]
[]
[]
[]
[]
[]
[]
[]
[]
[]
[]
[]
[]
[]
[]
[]
[]
[]
[]
[]
[]
[]
[]
[]
[]
[]
[]
[]
[]
[]
[]
[]
[]
[]
[]
[]
[]
[]
[]
[]
[]
[]
[]
[]
[]
[]
[]
[]
[]
[]
[]
[]
[]
[]
[]
[]
[]
[]
[]
[]
[]
[]
[]
[]
[]
[]
[]
[]
[]
[]
[]
[]
[]
[]
[]
[]
[]
[]
[]
[]
[]
[]
[]
[]
[]
[]
[]
[]
[]
[]
[]
[]
[]
[]
[]
[]
[]
[]
[]
[]
[]
[]
[]
[]
[]
[]
[]
[]
[]
[]
[]
[]
[]
[]
[]
[]
[]
[]
[]
[]
[]
[]
[]
[]
[]
[]
[]
[]
[]
[]
[]
[]
[]
[]
[]
[]
[]
[]
[]
[]
[]
[]
[]
[]
[]
[]
[]
[]
[]
[]
[]
[]
[]
[]
[]
[]
[]
[]
[]
[]
[]
[]
[]
[]
[]
[]
[]
[]
[]
[]
[]
[]
[]
[]
[]
[]
[]
[]
[]
[]
[]
[]
[]
[]
[]
[]
[]
[]
[]
[]
[]
[]
[]
[]
[]
[]
[]
[]
[]
[]
[]
[]
[]
[]
[]
[]
[]
[]
[]
[]
[]
[]
[]
[]
[]
[]
[]
[]
[]
[]
[]
[]
[]
[]
[]
[]
[]
[]
[]
[]
[]
[]
[]
[]
[]
[]
[]
[]
[]
[]
[]
[]
[]
[]
[]
[]
[]
[]
[]
[]
[]
[]
[]
[]
[]
[]
[]
[]
[]
[]
[]
[]
[]
[]
[]
[]
[]
[]
[]
[]
[]
[]
[]
[]
[]
[]
[]
[]
[]
[]
[]
[]
[]
[]
[]
[]
[]
[]
[]
[]
[]
[]
[]
[]
[]
[]
[]
[]
[]
[]
[]
[]
[]
[]
[]
[]
[]
[]
[]
[]
[]
[]
[]
[]
[]
[]
[]
[]
[]
[]
[]
[]
[]
[]
[]
[]
[]
[]
[]
[]
[]
[]
[]
[]
[]
[]
[]
[]
[]
[]
[]
[]
[]
[]
[]
[]
[]
[]
[]
[]
[]
[]
[]
[]
[]
[]
[]
[]
[]
[]
[]
[]
[]
[]
[]
[]
[]
[]
[]
[]
[]
[]
[]
[]
[]
[]
[]
[]
[]
[]
[]
[]
[]
[]
[]
[]
[]
[]
[]
[]
[]
[]
[]
[]
[]
[]
[]
[]
[]
[]
[]
[]
[]
[]
[]
[]
[]
[]
[]
[]
[]
[]
[]
[]
[]
[]
[]
[]
[]
[]
[]
[]
[]
[]
[]
[]
[]
[]
[]
[]
[]
[]
[]
[]
[]
[]
[]
[]
[]
[]
[]
[]
[]
[]
[]
[]
[]
[]
[]
[]
[]
[]
[]
[]
[]
[]
[]
[]
[]
[]
[]
[]
[]
[]
[]
[]
[]
[]
[]
[]
[]
[]
[]
[]
[]
[]
[]
[]
[]
[]
[]
[]
[]
[]
[]
[]
[]
[]
[]
[]
[]
[]
[]
[]
[]
[]
[]
[]
[]
[]
[]
[]
[]
[]
[]
[]
[]
[]
[]
[]
[]
[]
[]
[]
[]
[]
[]
[]
[]
[]
[]
[]
[]
[]
[]
[]
[]
[]
[]
[]
[]
[]
[]
[]
[]
[]
[]
[]
[]
[]
[]
[]
[]
[]
[]
[]
[]
[]
[]
[]
[]
[]
[]
[]
[]
[]
[]
[]
[]
[]
[]
[]
[]
[]
[]
[]
[]
[]
[]
[]
[]
[]
[]
[]
[]
[]
[]
[]
[]
[]
[]
[]
[]
[]
[]
[]
[]
[]
[]
[]
[]
[]
[]
[]
[]
[]
[]
[]
[]
[]
[]
[]
[]
[]
[]
[]
[]
[]
[]
[]
[]
[]
[]
[]
[]
[]
[]
[]
[]
[]
[]
[]
[]
[]
[]
[]
[]
[]
[]
[]
[]
[]
[]
[]
[]
[]
[]
[]
[]
[]
[]
[]
[]
[]
[]
[]
[]
[]
[]
[]
[]
[]
[]
[]
[]
[]
[]
[]
[]
[]
[]
[]
[]
[]
[]
[]
[]
[]
[]
[]
[]
[]
[]
[]
[]
[]
[]
[]
[]
[]
[]
[]
[]
[]
[]
[]
[]
[]
[]
[]
[]
[]
[]
[]
[]
[]
[]
[]
[]
[]
[]
[]
[]
[]
[]
[]
[]
[]
[]
[]
[]
[]
[]
[]
[]
[]
[]
[]
[]
[]
[]
[]
[]
[]
[]
[]
[]
[]
[]
[]
[]
[]
[]
[]
[]
[]
[]
[]
[]
[]
[]
[]
[]
[]
[]
[]
[]
[]
[]
[]
[]
[]
[]
[]
[]
[]
[]
[]
[]
[]
[]
[]
[]
[]
[]
[]
[]
[]
[]
[]
[]
[]
[]
[]
[]
[]
[]
[]
[]
[]
[]
[]
[]
[]
[]
[]
[]
[]
[]
[]
[]
[]
[]
[]
[]
[]
[]
[]
[]
[]
[]
[]
[]
[]
[]
[]
[]
[]
[]
[]
[]
[]
[]
[]
[]
[]
[]
[]
[]
[]
[]
[]
[]
[]
[]
[]
[]
[]
[]
[]
[]
[]
[]
[]
[]
[]
[]
[]
[]
[]
[]
[]
[]
[]
[]
[]
[]
[]
[]
[]
[]
[]
[]
[]
[]
[]
[]
[]
[]
[]
[]
[]
[]
[]
[]
[]
[]
[]
[]
[]
[]
[]
[]
[]
[]
[]
[]
[]
[]
[]
[]
[]
[]
[]
[]
[]
[]
[]
[]
[]
[]
[]
[]
[]
[]
[]
[]
[]
[]
[]
[]
[]
[]
[]
[]
[]
[]
[]
[]
[]
[]
[]
[]
[]
[]
[]
[]
[]
[]
[]
[]
[]
[]
[]
[]
[]
[]
[]
[]
[]
[]
[]
[]
[]
[]
[]
[]
[]
[]
[]
[]
[]
[]
[]
[]
[]
[]
[]
[]
[]
[]
[]
[]
[]
[]
[]
[]
[]
[]
[]
[]
[]
[]
[]
[]
[]
[]
[]
[]
[]
[]
[]
[]
[]
[]
[]
[]
[]
[]
[]
[]
[]
[]
[]
[]
[]
[]
[]
[]
[]
[]
[]
[]
[]
[]
[]
[]
[]
[]
[]
[]
[]
[]
[]
[]
[]
[]
[]
[]
[]
[]
[]
[]
[]
[]
[]
[]
[]
[]
[]
[]
[]
[]
[]
[]
[]
[]
[]
[]
[]
[]
[]
[]
[]
[]
[]
[]
[]
[]
[]
[]
[]
[]
[]
[]
[]
[]
[]
[]
[]
[]
[]
[]
[]
[]
[]
[]
[]
[]
[]
[]
[]
[]
[]
[]
[]
[]
[]
[]
[]
[]
[]
[]
[]
[]
[]
[]
[]
[]
[]
[]
[]
[]
[]
[]
[]
[]
[]
[]
[]
[]
[]
[]
[]
[]
[]
[]
[]
[]
[]
[]
[]
[]
[]
[]
[]
[]
[]
[]
[]
[]
[]
[]
[]
[]
[]
[]
[]
[]
[]
[]
[]
[]
[]
[]
[]
[]
[]
[]
[]
[]
[]
[]
[]
[]
[]
[]
[]
[]
[]
[]
[]
[]
[]
[]
[]
[]
[]
[]
[]
[]
[]
[]
[]
[]
[]
[]
[]
[]
[]
[]
[]
[]
[]
[]
[]
[]
[]
[]
[]
[]
[]
[]
[]
[]
[]
[]
[]
[]
[]
[]
[]
[]
[]
[]
[]
[]
[]
[]
[]
[]
[]
[]
[]
[]
[]
[]
[]
[]
[]
[]
[]
[]
[]
[]
[]
[]
[]
[]
[]
[]
[]
[]
[]
[]
[]
[]
[]
[]
[]
[]
[]
[]
[]
[]
[]
[]
[]
[]
[]
[]
[]
[]
[]
[]
[]
[]
[]
[]
[]
[]
[]
[]
[]
[]
[]
[]
[]
[]
[]
[]
[]
[]
[]
[]
[]
[]
[]
[]
[]
[]
[]
[]
[]
[]
[]
[]
[]
[]
[]
[]
[]
[]
[]
[]
[]
[]
[]
[]
[]
[]
[]
[]
[]
[]
[]
[]
[]
[]
[]
[]
[]
[]
[]
[]
[]
[]
[]
[]
[]
[]
[]
[]
[]
[]
[]
[]
[]
[]
[]
[]
[]
[]
[]
[]
[]
[]
[]
[]
[]
[]
[]
[]
[]
[]
[]
[]
[]
[]
[]
[]
[]
[]
[]
[]
[]
[]
[]
[]
[]
[]
[]
[]
[]
[]
[]
[]
[]
[]
[]
[]
[]
[]
[]
[]
[]
[]
[]
[]
[]
[]
[]
[]
[]
[]
[]
[]
[]
[]
[]
[]
[]
[]
[]
[]
[]
[]
[]
[]
[]
[]
[]
[]
[]
[]
[]
[]
[]
[]
[]
[]
[]
[]
[]
[]
[]
[]
[]
[]
[]
[]
[]
[]
[]
[]
[]
[]
[]
[]
[]
[]
[]
[]
[]
[]
[]
[]
[]
[]
[]
[]
[]
[]
[]
[]
[]
[]
[]
[]
[]
[]
[]
[]
[]
[]
[]
[]
[]
[]
[]
[]
[]
[]
[]
[]
[]
[]
[]
[]
[]
[]
[]
[]
[]
[]
[]
[]
[]
[]
[]
[]
[]
[]
[]
[]
[]
[]
[]
[]
[]
[]
[]
[]
[]
[]
[]
[]
[]
[]
[]
[]
[]
[]
[]
[]
[]
[]
[]
[]
[]
[]
[]
[]
[]
[]
[]
[]
[]
[]
[]
[]
[]
[]
[]
[]
[]
[]
[]
[]
[]
[]
[]
[]
[]
[]
[]
[]
[]
[]
[]
[]
[]
[]
[]
[]
[]
[]
[]
[]
[]
[]
[]
[]
[]
[]
[]
[]
[]
[]
[]
[]
[]
[]
[]
[]
[]
[]
[]
[]
[]
[]
[]
[]
[]
[]
[]
[]
[]
[]
[]
[]
[]
[]
[]
[]
[]
[]
[]
[]
[]
[]
[]
[]
[]
[]
[]
[]
[]
[]
[]
[]
[]
[]
[]
[]
[]
[]
[]
[]
[]
[]
[]
[]
[]
[]
[]
[]
[]
[]
[]
[]
[]
[]
[]
[]
[]
[]
[]
[]
[]
[]
[]
[]
[]
[]
[]
[]
[]
[]
[]
[]
[]
[]
[]
[]
[]
[]
[]
[]
[]
[]
[]
[]
[]
[]
[]
[]
[]
[]
[]
[]
[]
[]
[]
[]
[]
[]
[]
[]
[]
[]
[]
[]
[]
[]
[]
[]
[]
[]
[]
[]
[]
[]
[]
[]
[]
[]
[]
[]
[]
[]
[]
[]
[]
[]
[]
[]
[]
[]
[]
[]
[]
[]
[]
[]
[]
[]
[]
[]
[]
[]
[]
[]
[]
[]
[]
[]
[]
[]
[]
[]
[]
[]
[]
[]
[]
[]
[]
[]
[]
[]
[]
[]
[]
[]
[]
[]
[]
[]
[]
[]
[]
[]
[]
[]
[]
[]
[]
[]
[]
[]
[]
[]
[]
[]
[]
[]
[]
[]
[]
[]
[]
[]
[]
[]
[]
[]
[]
[]
[]
[]
[]
[]
[]
[]
[]
[]
[]
[]
[]
[]
[]
[]
[]
[]
[]
[]
[]
[]
[]
[]
[]
[]
[]
[]
[]
[]
[]
[]
[]
[]
[]
[]
[]
[]
[]
[]
[]
[]
[]
[]
[]
[]
[]
[]
[]
[]
[]
[]
[]
[]
[]
[]
[]
[]
[]
[]
[]
[]
[]
[]
[]
[]
[]
[]
[]
[]
[]
[]
[]
[]
[]
[]
[]
[]
[]
[]
[]
[]
[]
[]
[]
[]
[]
[]
[]
[]
[]
[]
[]
[]
[]
[]
[]
[]
[]
[]
[]
[]
[]
[]
[]
[]
[]
[]
[]
[]
[]
[]
[]
[]
[]
[]
[]
[]
[]
[]
[]
[]
[]
[]
[]
[]
[]
[]
[]
[]
[]
[]
[]
[]
[]
[]
[]
[]
[]
[]
[]
[]
[]
[]
[]
[]
[]
[]
[]
[]
[]
[]
[]
[]
[]
[]
[]
[]
[]
[]
[]
[]
[]
[]
[]
[]
[]
[]
[]
[]
[]
[]
[]
[]
[]
[]
[]
[]
[]
[]
[]
[]
[]
[]
[]
[]
[]
[]
[]
[]
[]
[]
[]
[]
[]
[]
[]
[]
[]
[]
[]
[]
[]
[]
[]
[]
[]
[]
[]
[]
[]
[]
[]
[]
[]
[]
[]
[]
[]
[]
[]
[]
[]
[]
[]
[]
[]
[]
[]
[]
[]
[]
[]
[]
[]
[]
[]
[]
[]
[]
[]
[]
[]
[]
[]
[]
[]
[]
[]
[]
[]
[]
[]
[]
[]
[]
[]
[]
[]
[]
[]
[]
[]
[]
[]
[]
[]
[]
[]
[]
[]
[]
[]
[]
[]
[]
[]
[]
[]
[]
[]
[]
[]
[]
[]
[]
[]
[]
[]
[]
[]
[]
[]
[]
[]
[]
[]
[]
[]
[]
[]
[]
[]
[]
[]
[]
[]
[]
[]
[]
[]
[]
[]
[]
[]
[]
[]
[]
[]
[]
[]
[]
[]
[]
[]
[]
[]
[]
[]
[]
[]
[]
[]
[]
[]
[]
[]
[]
[]
[]
[]
[]
[]
[]
[]
[]
[]
[]
[]
[]
[]
[]
[]
[]
[]
[]
[]
[]
[]
[]
[]
[]
[]
[]
[]
[]
[]
[]
[]
[]
[]
[]
[]
[]
[]
[]
[]
[]
[]
[]
[]
[]
[]
[]
[]
[]
[]
[]
[]
[]
[]
[]
[]
[]
[]
[]
[]
[]
[]
[]
[]
[]
[]
[]
[]
[]
[]
[]
[]
[]
[]
[]
[]
[]
[]
[]
[]
[]
[]
[]
[]
[]
[]
[]
[]
[]
[]
[]
[]
[]
[]
[]
[]
[]
[]
[]
[]
[]
[]
[]
[]
[]
[]
[]
[]
[]
[]
[]
[]
[]
[]
[]
[]
[]
[]
[]
[]
[]
[]
[]
[]
[]
[]
[]
[]
[]
[]
[]
[]
[]
[]
[]
[]
[]
[]
[]
[]
[]
[]
[]
[]
[]
[]
[]
[]
[]
[]
[]
[]
[]
[]
[]
[]
[]
[]
[]
[]
[]
[]
[]
[]
[]
[]
[]
[]
[]
[]
[]
[]
[]
[]
[]
[]
[]
[]
[]
[]
[]
[]
[]
[]
[]
[]
[]
[]
[]
[]
[]
[]
[]
[]
[]
[]
[]
[]
[]
[]
[]
[]
[]
[]
[]
[]
[]
[]
[]
[]
[]
[]
[]
[]
[]
[]
[]
[]
[]
[]
[]
[]
[]
[]
[]
[]
[]
[]
[]
[]
[]
[]
[]
[]
[]
[]
[]
[]
[]
[]
[]
[]
[]
[]
[]
[]
[]
[]
[]
[]
[]
[]
[]
[]
[]
[]
[]
[]
[]
[]
[]
[]
[]
[]
[]
[]
[]
[]
[]
[]
[]
[]
[]
[]
[]
[]
[]
[]
[]
[]
[]
[]
[]
[]
[]
[]
[]
[]
[]
[]
[]
[]
[]
[]
[]
[]
[]
[]
[]
[]
[]
[]
[]
[]
[]
[]
[]
[]
[]
[]
[]
[]
[]
[]
[]
[]
[]
[]
[]
[]
[]
[]
[]
[]
[]
[]
[]
[]
[]
[]
[]
[]
[]
[]
[]
[]
[]
[]
[]
[]
[]
[]
[]
[]
[]
[]
[]
[]
[]
[]
[]
[]
[]
[]
[]
[]
[]
[]
[]
[]
[]
[]
[]
[]
[]
[]
[]
[]
[]
[]
[]
[]
[]
[]
[]
[]
[]
[]
[]
[]
[]
[]
[]
[]
[]
[]
[]
[]
[]
[]
[]
[]
[]
[]
[]
[]
[]
[]
[]
[]
[]
[]
[]
[]
[]
[]
[]
[]
[]
[]
[]
[]
[]
[]
[]
[]
[]
[]
[]
[]
[]
[]
[]
[]
[]
[]
[]
[]
[]
[]
[]
[]
[]
[]
[]
[]
[]
[]
[]
[]
[]
[]
[]
[]
[]
[]
[]
[]
[]
[]
[]
[]
[]
[]
[]
[]
[]
[]
[]
[]
[]
[]
[]
[]
[]
[]
[]
[]
[]
[]
[]
[]
[]
[]
[]
[]
[]
[]
[]
[]
[]
[]
[]
[]
[]
[]
[]
[]
[]
[]
[]
[]
[]
[]
[]
[]
[]
[]
[]
[]
[]
[]
[]
[]
[]
[]
[]
[]
[]
[]
[]
[]
[]
[]
[]
[]
[]
[]
[]
[]
[]
[]
[]
[]
[]
[]
[]
[]
[]
[]
[]
[]
[]
[]
[]
[]
[]
[]
[]
[]
[]
[]
[]
[]
[]
[]
[]
[]
[]
[]
[]
[]
[]
[]
[]
[]
[]
[]
[]
[]
[]
[]
[]
[]
[]
[]
[]
[]
[]
[]
[]
[]
[]
[]
[]
[]
[]
[]
[]
[]
[]
[]
[]
[]
[]
[]
[]
[]
[]
[]
[]
[]
[]
[]
[]
[]
[]
[]
[]
[]
[]
[]
[]
[]
[]
[]
[]
[]
[]
[]
[]
[]
[]
[]
[]
[]
[]
[]
[]
[]
[]
[]
[]
[]
[]
[]
[]
[]
[]
[]
[]
[]
[]
[]
[]
[]
[]
[]
[]
[]
[]
[]
[]
[]
[]
[]
[]
[]
[]
[]
[]
[]
[]
[]
[]
[]
[]
[]
[]
[]
[]
[]
[]
[]
[]
[]
[]
[]
[]
[]
[]
[]
[]
[]
[]
[]
[]
[]
[]
[]
[]
[]
[]
[]
[]
[]
[]
[]
[]
[]
[]
[]
[]
[]
[]
[]
[]
[]
[]
[]
[]
[]
[]
[]
[]
[]
[]
[]
[]
[]
[]
[]
[]
[]
[]
[]
[]
[]
[]
[]
[]
[]
[]
[]
[]
[]
[]
[]
[]
[]
[]
[]
[]
[]
[]
[]
[]
[]
[]
[]
[]
[]
[]
[]
[]
[]
[]
[]
[]
[]
[]
[]
[]
[]
[]
[]
[]
[]
[]
[]
[]
[]
[]
[]
[]
[]
[]
[]
[]
[]
[]
[]
[]
[]
[]
[]
[]
[]
[]
[]
[]
[]
[]
[]
[]
[]
[]
[]
[]
[]
[]
[]
[]
[]
[]
[]
[]
[]
[]
[]
[]
[]
[]
[]
[]
[]
[]
[]
[]
[]
[]
[]
[]
[]
[]
[]
[]
[]
[]
[]
[]
[]
[]
[]
[]
[]
[]
[]
[]
[]
[]
[]
[]
[]
[]
[]
[]
[]
[]
[]
[]
[]
[]
[]
[]
[]
[]
[]
[]
[]
[]
[]
[]
[]
[]
[]
[]
[]
[]
[]
[]
[]
[]
[]
[]
[]
[]
[]
[]
[]
[]
[]
[]
[]
[]
[]
[]
[]
[]
[]
[]
[]
[]
[]
[]
[]
[]
[]
[]
[]
[]
[]
[]
[]
[]
[]
[]
[]
[]
[]
[]
[]
[]
[]
[]
[]
[]
[]
[]
[]
[]
[]
[]
[]
[]
[]
[]
[]
[]
[]
[]
[]
[]
[]
[]
[]
[]
[]
[]
[]
[]
[]
[]
[]
[]
[]
[]
[]
[]
[]
[]
[]
[]
[]
[]
[]
[]
[]
[]
[]
[]
[]
[]
[]
[]
[]
[]
[]
[]
[]
[]
[]
[]
[]
[]
[]
[]
[]
[]
[]
[]
[]
[]
[]
[]
[]
[]
[]
[]
[]
[]
[]
[]
[]
[]
[]
[]
[]
[]
[]
[]
[]
[]
[]
[]
[]
[]
[]
[]
[]
[]
[]
[]
[]
[]
[]
[]
[]
[]
[]
[]
[]
[]
[]
[]
[]
[]
[]
[]
[]
[]
[]
[]
[]
[]
[]
[]
[]
[]
[]
[]
[]
[]
[]
[]
[]
[]
[]
[]
[]
[]
[]
[]
[]
[]
[]
[]
[]
[]
[]
[]
[]
[]
[]
[]
[]
[]
[]
[]
[]
[]
[]
[]
[]
[]
[]
[]
[]
[]
[]
[]
[]
[]
[]
[]
[]
[]
[]
[]
[]
[]
[]
[]
[]
[]
[]
[]
[]
[]
[]
[]
[]
[]
[]
[]
[]
[]
[]
[]
[]
[]
[]
[]
[]
[]
[]
[]
[]
[]
[]
[]
[]
[]
[]
[]
[]
[]
[]
[]
[]
[]
[]
[]
[]
[]
[]
[]
[]
[]
[]
[]
[]
[]
[]
[]
[]
[]
[]
[]
[]
[]
[]
[]
[]
[]
[]
[]
[]
[]
[]
[]
[]
[]
[]
[]
[]
[]
[]
[]
[]
[]
[]
[]
[]
[]
[]
[]
[]
[]
[]
[]
[]
[]
[]
[]
[]
[]
[]
[]
[]
[]
[]
[]
[]
[]
[]
[]
[]
[]
[]
[]
[]
[]
[]
[]
[]
[]
[]
[]
[]
[]
[]
[]
[]
[]
[]
[]
[]
[]
[]
[]
[]
[]
[]
[]
[]
[]
[]
[]
[]
[]
[]
[]
[]
[]
[]
[]
[]
[]
[]
[]
[]
[]
[]
[]
[]
[]
[]
[]
[]
[]
[]
[]
[]
[]
[]
[]
[]
[]
[]
[]
[]
[]
[]
[]
[]
[]
[]
[]
[]
[]
[]
[]
[]
[]
[]
[]
[]
[]
[]
[]
[]
[]
[]
[]
[]
[]
[]
[]
[]
[]
[]
[]
[]
[]
[]
[]
[]
[]
[]
[]
[]
[]
[]
[]
[]
[]
[]
[]
[]
[]
[]
[]
[]
[]
[]
[]
[]
[]
[]
[]
[]
[]
[]
[]
[]
[]
[]
[]
[]
[]
[]
[]
[]
[]
[]
[]
[]
[]
[]
[]
[]
[]
[]
[]
[]
[]
[]
[]
[]
[]
[]
[]
[]
[]
[]
[]
[]
[]
[]
[]
[]
[]
[]
[]
[]
[]
[]
[]
[]
[]
[]
[]
[]
[]
[]
[]
[]
[]
[]
[]
[]
[]
[]
[]
[]
[]
[]
[]
[]
[]
[]
[]
[]
[]
[]
[]
[]
[]
[]
[]
[]
[]
[]
[]
[]
[]
[]
[]
[]
[]
[]
[]
[]
[]
[]
[]
[]
[]
[]
[]
[]
[]
[]
[]
[]
[]
[]
[]
[]
[]
[]
[]
[]
[]
[]
[]
[]
[]
[]
[]
[]
[]
[]
[]
[]
[]
[]
[]
[]
[]
[]
[]
[]
[]
[]
[]
[]
[]
[]
[]
[]
[]
[]
[]
[]
[]
[]
[]
[]
[]
[]
[]
[]
[]
[]
[]
[]
[]
[]
[]
[]
[]
[]
[]
[]
[]
[]
[]
[]
[]
[]
[]
[]
[]
[]
[]
[]
[]
[]
[]
[]
[]
[]
[]
[]
[]
[]
[]
[]
[]
[]
[]
[]
[]
[]
[]
[]
[]
[]
[]
[]
[]
[]
[]
[]
[]
[]
[]
[]
[]
[]
[]
[]
[]
[]
[]
[]
[]
[]
[]
[]
[]
[]
[]
[]
[]
[]
[]
[]
[]
[]
[]
[]
[]
[]
[]
[]
[]
[]
[]
[]
[]
[]
[]
[]
[]
[]
[]
[]
[]
[]
[]
[]
[]
[]
[]
[]
[]
[]
[]
[]
[]
[]
[]
[]
[]
[]
[]
[]
[]
[]
[]
[]
[]
[]
[]
[]
[]
[]
[]
[]
[]
[]
[]
[]
[]
[]
[]
[]
[]
[]
[]
[]
[]
[]
[]
[]
[]
[]
[]
[]
[]
[]
[]
[]
[]
[]
[]
[]
[]
[]
[]
[]
[]
[]
[]
[]
[]
[]
[]
[]
[]
[]
[]
[]
[]
[]
[]
[]
[]
[]
[]
[]
[]
[]
[]
[]
[]
[]
[]
[]
[]
[]
[]
[]
[]
[]
[]
[]
[]
[]
[]
[]
[]
[]
[]
[]
[]
[]
[]
[]
[]
[]
[]
[]
[]
[]
[]
[]
[]
[]
[]
[]
[]
[]
[]
[]
[]
[]
[]
[]
[]
[]
[]
[]
[]
[]
[]
[]
[]
[]
[]
[]
[]
[]
[]
[]
[]
[]
[]
[]
[]
[]
[]
[]
[]
[]
[]
[]
[]
[]
[]
[]
[]
[]
[]
[]
[]
[]
[]
[]
[]
[]
[]
[]
[]
[]
[]
[]
[]
[]
[]
[]
[]
[]
[]
[]
[]
[]
[]
[]
[]
[]
[]
[]
[]
[]
[]
[]
[]
[]
[]
[]
[]
[]
[]
[]
[]
[]
[]
[]
[]
[]
[]
[]
[]
[]
[]
[]
[]
[]
[]
[]
[]
[]
[]
[]
[]
[]
[]
[]
[]
[]
[]
[]
[]
[]
[]
[]
[]
[]
[]
[]
[]
[]
[]
[]
[]
[]
[]
[]
[]
[]
[]
[]
[]
[]
[]
[]
[]
[]
[]
[]
[]
[]
[]
[]
[]
[]
[]
[]
[]
[]
[]
[]
[]
[]
[]
[]
[]
[]
[]
[]
[]
[]
[]
[]
[]
[]
[]
[]
[]
[]
[]
[]
[]
[]
[]
[]
[]
[]
[]
[]
[]
[]
[]
[]
[]
[]
[]
[]
[]
[]
[]
[]
[]
[]
[]
[]
[]
[]
[]
[]
[]
[]
[]
[]
[]
[]
[]
[]
[]
[]
[]
[]
[]
[]
[]
[]
[]
[]
[]
[]
[]
[]
[]
[]
[]
[]
[]
[]
[]
[]
[]
[]
[]
[]
[]
[]
[]
[]
[]
[]
[]
[]
[]
[]
[]
[]
[]
[]
[]
[]
[]
[]
[]
[]
[]
[]
[]
[]
[]
[]
[]
[]
[]
[]
[]
[]
[]
[]
[]
[]
[]
[]
[]
[]
[]
[]
[]
[]
[]
[]
[]
[]
[]
[]
[]
[]
[]
[]
[]
[]
[]
[]
[]
[]
[]
[]
[]
[]
[]
[]
[]
[]
[]
[]
[]
[]
[]
[]
[]
[]
[]
[]
[]
[]
[]
[]
[]
[]
[]
[]
[]
[]
[]
[]
[]
[]
[]
[]
[]
[]
[]
[]
[]
[]
[]
[]
[]
[]
[]
[]
[]
[]
[]
[]
[]
[]
[]
[]
[]
[]
[]
[]
[]
[]
[]
[]
[]
[]
[]
[]
[]
[]
[]
[]
[]
[]
[]
[]
[]
[]
[]
[]
[]
[]
[]
[]
[]
[]
[]
[]
[]
[]
[]
[]
[]
[]
[]
[]
[]
[]
[]
[]
[]
[]
[]
[]
[]
[]
[]
[]
[]
[]
[]
[]
[]
[]
[]
[]
[]
[]
[]
[]
[]
[]
[]
[]
[]
[]
[]
[]
[]
[]
[]
[]
[]
[]
[]
[]
[]
[]
[]
[]
[]
[]
[]
[]
[]
[]
[]
[]
[]
[]
[]
[]
[]
[]
[]
[]
[]
[]
[]
[]
[]
[]
[]
[]
[]
[]
[]
[]
[]
[]
[]
[]
[]
[]
[]
[]
[]
[]
[]
[]
[null,0,0]

{"sheet":"Cost Benefit Ratio","index":19,"n_rows":10,"n_cols":5,"rows_kept":10,"cut":false,"hidden":false,"merged":[]}
[]
[null,"Target Community","VNR Benefit","Cost","Benefit to Cost Ratio "]
[null,"Aramac",9716495,4870813,{"$f":"C3/D3","v":1.9948404917207867}]
[null,"Augathella",14767398,5535945,2.6675478170393672]
[null,"Duaringa and Dingo",18222678,9399399,1.9387067194402536]
[null,"Thargomindah",6852686,4558251,1.5033586347044074]
[null,"Karumba",23557271,5588187,4.2155480838418615]
[null,"Morven",6546612.0155743528,4322298.2171377027,1.5146136815866507]
[null,"Clairview and Stanage Bay",21148002.190781154,9131920.0909019262,2.3158330318561124]
[null,"Tambo",6651851,4498681,1.4786225117984582]

{"sheet":"NPV Summary","index":20,"n_rows":28,"n_cols":5,"rows_kept":28,"cut":false,"hidden":false,"merged":[[25,1,27,1],[25,2,27,2],[16,1,18,1],[16,2,18,2],[19,1,21,1],[19,2,21,2],[22,1,24,1],[22,2,24,2],[2,1,3,1],[2,2,3,2],[2,3,3,3],[2,4,3,4],[4,1,6,1],[4,2,6,2],[10,1,12,1],[10,2,12,2],[13,1,15,1],[13,2,15,2],[7,1,9,1],[7,2,9,2]]}
[]
[]
[null,"Target Community","Index ","Option","NPV"]
[]
[null,"Aramac",1,"Diesel Option",2047662.8719438503]
[null,"Aramac",null,"Pure Renewable",-2401585.4003395806]
[null,"Aramac",null,"Hybrid Option ",1602738.0447155067]
[null,"AUGATHELLA",2,"Diesel Option",4533217.5352113601]
[null,null,2,"Pure Renewable",-3746878.0309859533]
[null,null,2,"Hybrid Option ",3705207.9785916288]
[null,"Duaringa",3,"Diesel Option",3478971.6701691104]
[null,"Duaringa",3,"Pure Renewable",-5748886.3412316116]
[null,"Duaringa",3,"Hybrid Option ",2556185.86902904]
[null,"EULO",4,"Diesel Option",442978.48621826409]
[null,"EULO",4,"Pure Renewable",-2525553.3933424102]
[null,"EULO",4,"Hybrid Option ",146125.29826219793]
[null,"KARUMBA",5,"Diesel Option",9648924.9788223747]
[null,"KARUMBA",5,"Pure Renewable",1594760.3900317217]
[null,"KARUMBA",5,"Hybrid Option ",8843508.5199433118]
[null,"MORVEN",6,"Diesel Option",444054.75570971437]
[null,"MORVEN",6,"Pure Renewable",-1395183.0573878901]
[null,"MORVEN",6,"Hybrid Option ",260130.97439995385]
[null,"Northern",7,"Diesel Option",5189006.2500440627]
[null,"Northern",7,"Pure Renewable",-377339.79887703946]
[null,"Northern",7,"Hybrid Option ",4632371.6451519514]
[null,"Tambo",8,"Diesel Option",353088.12816029781]
[null,"Tambo",8,"Pure Renewable",-2703796.4448647001]
[null,"Tambo",8,"Hybrid Option ",47399.670857797602]