## Summary
Outputs
AusNet Services
Business Case Evaluation
MWTS East Stage 2
For Business Case - Key Summary Table (Present Values relative to Base Case)
|  | Undiscounted |  |  | Present Value relative to Base Case
|  | Funding sought for EDPR FY27-31 (in real 30-Jun-24 dollars) ($millions) |  |  | PV over the full assessment period (in real 30-Jun-24 dollars) ($millions)
|  | Capex | Opex | Totex | Totex | Total benefits | NPV
| Base Case | 0 | 0 | 0 | 0 | 0 | 0
| Option 1 | 13.66 | 0 | 0 | 9.3531 | 35.2639 | 25.9108
| Option 2 | 28.44 | 0 | 0 | 19.473 | 1.3132 | -18.1598
| Option 3 | 13.77 | 0 | 0 | 9.4284 | 14.2048 | 4.7764
For Business Case - Sensitivity Testing Table (Present Values relative to Base Case)
Net Present Values
| Central Assumptions | Higher Discount Rate | Lower Discount Rate | Higher Costs | Lower Costs | Average
Base Case | 0 | 0 | 0 | 0 | 0 | 0
Option 1 | 25.9108 | 21.8275 | 30.8849 | 23.5726 | 28.2491 | 26.089
Option 2 | -18.1598 | -16.3458 | -20.2351 | -23.0281 | -13.2916 | -18.2121
Option 3 | 4.7764 | 3.7292 | 6.095 | 2.4193 | 7.1335 | 4.8307

## Scenarios
SCENARIOS |  | Discount Rate 4.11% | Discount Rate 5.56% | Discount Rate 7% | ISP Scenario BC | Capital Cost LC (75%) | Capital Cost BC | Capital Cost HC (125%)
NPV Benefits | Capital | Discount Rate |  |  |  | Capital Cost
Option | Cost | 4.11% | 5.56% | 7% | BC | LC (75%) | BC | HC (125%)
Business as Usual | 0 | 0 | 0 | 0 | 0 | 0 | 0 | 0 | Option 0
MWTS-SLE upgrade + Augment existing SLE-MFA with 19/4.75 | 13.66 | 30.8849 | 25.9108 | 21.8275 | 25.9108 | 28.2491 | 25.9108 | 23.5726 | Option 1
MWTS-SLE upgrade + Add a new 19/4.75 line in parallel | 28.44 | -20.2351 | -18.1598 | -16.3458 | -18.1598 | -13.2916 | -18.1598 | -23.0281 | Option 2
MWTS-SLE upgrade + Augment existing SLE-MFA with 37/3.75 | 13.77 | 6.095 | 4.7764 | 3.7292 | 4.7764 | 7.1335 | 4.7764 | 2.4193 | Option 3
No more options
Economic Option |  | Option 1 | Option 1 | Option 1 | Option 1 | Option 1 | Option 1 | Option 1

## Inp
| Option (Total Cost) | $M (BC) | Annual (BC) | LC Weight | LC Value | HC Weight | HC Value
0 | Business as Usual | 0 | 0 | - | - | - | -
1 | MWTS-SLE upgrade + Augment existing SLE-MFA with 19/4.75 | 13.66 | 0.83242 | -25% | 10.245 | 25% | 17.075
2 | MWTS-SLE upgrade + Add a new 19/4.75 line in parallel | 28.44 | 1.7331 | -25% | 21.33 | 25% | 35.55
3 | MWTS-SLE upgrade + Augment existing SLE-MFA with 37/3.75 | 13.77 | 0.83912 | -25% | 10.3275 | 25% | 17.2125
No more options
No more options
| Input / Assumptions | BC Value | LC Weight | LC Value | HC Weight | HC Value
| Real Discount Rate (%) | 5.56% |  | 4.11% |  | 7%
| Augmentation Benefits Without Emissions | $M | 2024/25 | 2025/26 | 2026/27 | 2027/28 | 2028/29 | 2029/30 | 2030/31 | 2031/32 | 2032/33 | 2033/34 | 2034/35 | 2035/36 | 2036/37 | 2037/38 | 2038/39 | 2039/40 | 2040/41 | 2041/42 | 2042/43 | 2043/44 | 2044/45 | 2045/46 | 2046/47 | 2047/48 | 2048/49 | 2049/50 | 2050/51 | 2051/52 | 2052/53 | 2053/54 | 2054/55 | 2055/56 | 2056/57 | 2057/58 | 2058/59 | 2059/60 | 2060/61 | 2061/62 | 2062/63 | 2063/64 | 2064/65 | 2065/66 | 2066/67 | 2067/68 | 2068/69 | 2069/70 | 2070/71 | 2071/72 | 2072/73 | 2073/74 | 2074/75
| Option 0 - Business as Usual |  | 0 | 0 | 0 | 0 | 0 | 0 | 0 | 0 | 0 | 0 | 0 | 0 | 0 | 0 | 0 | 0 | 0 | 0 | 0 | 0 | 0 | 0 | 0 | 0 | 0 | 0 | 0 | 0 | 0 | 0 | 0 | 0 | 0 | 0 | 0 | 0 | 0 | 0 | 0 | 0 | 0 | 0 | 0 | 0 | 0 | 0 | 0
| Option 1 - MWTS-SLE upgrade + Augment existing SLE-MFA with 19/4.75 |  | 0 | 0 | 0 | 0 | 0 | 0 | 0.98752 | -0.084912 | 1.0315 | 1.2648 | 1.4959 | -0.3703 | 1.3365 | 1.2882 | 1.1643 | 1.1209 | 1.0791 | 1.0389 | 1.0001 | 0.96285 | 0.92695 | 0.89239 | 0.85911 | 0.82708 | 0.79624 | 0.76655 | 0.73797 | 0.71045 | 0.68396 | 0.65846 | 0.63391 | 0.61027 | 0.58752 | 0.56561 | 0.54452 | 0.52422 | 0.50467 | 0.48585 | 0.46774 | 0.45029 | 0.4335 | 0.41734 | 0.40178 | 0.3868 | 0.37238 | 0.35849 | 0.34512 | 0.33225 | 0.31987 | 0.30794 | 0.29646
| Option 2 - MWTS-SLE upgrade + Add a new 19/4.75 line in parallel |  | 0 | 0 | 0 | 0 | 0 | 0 | 0.3168 | -0.86037 | 0.93625 | 0.26504 | 2.1195 | -2.3925 | -1.0587 | -4.082 | 0.60275 | 0.53888 | 0.48179 | 0.43074 | 0.3851 | 0.3443 | 0.30782 | 0.2752 | 0.24604 | 0.21997 | 0.19666 | 0.17583 | 0.1572 | 0.14054 | 0.12565 | 0.11234 | 0.10043 | 0.089792 | 0.080278 | 0.071772 | 0.064168 | 0.057369 | 0.05129 | 0.045856 | 0.040997 | 0.036653 | 0.03277 | 0.029297 | 0.026193 | 0.023418 | 0.020937 | 0.018718 | 0.016735 | 0.014962 | 0.013377 | 0.011959 | 0.010692
| Option 3 - MWTS-SLE upgrade + Augment existing SLE-MFA with 37/3.75 |  | 0 | [5 empty] | 0.011661 | 0.15128 | 1.5232 | 1.9263 | -0.23461 | -1.3318 | 1.1459 | 1.5325 | 0.2104 | 0.17715 | 0.14916 | 0.12559 | 0.10574 | 0.089032 | 0.074963 | 0.063117 | 0.053144 | 0.044746 | 0.037675 | 0.031722 | 0.026709 | 0.022488 | 0.018935 | 0.015943 | 0.013423 | 0.011302 | 0.0095162 | 0.0080125 | 0.0067463 | 0.0056803 | 0.0047827 | 0.0040269 | 0.0033906 | 0.0028548 | 0.0024037 | 0.0020238 | 0.001704 | 0.0014348 | 0.001208 | 0.0010171 | 0.00085641 | 0.00072108 | 0.00060714 | 0.0005112 | 0.00043042
| Augmentation Carbon Emissions Reduction | t C02-e | 2024/25 | 2025/26 | 2026/27 | 2027/28 | 2028/29 | 2029/30 | 2030/31 | 2031/32 | 2032/33 | 2033/34 | 2034/35 | 2035/36 | 2036/37 | 2037/38 | 2038/39 | 2039/40 | 2040/41 | 2041/42 | 2042/43 | 2043/44 | 2044/45 | 2045/46 | 2046/47 | 2047/48 | 2048/49 | 2049/50 | 2050/51 | 2051/52 | 2052/53 | 2053/54 | 2054/55 | 2055/56 | 2056/57 | 2057/58 | 2058/59 | 2059/60 | 2060/61 | 2061/62 | 2062/63 | 2063/64 | 2064/65 | 2065/66 | 2066/67 | 2067/68 | 2068/69 | 2069/70 | 2070/71 | 2071/72 | 2072/73 | 2073/74 | 2074/75
| Option 0 - Business as Usual |  | 0 | 0 | 0 | 0 | 0 | 0 | 0 | 0 | 0 | 0 | 0 | 0 | 0 | 0 | 0 | 0 | 0 | 0 | 0 | 0 | 0 | 0 | 0 | 0 | 0 | 0 | 0 | 0 | 0 | 0 | 0 | 0 | 0 | 0 | 0 | 0 | 0 | 0 | 0 | 0 | 0 | 0 | 0 | 0 | 0 | 0 | 0
| Option 1 - MWTS-SLE upgrade + Augment existing SLE-MFA with 19/4.75 |  | 0 | 0 | 0 | 0 | 0 | 0 | 71344.6764 | 32358.6993 | 42934.136 | 37917.8422 | 34048.8231 | 30965.1489 | 28444.1287 | 26340.871 | 6960.3435 | 5213.3822 | 3904.8869 | 2924.8079 | 2190.7169 | 1640.8737 | 1229.0344 | 920.5618 | 689.512 | 516.4529 | 386.8295 | 289.74 | 217.0188 | 162.5497 | 121.7517 | 91.1935 | 68.3051 | 51.1613 | 38.3205 | 28.7025 | 21.4985 | 16.1027 | 12.0611 | 9.0339 | 6.7665 | 5.0682 | 3.7961 | 2.8434 | 2.1297 | 1.5952 | 1.1948 | 0.89492 | 0.67031 | 0.50207 | 0.37606 | 0.28167 | 0.21097
| Option 2 - MWTS-SLE upgrade + Add a new 19/4.75 line in parallel |  | 0 | 0 | 0 | 0 | 0 | 0 | 36252.2448 | 20686.864 | -11113.4199 | 1816.0729 | 8844.2038 | -11165.4993 | -4043.5309 | -20017.1255 | 2617.4211 | 1665.6068 | 1059.9159 | 674.4819 | 429.2094 | 273.1292 | 173.8069 | 110.6027 | 70.3825 | 44.7882 | 28.5012 | 18.1368 | 11.5414 | 7.3444 | 4.6737 | 2.9741 | 1.8926 | 1.2044 | 0.7664 | 0.4877 | 0.31035 | 0.19749 | 0.12568 | 0.079974 | 0.050892 | 0.032385 | 0.020608 | 0.013114 | 0.0083453 | 0.0053106 | 0.0033794 | 0.0021505 | 0.0013685 | 0.00087084 | 0.00055416 | 0.00035264 | 0.00022441
| Option 3 - MWTS-SLE upgrade + Augment existing SLE-MFA with 37/3.75 |  | 0 | 0 | 0 | 0 | 0 | 0 | 44221.2823 | 21911.0475 | 22731.5179 | 12478.5862 | -5594.6545 | -7234.1582 | 6151.0575 | 8427.6441 | 9846.4139 | 7486.5443 | 5692.2598 | 4328.0077 | 3290.7231 | 2502.0423 | 1902.383 | 1446.4428 | 1099.7769 | 836.1956 | 635.7864 | 483.4088 | 367.5512 | 279.461 | 212.4831 | 161.5577 | 122.8375 | 93.3973 | 71.013 | 53.9934 | 41.0529 | 31.2139 | 23.7329 | 18.0449 | 13.7201 | 10.4318 | 7.9317 | 6.0307 | 4.5853 | 3.4864 | 2.6508 | 2.0155 | 1.5324 | 1.1652 | 0.88591 | 0.67359 | 0.51215
| Cost of Carbon | $/t CO2-e | 2024/25 | 2025/26 | 2026/27 | 2027/28 | 2028/29 | 2029/30 | 2030/31 | 2031/32 | 2032/33 | 2033/34 | 2034/35 | 2035/36
|  |  | 70 | 75 | 80 | 84 | 89 | 95 | 105 | 114 | 124 | 135 | 146 | 157 | 169 | 181 | 194 | 207 | 221 | 236 | 252 | 268 | 286 | 305 | 325 | 346 | 369 | 393 | 420 | 420 | 420 | 420 | 420 | 420 | 420 | 420 | 420 | 420 | 420 | 420 | 420 | 420 | 420 | 420 | 420 | 420 | 420 | 420 | 420 | 420 | 420 | 420 | 420 | 420 | 420 | 420 | 420 | 420 | 420 | 420 | 420 | 420 | 420 | 420 | 420 | 420 | 420 | 420 | 420 | 420 | 420 | 420 | 420 | 420 | 420 | 420 | 420 | 420 | 420 | 420 | 420 | 420 | 420 | 420 | 420 | 420 | 420 | 420 | 420 | 420 | 420 | 420 | 420 | 420 | 420 | 420 | 420 | 420 | 420 | 420 | 420 | 420 | 420 | 420 | 420 | 420 | 420 | 420 | 420 | 420 | 420 | 420 | 420 | 420 | 420 | 420 | 420 | 420 | 420 | 420 | 420 | 420 | 420 | 420 | 420 | 420 | 420 | 420 | 420 | 420 | 420 | 420 | 420 | 420 | 420 | 420 | 420 | 420 | 420 | 420 | 420 | 420 | 420 | 420 | 420 | 420 | 420 | 420 | 420 | 420 | 420 | 420 | 420 | 420 | 420 | 420 | 420 | 420 | 420 | 420 | 420 | 420 | 420 | 420 | 420 | 420 | 420 | 420 | 420 | 420 | 420 | 420 | 420 | 420 | 420 | 420 | 420 | 420 | 420 | 420 | 420 | 420 | 420 | 420 | 420 | 420 | 420 | 420 | 420 | 420 | 420 | 420 | 420 | 420 | 420 | 420 | 420 | 420 | 420 | 420 | 420 | 420 | 420 | 420 | 420 | 420 | 420 | 420 | 420 | 420 | 420 | 420 | 420 | 420 | 420 | 420 | 420 | 420 | 420 | 420 | 420 | 420 | 420 | 420 | 420 | 420 | 420 | 420 | 420 | 420 | 420 | 420 | 420 | 420 | 420 | 420 | 420 | 420 | 420 | 420 | 420 | 420 | 420 | 420 | 420 | 420 | 420 | 420 | 420 | 420 | 420 | 420 | 420 | 420 | 420 | 420 | 420 | 420 | 420 | 420 | 420 | 420 | 420 | 420 | 420 | 420 | 420 | 420 | 420 | 420 | 420 | 420 | 420 | 420 | 420 | 420 | 420 | 420 | 420 | 420 | 420 | 420 | 420 | 420 | 420 | 420 | 420 | 420 | 420 | 420 | 420 | 420 | 420 | 420 | 420 | 420 | 420 | 420 | 420 | 420 | 420 | 420 | 420 | 420 | 420 | 420 | 420 | 420 | 420 | 420 | 420 | 420 | 420 | 420 | 420 | 420 | 420 | 420 | 420 | 420 | 420 | 420 | 420 | 420 | 420 | 420 | 420 | 420 | 420 | 420 | 420 | 420 | 420 | 420 | 420 | 420 | 420 | 420 | 420 | 420 | 420 | 420 | 420 | 420 | 420 | 420 | 420 | 420 | 420 | 420 | 420 | 420 | 420 | 420 | 420 | 420 | 420 | 420 | 420 | 420 | 420 | 420 | 420 | 420 | 420 | 420 | 420 | 420 | 420 | 420 | 420 | 420 | 420 | 420 | 420 | 420 | 420 | 420 | 420 | 420 | 420 | 420 | 420 | 420 | 420 | 420 | 420 | 420 | 420 | 420 | 420 | 420 | 420 | 420 | 420 | 420 | 420 | 420 | 420 | 420 | 420 | 420 | 420 | 420 | 420 | 420 | 420 | 420 | 420 | 420 | 420 | 420 | 420 | 420 | 420 | 420 | 420 | 420 | 420 | 420 | 420 | 420 | 420 | 420 | 420 | 420 | 420 | 420 | 420 | 420 | 420 | 420 | 420 | 420 | 420 | 420 | 420 | 420 | 420 | 420 | 420 | 420 | 420 | 420 | 420 | 420 | 420 | 420 | 420 | 420 | 420 | 420 | 420 | 420 | 420 | 420 | 420 | 420 | 420 | 420 | 420 | 420 | 420 | 420 | 420 | 420 | 420 | 420 | 420 | 420 | 420 | 420 | 420 | 420 | 420 | 420 | 420 | 420 | 420 | 420 | 420 | 420 | 420 | 420 | 420 | 420 | 420 | 420 | 420 | 420 | 420 | 420 | 420 | 420 | 420 | 420 | 420 | 420 | 420 | 420 | 420 | 420 | 420 | 420 | 420 | 420 | 420 | 420 | 420 | 420 | 420 | 420 | 420 | 420 | 420 | 420 | 420 | 420 | 420 | 420 | 420 | 420 | 420 | 420 | 420 | 420 | 420 | 420 | 420 | 420 | 420 | 420 | 420 | 420 | 420 | 420 | 420 | 420 | 420 | 420 | 420 | 420 | 420 | 420 | 420 | 420 | 420 | 420 | 420 | 420 | 420 | 420 | 420 | 420 | 420 | 420 | 420 | 420 | 420 | 420 | 420 | 420 | 420 | 420 | 420 | 420 | 420 | 420 | 420 | 420 | 420 | 420 | 420 | 420 | 420 | 420 | 420 | 420 | 420 | 420 | 420 | 420 | 420 | 420 | 420 | 420 | 420 | 420 | 420 | 420 | 420 | 420 | 420 | 420 | 420 | 420 | 420 | 420 | 420 | 420 | 420 | 420 | 420 | 420 | 420 | 420 | 420 | 420 | 420 | 420 | 420 | 420 | 420 | 420 | 420 | 420 | 420 | 420 | 420 | 420 | 420 | 420 | 420 | 420 | 420 | 420 | 420 | 420 | 420 | 420 | 420 | 420 | 420 | 420 | 420 | 420 | 420 | 420 | 420 | 420 | 420 | 420 | 420 | 420 | 420 | 420 | 420 | 420 | 420 | 420 | 420 | 420 | 420 | 420 | 420 | 420 | 420 | 420 | 420 | 420 | 420 | 420 | 420 | 420 | 420 | 420 | 420 | 420 | 420 | 420 | 420 | 420 | 420 | 420 | 420 | 420 | 420 | 420 | 420 | 420 | 420 | 420 | 420 | 420 | 420 | 420 | 420 | 420 | 420 | 420 | 420 | 420 | 420 | 420 | 420 | 420 | 420 | 420 | 420 | 420 | 420 | 420 | 420 | 420 | 420 | 420 | 420 | 420 | 420 | 420 | 420 | 420 | 420 | 420 | 420 | 420 | 420 | 420 | 420 | 420 | 420 | 420 | 420 | 420 | 420 | 420 | 420 | 420 | 420 | 420 | 420 | 420 | 420 | 420 | 420 | 420 | 420 | 420 | 420 | 420 | 420 | 420 | 420 | 420 | 420 | 420 | 420 | 420 | 420 | 420 | 420 | 420 | 420 | 420 | 420 | 420 | 420 | 420 | 420 | 420 | 420 | 420 | 420 | 420 | 420 | 420 | 420 | 420 | 420 | 420 | 420 | 420 | 420 | 420 | 420 | 420 | 420 | 420 | 420 | 420 | 420 | 420 | 420 | 420 | 420 | 420 | 420 | 420 | 420 | 420 | 420 | 420 | 420 | 420 | 420 | 420 | 420 | 420 | 420 | 420 | 420 | 420 | 420 | 420 | 420 | 420 | 420 | 420 | 420 | 420 | 420 | 420 | 420 | 420 | 420 | 420 | 420 | 420 | 420 | 420 | 420 | 420 | 420 | 420 | 420 | 420 | 420 | 420 | 420 | 420 | 420 | 420 | 420 | 420 | 420 | 420 | 420 | 420 | 420 | 420 | 420 | 420 | 420 | 420 | 420 | 420 | 420 | 420 | 420 | 420 | 420 | 420 | 420 | 420 | 420 | 420 | 420 | 420 | 420 | 420 | 420 | 420 | 420 | 420 | 420 | 420 | 420 | 420 | 420 | 420 | 420 | 420 | 420 | 420 | 420 | 420 | 420 | 420 | 420 | 420 | 420 | 420 | 420 | 420 | 420 | 420 | 420 | 420 | 420 | 420 | 420 | 420 | 420 | 420 | 420 | 420 | 420 | 420 | 420 | 420 | 420 | 420 | 420 | 420 | 420 | 420 | 420 | 420 | 420 | 420 | 420 | 420 | 420 | 420 | 420 | 420 | 420 | 420 | 420 | 420 | 420 | 420 | 420 | 420 | 420 | 420 | 420 | 420 | 420 | 420 | 420 | 420 | 420 | 420 | 420 | 420 | 420 | 420 | 420 | 420 | 420 | 420 | 420 | 420 | 420 | 420 | 420 | 420 | 420 | 420 | 420 | 420 | 420 | 420 | 420 | 420 | 420 | 420 | 420 | 420 | 420 | 420 | 420 | 420 | 420 | 420 | 420 | 420 | 420 | 420 | 420 | 420 | 420 | 420 | 420 | 420 | 420 | 420 | 420 | 420 | 420 | 420 | 420 | 420 | 420 | 420 | 420 | 420 | 420 | 420 | 420 | 420 | 420 | 420 | 420 | 420 | 420 | 420 | 420 | 420 | 420 | 420 | 420 | 420 | 420 | 420 | 420 | 420 | 420 | 420 | 420 | 420 | 420 | 420 | 420 | 420 | 420 | 420 | 420 | 420 | 420 | 420 | 420 | 420 | 420 | 420 | 420 | 420 | 420 | 420 | 420 | 420 | 420 | 420 | 420 | 420 | 420 | 420 | 420 | 420 | 420 | 420 | 420 | 420 | 420 | 420 | 420 | 420 | 420 | 420 | 420 | 420 | 420 | 420 | 420 | 420 | 420 | 420 | 420 | 420 | 420 | 420 | 420 | 420 | 420 | 420 | 420 | 420 | 420 | 420 | 420 | 420 | 420 | 420 | 420 | 420 | 420 | 420 | 420 | 420 | 420 | 420 | 420 | 420 | 420 | 420 | 420 | 420 | 420 | 420 | 420 | 420 | 420 | 420 | 420 | 420 | 420 | 420 | 420 | 420 | 420 | 420 | 420 | 420 | 420 | 420 | 420 | 420 | 420 | 420 | 420 | 420 | 420 | 420 | 420 | 420 | 420 | 420 | 420 | 420 | 420 | 420 | 420 | 420 | 420 | 420 | 420 | 420 | 420 | 420 | 420 | 420 | 420 | 420 | 420 | 420 | 420 | 420 | 420 | 420 | 420 | 420 | 420 | 420 | 420 | 420 | 420 | 420 | 420 | 420 | 420 | 420 | 420 | 420 | 420 | 420 | 420 | 420 | 420 | 420 | 420 | 420 | 420 | 420 | 420 | 420 | 420 | 420 | 420 | 420 | 420 | 420 | 420 | 420 | 420 | 420 | 420 | 420 | 420 | 420 | 420 | 420 | 420 | 420 | 420 | 420 | 420 | 420 | 420 | 420 | 420 | 420 | 420 | 420 | 420 | 420 | 420 | 420 | 420 | 420 | 420 | 420 | 420 | 420 | 420 | 420 | 420 | 420 | 420 | 420 | 420 | 420 | 420 | 420 | 420 | 420 | 420 | 420 | 420 | 420 | 420 | 420 | 420 | 420 | 420 | 420 | 420 | 420 | 420 | 420 | 420 | 420 | 420 | 420 | 420 | 420 | 420 | 420 | 420 | 420 | 420 | 420 | 420 | 420 | 420 | 420 | 420 | 420 | 420 | 420 | 420 | 420 | 420 | 420 | 420 | 420 | 420 | 420 | 420 | 420 | 420 | 420 | 420 | 420 | 420 | 420 | 420 | 420 | 420 | 420 | 420 | 420 | 420 | 420 | 420 | 420 | 420 | 420 | 420 | 420 | 420 | 420 | 420 | 420 | 420 | 420 | 420 | 420 | 420 | 420 | 420 | 420 | 420 | 420 | 420 | 420 | 420 | 420 | 420 | 420 | 420 | 420 | 420 | 420 | 420 | 420 | 420 | 420 | 420 | 420 | 420 | 420 | 420 | 420 | 420 | 420 | 420 | 420 | 420 | 420 | 420 | 420 | 420 | 420 | 420 | 420 | 420 | 420 | 420 | 420 | 420 | 420 | 420 | 420 | 420 | 420 | 420 | 420 | 420 | 420 | 420 | 420 | 420 | 420 | 420 | 420 | 420 | 420 | 420 | 420 | 420 | 420 | 420 | 420 | 420 | 420 | 420 | 420 | 420 | 420 | 420 | 420 | 420 | 420 | 420 | 420 | 420 | 420 | 420 | 420 | 420 | 420 | 420 | 420 | 420 | 420 | 420 | 420 | 420 | 420 | 420 | 420 | 420 | 420 | 420 | 420 | 420 | 420 | 420 | 420 | 420 | 420 | 420 | 420 | 420 | 420 | 420 | 420 | 420 | 420 | 420 | 420 | 420 | 420 | 420 | 420 | 420 | 420 | 420 | 420 | 420 | 420 | 420 | 420 | 420 | 420 | 420 | 420 | 420 | 420 | 420 | 420 | 420 | 420 | 420 | 420 | 420 | 420 | 420 | 420 | 420 | 420 | 420 | 420 | 420 | 420 | 420 | 420 | 420 | 420 | 420 | 420 | 420 | 420 | 420 | 420 | 420 | 420 | 420 | 420 | 420 | 420 | 420 | 420 | 420 | 420 | 420 | 420 | 420 | 420 | 420 | 420 | 420 | 420 | 420 | 420 | 420 | 420 | 420 | 420 | 420 | 420 | 420 | 420 | 420 | 420 | 420 | 420 | 420 | 420 | 420 | 420 | 420 | 420 | 420 | 420 | 420 | 420 | 420 | 420 | 420 | 420 | 420 | 420 | 420 | 420 | 420 | 420 | 420 | 420 | 420 | 420 | 420 | 420 | 420 | 420 | 420 | 420 | 420 | 420 | 420 | 420 | 420 | 420 | 420 | 420 | 420 | 420 | 420 | 420 | 420 | 420 | 420 | 420 | 420 | 420 | 420 | 420 | 420 | 420 | 420 | 420 | 420 | 420 | 420 | 420 | 420 | 420 | 420 | 420 | 420 | 420 | 420 | 420 | 420 | 420 | 420 | 420 | 420 | 420 | 420 | 420 | 420 | 420 | 420 | 420 | 420 | 420 | 420 | 420 | 420 | 420 | 420 | 420 | 420 | 420 | 420 | 420 | 420 | 420 | 420 | 420 | 420 | 420 | 420 | 420 | 420 | 420 | 420 | 420 | 420 | 420 | 420 | 420 | 420 | 420 | 420 | 420 | 420 | 420 | 420 | 420 | 420 | 420 | 420 | 420 | 420 | 420 | 420 | 420 | 420 | 420 | 420 | 420 | 420 | 420 | 420 | 420 | 420 | 420 | 420 | 420 | 420 | 420 | 420 | 420 | 420 | 420 | 420 | 420 | 420 | 420 | 420 | 420 | 420 | 420 | 420 | 420 | 420 | 420 | 420 | 420 | 420 | 420 | 420 | 420 | 420 | 420 | 420 | 420 | 420 | 420 | 420 | 420 | 420 | 420 | 420 | 420 | 420 | 420 | 420 | 420 | 420 | 420 | 420 | 420 | 420 | 420 | 420 | 420 | 420 | 420 | 420 | 420 | 420 | 420 | 420 | 420 | 420 | 420 | 420 | 420 | 420 | 420 | 420 | 420 | 420 | 420 | 420 | 420 | 420 | 420 | 420 | 420 | 420 | 420 | 420 | 420 | 420 | 420 | 420 | 420 | 420 | 420 | 420 | 420 | 420 | 420 | 420 | 420 | 420 | 420 | 420 | 420 | 420 | 420 | 420 | 420 | 420 | 420 | 420 | 420 | 420 | 420 | 420 | 420 | 420 | 420 | 420 | 420 | 420 | 420 | 420 | 420 | 420 | 420 | 420 | 420 | 420 | 420 | 420 | 420 | 420 | 420 | 420 | 420 | 420 | 420 | 420 | 420 | 420 | 420 | 420 | 420 | 420 | 420 | 420 | 420 | 420 | 420 | 420 | 420 | 420 | 420 | 420 | 420 | 420 | 420 | 420 | 420 | 420 | 420 | 420 | 420 | 420 | 420 | 420 | 420 | 420 | 420 | 420 | 420 | 420 | 420 | 420 | 420 | 420 | 420 | 420 | 420 | 420 | 420 | 420 | 420 | 420 | 420 | 420 | 420 | 420 | 420 | 420 | 420 | 420 | 420 | 420 | 420 | 420 | 420 | 420 | 420 | 420 | 420 | 420 | 420 | 420 | 420 | 420 | 420 | 420 | 420 | 420 | 420 | 420 | 420 | 420 | 420 | 420 | 420 | 420 | 420 | 420 | 420 | 420 | 420 | 420 | 420 | 420 | 420 | 420 | 420 | 420 | 420 | 420 | 420 | 420 | 420 | 420 | 420 | 420 | 420 | 420 | 420 | 420 | 420 | 420 | 420 | 420 | 420 | 420 | 420 | 420 | 420 | 420 | 420 | 420 | 420 | 420 | 420 | 420 | 420 | 420 | 420 | 420 | 420 | 420 | 420 | 420 | 420 | 420 | 420 | 420 | 420 | 420 | 420 | 420 | 420 | 420 | 420 | 420 | 420 | 420 | 420 | 420 | 420 | 420 | 420 | 420 | 420 | 420 | 420 | 420 | 420 | 420 | 420 | 420 | 420 | 420 | 420 | 420 | 420 | 420 | 420 | 420 | 420 | 420 | 420 | 420 | 420 | 420 | 420 | 420 | 420 | 420 | 420 | 420 | 420 | 420 | 420 | 420 | 420 | 420 | 420 | 420 | 420 | 420 | 420 | 420 | 420 | 420 | 420 | 420 | 420 | 420 | 420 | 420 | 420 | 420 | 420 | 420 | 420 | 420 | 420 | 420 | 420 | 420 | 420 | 420 | 420 | 420 | 420 | 420 | 420 | 420 | 420 | 420 | 420 | 420 | 420 | 420 | 420 | 420 | 420 | 420 | 420 | 420 | 420 | 420 | 420 | 420 | 420 | 420 | 420 | 420 | 420 | 420 | 420 | 420 | 420 | 420 | 420 | 420 | 420 | 420 | 420 | 420 | 420 | 420 | 420 | 420 | 420 | 420 | 420 | 420 | 420 | 420 | 420 | 420 | 420 | 420 | 420 | 420 | 420 | 420 | 420 | 420 | 420 | 420 | 420 | 420 | 420 | 420 | 420 | 420 | 420 | 420 | 420 | 420 | 420 | 420 | 420 | 420 | 420 | 420 | 420 | 420 | 420 | 420 | 420 | 420 | 420 | 420 | 420 | 420 | 420 | 420 | 420 | 420 | 420 | 420 | 420 | 420 | 420 | 420 | 420 | 420 | 420 | 420 | 420 | 420 | 420 | 420 | 420 | 420 | 420 | 420 | 420 | 420 | 420 | 420 | 420 | 420 | 420 | 420 | 420 | 420 | 420 | 420 | 420 | 420 | 420 | 420 | 420 | 420 | 420 | 420 | 420 | 420 | 420 | 420 | 420 | 420 | 420 | 420 | 420 | 420 | 420 | 420 | 420 | 420 | 420 | 420 | 420 | 420 | 420 | 420 | 420 | 420 | 420 | 420 | 420 | 420 | 420 | 420 | 420 | 420 | 420 | 420 | 420 | 420 | 420 | 420 | 420 | 420 | 420 | 420 | 420 | 420 | 420 | 420 | 420 | 420 | 420 | 420 | 420 | 420 | 420 | 420 | 420 | 420 | 420 | 420 | 420 | 420 | 420 | 420 | 420 | 420 | 420 | 420 | 420 | 420 | 420 | 420 | 420 | 420 | 420 | 420 | 420 | 420 | 420 | 420 | 420 | 420 | 420 | 420 | 420 | 420 | 420 | 420 | 420 | 420 | 420 | 420 | 420 | 420 | 420 | 420 | 420 | 420 | 420 | 420 | 420 | 420 | 420 | 420 | 420 | 420 | 420 | 420 | 420 | 420 | 420 | 420 | 420 | 420 | 420 | 420 | 420 | 420 | 420 | 420 | 420 | 420 | 420 | 420 | 420 | 420 | 420 | 420 | 420 | 420 | 420 | 420 | 420 | 420 | 420 | 420 | 420 | 420 | 420 | 420 | 420 | 420 | 420 | 420 | 420 | 420 | 420 | 420 | 420 | 420 | 420 | 420 | 420 | 420 | 420 | 420 | 420 | 420 | 420 | 420 | 420 | 420 | 420 | 420 | 420 | 420 | 420 | 420 | 420 | 420 | 420 | 420 | 420 | 420 | 420 | 420 | 420 | 420 | 420 | 420 | 420 | 420 | 420 | 420 | 420 | 420 | 420 | 420 | 420 | 420 | 420 | 420 | 420 | 420 | 420 | 420 | 420 | 420 | 420 | 420 | 420 | 420 | 420 | 420 | 420 | 420 | 420 | 420 | 420 | 420 | 420 | 420 | 420 | 420 | 420 | 420 | 420 | 420 | 420 | 420 | 420 | 420 | 420 | 420 | 420 | 420 | 420 | 420 | 420 | 420 | 420 | 420 | 420 | 420 | 420 | 420 | 420 | 420 | 420 | 420 | 420 | 420 | 420 | 420 | 420 | 420 | 420 | 420 | 420 | 420 | 420 | 420 | 420 | 420 | 420 | 420 | 420 | 420 | 420 | 420 | 420 | 420 | 420 | 420 | 420 | 420 | 420 | 420 | 420 | 420 | 420 | 420 | 420 | 420 | 420 | 420 | 420 | 420 | 420 | 420 | 420 | 420 | 420 | 420 | 420 | 420 | 420 | 420 | 420 | 420 | 420 | 420 | 420 | 420 | 420 | 420 | 420 | 420 | 420 | 420 | 420 | 420 | 420 | 420 | 420 | 420 | 420 | 420 | 420 | 420 | 420 | 420 | 420 | 420 | 420 | 420 | 420 | 420 | 420 | 420 | 420 | 420 | 420 | 420 | 420 | 420 | 420 | 420 | 420 | 420 | 420 | 420 | 420 | 420 | 420 | 420 | 420 | 420 | 420 | 420 | 420 | 420 | 420 | 420 | 420 | 420 | 420 | 420 | 420 | 420 | 420 | 420 | 420 | 420 | 420 | 420 | 420 | 420 | 420 | 420 | 420 | 420 | 420 | 420 | 420 | 420 | 420 | 420 | 420 | 420 | 420 | 420 | 420 | 420 | 420 | 420 | 420 | 420 | 420 | 420 | 420 | 420 | 420 | 420 | 420 | 420 | 420 | 420 | 420 | 420 | 420 | 420 | 420 | 420 | 420 | 420 | 420 | 420 | 420 | 420 | 420 | 420 | 420 | 420 | 420 | 420 | 420 | 420 | 420 | 420 | 420 | 420 | 420 | 420 | 420 | 420 | 420 | 420 | 420 | 420 | 420 | 420 | 420 | 420 | 420 | 420 | 420 | 420 | 420 | 420 | 420 | 420 | 420 | 420 | 420 | 420 | 420 | 420 | 420 | 420 | 420 | 420 | 420 | 420 | 420 | 420 | 420 | 420 | 420 | 420 | 420 | 420 | 420 | 420 | 420 | 420 | 420 | 420 | 420 | 420 | 420 | 420 | 420 | 420 | 420 | 420 | 420 | 420 | 420 | 420 | 420 | 420 | 420 | 420 | 420 | 420 | 420 | 420 | 420 | 420 | 420 | 420 | 420 | 420 | 420 | 420 | 420 | 420 | 420 | 420 | 420 | 420 | 420 | 420 | 420 | 420 | 420 | 420 | 420 | 420 | 420 | 420 | 420 | 420 | 420 | 420 | 420 | 420 | 420 | 420 | 420 | 420 | 420 | 420 | 420 | 420 | 420 | 420 | 420 | 420 | 420 | 420 | 420 | 420 | 420 | 420 | 420 | 420 | 420 | 420 | 420 | 420 | 420 | 420 | 420 | 420 | 420 | 420 | 420 | 420 | 420 | 420 | 420 | 420 | 420 | 420 | 420 | 420 | 420 | 420 | 420 | 420 | 420 | 420 | 420 | 420 | 420 | 420 | 420 | 420 | 420 | 420 | 420 | 420 | 420 | 420 | 420 | 420 | 420 | 420 | 420 | 420 | 420 | 420 | 420 | 420 | 420 | 420 | 420 | 420 | 420 | 420 | 420 | 420 | 420 | 420 | 420 | 420 | 420 | 420 | 420 | 420 | 420 | 420 | 420 | 420 | 420 | 420 | 420 | 420 | 420 | 420 | 420 | 420 | 420 | 420 | 420 | 420 | 420 | 420 | 420 | 420 | 420 | 420 | 420 | 420 | 420 | 420 | 420 | 420 | 420 | 420 | 420 | 420 | 420 | 420 | 420 | 420 | 420 | 420 | 420 | 420 | 420 | 420 | 420 | 420 | 420 | 420 | 420 | 420 | 420 | 420 | 420 | 420 | 420 | 420 | 420 | 420 | 420 | 420 | 420 | 420 | 420 | 420 | 420 | 420 | 420 | 420 | 420 | 420 | 420 | 420 | 420 | 420 | 420 | 420 | 420 | 420 | 420 | 420 | 420 | 420 | 420 | 420 | 420 | 420 | 420 | 420 | 420 | 420 | 420 | 420 | 420 | 420 | 420 | 420 | 420 | 420 | 420 | 420 | 420 | 420 | 420 | 420 | 420 | 420 | 420 | 420 | 420 | 420 | 420 | 420 | 420 | 420 | 420 | 420 | 420 | 420 | 420 | 420 | 420 | 420 | 420 | 420 | 420 | 420 | 420 | 420 | 420 | 420 | 420 | 420 | 420 | 420 | 420 | 420 | 420 | 420 | 420 | 420 | 420 | 420 | 420 | 420 | 420 | 420 | 420 | 420 | 420 | 420 | 420 | 420 | 420 | 420 | 420 | 420 | 420 | 420 | 420 | 420 | 420 | 420 | 420 | 420 | 420 | 420 | 420 | 420 | 420 | 420 | 420 | 420 | 420 | 420 | 420 | 420 | 420 | 420 | 420 | 420 | 420 | 420 | 420 | 420 | 420 | 420 | 420 | 420 | 420 | 420 | 420 | 420 | 420 | 420 | 420 | 420 | 420 | 420 | 420 | 420 | 420 | 420 | 420 | 420 | 420 | 420 | 420 | 420 | 420 | 420 | 420 | 420 | 420 | 420 | 420 | 420 | 420 | 420 | 420 | 420 | 420 | 420 | 420 | 420 | 420 | 420 | 420 | 420 | 420 | 420 | 420 | 420 | 420 | 420 | 420 | 420 | 420 | 420 | 420 | 420 | 420 | 420 | 420 | 420 | 420 | 420 | 420 | 420 | 420 | 420 | 420 | 420 | 420 | 420 | 420 | 420 | 420 | 420 | 420 | 420 | 420 | 420 | 420 | 420 | 420 | 420 | 420 | 420 | 420 | 420 | 420 | 420 | 420 | 420 | 420 | 420 | 420 | 420 | 420 | 420 | 420 | 420 | 420 | 420 | 420 | 420 | 420 | 420 | 420 | 420 | 420 | 420 | 420 | 420 | 420 | 420 | 420 | 420 | 420 | 420 | 420 | 420 | 420 | 420 | 420 | 420 | 420 | 420 | 420 | 420 | 420 | 420 | 420 | 420 | 420 | 420 | 420 | 420 | 420 | 420 | 420 | 420 | 420 | 420 | 420 | 420 | 420 | 420 | 420 | 420 | 420 | 420 | 420 | 420 | 420 | 420 | 420 | 420 | 420 | 420 | 420 | 420 | 420 | 420 | 420 | 420 | 420 | 420 | 420 | 420 | 420 | 420 | 420 | 420 | 420 | 420 | 420 | 420 | 420 | 420 | 420 | 420 | 420 | 420 | 420 | 420 | 420 | 420 | 420 | 420 | 420 | 420 | 420 | 420 | 420 | 420 | 420 | 420 | 420 | 420 | 420 | 420 | 420 | 420 | 420 | 420 | 420 | 420 | 420 | 420 | 420 | 420 | 420 | 420 | 420 | 420 | 420 | 420 | 420 | 420 | 420 | 420 | 420 | 420 | 420 | 420 | 420 | 420 | 420 | 420 | 420 | 420 | 420 | 420 | 420 | 420 | 420 | 420 | 420 | 420 | 420 | 420 | 420 | 420 | 420 | 420 | 420 | 420 | 420 | 420 | 420 | 420 | 420 | 420 | 420 | 420 | 420 | 420 | 420 | 420 | 420 | 420 | 420 | 420 | 420 | 420 | 420 | 420 | 420 | 420 | 420 | 420 | 420 | 420 | 420 | 420 | 420 | 420 | 420 | 420 | 420 | 420 | 420 | 420 | 420 | 420 | 420 | 420 | 420 | 420 | 420 | 420 | 420 | 420 | 420 | 420 | 420 | 420 | 420 | 420 | 420 | 420 | 420 | 420 | 420 | 420 | 420 | 420 | 420 | 420 | 420 | 420 | 420 | 420 | 420 | 420 | 420 | 420 | 420 | 420 | 420 | 420 | 420 | 420 | 420 | 420 | 420 | 420 | 420 | 420 | 420 | 420 | 420 | 420 | 420 | 420 | 420 | 420 | 420 | 420 | 420 | 420 | 420 | 420 | 420 | 420 | 420 | 420 | 420 | 420 | 420 | 420 | 420 | 420 | 420 | 420 | 420 | 420 | 420 | 420 | 420 | 420 | 420 | 420 | 420 | 420 | 420 | 420 | 420 | 420 | 420 | 420 | 420 | 420 | 420 | 420 | 420 | 420 | 420 | 420 | 420 | 420 | 420 | 420 | 420 | 420 | 420 | 420 | 420 | 420 | 420 | 420 | 420 | 420 | 420 | 420 | 420 | 420 | 420 | 420 | 420 | 420 | 420 | 420 | 420 | 420 | 420 | 420 | 420 | 420 | 420 | 420 | 420 | 420 | 420 | 420 | 420 | 420 | 420 | 420 | 420 | 420 | 420 | 420 | 420 | 420 | 420 | 420 | 420 | 420 | 420 | 420 | 420 | 420 | 420 | 420 | 420 | 420 | 420 | 420 | 420 | 420 | 420 | 420 | 420 | 420 | 420 | 420 | 420 | 420 | 420 | 420 | 420 | 420 | 420 | 420 | 420 | 420 | 420 | 420 | 420 | 420 | 420 | 420 | 420 | 420 | 420 | 420 | 420 | 420 | 420 | 420 | 420 | 420 | 420 | 420 | 420 | 420 | 420 | 420 | 420 | 420 | 420 | 420 | 420 | 420 | 420 | 420 | 420 | 420 | 420 | 420 | 420 | 420 | 420 | 420 | 420 | 420 | 420 | 420 | 420 | 420 | 420 | 420 | 420 | 420 | 420 | 420 | 420 | 420 | 420 | 420 | 420 | 420 | 420 | 420 | 420 | 420 | 420 | 420 | 420 | 420 | 420 | 420 | 420 | 420 | 420 | 420 | 420 | 420 | 420 | 420 | 420 | 420 | 420 | 420 | 420 | 420 | 420 | 420 | 420 | 420 | 420 | 420 | 420 | 420 | 420 | 420 | 420 | 420 | 420 | 420 | 420 | 420 | 420 | 420 | 420 | 420 | 420 | 420 | 420 | 420 | 420 | 420 | 420 | 420 | 420 | 420 | 420 | 420 | 420 | 420 | 420 | 420 | 420 | 420 | 420 | 420 | 420 | 420 | 420 | 420 | 420 | 420 | 420 | 420 | 420 | 420 | 420 | 420 | 420 | 420 | 420 | 420 | 420 | 420 | 420 | 420 | 420 | 420 | 420 | 420 | 420 | 420 | 420 | 420 | 420 | 420 | 420 | 420 | 420 | 420 | 420 | 420 | 420 | 420 | 420 | 420 | 420 | 420 | 420 | 420 | 420 | 420 | 420 | 420 | 420 | 420 | 420 | 420 | 420 | 420 | 420 | 420 | 420 | 420 | 420 | 420 | 420 | 420 | 420 | 420 | 420 | 420 | 420 | 420 | 420 | 420 | 420 | 420 | 420 | 420 | 420 | 420 | 420 | 420 | 420 | 420 | 420 | 420 | 420 | 420 | 420 | 420 | 420 | 420 | 420 | 420 | 420 | 420 | 420 | 420 | 420 | 420 | 420 | 420 | 420 | 420 | 420 | 420 | 420 | 420 | 420 | 420 | 420 | 420 | 420 | 420 | 420 | 420 | 420 | 420 | 420 | 420 | 420 | 420 | 420 | 420 | 420 | 420 | 420 | 420 | 420 | 420 | 420 | 420 | 420 | 420 | 420 | 420 | 420 | 420 | 420 | 420 | 420 | 420 | 420 | 420 | 420 | 420 | 420 | 420 | 420 | 420 | 420 | 420 | 420 | 420 | 420 | 420 | 420 | 420 | 420 | 420 | 420 | 420 | 420 | 420 | 420 | 420 | 420 | 420 | 420 | 420 | 420 | 420 | 420 | 420 | 420 | 420 | 420 | 420 | 420 | 420 | 420 | 420 | 420 | 420 | 420 | 420 | 420 | 420 | 420 | 420 | 420 | 420 | 420 | 420 | 420 | 420 | 420 | 420 | 420 | 420 | 420 | 420 | 420 | 420 | 420 | 420 | 420 | 420 | 420 | 420 | 420 | 420 | 420 | 420 | 420 | 420 | 420 | 420 | 420 | 420 | 420 | 420 | 420 | 420 | 420 | 420 | 420 | 420 | 420 | 420 | 420 | 420 | 420 | 420 | 420 | 420 | 420 | 420 | 420 | 420 | 420 | 420 | 420 | 420 | 420 | 420 | 420 | 420 | 420 | 420 | 420 | 420 | 420 | 420 | 420 | 420 | 420 | 420 | 420 | 420 | 420 | 420 | 420 | 420 | 420 | 420 | 420 | 420 | 420 | 420 | 420 | 420 | 420 | 420 | 420 | 420 | 420 | 420 | 420 | 420 | 420 | 420 | 420 | 420 | 420 | 420 | 420 | 420 | 420 | 420 | 420 | 420 | 420 | 420 | 420 | 420 | 420 | 420 | 420 | 420 | 420 | 420 | 420 | 420 | 420 | 420 | 420 | 420 | 420 | 420 | 420 | 420 | 420 | 420 | 420 | 420 | 420 | 420 | 420 | 420 | 420 | 420 | 420 | 420 | 420 | 420 | 420 | 420 | 420 | 420 | 420 | 420 | 420 | 420 | 420 | 420 | 420 | 420 | 420 | 420 | 420 | 420 | 420 | 420 | 420 | 420 | 420 | 420 | 420 | 420 | 420 | 420 | 420 | 420 | 420 | 420 | 420 | 420 | 420 | 420 | 420 | 420 | 420 | 420 | 420 | 420 | 420 | 420 | 420 | 420 | 420 | 420 | 420 | 420 | 420 | 420 | 420 | 420 | 420 | 420 | 420 | 420 | 420 | 420 | 420 | 420 | 420 | 420 | 420 | 420 | 420 | 420 | 420 | 420 | 420 | 420 | 420 | 420 | 420 | 420 | 420 | 420 | 420 | 420 | 420 | 420 | 420 | 420 | 420 | 420 | 420 | 420 | 420 | 420 | 420 | 420 | 420 | 420 | 420 | 420 | 420 | 420 | 420 | 420 | 420 | 420 | 420 | 420 | 420 | 420 | 420 | 420 | 420 | 420 | 420 | 420 | 420 | 420 | 420 | 420 | 420 | 420 | 420 | 420 | 420 | 420 | 420 | 420 | 420 | 420 | 420 | 420 | 420 | 420 | 420 | 420 | 420 | 420 | 420 | 420 | 420 | 420 | 420 | 420 | 420 | 420 | 420 | 420 | 420 | 420 | 420 | 420 | 420 | 420 | 420 | 420 | 420 | 420 | 420 | 420 | 420 | 420 | 420 | 420 | 420 | 420 | 420 | 420 | 420 | 420 | 420 | 420 | 420 | 420 | 420 | 420 | 420 | 420 | 420 | 420 | 420 | 420 | 420 | 420 | 420 | 420 | 420 | 420 | 420 | 420 | 420 | 420 | 420 | 420 | 420 | 420 | 420 | 420 | 420 | 420 | 420 | 420 | 420 | 420 | 420 | 420 | 420 | 420 | 420 | 420 | 420 | 420 | 420 | 420 | 420 | 420 | 420 | 420 | 420 | 420 | 420 | 420 | 420 | 420 | 420 | 420 | 420 | 420 | 420 | 420 | 420 | 420 | 420 | 420 | 420 | 420 | 420 | 420 | 420 | 420 | 420 | 420 | 420 | 420 | 420 | 420 | 420 | 420 | 420 | 420 | 420 | 420 | 420 | 420 | 420 | 420 | 420 | 420 | 420 | 420 | 420 | 420 | 420 | 420 | 420 | 420 | 420 | 420 | 420 | 420 | 420 | 420 | 420 | 420 | 420 | 420 | 420 | 420 | 420 | 420 | 420 | 420 | 420 | 420 | 420 | 420 | 420 | 420 | 420 | 420 | 420 | 420 | 420 | 420 | 420 | 420 | 420 | 420 | 420 | 420 | 420 | 420 | 420 | 420 | 420 | 420 | 420 | 420 | 420 | 420 | 420 | 420 | 420 | 420 | 420 | 420 | 420 | 420 | 420 | 420 | 420 | 420 | 420 | 420 | 420 | 420 | 420 | 420 | 420 | 420 | 420 | 420 | 420 | 420 | 420 | 420 | 420 | 420 | 420 | 420 | 420 | 420 | 420 | 420 | 420 | 420 | 420 | 420 | 420 | 420 | 420 | 420 | 420 | 420 | 420 | 420 | 420 | 420 | 420 | 420 | 420 | 420 | 420 | 420 | 420 | 420 | 420 | 420 | 420 | 420 | 420 | 420 | 420 | 420 | 420 | 420 | 420 | 420 | 420 | 420 | 420 | 420 | 420 | 420 | 420 | 420 | 420 | 420 | 420 | 420 | 420 | 420 | 420 | 420 | 420 | 420 | 420 | 420 | 420 | 420 | 420 | 420 | 420 | 420 | 420 | 420 | 420 | 420 | 420 | 420 | 420 | 420 | 420 | 420 | 420 | 420 | 420 | 420 | 420 | 420 | 420 | 420 | 420 | 420 | 420 | 420 | 420 | 420 | 420 | 420 | 420 | 420 | 420 | 420 | 420 | 420 | 420 | 420 | 420 | 420 | 420 | 420 | 420 | 420 | 420 | 420 | 420 | 420 | 420 | 420 | 420 | 420 | 420 | 420 | 420 | 420 | 420 | 420 | 420 | 420 | 420 | 420 | 420 | 420 | 420 | 420 | 420 | 420 | 420 | 420 | 420 | 420 | 420 | 420 | 420 | 420 | 420 | 420 | 420 | 420 | 420 | 420 | 420 | 420 | 420 | 420 | 420 | 420 | 420 | 420 | 420 | 420 | 420 | 420 | 420 | 420 | 420 | 420 | 420 | 420 | 420 | 420 | 420 | 420 | 420 | 420 | 420 | 420 | 420 | 420 | 420 | 420 | 420 | 420 | 420 | 420 | 420 | 420 | 420 | 420 | 420 | 420 | 420 | 420 | 420 | 420 | 420 | 420 | 420 | 420 | 420 | 420 | 420 | 420 | 420 | 420 | 420 | 420 | 420 | 420 | 420 | 420 | 420 | 420 | 420 | 420 | 420 | 420 | 420 | 420 | 420 | 420 | 420 | 420 | 420 | 420 | 420 | 420 | 420 | 420 | 420 | 420 | 420 | 420 | 420 | 420 | 420 | 420 | 420 | 420 | 420 | 420 | 420 | 420 | 420 | 420 | 420 | 420 | 420 | 420 | 420 | 420 | 420 | 420 | 420 | 420 | 420 | 420 | 420 | 420 | 420 | 420 | 420 | 420 | 420 | 420 | 420 | 420 | 420 | 420 | 420 | 420 | 420 | 420 | 420 | 420 | 420 | 420 | 420 | 420 | 420 | 420 | 420 | 420 | 420 | 420 | 420 | 420 | 420 | 420 | 420 | 420 | 420 | 420 | 420 | 420 | 420 | 420 | 420 | 420 | 420 | 420 | 420 | 420 | 420 | 420 | 420 | 420 | 420 | 420 | 420 | 420 | 420 | 420 | 420 | 420 | 420 | 420 | 420 | 420 | 420 | 420 | 420 | 420 | 420 | 420 | 420 | 420 | 420 | 420 | 420 | 420 | 420 | 420 | 420 | 420 | 420 | 420 | 420 | 420 | 420 | 420 | 420 | 420 | 420 | 420 | 420 | 420 | 420 | 420 | 420 | 420 | 420 | 420 | 420 | 420 | 420 | 420 | 420 | 420 | 420 | 420 | 420 | 420 | 420 | 420 | 420 | 420 | 420 | 420 | 420 | 420 | 420 | 420 | 420 | 420 | 420 | 420 | 420 | 420 | 420 | 420 | 420 | 420 | 420 | 420 | 420 | 420 | 420 | 420 | 420 | 420 | 420 | 420 | 420 | 420 | 420 | 420 | 420 | 420 | 420 | 420 | 420 | 420 | 420 | 420 | 420 | 420 | 420 | 420 | 420 | 420 | 420 | 420 | 420 | 420 | 420 | 420 | 420 | 420 | 420 | 420 | 420 | 420 | 420 | 420 | 420 | 420 | 420 | 420 | 420 | 420 | 420 | 420 | 420 | 420 | 420 | 420 | 420 | 420 | 420 | 420 | 420 | 420 | 420 | 420 | 420 | 420 | 420 | 420 | 420 | 420 | 420 | 420 | 420 | 420 | 420 | 420 | 420 | 420 | 420 | 420 | 420 | 420 | 420 | 420 | 420 | 420 | 420 | 420 | 420 | 420 | 420 | 420 | 420 | 420 | 420 | 420 | 420 | 420 | 420 | 420 | 420 | 420 | 420 | 420 | 420 | 420 | 420 | 420 | 420 | 420 | 420 | 420 | 420 | 420 | 420 | 420 | 420 | 420 | 420 | 420 | 420 | 420 | 420 | 420 | 420 | 420 | 420 | 420 | 420 | 420 | 420 | 420 | 420 | 420 | 420 | 420 | 420 | 420 | 420 | 420 | 420 | 420 | 420 | 420 | 420 | 420 | 420 | 420 | 420 | 420 | 420 | 420 | 420 | 420 | 420 | 420 | 420 | 420 | 420 | 420 | 420 | 420 | 420 | 420 | 420 | 420 | 420 | 420 | 420 | 420 | 420 | 420 | 420 | 420 | 420 | 420 | 420 | 420 | 420 | 420 | 420 | 420 | 420 | 420 | 420 | 420 | 420 | 420 | 420 | 420 | 420 | 420 | 420 | 420 | 420 | 420 | 420 | 420 | 420 | 420 | 420 | 420 | 420 | 420 | 420 | 420 | 420 | 420 | 420 | 420 | 420 | 420 | 420 | 420 | 420 | 420 | 420 | 420 | 420 | 420 | 420 | 420 | 420 | 420 | 420 | 420 | 420 | 420 | 420 | 420 | 420 | 420 | 420 | 420 | 420 | 420 | 420 | 420 | 420 | 420 | 420 | 420 | 420 | 420 | 420 | 420 | 420 | 420 | 420 | 420 | 420 | 420 | 420 | 420 | 420 | 420 | 420 | 420 | 420 | 420 | 420 | 420 | 420 | 420 | 420 | 420 | 420 | 420 | 420 | 420 | 420 | 420 | 420 | 420 | 420 | 420 | 420 | 420 | 420 | 420 | 420 | 420 | 420 | 420 | 420 | 420 | 420 | 420 | 420 | 420 | 420 | 420 | 420 | 420 | 420 | 420 | 420 | 420 | 420 | 420 | 420 | 420 | 420 | 420 | 420 | 420 | 420 | 420 | 420 | 420 | 420 | 420 | 420 | 420 | 420 | 420 | 420 | 420 | 420 | 420 | 420 | 420 | 420 | 420 | 420 | 420 | 420 | 420 | 420 | 420 | 420 | 420 | 420 | 420 | 420 | 420 | 420 | 420 | 420 | 420 | 420 | 420 | 420 | 420 | 420 | 420 | 420 | 420 | 420 | 420 | 420 | 420 | 420 | 420 | 420 | 420 | 420 | 420 | 420 | 420 | 420 | 420 | 420 | 420 | 420 | 420 | 420 | 420 | 420 | 420 | 420 | 420 | 420 | 420 | 420 | 420 | 420 | 420 | 420 | 420 | 420 | 420 | 420 | 420 | 420 | 420 | 420 | 420 | 420 | 420 | 420 | 420 | 420 | 420 | 420 | 420 | 420 | 420 | 420 | 420 | 420 | 420 | 420 | 420 | 420 | 420 | 420 | 420 | 420 | 420 | 420 | 420 | 420 | 420 | 420 | 420 | 420 | 420 | 420 | 420 | 420 | 420 | 420 | 420 | 420 | 420 | 420 | 420 | 420 | 420 | 420 | 420 | 420 | 420 | 420 | 420 | 420 | 420 | 420 | 420 | 420 | 420 | 420 | 420 | 420 | 420 | 420 | 420 | 420 | 420 | 420 | 420 | 420 | 420 | 420 | 420 | 420 | 420 | 420 | 420 | 420 | 420 | 420 | 420 | 420 | 420 | 420 | 420 | 420 | 420 | 420 | 420 | 420 | 420 | 420 | 420 | 420 | 420 | 420 | 420 | 420 | 420 | 420 | 420 | 420 | 420 | 420 | 420 | 420 | 420 | 420 | 420 | 420 | 420 | 420 | 420 | 420 | 420 | 420 | 420 | 420 | 420 | 420 | 420 | 420 | 420 | 420 | 420 | 420 | 420 | 420 | 420 | 420 | 420 | 420 | 420 | 420 | 420 | 420 | 420 | 420 | 420 | 420 | 420 | 420 | 420 | 420 | 420 | 420 | 420 | 420 | 420 | 420 | 420 | 420 | 420 | 420 | 420 | 420 | 420 | 420 | 420 | 420 | 420 | 420 | 420 | 420 | 420 | 420 | 420 | 420 | 420 | 420 | 420 | 420 | 420 | 420 | 420 | 420 | 420 | 420 | 420 | 420 | 420 | 420 | 420 | 420 | 420 | 420 | 420 | 420 | 420 | 420 | 420 | 420 | 420 | 420 | 420 | 420 | 420 | 420 | 420 | 420 | 420 | 420 | 420 | 420 | 420 | 420 | 420 | 420 | 420 | 420 | 420 | 420 | 420 | 420 | 420 | 420 | 420 | 420 | 420 | 420 | 420 | 420 | 420 | 420 | 420 | 420 | 420 | 420 | 420 | 420 | 420 | 420 | 420 | 420 | 420 | 420 | 420 | 420 | 420 | 420 | 420 | 420 | 420 | 420 | 420 | 420 | 420 | 420 | 420 | 420 | 420 | 420 | 420 | 420 | 420 | 420 | 420 | 420 | 420 | 420 | 420 | 420 | 420 | 420 | 420 | 420 | 420 | 420 | 420 | 420 | 420 | 420 | 420 | 420 | 420 | 420 | 420 | 420 | 420 | 420 | 420 | 420 | 420 | 420 | 420 | 420 | 420 | 420 | 420 | 420 | 420 | 420 | 420 | 420 | 420 | 420 | 420 | 420 | 420 | 420 | 420 | 420 | 420 | 420 | 420 | 420 | 420 | 420 | 420 | 420 | 420 | 420 | 420 | 420 | 420 | 420 | 420 | 420 | 420 | 420 | 420 | 420 | 420 | 420 | 420 | 420 | 420 | 420 | 420 | 420 | 420 | 420 | 420 | 420 | 420 | 420 | 420 | 420 | 420 | 420 | 420 | 420 | 420 | 420 | 420 | 420 | 420 | 420 | 420 | 420 | 420 | 420 | 420 | 420 | 420 | 420 | 420 | 420 | 420 | 420 | 420 | 420 | 420 | 420 | 420 | 420 | 420 | 420 | 420 | 420 | 420 | 420 | 420 | 420 | 420 | 420 | 420 | 420 | 420 | 420 | 420 | 420 | 420 | 420 | 420 | 420 | 420 | 420 | 420 | 420 | 420 | 420 | 420 | 420 | 420 | 420 | 420 | 420 | 420 | 420 | 420 | 420 | 420 | 420 | 420 | 420 | 420 | 420 | 420 | 420 | 420 | 420 | 420 | 420 | 420 | 420 | 420 | 420 | 420 | 420 | 420 | 420 | 420 | 420 | 420 | 420 | 420 | 420 | 420 | 420 | 420 | 420 | 420 | 420 | 420 | 420 | 420 | 420 | 420 | 420 | 420 | 420 | 420 | 420 | 420 | 420 | 420 | 420 | 420 | 420 | 420 | 420 | 420 | 420 | 420 | 420 | 420 | 420 | 420 | 420 | 420 | 420 | 420 | 420 | 420 | 420 | 420 | 420 | 420 | 420 | 420 | 420 | 420 | 420 | 420 | 420 | 420 | 420 | 420 | 420 | 420 | 420 | 420 | 420 | 420 | 420 | 420 | 420 | 420 | 420 | 420 | 420 | 420 | 420 | 420 | 420 | 420 | 420 | 420 | 420 | 420 | 420 | 420 | 420 | 420 | 420 | 420 | 420 | 420 | 420 | 420 | 420 | 420 | 420 | 420 | 420 | 420 | 420 | 420 | 420 | 420 | 420 | 420 | 420 | 420 | 420 | 420 | 420 | 420 | 420 | 420 | 420 | 420 | 420 | 420 | 420 | 420 | 420 | 420 | 420 | 420 | 420 | 420 | 420 | 420 | 420 | 420 | 420 | 420 | 420 | 420 | 420 | 420 | 420 | 420 | 420 | 420 | 420 | 420 | 420 | 420 | 420 | 420 | 420 | 420 | 420 | 420 | 420 | 420 | 420 | 420 | 420 | 420 | 420 | 420 | 420 | 420 | 420 | 420 | 420 | 420 | 420 | 420 | 420 | 420 | 420 | 420 | 420 | 420 | 420 | 420 | 420 | 420 | 420 | 420 | 420 | 420 | 420 | 420 | 420 | 420 | 420 | 420 | 420 | 420 | 420 | 420 | 420 | 420 | 420 | 420 | 420 | 420 | 420 | 420 | 420 | 420 | 420 | 420 | 420 | 420 | 420 | 420 | 420 | 420 | 420 | 420 | 420 | 420 | 420 | 420 | 420 | 420 | 420 | 420 | 420 | 420 | 420 | 420 | 420 | 420 | 420 | 420 | 420 | 420 | 420 | 420 | 420 | 420 | 420 | 420 | 420 | 420 | 420 | 420 | 420 | 420 | 420 | 420 | 420 | 420 | 420 | 420 | 420 | 420 | 420 | 420 | 420 | 420 | 420 | 420 | 420 | 420 | 420 | 420 | 420 | 420 | 420 | 420 | 420 | 420 | 420 | 420 | 420 | 420 | 420 | 420 | 420 | 420 | 420 | 420 | 420 | 420 | 420 | 420 | 420 | 420 | 420 | 420 | 420 | 420 | 420 | 420 | 420 | 420 | 420 | 420 | 420 | 420 | 420 | 420 | 420 | 420 | 420 | 420 | 420 | 420 | 420 | 420 | 420 | 420 | 420 | 420 | 420 | 420 | 420 | 420 | 420 | 420 | 420 | 420 | 420 | 420 | 420 | 420 | 420 | 420 | 420 | 420 | 420 | 420 | 420 | 420 | 420 | 420 | 420 | 420 | 420 | 420 | 420 | 420 | 420 | 420 | 420 | 420 | 420 | 420 | 420 | 420 | 420 | 420 | 420 | 420 | 420 | 420 | 420 | 420 | 420 | 420 | 420 | 420 | 420 | 420 | 420 | 420 | 420 | 420 | 420 | 420 | 420 | 420 | 420 | 420 | 420 | 420 | 420 | 420 | 420 | 420 | 420 | 420 | 420 | 420 | 420 | 420 | 420 | 420 | 420 | 420 | 420 | 420 | 420 | 420 | 420 | 420 | 420 | 420 | 420 | 420 | 420 | 420 | 420 | 420 | 420 | 420 | 420 | 420 | 420 | 420 | 420 | 420 | 420 | 420 | 420 | 420 | 420 | 420 | 420 | 420 | 420 | 420 | 420 | 420 | 420 | 420 | 420 | 420 | 420 | 420 | 420 | 420 | 420 | 420 | 420 | 420 | 420 | 420 | 420 | 420 | 420 | 420 | 420 | 420 | 420 | 420 | 420 | 420 | 420 | 420 | 420 | 420 | 420 | 420 | 420 | 420 | 420 | 420 | 420 | 420 | 420 | 420 | 420 | 420 | 420 | 420 | 420 | 420 | 420 | 420 | 420 | 420 | 420 | 420 | 420 | 420 | 420 | 420 | 420 | 420 | 420 | 420 | 420 | 420 | 420 | 420 | 420 | 420 | 420 | 420 | 420 | 420 | 420 | 420 | 420 | 420 | 420 | 420 | 420 | 420 | 420 | 420 | 420 | 420 | 420 | 420 | 420 | 420 | 420 | 420 | 420 | 420 | 420 | 420 | 420 | 420 | 420 | 420 | 420 | 420 | 420 | 420 | 420 | 420 | 420 | 420 | 420 | 420 | 420 | 420 | 420 | 420 | 420 | 420 | 420 | 420 | 420 | 420 | 420 | 420 | 420 | 420 | 420 | 420 | 420 | 420 | 420 | 420 | 420 | 420 | 420 | 420 | 420 | 420 | 420 | 420 | 420 | 420 | 420 | 420 | 420 | 420 | 420 | 420 | 420 | 420 | 420 | 420 | 420 | 420 | 420 | 420 | 420 | 420 | 420 | 420 | 420 | 420 | 420 | 420 | 420 | 420 | 420 | 420 | 420 | 420 | 420 | 420 | 420 | 420 | 420 | 420 | 420 | 420 | 420 | 420 | 420 | 420 | 420 | 420 | 420 | 420 | 420 | 420 | 420 | 420 | 420 | 420 | 420 | 420 | 420 | 420 | 420 | 420 | 420 | 420 | 420 | 420 | 420 | 420 | 420 | 420 | 420 | 420 | 420 | 420 | 420 | 420 | 420 | 420 | 420 | 420 | 420 | 420 | 420 | 420 | 420 | 420 | 420 | 420 | 420 | 420 | 420 | 420 | 420 | 420 | 420 | 420 | 420 | 420 | 420 | 420 | 420 | 420 | 420 | 420 | 420 | 420 | 420 | 420 | 420 | 420 | 420 | 420 | 420 | 420 | 420 | 420 | 420 | 420 | 420 | 420 | 420 | 420 | 420 | 420 | 420 | 420 | 420 | 420 | 420 | 420 | 420 | 420 | 420 | 420 | 420 | 420 | 420 | 420 | 420 | 420 | 420 | 420 | 420 | 420 | 420 | 420 | 420 | 420 | 420 | 420 | 420 | 420 | 420 | 420 | 420 | 420 | 420 | 420 | 420 | 420 | 420 | 420 | 420 | 420 | 420 | 420 | 420 | 420 | 420 | 420 | 420 | 420 | 420 | 420 | 420 | 420 | 420 | 420 | 420 | 420 | 420 | 420 | 420 | 420 | 420 | 420 | 420 | 420 | 420 | 420 | 420 | 420 | 420 | 420 | 420 | 420 | 420 | 420 | 420 | 420 | 420 | 420 | 420 | 420 | 420 | 420 | 420 | 420 | 420 | 420 | 420 | 420 | 420 | 420 | 420 | 420 | 420 | 420 | 420 | 420 | 420 | 420 | 420 | 420 | 420 | 420 | 420 | 420 | 420 | 420 | 420 | 420 | 420 | 420 | 420 | 420 | 420 | 420 | 420 | 420 | 420 | 420 | 420 | 420 | 420 | 420 | 420 | 420 | 420 | 420 | 420 | 420 | 420 | 420 | 420 | 420 | 420 | 420 | 420 | 420 | 420 | 420 | 420 | 420 | 420 | 420 | 420 | 420 | 420 | 420 | 420 | 420 | 420 | 420 | 420 | 420 | 420 | 420 | 420 | 420 | 420 | 420 | 420 | 420 | 420 | 420 | 420 | 420 | 420 | 420 | 420 | 420 | 420 | 420 | 420 | 420 | 420 | 420 | 420 | 420 | 420 | 420 | 420 | 420 | 420 | 420 | 420 | 420 | 420 | 420 | 420 | 420 | 420 | 420 | 420 | 420 | 420 | 420 | 420 | 420 | 420 | 420 | 420 | 420 | 420 | 420 | 420 | 420 | 420 | 420 | 420 | 420 | 420 | 420 | 420 | 420 | 420 | 420 | 420 | 420 | 420 | 420 | 420 | 420 | 420 | 420 | 420 | 420 | 420 | 420 | 420 | 420 | 420 | 420 | 420 | 420 | 420 | 420 | 420 | 420 | 420 | 420 | 420 | 420 | 420 | 420 | 420 | 420 | 420 | 420 | 420 | 420 | 420 | 420 | 420 | 420 | 420 | 420 | 420 | 420 | 420 | 420 | 420 | 420 | 420 | 420 | 420 | 420 | 420 | 420 | 420 | 420 | 420 | 420 | 420 | 420 | 420 | 420 | 420 | 420 | 420 | 420 | 420 | 420 | 420 | 420 | 420 | 420 | 420 | 420 | 420 | 420 | 420 | 420 | 420 | 420 | 420 | 420 | 420 | 420 | 420 | 420 | 420 | 420 | 420 | 420 | 420 | 420 | 420 | 420 | 420 | 420 | 420 | 420 | 420 | 420 | 420 | 420 | 420 | 420 | 420 | 420 | 420 | 420 | 420 | 420 | 420 | 420 | 420 | 420 | 420 | 420 | 420 | 420 | 420 | 420 | 420 | 420 | 420 | 420 | 420 | 420 | 420 | 420 | 420 | 420 | 420 | 420 | 420 | 420 | 420 | 420 | 420 | 420 | 420 | 420 | 420 | 420 | 420 | 420 | 420 | 420 | 420 | 420 | 420 | 420 | 420 | 420 | 420 | 420 | 420 | 420 | 420 | 420 | 420 | 420 | 420 | 420 | 420 | 420 | 420 | 420 | 420 | 420 | 420 | 420 | 420 | 420 | 420 | 420 | 420 | 420 | 420 | 420 | 420 | 420 | 420 | 420 | 420 | 420 | 420 | 420 | 420 | 420 | 420 | 420 | 420 | 420 | 420 | 420 | 420 | 420 | 420 | 420 | 420 | 420 | 420 | 420 | 420 | 420 | 420 | 420 | 420 | 420 | 420 | 420 | 420 | 420 | 420 | 420 | 420 | 420 | 420 | 420 | 420 | 420 | 420 | 420 | 420 | 420 | 420 | 420 | 420 | 420 | 420 | 420 | 420 | 420 | 420 | 420 | 420 | 420 | 420 | 420 | 420 | 420 | 420 | 420 | 420 | 420 | 420 | 420 | 420 | 420 | 420 | 420 | 420 | 420 | 420 | 420 | 420 | 420 | 420 | 420 | 420 | 420 | 420 | 420 | 420 | 420 | 420 | 420 | 420 | 420 | 420 | 420 | 420 | 420 | 420 | 420 | 420 | 420 | 420 | 420 | 420 | 420 | 420 | 420 | 420 | 420 | 420 | 420 | 420 | 420 | 420 | 420 | 420 | 420 | 420 | 420 | 420 | 420 | 420 | 420 | 420 | 420 | 420 | 420 | 420 | 420 | 420 | 420 | 420 | 420 | 420 | 420 | 420 | 420 | 420 | 420 | 420 | 420 | 420 | 420 | 420 | 420 | 420 | 420 | 420 | 420 | 420 | 420 | 420 | 420 | 420 | 420 | 420 | 420 | 420 | 420 | 420 | 420 | 420 | 420 | 420 | 420 | 420 | 420 | 420 | 420 | 420 | 420 | 420 | 420 | 420 | 420 | 420 | 420 | 420 | 420 | 420 | 420 | 420 | 420 | 420 | 420 | 420 | 420 | 420 | 420 | 420 | 420 | 420 | 420 | 420 | 420 | 420 | 420 | 420 | 420 | 420 | 420 | 420 | 420 | 420 | 420 | 420 | 420 | 420 | 420 | 420 | 420 | 420 | 420 | 420 | 420 | 420 | 420 | 420 | 420 | 420 | 420 | 420 | 420 | 420 | 420 | 420 | 420 | 420 | 420 | 420 | 420 | 420 | 420 | 420 | 420 | 420 | 420 | 420 | 420 | 420 | 420 | 420 | 420 | 420 | 420 | 420 | 420 | 420 | 420 | 420 | 420 | 420 | 420 | 420 | 420 | 420 | 420 | 420 | 420 | 420 | 420 | 420 | 420 | 420 | 420 | 420 | 420 | 420 | 420 | 420 | 420 | 420 | 420 | 420 | 420 | 420 | 420 | 420 | 420 | 420 | 420 | 420 | 420 | 420 | 420 | 420 | 420 | 420 | 420 | 420 | 420 | 420 | 420 | 420 | 420 | 420 | 420 | 420 | 420 | 420 | 420 | 420 | 420 | 420 | 420 | 420 | 420 | 420 | 420 | 420 | 420 | 420 | 420 | 420 | 420 | 420 | 420 | 420 | 420 | 420 | 420 | 420 | 420 | 420 | 420 | 420 | 420 | 420 | 420 | 420 | 420 | 420 | 420 | 420 | 420 | 420 | 420 | 420 | 420 | 420 | 420 | 420 | 420 | 420 | 420 | 420 | 420 | 420 | 420 | 420 | 420 | 420 | 420 | 420 | 420 | 420 | 420 | 420 | 420 | 420 | 420 | 420 | 420 | 420 | 420 | 420 | 420 | 420 | 420 | 420 | 420 | 420 | 420 | 420 | 420 | 420 | 420 | 420 | 420 | 420 | 420 | 420 | 420 | 420 | 420 | 420 | 420 | 420 | 420 | 420 | 420 | 420 | 420 | 420 | 420 | 420 | 420 | 420 | 420 | 420 | 420 | 420 | 420 | 420 | 420 | 420 | 420 | 420 | 420 | 420 | 420 | 420 | 420 | 420 | 420 | 420 | 420 | 420 | 420 | 420 | 420 | 420 | 420 | 420 | 420 | 420 | 420 | 420 | 420 | 420 | 420 | 420 | 420 | 420 | 420 | 420 | 420 | 420 | 420 | 420 | 420 | 420 | 420 | 420 | 420 | 420 | 420 | 420 | 420 | 420 | 420 | 420 | 420 | 420 | 420 | 420 | 420 | 420 | 420 | 420 | 420 | 420 | 420 | 420 | 420 | 420 | 420 | 420 | 420 | 420 | 420 | 420 | 420 | 420 | 420 | 420 | 420 | 420 | 420 | 420 | 420 | 420 | 420 | 420 | 420 | 420 | 420 | 420 | 420 | 420 | 420 | 420 | 420 | 420 | 420 | 420 | 420 | 420 | 420 | 420 | 420 | 420 | 420 | 420 | 420 | 420 | 420 | 420 | 420 | 420 | 420 | 420 | 420 | 420 | 420 | 420 | 420 | 420 | 420 | 420 | 420 | 420 | 420 | 420 | 420 | 420 | 420 | 420 | 420 | 420 | 420 | 420 | 420 | 420 | 420 | 420 | 420 | 420 | 420 | 420 | 420 | 420 | 420 | 420 | 420 | 420 | 420 | 420 | 420 | 420 | 420 | 420 | 420 | 420 | 420 | 420 | 420 | 420 | 420 | 420 | 420 | 420 | 420 | 420 | 420 | 420 | 420 | 420 | 420 | 420 | 420 | 420 | 420 | 420 | 420 | 420 | 420 | 420 | 420 | 420 | 420 | 420 | 420 | 420 | 420 | 420 | 420 | 420 | 420 | 420 | 420 | 420 | 420 | 420 | 420 | 420 | 420 | 420 | 420 | 420 | 420 | 420 | 420 | 420 | 420 | 420 | 420 | 420 | 420 | 420 | 420 | 420 | 420 | 420 | 420 | 420 | 420 | 420 | 420 | 420 | 420 | 420 | 420 | 420 | 420 | 420 | 420 | 420 | 420 | 420 | 420 | 420 | 420 | 420 | 420 | 420 | 420 | 420 | 420 | 420 | 420 | 420 | 420 | 420 | 420 | 420 | 420 | 420 | 420 | 420 | 420 | 420 | 420 | 420 | 420 | 420 | 420 | 420 | 420 | 420 | 420 | 420 | 420 | 420 | 420 | 420 | 420 | 420 | 420 | 420 | 420 | 420 | 420 | 420 | 420 | 420 | 420 | 420 | 420 | 420 | 420 | 420 | 420 | 420 | 420 | 420 | 420 | 420 | 420 | 420 | 420 | 420 | 420 | 420 | 420 | 420 | 420 | 420 | 420 | 420 | 420 | 420 | 420 | 420 | 420 | 420 | 420 | 420 | 420 | 420 | 420 | 420 | 420 | 420 | 420 | 420 | 420 | 420 | 420 | 420 | 420 | 420 | 420 | 420 | 420 | 420 | 420 | 420 | 420 | 420 | 420 | 420 | 420 | 420 | 420 | 420 | 420 | 420 | 420 | 420 | 420 | 420 | 420 | 420 | 420 | 420 | 420 | 420 | 420 | 420 | 420 | 420 | 420 | 420 | 420 | 420 | 420 | 420 | 420 | 420 | 420 | 420 | 420 | 420 | 420 | 420 | 420 | 420 | 420 | 420 | 420 | 420 | 420 | 420 | 420 | 420 | 420 | 420 | 420 | 420 | 420 | 420 | 420 | 420 | 420 | 420 | 420 | 420 | 420 | 420 | 420 | 420 | 420 | 420 | 420 | 420 | 420 | 420 | 420 | 420 | 420 | 420 | 420 | 420 | 420 | 420 | 420 | 420 | 420 | 420 | 420 | 420 | 420 | 420 | 420 | 420 | 420 | 420 | 420 | 420 | 420 | 420 | 420 | 420 | 420 | 420 | 420 | 420 | 420 | 420 | 420 | 420 | 420 | 420 | 420 | 420 | 420 | 420 | 420 | 420 | 420 | 420 | 420 | 420 | 420 | 420 | 420 | 420 | 420 | 420 | 420 | 420 | 420 | 420 | 420 | 420 | 420 | 420 | 420 | 420 | 420 | 420 | 420 | 420 | 420 | 420 | 420 | 420 | 420 | 420 | 420 | 420 | 420 | 420 | 420 | 420 | 420 | 420 | 420 | 420 | 420 | 420 | 420 | 420 | 420 | 420 | 420 | 420 | 420 | 420 | 420 | 420 | 420 | 420 | 420 | 420 | 420 | 420 | 420 | 420 | 420 | 420 | 420 | 420 | 420 | 420 | 420 | 420 | 420 | 420 | 420 | 420 | 420 | 420 | 420 | 420 | 420 | 420 | 420 | 420 | 420 | 420 | 420 | 420 | 420 | 420 | 420 | 420 | 420 | 420 | 420 | 420 | 420 | 420 | 420 | 420 | 420 | 420 | 420 | 420 | 420 | 420 | 420 | 420 | 420 | 420 | 420 | 420 | 420 | 420 | 420 | 420 | 420 | 420 | 420 | 420 | 420 | 420 | 420 | 420 | 420 | 420 | 420 | 420 | 420 | 420 | 420 | 420 | 420 | 420 | 420 | 420 | 420 | 420 | 420 | 420 | 420 | 420 | 420 | 420 | 420 | 420 | 420 | 420 | 420 | 420 | 420 | 420 | 420 | 420 | 420 | 420 | 420 | 420 | 420 | 420 | 420 | 420 | 420 | 420 | 420 | 420 | 420 | 420 | 420 | 420 | 420 | 420 | 420 | 420 | 420 | 420 | 420 | 420 | 420 | 420 | 420 | 420 | 420 | 420 | 420 | 420 | 420 | 420 | 420 | 420 | 420 | 420 | 420 | 420 | 420 | 420 | 420 | 420 | 420 | 420 | 420 | 420 | 420 | 420 | 420 | 420 | 420 | 420 | 420 | 420 | 420 | 420 | 420 | 420 | 420 | 420 | 420 | 420 | 420 | 420 | 420 | 420 | 420 | 420 | 420 | 420 | 420 | 420 | 420 | 420 | 420 | 420 | 420 | 420 | 420 | 420 | 420 | 420 | 420 | 420 | 420 | 420 | 420 | 420 | 420 | 420 | 420 | 420 | 420 | 420 | 420 | 420 | 420 | 420 | 420 | 420 | 420 | 420 | 420 | 420 | 420 | 420 | 420 | 420 | 420 | 420 | 420 | 420 | 420 | 420 | 420 | 420 | 420 | 420 | 420 | 420 | 420 | 420 | 420 | 420 | 420 | 420 | 420 | 420 | 420 | 420 | 420 | 420 | 420 | 420 | 420 | 420 | 420 | 420 | 420 | 420 | 420 | 420 | 420 | 420 | 420 | 420 | 420 | 420 | 420 | 420 | 420 | 420 | 420 | 420 | 420 | 420 | 420 | 420 | 420 | 420 | 420 | 420 | 420 | 420 | 420 | 420 | 420 | 420 | 420 | 420 | 420 | 420 | 420 | 420 | 420 | 420 | 420 | 420 | 420 | 420 | 420 | 420 | 420 | 420 | 420 | 420 | 420 | 420 | 420 | 420 | 420 | 420 | 420 | 420 | 420 | 420 | 420 | 420 | 420 | 420 | 420 | 420 | 420 | 420 | 420 | 420 | 420 | 420 | 420 | 420 | 420 | 420 | 420 | 420 | 420 | 420 | 420 | 420 | 420 | 420 | 420 | 420 | 420 | 420 | 420 | 420 | 420 | 420 | 420 | 420 | 420 | 420 | 420 | 420 | 420 | 420 | 420 | 420 | 420 | 420 | 420 | 420 | 420 | 420 | 420 | 420 | 420 | 420 | 420 | 420 | 420 | 420 | 420 | 420 | 420 | 420 | 420 | 420 | 420 | 420 | 420 | 420 | 420 | 420 | 420 | 420 | 420 | 420 | 420 | 420 | 420 | 420 | 420 | 420 | 420 | 420 | 420 | 420 | 420 | 420 | 420 | 420 | 420 | 420 | 420 | 420 | 420 | 420 | 420 | 420 | 420 | 420 | 420 | 420 | 420 | 420 | 420 | 420 | 420 | 420 | 420 | 420 | 420 | 420 | 420 | 420 | 420 | 420 | 420 | 420 | 420 | 420 | 420 | 420 | 420 | 420 | 420 | 420 | 420 | 420 | 420 | 420 | 420 | 420 | 420 | 420 | 420 | 420 | 420 | 420 | 420 | 420 | 420 | 420 | 420 | 420 | 420 | 420 | 420 | 420 | 420 | 420 | 420 | 420 | 420 | 420 | 420 | 420 | 420 | 420 | 420 | 420 | 420 | 420 | 420 | 420 | 420 | 420 | 420 | 420 | 420 | 420 | 420 | 420 | 420 | 420 | 420 | 420 | 420 | 420 | 420 | 420 | 420 | 420 | 420 | 420 | 420 | 420 | 420 | 420 | 420 | 420 | 420 | 420 | 420 | 420 | 420 | 420 | 420 | 420 | 420 | 420 | 420 | 420 | 420 | 420 | 420 | 420 | 420 | 420 | 420 | 420 | 420 | 420 | 420 | 420 | 420 | 420 | 420 | 420 | 420 | 420 | 420 | 420 | 420 | 420 | 420 | 420 | 420 | 420 | 420 | 420 | 420 | 420 | 420 | 420 | 420 | 420 | 420 | 420 | 420 | 420 | 420 | 420 | 420 | 420 | 420 | 420 | 420 | 420 | 420 | 420 | 420 | 420 | 420 | 420 | 420 | 420 | 420 | 420 | 420 | 420 | 420 | 420 | 420 | 420 | 420 | 420 | 420 | 420 | 420 | 420 | 420 | 420 | 420 | 420 | 420 | 420 | 420 | 420 | 420 | 420 | 420 | 420 | 420 | 420 | 420 | 420 | 420 | 420 | 420 | 420 | 420 | 420 | 420 | 420 | 420 | 420 | 420 | 420 | 420 | 420 | 420 | 420 | 420 | 420 | 420 | 420 | 420 | 420 | 420 | 420 | 420 | 420 | 420 | 420 | 420 | 420 | 420 | 420 | 420 | 420 | 420 | 420 | 420 | 420 | 420 | 420 | 420 | 420 | 420 | 420 | 420 | 420 | 420 | 420 | 420 | 420 | 420 | 420 | 420 | 420 | 420 | 420 | 420 | 420 | 420 | 420 | 420 | 420 | 420 | 420 | 420 | 420 | 420 | 420 | 420 | 420 | 420 | 420 | 420 | 420 | 420 | 420 | 420 | 420 | 420 | 420 | 420 | 420 | 420 | 420 | 420 | 420 | 420 | 420 | 420 | 420 | 420 | 420 | 420 | 420 | 420 | 420 | 420 | 420 | 420 | 420 | 420 | 420 | 420 | 420 | 420 | 420 | 420 | 420 | 420 | 420 | 420 | 420 | 420 | 420 | 420 | 420 | 420 | 420 | 420 | 420 | 420 | 420 | 420 | 420 | 420 | 420 | 420 | 420 | 420 | 420 | 420 | 420 | 420 | 420 | 420 | 420 | 420 | 420 | 420 | 420 | 420 | 420 | 420 | 420 | 420 | 420 | 420 | 420 | 420 | 420 | 420 | 420 | 420 | 420 | 420 | 420 | 420 | 420 | 420 | 420 | 420 | 420 | 420 | 420 | 420 | 420 | 420 | 420 | 420 | 420 | 420 | 420 | 420 | 420 | 420 | 420 | 420 | 420 | 420 | 420 | 420 | 420 | 420 | 420 | 420 | 420 | 420 | 420 | 420 | 420 | 420 | 420 | 420 | 420 | 420 | 420 | 420 | 420 | 420 | 420 | 420 | 420 | 420 | 420 | 420 | 420 | 420 | 420 | 420 | 420 | 420 | 420 | 420 | 420 | 420 | 420 | 420 | 420 | 420 | 420 | 420 | 420 | 420 | 420 | 420 | 420 | 420 | 420 | 420 | 420 | 420 | 420 | 420 | 420 | 420 | 420 | 420 | 420 | 420 | 420 | 420 | 420 | 420 | 420 | 420 | 420 | 420 | 420 | 420 | 420 | 420 | 420 | 420 | 420 | 420 | 420 | 420 | 420 | 420 | 420 | 420 | 420 | 420 | 420 | 420 | 420 | 420 | 420 | 420 | 420 | 420 | 420 | 420 | 420 | 420 | 420 | 420 | 420 | 420 | 420 | 420 | 420 | 420 | 420 | 420 | 420 | 420 | 420 | 420 | 420 | 420 | 420 | 420 | 420 | 420 | 420 | 420 | 420 | 420 | 420 | 420 | 420 | 420 | 420 | 420 | 420 | 420 | 420 | 420 | 420 | 420 | 420 | 420 | 420 | 420 | 420 | 420 | 420 | 420 | 420 | 420 | 420 | 420 | 420 | 420 | 420 | 420 | 420 | 420 | 420 | 420 | 420 | 420 | 420 | 420 | 420 | 420 | 420 | 420 | 420 | 420 | 420 | 420 | 420 | 420 | 420 | 420 | 420 | 420 | 420 | 420 | 420 | 420 | 420 | 420 | 420 | 420 | 420 | 420 | 420 | 420 | 420 | 420 | 420 | 420 | 420 | 420 | 420 | 420 | 420 | 420 | 420 | 420 | 420 | 420 | 420 | 420 | 420 | 420 | 420 | 420 | 420 | 420 | 420 | 420 | 420 | 420 | 420 | 420 | 420 | 420 | 420 | 420 | 420 | 420 | 420 | 420 | 420 | 420 | 420 | 420 | 420 | 420 | 420 | 420 | 420 | 420 | 420 | 420 | 420 | 420 | 420 | 420 | 420 | 420 | 420 | 420 | 420 | 420 | 420 | 420 | 420 | 420 | 420 | 420 | 420 | 420 | 420 | 420 | 420 | 420 | 420 | 420 | 420 | 420 | 420 | 420 | 420 | 420 | 420 | 420 | 420 | 420 | 420 | 420 | 420 | 420 | 420 | 420 | 420 | 420 | 420 | 420 | 420 | 420 | 420 | 420 | 420 | 420 | 420 | 420 | 420 | 420 | 420 | 420 | 420 | 420 | 420 | 420 | 420 | 420 | 420 | 420 | 420 | 420 | 420 | 420 | 420 | 420 | 420 | 420 | 420 | 420 | 420 | 420 | 420 | 420 | 420 | 420 | 420 | 420 | 420 | 420 | 420 | 420 | 420 | 420 | 420 | 420 | 420 | 420 | 420 | 420 | 420 | 420 | 420 | 420 | 420 | 420 | 420 | 420 | 420 | 420 | 420 | 420 | 420 | 420 | 420 | 420 | 420 | 420 | 420 | 420 | 420 | 420 | 420 | 420 | 420 | 420 | 420 | 420 | 420 | 420 | 420 | 420 | 420 | 420 | 420 | 420 | 420 | 420 | 420 | 420 | 420 | 420 | 420 | 420 | 420 | 420 | 420 | 420 | 420 | 420 | 420 | 420 | 420 | 420 | 420 | 420 | 420 | 420 | 420 | 420 | 420 | 420 | 420 | 420 | 420 | 420 | 420 | 420 | 420 | 420 | 420 | 420 | 420 | 420 | 420 | 420 | 420 | 420 | 420 | 420 | 420 | 420 | 420 | 420 | 420 | 420 | 420 | 420 | 420 | 420 | 420 | 420 | 420 | 420 | 420 | 420 | 420 | 420 | 420 | 420 | 420 | 420 | 420 | 420 | 420 | 420 | 420 | 420 | 420 | 420 | 420 | 420 | 420 | 420 | 420 | 420 | 420 | 420 | 420 | 420 | 420 | 420 | 420 | 420 | 420 | 420 | 420 | 420 | 420 | 420 | 420 | 420 | 420 | 420 | 420 | 420 | 420 | 420 | 420 | 420 | 420 | 420 | 420 | 420 | 420 | 420 | 420 | 420 | 420 | 420 | 420 | 420 | 420 | 420 | 420 | 420 | 420 | 420 | 420 | 420 | 420 | 420 | 420 | 420 | 420 | 420 | 420 | 420 | 420 | 420 | 420 | 420 | 420 | 420 | 420 | 420 | 420 | 420 | 420 | 420 | 420 | 420 | 420 | 420 | 420 | 420 | 420 | 420 | 420 | 420 | 420 | 420 | 420 | 420 | 420 | 420 | 420 | 420 | 420 | 420 | 420 | 420 | 420 | 420 | 420 | 420 | 420 | 420 | 420 | 420 | 420 | 420 | 420 | 420 | 420 | 420 | 420 | 420 | 420 | 420 | 420 | 420 | 420 | 420 | 420 | 420 | 420 | 420 | 420 | 420 | 420 | 420 | 420 | 420 | 420 | 420 | 420 | 420 | 420 | 420 | 420 | 420 | 420 | 420 | 420 | 420 | 420 | 420 | 420 | 420 | 420 | 420 | 420 | 420 | 420 | 420 | 420 | 420 | 420 | 420 | 420 | 420 | 420 | 420 | 420 | 420 | 420 | 420 | 420 | 420 | 420 | 420 | 420 | 420 | 420 | 420 | 420 | 420 | 420 | 420 | 420 | 420 | 420 | 420 | 420 | 420 | 420 | 420 | 420 | 420 | 420 | 420 | 420 | 420 | 420 | 420 | 420 | 420 | 420 | 420 | 420 | 420 | 420 | 420 | 420 | 420 | 420 | 420 | 420 | 420 | 420 | 420 | 420 | 420 | 420 | 420 | 420 | 420 | 420 | 420 | 420 | 420 | 420 | 420 | 420 | 420 | 420 | 420 | 420 | 420 | 420 | 420 | 420 | 420 | 420 | 420 | 420 | 420 | 420 | 420 | 420 | 420 | 420 | 420 | 420 | 420 | 420 | 420 | 420 | 420 | 420 | 420 | 420 | 420 | 420 | 420 | 420 | 420 | 420 | 420 | 420 | 420 | 420 | 420 | 420 | 420 | 420 | 420 | 420 | 420 | 420 | 420 | 420 | 420 | 420 | 420 | 420 | 420 | 420 | 420 | 420 | 420 | 420 | 420 | 420 | 420 | 420 | 420 | 420 | 420 | 420 | 420 | 420 | 420 | 420 | 420 | 420 | 420 | 420 | 420 | 420 | 420 | 420 | 420 | 420 | 420 | 420 | 420 | 420 | 420 | 420 | 420 | 420 | 420 | 420 | 420 | 420 | 420 | 420 | 420 | 420 | 420 | 420 | 420 | 420 | 420 | 420 | 420 | 420 | 420 | 420 | 420 | 420 | 420 | 420 | 420 | 420 | 420 | 420 | 420 | 420 | 420 | 420 | 420 | 420 | 420 | 420 | 420 | 420 | 420 | 420 | 420 | 420 | 420 | 420 | 420 | 420 | 420 | 420 | 420 | 420 | 420 | 420 | 420 | 420 | 420 | 420 | 420 | 420 | 420 | 420 | 420 | 420 | 420 | 420 | 420 | 420 | 420 | 420 | 420 | 420 | 420 | 420 | 420 | 420 | 420 | 420 | 420 | 420 | 420 | 420 | 420 | 420 | 420 | 420 | 420 | 420 | 420 | 420 | 420 | 420 | 420 | 420 | 420 | 420 | 420 | 420 | 420 | 420 | 420 | 420 | 420 | 420 | 420 | 420 | 420 | 420 | 420 | 420 | 420 | 420 | 420 | 420 | 420 | 420 | 420 | 420 | 420 | 420 | 420 | 420 | 420 | 420 | 420 | 420 | 420 | 420 | 420 | 420 | 420 | 420 | 420 | 420 | 420 | 420 | 420 | 420 | 420 | 420 | 420 | 420 | 420 | 420 | 420 | 420 | 420 | 420 | 420 | 420 | 420 | 420 | 420 | 420 | 420 | 420 | 420 | 420 | 420 | 420 | 420 | 420 | 420 | 420 | 420 | 420 | 420 | 420 | 420 | 420 | 420 | 420 | 420 | 420 | 420 | 420 | 420 | 420 | 420 | 420 | 420 | 420 | 420 | 420 | 420 | 420 | 420 | 420 | 420 | 420 | 420 | 420 | 420 | 420 | 420 | 420 | 420 | 420 | 420 | 420 | 420 | 420 | 420 | 420 | 420 | 420 | 420 | 420 | 420 | 420 | 420 | 420 | 420 | 420 | 420 | 420 | 420 | 420 | 420 | 420 | 420 | 420 | 420 | 420 | 420 | 420 | 420 | 420 | 420 | 420 | 420 | 420 | 420 | 420 | 420 | 420 | 420 | 420 | 420 | 420 | 420 | 420 | 420 | 420 | 420 | 420 | 420 | 420 | 420 | 420 | 420 | 420 | 420 | 420 | 420 | 420 | 420 | 420 | 420 | 420 | 420 | 420 | 420 | 420 | 420 | 420 | 420 | 420 | 420 | 420 | 420 | 420 | 420 | 420 | 420 | 420 | 420 | 420 | 420 | 420 | 420 | 420 | 420 | 420 | 420 | 420 | 420 | 420 | 420 | 420 | 420 | 420 | 420 | 420 | 420 | 420 | 420 | 420 | 420 | 420 | 420 | 420 | 420 | 420 | 420 | 420 | 420 | 420 | 420 | 420 | 420 | 420 | 420 | 420 | 420 | 420 | 420 | 420 | 420 | 420 | 420 | 420 | 420 | 420 | 420 | 420 | 420 | 420 | 420 | 420 | 420 | 420 | 420 | 420 | 420 | 420 | 420 | 420 | 420 | 420 | 420 | 420 | 420 | 420 | 420 | 420 | 420 | 420 | 420 | 420 | 420 | 420 | 420 | 420 | 420 | 420 | 420 | 420 | 420 | 420 | 420 | 420 | 420 | 420 | 420 | 420 | 420 | 420 | 420 | 420 | 420 | 420 | 420 | 420 | 420 | 420 | 420 | 420 | 420 | 420 | 420 | 420 | 420 | 420 | 420 | 420 | 420 | 420 | 420 | 420 | 420 | 420 | 420 | 420 | 420 | 420 | 420 | 420 | 420 | 420 | 420 | 420 | 420 | 420 | 420 | 420 | 420 | 420 | 420 | 420 | 420 | 420 | 420 | 420 | 420 | 420 | 420 | 420 | 420 | 420 | 420 | 420 | 420 | 420 | 420 | 420 | 420 | 420 | 420 | 420 | 420 | 420 | 420 | 420 | 420 | 420 | 420 | 420 | 420 | 420 | 420 | 420 | 420 | 420 | 420 | 420 | 420 | 420 | 420 | 420 | 420 | 420 | 420 | 420 | 420 | 420 | 420 | 420 | 420 | 420 | 420 | 420 | 420 | 420 | 420 | 420 | 420 | 420 | 420 | 420 | 420 | 420 | 420 | 420 | 420 | 420 | 420 | 420 | 420 | 420 | 420 | 420 | 420 | 420 | 420 | 420 | 420 | 420 | 420 | 420 | 420 | 420 | 420 | 420 | 420 | 420 | 420 | 420 | 420 | 420 | 420 | 420 | 420 | 420 | 420 | 420 | 420 | 420 | 420 | 420 | 420 | 420 | 420 | 420 | 420 | 420 | 420 | 420 | 420 | 420 | 420 | 420 | 420 | 420 | 420 | 420 | 420 | 420 | 420 | 420 | 420 | 420 | 420 | 420 | 420 | 420 | 420 | 420 | 420 | 420 | 420 | 420 | 420 | 420 | 420 | 420 | 420 | 420 | 420 | 420 | 420 | 420 | 420 | 420 | 420 | 420 | 420 | 420 | 420 | 420 | 420 | 420 | 420 | 420 | 420 | 420 | 420 | 420 | 420 | 420 | 420 | 420 | 420 | 420 | 420 | 420 | 420 | 420 | 420 | 420 | 420 | 420 | 420 | 420 | 420 | 420 | 420 | 420 | 420 | 420 | 420 | 420 | 420 | 420 | 420 | 420 | 420 | 420 | 420 | 420 | 420 | 420 | 420 | 420 | 420 | 420 | 420 | 420 | 420 | 420 | 420 | 420 | 420 | 420 | 420 | 420 | 420 | 420 | 420 | 420 | 420 | 420 | 420 | 420 | 420 | 420 | 420 | 420 | 420 | 420 | 420 | 420 | 420 | 420 | 420 | 420 | 420 | 420 | 420 | 420 | 420 | 420 | 420 | 420 | 420 | 420 | 420 | 420 | 420 | 420 | 420 | 420 | 420 | 420 | 420 | 420 | 420 | 420 | 420 | 420 | 420 | 420 | 420 | 420 | 420 | 420 | 420 | 420 | 420 | 420 | 420 | 420 | 420 | 420 | 420 | 420 | 420 | 420 | 420 | 420 | 420 | 420 | 420 | 420 | 420 | 420 | 420 | 420 | 420 | 420 | 420 | 420 | 420 | 420 | 420 | 420 | 420 | 420 | 420 | 420 | 420 | 420 | 420 | 420 | 420 | 420 | 420 | 420 | 420 | 420 | 420 | 420 | 420 | 420 | 420 | 420 | 420 | 420 | 420 | 420 | 420 | 420 | 420 | 420 | 420 | 420 | 420 | 420 | 420 | 420 | 420 | 420 | 420 | 420 | 420 | 420 | 420 | 420 | 420 | 420 | 420 | 420 | 420 | 420 | 420 | 420 | 420 | 420 | 420 | 420 | 420 | 420 | 420 | 420 | 420 | 420 | 420 | 420 | 420 | 420 | 420 | 420 | 420 | 420 | 420 | 420 | 420 | 420 | 420 | 420 | 420 | 420 | 420 | 420 | 420 | 420 | 420 | 420 | 420 | 420 | 420 | 420 | 420 | 420 | 420 | 420 | 420 | 420 | 420 | 420 | 420 | 420 | 420 | 420 | 420 | 420 | 420 | 420 | 420 | 420 | 420 | 420 | 420 | 420 | 420 | 420 | 420 | 420 | 420 | 420 | 420 | 420 | 420 | 420 | 420 | 420 | 420 | 420 | 420 | 420 | 420 | 420 | 420 | 420 | 420 | 420 | 420 | 420 | 420 | 420 | 420 | 420 | 420 | 420 | 420 | 420 | 420 | 420 | 420 | 420 | 420 | 420 | 420 | 420 | 420 | 420 | 420 | 420 | 420 | 420 | 420 | 420 | 420 | 420 | 420 | 420 | 420 | 420 | 420 | 420 | 420 | 420 | 420 | 420 | 420 | 420 | 420 | 420 | 420 | 420 | 420 | 420 | 420 | 420 | 420 | 420 | 420 | 420 | 420 | 420 | 420 | 420 | 420 | 420 | 420 | 420 | 420 | 420 | 420 | 420 | 420 | 420 | 420 | 420 | 420 | 420 | 420 | 420 | 420 | 420 | 420 | 420 | 420 | 420 | 420 | 420 | 420 | 420 | 420 | 420 | 420 | 420 | 420 | 420 | 420 | 420 | 420 | 420 | 420 | 420 | 420 | 420 | 420 | 420 | 420 | 420 | 420 | 420 | 420 | 420 | 420 | 420 | 420 | 420 | 420 | 420 | 420 | 420 | 420 | 420 | 420 | 420 | 420 | 420 | 420 | 420 | 420 | 420 | 420 | 420 | 420 | 420 | 420 | 420 | 420 | 420 | 420 | 420 | 420 | 420 | 420 | 420 | 420 | 420 | 420 | 420 | 420 | 420 | 420 | 420 | 420 | 420 | 420 | 420 | 420 | 420 | 420 | 420 | 420 | 420 | 420 | 420 | 420 | 420 | 420 | 420 | 420 | 420 | 420 | 420 | 420 | 420 | 420 | 420 | 420 | 420 | 420 | 420 | 420 | 420 | 420 | 420 | 420 | 420 | 420 | 420 | 420 | 420 | 420 | 420 | 420 | 420 | 420 | 420 | 420 | 420 | 420 | 420 | 420 | 420 | 420 | 420 | 420 | 420 | 420 | 420 | 420 | 420 | 420 | 420 | 420 | 420 | 420 | 420 | 420 | 420 | 420 | 420 | 420 | 420 | 420 | 420 | 420 | 420 | 420 | 420 | 420 | 420 | 420 | 420 | 420 | 420 | 420 | 420 | 420 | 420 | 420 | 420 | 420 | 420 | 420 | 420 | 420 | 420 | 420 | 420 | 420 | 420 | 420 | 420 | 420 | 420 | 420 | 420 | 420 | 420 | 420 | 420 | 420 | 420 | 420 | 420 | 420 | 420 | 420 | 420 | 420 | 420 | 420 | 420 | 420 | 420 | 420 | 420 | 420 | 420 | 420 | 420 | 420 | 420 | 420 | 420 | 420 | 420 | 420 | 420 | 420 | 420 | 420 | 420 | 420 | 420 | 420 | 420 | 420 | 420 | 420 | 420 | 420 | 420 | 420 | 420 | 420 | 420 | 420 | 420 | 420 | 420 | 420 | 420 | 420 | 420 | 420 | 420 | 420 | 420 | 420 | 420 | 420 | 420 | 420 | 420 | 420 | 420 | 420 | 420 | 420 | 420 | 420 | 420 | 420 | 420 | 420 | 420 | 420 | 420 | 420 | 420 | 420 | 420 | 420 | 420 | 420 | 420 | 420 | 420 | 420 | 420 | 420 | 420 | 420 | 420 | 420 | 420 | 420 | 420 | 420 | 420 | 420 | 420 | 420 | 420 | 420 | 420 | 420 | 420 | 420 | 420 | 420 | 420 | 420 | 420 | 420 | 420 | 420 | 420 | 420 | 420 | 420 | 420 | 420 | 420 | 420 | 420 | 420 | 420 | 420 | 420 | 420 | 420 | 420 | 420 | 420 | 420 | 420 | 420 | 420 | 420 | 420 | 420 | 420 | 420 | 420 | 420 | 420 | 420 | 420 | 420 | 420 | 420 | 420 | 420 | 420 | 420 | 420 | 420 | 420 | 420 | 420 | 420 | 420 | 420 | 420 | 420 | 420 | 420 | 420 | 420 | 420 | 420 | 420 | 420 | 420 | 420 | 420 | 420 | 420 | 420 | 420 | 420 | 420 | 420 | 420 | 420 | 420 | 420 | 420 | 420 | 420 | 420 | 420 | 420 | 420 | 420 | 420 | 420 | 420 | 420 | 420 | 420 | 420 | 420 | 420 | 420 | 420 | 420 | 420 | 420 | 420 | 420 | 420 | 420 | 420 | 420 | 420 | 420 | 420 | 420 | 420 | 420 | 420 | 420 | 420 | 420 | 420 | 420 | 420 | 420 | 420 | 420 | 420 | 420 | 420 | 420 | 420 | 420 | 420 | 420 | 420 | 420 | 420 | 420 | 420 | 420 | 420 | 420 | 420 | 420 | 420 | 420 | 420 | 420 | 420 | 420 | 420 | 420 | 420 | 420 | 420 | 420 | 420 | 420 | 420 | 420 | 420 | 420 | 420 | 420 | 420 | 420 | 420 | 420 | 420 | 420 | 420 | 420 | 420 | 420 | 420 | 420 | 420 | 420 | 420 | 420 | 420 | 420 | 420 | 420 | 420 | 420 | 420 | 420 | 420 | 420 | 420 | 420 | 420 | 420 | 420 | 420 | 420 | 420 | 420 | 420 | 420 | 420 | 420 | 420 | 420 | 420 | 420 | 420 | 420 | 420 | 420 | 420 | 420 | 420 | 420 | 420 | 420 | 420 | 420 | 420 | 420 | 420 | 420 | 420 | 420 | 420 | 420 | 420 | 420 | 420 | 420 | 420 | 420 | 420 | 420 | 420 | 420 | 420 | 420 | 420 | 420 | 420 | 420 | 420 | 420 | 420 | 420 | 420 | 420 | 420 | 420 | 420 | 420 | 420 | 420 | 420 | 420 | 420 | 420 | 420 | 420 | 420 | 420 | 420 | 420 | 420 | 420 | 420 | 420 | 420 | 420 | 420 | 420 | 420 | 420 | 420 | 420 | 420 | 420 | 420 | 420 | 420 | 420 | 420 | 420 | 420 | 420 | 420 | 420 | 420 | 420 | 420 | 420 | 420 | 420 | 420 | 420 | 420 | 420 | 420 | 420 | 420 | 420 | 420 | 420 | 420 | 420 | 420 | 420 | 420 | 420 | 420 | 420 | 420 | 420 | 420 | 420 | 420 | 420 | 420 | 420 | 420 | 420 | 420 | 420 | 420 | 420 | 420 | 420 | 420 | 420 | 420 | 420 | 420 | 420 | 420 | 420 | 420 | 420 | 420 | 420 | 420 | 420 | 420 | 420 | 420 | 420 | 420 | 420 | 420 | 420 | 420 | 420 | 420 | 420 | 420 | 420 | 420 | 420 | 420 | 420 | 420 | 420 | 420 | 420 | 420 | 420 | 420 | 420 | 420 | 420 | 420 | 420 | 420 | 420 | 420 | 420 | 420 | 420 | 420 | 420 | 420 | 420 | 420 | 420 | 420 | 420 | 420 | 420 | 420 | 420 | 420 | 420 | 420 | 420 | 420 | 420 | 420 | 420 | 420 | 420 | 420 | 420 | 420 | 420 | 420 | 420 | 420 | 420 | 420 | 420 | 420 | 420 | 420 | 420 | 420 | 420 | 420 | 420 | 420 | 420 | 420 | 420 | 420 | 420 | 420 | 420 | 420 | 420 | 420 | 420 | 420 | 420 | 420 | 420 | 420 | 420 | 420 | 420 | 420 | 420 | 420 | 420 | 420 | 420 | 420 | 420 | 420 | 420 | 420 | 420 | 420 | 420 | 420 | 420 | 420 | 420 | 420 | 420 | 420 | 420 | 420 | 420 | 420 | 420 | 420 | 420 | 420 | 420 | 420 | 420 | 420 | 420 | 420 | 420 | 420 | 420 | 420 | 420 | 420 | 420 | 420 | 420 | 420 | 420 | 420 | 420 | 420 | 420 | 420 | 420 | 420 | 420 | 420 | 420 | 420 | 420 | 420 | 420 | 420 | 420 | 420 | 420 | 420 | 420 | 420 | 420 | 420 | 420 | 420 | 420 | 420 | 420 | 420 | 420 | 420 | 420 | 420 | 420 | 420 | 420 | 420 | 420 | 420 | 420 | 420 | 420 | 420 | 420 | 420 | 420 | 420 | 420 | 420 | 420 | 420 | 420 | 420 | 420 | 420 | 420 | 420 | 420 | 420 | 420 | 420 | 420 | 420 | 420 | 420 | 420 | 420 | 420 | 420 | 420 | 420 | 420 | 420 | 420 | 420 | 420 | 420 | 420 | 420 | 420 | 420 | 420 | 420 | 420 | 420 | 420 | 420 | 420 | 420 | 420 | 420 | 420 | 420 | 420 | 420 | 420 | 420 | 420 | 420 | 420 | 420 | 420 | 420 | 420 | 420 | 420 | 420 | 420 | 420 | 420 | 420 | 420 | 420 | 420 | 420 | 420 | 420 | 420 | 420 | 420 | 420 | 420 | 420 | 420 | 420 | 420 | 420 | 420 | 420 | 420 | 420 | 420 | 420 | 420 | 420 | 420 | 420 | 420 | 420 | 420 | 420 | 420 | 420 | 420 | 420 | 420 | 420 | 420 | 420 | 420 | 420 | 420 | 420 | 420 | 420 | 420 | 420 | 420 | 420 | 420 | 420 | 420 | 420 | 420 | 420 | 420 | 420 | 420 | 420 | 420 | 420 | 420 | 420 | 420 | 420 | 420 | 420 | 420 | 420 | 420 | 420 | 420 | 420 | 420 | 420 | 420 | 420 | 420 | 420 | 420 | 420 | 420 | 420 | 420 | 420 | 420 | 420 | 420 | 420 | 420 | 420 | 420 | 420 | 420 | 420 | 420 | 420 | 420 | 420 | 420 | 420 | 420 | 420 | 420 | 420 | 420 | 420 | 420 | 420 | 420 | 420 | 420 | 420 | 420 | 420 | 420 | 420 | 420 | 420 | 420 | 420 | 420 | 420 | 420 | 420 | 420 | 420 | 420 | 420 | 420 | 420 | 420 | 420 | 420 | 420 | 420 | 420 | 420 | 420 | 420 | 420 | 420 | 420 | 420 | 420 | 420 | 420 | 420 | 420 | 420 | 420 | 420 | 420 | 420 | 420 | 420 | 420 | 420 | 420 | 420 | 420 | 420 | 420 | 420 | 420 | 420 | 420 | 420 | 420 | 420 | 420 | 420 | 420 | 420 | 420 | 420 | 420 | 420 | 420 | 420 | 420 | 420 | 420 | 420 | 420 | 420 | 420 | 420 | 420 | 420 | 420 | 420 | 420 | 420 | 420 | 420 | 420 | 420 | 420 | 420 | 420 | 420 | 420 | 420 | 420 | 420 | 420 | 420 | 420 | 420 | 420 | 420 | 420 | 420 | 420 | 420 | 420 | 420 | 420 | 420 | 420 | 420 | 420 | 420 | 420 | 420 | 420 | 420 | 420 | 420 | 420 | 420 | 420 | 420 | 420 | 420 | 420 | 420 | 420 | 420 | 420 | 420 | 420 | 420 | 420 | 420 | 420 | 420 | 420 | 420 | 420 | 420 | 420 | 420 | 420 | 420 | 420 | 420 | 420 | 420 | 420 | 420 | 420 | 420 | 420 | 420 | 420 | 420 | 420 | 420 | 420 | 420 | 420 | 420 | 420 | 420 | 420 | 420 | 420 | 420 | 420 | 420 | 420 | 420 | 420 | 420 | 420 | 420 | 420 | 420 | 420 | 420 | 420 | 420 | 420 | 420 | 420 | 420 | 420 | 420 | 420 | 420 | 420 | 420 | 420 | 420 | 420 | 420 | 420 | 420 | 420 | 420 | 420 | 420 | 420 | 420 | 420 | 420 | 420 | 420 | 420 | 420 | 420 | 420 | 420 | 420 | 420 | 420 | 420 | 420 | 420 | 420 | 420 | 420 | 420 | 420 | 420 | 420 | 420 | 420 | 420 | 420 | 420 | 420 | 420 | 420 | 420 | 420 | 420 | 420 | 420 | 420 | 420 | 420 | 420 | 420 | 420 | 420 | 420 | 420 | 420 | 420 | 420 | 420 | 420 | 420 | 420 | 420 | 420 | 420 | 420 | 420 | 420 | 420 | 420 | 420 | 420 | 420 | 420 | 420 | 420 | 420 | 420 | 420 | 420 | 420 | 420 | 420 | 420 | 420 | 420 | 420 | 420 | 420 | 420 | 420 | 420 | 420 | 420 | 420 | 420 | 420 | 420 | 420 | 420 | 420 | 420 | 420 | 420 | 420 | 420 | 420 | 420 | 420 | 420 | 420 | 420 | 420 | 420 | 420 | 420 | 420 | 420 | 420 | 420 | 420 | 420 | 420 | 420 | 420 | 420 | 420 | 420 | 420 | 420 | 420 | 420 | 420 | 420 | 420 | 420 | 420 | 420 | 420 | 420 | 420 | 420 | 420 | 420 | 420 | 420 | 420 | 420 | 420 | 420 | 420 | 420 | 420 | 420 | 420 | 420 | 420 | 420 | 420 | 420 | 420 | 420 | 420 | 420 | 420 | 420 | 420 | 420 | 420 | 420 | 420 | 420 | 420 | 420 | 420 | 420 | 420 | 420 | 420 | 420 | 420 | 420 | 420 | 420 | 420 | 420 | 420 | 420 | 420 | 420 | 420 | 420 | 420 | 420 | 420 | 420 | 420 | 420 | 420 | 420 | 420 | 420 | 420 | 420 | 420 | 420 | 420 | 420 | 420 | 420 | 420 | 420 | 420 | 420 | 420 | 420 | 420 | 420 | 420 | 420 | 420 | 420 | 420 | 420 | 420 | 420 | 420 | 420 | 420 | 420 | 420 | 420 | 420 | 420 | 420 | 420 | 420 | 420 | 420 | 420 | 420 | 420 | 420 | 420 | 420 | 420 | 420 | 420 | 420 | 420 | 420 | 420 | 420 | 420 | 420 | 420 | 420 | 420 | 420 | 420 | 420 | 420 | 420 | 420 | 420 | 420 | 420 | 420 | 420 | 420 | 420 | 420 | 420 | 420 | 420 | 420 | 420 | 420 | 420 | 420 | 420 | 420 | 420 | 420 | 420 | 420 | 420 | 420 | 420 | 420 | 420 | 420 | 420 | 420 | 420 | 420 | 420 | 420 | 420 | 420 | 420 | 420 | 420 | 420 | 420 | 420 | 420 | 420 | 420 | 420 | 420 | 420 | 420 | 420 | 420 | 420 | 420 | 420 | 420 | 420 | 420 | 420 | 420 | 420 | 420 | 420 | 420 | 420 | 420 | 420 | 420 | 420 | 420 | 420 | 420 | 420 | 420 | 420 | 420 | 420 | 420 | 420 | 420 | 420 | 420 | 420 | 420 | 420 | 420 | 420 | 420 | 420 | 420 | 420 | 420 | 420 | 420 | 420 | 420 | 420 | 420 | 420 | 420 | 420 | 420 | 420 | 420 | 420 | 420 | 420 | 420 | 420 | 420 | 420 | 420 | 420 | 420 | 420 | 420 | 420 | 420 | 420 | 420 | 420 | 420 | 420 | 420 | 420 | 420 | 420 | 420 | 420 | 420 | 420 | 420 | 420 | 420 | 420 | 420 | 420 | 420 | 420 | 420 | 420 | 420 | 420 | 420 | 420 | 420 | 420 | 420 | 420 | 420 | 420 | 420 | 420 | 420 | 420 | 420 | 420 | 420 | 420 | 420 | 420 | 420 | 420 | 420 | 420 | 420 | 420 | 420 | 420 | 420 | 420 | 420 | 420 | 420 | 420 | 420 | 420 | 420 | 420 | 420 | 420 | 420 | 420 | 420 | 420 | 420 | 420 | 420 | 420 | 420 | 420 | 420 | 420 | 420 | 420 | 420 | 420 | 420 | 420 | 420 | 420 | 420 | 420 | 420 | 420 | 420 | 420 | 420 | 420 | 420 | 420 | 420 | 420 | 420 | 420 | 420 | 420 | 420 | 420 | 420 | 420 | 420 | 420 | 420 | 420 | 420 | 420 | 420 | 420 | 420 | 420 | 420 | 420 | 420 | 420 | 420 | 420 | 420 | 420 | 420 | 420 | 420 | 420 | 420 | 420 | 420 | 420 | 420 | 420 | 420 | 420 | 420 | 420 | 420 | 420 | 420 | 420 | 420 | 420 | 420 | 420 | 420 | 420 | 420 | 420 | 420 | 420 | 420 | 420 | 420 | 420 | 420 | 420 | 420 | 420 | 420 | 420 | 420 | 420 | 420 | 420 | 420 | 420 | 420 | 420 | 420 | 420 | 420 | 420 | 420 | 420 | 420 | 420 | 420 | 420 | 420 | 420 | 420 | 420 | 420 | 420 | 420 | 420 | 420 | 420 | 420 | 420 | 420 | 420 | 420 | 420 | 420 | 420 | 420 | 420 | 420 | 420 | 420 | 420 | 420 | 420 | 420 | 420 | 420 | 420 | 420 | 420 | 420 | 420 | 420 | 420 | 420 | 420 | 420 | 420 | 420 | 420 | 420 | 420 | 420 | 420 | 420 | 420 | 420 | 420 | 420 | 420 | 420 | 420 | 420 | 420 | 420 | 420 | 420 | 420 | 420 | 420 | 420 | 420 | 420 | 420 | 420 | 420 | 420 | 420 | 420 | 420 | 420 | 420 | 420 | 420 | 420 | 420 | 420 | 420 | 420 | 420 | 420 | 420 | 420 | 420 | 420 | 420 | 420 | 420 | 420 | 420 | 420 | 420 | 420 | 420 | 420 | 420 | 420 | 420 | 420 | 420 | 420 | 420 | 420 | 420 | 420 | 420 | 420 | 420 | 420 | 420 | 420 | 420 | 420 | 420 | 420 | 420 | 420 | 420 | 420 | 420 | 420 | 420 | 420 | 420 | 420 | 420 | 420 | 420 | 420 | 420 | 420 | 420 | 420 | 420 | 420 | 420 | 420 | 420 | 420 | 420 | 420 | 420 | 420 | 420 | 420 | 420 | 420 | 420 | 420 | 420 | 420 | 420 | 420 | 420 | 420 | 420 | 420 | 420 | 420 | 420 | 420 | 420 | 420 | 420 | 420 | 420 | 420 | 420 | 420 | 420 | 420 | 420 | 420 | 420 | 420 | 420 | 420 | 420 | 420 | 420 | 420 | 420 | 420 | 420 | 420 | 420 | 420 | 420 | 420 | 420 | 420 | 420 | 420 | 420 | 420 | 420 | 420 | 420 | 420 | 420 | 420 | 420 | 420 | 420 | 420 | 420 | 420 | 420 | 420 | 420 | 420 | 420 | 420 | 420 | 420 | 420 | 420 | 420 | 420 | 420 | 420 | 420 | 420 | 420 | 420 | 420 | 420 | 420 | 420 | 420 | 420 | 420 | 420 | 420 | 420 | 420 | 420 | 420 | 420 | 420 | 420 | 420 | 420 | 420 | 420 | 420 | 420 | 420 | 420 | 420 | 420 | 420 | 420 | 420 | 420 | 420 | 420 | 420 | 420 | 420 | 420 | 420 | 420 | 420 | 420 | 420 | 420 | 420 | 420 | 420 | 420 | 420 | 420 | 420 | 420 | 420 | 420 | 420 | 420 | 420 | 420 | 420 | 420 | 420 | 420 | 420 | 420 | 420 | 420 | 420 | 420 | 420 | 420 | 420 | 420 | 420 | 420 | 420 | 420 | 420 | 420 | 420 | 420 | 420 | 420 | 420 | 420 | 420 | 420 | 420 | 420 | 420 | 420 | 420 | 420 | 420 | 420 | 420 | 420 | 420 | 420 | 420 | 420 | 420 | 420 | 420 | 420 | 420 | 420 | 420 | 420 | 420 | 420 | 420 | 420 | 420 | 420 | 420 | 420 | 420 | 420 | 420 | 420 | 420 | 420 | 420 | 420 | 420 | 420 | 420 | 420 | 420 | 420 | 420 | 420 | 420 | 420 | 420 | 420 | 420 | 420 | 420 | 420 | 420 | 420 | 420 | 420 | 420 | 420 | 420 | 420 | 420 | 420 | 420 | 420 | 420 | 420 | 420 | 420 | 420 | 420 | 420 | 420 | 420 | 420 | 420 | 420 | 420 | 420 | 420 | 420 | 420 | 420 | 420 | 420 | 420 | 420 | 420 | 420 | 420 | 420 | 420 | 420 | 420 | 420 | 420 | 420 | 420 | 420 | 420 | 420 | 420 | 420 | 420 | 420 | 420 | 420 | 420 | 420 | 420 | 420 | 420 | 420 | 420 | 420 | 420 | 420 | 420 | 420 | 420 | 420 | 420 | 420 | 420 | 420 | 420 | 420 | 420 | 420 | 420 | 420 | 420 | 420 | 420 | 420 | 420 | 420 | 420 | 420 | 420 | 420 | 420 | 420 | 420 | 420 | 420 | 420 | 420 | 420 | 420 | 420 | 420 | 420 | 420 | 420 | 420 | 420 | 420 | 420 | 420 | 420 | 420 | 420 | 420 | 420 | 420 | 420 | 420 | 420 | 420 | 420 | 420 | 420 | 420 | 420 | 420 | 420 | 420 | 420 | 420 | 420 | 420 | 420 | 420 | 420 | 420 | 420 | 420 | 420 | 420 | 420 | 420 | 420 | 420 | 420 | 420 | 420 | 420 | 420 | 420 | 420 | 420 | 420 | 420 | 420 | 420 | 420 | 420 | 420 | 420 | 420 | 420 | 420 | 420 | 420 | 420 | 420 | 420 | 420 | 420 | 420 | 420 | 420 | 420 | 420 | 420 | 420 | 420 | 420 | 420 | 420 | 420 | 420 | 420 | 420 | 420 | 420 | 420 | 420 | 420 | 420 | 420 | 420 | 420 | 420 | 420 | 420 | 420 | 420 | 420 | 420 | 420 | 420 | 420 | 420 | 420 | 420 | 420 | 420 | 420 | 420 | 420 | 420 | 420 | 420 | 420 | 420 | 420 | 420 | 420 | 420 | 420 | 420 | 420 | 420 | 420 | 420 | 420 | 420 | 420 | 420 | 420 | 420 | 420 | 420 | 420 | 420 | 420 | 420 | 420 | 420 | 420 | 420 | 420 | 420 | 420 | 420 | 420 | 420 | 420 | 420 | 420 | 420 | 420 | 420 | 420 | 420 | 420 | 420 | 420 | 420 | 420 | 420 | 420 | 420 | 420 | 420 | 420 | 420 | 420 | 420 | 420 | 420 | 420 | 420 | 420 | 420 | 420 | 420 | 420 | 420 | 420 | 420 | 420 | 420 | 420 | 420 | 420 | 420 | 420 | 420 | 420 | 420 | 420 | 420 | 420 | 420 | 420 | 420 | 420 | 420 | 420 | 420 | 420 | 420 | 420 | 420 | 420 | 420 | 420 | 420 | 420 | 420 | 420 | 420 | 420 | 420 | 420 | 420 | 420 | 420 | 420 | 420 | 420 | 420 | 420 | 420 | 420 | 420 | 420 | 420 | 420 | 420 | 420 | 420 | 420 | 420 | 420 | 420 | 420 | 420 | 420 | 420 | 420 | 420 | 420 | 420 | 420 | 420 | 420 | 420 | 420 | 420 | 420 | 420 | 420 | 420 | 420 | 420 | 420 | 420 | 420 | 420 | 420 | 420 | 420 | 420 | 420 | 420 | 420 | 420 | 420 | 420 | 420 | 420 | 420 | 420 | 420 | 420 | 420 | 420 | 420 | 420 | 420 | 420 | 420 | 420 | 420 | 420 | 420 | 420 | 420 | 420 | 420 | 420 | 420 | 420 | 420 | 420 | 420 | 420 | 420 | 420 | 420 | 420 | 420 | 420 | 420 | 420 | 420 | 420 | 420 | 420 | 420 | 420 | 420 | 420 | 420 | 420 | 420 | 420 | 420 | 420 | 420 | 420 | 420 | 420 | 420 | 420 | 420 | 420 | 420 | 420 | 420 | 420 | 420 | 420 | 420 | 420 | 420 | 420 | 420 | 420 | 420 | 420 | 420 | 420 | 420 | 420 | 420 | 420 | 420 | 420 | 420 | 420 | 420 | 420 | 420 | 420 | 420 | 420 | 420 | 420 | 420 | 420 | 420 | 420 | 420 | 420 | 420 | 420 | 420 | 420 | 420 | 420 | 420 | 420 | 420 | 420 | 420 | 420 | 420 | 420 | 420 | 420 | 420 | 420 | 420 | 420 | 420 | 420 | 420 | 420 | 420 | 420 | 420 | 420 | 420 | 420 | 420 | 420 | 420 | 420 | 420 | 420 | 420 | 420 | 420 | 420 | 420 | 420 | 420 | 420 | 420 | 420 | 420 | 420 | 420 | 420 | 420 | 420 | 420 | 420 | 420 | 420 | 420 | 420 | 420 | 420 | 420 | 420 | 420 | 420 | 420 | 420 | 420 | 420 | 420 | 420 | 420 | 420 | 420 | 420 | 420 | 420 | 420 | 420 | 420 | 420 | 420 | 420 | 420 | 420 | 420 | 420 | 420 | 420 | 420 | 420 | 420 | 420 | 420 | 420 | 420 | 420 | 420 | 420 | 420 | 420 | 420 | 420 | 420 | 420 | 420 | 420 | 420 | 420 | 420 | 420 | 420 | 420 | 420 | 420 | 420 | 420 | 420 | 420 | 420 | 420 | 420 | 420 | 420 | 420 | 420 | 420 | 420 | 420 | 420 | 420 | 420 | 420 | 420 | 420 | 420 | 420 | 420 | 420 | 420 | 420 | 420 | 420 | 420 | 420 | 420 | 420 | 420 | 420 | 420 | 420 | 420 | 420 | 420 | 420 | 420 | 420 | 420 | 420 | 420 | 420 | 420 | 420 | 420 | 420 | 420 | 420 | 420 | 420 | 420 | 420 | 420 | 420 | 420 | 420 | 420 | 420 | 420 | 420 | 420 | 420 | 420 | 420 | 420 | 420 | 420 | 420 | 420 | 420 | 420 | 420 | 420 | 420 | 420 | 420 | 420 | 420 | 420 | 420 | 420 | 420 | 420 | 420 | 420 | 420 | 420 | 420 | 420 | 420 | 420 | 420 | 420 | 420 | 420 | 420 | 420 | 420 | 420 | 420 | 420 | 420 | 420 | 420 | 420 | 420 | 420 | 420 | 420 | 420 | 420 | 420 | 420 | 420 | 420 | 420 | 420 | 420 | 420 | 420 | 420 | 420 | 420 | 420 | 420 | 420 | 420 | 420 | 420 | 420 | 420 | 420 | 420 | 420 | 420 | 420 | 420 | 420 | 420 | 420 | 420 | 420 | 420 | 420 | 420 | 420 | 420 | 420 | 420 | 420 | 420 | 420 | 420 | 420 | 420 | 420 | 420 | 420 | 420 | 420 | 420 | 420 | 420 | 420 | 420 | 420 | 420 | 420 | 420 | 420 | 420 | 420 | 420 | 420 | 420 | 420 | 420 | 420 | 420 | 420 | 420 | 420 | 420 | 420 | 420 | 420 | 420 | 420 | 420 | 420 | 420 | 420 | 420 | 420 | 420 | 420 | 420 | 420 | 420 | 420 | 420 | 420 | 420 | 420 | 420 | 420 | 420 | 420 | 420 | 420 | 420 | 420 | 420 | 420 | 420 | 420 | 420 | 420 | 420 | 420 | 420 | 420 | 420 | 420 | 420 | 420 | 420 | 420 | 420 | 420 | 420 | 420 | 420 | 420 | 420 | 420 | 420 | 420 | 420 | 420 | 420 | 420 | 420 | 420 | 420 | 420 | 420 | 420 | 420 | 420 | 420 | 420 | 420 | 420 | 420 | 420 | 420 | 420 | 420 | 420 | 420 | 420 | 420 | 420 | 420 | 420 | 420 | 420 | 420 | 420 | 420 | 420 | 420 | 420 | 420 | 420 | 420 | 420 | 420 | 420 | 420 | 420 | 420 | 420 | 420 | 420 | 420 | 420 | 420 | 420 | 420 | 420 | 420 | 420 | 420 | 420 | 420 | 420 | 420 | 420 | 420 | 420 | 420 | 420 | 420 | 420 | 420 | 420 | 420 | 420 | 420 | 420 | 420 | 420 | 420 | 420 | 420 | 420 | 420 | 420 | 420 | 420 | 420 | 420 | 420 | 420 | 420 | 420 | 420 | 420 | 420 | 420 | 420 | 420 | 420 | 420 | 420 | 420 | 420 | 420 | 420 | 420 | 420 | 420 | 420 | 420 | 420 | 420 | 420 | 420 | 420 | 420 | 420 | 420 | 420 | 420 | 420 | 420 | 420 | 420 | 420 | 420 | 420 | 420 | 420 | 420 | 420 | 420 | 420 | 420 | 420 | 420 | 420 | 420 | 420 | 420 | 420 | 420 | 420 | 420 | 420 | 420 | 420 | 420 | 420 | 420 | 420 | 420 | 420 | 420 | 420 | 420 | 420 | 420 | 420 | 420 | 420 | 420 | 420 | 420 | 420 | 420 | 420 | 420 | 420 | 420 | 420 | 420 | 420 | 420 | 420 | 420 | 420 | 420 | 420 | 420 | 420 | 420 | 420 | 420 | 420 | 420 | 420 | 420 | 420 | 420 | 420 | 420 | 420 | 420 | 420 | 420 | 420 | 420 | 420 | 420 | 420 | 420 | 420 | 420 | 420 | 420 | 420 | 420 | 420 | 420 | 420 | 420 | 420 | 420 | 420 | 420 | 420 | 420 | 420 | 420 | 420 | 420 | 420 | 420 | 420 | 420 | 420 | 420 | 420 | 420 | 420 | 420 | 420 | 420 | 420 | 420 | 420 | 420 | 420 | 420 | 420 | 420 | 420 | 420 | 420 | 420 | 420 | 420 | 420 | 420 | 420 | 420 | 420 | 420 | 420 | 420 | 420 | 420 | 420 | 420 | 420 | 420 | 420 | 420 | 420 | 420 | 420 | 420 | 420 | 420 | 420 | 420 | 420 | 420 | 420 | 420 | 420 | 420 | 420 | 420 | 420 | 420 | 420 | 420 | 420 | 420 | 420 | 420 | 420 | 420 | 420 | 420 | 420 | 420 | 420 | 420 | 420 | 420 | 420 | 420 | 420 | 420 | 420 | 420 | 420 | 420 | 420 | 420 | 420 | 420 | 420 | 420 | 420 | 420 | 420 | 420 | 420 | 420 | 420 | 420 | 420 | 420 | 420 | 420 | 420 | 420 | 420 | 420 | 420 | 420 | 420 | 420 | 420 | 420 | 420 | 420 | 420 | 420 | 420 | 420 | 420 | 420 | 420 | 420 | 420 | 420 | 420 | 420 | 420 | 420 | 420 | 420 | 420 | 420 | 420 | 420 | 420 | 420 | 420 | 420 | 420 | 420 | 420 | 420 | 420 | 420 | 420 | 420 | 420 | 420 | 420 | 420 | 420 | 420 | 420 | 420 | 420 | 420 | 420 | 420 | 420 | 420 | 420 | 420 | 420 | 420 | 420 | 420 | 420 | 420 | 420 | 420 | 420 | 420 | 420 | 420 | 420 | 420 | 420 | 420 | 420 | 420 | 420 | 420 | 420 | 420 | 420 | 420 | 420 | 420 | 420 | 420 | 420 | 420 | 420 | 420 | 420 | 420 | 420 | 420 | 420 | 420 | 420 | 420 | 420 | 420 | 420 | 420 | 420 | 420 | 420 | 420 | 420 | 420 | 420 | 420 | 420 | 420 | 420 | 420 | 420 | 420 | 420 | 420 | 420 | 420 | 420 | 420 | 420 | 420 | 420 | 420 | 420 | 420 | 420 | 420 | 420 | 420 | 420 | 420 | 420 | 420 | 420 | 420 | 420 | 420 | 420 | 420 | 420 | 420 | 420 | 420 | 420 | 420 | 420 | 420 | 420 | 420 | 420 | 420 | 420 | 420 | 420 | 420 | 420 | 420 | 420 | 420 | 420 | 420 | 420 | 420 | 420 | 420 | 420 | 420 | 420 | 420 | 420 | 420 | 420 | 420 | 420 | 420 | 420 | 420 | 420 | 420 | 420 | 420 | 420 | 420 | 420 | 420 | 420 | 420 | 420 | 420 | 420 | 420 | 420 | 420 | 420 | 420 | 420 | 420 | 420 | 420 | 420 | 420 | 420 | 420 | 420 | 420 | 420 | 420 | 420 | 420 | 420 | 420 | 420 | 420 | 420 | 420 | 420 | 420 | 420 | 420 | 420 | 420 | 420 | 420 | 420 | 420 | 420 | 420 | 420 | 420 | 420 | 420 | 420 | 420 | 420 | 420 | 420 | 420 | 420 | 420 | 420 | 420 | 420 | 420 | 420 | 420 | 420 | 420 | 420 | 420 | 420 | 420 | 420 | 420 | 420 | 420 | 420 | 420 | 420 | 420 | 420 | 420 | 420 | 420 | 420 | 420 | 420 | 420 | 420 | 420 | 420 | 420 | 420 | 420 | 420 | 420 | 420 | 420 | 420 | 420 | 420 | 420 | 420 | 420 | 420 | 420 | 420 | 420 | 420 | 420 | 420 | 420 | 420 | 420 | 420 | 420 | 420 | 420 | 420 | 420 | 420 | 420 | 420 | 420 | 420 | 420 | 420 | 420 | 420 | 420 | 420 | 420 | 420 | 420 | 420 | 420 | 420 | 420 | 420 | 420 | 420 | 420 | 420 | 420 | 420 | 420 | 420 | 420 | 420 | 420 | 420 | 420 | 420 | 420 | 420 | 420 | 420 | 420 | 420 | 420 | 420 | 420 | 420 | 420 | 420 | 420 | 420 | 420 | 420 | 420 | 420 | 420 | 420 | 420 | 420 | 420 | 420 | 420 | 420 | 420 | 420 | 420 | 420 | 420 | 420 | 420 | 420 | 420 | 420 | 420 | 420 | 420 | 420 | 420 | 420 | 420 | 420 | 420 | 420 | 420 | 420 | 420 | 420 | 420 | 420 | 420 | 420 | 420 | 420 | 420 | 420 | 420 | 420 | 420 | 420 | 420 | 420 | 420 | 420 | 420 | 420 | 420 | 420 | 420 | 420 | 420 | 420 | 420 | 420 | 420 | 420 | 420 | 420 | 420 | 420 | 420 | 420 | 420 | 420 | 420 | 420 | 420 | 420 | 420 | 420 | 420 | 420 | 420 | 420 | 420 | 420 | 420 | 420 | 420 | 420 | 420 | 420 | 420 | 420 | 420 | 420 | 420 | 420 | 420 | 420 | 420 | 420 | 420 | 420 | 420 | 420 | 420 | 420 | 420 | 420 | 420 | 420 | 420 | 420 | 420 | 420 | 420 | 420 | 420 | 420 | 420 | 420 | 420 | 420 | 420 | 420 | 420 | 420 | 420 | 420 | 420 | 420 | 420 | 420 | 420 | 420 | 420 | 420 | 420 | 420 | 420 | 420 | 420 | 420 | 420 | 420 | 420 | 420 | 420 | 420 | 420 | 420 | 420 | 420 | 420 | 420 | 420 | 420 | 420 | 420 | 420 | 420 | 420 | 420 | 420 | 420 | 420 | 420 | 420 | 420 | 420 | 420 | 420 | 420 | 420 | 420 | 420 | 420 | 420 | 420 | 420 | 420 | 420 | 420 | 420 | 420 | 420 | 420 | 420 | 420 | 420 | 420 | 420 | 420 | 420 | 420 | 420 | 420 | 420 | 420 | 420 | 420 | 420 | 420 | 420 | 420 | 420 | 420 | 420 | 420 | 420 | 420 | 420 | 420 | 420 | 420 | 420 | 420 | 420 | 420 | 420 | 420 | 420 | 420 | 420 | 420 | 420 | 420 | 420 | 420 | 420 | 420 | 420 | 420 | 420 | 420 | 420 | 420 | 420 | 420 | 420 | 420 | 420 | 420 | 420 | 420 | 420 | 420 | 420 | 420 | 420 | 420 | 420 | 420 | 420 | 420 | 420 | 420 | 420 | 420 | 420 | 420 | 420 | 420 | 420 | 420 | 420 | 420 | 420 | 420 | 420 | 420 | 420 | 420 | 420 | 420 | 420 | 420 | 420 | 420 | 420 | 420 | 420 | 420 | 420 | 420 | 420 | 420 | 420 | 420 | 420 | 420 | 420 | 420 | 420 | 420 | 420 | 420 | 420 | 420 | 420 | 420 | 420 | 420 | 420 | 420 | 420 | 420 | 420 | 420 | 420 | 420 | 420 | 420 | 420 | 420 | 420 | 420 | 420 | 420 | 420 | 420 | 420 | 420 | 420 | 420 | 420 | 420 | 420 | 420 | 420 | 420 | 420 | 420 | 420 | 420 | 420 | 420 | 420 | 420 | 420 | 420 | 420 | 420 | 420 | 420 | 420 | 420 | 420 | 420 | 420 | 420 | 420 | 420 | 420 | 420 | 420 | 420 | 420 | 420 | 420 | 420 | 420 | 420 | 420 | 420 | 420 | 420 | 420 | 420 | 420 | 420 | 420 | 420 | 420 | 420 | 420 | 420 | 420 | 420 | 420 | 420 | 420 | 420 | 420 | 420 | 420 | 420 | 420 | 420 | 420 | 420 | 420 | 420 | 420 | 420 | 420 | 420 | 420 | 420 | 420 | 420 | 420 | 420 | 420 | 420 | 420 | 420 | 420 | 420 | 420 | 420 | 420 | 420 | 420 | 420 | 420 | 420 | 420 | 420 | 420 | 420 | 420 | 420 | 420 | 420 | 420 | 420 | 420 | 420 | 420 | 420 | 420 | 420 | 420 | 420 | 420 | 420 | 420 | 420 | 420 | 420 | 420 | 420 | 420 | 420 | 420 | 420 | 420 | 420 | 420 | 420 | 420 | 420 | 420 | 420 | 420 | 420 | 420 | 420 | 420 | 420 | 420 | 420 | 420 | 420 | 420 | 420 | 420 | 420 | 420 | 420 | 420 | 420 | 420 | 420 | 420 | 420 | 420 | 420 | 420 | 420 | 420 | 420 | 420 | 420 | 420 | 420 | 420 | 420 | 420 | 420 | 420 | 420 | 420 | 420 | 420 | 420 | 420 | 420 | 420 | 420 | 420 | 420 | 420 | 420 | 420 | 420 | 420 | 420 | 420 | 420 | 420 | 420 | 420 | 420 | 420 | 420 | 420 | 420 | 420 | 420 | 420 | 420 | 420 | 420 | 420 | 420 | 420 | 420 | 420 | 420 | 420 | 420 | 420 | 420 | 420 | 420 | 420 | 420 | 420 | 420 | 420 | 420 | 420 | 420 | 420 | 420 | 420 | 420 | 420 | 420 | 420 | 420 | 420 | 420 | 420 | 420 | 420 | 420 | 420 | 420 | 420 | 420 | 420 | 420 | 420 | 420 | 420 | 420 | 420 | 420 | 420 | 420 | 420 | 420 | 420 | 420 | 420 | 420 | 420 | 420 | 420 | 420 | 420 | 420 | 420 | 420 | 420 | 420 | 420 | 420 | 420 | 420 | 420 | 420 | 420 | 420 | 420 | 420 | 420 | 420 | 420 | 420 | 420 | 420 | 420 | 420 | 420 | 420 | 420 | 420 | 420 | 420 | 420 | 420 | 420 | 420 | 420 | 420 | 420 | 420 | 420 | 420 | 420 | 420 | 420 | 420 | 420 | 420 | 420 | 420 | 420 | 420 | 420 | 420 | 420 | 420 | 420 | 420 | 420 | 420 | 420 | 420 | 420 | 420 | 420 | 420 | 420 | 420 | 420 | 420 | 420 | 420 | 420 | 420 | 420 | 420 | 420 | 420 | 420 | 420 | 420 | 420 | 420 | 420 | 420 | 420 | 420 | 420 | 420 | 420 | 420 | 420 | 420 | 420 | 420 | 420 | 420 | 420 | 420 | 420 | 420 | 420 | 420 | 420 | 420 | 420 | 420 | 420 | 420 | 420 | 420 | 420 | 420 | 420 | 420 | 420 | 420 | 420 | 420 | 420 | 420 | 420 | 420 | 420 | 420 | 420 | 420 | 420 | 420 | 420 | 420 | 420 | 420 | 420 | 420 | 420 | 420 | 420 | 420 | 420 | 420 | 420 | 420 | 420 | 420 | 420 | 420 | 420 | 420 | 420 | 420 | 420 | 420 | 420 | 420 | 420 | 420 | 420 | 420 | 420 | 420 | 420 | 420 | 420 | 420 | 420 | 420 | 420 | 420 | 420 | 420 | 420 | 420 | 420 | 420 | 420 | 420 | 420 | 420 | 420 | 420 | 420 | 420 | 420 | 420 | 420 | 420 | 420 | 420 | 420 | 420 | 420 | 420 | 420 | 420 | 420 | 420 | 420 | 420 | 420 | 420 | 420 | 420 | 420 | 420 | 420 | 420 | 420 | 420 | 420 | 420 | 420 | 420 | 420 | 420 | 420 | 420 | 420 | 420 | 420 | 420 | 420 | 420 | 420 | 420 | 420 | 420 | 420 | 420 | 420 | 420 | 420 | 420 | 420 | 420 | 420 | 420 | 420 | 420 | 420 | 420 | 420 | 420 | 420 | 420 | 420 | 420 | 420 | 420 | 420 | 420 | 420 | 420 | 420 | 420 | 420 | 420 | 420 | 420 | 420 | 420 | 420 | 420 | 420 | 420 | 420 | 420 | 420 | 420 | 420 | 420 | 420 | 420 | 420 | 420 | 420 | 420 | 420 | 420 | 420 | 420 | 420 | 420 | 420 | 420 | 420 | 420 | 420 | 420 | 420 | 420 | 420 | 420 | 420 | 420 | 420 | 420 | 420 | 420 | 420 | 420 | 420 | 420 | 420 | 420 | 420 | 420 | 420 | 420 | 420 | 420 | 420 | 420 | 420 | 420 | 420 | 420 | 420 | 420 | 420 | 420 | 420 | 420 | 420 | 420 | 420 | 420 | 420 | 420 | 420 | 420 | 420 | 420 | 420 | 420 | 420 | 420 | 420 | 420 | 420 | 420 | 420 | 420 | 420 | 420 | 420 | 420 | 420 | 420 | 420 | 420 | 420 | 420 | 420 | 420 | 420 | 420 | 420 | 420 | 420 | 420 | 420 | 420 | 420 | 420 | 420 | 420 | 420 | 420 | 420 | 420 | 420 | 420 | 420 | 420 | 420 | 420 | 420 | 420 | 420 | 420 | 420 | 420 | 420 | 420 | 420 | 420 | 420 | 420 | 420 | 420 | 420 | 420 | 420 | 420 | 420 | 420 | 420 | 420 | 420 | 420 | 420 | 420 | 420 | 420 | 420 | 420 | 420 | 420 | 420 | 420 | 420 | 420 | 420 | 420 | 420 | 420 | 420 | 420 | 420 | 420 | 420 | 420 | 420 | 420 | 420 | 420 | 420 | 420 | 420 | 420 | 420 | 420 | 420 | 420 | 420 | 420 | 420 | 420 | 420 | 420 | 420 | 420 | 420 | 420 | 420 | 420 | 420 | 420 | 420 | 420 | 420 | 420 | 420 | 420 | 420 | 420 | 420 | 420 | 420 | 420 | 420 | 420 | 420 | 420 | 420 | 420 | 420 | 420 | 420 | 420 | 420 | 420 | 420 | 420 | 420 | 420 | 420 | 420 | 420 | 420 | 420 | 420 | 420 | 420 | 420 | 420 | 420 | 420 | 420 | 420 | 420 | 420 | 420 | 420 | 420 | 420 | 420 | 420 | 420 | 420 | 420 | 420 | 420 | 420 | 420 | 420 | 420 | 420 | 420 | 420 | 420 | 420 | 420 | 420 | 420 | 420 | 420 | 420 | 420 | 420 | 420 | 420 | 420 | 420 | 420 | 420 | 420 | 420 | 420 | 420 | 420 | 420 | 420 | 420 | 420 | 420 | 420 | 420 | 420 | 420 | 420 | 420 | 420 | 420 | 420 | 420 | 420 | 420 | 420 | 420 | 420 | 420 | 420 | 420 | 420 | 420 | 420 | 420 | 420 | 420 | 420 | 420 | 420 | 420 | 420 | 420 | 420 | 420 | 420 | 420 | 420 | 420 | 420 | 420 | 420 | 420 | 420 | 420 | 420 | 420 | 420 | 420 | 420 | 420 | 420 | 420 | 420 | 420 | 420 | 420 | 420 | 420 | 420 | 420 | 420 | 420 | 420 | 420 | 420 | 420 | 420 | 420 | 420 | 420 | 420 | 420 | 420 | 420 | 420 | 420 | 420 | 420 | 420 | 420 | 420 | 420 | 420 | 420 | 420 | 420 | 420 | 420 | 420 | 420 | 420 | 420 | 420 | 420 | 420 | 420 | 420 | 420 | 420 | 420 | 420 | 420 | 420 | 420 | 420 | 420 | 420 | 420 | 420 | 420 | 420 | 420 | 420 | 420 | 420 | 420 | 420 | 420 | 420 | 420 | 420 | 420 | 420 | 420 | 420 | 420 | 420 | 420 | 420 | 420 | 420 | 420 | 420 | 420 | 420 | 420 | 420 | 420 | 420 | 420 | 420 | 420 | 420 | 420 | 420 | 420 | 420 | 420 | 420 | 420 | 420 | 420 | 420 | 420 | 420 | 420 | 420 | 420 | 420 | 420 | 420 | 420 | 420 | 420 | 420 | 420 | 420 | 420 | 420 | 420 | 420 | 420 | 420 | 420 | 420 | 420 | 420 | 420 | 420 | 420 | 420 | 420 | 420 | 420 | 420 | 420 | 420 | 420 | 420 | 420 | 420 | 420 | 420 | 420 | 420 | 420 | 420 | 420 | 420 | 420 | 420 | 420 | 420 | 420 | 420 | 420 | 420 | 420 | 420 | 420 | 420 | 420 | 420 | 420 | 420 | 420 | 420 | 420 | 420 | 420 | 420 | 420 | 420 | 420 | 420 | 420 | 420 | 420 | 420 | 420 | 420 | 420 | 420 | 420 | 420 | 420 | 420 | 420 | 420 | 420 | 420 | 420 | 420 | 420 | 420 | 420 | 420 | 420 | 420 | 420 | 420 | 420 | 420 | 420 | 420 | 420 | 420 | 420 | 420 | 420 | 420 | 420 | 420 | 420 | 420 | 420 | 420 | 420 | 420 | 420 | 420 | 420 | 420 | 420 | 420 | 420 | 420 | 420 | 420 | 420 | 420 | 420 | 420 | 420 | 420 | 420 | 420 | 420 | 420 | 420 | 420 | 420 | 420 | 420 | 420 | 420 | 420 | 420 | 420 | 420 | 420 | 420 | 420 | 420 | 420 | 420 | 420 | 420 | 420 | 420 | 420 | 420 | 420 | 420 | 420 | 420 | 420 | 420 | 420 | 420 | 420 | 420 | 420 | 420 | 420 | 420 | 420 | 420 | 420 | 420 | 420 | 420 | 420 | 420 | 420 | 420 | 420 | 420 | 420 | 420 | 420 | 420 | 420 | 420 | 420 | 420 | 420 | 420 | 420 | 420 | 420 | 420 | 420 | 420 | 420 | 420 | 420 | 420 | 420 | 420 | 420 | 420 | 420 | 420 | 420 | 420 | 420 | 420 | 420 | 420 | 420 | 420 | 420 | 420 | 420 | 420 | 420 | 420 | 420 | 420 | 420 | 420 | 420 | 420 | 420 | 420 | 420 | 420 | 420 | 420 | 420 | 420 | 420 | 420 | 420 | 420 | 420 | 420 | 420 | 420 | 420 | 420 | 420 | 420 | 420 | 420 | 420 | 420 | 420 | 420 | 420 | 420 | 420 | 420 | 420 | 420 | 420 | 420 | 420 | 420 | 420 | 420 | 420 | 420 | 420 | 420 | 420 | 420 | 420 | 420 | 420 | 420 | 420 | 420 | 420 | 420 | 420 | 420 | 420 | 420 | 420 | 420 | 420 | 420 | 420 | 420 | 420 | 420 | 420 | 420 | 420 | 420 | 420 | 420 | 420 | 420 | 420 | 420 | 420 | 420 | 420 | 420 | 420 | 420 | 420 | 420 | 420 | 420 | 420 | 420 | 420 | 420 | 420 | 420 | 420 | 420 | 420 | 420 | 420 | 420 | 420 | 420 | 420 | 420 | 420 | 420 | 420 | 420 | 420 | 420 | 420 | 420 | 420 | 420 | 420 | 420 | 420 | 420 | 420 | 420 | 420 | 420 | 420 | 420 | 420 | 420 | 420 | 420 | 420 | 420 | 420 | 420 | 420 | 420 | 420 | 420 | 420 | 420 | 420 | 420 | 420 | 420 | 420 | 420 | 420 | 420 | 420 | 420 | 420 | 420 | 420 | 420 | 420 | 420 | 420 | 420 | 420 | 420 | 420 | 420 | 420 | 420 | 420 | 420 | 420 | 420 | 420 | 420 | 420 | 420 | 420 | 420 | 420 | 420 | 420 | 420 | 420 | 420 | 420 | 420 | 420 | 420 | 420 | 420 | 420 | 420 | 420 | 420 | 420 | 420 | 420 | 420 | 420 | 420 | 420 | 420 | 420 | 420 | 420 | 420 | 420 | 420 | 420 | 420 | 420 | 420 | 420 | 420 | 420 | 420 | 420 | 420 | 420 | 420 | 420 | 420 | 420 | 420 | 420 | 420 | 420 | 420 | 420 | 420 | 420 | 420 | 420 | 420 | 420 | 420 | 420 | 420 | 420 | 420 | 420 | 420 | 420 | 420 | 420 | 420 | 420 | 420 | 420 | 420 | 420 | 420 | 420 | 420 | 420 | 420 | 420 | 420 | 420 | 420 | 420 | 420 | 420 | 420 | 420 | 420 | 420 | 420 | 420 | 420 | 420 | 420 | 420 | 420 | 420 | 420 | 420 | 420 | 420 | 420 | 420 | 420 | 420 | 420 | 420 | 420 | 420 | 420 | 420 | 420 | 420 | 420 | 420 | 420 | 420 | 420 | 420 | 420 | 420 | 420 | 420 | 420 | 420 | 420 | 420 | 420 | 420 | 420 | 420 | 420 | 420 | 420 | 420 | 420 | 420 | 420 | 420 | 420 | 420 | 420 | 420 | 420 | 420 | 420 | 420 | 420 | 420 | 420 | 420 | 420 | 420 | 420 | 420 | 420 | 420 | 420 | 420 | 420 | 420 | 420 | 420 | 420 | 420 | 420 | 420 | 420 | 420 | 420 | 420 | 420 | 420 | 420 | 420 | 420 | 420 | 420 | 420 | 420 | 420 | 420 | 420 | 420 | 420 | 420 | 420 | 420 | 420 | 420 | 420 | 420 | 420 | 420 | 420 | 420 | 420 | 420 | 420 | 420 | 420 | 420 | 420 | 420 | 420 | 420 | 420 | 420 | 420 | 420 | 420 | 420 | 420 | 420 | 420 | 420 | 420 | 420 | 420 | 420 | 420 | 420 | 420 | 420 | 420 | 420 | 420 | 420 | 420 | 420 | 420 | 420 | 420 | 420 | 420 | 420 | 420 | 420 | 420 | 420 | 420 | 420 | 420 | 420 | 420 | 420 | 420 | 420 | 420 | 420 | 420 | 420 | 420 | 420 | 420 | 420 | 420 | 420 | 420 | 420 | 420 | 420 | 420 | 420 | 420 | 420 | 420 | 420 | 420 | 420 | 420 | 420 | 420 | 420 | 420 | 420 | 420 | 420 | 420 | 420 | 420 | 420 | 420 | 420 | 420 | 420 | 420 | 420 | 420 | 420 | 420 | 420 | 420 | 420 | 420 | 420 | 420 | 420 | 420 | 420 | 420 | 420 | 420 | 420 | 420 | 420 | 420 | 420 | 420 | 420 | 420 | 420 | 420 | 420 | 420 | 420 | 420 | 420 | 420 | 420 | 420 | 420 | 420 | 420 | 420 | 420 | 420 | 420 | 420 | 420 | 420 | 420 | 420 | 420 | 420 | 420 | 420 | 420 | 420 | 420 | 420 | 420 | 420 | 420 | 420 | 420 | 420 | 420 | 420 | 420 | 420 | 420 | 420 | 420 | 420 | 420 | 420 | 420 | 420 | 420 | 420 | 420 | 420 | 420 | 420 | 420 | 420 | 420 | 420 | 420 | 420 | 420 | 420 | 420 | 420 | 420 | 420 | 420 | 420 | 420 | 420 | 420 | 420 | 420 | 420 | 420 | 420 | 420 | 420 | 420 | 420 | 420 | 420 | 420 | 420 | 420 | 420 | 420 | 420 | 420 | 420 | 420 | 420 | 420 | 420 | 420 | 420 | 420 | 420 | 420 | 420 | 420 | 420 | 420 | 420 | 420 | 420 | 420 | 420 | 420 | 420 | 420 | 420 | 420 | 420 | 420 | 420 | 420 | 420 | 420 | 420 | 420 | 420 | 420 | 420 | 420 | 420 | 420 | 420 | 420 | 420 | 420 | 420 | 420 | 420 | 420 | 420 | 420 | 420 | 420 | 420 | 420 | 420 | 420 | 420 | 420 | 420 | 420 | 420 | 420 | 420 | 420 | 420 | 420 | 420 | 420 | 420 | 420 | 420 | 420 | 420 | 420 | 420 | 420 | 420 | 420 | 420 | 420 | 420 | 420 | 420 | 420 | 420 | 420 | 420 | 420 | 420 | 420 | 420 | 420 | 420 | 420 | 420 | 420 | 420 | 420 | 420 | 420 | 420 | 420 | 420 | 420 | 420 | 420 | 420 | 420 | 420 | 420 | 420 | 420 | 420 | 420 | 420 | 420 | 420 | 420 | 420 | 420 | 420 | 420 | 420 | 420 | 420 | 420 | 420 | 420 | 420 | 420 | 420 | 420 | 420 | 420 | 420 | 420 | 420 | 420 | 420 | 420 | 420 | 420 | 420 | 420 | 420 | 420 | 420 | 420 | 420 | 420 | 420 | 420 | 420 | 420 | 420 | 420 | 420 | 420 | 420 | 420 | 420 | 420 | 420 | 420 | 420 | 420 | 420 | 420 | 420 | 420 | 420 | 420 | 420 | 420 | 420 | 420 | 420 | 420 | 420 | 420 | 420 | 420 | 420 | 420 | 420 | 420 | 420 | 420 | 420 | 420 | 420 | 420 | 420 | 420 | 420 | 420 | 420 | 420 | 420 | 420 | 420 | 420 | 420 | 420 | 420 | 420 | 420 | 420 | 420 | 420 | 420 | 420 | 420 | 420 | 420 | 420 | 420 | 420 | 420 | 420 | 420 | 420 | 420 | 420 | 420 | 420 | 420 | 420 | 420 | 420 | 420 | 420 | 420 | 420 | 420 | 420 | 420 | 420 | 420 | 420 | 420 | 420 | 420 | 420 | 420 | 420 | 420 | 420 | 420 | 420 | 420 | 420 | 420 | 420 | 420 | 420 | 420 | 420 | 420 | 420 | 420 | 420 | 420 | 420 | 420 | 420 | 420 | 420 | 420 | 420 | 420 | 420 | 420 | 420 | 420 | 420 | 420 | 420 | 420 | 420 | 420 | 420 | 420 | 420 | 420 | 420 | 420 | 420 | 420 | 420 | 420 | 420 | 420 | 420 | 420 | 420 | 420 | 420 | 420 | 420 | 420 | 420 | 420 | 420 | 420 | 420 | 420 | 420 | 420 | 420 | 420 | 420 | 420 | 420 | 420 | 420 | 420 | 420 | 420 | 420 | 420 | 420 | 420 | 420 | 420 | 420 | 420 | 420 | 420 | 420 | 420 | 420 | 420 | 420 | 420 | 420 | 420 | 420 | 420 | 420 | 420 | 420 | 420 | 420 | 420 | 420 | 420 | 420 | 420 | 420 | 420 | 420 | 420 | 420 | 420 | 420 | 420 | 420 | 420 | 420 | 420 | 420 | 420 | 420 | 420 | 420 | 420 | 420 | 420 | 420 | 420 | 420 | 420 | 420 | 420 | 420 | 420 | 420 | 420 | 420 | 420 | 420 | 420 | 420 | 420 | 420 | 420 | 420 | 420 | 420 | 420 | 420 | 420 | 420 | 420 | 420 | 420 | 420 | 420 | 420 | 420 | 420 | 420 | 420 | 420 | 420 | 420 | 420 | 420 | 420 | 420 | 420 | 420 | 420 | 420 | 420 | 420 | 420 | 420 | 420 | 420 | 420 | 420 | 420 | 420 | 420 | 420 | 420 | 420 | 420 | 420 | 420 | 420 | 420 | 420 | 420 | 420 | 420 | 420 | 420 | 420 | 420 | 420 | 420 | 420 | 420 | 420 | 420 | 420 | 420 | 420 | 420 | 420 | 420 | 420 | 420 | 420 | 420 | 420 | 420 | 420 | 420 | 420 | 420 | 420 | 420 | 420 | 420 | 420 | 420 | 420 | 420 | 420 | 420 | 420 | 420 | 420 | 420 | 420 | 420 | 420 | 420 | 420 | 420 | 420 | 420 | 420 | 420 | 420 | 420 | 420 | 420 | 420 | 420 | 420 | 420 | 420 | 420 | 420 | 420 | 420 | 420 | 420 | 420 | 420 | 420 | 420 | 420 | 420 | 420 | 420 | 420 | 420 | 420 | 420 | 420 | 420 | 420 | 420 | 420 | 420 | 420 | 420 | 420 | 420 | 420 | 420 | 420 | 420 | 420 | 420 | 420 | 420 | 420 | 420 | 420 | 420 | 420 | 420 | 420 | 420 | 420 | 420 | 420 | 420 | 420 | 420 | 420 | 420 | 420 | 420 | 420 | 420 | 420 | 420 | 420 | 420 | 420 | 420 | 420 | 420 | 420 | 420 | 420 | 420 | 420 | 420 | 420 | 420 | 420 | 420 | 420 | 420 | 420 | 420 | 420 | 420 | 420 | 420 | 420 | 420 | 420 | 420 | 420 | 420 | 420 | 420 | 420 | 420 | 420 | 420 | 420 | 420 | 420 | 420 | 420 | 420 | 420 | 420 | 420 | 420 | 420 | 420 | 420 | 420 | 420 | 420 | 420 | 420 | 420 | 420 | 420 | 420 | 420 | 420 | 420 | 420 | 420 | 420 | 420 | 420 | 420 | 420 | 420 | 420 | 420 | 420 | 420 | 420 | 420 | 420 | 420 | 420 | 420 | 420 | 420 | 420 | 420 | 420 | 420 | 420 | 420 | 420 | 420 | 420 | 420 | 420 | 420 | 420 | 420 | 420 | 420 | 420 | 420 | 420 | 420 | 420 | 420 | 420 | 420 | 420 | 420 | 420 | 420 | 420 | 420 | 420 | 420 | 420 | 420 | 420 | 420 | 420 | 420 | 420 | 420 | 420 | 420 | 420 | 420 | 420 | 420 | 420 | 420 | 420 | 420 | 420 | 420 | 420 | 420 | 420 | 420 | 420 | 420 | 420 | 420 | 420 | 420 | 420 | 420 | 420 | 420 | 420 | 420 | 420 | 420 | 420 | 420 | 420 | 420 | 420 | 420 | 420 | 420 | 420 | 420 | 420 | 420 | 420 | 420 | 420 | 420 | 420 | 420 | 420 | 420 | 420 | 420 | 420 | 420 | 420 | 420 | 420 | 420 | 420 | 420 | 420 | 420 | 420 | 420 | 420 | 420 | 420 | 420 | 420 | 420 | 420 | 420 | 420 | 420 | 420 | 420 | 420 | 420 | 420 | 420 | 420 | 420 | 420 | 420 | 420 | 420 | 420 | 420 | 420 | 420 | 420 | 420 | 420 | 420 | 420 | 420 | 420 | 420 | 420 | 420 | 420 | 420 | 420 | 420 | 420 | 420 | 420 | 420 | 420 | 420 | 420 | 420 | 420 | 420 | 420 | 420 | 420 | 420 | 420 | 420 | 420 | 420 | 420 | 420 | 420 | 420 | 420 | 420 | 420 | 420 | 420 | 420 | 420 | 420 | 420 | 420 | 420 | 420 | 420 | 420 | 420 | 420 | 420 | 420 | 420 | 420 | 420 | 420 | 420 | 420 | 420 | 420 | 420 | 420 | 420 | 420 | 420 | 420 | 420 | 420 | 420 | 420 | 420 | 420 | 420 | 420 | 420 | 420 | 420 | 420 | 420 | 420 | 420 | 420 | 420 | 420 | 420 | 420 | 420 | 420 | 420 | 420 | 420 | 420 | 420 | 420 | 420 | 420 | 420 | 420 | 420 | 420 | 420 | 420 | 420 | 420 | 420 | 420 | 420 | 420 | 420 | 420 | 420 | 420 | 420 | 420 | 420 | 420 | 420 | 420 | 420 | 420 | 420 | 420 | 420 | 420 | 420 | 420 | 420 | 420 | 420 | 420 | 420 | 420 | 420 | 420 | 420 | 420 | 420 | 420 | 420 | 420 | 420 | 420 | 420 | 420 | 420 | 420 | 420 | 420 | 420 | 420 | 420 | 420 | 420 | 420 | 420 | 420 | 420 | 420 | 420 | 420 | 420 | 420 | 420 | 420 | 420 | 420 | 420 | 420 | 420 | 420 | 420 | 420 | 420 | 420 | 420 | 420 | 420 | 420 | 420 | 420 | 420 | 420 | 420 | 420 | 420 | 420 | 420 | 420 | 420 | 420 | 420 | 420 | 420 | 420 | 420 | 420 | 420 | 420 | 420 | 420 | 420 | 420 | 420 | 420 | 420 | 420 | 420 | 420 | 420 | 420 | 420 | 420 | 420 | 420 | 420 | 420 | 420 | 420 | 420 | 420 | 420 | 420 | 420 | 420 | 420 | 420 | 420 | 420 | 420 | 420 | 420 | 420 | 420 | 420 | 420 | 420 | 420 | 420 | 420 | 420 | 420 | 420 | 420 | 420 | 420 | 420 | 420 | 420 | 420 | 420 | 420 | 420 | 420 | 420 | 420 | 420 | 420 | 420 | 420 | 420 | 420 | 420 | 420 | 420 | 420 | 420 | 420 | 420 | 420 | 420 | 420 | 420 | 420 | 420 | 420 | 420 | 420 | 420 | 420 | 420 | 420 | 420 | 420 | 420 | 420 | 420 | 420 | 420 | 420 | 420 | 420 | 420 | 420 | 420 | 420 | 420 | 420 | 420 | 420 | 420 | 420 | 420 | 420 | 420 | 420 | 420 | 420 | 420 | 420 | 420 | 420 | 420 | 420 | 420 | 420 | 420 | 420 | 420 | 420 | 420 | 420 | 420 | 420 | 420 | 420 | 420 | 420 | 420 | 420 | 420 | 420 | 420 | 420 | 420 | 420 | 420 | 420 | 420 | 420 | 420 | 420 | 420 | 420 | 420 | 420 | 420 | 420 | 420 | 420 | 420 | 420 | 420 | 420 | 420 | 420 | 420 | 420 | 420 | 420 | 420 | 420 | 420 | 420 | 420

## Option0
Business as Usual | 0 | 1 | 2 | 3 | 4 | 5 | 6 | 7 | 8 | 9 | 10 | 11 |  |  | Residual
2024/25 | 2024/25 | 2025/26 | 2026/27 | 2027/28 | 2028/29 | 2029/30 | 2030/31 | 2031/32 | 2032/33 | 2033/34 | 2034/35 | 2035/36 | 2036/37 | 2037/38
Capex | 0 | 0 | 0 | 0 | 0 | 0 | 0 | 0 | 0 | 0 | 0 | 0 | 0 | 0 | 0
Annual payment for Non-Network Options | 0 | 0 | 0 | 0 | 0 | 0 | 0 | 0 | 0 | 0 | 0 | 0 | 0 | 0 | 0
MARKET IMPACT AND EMISSIONS COST | 0 | 0 | 0 | 0 | 0 | 0 | 0 | 0 | 0 | 0 | 0 | 0 | 0 | 0 | 0
Generation Operation Costs | 0 | 0 | 0 | 0 | 0 | 0 | 0 | 0 | 0 | 0 | 0 | 0 | 0 | 0 | 0
Emissions Cost | 0 | 0 | 0 | 0 | 0 | 0 | 0 | 0 | 0 | 0 | 0 | 0 | 0 | 0 | 0
Annual Market Impact and Emissions Cost | 0 | 0 | 0 | 0 | 0 | 0 | 0 | 0 | 0 | 0 | 0 | 0 | 0 | 0 | 0
Total Annual Cost ($M) | 0 | 0 | 0 | 0 | 0 | 0 | 0 | 0 | 0 | 0 | 0 | 0 | 0 | 0 | 0
Total Annual Cost ($M), CAPEX LC | 0 | 0 | 0 | 0 | 0 | 0 | 0 | 0 | 0 | 0 | 0 | 0 | 0 | 0 | 0
Total Annual Cost ($M), CAPEX HC | 0 | 0 | 0 | 0 | 0 | 0 | 0 | 0 | 0 | 0 | 0 | 0 | 0 | 0 | 0
PV Cost ($M) - Discount Rate BC, LC, HC | 0 | 0 | 0
PV Cost ($M) - CAPEX LC | 0
PV Cost ($M) - CAPEX HC | 0
PV Table | 2024/25 | 2025/26 | 2026/27 | 2027/28 | 2028/29 | 2029/30 | 2030/31 | 2031/32 | 2032/33 | 2033/34 | 2034/35 | 2035/36 | 2036/37 | 2037/38 | Residual | PV
Generation Dispatch Cost | 0 | 0 | 0 | 0 | 0 | 0 | 0 | 0 | 0 | 0 | 0 | 0 | 0 | 0 | 0 | 0
Emissions Cost | 0 | 0 | 0 | 0 | 0 | 0 | 0 | 0 | 0 | 0 | 0 | 0 | 0 | 0 | 0 | 0
0
0
0

## Option1
MWTS-SLE upgrade + Augment existing SLE-MFA with 19/4.75 | 0 | 1 | 2 | 3 | 4 | 5 | 6 | 7 | 8 | 9 | 10 | 11 |  |  | Residual
2024/25 | 2024/25 | 2025/26 | 2026/27 | 2027/28 | 2028/29 | 2029/30 | 2030/31 | 2031/32 | 2032/33 | 2033/34 | 2034/35 | 2035/36 | 2036/37 | 2037/38
Capex | 0 | 0 | 0 | 0 | 0 | 0 | 13.66 | 0 | 0 | 0 | 0 | 0 | 0 | 0 | 0
Annual payment for Non-Network Options | 0 | 0 | 0 | 0 | 0 | 0 | 0 | 0 | 0 | 0 | 0 | 0 | 0 | 0 | 0
MARKET IMPACT AND EMISSIONS COST
Generation Operation Costs | 0 | 0 | 0 | 0 | 0 | 0 | -0.98752 | 0.084912 | -1.0315 | -1.2648 | -1.4959 | 0.3703 | -1.3365 | -1.2882 | -12.1199
Emissions Cost | 0 | 0 | 0 | 0 | 0 | 0 | -7.4912 | -3.6889 | -5.3238 | -5.1189 | -4.9711 | -4.8615 | -4.8071 | -4.7677 | -5.2343
Annual Market Impact and Emissions Cost | 0 | 0 | 0 | 0 | 0 | 0 | -8.4787 | -3.604 | -6.3554 | -6.3838 | -6.467 | -4.4912 | -6.1436 | -6.0559 | -17.3542
Total Annual Cost ($M) | 0 | 0 | 0 | 0 | 0 | 0 | 5.1813 | -3.604 | -6.3554 | -6.3838 | -6.467 | -4.4912 | -6.1436 | -6.0559 | -17.3542
Total Annual Cost ($M), CAPEX LC | 0 | 0 | 0 | 0 | 0 | 0 | 1.7663 | -3.604 | -6.3554 | -6.3838 | -6.467 | -4.4912 | -6.1436 | -6.0559 | -17.3542
Total Annual Cost ($M), CAPEX HC | 0 | 0 | 0 | 0 | 0 | 0 | 8.5963 | -3.604 | -6.3554 | -6.3838 | -6.467 | -4.4912 | -6.1436 | -6.0559 | -17.3542
PV Cost ($M) - Discount Rate BC, LC, HC | -25.9108 | -30.8849 | -21.8275
PV Cost ($M) - CAPEX LC | -28.2491
PV Cost ($M) - CAPEX HC | -23.5726
PV Table | 2024/25 | 2025/26 | 2026/27 | 2027/28 | 2028/29 | 2029/30 | 2030/31 | 2031/32 | 2032/33 | 2033/34 | 2034/35 | 2035/36 | 2036/37 | 2037/38 | Residual | PV
Generation Dispatch Cost | 0 | 0 | 0 | 0 | 0 | 0 | -987.522 | 84.912 | -1031.5247 | -1264.842 | -1495.851 | 370.3013 | -1336.5244 | -1288.2475 | -12119.9396 | -9.2709
Emissions Cost | 0 | 0 | 0 | 0 | 0 | 0 | -7491.191 | -3688.8917 | -5323.8329 | -5118.9087 | -4971.1282 | -4861.5284 | -4807.0578 | -4767.6976 | -5234.2978 | -25.9931
Total Market Impact and Emissions Cost | [15 empty] | -35.2639
Total Cost | [15 empty] | 9.3531
Net Cost | [15 empty] | -25.9108

## Option2
MWTS-SLE upgrade + Add a new 19/4.75 line in parallel | 0 | 1 | 2 | 3 | 4 | 5 | 6 | 7 | 8 | 9 | 10 | 11 |  |  | Residual
2024/25 | 2024/25 | 2025/26 | 2026/27 | 2027/28 | 2028/29 | 2029/30 | 2030/31 | 2031/32 | 2032/33 | 2033/34 | 2034/35 | 2035/36 | 2036/37 | 2037/38
Capex | 0 | 0 | 0 | 0 | 0 | 0 | 28.44 | 0 | 0 | 0 | 0 | 0 | 0 | 0 | 0
Annual payment for Non-Network Options | 0 | 0 | 0 | 0 | 0 | 0 | 0 | 0 | 0 | 0 | 0 | 0 | 0 | 0 | 0
MARKET IMPACT AND EMISSIONS COST
Generation Operation Costs | 0 | 0 | 0 | 0 | 0 | 0 | -0.3168 | 0.86037 | -0.93625 | -0.26504 | -2.1195 | 2.3925 | 1.0587 | 4.082 | -3.7229
Emissions Cost | 0 | 0 | 0 | 0 | 0 | 0 | -3.8065 | -2.3583 | 1.3781 | -0.24517 | -1.2913 | 1.753 | 0.68336 | 3.6231 | -1.3478
Annual Market Impact and Emissions Cost | 0 | 0 | 0 | 0 | 0 | 0 | -4.1233 | -1.4979 | 0.44181 | -0.51021 | -3.4108 | 4.1455 | 1.742 | 7.7051 | -5.0707
Total Annual Cost ($M) | 0 | 0 | 0 | 0 | 0 | 0 | 24.3167 | -1.4979 | 0.44181 | -0.51021 | -3.4108 | 4.1455 | 1.742 | 7.7051 | -5.0707
Total Annual Cost ($M), CAPEX LC | 0 | 0 | 0 | 0 | 0 | 0 | 17.2067 | -1.4979 | 0.44181 | -0.51021 | -3.4108 | 4.1455 | 1.742 | 7.7051 | -5.0707
Total Annual Cost ($M), CAPEX HC | 0 | 0 | 0 | 0 | 0 | 0 | 31.4267 | -1.4979 | 0.44181 | -0.51021 | -3.4108 | 4.1455 | 1.742 | 7.7051 | -5.0707
PV Cost ($M) - Discount Rate BC, LC, HC | 18.1598 | 20.2351 | 16.3458
PV Cost ($M) - CAPEX LC | 13.2916
PV Cost ($M) - CAPEX HC | 23.0281
PV Table | 2024/25 | 2025/26 | 2026/27 | 2027/28 | 2028/29 | 2029/30 | 2030/31 | 2031/32 | 2032/33 | 2033/34 | 2034/35 | 2035/36 | 2036/37 | 2037/38 | Residual | PV
Generation Dispatch Cost | 0 | 0 | 0 | 0 | 0 | 0 | -316.8049 | 860.3731 | -936.2519 | -265.0414 | -2119.52 | 2392.5285 | 1058.6824 | 4082.0265 | -3722.9089 | 0.47685
Emissions Cost | 0 | 0 | 0 | 0 | 0 | 0 | -3806.4857 | -2358.3025 | 1378.0641 | -245.1698 | -1291.2538 | 1752.9834 | 683.3567 | 3623.0997 | -1347.7791 | -1.7901
Total Market Impact and Emissions Cost | [15 empty] | -1.3132
Total Cost | [15 empty] | 19.473
Net Cost | [15 empty] | 18.1598

## Option3
MWTS-SLE upgrade + Augment existing SLE-MFA with 37/3.75 | 0 | 1 | 2 | 3 | 4 | 5 | 6 | 7 | 8 | 9 | 10 | 11 |  |  | Residual
2024/25 | 2024/25 | 2025/26 | 2026/27 | 2027/28 | 2028/29 | 2029/30 | 2030/31 | 2031/32 | 2032/33 | 2033/34 | 2034/35 | 2035/36 | 2036/37 | 2037/38
Capex | 0 | 0 | 0 | 0 | 0 | 0 | 13.77 | 0 | 0 | 0 | 0 | 0 | 0 | 0 | 0
Annual payment for Non-Network Options | 0 | 0 | 0 | 0 | 0 | 0 | 0 | 0 | 0 | 0 | 0 | 0 | 0 | 0 | 0
MARKET IMPACT AND EMISSIONS COST
Generation Operation Costs | 0 | 0 | 0 | 0 | 0 | 0 | -0.011661 | -0.15128 | -1.5232 | -1.9263 | 0.23461 | 1.3318 | -1.1459 | -1.5325 | -0.98468
Emissions Cost | 0 | 0 | 0 | 0 | 0 | 0 | -4.6432 | -2.4979 | -2.8187 | -1.6846 | 0.81682 | 1.1358 | -1.0395 | -1.5254 | -7.7582
Annual Market Impact and Emissions Cost | 0 | 0 | 0 | 0 | 0 | 0 | -4.6549 | -2.6491 | -4.3419 | -3.6109 | 1.0514 | 2.4676 | -2.1854 | -3.0579 | -8.7429
Total Annual Cost ($M) | 0 | 0 | 0 | 0 | 0 | 0 | 9.1151 | -2.6491 | -4.3419 | -3.6109 | 1.0514 | 2.4676 | -2.1854 | -3.0579 | -8.7429
Total Annual Cost ($M), CAPEX LC | 0 | 0 | 0 | 0 | 0 | 0 | 5.6726 | -2.6491 | -4.3419 | -3.6109 | 1.0514 | 2.4676 | -2.1854 | -3.0579 | -8.7429
Total Annual Cost ($M), CAPEX HC | 0 | 0 | 0 | 0 | 0 | 0 | 12.5576 | -2.6491 | -4.3419 | -3.6109 | 1.0514 | 2.4676 | -2.1854 | -3.0579 | -8.7429
PV Cost ($M) - Discount Rate BC, LC, HC | -4.7764 | -6.095 | -3.7292
PV Cost ($M) - CAPEX LC | -7.1335
PV Cost ($M) - CAPEX HC | -2.4193
PV Table | 2024/25 | 2025/26 | 2026/27 | 2027/28 | 2028/29 | 2029/30 | 2030/31 | 2031/32 | 2032/33 | 2033/34 | 2034/35 | 2035/36 | 2036/37 | 2037/38 | Residual | PV
Generation Dispatch Cost | 0 | 0 | 0 | 0 | 0 | 0 | -11.661 | -151.2772 | -1523.1627 | -1926.3364 | 234.6107 | 1331.81 | -1145.8793 | -1532.5098 | -984.6809 | -3.0612
Emissions Cost | 0 | 0 | 0 | 0 | 0 | 0 | -4643.2346 | -2497.8594 | -2818.7082 | -1684.6091 | 816.8196 | 1135.7628 | -1039.5287 | -1525.4036 | -7758.2377 | -11.1436
Total Market Impact and Emissions Cost | [15 empty] | -14.2048
Total Cost | [15 empty] | 9.4284
Net Cost | [15 empty] | -4.7764