## Summary
Outputs
AusNet Services
Business Case Evaluation
MWTS East Stage 1
For Business Case - Key Summary Table (Present Values relative to Base Case)
|  | Undiscounted |  |  | Present Value relative to Base Case
|  | Funding sought for EDPR FY27-31 (in real 30-Jun-24 dollars) ($millions) |  |  | PV over the full assessment period (in real 30-Jun-24 dollars) ($millions)
|  | Capex | Opex | Totex | Totex | Total benefits | NPV
| Base Case | 0 | 0 | 0 | 0 | -5.8065 | -5.8065
| Option 1 | 35.6 | 0 | 0 | 27.1591 | 29.1529 | 1.9938
| Option 2 | 36.15 | 0 | 0 | 27.5787 | 73.2387 | 45.66
| Option 3 | 46.8 | 0 | 0 | 35.7035 | 92.1242 | 56.4207
| Option 4 | 50.96 | 0 | 0 | 38.8771 | 99.7027 | 60.8256
| Option 5 | 0 | 0 | 0 | 0 | 0 | 0
For Business Case - Sensitivity Testing Table (Present Values relative to Base Case)
Net Present Values
| Central Assumptions | Higher Discount Rate | Lower Discount Rate | Higher Costs | Lower Costs | Average
Base Case | -5.8065 | -4.402 | -7.6079 | -5.8065 | -5.8065 | -5.8859
Option 1 | 7.8003 | 0.85837 | 17.7668 | 1.0105 | 14.5901 | 8.4052
Option 2 | 51.4665 | 32.8881 | 76.4364 | 44.5718 | 58.3612 | 52.7448
Option 3 | 62.2271 | 39.1038 | 93.4586 | 53.3013 | 71.153 | 63.8488
Option 4 | 66.6321 | 41.7149 | 100.3043 | 60.8798 | 78.7316 | 69.6525

## Inp
| Option (Total Cost) | $M (BC) | Annual (BC) | LC Weight | LC Value | HC Weight | HC Value
0 | Business as Usual | 0 | 0 | - | - | - | -
1 | WOTS 3Tx + Aug. Existing WO-BWA line with 19/4.75 | 35.6 | 2.6166 | -25% | 26.7 | 25% | 44.5
2 | WOTS 3Tx + Aug. Existing WO-BWA line with 37/3.75 | 36.15 | 2.657 | -25% | 27.1125 | 25% | 45.1875
3 | WOTS 3Tx + Add second cct (same conductor) to existing WO-BWA line | 46.8 | 3.4398 | -25% | 35.1 | 25% | 58.5
4 | WOTS 3Tx + Add second WO-BWA line with 37/3.75 | 50.96 | 3.7455 | -25% | 38.22 | 25% | 63.7
No more options
| Input / Assumptions | BC Value | LC Weight | LC Value | HC Weight | HC Value
| Real Discount Rate (%) | 7% |  | 3.9% |  | 10.5%
| Cost of Carbon ($/CO2-e) - AER interim VER rates used, see rows 345 and 346 below. |  | -25% |  | 25%
| Augmentation Benefits Without Emissions | $M | 2024/25 | 2025/26 | 2026/27 | 2027/28 | 2028/29 | 2029/30 | 2030/31 | 2031/32 | 2032/33 | 2033/34 | 2034/35 | 2035/36 | 2036/37 | 2037/38 | 2038/39 | 2039/40 | 2040/41 | 2041/42 | 2042/43 | 2043/44 | 2044/45 | 2045/46 | 2046/47 | 2047/48 | 2048/49 | 2049/50 | 2050/51 | 2051/52 | 2052/53 | 2053/54 | 2054/55 | 2055/56 | 2056/57 | 2057/58 | 2058/59 | 2059/60 | 2060/61 | 2061/62 | 2062/63 | 2063/64 | 2064/65 | 2065/66 | 2066/67 | 2067/68 | 2068/69 | 2069/70 | 2070/71 | 2071/72
| Option 0 - BC ISP Scenario (Step Change - 43%) + BC Generation Connected |  | 0 | 0 | 0 | 0 | 0 | 0 | 0 | 0 | 0 | 0 | 0 | 0 | 0 | 0 | 0 | 0 | 0 | 0 | 0 | 0 | 0 | 0 | 0 | 0 | 0 | 0 | 0 | 0 | 0 | 0 | 0 | 0 | 0 | 0 | 0 | 0 | 0 | 0 | 0 | 0 | 0 | 0 | 0 | 0 | 0 | 0 | 0 | 0
| Option 0 - LC ISP Scenario (Progressive Change - 42%) + BC Generation Connected |  | 0 | 0 | 0 | 0 | 0 | 0 | 0 | 0 | 0 | 0 | 0 | 0 | 0 | 0 | 0 | 0 | 0 | 0 | 0 | 0 | 0 | 0 | 0 | 0 | 0 | 0 | 0 | 0 | 0 | 0 | 0 | 0 | 0 | 0 | 0 | 0 | 0 | 0 | 0 | 0 | 0 | 0 | 0 | 0 | 0 | 0 | 0 | 0
| Option 0 - HC ISP Scenario (Green Energy Exports - 15%) + BC Generation Connected |  | 0 | 0 | 0 | 0 | 0 | 0 | 0 | 0 | 0 | 0 | 0 | 0 | 0 | 0 | 0 | 0 | 0 | 0 | 0 | 0 | 0 | 0 | 0 | 0 | 0 | 0 | 0 | 0 | 0 | 0 | 0 | 0 | 0 | 0 | 0 | 0 | 0 | 0 | 0 | 0 | 0 | 0 | 0 | 0 | 0 | 0 | 0 | 0
| Option 0 - BC ISP Scenario (Step Change - 43%) + LC Generation Connected |  | 0 | 0 | 0 | 0 | 0 | 0 | 0 | 0 | 0 | 0 | 0 | 0 | 0 | 0 | 0 | 0 | 0 | 0 | 0 | 0 | 0 | 0 | 0 | 0 | 0 | 0 | 0 | 0 | 0 | 0 | 0 | 0 | 0 | 0 | 0 | 0 | 0 | 0 | 0 | 0 | 0 | 0 | 0 | 0 | 0 | 0 | 0 | 0
| Option 0 - BC ISP Scenario (Step Change - 43%) + HC Generation Connected |  | 0 | 0 | 0 | 0 | 0 | 0 | 0 | 0 | 0 | 0 | 0 | 0 | 0 | 0 | 0 | 0 | 0 | 0 | 0 | 0 | 0 | 0 | 0 | 0 | 0 | 0 | 0 | 0 | 0 | 0 | 0 | 0 | 0 | 0 | 0 | 0 | 0 | 0 | 0 | 0 | 0 | 0 | 0 | 0 | 0 | 0 | 0 | 0
| Option 1 - BC ISP Scenario (Step Change - 43%) + BC Generation Connected |  | 0 | 0 | 0 | 0 | 0.81775 | 1.0355 | 1.1638 | 0.81324 | 1.5043 | 0.25189 | 0.33823 | 4.272 | 1.2747 | 4.709 | 2.1949 | 2.2657 | 2.3312 | 2.3922 | 2.4493 | 2.5029 | 2.5535 | 2.6013 | 2.6467 | 2.6898 | 2.731 | 2.7703 | 2.808 | 2.8441 | 2.8788 | 2.9121 | 2.9443 | 2.9754 | 3.0053 | 3.0343 | 3.0624 | 3.0896 | 3.116 | 3.1417 | 3.1666 | 3.1908 | 3.2144 | 3.2374 | 3.2598 | 3.2816 | 3.303 | 3.3238 | 3.3441 | 3.364
| Option 1 - LC ISP Scenario (Progressive Change - 42%) + BC Generation Connected |  | 0 | 0 | 0 | 0 | 0.83168 | 0.069494 | 1.0359 | 1.6287 | 0.50426 | 1.5713 | 0.74426 | 2.5011 | 2.1212 | 0.89262 | 1.5338 | 1.5792 | 1.6213 | 1.6605 | 1.6972 | 1.7316 | 1.7641 | 1.7948 | 1.824 | 1.8517 | 1.8781 | 1.9034 | 1.9275 | 1.9507 | 1.973 | 1.9944 | 2.0151 | 2.035 | 2.0543 | 2.0729 | 2.091 | 2.1084 | 2.1254 | 2.1419 | 2.1579 | 2.1734 | 2.1886 | 2.2033 | 2.2177 | 2.2317 | 2.2454 | 2.2588 | 2.2719 | 2.2846
| Option 1 - HC ISP Scenario (Green Energy Exports - 15%) + BC Generation Connected |  | 0 | 0 | 0 | 0 | 0 | 0 | 0 | 0 | 0 | 0 | 0 | 0 | 0 | 0 | 0 | 0 | 0 | 0 | 0 | 0 | 0 | 0 | 0 | 0 | 0 | 0 | 0 | 0 | 0 | 0 | 0 | 0 | 0 | 0 | 0 | 0 | 0 | 0 | 0 | 0 | 0 | 0 | 0 | 0 | 0 | 0 | 0 | 0
| Option 1 - BC ISP Scenario (Step Change - 43%) + LC Generation Connected |  | 0 | 0 | 0 | 0 | 0.89524 | 0.78442 | 0.7736 | 0.21755 | 0.59243 | 2.3514 | 0.80131 | 1.3418 | 3.2732 | 1.5312 | 1.5716 | 1.6087 | 1.6431 | 1.6752 | 1.7051 | 1.7333 | 1.7598 | 1.7849 | 1.8087 | 1.8313 | 1.8529 | 1.8736 | 1.8933 | 1.9123 | 1.9305 | 1.948 | 1.9649 | 1.9812 | 1.9969 | 2.0121 | 2.0268 | 2.0411 | 2.055 | 2.0684 | 2.0815 | 2.0942 | 2.1066 | 2.1187 | 2.1304 | 2.1419 | 2.1531 | 2.164 | 2.1747 | 2.1851
| Option 1 - BC ISP Scenario (Step Change - 43%) + HC Generation Connected |  | 0 | 0 | 0 | 0 | 0.58648 | 1.16 | 0.32264 | 0.98685 | 1.8528 | 3.4117 | 2.5705 | 1.0747 | 0.034829 | 2.7099 | 1.8384 | 1.8867 | 1.9314 | 1.9731 | 2.012 | 2.0486 | 2.0831 | 2.1157 | 2.1467 | 2.1761 | 2.2042 | 2.231 | 2.2567 | 2.2813 | 2.305 | 2.3278 | 2.3497 | 2.3709 | 2.3913 | 2.4111 | 2.4303 | 2.4489 | 2.4669 | 2.4844 | 2.5014 | 2.5179 | 2.534 | 2.5497 | 2.5649 | 2.5798 | 2.5944 | 2.6086 | 2.6225 | 2.636
| Option 2 - BC ISP Scenario (Step Change - 43%) + BC Generation Connected |  | 0 | 0 | 0 | 0 | 11.5557 | 3.3802 | 16.2153 | 9.6499 | 2.2037 | -7.3262 | -16.8028 | 5.9912 | 21.718 | 6.9458 | 5.6366 | 5.7622 | 5.8786 | 5.9868 | 6.0881 | 6.1833 | 6.273 | 6.3579 | 6.4384 | 6.515 | 6.588 | 6.6578 | 6.7246 | 6.7886 | 6.8502 | 6.9094 | 6.9665 | 7.0216 | 7.0748 | 7.1263 | 7.1761 | 7.2244 | 7.2713 | 7.3168 | 7.361 | 7.404 | 7.4458 | 7.4866 | 7.5263 | 7.5651 | 7.6029 | 7.6399 | 7.6759 | 7.7112
| Option 2 - LC ISP Scenario (Progressive Change - 42%) + BC Generation Connected |  | 0 | 0 | 0 | 0 | 0.99526 | 0.30125 | 1.0676 | 2.5533 | 0.40785 | 2.1097 | 2.2979 | 2.5381 | 3.4332 | 2.9482 | 2.5513 | 2.6395 | 2.7212 | 2.7972 | 2.8684 | 2.9352 | 2.9982 | 3.0578 | 3.1143 | 3.1681 | 3.2194 | 3.2683 | 3.3153 | 3.3602 | 3.4035 | 3.4451 | 3.4851 | 3.5238 | 3.5612 | 3.5973 | 3.6323 | 3.6662 | 3.6991 | 3.7311 | 3.7621 | 3.7923 | 3.8217 | 3.8504 | 3.8783 | 3.9055 | 3.932 | 3.958 | 3.9833 | 4.0081
| Option 2 - HC ISP Scenario (Green Energy Exports - 15%) + BC Generation Connected |  | 0 |  | 0 | 0 | 0 | 0 | 0 | 0 | 0 | 0 | 0 | 0 | 0 | 0 | 0 | 0 | 0 | 0 | 0 | 0 | 0 | 0 | 0 | 0 | 0 | 0 | 0 | 0 | 0 | 0 | 0 | 0 | 0 | 0 | 0 | 0 | 0 | 0 | 0 | 0 | 0 | 0 | 0 | 0 | 0 | 0 | 0 | 0
| Option 2 - BC ISP Scenario (Step Change - 43%) + LC Generation Connected |  | 0 | 0 | 0 | 0 | 1.0423 | 1.3228 | 0.83138 | 1.4655 | 1.0111 | 3.2712 | 0.66872 | 1.847 | 2.2111 | 2.7179 | 1.9659 | 2.008 | 2.047 | 2.0833 | 2.1172 | 2.1491 | 2.1792 | 2.2076 | 2.2346 | 2.2603 | 2.2848 | 2.3082 | 2.3305 | 2.352 | 2.3727 | 2.3925 | 2.4116 | 2.4301 | 2.4479 | 2.4652 | 2.4819 | 2.4981 | 2.5138 | 2.529 | 2.5439 | 2.5583 | 2.5723 | 2.586 | 2.5993 | 2.6123 | 2.625 | 2.6373 | 2.6494 | 2.6612
| Option 2 - BC ISP Scenario (Step Change - 43%) + HC Generation Connected |  | 0 | 0 | 0 | 0 | 0.88394 | 1.3082 | 0.81116 | 1.3157 | 2.0753 | 4.0323 | 3.7984 | 0.51763 | 0.44247 | 3.3827 | 2.4233 | 2.5017 | 2.5744 | 2.642 | 2.7052 | 2.7647 | 2.8207 | 2.8737 | 2.924 | 2.9718 | 3.0174 | 3.061 | 3.1027 | 3.1427 | 3.1811 | 3.2181 | 3.2538 | 3.2882 | 3.3214 | 3.3535 | 3.3846 | 3.4148 | 3.4441 | 3.4725 | 3.5001 | 3.527 | 3.5531 | 3.5786 | 3.6034 | 3.6276 | 3.6512 | 3.6743 | 3.6968 | 3.7188
| Option 3 - BC ISP Scenario (Step Change - 43%) + BC Generation Connected |  | 0 | 0 | 0 | 0 | 12.6912 | 4.2037 | 18.551 | 10.3805 | 2.6791 | -7.5168 | -20.7905 | 6.8443 | 24.4447 | 6.5485 | 5.7844 | 5.878 | 5.9647 | 6.0455 | 6.121 | 6.1919 | 6.2588 | 6.322 | 6.382 | 6.4391 | 6.4935 | 6.5455 | 6.5953 | 6.6431 | 6.689 | 6.7331 | 6.7757 | 6.8167 | 6.8564 | 6.8948 | 6.9319 | 6.9679 | 7.0028 | 7.0367 | 7.0697 | 7.1018 | 7.133 | 7.1633 | 7.193 | 7.2219 | 7.25 | 7.2776 | 7.3045 | 7.3308
| Option 3 - LC ISP Scenario (Progressive Change - 42%) + BC Generation Connected |  | 0 | 0 | 0 | 0 | 1.3577 | 0.61089 | 1.1384 | 2.7589 | 0.78293 | 3.2464 | 2.8482 | 3.0301 | 3.6688 | 3.3437 | 3.0157 | 3.1103 | 3.1978 | 3.2794 | 3.3556 | 3.4273 | 3.4948 | 3.5587 | 3.6193 | 3.6769 | 3.7319 | 3.7844 | 3.8347 | 3.883 | 3.9293 | 3.9739 | 4.0169 | 4.0583 | 4.0984 | 4.1371 | 4.1746 | 4.211 | 4.2463 | 4.2805 | 4.3138 | 4.3462 | 4.3777 | 4.4084 | 4.4383 | 4.4675 | 4.496 | 4.5238 | 4.5509 | 4.5775
| Option 3 - HC ISP Scenario (Green Energy Exports - 15%) + BC Generation Connected |  | 0 |  | 0 | 0 | 0 | 0 | 0 | 0 | 0 | 0 | 0 | 0 | 0 | 0 | 0 | 0 | 0 | 0 | 0 | 0 | 0 | 0 | 0 | 0 | 0 | 0 | 0 | 0 | 0 | 0 | 0 | 0 | 0 | 0 | 0 | 0 | 0 | 0 | 0 | 0 | 0 | 0 | 0 | 0 | 0 | 0 | 0 | 0
| Option 3 - BC ISP Scenario (Step Change - 43%) + LC Generation Connected |  | 0 | 0 | 0 | 0 | 2.2299 | 1.1522 | 1.1535 | 1.3756 | 1.3096 | 2.2797 | 3.9274 | 2.2757 | 2.1129 | 2.1536 | 2.3489 | 2.3985 | 2.4444 | 2.4871 | 2.5271 | 2.5647 | 2.6001 | 2.6336 | 2.6653 | 2.6956 | 2.7244 | 2.7519 | 2.7783 | 2.8036 | 2.8279 | 2.8512 | 2.8738 | 2.8955 | 2.9165 | 2.9368 | 2.9565 | 2.9755 | 2.994 | 3.012 | 3.0294 | 3.0464 | 3.0629 | 3.079 | 3.0947 | 3.11 | 3.1249 | 3.1395 | 3.1537 | 3.1677
| Option 3 - BC ISP Scenario (Step Change - 43%) + HC Generation Connected |  | 0 | 0 | 0 | 0 | 1.3667 | 1.8992 | 1.2272 | 1.5668 | 3.1122 | 3.8237 | 4.7718 | 2.4865 | 1.3592 | 5.5268 | 3.5008 | 3.6033 | 3.6982 | 3.7865 | 3.8691 | 3.9467 | 4.0199 | 4.0891 | 4.1548 | 4.2172 | 4.2768 | 4.3337 | 4.3882 | 4.4405 | 4.4907 | 4.539 | 4.5855 | 4.6305 | 4.6739 | 4.7158 | 4.7565 | 4.7959 | 4.8341 | 4.8712 | 4.9073 | 4.9423 | 4.9765 | 5.0097 | 5.0421 | 5.0738 | 5.1046 | 5.1347 | 5.1642 | 5.1929
| Option 4 - BC ISP Scenario (Step Change - 43%) + BC Generation Connected |  | 0 | 0 | 0 | 0 | 13.0951 | 4.3375 | 19.1415 | 10.7109 | 2.7644 | -7.756 | -21.4522 | 7.0622 | 25.2227 | 6.757 | 5.9685 | 6.0651 | 6.1546 | 6.2379 | 6.3158 | 6.389 | 6.458 | 6.5232 | 6.5852 | 6.6441 | 6.7002 | 6.7539 | 6.8053 | 6.8545 | 6.9019 | 6.9474 | 6.9913 | 7.0337 | 7.0746 | 7.1142 | 7.1525 | 7.1897 | 7.2257 | 7.2607 | 7.2947 | 7.3278 | 7.36 | 7.3913 | 7.4219 | 7.4517 | 7.4808 | 7.5092 | 7.537 | 7.5641
| Option 4 - LC ISP Scenario (Progressive Change - 42%) + BC Generation Connected |  | 0 | 0 | 0 | 0 | 1.4009 | 0.63033 | 1.1747 | 2.8467 | 0.80785 | 3.3497 | 2.9388 | 3.1265 | 3.7856 | 3.4501 | 3.1117 | 3.2093 | 3.2996 | 3.3837 | 3.4624 | 3.5363 | 3.606 | 3.672 | 3.7345 | 3.794 | 3.8507 | 3.9049 | 3.9568 | 4.0065 | 4.0544 | 4.1004 | 4.1447 | 4.1875 | 4.2288 | 4.2688 | 4.3075 | 4.345 | 4.3814 | 4.4168 | 4.4511 | 4.4845 | 4.517 | 4.5487 | 4.5796 | 4.6097 | 4.6391 | 4.6678 | 4.6958 | 4.7232
| Option 4 - HC ISP Scenario (Green Energy Exports - 15%) + BC Generation Connected |  | 0 | 0 | 0 | 0 | 0 | 0 | 0 | 0 | 0 | 0 | 0 | 0 | 0 | 0 | 0 | 0 | 0 | 0 | 0 | 0 | 0 | 0 | 0 | 0 | 0 | 0 | 0 | 0 | 0 | 0 | 0 | 0 | 0 | 0 | 0 | 0 | 0 | 0 | 0 | 0 | 0 | 0 | 0 | 0 | 0 | 0 | 0 | 0
| Option 4 - BC ISP Scenario (Step Change - 43%) + LC Generation Connected |  | 0 | 0 | 0 | 0 | 2.3009 | 1.1888 | 1.1902 | 1.4194 | 1.3513 | 2.3523 | 4.0524 | 2.3481 | 2.1802 | 2.2221 | 2.4237 | 2.4748 | 2.5222 | 2.5663 | 2.6075 | 2.6463 | 2.6828 | 2.7174 | 2.7502 | 2.7814 | 2.8111 | 2.8395 | 2.8667 | 2.8928 | 2.9179 | 2.942 | 2.9652 | 2.9877 | 3.0093 | 3.0303 | 3.0506 | 3.0702 | 3.0893 | 3.1079 | 3.1259 | 3.1434 | 3.1604 | 3.177 | 3.1932 | 3.209 | 3.2244 | 3.2394 | 3.2541 | 3.2685
| Option 4 - BC ISP Scenario (Step Change - 43%) + HC Generation Connected |  | 0 | 0 | 0 | 0 | 1.4102 | 1.9596 | 1.2663 | 1.6167 | 3.2112 | 3.9454 | 4.9237 | 2.5656 | 1.4024 | 5.7027 | 3.6123 | 3.718 | 3.8159 | 3.907 | 3.9923 | 4.0724 | 4.1479 | 4.2193 | 4.287 | 4.3515 | 4.4129 | 4.4716 | 4.5279 | 4.5818 | 4.6336 | 4.6834 | 4.7315 | 4.7778 | 4.8226 | 4.8659 | 4.9079 | 4.9485 | 4.988 | 5.0262 | 5.0635 | 5.0996 | 5.1349 | 5.1692 | 5.2026 | 5.2352 | 5.2671 | 5.2982 | 5.3285 | 5.3582
| Augmentation Carbon Emissions Reduction | t C02-e | 2024/25 | 2025/26 | 2026/27 | 2027/28 | 2028/29 | 2029/30 | 2030/31 | 2031/32 | 2032/33 | 2033/34 | 2034/35 | 2035/36 | 2036/37 | 2037/38 | 2038/39 | 2039/40 | 2040/41 | 2041/42 | 2042/43 | 2043/44 | 2044/45 | 2045/46 | 2046/47 | 2047/48 | 2048/49 | 2049/50 | 2050/51 | 2051/52 | 2052/53 | 2053/54 | 2054/55 | 2055/56 | 2056/57 | 2057/58 | 2058/59 | 2059/60 | 2060/61 | 2061/62 | 2062/63 | 2063/64 | 2064/65 | 2065/66 | 2066/67 | 2067/68 | 2068/69 | 2069/70 | 2070/71 | 2071/72
| Option 0 - BC ISP Scenario (Step Change - 43%) + BC Generation Connected |  | 0 | 0 | 0 | 0 | 0 | 0 | 0 | 0 | 0 | 0 | 0 | 0 | 0 | 0 | 0 | 0 | 0 | 0 | 0 | 0 | 0 | 0 | 0 | 0 | 0 | 0 | 0 | 0 | 0 | 0 | 0 | 0 | 0 | 0 | 0 | 0 | 0 | 0 | 0 | 0 | 0 | 0 | 0 | 0 | 0 | 0 | 0 | 0
| Option 0 - LC ISP Scenario (Progressive Change - 42%) + BC Generation Connected |  | 0 | 0 | 0 | 0 | 0 | 0 | 0 | 0 | 0 | 0 | 0 | 0 | 0 | 0 | 0 | 0 | 0 | 0 | 0 | 0 | 0 | 0 | 0 | 0 | 0 | 0 | 0 | 0 | 0 | 0 | 0 | 0 | 0 | 0 | 0 | 0 | 0 | 0 | 0 | 0 | 0 | 0 | 0 | 0 | 0 | 0 | 0 | 0
| Option 0 - HC ISP Scenario (Green Energy Exports - 15%) + BC Generation Connected |  | 0 | 0 | 0 | 0 | 0 | 0 | 0 | 0 | 0 | 0 | 0 | 0 | 0 | 0 | 0 | 0 | 0 | 0 | 0 | 0 | 0 | 0 | 0 | 0 | 0 | 0 | 0 | 0 | 0 | 0 | 0 | 0 | 0 | 0 | 0 | 0 | 0 | 0 | 0 | 0 | 0 | 0 | 0 | 0 | 0 | 0 | 0 | 0
| Option 0 - BC ISP Scenario (Step Change - 43%) + LC Generation Connected |  | 0 | 0 | 0 | 0 | 0 | 0 | 0 | 0 | 0 | 0 | 0 | 0 | 0 | 0 | 0 | 0 | 0 | 0 | 0 | 0 | 0 | 0 | 0 | 0 | 0 | 0 | 0 | 0 | 0 | 0 | 0 | 0 | 0 | 0 | 0 | 0 | 0 | 0 | 0 | 0 | 0 | 0 | 0 | 0 | 0 | 0 | 0 | 0
| Option 0 - BC ISP Scenario (Step Change - 43%) + HC Generation Connected |  | 0 | 0 | 0 | 0 | 0 | 0 | 0 | 0 | 0 | 0 | 0 | 0 | 0 | 0 | 0 | 0 | 0 | 0 | 0 | 0 | 0 | 0 | 0 | 0 | 0 | 0 | 0 | 0 | 0 | 0 | 0 | 0 | 0 | 0 | 0 | 0 | 0 | 0 | 0 | 0 | 0 | 0 | 0 | 0 | 0 | 0 | 0 | 0
| Option 1 - BC ISP Scenario (Step Change - 43%) + BC Generation Connected |  | 0 | 0 | 0 | 0 | 28435.5805 | 31615.6662 | 20143.7812 | 20131.4908 | 22874.9905 | 3794.1305 | 1408.4465 | 23830.6871 | 7659.7115 | 22486.0599 | 6695.1385 | 5682.4454 | 4822.9302 | 4093.4235 | 3474.2606 | 2948.7509 | 2502.7288 | 2124.1711 | 1802.8733 | 1530.1743 | 1298.7233 | 1102.281 | 935.5522 | 794.0425 | 673.9372 | 571.9988 | 485.4794 | 412.0468 | 349.7214 | 296.8233 | 251.9264 | 213.8205 | 181.4785 | 154.0284 | 130.7304 | 110.9564 | 94.1733 | 79.9289 | 67.839 | 57.5778 | 48.8687 | 41.4769 | 35.2032 | 29.8784
| Option 1 - LC ISP Scenario (Progressive Change - 42%) + BC Generation Connected |  | 0 | 0 | 0 | 0 | 24193.2142 | 18142.8924 | 28219.7402 | 32594.9587 | 8231.0847 | 6164.6763 | 8233.7887 | 19369.2367 | 12529.4543 | 3816.3243 | 6225.5789 | 5236.5686 | 4404.6748 | 3704.9377 | 3116.3624 | 2621.2897 | 2204.8653 | 1854.5952 | 1559.9698 | 1312.1492 | 1103.6981 | 928.362 | 780.8802 | 656.8277 | 552.4825 | 464.7138 | 390.8883 | 328.7908 | 276.5583 | 232.6236 | 195.6685 | 164.5841 | 138.4379 | 116.4453 | 97.9465 | 82.3865 | 69.2984 | 58.2895 | 49.0295 | 41.2405 | 34.689 | 29.1782 | 24.5429 | 20.6439
| Option 1 - HC ISP Scenario (Green Energy Exports - 15%) + BC Generation Connected |  |  |  | 0 | 0 | 0 | 0 | 0 | 0 | 0 | 0 | 0 | 0 | 0 | 0 | 0 | 0 | 0 | 0 | 0 | 0 | 0 | 0 | 0 | 0 | 0 | 0 | 0 | 0 | 0 | 0 | 0 | 0 | 0 | 0 | 0 | 0 | 0 | 0 | 0 | 0 | 0 | 0 | 0 | 0 | 0 | 0 | 0 | 0
| Option 1 - BC ISP Scenario (Step Change - 43%) + LC Generation Connected |  | 0 | 0 | 0 | 0 | 27663.5538 | 21978.0685 | 23390.2308 | 15730.6764 | 5740.9257 | 14565.9843 | 4638.9276 | 6047.444 | 17212.3327 | 6252.9399 | 5176.0993 | 4284.7051 | 3546.8211 | 2936.0107 | 2430.39 | 2011.844 | 1665.3774 | 1378.5769 | 1141.1674 | 944.6429 | 781.9627 | 647.2982 | 535.8247 | 443.5484 | 367.1634 | 303.9329 | 251.5916 | 208.2641 | 172.3982 | 142.7089 | 118.1325 | 97.7885 | 80.948 | 67.0077 | 55.468 | 45.9157 | 38.0084 | 31.4628 | 26.0445 | 21.5593 | 17.8465 | 14.7731 | 12.229 | 10.123
| Option 1 - BC ISP Scenario (Step Change - 43%) + HC Generation Connected |  | 0 | 0 | 0 | 0 | 28797.0641 | 38449.9409 | 12312.6726 | 22660.0443 | 29571.654 | 23881.4301 | 16368.5871 | 6541.1139 | 1707.899 | 10852.4599 | 5667.975 | 4603.5692 | 3739.0513 | 3036.8838 | 2466.5784 | 2003.3723 | 1627.1531 | 1321.5852 | 1073.4008 | 871.8237 | 708.1013 | 575.1249 | 467.1205 | 379.3985 | 308.1502 | 250.2817 | 203.2806 | 165.1059 | 134.1002 | 108.9171 | 88.4632 | 71.8505 | 58.3575 | 47.3983 | 38.4973 | 31.2677 | 25.3959 | 20.6267 | 16.7532 | 13.607 | 11.0517 | 8.9763 | 7.2906 | 5.9215
| Option 2 - BC ISP Scenario (Step Change - 43%) + BC Generation Connected |  | 0 | 0 | 0 | 0 | 26272.1805 | 37517.8439 | 17806.3028 | 52933.4553 | 86449.7156 | -28620.4553 | -64336.0715 | 24211.4387 | 91283.2641 | 21249.5724 | 5984.1564 | 4963.5211 | 4116.9615 | 3414.7879 | 2832.3744 | 2349.2952 | 1948.6082 | 1616.2609 | 1340.5975 | 1111.9502 | 922.3001 | 764.996 | 634.5212 | 526.2996 | 436.5359 | 362.082 | 300.3266 | 249.104 | 206.6178 | 171.3778 | 142.1483 | 117.904 | 97.7947 | 81.1152 | 67.2805 | 55.8054 | 46.2874 | 38.3928 | 31.8447 | 26.4134 | 21.9084 | 18.1718 | 15.0725 | 12.5018
| Option 2 - LC ISP Scenario (Progressive Change - 42%) + BC Generation Connected |  | 0 | 0 | 0 | 0 | 32941.52 | 20033.3252 | 34026.9642 | 60108.7312 | 1674.5993 | 15808.3571 | 16984.6884 | 19292.0644 | 23116.9172 | 19218.81 | 12314.8135 | 11311.3075 | 10389.5749 | 9542.9521 | 8765.3188 | 8051.053 | 7394.991 | 6792.3901 | 6238.8938 | 5730.5006 | 5263.5352 | 4834.6217 | 4440.6594 | 4078.8002 | 3746.4281 | 3441.1403 | 3160.7296 | 2903.169 | 2666.5964 | 2449.3015 | 2249.7135 | 2066.3895 | 1898.0041 | 1743.3401 | 1601.2793 | 1470.7947 | 1350.943 | 1240.8578 | 1139.7431 | 1046.868 | 961.5612 | 883.2057 | 811.2353 | 745.1296
| Option 2 - HC ISP Scenario (Green Energy Exports - 15%) + BC Generation Connected |  |  |  | 0 | 0 | 0 | 0 | 0 | 0 | 0 | 0 | 0 | 0 | 0 | 0 | 0 | 0 | 0 | 0 | 0 | 0 | 0 | 0 | 0 | 0 | 0 | 0 | 0 | 0 | 0 | 0 | 0 | 0 | 0 | 0 | 0 | 0 | 0 | 0 | 0 | 0 | 0 | 0 | 0 | 0 | 0 | 0 | 0 | 0
| Option 2 - BC ISP Scenario (Step Change - 43%) + LC Generation Connected |  | 0 | 0 | 0 | 0 | 33196.909 | 34186.1307 | 25956.1272 | 31325.1279 | 15494.3339 | 22601.3353 | 4257.3873 | 5629.8194 | 10227.3268 | 13311.1711 | 6639.6547 | 5446.9726 | 4468.5321 | 3665.849 | 3007.352 | 2467.1409 | 2023.968 | 1660.4024 | 1362.144 | 1117.4619 | 916.7321 | 752.0593 | 616.9668 | 506.141 | 415.2228 | 340.6363 | 279.4477 | 229.2505 | 188.0702 | 154.2871 | 126.5725 | 103.8363 | 85.1841 | 69.8825 | 57.3295 | 47.0314 | 38.5831 | 31.6524 | 25.9667 | 21.3023 | 17.4758 | 14.3366 | 11.7613 | 9.6486
| Option 2 - BC ISP Scenario (Step Change - 43%) + HC Generation Connected |  | 0 | 0 | 0 | 0 | 36510.5863 | 40589.5848 | 14172.5901 | 16092.2285 | 24946.3804 | 25812.282 | 20942.2837 | 4045.377 | 3612.555 | 14602.3116 | 6796.2692 | 5620.2369 | 4647.7062 | 3843.4631 | 3178.3869 | 2628.3961 | 2173.5762 | 1797.4587 | 1486.4249 | 1229.2126 | 1016.5086 | 840.6111 | 695.151 | 574.8615 | 475.3869 | 393.1256 | 325.0988 | 268.8434 | 222.3225 | 183.8516 | 152.0378 | 125.729 | 103.9728 | 85.9812 | 71.103 | 58.7992 | 48.6246 | 40.2105 | 33.2525 | 27.4984 | 22.7401 | 18.8051 | 15.5511 | 12.8601
| Option 3 - BC ISP Scenario (Step Change - 43%) + BC Generation Connected |  | 0 | 0 | 0 | 0 | 38735.2633 | 53175.3529 | 35796.3073 | 42814.1297 | 108918.7421 | -27524.4967 | -85813.2654 | 28123.4467 | 102984.9377 | 20279.7922 | 25287.9655 | 22927.3062 | 20787.017 | 18846.5262 | 17087.1823 | 15492.0751 | 14045.8729 | 12734.6753 | 11545.8794 | 10468.0589 | 9490.8541 | 8604.8725 | 7801.5982 | 7073.3104 | 6413.0092 | 5814.3477 | 5271.572 | 4779.465 | 4333.2967 | 3928.7787 | 3562.0229 | 3229.5041 | 2928.0264 | 2654.6919 | 2406.8735 | 2182.1892 | 1978.4795 | 1793.7862 | 1626.3343 | 1474.5142 | 1336.8667 | 1212.0687 | 1098.9208 | 996.3353
| Option 3 - LC ISP Scenario (Progressive Change - 42%) + BC Generation Connected |  | 0 | 0 | 0 | 0 | 49022.7662 | 36063.1569 | 45005.8899 | 83773.6806 | 9409.5494 | 23331.7431 | 26102.5391 | 25727.6515 | 21988.4049 | 31999.9608 | 17969.8728 | 16211.107 | 14624.4769 | 13193.1351 | 11901.883 | 10737.0097 | 9686.1461 | 8738.1336 | 7882.906 | 7111.3822 | 6415.3697 | 5787.478 | 5221.04 | 4710.0411 | 4249.0551 | 3833.1872 | 3458.0216 | 3119.5745 | 2814.2523 | 2538.8129 | 2290.3316 | 2066.1699 | 1863.9476 | 1681.5174 | 1516.9422 | 1368.4745 | 1234.5378 | 1113.7098 | 1004.7077 | 906.3739 | 817.6643 | 737.6371 | 665.4423 | 600.3134
| Option 3 - HC ISP Scenario (Green Energy Exports - 15%) + BC Generation Connected |  |  |  | 0 | 0 | 0 | 0 | 0 | 0 | 0 | 0 | 0 | 0 | 0 | 0 | 0 | 0 | 0 | 0 | 0 | 0 | 0 | 0 | 0 | 0 | 0 | 0 | 0 | 0 | 0 | 0 | 0 | 0 | 0 | 0 | 0 | 0 | 0 | 0 | 0 | 0 | 0 | 0 | 0 | 0 | 0 | 0 | 0 | 0
| Option 3 - BC ISP Scenario (Step Change - 43%) + LC Generation Connected |  | 0 | 0 | 0 | 0 | 51725.0929 | 38054.6857 | 51881.2582 | 30190.4807 | 33518.7892 | 20820.0559 | 21123.8648 | 10048.1864 | 11166.6875 | 8402.873 | 8952.3738 | 7263.9134 | 5893.9047 | 4782.2862 | 3880.3243 | 3148.4766 | 2554.6589 | 2072.8381 | 1681.8909 | 1364.6783 | 1107.2935 | 898.4526 | 729.0002 | 591.5073 | 479.9462 | 389.4261 | 315.9784 | 256.3834 | 208.0283 | 168.7932 | 136.958 | 111.127 | 90.1679 | 73.1618 | 59.3632 | 48.167 | 39.0825 | 31.7113 | 25.7304 | 20.8775 | 16.9399 | 13.745 | 11.1526 | 9.0492
| Option 3 - BC ISP Scenario (Step Change - 43%) + HC Generation Connected |  | 0 | 0 | 0 | 0 | 52693.3623 | 54479.2902 | 41904.0985 | 34750.6667 | 55096.2551 | 22926.891 | 30006.5126 | 13232.2734 | 4417.0823 | 23641.9229 | 11305.0915 | 9292.9235 | 7638.8968 | 6279.2667 | 5161.634 | 4242.9263 | 3487.7373 | 2866.9628 | 2356.6785 | 1937.2185 | 1592.4173 | 1308.9865 | 1076.0029 | 884.4876 | 727.0596 | 597.6519 | 491.2772 | 403.8358 | 331.958 | 272.8735 | 224.3054 | 184.3818 | 151.5641 | 124.5875 | 102.4125 | 84.1843 | 69.2005 | 56.8837 | 46.7591 | 38.4365 | 31.5953 | 25.9717 | 21.3491 | 17.5492
| Option 4 - BC ISP Scenario (Step Change - 43%) + BC Generation Connected |  | 0 | 0 | 0 | 0 | 39968.1699 | 54867.8739 | 36935.6698 | 44176.8628 | 112385.5222 | -28400.5753 | -88544.6201 | 29018.5893 | 106262.8504 | 20925.2787 | 26092.8574 | 23657.0605 | 21448.648 | 19446.3932 | 17631.0511 | 15985.1731 | 14492.9397 | 13140.0079 | 11913.3737 | 10801.2472 | 9792.939 | 8878.7574 | 8049.9156 | 7298.4472 | 6617.1292 | 5999.4129 | 5439.3611 | 4931.5908 | 4471.2214 | 4053.828 | 3675.3987 | 3332.2962 | 3021.2227 | 2739.1882 | 2483.482 | 2251.6462 | 2041.4526 | 1850.8808 | 1678.099 | 1521.4466 | 1379.4179 | 1250.6477 | 1133.8984 | 1028.0477
| Option 4 - LC ISP Scenario (Progressive Change - 42%) + BC Generation Connected |  | 0 | 0 | 0 | 0 | 49022.7662 | 36063.1569 | 45005.8899 | 83773.6806 | 9409.5494 | 23331.7431 | 26102.5391 | 25727.6515 | 21988.4049 | 31999.9608 | 17969.8728 | 16211.107 | 14624.4769 | 13193.1351 | 11901.883 | 10737.0097 | 9686.1461 | 8738.1336 | 7882.906 | 7111.3822 | 6415.3697 | 5787.478 | 5221.04 | 4710.0411 | 4249.0551 | 3833.1872 | 3458.0216 | 3119.5745 | 2814.2523 | 2538.8129 | 2290.3316 | 2066.1699 | 1863.9476 | 1681.5174 | 1516.9422 | 1368.4745 | 1234.5378 | 1113.7098 | 1004.7077 | 906.3739 | 817.6643 | 737.6371 | 665.4423 | 600.3134
| Option 4 - HC ISP Scenario (Green Energy Exports - 15%) + BC Generation Connected |  |  |  | 0 | 0 | 0 | 0 | 0 | 0 | 0 | 0 | 0 | 0 | 0 | 0 | 0 | 0 | 0 | 0 | 0 | 0 | 0 | 0 | 0 | 0 | 0 | 0 | 0 | 0 | 0 | 0 | 0 | 0 | 0 | 0 | 0 | 0 | 0 | 0 | 0 | 0 | 0 | 0 | 0 | 0 | 0 | 0 | 0 | 0
| Option 4 - BC ISP Scenario (Step Change - 43%) + LC Generation Connected |  | 0 | 0 | 0 | 0 | 53371.4535 | 39265.9301 | 53532.5894 | 31151.415 | 34585.6605 | 21482.7385 | 21796.2174 | 10368.0106 | 11522.1126 | 8670.3285 | 9237.3193 | 7495.1169 | 6081.5021 | 4934.5019 | 4003.8313 | 3248.6896 | 2635.9713 | 2138.8146 | 1735.4239 | 1408.1147 | 1142.5376 | 927.0495 | 752.2036 | 610.3344 | 495.2224 | 401.8211 | 326.0357 | 264.5438 | 214.6496 | 174.1657 | 141.3172 | 114.6641 | 93.0379 | 75.4905 | 61.2526 | 49.7001 | 40.3264 | 32.7207 | 26.5494 | 21.5421 | 17.4791 | 14.1825 | 11.5076 | 9.3372
| Option 4 - BC ISP Scenario (Step Change - 43%) + HC Generation Connected |  | 0 | 0 | 0 | 0 | 54370.5419 | 56213.3142 | 43237.8662 | 35856.7474 | 56849.9165 | 23656.6322 | 30961.5914 | 13653.4441 | 4557.6738 | 24394.4228 | 11664.9218 | 9588.7085 | 7882.0357 | 6479.1298 | 5325.9239 | 4377.9746 | 3598.7487 | 2958.2155 | 2431.6893 | 1998.8784 | 1643.1025 | 1350.6503 | 1110.2511 | 912.64 | 750.2012 | 616.6746 | 506.9141 | 416.6896 | 342.5239 | 281.5588 | 231.4448 | 190.2505 | 156.3882 | 128.553 | 105.6722 | 86.8638 | 71.4031 | 58.6942 | 48.2474 | 39.6599 | 32.601 | 26.7984 | 22.0286 | 18.1078
| Cost of Carbon | $/t CO2-e | 2024/25 | 2025/26 | 2026/27 | 2027/28 | 2028/29 | 2029/30 | 2030/31 | 2031/32 | 2032/33 | 2033/34 | 2034/35 | 2035/36
|  |  | 70 | 75 | 80 | 84 | 89 | 95 | 105 | 114 | 124 | 135 | 146 | 157 | 169 | 181 | 194 | 207 | 221 | 236 | 252 | 268 | 286 | 305 | 325 | 346 | 369 | 393 | 420 | 420 | 420 | 420 | 420 | 420 | 420 | 420 | 420 | 420 | 420 | 420 | 420 | 420 | 420 | 420 | 420 | 420 | 420 | 420 | 420 | 420
Note on C14: Author: 2024 Draft IASR Central Assumption
Note on E14: Author: Reg teams current estimation of reg WACC as advised 10/05/24
Note on G14: Author: 2024 Draft IASR Upper Bound

## Scenarios
SCENARIOS |  | Discount Rate 3.9% | Discount Rate 7% | Discount Rate 10.5% | Asset Failure Rate LC (75%) | Asset Failure Rate BC | Asset Failure Rate HC (125%) | ISP Scenario LC | ISP Scenario BC | ISP Scenario HC | VCR Rate LC (75%) | VCR Rate BC | VCR Rate HC (125%) | Capital Cost LC (75%) | Capital Cost BC | Capital Cost HC (125%) | Cost of Carbon LC (75%) | Cost of Carbon BC | Cost of Carbon HC (125%) | Generation Connected LC (90%) | Generation Connected BC | Generation Connected HC (110%)
NPV Benefits | Capital | Discount Rate |  |  | Asset Failure Rate |  |  | ISP Scenario |  |  | VCR Rate |  |  | Capital Cost |  |  | Cost of Carbon |  |  | Generation Connected
Option | Cost | 3.9% | 7% | 10.5% | LC (75%) | BC | HC (125%) | LC | BC | HC | LC (75%) | BC | HC (125%) | LC (75%) | BC | HC (125%) | LC (75%) | BC | HC (125%) | LC (90%) | BC | HC (110%)
Business as Usual | 0 | 7.6079 | 5.8065 | 4.402 | 5.8065 | 5.8065 | 5.8065 | 5.8065 | 5.8065 |  | 4.3549 | 5.8065 | 7.2581 | 5.8065 | 5.8065 | 5.8065 | 5.8065 | 5.8065 | 5.8065 | 5.8065 | 5.8065 | 5.8065 | Option 0
WOTS 3Tx + Aug. Existing WO-BWA line with 19/4.75 | 35.6 | 17.7668 | 7.8003 | 0.85837 | 7.8003 | 7.8003 | 7.8003 | 0.50043 | 7.8003 |  | 7.8003 | 7.8003 | 7.8003 | 14.5901 | 7.8003 | 1.0105 | 5.2951 | 7.8003 | 10.3055 | -1.2519 | 7.8003 | 4.9215 | Option 1
WOTS 3Tx + Aug. Existing WO-BWA line with 37/3.75 | 36.15 | 76.4364 | 51.4665 | 32.8881 | 51.4665 | 51.4665 | 51.4665 | 20.3929 | 51.4665 |  | 51.4665 | 51.4665 | 51.4665 | 58.3612 | 51.4665 | 44.5718 | 49.0139 | 51.4665 | 53.9191 | 6.3592 | 51.4665 | 11.3943 | Option 2
WOTS 3Tx + Add second cct (same conductor) to existing WO-BWA line | 46.8 | 93.4586 | 62.2271 | 39.1038 | 62.2271 | 62.2271 | 62.2271 | 26.2964 | 62.2271 |  | 62.2271 | 62.2271 | 62.2271 | 71.153 | 62.2271 | 53.3013 | 59.1094 | 62.2271 | 65.3449 | 8.3285 | 62.2271 | 23.394 | Option 3
WOTS 3Tx + Add second WO-BWA line with 37/3.75 | 50.96 | 100.3043 | 66.6321 | 41.7149 | 66.6321 | 66.6321 | 66.6321 | 28.4825 | 66.6321 |  | 65.5167 | 66.6321 | 67.7475 | 78.7316 | 66.6321 | 60.8798 | 63.4151 | 66.6321 | 69.8491 | 11.0179 | 66.6321 | 26.5629 | Option 4
Economic Option |  | Option 4 | Option 4 | Option 4 | Option 4 | Option 4 | Option 4 | Option 4 | Option 4 |  | Option 4 | Option 4 | Option 4 | Option 4 | Option 4 | Option 4 | Option 4 | Option 4 | Option 4 | Option 4 | Option 4 | Option 4
0

## Option0
Business as Usual | [13 empty] | Residual
0 |  | 2024/25 | 2025/26 | 2026/27 | 2027/28 | 2028/29 | 2029/30 | 2030/31 | 2031/32 | 2032/33 | 2033/34 | 2034/35 | 2035/36
Capex |  | 0 | 0 | 0 | 0 | 0 | 0 | 0 | 0 | 0 | 0 | 0 | 0 | 0
Annual payment for Non-Network Options |  | 0 | 0 | 0 | 0 | 0 | 0 | 0 | 0 | 0 | 0 | 0 | 0 | 0
RISK AND OPERATING COST | Sensitivity
Transformer Safety, Collateral, Enviromental and Reactive Asset replacement Risk | AFR-BC | 0 | 0 | 0 | 0 | 0 | 0 | 0 | 0 | 0 | 0 | 0 | 0 | 0
| AFR-LC | 0 | 0 | 0 | 0 | 0 | 0 | 0 | 0 | 0 | 0 | 0 | 0 | 0
| AFR-HC | 0 | 0 | 0 | 0 | 0 | 0 | 0 | 0 | 0 | 0 | 0 | 0 | 0
330 kV Circuit Breaker Risk Cost |  | 0 | 0 | 0 | 0 | 0 | 0 | 0 | 0 | 0 | 0 | 0 | 0 | 0
330 kV Instrument Transformer Risk Cost |  | 0 | 0 | 0 | 0 | 0 | 0 | 0 | 0 | 0 | 0 | 0 | 0 | 0
66 kV Circuit Breaker Risk Cost |  | 0 | 0 | 0 | 0 | 0 | 0 | 0 | 0 | 0 | 0 | 0 | 0 | 0
66 kV Instrument Transformer Risk Cost |  | 0 | 0 | 0 | 0 | 0 | 0 | 0 | 0 | 0 | 0 | 0 | 0 | 0
66 kV Conductor Risk Cost | VCR-BC | 0.38917 | 0.39447 | 0.40093 | 0.40557 | 0.41714 | 0.42287 | 0.42884 | 0.43524 | 0.44111 | 0.44688 | 0.45304 | 0.45781 | 5.9677
| VCR-LC | 0.29187 | 0.29585 | 0.3007 | 0.30418 | 0.31285 | 0.31715 | 0.32163 | 0.32643 | 0.33083 | 0.33516 | 0.33978 | 0.34336 | 4.4757
| VCR-HC | 0.48646 | 0.49308 | 0.50117 | 0.50696 | 0.52142 | 0.52859 | 0.53605 | 0.54405 | 0.55138 | 0.55859 | 0.5663 | 0.57226 | 7.4596
22 kV Circuit Breaker Risk Cost |  | 0 | 0 | 0 | 0 | 0 | 0 | 0 | 0 | 0 | 0 | 0 | 0 | 0
22 kV Instrument Transformer Risk Cost |  | 0 | 0 | 0 | 0 | 0 | 0 | 0 | 0 | 0 | 0 | 0 | 0 | 0
N-1 Transformer Supply Risk |  | 0 | 0 | 0 | 0 | 0 | 0 | 0 | 0 | 0 | 0 | 0 | 0 | 0
N-2 Transformer Supply Risk | AFR-BC | 0 | 0 | 0 | 0 | 0 | 0 | 0 | 0 | 0 | 0 | 0 | 0 | 0
| AFR-LC | 0 | 0 | 0 | 0 | 0 | 0 | 0 | 0 | 0 | 0 | 0 | 0 | 0
| AFR-HC | 0 | 0 | 0 | 0 | 0 | 0 | 0 | 0 | 0 | 0 | 0 | 0 | 0
| VCR-LC | 0 | 0 | 0 | 0 | 0 | 0 | 0 | 0 | 0 | 0 | 0 | 0 | 0
| VCR-HC | 0 | 0 | 0 | 0 | 0 | 0 | 0 | 0 | 0 | 0 | 0 | 0 | 0
N-4 Tranformer Supply Risk |  | 0 | 0 | 0 | 0 | 0 | 0 | 0 | 0 | 0 | 0 | 0 | 0 | 0
Transformer Maintenance | AFR-BC | 0 | 0 | 0 | 0 | 0 | 0 | 0 | 0 | 0 | 0 | 0 | 0 | 0
| AFR-LC | 0 | 0 | 0 | 0 | 0 | 0 | 0 | 0 | 0 | 0 | 0 | 0 | 0
| AFR-HC | 0 | 0 | 0 | 0 | 0 | 0 | 0 | 0 | 0 | 0 | 0 | 0 | 0
Circuit Breaker Maintenance |  | 0 | 0 | 0 | 0 | 0 | 0 | 0 | 0 | 0 | 0 | 0 | 0 | 0
Transformer Losses | AFR-BC | 0 | 0 | 0 | 0 | 0 | 0 | 0 | 0 | 0 | 0 | 0 | 0 | 0
| AFR-LC | 0 | 0 | 0 | 0 | 0 | 0 | 0 | 0 | 0 | 0 | 0 | 0 | 0
| AFR-HC | 0 | 0 | 0 | 0 | 0 | 0 | 0 | 0 | 0 | 0 | 0 | 0 | 0
MARKET IMPACT AND EMISSIONS COST
Generation Operation costs | BC | 0 | 0 | 0 | 0 | 0 | 0 | 0 | 0 | 0 | 0 | 0 | 0 | 0
| ISP-LC | 0 | 0 | 0 | 0 | 0 | 0 | 0 | 0 | 0 | 0 | 0 | 0 | 0
| Gen-LC | 0 | 0 | 0 | 0 | 0 | 0 | 0 | 0 | 0 | 0 | 0 | 0 | 0
| Gen-HC | 0 | 0 | 0 | 0 | 0 | 0 | 0 | 0 | 0 | 0 | 0 | 0 | 0
| CoC-LC | 0 | 0 | 0 | 0 | 0 | 0 | 0 | 0 | 0 | 0 | 0 | 0 | 0
| CoC-HC | 0 | 0 | 0 | 0 | 0 | 0 | 0 | 0 | 0 | 0 | 0 | 0 | 0
Emissions Cost | BC | 0 | 0 | 0 | 0 | 0 | 0 | 0 | 0 | 0 | 0 | 0 | 0 | 0
| ISP-LC | 0 | 0 | 0 | 0 | 0 | 0 | 0 | 0 | 0 | 0 | 0 | 0 | 0
| Gen-LC | 0 | 0 | 0 | 0 | 0 | 0 | 0 | 0 | 0 | 0 | 0 | 0 | 0
| Gen-HC | 0 | 0 | 0 | 0 | 0 | 0 | 0 | 0 | 0 | 0 | 0 | 0 | 0
| CoC-LC | 0 | 0 | 0 | 0 | 0 | 0 | 0 | 0 | 0 | 0 | 0 | 0 | 0
| CoC-HC | 0 | 0 | 0 | 0 | 0 | 0 | 0 | 0 | 0 | 0 | 0 | 0 | 0
Annual Risk Cost and Operating Cost | BC | 0.38917 | 0.39447 | 0.40093 | 0.40557 | 0.41714 | 0.42287 | 0.42884 | 0.43524 | 0.44111 | 0.44688 | 0.45304 | 0.45781 | 5.9677
| AFR-LC | 0.38917 | 0.39447 | 0.40093 | 0.40557 | 0.41714 | 0.42287 | 0.42884 | 0.43524 | 0.44111 | 0.44688 | 0.45304 | 0.45781 | 5.9677
| AFR-HC | 0.38917 | 0.39447 | 0.40093 | 0.40557 | 0.41714 | 0.42287 | 0.42884 | 0.43524 | 0.44111 | 0.44688 | 0.45304 | 0.45781 | 5.9677
| VCR-LC | 0.29187 | 0.29585 | 0.3007 | 0.30418 | 0.31285 | 0.31715 | 0.32163 | 0.32643 | 0.33083 | 0.33516 | 0.33978 | 0.34336 | 4.4757
| VCR-HC | 0.48646 | 0.49308 | 0.50117 | 0.50696 | 0.52142 | 0.52859 | 0.53605 | 0.54405 | 0.55138 | 0.55859 | 0.5663 | 0.57226 | 7.4596
Annual Market Impact and Emissions Cost | BC | 0 | 0 | 0 | 0 | 0 | 0 | 0 | 0 | 0 | 0 | 0 | 0 | 0
| ISP-LC | 0 | 0 | 0 | 0 | 0 | 0 | 0 | 0 | 0 | 0 | 0 | 0 | 0
| Gen-LC | 0 | 0 | 0 | 0 | 0 | 0 | 0 | 0 | 0 | 0 | 0 | 0 | 0
| Gen-HC | 0 | 0 | 0 | 0 | 0 | 0 | 0 | 0 | 0 | 0 | 0 | 0 | 0
| CoC-LC | 0 | 0 | 0 | 0 | 0 | 0 | 0 | 0 | 0 | 0 | 0 | 0 | 0
| CoC-HC | 0 | 0 | 0 | 0 | 0 | 0 | 0 | 0 | 0 | 0 | 0 | 0 | 0
Total Annual Cost ($M) | BC | 0.38917 | 0.39447 | 0.40093 | 0.40557 | 0.41714 | 0.42287 | 0.42884 | 0.43524 | 0.44111 | 0.44688 | 0.45304 | 0.45781 | 5.9677
| AFR-LC | 0.38917 | 0.39447 | 0.40093 | 0.40557 | 0.41714 | 0.42287 | 0.42884 | 0.43524 | 0.44111 | 0.44688 | 0.45304 | 0.45781 | 5.9677
| AFR-HC | 0.38917 | 0.39447 | 0.40093 | 0.40557 | 0.41714 | 0.42287 | 0.42884 | 0.43524 | 0.44111 | 0.44688 | 0.45304 | 0.45781 | 5.9677
| VCR-LC | 0.29187 | 0.29585 | 0.3007 | 0.30418 | 0.31285 | 0.31715 | 0.32163 | 0.32643 | 0.33083 | 0.33516 | 0.33978 | 0.34336 | 4.4757
| VCR-HC | 0.48646 | 0.49308 | 0.50117 | 0.50696 | 0.52142 | 0.52859 | 0.53605 | 0.54405 | 0.55138 | 0.55859 | 0.5663 | 0.57226 | 7.4596
| CAPEX-LC | 0.38917 | 0.39447 | 0.40093 | 0.40557 | 0.41714 | 0.42287 | 0.42884 | 0.43524 | 0.44111 | 0.44688 | 0.45304 | 0.45781 | 5.9677
| CAPEX-HC | 0.38917 | 0.39447 | 0.40093 | 0.40557 | 0.41714 | 0.42287 | 0.42884 | 0.43524 | 0.44111 | 0.44688 | 0.45304 | 0.45781 | 5.9677
| ISP-LC | 0.38917 | 0.39447 | 0.40093 | 0.40557 | 0.41714 | 0.42287 | 0.42884 | 0.43524 | 0.44111 | 0.44688 | 0.45304 | 0.45781 | 5.9677
| Gen-LC | 0.38917 | 0.39447 | 0.40093 | 0.40557 | 0.41714 | 0.42287 | 0.42884 | 0.43524 | 0.44111 | 0.44688 | 0.45304 | 0.45781 | 5.9677
| Gen-HC | 0.38917 | 0.39447 | 0.40093 | 0.40557 | 0.41714 | 0.42287 | 0.42884 | 0.43524 | 0.44111 | 0.44688 | 0.45304 | 0.45781 | 5.9677
| CoC-LC | 0.38917 | 0.39447 | 0.40093 | 0.40557 | 0.41714 | 0.42287 | 0.42884 | 0.43524 | 0.44111 | 0.44688 | 0.45304 | 0.45781 | 5.9677
| CoC-HC | 0.38917 | 0.39447 | 0.40093 | 0.40557 | 0.41714 | 0.42287 | 0.42884 | 0.43524 | 0.44111 | 0.44688 | 0.45304 | 0.45781 | 5.9677
PV Cost ($M) - Discount Rate BC, LC, HC |  | 2024/25: 5.8065; 2025/26: 7.6079; 2026/27: 4.402
PV Cost ($M) - Asset Failure Rate BC, LC, HC |  | 2025/26: 5.8065; 2026/27: 5.8065
PV Cost ($M) - VCR BC, LC, HC |  | 2025/26: 4.3549; 2026/27: 7.2581
PV Cost ($M) - CAPEX BC, LC, HC |  | 2025/26: 5.8065; 2026/27: 5.8065
PV Cost ($M) - ISP BC, LC, HC |  | 2025/26: 5.8065
PV Cost ($M) - Cost of Carbon BC, LC, HC |  | 2025/26: 5.8065; 2026/27: 5.8065
PV Cost ($M) - Generation Connected BC, LC, HC |  | 2025/26: 5.8065; 2026/27: 5.8065
PV Table | 2024/25 | 2025/26 | 2026/27 | 2027/28 | 2028/29 | 2029/30 | 2030/31 | 2031/32 | 2032/33 | 2033/34 | 2034/35 | 2035/36 | Residual | PV
Annual Risk Cost and Operating Cost | 389.1655 | 394.4664 | 400.9341 | 405.5682 | 417.1369 | 422.8712 | 428.8388 | 435.2399 | 441.1076 | 446.8752 | 453.0429 | 457.8104 | 5967.6532 | 5.8065
Generation Dispatch Cost | 0 | 0 | 0 | 0 | 0 | 0 | 0 | 0 | 0 | 0 | 0 | 0 | 0 | 0
Emissions Cost | 0 | 0 | 0 | 0 | 0 | 0 | 0 | 0 | 0 | 0 | 0 | 0 | 0 | 0
Total Market Impact and Emissions Cost | [13 empty] | 5.8065
Total Cost | [13 empty] | 0
Net Cost | [13 empty] | 5.8065

## Option1
WOTS 3Tx + Aug. Existing WO-BWA line with 19/4.75 | [13 empty] | Residual
0 |  | 2024/25 | 2025/26 | 2026/27 | 2027/28 | 2028/29 | 2029/30 | 2030/31 | 2031/32 | 2032/33 | 2033/34 | 2034/35 | 2035/36
Capex |  | 0 | 0 | 0 | 35.6 | 0 | 0 | 0 | 0 | 0 | 0 | 0 | 0 | 0
Annual payment for Non-Network Options |  | 0 | 0 | 0 | 0 | 0 | 0 | 0 | 0 | 0 | 0 | 0 | 0 | 0
RISK AND OPERATING COST | Sensitivity
Transformer Safety, Collateral, Enviromental and Reactive Asset replacement Risk | AFR-BC | 0 | 0 | 0 | 0 | 0 | 0 | 0 | 0 | 0 | 0 | 0 | 0 | 0
| AFR-LC | 0 | 0 | 0 | 0 | 0 | 0 | 0 | 0 | 0 | 0 | 0 | 0 | 0
| AFR-HC | 0 | 0 | 0 | 0 | 0 | 0 | 0 | 0 | 0 | 0 | 0 | 0 | 0
330 kV Circuit Breaker Risk Cost |  | 0 | 0 | 0 | 0 | 0 | 0 | 0 | 0 | 0 | 0 | 0 | 0 | 0
330 kV Instrument Transformer Risk Cost |  | 0 | 0 | 0 | 0 | 0 | 0 | 0 | 0 | 0 | 0 | 0 | 0 | 0
66 kV Circuit Breaker Risk Cost |  | 0 | 0 | 0 | 0 | 0 | 0 | 0 | 0 | 0 | 0 | 0 | 0 | 0
66 kV Instrument Transformer Risk Cost |  | 0 | 0 | 0 | 0 | 0 | 0 | 0 | 0 | 0 | 0 | 0 | 0 | 0
66 kV Conductor Risk Cost | VCR-BC | 0.38917 | 0.39447 | 0.40093 | 0.40557 | 0.41714 | 0.42287 | 0.42884 | 0.43524 | 0.44111 | 0.44688 | 0.45304 | 0.45781 | 5.9677
| VCR-LC | 0.29187 | 0.29585 | 0.3007 | 0.30418 | 0.31285 | 0.31715 | 0.32163 | 0.32643 | 0.33083 | 0.33516 | 0.33978 | 0.34336 | 4.4757
| VCR-HC | 0.48646 | 0.49308 | 0.50117 | 0.50696 | 0.52142 | 0.52859 | 0.53605 | 0.54405 | 0.55138 | 0.55859 | 0.5663 | 0.57226 | 7.4596
22 kV Circuit Breaker Risk Cost |  | 0 | 0 | 0 | 0 | 0 | 0 | 0 | 0 | 0 | 0 | 0 | 0 | 0
22 kV Instrument Transformer Risk Cost |  | 0 | 0 | 0 | 0 | 0 | 0 | 0 | 0 | 0 | 0 | 0 | 0 | 0
N-1 Transformer Supply Risk |  | 0 | 0 | 0 | 0 | 0 | 0 | 0 | 0 | 0 | 0 | 0 | 0 | 0
N-2 Transformer Supply Risk | AFR-BC | 0 | 0 | 0 | 0 | 0 | 0 | 0 | 0 | 0 | 0 | 0 | 0 | 0
| AFR-LC | 0 | 0 | 0 | 0 | 0 | 0 | 0 | 0 | 0 | 0 | 0 | 0 | 0
| AFR-HC | 0 | 0 | 0 | 0 | 0 | 0 | 0 | 0 | 0 | 0 | 0 | 0 | 0
| VCR-LC | 0 | 0 | 0 | 0 | 0 | 0 | 0 | 0 | 0 | 0 | 0 | 0 | 0
| VCR-HC | 0 | 0 | 0 | 0 | 0 | 0 | 0 | 0 | 0 | 0 | 0 | 0 | 0
N-4 Tranformer Supply Risk |  | 0 | 0 | 0 | 0 | 0 | 0 | 0 | 0 | 0 | 0 | 0 | 0 | 0
Transformer Maintenance | AFR-BC | 0 | 0 | 0 | 0 | 0 | 0 | 0 | 0 | 0 | 0 | 0 | 0 | 0
| AFR-LC | 0 | 0 | 0 | 0 | 0 | 0 | 0 | 0 | 0 | 0 | 0 | 0 | 0
| AFR-HC | 0 | 0 | 0 | 0 | 0 | 0 | 0 | 0 | 0 | 0 | 0 | 0 | 0
Circuit Breaker Maintenance |  | 0 | 0 | 0 | 0 | 0 | 0 | 0 | 0 | 0 | 0 | 0 | 0 | 0
Transformer Losses | AFR-BC | 0 | 0 | 0 | 0 | 0 | 0 | 0 | 0 | 0 | 0 | 0 | 0 | 0
| AFR-LC | 0 | 0 | 0 | 0 | 0 | 0 | 0 | 0 | 0 | 0 | 0 | 0 | 0
| AFR-HC | 0 | 0 | 0 | 0 | 0 | 0 | 0 | 0 | 0 | 0 | 0 | 0 | 0
MARKET IMPACT AND EMISSIONS COST
Generation Operation costs | BC | 0 | 0 | 0 | 0 | -0.81775 | -1.0355 | -1.1638 | -0.81324 | -1.5043 | -0.25189 | -0.33823 | -4.272 | -35.4898
| ISP-LC | 0 | 0 | 0 | 0 | -0.83168 | -0.069494 | -1.0359 | -1.6287 | -0.50426 | -1.5713 | -0.74426 | -2.5011 | -23.5421
| Gen-LC | 0 | 0 | 0 | 0 | -0.89524 | -0.78442 | -0.7736 | -0.21755 | -0.59243 | -2.3514 | -0.80131 | -1.3418 | -24.9498
| Gen-HC | 0 | 0 | 0 | 0 | -0.58648 | -1.16 | -0.32264 | -0.98685 | -1.8528 | -3.4117 | -2.5705 | -1.0747 | -26.8214
| CoC-LC | 0 | 0 | 0 | 0 | -0.81775 | -1.0355 | -1.1638 | -0.81324 | -1.5043 | -0.25189 | -0.33823 | -4.272 | -35.4898
| CoC-HC | 0 | 0 | 0 | 0 | -0.81775 | -1.0355 | -1.1638 | -0.81324 | -1.5043 | -0.25189 | -0.33823 | -4.272 | -35.4898
Emissions Cost | BC | 0 | 0 | 0 | 0 | -2.5308 | -3.0035 | -2.1151 | -2.295 | -2.8365 | -0.51221 | -0.20563 | -3.7414 | -11.4146
| ISP-LC | 0 | 0 | 0 | 0 | -2.1532 | -1.7236 | -2.9631 | -3.7158 | -1.0207 | -0.83223 | -1.2021 | -3.041 | -8.5062
| Gen-LC | 0 | 0 | 0 | 0 | -2.4621 | -2.0879 | -2.456 | -1.7933 | -0.71187 | -1.9664 | -0.67728 | -0.94945 | -8.2908
| Gen-HC | 0 | 0 | 0 | 0 | -2.5629 | -3.6527 | -1.2928 | -2.5832 | -3.6669 | -3.224 | -2.3898 | -1.027 | -6.6246
| CoC-LC | 0 | 0 | 0 | 0 | -1.8981 | -2.2526 | -1.5863 | -1.7212 | -2.1274 | -0.38416 | -0.15422 | -2.8061 | -11.4146
| CoC-HC | 0 | 0 | 0 | 0 | -3.1635 | -3.7544 | -2.6439 | -2.8687 | -3.5456 | -0.64026 | -0.25704 | -4.6768 | -11.4146
Annual Risk Cost and Operating Cost | BC | 0.38917 | 0.39447 | 0.40093 | 0.40557 | 0.41714 | 0.42287 | 0.42884 | 0.43524 | 0.44111 | 0.44688 | 0.45304 | 0.45781 | 5.9677
| AFR-LC | 0.38917 | 0.39447 | 0.40093 | 0.40557 | 0.41714 | 0.42287 | 0.42884 | 0.43524 | 0.44111 | 0.44688 | 0.45304 | 0.45781 | 5.9677
| AFR-HC | 0.38917 | 0.39447 | 0.40093 | 0.40557 | 0.41714 | 0.42287 | 0.42884 | 0.43524 | 0.44111 | 0.44688 | 0.45304 | 0.45781 | 5.9677
| VCR-LC | 0.29187 | 0.29585 | 0.3007 | 0.30418 | 0.31285 | 0.31715 | 0.32163 | 0.32643 | 0.33083 | 0.33516 | 0.33978 | 0.34336 | 4.4757
| VCR-HC | 0.48646 | 0.49308 | 0.50117 | 0.50696 | 0.52142 | 0.52859 | 0.53605 | 0.54405 | 0.55138 | 0.55859 | 0.5663 | 0.57226 | 7.4596
Annual Market Impact and Emissions Cost | BC | 0 | 0 | 0 | 0 | 3.3485 | 4.039 | 3.2789 | 3.1082 | 4.3408 | 0.76409 | 0.54386 | 8.0134 | 46.9045
| ISP-LC | 0 | 0 | 0 | 0 | 2.9849 | 1.7931 | 3.999 | 5.3445 | 1.5249 | 2.4035 | 1.9464 | 5.5421 | 32.0483
| Gen-LC | 0 | 0 | 0 | 0 | 3.3573 | 2.8723 | 3.2296 | 2.0108 | 1.3043 | 4.3178 | 1.4786 | 2.2913 | 33.2406
| Gen-HC | 0 | 0 | 0 | 0 | 3.1494 | 4.8128 | 1.6155 | 3.5701 | 5.5197 | 6.6356 | 4.9603 | 2.1016 | 33.446
| CoC-LC | 0 | 0 | 0 | 0 | 2.7158 | 3.2881 | 2.7501 | 2.5345 | 3.6317 | 0.63604 | 0.49245 | 7.078 | 46.9045
| CoC-HC | 0 | 0 | 0 | 0 | 3.9812 | 4.7899 | 3.8077 | 3.682 | 5.0499 | 0.89215 | 0.59527 | 8.9487 | 46.9045
Total Annual Cost ($M) | BC | 0.38917 | 0.39447 | 0.40093 | 36.0056 | -2.9314 | -3.6161 | -2.85 | -2.673 | -3.8997 | -0.31722 | -0.09082 | -7.5556 | -40.9368
| AFR-LC | 0.38917 | 0.39447 | 0.40093 | 36.0056 | -2.9314 | -3.6161 | -2.85 | -2.673 | -3.8997 | -0.31722 | -0.09082 | -7.5556 | -40.9368
| AFR-HC | 0.38917 | 0.39447 | 0.40093 | 36.0056 | -2.9314 | -3.6161 | -2.85 | -2.673 | -3.8997 | -0.31722 | -0.09082 | -7.5556 | -40.9368
| VCR-LC | 0.29187 | 0.29585 | 0.3007 | 35.9042 | -3.0357 | -3.7219 | -2.9573 | -2.7818 | -4.01 | -0.42894 | -0.20408 | -7.67 | -42.4287
| VCR-HC | 0.48646 | 0.49308 | 0.50117 | 36.107 | -2.8271 | -3.5104 | -2.7428 | -2.5642 | -3.7894 | -0.2055 | 0.022441 | -7.4411 | -39.4449
| CAPEX-LC | 0.38917 | 0.39447 | 0.40093 | 27.1056 | -2.9314 | -3.6161 | -2.85 | -2.673 | -3.8997 | -0.31722 | -0.09082 | -7.5556 | -40.9368
| CAPEX-HC | 0.38917 | 0.39447 | 0.40093 | 44.9056 | -2.9314 | -3.6161 | -2.85 | -2.673 | -3.8997 | -0.31722 | -0.09082 | -7.5556 | -40.9368
| ISP-LC | 0.38917 | 0.39447 | 0.40093 | 36.0056 | -2.5677 | -1.3702 | -3.5701 | -4.9092 | -1.0838 | -1.9566 | -1.4934 | -5.0843 | -26.0807
| Gen-LC | 0.38917 | 0.39447 | 0.40093 | 36.0056 | -2.9402 | -2.4495 | -2.8007 | -1.5756 | -0.86319 | -3.8709 | -1.0255 | -1.8335 | -27.273
| Gen-HC | 0.38917 | 0.39447 | 0.40093 | 36.0056 | -2.7323 | -4.3899 | -1.1866 | -3.1349 | -5.0786 | -6.1888 | -4.5073 | -1.6438 | -27.4784
| CoC-LC | 0.38917 | 0.39447 | 0.40093 | 36.0056 | -2.2987 | -2.8653 | -2.3213 | -2.0992 | -3.1906 | -0.18917 | -0.039412 | -6.6202 | -40.9368
| CoC-HC | 0.38917 | 0.39447 | 0.40093 | 36.0056 | -3.5641 | -4.367 | -3.3788 | -3.2467 | -4.6088 | -0.44527 | -0.14223 | -8.4909 | -40.9368
PV Cost ($M) - Discount Rate BC, LC, HC |  | 2024/25: -1.9938; 2025/26: -10.1589; 2026/27: 3.5437
PV Cost ($M) - Asset Failure Rate BC, LC, HC |  | 2025/26: -1.9938; 2026/27: -1.9938
PV Cost ($M) - VCR BC, LC, HC |  | 2025/26: -3.4455; 2026/27: -0.54221
PV Cost ($M) - CAPEX BC, LC, HC |  | 2025/26: -8.7836; 2026/27: 4.7959
PV Cost ($M) - ISP BC, LC, HC |  | 2025/26: 5.306
PV Cost ($M) - Cost of Carbon BC, LC, HC |  | 2025/26: 0.51137; 2026/27: -4.499
PV Cost ($M) - Generation Connected BC, LC, HC |  | 2025/26: 7.0584; 2026/27: 0.885
PV Table | 2024/25 | 2025/26 | 2026/27 | 2027/28 | 2028/29 | 2029/30 | 2030/31 | 2031/32 | 2032/33 | 2033/34 | 2034/35 | 2035/36 | Residual | PV
Annual Risk Cost and Operating Cost | 389.1655 | 394.4664 | 400.9341 | 405.5682 | 417.1369 | 422.8712 | 428.8388 | 435.2399 | 441.1076 | 446.8752 | 453.0429 | 457.8104 | 5967.6532 | 5.8065
Generation Dispatch Cost | 0 | 0 | 0 | 0 | -817.7484 | -1035.5223 | -1163.7904 | -813.235 | -1504.2886 | -251.8865 | -338.2297 | -4271.9513 | -35489.8112 | -20.2019
Emissions Cost | 0 | 0 | 0 | 0 | -2530.7667 | -3003.4883 | -2115.097 | -2294.99 | -2836.4988 | -512.2076 | -205.6332 | -3741.4179 | -11414.6451 | -14.7575
Total Market Impact and Emissions Cost | [13 empty] | -29.1529
Total Cost | [13 empty] | 27.1591 | 21.7609
Net Cost | [13 empty] | -1.9938

## Option2
WOTS 3Tx + Aug. Existing WO-BWA line with 37/3.75 | [13 empty] | Residual
0 |  | 2024/25 | 2025/26 | 2026/27 | 2027/28 | 2028/29 | 2029/30 | 2030/31 | 2031/32 | 2032/33 | 2033/34 | 2034/35 | 2035/36
Capex |  | 0 | 0 | 0 | 36.15 | 0 | 0 | 0 | 0 | 0 | 0 | 0 | 0 | 0
Annual payment for Non-Network Options |  | 0 | 0 | 0 | 0 | 0 | 0 | 0 | 0 | 0 | 0 | 0 | 0 | 0
RISK AND OPERATING COST | Sensitivity
Transformer Safety, Collateral, Enviromental and Reactive Asset replacement Risk | AFR-BC | 0 | 0 | 0 | 0 | 0 | 0 | 0 | 0 | 0 | 0 | 0 | 0 | 0
| AFR-LC | 0 | 0 | 0 | 0 | 0 | 0 | 0 | 0 | 0 | 0 | 0 | 0 | 0
| AFR-HC | 0 | 0 | 0 | 0 | 0 | 0 | 0 | 0 | 0 | 0 | 0 | 0 | 0
330 kV Circuit Breaker Risk Cost |  | 0 | 0 | 0 | 0 | 0 | 0 | 0 | 0 | 0 | 0 | 0 | 0 | 0
330 kV Instrument Transformer Risk Cost |  | 0 | 0 | 0 | 0 | 0 | 0 | 0 | 0 | 0 | 0 | 0 | 0 | 0
66 kV Circuit Breaker Risk Cost |  | 0 | 0 | 0 | 0 | 0 | 0 | 0 | 0 | 0 | 0 | 0 | 0 | 0
66 kV Instrument Transformer Risk Cost |  | 0 | 0 | 0 | 0 | 0 | 0 | 0 | 0 | 0 | 0 | 0 | 0 | 0
66 kV Conductor Risk Cost | VCR-BC | 0.38917 | 0.39447 | 0.40093 | 0.40557 | 0.41714 | 0.42287 | 0.42884 | 0.43524 | 0.44111 | 0.44688 | 0.45304 | 0.45781 | 5.9677
| VCR-LC | 0.29187 | 0.29585 | 0.3007 | 0.30418 | 0.31285 | 0.31715 | 0.32163 | 0.32643 | 0.33083 | 0.33516 | 0.33978 | 0.34336 | 4.4757
| VCR-HC | 0.48646 | 0.49308 | 0.50117 | 0.50696 | 0.52142 | 0.52859 | 0.53605 | 0.54405 | 0.55138 | 0.55859 | 0.5663 | 0.57226 | 7.4596
22 kV Circuit Breaker Risk Cost |  | 0 | 0 | 0 | 0 | 0 | 0 | 0 | 0 | 0 | 0 | 0 | 0 | 0
22 kV Instrument Transformer Risk Cost |  | 0 | 0 | 0 | 0 | 0 | 0 | 0 | 0 | 0 | 0 | 0 | 0 | 0
N-1 Transformer Supply Risk |  | 0 | 0 | 0 | 0 | 0 | 0 | 0 | 0 | 0 | 0 | 0 | 0 | 0
N-2 Transformer Supply Risk | AFR-BC | 0 | 0 | 0 | 0 | 0 | 0 | 0 | 0 | 0 | 0 | 0 | 0 | 0
| AFR-LC | 0 | 0 | 0 | 0 | 0 | 0 | 0 | 0 | 0 | 0 | 0 | 0 | 0
| AFR-HC | 0 | 0 | 0 | 0 | 0 | 0 | 0 | 0 | 0 | 0 | 0 | 0 | 0
| VCR-LC | 0 | 0 | 0 | 0 | 0 | 0 | 0 | 0 | 0 | 0 | 0 | 0 | 0
| VCR-HC | 0 | 0 | 0 | 0 | 0 | 0 | 0 | 0 | 0 | 0 | 0 | 0 | 0
N-4 Tranformer Supply Risk |  | 0 | 0 | 0 | 0 | 0 | 0 | 0 | 0 | 0 | 0 | 0 | 0 | 0
Transformer Maintenance | AFR-BC | 0 | 0 | 0 | 0 | 0 | 0 | 0 | 0 | 0 | 0 | 0 | 0 | 0
| AFR-LC | 0 | 0 | 0 | 0 | 0 | 0 | 0 | 0 | 0 | 0 | 0 | 0 | 0
| AFR-HC | 0 | 0 | 0 | 0 | 0 | 0 | 0 | 0 | 0 | 0 | 0 | 0 | 0
Circuit Breaker Maintenance |  | 0 | 0 | 0 | 0 | 0 | 0 | 0 | 0 | 0 | 0 | 0 | 0 | 0
Transformer Losses | AFR-BC | 0 | 0 | 0 | 0 | 0 | 0 | 0 | 0 | 0 | 0 | 0 | 0 | 0
| AFR-LC | 0 | 0 | 0 | 0 | 0 | 0 | 0 | 0 | 0 | 0 | 0 | 0 | 0
| AFR-HC | 0 | 0 | 0 | 0 | 0 | 0 | 0 | 0 | 0 | 0 | 0 | 0 | 0
MARKET IMPACT AND EMISSIONS COST
Generation Operation costs | BC | 0 | 0 | 0 | 0 | -11.5557 | -3.3802 | -16.2153 | -9.6499 | -2.2037 | 7.3262 | 16.8028 | -5.9912 | -99.4839
| ISP-LC | 0 | 0 | 0 | 0 | -0.99526 | -0.30125 | -1.0676 | -2.5533 | -0.40785 | -2.1097 | -2.2979 | -2.5381 | -41.3349
| Gen-LC | 0 | 0 | 0 | 0 | -1.0423 | -1.3228 | -0.83138 | -1.4655 | -1.0111 | -3.2712 | -0.66872 | -1.847 | -29.8088
| Gen-HC | 0 | 0 | 0 | 0 | -0.88394 | -1.3082 | -0.81116 | -1.3157 | -2.0753 | -4.0323 | -3.7984 | -0.51763 | -36.7173
| CoC-LC | 0 | 0 | 0 | 0 | -11.5557 | -3.3802 | -16.2153 | -9.6499 | -2.2037 | 7.3262 | 16.8028 | -5.9912 | -99.4839
| CoC-HC | 0 | 0 | 0 | 0 | -11.5557 | -3.3802 | -16.2153 | -9.6499 | -2.2037 | 7.3262 | 16.8028 | -5.9912 | -99.4839
Emissions Cost | BC | 0 | 0 | 0 | 0 | -2.3382 | -3.5642 | -1.8697 | -6.0344 | -10.7198 | 3.8638 | 9.3931 | -3.8012 | -23.1226
| ISP-LC | 0 | 0 | 0 | 0 | -2.9318 | -1.9032 | -3.5728 | -6.8524 | -0.20765 | -2.1341 | -2.4798 | -3.0289 | -26.3938
| Gen-LC | 0 | 0 | 0 | 0 | -2.9545 | -3.2477 | -2.7254 | -3.5711 | -1.9213 | -3.0512 | -0.62158 | -0.88388 | -9.3794
| Gen-HC | 0 | 0 | 0 | 0 | -3.2494 | -3.856 | -1.4881 | -1.8345 | -3.0934 | -3.4847 | -3.0576 | -0.63512 | -8.8716
| CoC-LC | 0 | 0 | 0 | 0 | -1.7537 | -2.6731 | -1.4022 | -4.5258 | -8.0398 | 2.8978 | 7.0448 | -2.8509 | -23.1226
| CoC-HC | 0 | 0 | 0 | 0 | -2.9228 | -4.4552 | -2.3371 | -7.543 | -13.3997 | 4.8297 | 11.7413 | -4.7515 | -23.1226
Annual Risk Cost and Operating Cost | BC | 0.38917 | 0.39447 | 0.40093 | 0.40557 | 0.41714 | 0.42287 | 0.42884 | 0.43524 | 0.44111 | 0.44688 | 0.45304 | 0.45781 | 5.9677
| AFR-LC | 0.38917 | 0.39447 | 0.40093 | 0.40557 | 0.41714 | 0.42287 | 0.42884 | 0.43524 | 0.44111 | 0.44688 | 0.45304 | 0.45781 | 5.9677
| AFR-HC | 0.38917 | 0.39447 | 0.40093 | 0.40557 | 0.41714 | 0.42287 | 0.42884 | 0.43524 | 0.44111 | 0.44688 | 0.45304 | 0.45781 | 5.9677
| VCR-LC | 0.29187 | 0.29585 | 0.3007 | 0.30418 | 0.31285 | 0.31715 | 0.32163 | 0.32643 | 0.33083 | 0.33516 | 0.33978 | 0.34336 | 4.4757
| VCR-HC | 0.48646 | 0.49308 | 0.50117 | 0.50696 | 0.52142 | 0.52859 | 0.53605 | 0.54405 | 0.55138 | 0.55859 | 0.5663 | 0.57226 | 7.4596
Annual Market Impact and Emissions Cost | BC | 0 | 0 | 0 | 0 | 13.8939 | 6.9444 | 18.0849 | 15.6843 | 12.9235 | -11.19 | -26.1959 | 9.7924 | 122.6065
| ISP-LC | 0 | 0 | 0 | 0 | 3.9271 | 2.2044 | 4.6404 | 9.4057 | 0.6155 | 4.2438 | 4.7777 | 5.567 | 67.7286
| Gen-LC | 0 | 0 | 0 | 0 | 3.9969 | 4.5705 | 3.5568 | 5.0366 | 2.9324 | 6.3224 | 1.2903 | 2.7309 | 39.1883
| Gen-HC | 0 | 0 | 0 | 0 | 4.1334 | 5.1642 | 2.2993 | 3.1502 | 5.1687 | 7.517 | 6.8559 | 1.1528 | 45.5889
| CoC-LC | 0 | 0 | 0 | 0 | 13.3093 | 6.0533 | 17.6175 | 14.1757 | 10.2436 | -10.224 | -23.8476 | 8.8421 | 122.6065
| CoC-HC | 0 | 0 | 0 | 0 | 14.4784 | 7.8354 | 18.5523 | 17.1929 | 15.6035 | -12.1559 | -28.5441 | 10.7427 | 122.6065
Total Annual Cost ($M) | BC | 0.38917 | 0.39447 | 0.40093 | 36.5556 | -13.4767 | -6.5215 | -17.6561 | -15.249 | -12.4824 | 11.6368 | 26.6489 | -9.3346 | -116.6388
| AFR-LC | 0.38917 | 0.39447 | 0.40093 | 36.5556 | -13.4767 | -6.5215 | -17.6561 | -15.249 | -12.4824 | 11.6368 | 26.6489 | -9.3346 | -116.6388
| AFR-HC | 0.38917 | 0.39447 | 0.40093 | 36.5556 | -13.4767 | -6.5215 | -17.6561 | -15.249 | -12.4824 | 11.6368 | 26.6489 | -9.3346 | -116.6388
| VCR-LC | 0.29187 | 0.29585 | 0.3007 | 36.4542 | -13.581 | -6.6272 | -17.7633 | -15.3579 | -12.5927 | 11.5251 | 26.5357 | -9.449 | -118.1307
| VCR-HC | 0.48646 | 0.49308 | 0.50117 | 36.657 | -13.3725 | -6.4158 | -17.5489 | -15.1402 | -12.3721 | 11.7486 | 26.7622 | -9.2201 | -115.1469
| CAPEX-LC | 0.38917 | 0.39447 | 0.40093 | 27.5181 | -13.4767 | -6.5215 | -17.6561 | -15.249 | -12.4824 | 11.6368 | 26.6489 | -9.3346 | -116.6388
| CAPEX-HC | 0.38917 | 0.39447 | 0.40093 | 45.5931 | -13.4767 | -6.5215 | -17.6561 | -15.249 | -12.4824 | 11.6368 | 26.6489 | -9.3346 | -116.6388
| ISP-LC | 0.38917 | 0.39447 | 0.40093 | 36.5556 | -3.5099 | -1.7815 | -4.2116 | -8.9704 | -0.17439 | -3.7969 | -4.3246 | -5.1092 | -61.761
| Gen-LC | 0.38917 | 0.39447 | 0.40093 | 36.5556 | -3.5797 | -4.1476 | -3.1279 | -4.6014 | -2.4913 | -5.8755 | -0.83725 | -2.273 | -33.2206
| Gen-HC | 0.38917 | 0.39447 | 0.40093 | 36.5556 | -3.7162 | -4.7413 | -1.8704 | -2.7149 | -4.7276 | -7.0701 | -6.4029 | -0.69495 | -39.6213
| CoC-LC | 0.38917 | 0.39447 | 0.40093 | 36.5556 | -12.8922 | -5.6305 | -17.1887 | -13.7404 | -9.8025 | 10.6709 | 24.3007 | -8.3843 | -116.6388
| CoC-HC | 0.38917 | 0.39447 | 0.40093 | 36.5556 | -14.0613 | -7.4126 | -18.1235 | -16.7577 | -15.1623 | 12.6028 | 28.9972 | -10.2849 | -116.6388
PV Cost ($M) - Discount Rate BC, LC, HC |  | 2024/25: -45.66; 2025/26: -68.8285; 2026/27: -28.4861
PV Cost ($M) - Asset Failure Rate BC, LC, HC |  | 2025/26: -45.66; 2026/27: -45.66
PV Cost ($M) - VCR BC, LC, HC |  | 2025/26: -47.1116; 2026/27: -44.2084
PV Cost ($M) - CAPEX BC, LC, HC |  | 2025/26: -52.5547; 2026/27: -38.7654
PV Cost ($M) - ISP BC, LC, HC |  | 2025/26: -14.5864
PV Cost ($M) - Cost of Carbon BC, LC, HC |  | 2025/26: -43.2074; 2026/27: -48.1126
PV Cost ($M) - Generation Connected BC, LC, HC |  | 2025/26: -0.55268; 2026/27: -5.5878
PV Table | 2024/25 | 2025/26 | 2026/27 | 2027/28 | 2028/29 | 2029/30 | 2030/31 | 2031/32 | 2032/33 | 2033/34 | 2034/35 | 2035/36 | Residual | PV
Annual Risk Cost and Operating Cost | 389.1655 | 394.4664 | 400.9341 | 405.5682 | 417.1369 | 422.8712 | 428.8388 | 435.2399 | 441.1076 | 446.8752 | 453.0429 | 457.8104 | 5967.6532 | 5.8065
Generation Dispatch Cost | 0 | 0 | 0 | 0 | -11555.6503 | -3380.1966 | -16215.2617 | -9649.8744 | -2203.747 | 7326.2122 | 16802.814 | -5991.1858 | -99483.853 | -59.6397
Emissions Cost | 0 | 0 | 0 | 0 | -2338.2241 | -3564.1952 | -1869.6618 | -6034.4139 | -10719.7647 | 3863.7615 | 9393.0664 | -3801.1959 | -23122.5992 | -19.4055
Total Market Impact and Emissions Cost | [13 empty] | -73.2387
Total Cost | [13 empty] | 27.5787 | 21.7513
Net Cost | [13 empty] | -45.66

## Option3
WOTS 3Tx + Add second cct (same conductor) to existing WO-BWA line | [13 empty] | Residual
0 |  | 2024/25 | 2025/26 | 2026/27 | 2027/28 | 2028/29 | 2029/30 | 2030/31 | 2031/32 | 2032/33 | 2033/34 | 2034/35 | 2035/36
Capex |  | 0 | 0 | 0 | 46.8 | 0 | 0 | 0 | 0 | 0 | 0 | 0 | 0 | 0
Annual payment for Non-Network Options |  | 0 | 0 | 0 | 0 | 0 | 0 | 0 | 0 | 0 | 0 | 0 | 0 | 0
RISK AND OPERATING COST | Sensitivity
Transformer Safety, Collateral, Enviromental and Reactive Asset replacement Risk | AFR-BC | 0 | 0 | 0 | 0 | 0 | 0 | 0 | 0 | 0 | 0 | 0 | 0 | 0
| AFR-LC | 0 | 0 | 0 | 0 | 0 | 0 | 0 | 0 | 0 | 0 | 0 | 0 | 0
| AFR-HC | 0 | 0 | 0 | 0 | 0 | 0 | 0 | 0 | 0 | 0 | 0 | 0 | 0
330 kV Circuit Breaker Risk Cost |  | 0 | 0 | 0 | 0 | 0 | 0 | 0 | 0 | 0 | 0 | 0 | 0 | 0
330 kV Instrument Transformer Risk Cost |  | 0 | 0 | 0 | 0 | 0 | 0 | 0 | 0 | 0 | 0 | 0 | 0 | 0
66 kV Circuit Breaker Risk Cost |  | 0 | 0 | 0 | 0 | 0 | 0 | 0 | 0 | 0 | 0 | 0 | 0 | 0
66 kV Instrument Transformer Risk Cost |  | 0 | 0 | 0 | 0 | 0 | 0 | 0 | 0 | 0 | 0 | 0 | 0 | 0
66 kV Conductor Risk Cost | VCR-BC | 0.38917 | 0.39447 | 0.40093 | 0.40557 | 0.41714 | 0.42287 | 0.42884 | 0.43524 | 0.44111 | 0.44688 | 0.45304 | 0.45781 | 5.9677
| VCR-LC | 0.29187 | 0.29585 | 0.3007 | 0.30418 | 0.31285 | 0.31715 | 0.32163 | 0.32643 | 0.33083 | 0.33516 | 0.33978 | 0.34336 | 4.4757
| VCR-HC | 0.48646 | 0.49308 | 0.50117 | 0.50696 | 0.52142 | 0.52859 | 0.53605 | 0.54405 | 0.55138 | 0.55859 | 0.5663 | 0.57226 | 7.4596
22 kV Circuit Breaker Risk Cost |  | 0 | 0 | 0 | 0 | 0 | 0 | 0 | 0 | 0 | 0 | 0 | 0 | 0
22 kV Instrument Transformer Risk Cost |  | 0 | 0 | 0 | 0 | 0 | 0 | 0 | 0 | 0 | 0 | 0 | 0 | 0
N-1 Transformer Supply Risk |  | 0 | 0 | 0 | 0 | 0 | 0 | 0 | 0 | 0 | 0 | 0 | 0 | 0
N-2 Transformer Supply Risk | AFR-BC | 0 | 0 | 0 | 0 | 0 | 0 | 0 | 0 | 0 | 0 | 0 | 0 | 0
| AFR-LC | 0 | 0 | 0 | 0 | 0 | 0 | 0 | 0 | 0 | 0 | 0 | 0 | 0
| AFR-HC | 0 | 0 | 0 | 0 | 0 | 0 | 0 | 0 | 0 | 0 | 0 | 0 | 0
| VCR-LC | 0 | 0 | 0 | 0 | 0 | 0 | 0 | 0 | 0 | 0 | 0 | 0 | 0
| VCR-HC | 0 | 0 | 0 | 0 | 0 | 0 | 0 | 0 | 0 | 0 | 0 | 0 | 0
N-4 Tranformer Supply Risk |  | 0 | 0 | 0 | 0 | 0 | 0 | 0 | 0 | 0 | 0 | 0 | 0 | 0
Transformer Maintenance | AFR-BC | 0 | 0 | 0 | 0 | 0 | 0 | 0 | 0 | 0 | 0 | 0 | 0 | 0
| AFR-LC | 0 | 0 | 0 | 0 | 0 | 0 | 0 | 0 | 0 | 0 | 0 | 0 | 0
| AFR-HC | 0 | 0 | 0 | 0 | 0 | 0 | 0 | 0 | 0 | 0 | 0 | 0 | 0
Circuit Breaker Maintenance |  | 0 | 0 | 0 | 0 | 0 | 0 | 0 | 0 | 0 | 0 | 0 | 0 | 0
Transformer Losses | AFR-BC | 0 | 0 | 0 | 0 | 0 | 0 | 0 | 0 | 0 | 0 | 0 | 0 | 0
| AFR-LC | 0 | 0 | 0 | 0 | 0 | 0 | 0 | 0 | 0 | 0 | 0 | 0 | 0
| AFR-HC | 0 | 0 | 0 | 0 | 0 | 0 | 0 | 0 | 0 | 0 | 0 | 0 | 0
MARKET IMPACT AND EMISSIONS COST
Generation Operation costs | BC | 0 | 0 | 0 | 0 | -12.6912 | -4.2037 | -18.551 | -10.3805 | -2.6791 | 7.5168 | 20.7905 | -6.8443 | -100.8398
| ISP-LC | 0 | 0 | 0 | 0 | -1.3577 | -0.61089 | -1.1384 | -2.7589 | -0.78293 | -3.2464 | -2.8482 | -3.0301 | -47.6123
| Gen-LC | 0 | 0 | 0 | 0 | -2.2299 | -1.1522 | -1.1535 | -1.3756 | -1.3096 | -2.2797 | -3.9274 | -2.2757 | -34.1094
| Gen-HC | 0 | 0 | 0 | 0 | -1.3667 | -1.8992 | -1.2272 | -1.5668 | -3.1122 | -3.8237 | -4.7718 | -2.4865 | -53.4251
| CoC-LC | 0 | 0 | 0 | 0 | -12.6912 | -4.2037 | -18.551 | -10.3805 | -2.6791 | 7.5168 | 20.7905 | -6.8443 | -100.8398
| CoC-HC | 0 | 0 | 0 | 0 | -12.6912 | -4.2037 | -18.551 | -10.3805 | -2.6791 | 7.5168 | 20.7905 | -6.8443 | -100.8398
Emissions Cost | BC | 0 | 0 | 0 | 0 | -3.4474 | -5.0517 | -3.7586 | -4.8808 | -13.5059 | 3.7158 | 12.5287 | -4.4154 | -56.3255
| ISP-LC | 0 | 0 | 0 | 0 | -4.363 | -3.426 | -4.7256 | -9.5502 | -1.1668 | -3.1498 | -3.811 | -4.0392 | -33.8423
| Gen-LC | 0 | 0 | 0 | 0 | -4.6035 | -3.6152 | -5.4475 | -3.4417 | -4.1563 | -2.8107 | -3.0841 | -1.5776 | -10.3905
| Gen-HC | 0 | 0 | 0 | 0 | -4.6897 | -5.1755 | -4.3999 | -3.9616 | -6.8319 | -3.0951 | -4.381 | -2.0775 | -14.1526
| CoC-LC | 0 | 0 | 0 | 0 | -2.5856 | -3.7887 | -2.819 | -3.6606 | -10.1294 | 2.7869 | 9.3966 | -3.3115 | -56.3255
| CoC-HC | 0 | 0 | 0 | 0 | -4.3093 | -6.3146 | -4.6983 | -6.101 | -16.8824 | 4.6448 | 15.6609 | -5.5192 | -56.3255
Annual Risk Cost and Operating Cost | BC | 0.38917 | 0.39447 | 0.40093 | 0.40557 | 0.41714 | 0.42287 | 0.42884 | 0.43524 | 0.44111 | 0.44688 | 0.45304 | 0.45781 | 5.9677
| AFR-LC | 0.38917 | 0.39447 | 0.40093 | 0.40557 | 0.41714 | 0.42287 | 0.42884 | 0.43524 | 0.44111 | 0.44688 | 0.45304 | 0.45781 | 5.9677
| AFR-HC | 0.38917 | 0.39447 | 0.40093 | 0.40557 | 0.41714 | 0.42287 | 0.42884 | 0.43524 | 0.44111 | 0.44688 | 0.45304 | 0.45781 | 5.9677
| VCR-LC | 0.29187 | 0.29585 | 0.3007 | 0.30418 | 0.31285 | 0.31715 | 0.32163 | 0.32643 | 0.33083 | 0.33516 | 0.33978 | 0.34336 | 4.4757
| VCR-HC | 0.48646 | 0.49308 | 0.50117 | 0.50696 | 0.52142 | 0.52859 | 0.53605 | 0.54405 | 0.55138 | 0.55859 | 0.5663 | 0.57226 | 7.4596
Annual Market Impact and Emissions Cost | BC | 0 | 0 | 0 | 0 | 16.1386 | 9.2553 | 22.3096 | 15.2613 | 16.185 | -11.2326 | -33.3192 | 11.2597 | 157.1653
| ISP-LC | 0 | 0 | 0 | 0 | 5.7207 | 4.0369 | 5.8641 | 12.3091 | 1.9497 | 6.3961 | 6.6591 | 7.0693 | 81.4545
| Gen-LC | 0 | 0 | 0 | 0 | 6.8334 | 4.7674 | 6.601 | 4.8173 | 5.466 | 5.0904 | 7.0115 | 3.8533 | 44.4999
| Gen-HC | 0 | 0 | 0 | 0 | 6.0564 | 7.0747 | 5.6271 | 5.5284 | 9.9441 | 6.9188 | 9.1527 | 4.5639 | 67.5777
| CoC-LC | 0 | 0 | 0 | 0 | 15.2768 | 7.9924 | 21.37 | 14.0411 | 12.8086 | -10.3036 | -30.187 | 10.1559 | 157.1653
| CoC-HC | 0 | 0 | 0 | 0 | 17.0005 | 10.5183 | 23.2493 | 16.4815 | 19.5615 | -12.1615 | -36.4514 | 12.3635 | 157.1653
Total Annual Cost ($M) | BC | 0.38917 | 0.39447 | 0.40093 | 47.2056 | -15.7215 | -8.8325 | -21.8808 | -14.826 | -15.7439 | 11.6795 | 33.7722 | -10.8019 | -151.1977
| AFR-LC | 0.38917 | 0.39447 | 0.40093 | 47.2056 | -15.7215 | -8.8325 | -21.8808 | -14.826 | -15.7439 | 11.6795 | 33.7722 | -10.8019 | -151.1977
| AFR-HC | 0.38917 | 0.39447 | 0.40093 | 47.2056 | -15.7215 | -8.8325 | -21.8808 | -14.826 | -15.7439 | 11.6795 | 33.7722 | -10.8019 | -151.1977
| VCR-LC | 0.29187 | 0.29585 | 0.3007 | 47.1042 | -15.8258 | -8.9382 | -21.988 | -14.9348 | -15.8542 | 11.5677 | 33.659 | -10.9163 | -152.6896
| VCR-HC | 0.48646 | 0.49308 | 0.50117 | 47.307 | -15.6172 | -8.7268 | -21.7736 | -14.7172 | -15.6337 | 11.7912 | 33.8855 | -10.6874 | -149.7058
| CAPEX-LC | 0.38917 | 0.39447 | 0.40093 | 35.5056 | -15.7215 | -8.8325 | -21.8808 | -14.826 | -15.7439 | 11.6795 | 33.7722 | -10.8019 | -151.1977
| CAPEX-HC | 0.38917 | 0.39447 | 0.40093 | 58.9056 | -15.7215 | -8.8325 | -21.8808 | -14.826 | -15.7439 | 11.6795 | 33.7722 | -10.8019 | -151.1977
| ISP-LC | 0.38917 | 0.39447 | 0.40093 | 47.2056 | -5.3036 | -3.614 | -5.4352 | -11.8738 | -1.5086 | -5.9493 | -6.2061 | -6.6115 | -75.4869
| Gen-LC | 0.38917 | 0.39447 | 0.40093 | 47.2056 | -6.4163 | -4.3445 | -6.1722 | -4.3821 | -5.0249 | -4.6435 | -6.5584 | -3.3955 | -38.5323
| Gen-HC | 0.38917 | 0.39447 | 0.40093 | 47.2056 | -5.6393 | -6.6518 | -5.1983 | -5.0931 | -9.503 | -6.4719 | -8.6997 | -4.1061 | -61.61
| CoC-LC | 0.38917 | 0.39447 | 0.40093 | 47.2056 | -14.8596 | -7.5696 | -20.9412 | -13.6058 | -12.3674 | 10.7505 | 30.6401 | -9.698 | -151.1977
| CoC-HC | 0.38917 | 0.39447 | 0.40093 | 47.2056 | -16.5833 | -10.0954 | -22.8205 | -16.0462 | -19.1204 | 12.6084 | 36.9044 | -11.9057 | -151.1977
PV Cost ($M) - Discount Rate BC, LC, HC |  | 2024/25: -56.4207; 2025/26: -85.8507; 2026/27: -34.7018
PV Cost ($M) - Asset Failure Rate BC, LC, HC |  | 2025/26: -56.4207; 2026/27: -56.4207
PV Cost ($M) - VCR BC, LC, HC |  | 2025/26: -57.8723; 2026/27: -54.969
PV Cost ($M) - CAPEX BC, LC, HC |  | 2025/26: -65.3465; 2026/27: -47.4948
PV Cost ($M) - ISP BC, LC, HC |  | 2025/26: -20.4899
PV Cost ($M) - Cost of Carbon BC, LC, HC |  | 2025/26: -53.3029; 2026/27: -59.5384
PV Cost ($M) - Generation Connected BC, LC, HC |  | 2025/26: -2.5221; 2026/27: -17.5875
PV Table | 2024/25 | 2025/26 | 2026/27 | 2027/28 | 2028/29 | 2029/30 | 2030/31 | 2031/32 | 2032/33 | 2033/34 | 2034/35 | 2035/36 | Residual | PV
Annual Risk Cost and Operating Cost | 389.1655 | 394.4664 | 400.9341 | 405.5682 | 417.1369 | 422.8712 | 428.8388 | 435.2399 | 441.1076 | 446.8752 | 453.0429 | 457.8104 | 5967.6532 | 5.8065
Generation Dispatch Cost | 0 | 0 | 0 | 0 | -12691.1769 | -4203.6835 | -18551.0314 | -10380.4684 | -2679.1143 | 7516.7764 | 20790.4547 | -6844.317 | -100839.8333 | -62.0865
Emissions Cost | 0 | 0 | 0 | 0 | -3447.4384 | -5051.6585 | -3758.6123 | -4880.8108 | -13505.924 | 3715.8071 | 12528.7367 | -4415.3811 | -56325.4981 | -35.8441
Total Market Impact and Emissions Cost | [13 empty] | -92.1242
Total Cost | [13 empty] | 35.7035 | 21.8065
Net Cost | [13 empty] | -56.4207

## Option4
WOTS 3Tx + Add second WO-BWA line with 37/3.75 | [13 empty] | Residual
0 |  | 2024/25 | 2025/26 | 2026/27 | 2027/28 | 2028/29 | 2029/30 | 2030/31 | 2031/32 | 2032/33 | 2033/34 | 2034/35 | 2035/36
Capex |  | 0 | 0 | 0 | 50.96 | 0 | 0 | 0 | 0 | 0 | 0 | 0 | 0 | 0
Annual payment for Non-Network Options |  | 0 | 0 | 0 | 0 | 0 | 0 | 0 | 0 | 0 | 0 | 0 | 0 | 0
RISK AND OPERATING COST | Sensitivity
Transformer Safety, Collateral, Enviromental and Reactive Asset replacement Risk | AFR-BC | 0 | 0 | 0 | 0 | 0 | 0 | 0 | 0 | 0 | 0 | 0 | 0 | 0
| AFR-LC | 0 | 0 | 0 | 0 | 0 | 0 | 0 | 0 | 0 | 0 | 0 | 0 | 0
| AFR-HC | 0 | 0 | 0 | 0 | 0 | 0 | 0 | 0 | 0 | 0 | 0 | 0 | 0
330 kV Circuit Breaker Risk Cost |  | 0 | 0 | 0 | 0 | 0 | 0 | 0 | 0 | 0 | 0 | 0 | 0 | 0
330 kV Instrument Transformer Risk Cost |  | 0 | 0 | 0 | 0 | 0 | 0 | 0 | 0 | 0 | 0 | 0 | 0 | 0
66 kV Circuit Breaker Risk Cost |  | 0 | 0 | 0 | 0 | 0 | 0 | 0 | 0 | 0 | 0 | 0 | 0 | 0
66 kV Instrument Transformer Risk Cost |  | 0 | 0 | 0 | 0 | 0 | 0 | 0 | 0 | 0 | 0 | 0 | 0 | 0
66 kV Conductor Risk Cost | VCR-BC | 0.38917 | 0.39447 | 0.40093 | 0.40557 | 0 | 0 | 0 | 0 | 0 | 0 | 0 | 0 | 0
| VCR-LC | 0.29187 | 0.29585 | 0.3007 | 0.30418 | 0 | 0 | 0 | 0 | 0 | 0 | 0 | 0 | 0
| VCR-HC | 0.48646 | 0.49308 | 0.50117 | 0.50696 | 0 | 0 | 0 | 0 | 0 | 0 | 0 | 0 | 0
22 kV Circuit Breaker Risk Cost |  | 0 | 0 | 0 | 0 | 0 | 0 | 0 | 0 | 0 | 0 | 0 | 0 | 0
22 kV Instrument Transformer Risk Cost |  | 0 | 0 | 0 | 0 | 0 | 0 | 0 | 0 | 0 | 0 | 0 | 0 | 0
N-1 Transformer Supply Risk |  | 0 | 0 | 0 | 0 | 0 | 0 | 0 | 0 | 0 | 0 | 0 | 0 | 0
N-2 Transformer Supply Risk | AFR-BC | 0 | 0 | 0 | 0 | 0 | 0 | 0 | 0 | 0 | 0 | 0 | 0 | 0
| AFR-LC | 0 | 0 | 0 | 0 | 0 | 0 | 0 | 0 | 0 | 0 | 0 | 0 | 0
| AFR-HC | 0 | 0 | 0 | 0 | 0 | 0 | 0 | 0 | 0 | 0 | 0 | 0 | 0
| VCR-LC | 0 | 0 | 0 | 0 | 0 | 0 | 0 | 0 | 0 | 0 | 0 | 0 | 0
| VCR-HC | 0 | 0 | 0 | 0 | 0 | 0 | 0 | 0 | 0 | 0 | 0 | 0 | 0
N-4 Tranformer Supply Risk |  | 0 | 0 | 0 | 0 | 0 | 0 | 0 | 0 | 0 | 0 | 0 | 0 | 0
Transformer Maintenance | AFR-BC | 0 | 0 | 0 | 0 | 0 | 0 | 0 | 0 | 0 | 0 | 0 | 0 | 0
| AFR-LC | 0 | 0 | 0 | 0 | 0 | 0 | 0 | 0 | 0 | 0 | 0 | 0 | 0
| AFR-HC | 0 | 0 | 0 | 0 | 0 | 0 | 0 | 0 | 0 | 0 | 0 | 0 | 0
Circuit Breaker Maintenance |  | 0 | 0 | 0 | 0 | 0 | 0 | 0 | 0 | 0 | 0 | 0 | 0 | 0
Transformer Losses | AFR-BC | 0 | 0 | 0 | 0 | 0 | 0 | 0 | 0 | 0 | 0 | 0 | 0 | 0
| AFR-LC | 0 | 0 | 0 | 0 | 0 | 0 | 0 | 0 | 0 | 0 | 0 | 0 | 0
| AFR-HC | 0 | 0 | 0 | 0 | 0 | 0 | 0 | 0 | 0 | 0 | 0 | 0 | 0
MARKET IMPACT AND EMISSIONS COST
Generation Operation costs | BC | 0 | 0 | 0 | 0 | -13.0951 | -4.3375 | -19.1415 | -10.7109 | -2.7644 | 7.756 | 21.4522 | -7.0622 | -104.0495
| ISP-LC | 0 | 0 | 0 | 0 | -1.4009 | -0.63033 | -1.1747 | -2.8467 | -0.80785 | -3.3497 | -2.9388 | -3.1265 | -49.1277
| Gen-LC | 0 | 0 | 0 | 0 | -2.3009 | -1.1888 | -1.1902 | -1.4194 | -1.3513 | -2.3523 | -4.0524 | -2.3481 | -35.1951
| Gen-HC | 0 | 0 | 0 | 0 | -1.4102 | -1.9596 | -1.2663 | -1.6167 | -3.2112 | -3.9454 | -4.9237 | -2.5656 | -55.1256
| CoC-LC | 0 | 0 | 0 | 0 | -13.0951 | -4.3375 | -19.1415 | -10.7109 | -2.7644 | 7.756 | 21.4522 | -7.0622 | -104.0495
| CoC-HC | 0 | 0 | 0 | 0 | -13.0951 | -4.3375 | -19.1415 | -10.7109 | -2.7644 | 7.756 | 21.4522 | -7.0622 | -104.0495
Emissions Cost | BC | 0 | 0 | 0 | 0 | -3.5572 | -5.2124 | -3.8782 | -5.0362 | -13.9358 | 3.8341 | 12.9275 | -4.5559 | -58.1183
| ISP-LC | 0 | 0 | 0 | 0 | -4.363 | -3.426 | -4.7256 | -9.5502 | -1.1668 | -3.1498 | -3.811 | -4.0392 | -33.8423
| Gen-LC | 0 | 0 | 0 | 0 | -4.7501 | -3.7303 | -5.6209 | -3.5513 | -4.2886 | -2.9002 | -3.1822 | -1.6278 | -10.7212
| Gen-HC | 0 | 0 | 0 | 0 | -4.839 | -5.3403 | -4.54 | -4.0877 | -7.0494 | -3.1936 | -4.5204 | -2.1436 | -14.603
| CoC-LC | 0 | 0 | 0 | 0 | -2.6679 | -3.9093 | -2.9087 | -3.7771 | -10.4519 | 2.8756 | 9.6956 | -3.4169 | -58.1183
| CoC-HC | 0 | 0 | 0 | 0 | -4.4465 | -6.5156 | -4.8478 | -6.2952 | -17.4198 | 4.7926 | 16.1594 | -5.6949 | -58.1183
Annual Risk Cost and Operating Cost | BC | 0.38917 | 0.39447 | 0.40093 | 0.40557 | 0 | 0 | 0 | 0 | 0 | 0 | 0 | 0 | 0
| AFR-LC | 0.38917 | 0.39447 | 0.40093 | 0.40557 | 0 | 0 | 0 | 0 | 0 | 0 | 0 | 0 | 0
| AFR-HC | 0.38917 | 0.39447 | 0.40093 | 0.40557 | 0 | 0 | 0 | 0 | 0 | 0 | 0 | 0 | 0
| VCR-LC | 0.29187 | 0.29585 | 0.3007 | 0.30418 | 0 | 0 | 0 | 0 | 0 | 0 | 0 | 0 | 0
| VCR-HC | 0.48646 | 0.49308 | 0.50117 | 0.50696 | 0 | 0 | 0 | 0 | 0 | 0 | 0 | 0 | 0
Annual Market Impact and Emissions Cost | BC | 0 | 0 | 0 | 0 | 16.6523 | 9.5499 | 23.0197 | 15.747 | 16.7002 | -11.5901 | -34.3797 | 11.6181 | 162.1678
| ISP-LC | 0 | 0 | 0 | 0 | 5.7639 | 4.0563 | 5.9003 | 12.3969 | 1.9746 | 6.4995 | 6.7498 | 7.1658 | 82.97
| Gen-LC | 0 | 0 | 0 | 0 | 7.0509 | 4.9191 | 6.8111 | 4.9707 | 5.64 | 5.2524 | 7.2347 | 3.9759 | 45.9163
| Gen-HC | 0 | 0 | 0 | 0 | 6.2492 | 7.2999 | 5.8062 | 5.7043 | 10.2606 | 7.139 | 9.4441 | 4.7092 | 69.7286
| CoC-LC | 0 | 0 | 0 | 0 | 15.763 | 8.2468 | 22.0502 | 14.488 | 13.2162 | -10.6316 | -31.1478 | 10.4791 | 162.1678
| CoC-HC | 0 | 0 | 0 | 0 | 17.5416 | 10.853 | 23.9893 | 17.0061 | 20.1841 | -12.5486 | -37.6116 | 12.7571 | 162.1678
Total Annual Cost ($M) | BC | 0.38917 | 0.39447 | 0.40093 | 51.3656 | -16.6523 | -9.5499 | -23.0197 | -15.747 | -16.7002 | 11.5901 | 34.3797 | -11.6181 | -162.1678
| AFR-LC | 0.38917 | 0.39447 | 0.40093 | 51.3656 | -16.6523 | -9.5499 | -23.0197 | -15.747 | -16.7002 | 11.5901 | 34.3797 | -11.6181 | -162.1678
| AFR-HC | 0.38917 | 0.39447 | 0.40093 | 51.3656 | -16.6523 | -9.5499 | -23.0197 | -15.747 | -16.7002 | 11.5901 | 34.3797 | -11.6181 | -162.1678
| VCR-LC | 0.29187 | 0.29585 | 0.3007 | 51.2642 | -16.6523 | -9.5499 | -23.0197 | -15.747 | -16.7002 | 11.5901 | 34.3797 | -11.6181 | -162.1678
| VCR-HC | 0.48646 | 0.49308 | 0.50117 | 51.467 | -16.6523 | -9.5499 | -23.0197 | -15.747 | -16.7002 | 11.5901 | 34.3797 | -11.6181 | -162.1678
| CAPEX-LC | 0.38917 | 0.39447 | 0.40093 | 35.5056 | -16.6523 | -9.5499 | -23.0197 | -15.747 | -16.7002 | 11.5901 | 34.3797 | -11.6181 | -162.1678
| CAPEX-HC | 0.38917 | 0.39447 | 0.40093 | 58.9056 | -16.6523 | -9.5499 | -23.0197 | -15.747 | -16.7002 | 11.5901 | 34.3797 | -11.6181 | -162.1678
| ISP-LC | 0.38917 | 0.39447 | 0.40093 | 51.3656 | -5.7639 | -4.0563 | -5.9003 | -12.3969 | -1.9746 | -6.4995 | -6.7498 | -7.1658 | -82.97
| Gen-LC | 0.38917 | 0.39447 | 0.40093 | 51.3656 | -7.0509 | -4.9191 | -6.8111 | -4.9707 | -5.64 | -5.2524 | -7.2347 | -3.9759 | -45.9163
| Gen-HC | 0.38917 | 0.39447 | 0.40093 | 51.3656 | -6.2492 | -7.2999 | -5.8062 | -5.7043 | -10.2606 | -7.139 | -9.4441 | -4.7092 | -69.7286
| CoC-LC | 0.38917 | 0.39447 | 0.40093 | 51.3656 | -15.763 | -8.2468 | -22.0502 | -14.488 | -13.2162 | 10.6316 | 31.1478 | -10.4791 | -162.1678
| CoC-HC | 0.38917 | 0.39447 | 0.40093 | 51.3656 | -17.5416 | -10.853 | -23.9893 | -17.0061 | -20.1841 | 12.5486 | 37.6116 | -12.7571 | -162.1678
PV Cost ($M) - Discount Rate BC, LC, HC |  | 2024/25: -60.8256; 2025/26: -92.6964; 2026/27: -37.3129
PV Cost ($M) - Asset Failure Rate BC, LC, HC |  | 2025/26: -60.8256; 2026/27: -60.8256
PV Cost ($M) - VCR BC, LC, HC |  | 2025/26: -61.1618; 2026/27: -60.4894
PV Cost ($M) - CAPEX BC, LC, HC |  | 2025/26: -72.9251; 2026/27: -55.0734
PV Cost ($M) - ISP BC, LC, HC |  | 2025/26: -22.6761
PV Cost ($M) - Cost of Carbon BC, LC, HC |  | 2025/26: -57.6086; 2026/27: -64.0426
PV Cost ($M) - Generation Connected BC, LC, HC |  | 2025/26: -5.2115; 2026/27: -20.7564
PV Table | 2024/25 | 2025/26 | 2026/27 | 2027/28 | 2028/29 | 2029/30 | 2030/31 | 2031/32 | 2032/33 | 2033/34 | 2034/35 | 2035/36 | Residual | PV
Annual Risk Cost and Operating Cost | 389.1655 | 394.4664 | 400.9341 | 405.5682 | 0 | 0 | 0 | 0 | 0 | 0 | 0 | 0 | 0 | 1.3449
Generation Dispatch Cost | 0 | 0 | 0 | 0 | -13095.125 | -4337.4827 | -19141.4931 | -10710.8688 | -2764.388 | 7756.0282 | 21452.1951 | -7062.1651 | -104049.4694 | -64.0627
Emissions Cost | 0 | 0 | 0 | 0 | -3557.1671 | -5212.448 | -3878.2453 | -5036.1624 | -13935.8048 | 3834.0777 | 12927.5145 | -4555.9185 | -58118.2852 | -36.985
Total Market Impact and Emissions Cost | [13 empty] | -99.7027
Total Cost | [13 empty] | 38.8771 | -21.7429
Net Cost | [13 empty] | -60.8256