{"text_format":"1","workbook":"xlsx","n_sheets":18,"sheets":["Title Page","Input|General","Input| Historical Inflation","Input| Prices","Input | Meter-Opex BST","Opex Specific >","Calc | Opex","Capex Specific >","Input | Meters Vols & Costs","Input | Comms, IT, Other","Calculations >","Calc | Meters Detail","Calc | Capex Meters","Calc | Capex Comm, IT, Other","Outputs","Output | PTRM","Output | RFM","Lookup|Tables"],"not_rendered":{"charts":0,"images":2,"macros":1,"external_links":1,"defined_names":94,"comments":0,"pivot_tables":0},"unopened":[],"bounds":{"document_bytes":16777216,"sheet_cells":100000,"rows_first":2000,"rows_last":500,"rows_between":2000,"halvings":0,"cell_chars":16384,"cell_head_chars":4096},"cells_cut":0,"cells_raw":0,"read":"whole","date_system":"1900"}

{"sheet":"Title Page","index":0,"n_rows":30,"n_cols":8,"rows_kept":30,"cut":false,"hidden":false,"merged":[[9,1,9,2],[35,4,35,7],[5,1,6,8],[36,4,36,7],[34,4,34,7],[33,4,33,7],[32,4,32,7],[31,4,31,7]]}
[]
[]
[]
[]
[]
[null,"Final Standardised Metering Capex and Opex Model"]
[]
[]
[null,"Version ",null,1.08]
[null,"Date",null,44589]
[]
[]
[null,"Status"]
[]
[null,"Notes:"]
[null,"Current model version contains test data."]
[]
[null,null,"Locked Sheets Pwd:"]
[]
[]
[]
[]
[]
[null,"Changelog"]
[]
[null,"Date","Version","Author","Changes"]
[null,null,null,null,null,null,null," "]
[null,44589,1.08,"AER","Minor changes from further Feedback"]
[null,44575,1.07,"AER","Updates following consultation"]
[null,44494,1,"AER","Consultation version (contains anonymised input data)"]

{"sheet":"Input|General","index":1,"n_rows":47,"n_cols":22,"rows_kept":47,"cut":false,"hidden":false,"merged":[[1,1,1,2],[1,11,1,12],[1,13,1,14],[1,15,1,16],[1,9,1,10]]}
[null,"AER Metering Opex & Capex Forecasting Model "]
[null,"Ver:",null,1.08,null,null,null,"Key:","Input","External Link",null,"Internal Link",null,"NSP New Data",null,"AER Addition"]
[null,{"$f":"MID(CELL(\"filename\",A1),FIND(\"]\",CELL(\"filename\",A1))+1,255)","v":"Input|General"}]
[]
[null,"Input | General inputs"]
[]
[null,null,null,null,"Inputs",null,"Source",null,null,"Value",null,null,null,"Note"]
[null,null,null,null,"NSP name",null,"NSP",null,null,"AusNet",null,null,null,null,null,null,null,null,null,null,null,{"$f":"IF(COUNTBLANK($J8),0,1)","v":1}]
[null,null,null,null,"Decision stage",null,"NSP",null,null,"draft",null,null,null,null,null,null,null,null,null,null,null,{"$f":"IF(COUNTBLANK($J9),0,1)","v":1}]
[]
[null,null,"Current Period"]
[null,null,null,null,"Previous regulatory control period, first year",null,"NSP",null,null,"2021-22",null,null,null,"Enter either YYYY-YY (for June YE) or YYYY (for calendar year)",null,null,null,null,null,null,null,{"$f":"IF(COUNTBLANK($J12),0,1)","v":1}]
[null,null,null,null,"Previous regulatory control period, last year",null,"NSP",null,null,{"$f":"(LEFT(PPFirstYear,4)+4&IF(MID(PPFirstYear,5,1)=\"\",\"\",\"-\"&TEXT(MOD(MID(PPFirstYear,6,2)+4,100),\"00\")))","v":"2025-26"},null,null,null,null,null,null,null,null,null,null,null,{"$f":"IF(COUNTBLANK($J13),0,1)","v":1}]
[null,null,null,null,"Year ending for current regulatory period",null,"NSP",null,null,{"$f":"IF(MID(PPFirstYear,5,1)=\"\",DATE(2000,12,1),DATE(2000,6,1))","v":"2000-06-01"},null,null,null,null,null,null,null,null,null,null,null,{"$f":"IF(COUNTBLANK($J14),0,1)","v":1}]
[null,null,null,null,"Notation Adjustment (YYYY or YYYY-YY)",null,null,null,null,{"$f":"IF(MID(PPFirstYear,5,1)=\"\",0,1)","v":1}]
[]
[null,null,"Base Year",null,null,null,null,null,null,"End Year",null,"Base Year"]
[null,null,null,null,"Opex - Forecast base year",null,"NSP",null,null,2024,null,{"$f":"IF(MONTH('Input|General'!$J$14)=6,J18-1&\"-\"&RIGHT(J18,2),$J18)","v":"2023-24"},null,null,null,null,null,null,null,null,null,{"$f":"IF(AND(NOT(COUNTBLANK($L18)),(IFERROR(SEARCH(\"-\",PPFirstYear,1),-5)=IFERROR(SEARCH(\"-\",$L18,1),-5)))/1,1,0)","v":1}]
[null,null,null,null,"Capex - Forecast base year",null,"NSP",null,null,2024,null,{"$f":"IF(MONTH('Input|General'!$J$14)=6,J19-1&\"-\"&RIGHT(J19,2),$J19)","v":"2023-24"},null,null,null,null,null,null,null,null,null,{"$f":"IF(AND(NOT(COUNTBLANK($L19)),(IFERROR(SEARCH(\"-\",PPFirstYear,1),-5)=IFERROR(SEARCH(\"-\",$L19,1),-5)))/1,1,0)","v":1}]
[]
[]
[null,null,"Forecast Regulatory Period"]
[null,null,null,null,"Forecast regulatory control period, first year",null,"NSP",null,null,{"$f":"IF(MONTH('Input|General'!$J$14)=6,(LEFT(PPLastYear,4)+1&IF(MID(PPLastYear,5,1)=\"\",\"\",\"-\"&TEXT(MOD(MID(PPLastYear,6,2)+1,100),\"00\"))),PPLastYear+1)","v":"2026-27"},null,null,null,null,null,null,null,null,null,null,null,{"$f":"IF(COUNTBLANK($J23),0,1)","v":1}]
[null,null,null,null,"Forecast regulatory control period, last year",null,"NSP",null,null,{"$f":"IF(MONTH('Input|General'!$J$14)=6,(LEFT(PPLastYear,4)+5&IF(MID(PPLastYear,5,1)=\"\",\"\",\"-\"&TEXT(MOD(MID(PPLastYear,6,2)+5,100),\"00\"))),PPLastYear+5)","v":"2030-31"},null,null,null,null,null,null,null,null,null,null,null,{"$f":"IF(COUNTBLANK($J24),0,1)","v":1}]
[]
[]
[null,null,"Cost Basis",null,null,null,null,null,null,"$Basis, End Year",null,"$Basis"]
[null,null,null,"Inputs"]
[null,null,null,null,"Opex (Historical)",null,null,null,null,"nominal",null,{"$f":"IF(J29=\"nominal\",\"nominal\",DATE($J29,MONTH($J$14),1))","v":"nominal"},null,null,null,null,null,null,null,null,null,{"$f":"IF(COUNTBLANK($J29),0,1)","v":1}]
[null,null,null,null,"Opex (Forecast)",null,null,null,null,2024,null,{"$f":"DATE($J30,MONTH($J$14),1)","v":"2024-06-01"},null,null,null,null,null,null,null,null,null,{"$f":"IF(COUNTBLANK($J30),0,1)","v":1}]
[null,null,null,null,"Capex",null,null,null,null,null,null,null,null,null,null,null,null,null,null,null,null,{"$f":"IF(COUNTBLANK($J32),0,1)","v":1}]
[null,null,null,null,null,"Input Year",null,null,null,2024]
[null,null,null,null,null,"Cash Flow Timing",null,null,null,"Mid Year",null,"2024-06-01"]
[null,null,null,"Output Basis"]
[null,null,null,null,"PTRM",null,null,null,null,2026,null,{"$f":"DATE($J35,MONTH($J$14),1)","v":"2026-06-01"},null,null,null,null,null,null,null,null,null,{"$f":"IF(COUNTBLANK($J35),0,1)","v":1}]
[null,null,null,null,"RFM",null,null,null,null,"nominal",null,{"$f":"IF(J36=\"nominal\",\"nominal\",DATE($J36,MONTH($J$14),1))","v":"nominal"},null,null,null,null,null,null,null,null,null,{"$f":"IF(COUNTBLANK($J36),0,1)","v":1}]
[]
[]
[null,null,"Validation"]
[null,null,null,null,null,null,null,"Model",null,{"$f":"PRODUCT(J42:J45)","v":0}]
[]
[null,null,null,null,null,null,null,"Input|General",null,{"$f":"PRODUCT(V8:V9,V12:V14,V18:V19,V23:V24,V29:V31,V35:V36)","v":1}]
[null,null,null,null,null,null,null,"Input| Prices",null,{"$f":"'Input| Prices'!A4","v":1}]
[null,null,null,null,null,null,null,"Input | Meter-Opex BST",null,{"$f":"'Input | Meter-Opex BST'!A5","v":1}]
[null,null,null,null,null,null,null,"Calc | Capex Meters",null,{"$f":"'Calc | Capex Meters'!A4","v":0}]
[]
[null,"End"]

{"sheet":"Input| Historical Inflation","index":2,"n_rows":75,"n_cols":10,"rows_kept":75,"cut":false,"hidden":false,"merged":[[6,3,7,4]]}
[null,{"$f":"'Input|General'!B1&\" v\"&'Input|General'!$D$2","v":"AER Metering Opex & Capex Forecasting Model  v1.08"}]
[null,{"$f":"MID(CELL(\"filename\",B2),FIND(\"]\",CELL(\"filename\",B2))+1,255)","v":"Input| Historical Inflation"}]
[]
[]
[null,"Input | General inputs"]
[]
[null,null,null,"Added Calc",null,null,"Index value, new base","Percentage Change from Corresponding Quarter of Previous Year","Index value, new base","Percentage Change from Corresponding Quarter of Previous Year"]
[null,null,null,null,null,"Source","ABS","Calculated","ABS","Calculated"]
[null,null,null,"Year","Month","Unit","index","Percent","index2","Percent3"]
[null,null,null,{"$f":"YEAR(F10)","v":2014},{"$f":"MONTH(F10)","v":6},"2014-06-30",null,null,105.9]
[null,null,null,2014,9,"2014-09-30",null,null,106.4]
[null,null,null,2014,12,"2014-12-31",null,null,106.6]
[null,null,null,2015,3,"2015-03-31",null,null,106.8]
[null,null,null,2015,6,"2015-06-30",null,null,107.5,{"$f":"IF(ISBLANK(I14),0,I14/I10-1)","v":1.5108593012275628E-2}]
[null,null,null,2015,9,"2015-09-30",null,null,108,{"$f":"IF(ISBLANK(I15),0,I15/I11-1)","v":1.5037593984962294E-2}]
[null,null,null,2015,12,"2015-12-31",null,null,108.4,1.6885553470919357E-2]
[null,null,null,2016,3,"2016-03-31",null,null,108.2,1.3108614232209881E-2]
[null,null,null,2016,6,"2016-06-30",null,null,108.6,1.0232558139534831E-2]
[null,null,null,2016,9,"2016-09-30",null,null,109.4,1.2962962962963065E-2]
[null,null,null,2016,12,"2016-12-31",null,null,110,1.4760147601476037E-2]
[null,null,null,2017,3,"2017-03-31",null,null,110.5,2.1256931608133023E-2]
[null,null,null,2017,6,"2017-06-30",null,null,110.7,1.9337016574585641E-2]
[null,null,null,2017,9,"2017-09-30",null,null,111.4,1.8281535648994485E-2]
[null,null,null,2017,12,"2017-12-31",null,null,112.1,1.9090909090909047E-2]
[null,null,null,2018,3,"2018-03-31",null,null,112.6,1.9004524886877761E-2]
[null,null,null,2018,6,"2018-06-30",null,null,113,2.0776874435411097E-2]
[null,null,null,2018,9,"2018-09-30",null,null,113.5,1.8850987432674993E-2]
[null,null,null,2018,12,"2018-12-31",null,null,114.1,1.7841213202497874E-2]
[null,null,null,2019,3,"2019-03-31",null,null,114.1,1.3321492007104752E-2]
[null,null,null,2019,6,"2019-06-30",null,null,114.8,1.5929203539823078E-2]
[null,null,null,2019,9,"2019-09-30",null,null,115.4,1.6740088105726914E-2]
[null,null,null,2019,12,"2019-12-31",null,null,116.2,1.8404907975460238E-2]
[null,null,null,{"$f":"YEAR(F33)","v":2020},{"$f":"MONTH(F33)","v":3},"2020-03-31",null,null,116.6,2.1910604732690686E-2]
[null,null,null,2020,6,"2020-06-30",null,null,114.4,-3.4843205574912606E-3]
[null,null,null,2020,9,"2020-09-30",null,null,116.2,6.9324090121316573E-3]
[null,null,null,2020,12,"2020-12-31",null,null,117.2,8.6058519793459354E-3]
[null,null,null,2021,3,"2021-03-31",null,null,117.9,1.1149228130360234E-2]
[null,null,null,2021,6,"2021-06-30",null,null,118.8,3.8461538461538325E-2]
[null,null,null,2021,9,"2021-09-30",null,null,119.7,3.0120481927710774E-2]
[null,null,null,2021,12,"2021-12-31",null,null,121.3,3.4982935153583528E-2]
[null,null,null,2022,3,"2022-03-31",null,null,123.9,5.0890585241730291E-2]
[null,null,null,2022,6,"2022-06-30",null,null,126.1,6.1447811447811418E-2]
[null,null,null,2022,9,"2022-09-30",null,null,128.4,7.268170426065157E-2]
[null,null,null,2022,12,"2022-12-31",null,null,130.80000000000001,7.8318219291014124E-2]
[null,null,null,2023,3,"2023-03-31",null,null,132.6,7.0217917675544639E-2]
[null,null,null,2023,6,"2023-06-30",null,null,133.69999999999999,6.0269627279936566E-2]
[null,null,null,2023,9,"2023-09-30",null,null,135.30000000000001,5.3738317757009435E-2]
[null,null,null,2023,12,"2023-12-31",null,null,136.1,4.0519877675840865E-2]
[null,null,null,2024,3,"2024-03-31",null,null,137.4,3.6199095022624528E-2]
[null,null,null,2024,6,"2024-06-30",null,null,138.80000000000001,3.8145100972326373E-2]
[null,null,null,2024,9,"2024-09-30",null,null,null,0]
[null,null,null,2024,12,"2024-12-31",null,null,null,0]
[null,null,null,2025,3,"2025-03-31",null,null,null,0]
[null,null,null,2025,6,"2025-06-30",null,null,null,0]
[null,null,null,2025,9,"2025-09-30",null,null,null,0]
[null,null,null,2025,12,"2025-12-31",null,null,null,0]
[null,null,null,2026,3,"2026-03-31",null,null,null,0]
[null,null,null,2026,6,"2026-06-30",null,null,null,0]
[null,null,null,2026,9,"2026-09-30",null,null,null,0]
[null,null,null,2026,12,"2026-12-31",null,null,null,0]
[null,null,null,2027,3,"2027-03-31",null,null,null,0]
[null,null,null,2027,6,"2027-06-30",null,null,null,0]
[null,null,null,2027,9,"2027-09-30",null,null,null,0]
[null,null,null,2027,12,"2027-12-31",null,null,null,0]
[null,null,null,2028,3,"2028-03-31",null,null,null,0]
[null,null,null,2028,6,"2028-06-30",null,null,null,0]
[null,null,null,2028,9,"2028-09-30",null,null,null,0]
[null,null,null,2028,12,"2028-12-31",null,null,null,0]
[null,null,null,2029,3,"2029-03-31",null,null,null,0]
[null,null,null,2029,6,"2029-06-30",null,null,null,0]
[null,null,null,2029,9,"2029-09-30",null,null,null,0]
[null,null,null,2029,12,"2029-12-31",null,null,null,0]
[null,null,null,2030,3,"2030-03-31",null,null,null,0]
[]
[null,"End"]

{"sheet":"Input| Prices","index":3,"n_rows":59,"n_cols":17,"rows_kept":59,"cut":false,"hidden":false,"merged":[[5,3,5,11],[11,3,11,18],[13,12,13,16],[18,12,18,16]]}
[null,{"$f":"'Input|General'!B1&\" v\"&'Input|General'!$D$2","v":"AER Metering Opex & Capex Forecasting Model  v1.08"}]
[null,{"$f":"MID(CELL(\"filename\",A1),FIND(\"]\",CELL(\"filename\",A1))+1,255)","v":"Input| Prices"}]
[]
[{"$f":"PRODUCT(A5:A61)","v":1}]
[]
[null,null,null,"6. Inflation table setup"]
[]
[null,null,null,"First year of forecast regulatory control period",null,null,null,null,null,{"$f":"FPFirstYear","v":"2026-27"}]
[null,null,null,"Year End",null,null,null,null,null,{"$f":"'Input|General'!J14","v":"2000-06-01"}]
[null,null,null,"Notation Adjustment",null,null,null,null,null,{"$f":"IF(MID(PPFirstYear,5,1)=\"\",0,1)","v":1}]
[]
[null,null,null,{"$f":"LEFT(D6,1)+1&\". Forecast CPI, Real Labour/Non-Labour Price Growth\"","v":"7. Forecast CPI, Real Labour/Non-Labour Price Growth"}]
[]
[null,"Year Series",null,null,null,null,null,null,null,null,null,null,"Forecast RP"]
[null,null,null,"Dynamic Notation",null,null,null,null,{"$f":"(LEFT(J15,4)-1&IF(MID(J15,5,1)=\"\",\"\",\"-\"&TEXT(MOD(MID(J15,6,2)-1,100),\"00\")))","v":"2022-23"},{"$f":"(LEFT(K15,4)-1&IF(MID(K15,5,1)=\"\",\"\",\"-\"&TEXT(MOD(MID(K15,6,2)-1,100),\"00\")))","v":"2023-24"},{"$f":"(LEFT(L15,4)-1&IF(MID(L15,5,1)=\"\",\"\",\"-\"&TEXT(MOD(MID(L15,6,2)-1,100),\"00\")))","v":"2024-25"},{"$f":"(LEFT(M15,4)-1&IF(MID(M15,5,1)=\"\",\"\",\"-\"&TEXT(MOD(MID(M15,6,2)-1,100),\"00\")))","v":"2025-26"},{"$f":"FPFirstYear","v":"2026-27"},{"$f":"(LEFT(M15,4)+1&IF(MID(M15,5,1)=\"\",\"\",\"-\"&TEXT(MOD(MID(M15,6,2)+1,100),\"00\")))","v":"2027-28"},{"$f":"(LEFT(N15,4)+1&IF(MID(N15,5,1)=\"\",\"\",\"-\"&TEXT(MOD(MID(N15,6,2)+1,100),\"00\")))","v":"2028-29"},{"$f":"(LEFT(O15,4)+1&IF(MID(O15,5,1)=\"\",\"\",\"-\"&TEXT(MOD(MID(O15,6,2)+1,100),\"00\")))","v":"2029-30"},{"$f":"(LEFT(P15,4)+1&IF(MID(P15,5,1)=\"\",\"\",\"-\"&TEXT(MOD(MID(P15,6,2)+1,100),\"00\")))","v":"2030-31"}]
[null,null,null,"End Year Notation",null,null,null,null,{"$f":"(LEFT(I$15,4)+$J$10)/1","v":2023},2024,2025,2026,2027,2028,2029,2030,2031]
[]
[]
[null,"CPI",null,null,null,null,null,null,null,null,null,null,"Forecast RP"]
[null,null,null,"Forecast Inflation - 6 months lagged",null,null,"YE Index","Source",{"$f":"I$15","v":"2022-23"},{"$f":"J$15","v":"2023-24"},"2024-25","2025-26","2026-27","2027-28","2028-29","2029-30","2030-31"]
[null,null,null,"CPI year on year change (NSP Forecast)",null,null,{"$f":"(EDATE(Basis_Ptrm,-6))","v":"2025-12-01"},null,null,4.0519877675840865E-2,0.03,3.6999999999999998E-2,2.5999999999999999E-2]
[null,null,null,"CPI year on year change (ABS Data)",null,null,{"$f":"(EDATE(Basis_Ptrm,-6))","v":"2025-12-01"},null,{"$f":"INDEX('Input| Historical Inflation'!$J$10:$J$72,\nMATCH(1,('Input| Historical Inflation'!$E$10:$E$72=(IF(MONTH($J$9)=6,12,6)))*\n('Input| Historical Inflation'!$D$10:$D$72=I$16+IF(MONTH($J$9)=6,-1,0)),0))","v":7.8318219291014124E-2},{"$f":"INDEX('Input| Historical Inflation'!$J$10:$J$72,\nMATCH(1,('Input| Historical Inflation'!$E$10:$E$72=(IF(MONTH($J$9)=6,12,6)))*\n('Input| Historical Inflation'!$D$10:$D$72=J$16+IF(MONTH($J$9)=6,-1,0)),0))","v":4.0519877675840865E-2},{"$f":"INDEX('Input| Historical Inflation'!$J$10:$J$72,\nMATCH(1,('Input| Historical Inflation'!$E$10:$E$72=(IF(MONTH($J$9)=6,12,6)))*\n('Input| Historical Inflation'!$D$10:$D$72=K$16+IF(MONTH($J$9)=6,-1,0)),0))","v":0},{"$f":"INDEX('Input| Historical Inflation'!$J$10:$J$72,\nMATCH(1,('Input| Historical Inflation'!$E$10:$E$72=(IF(MONTH($J$9)=6,12,6)))*\n('Input| Historical Inflation'!$D$10:$D$72=L$16+IF(MONTH($J$9)=6,-1,0)),0))","v":0},{"$f":"INDEX('Input| Historical Inflation'!$J$10:$J$72,\nMATCH(1,('Input| Historical Inflation'!$E$10:$E$72=(IF(MONTH($J$9)=6,12,6)))*\n('Input| Historical Inflation'!$D$10:$D$72=M$16+IF(MONTH($J$9)=6,-1,0)),0))","v":0},{"$f":"INDEX('Input| Historical Inflation'!$J$10:$J$72,\nMATCH(1,('Input| Historical Inflation'!$E$10:$E$72=(IF(MONTH($J$9)=6,12,6)))*\n('Input| Historical Inflation'!$D$10:$D$72=N$16+IF(MONTH($J$9)=6,-1,0)),0))","v":0},{"$f":"INDEX('Input| Historical Inflation'!$J$10:$J$72,\nMATCH(1,('Input| Historical Inflation'!$E$10:$E$72=(IF(MONTH($J$9)=6,12,6)))*\n('Input| Historical Inflation'!$D$10:$D$72=O$16+IF(MONTH($J$9)=6,-1,0)),0))","v":0},{"$f":"INDEX('Input| Historical Inflation'!$J$10:$J$72,\nMATCH(1,('Input| Historical Inflation'!$E$10:$E$72=(IF(MONTH($J$9)=6,12,6)))*\n('Input| Historical Inflation'!$D$10:$D$72=P$16+IF(MONTH($J$9)=6,-1,0)),0))","v":0},{"$f":"INDEX('Input| Historical Inflation'!$J$10:$J$72,\nMATCH(1,('Input| Historical Inflation'!$E$10:$E$72=(IF(MONTH($J$9)=6,12,6)))*\n('Input| Historical Inflation'!$D$10:$D$72=Q$16+IF(MONTH($J$9)=6,-1,0)),0))","v":{"$error":"#N/A"}}]
[{"$f":"PRODUCT(($I$23:$Q$23<>0)/1)","v":1},null,null,"CPI Calculated YoY change (ABS data where available)",null,null,null,"Calculated",{"$f":"IF(I$22>0,I$22,I$21)","v":7.8318219291014124E-2},{"$f":"IF(J$22>0,J$22,J$21)","v":4.0519877675840865E-2},{"$f":"IF(K$22>0,K$22,K$21)","v":0.03},{"$f":"IF(L$22>0,L$22,L$21)","v":3.6999999999999998E-2},{"$f":"IF(M$22>0,M$22,M$21)","v":2.5999999999999999E-2},{"$f":"M23","v":2.5999999999999999E-2},{"$f":"N23","v":2.5999999999999999E-2},{"$f":"O23","v":2.5999999999999999E-2},{"$f":"P23","v":2.5999999999999999E-2}]
[]
[]
[null,null,null,"Cumulative Inflation - 6 months lagged",null,null,"Cash Flow Timing","Source",{"$f":"I$15","v":"2022-23"},{"$f":"J$15","v":"2023-24"},"2024-25","2025-26","2026-27","2027-28","2028-29","2029-30","2030-31"]
[null,null,null,"Cumulative Inflation Index (Lagged)",null,null,"End Year","Calculated",1,{"$f":"I27*(1+J23)","v":1.0405198776758409},1.071735474006116,1.1113896865443422,1.1402858183944951,1.1699332496727519,1.2003515141642436,1.2315606535325139,1.2635812305243592]
[null,null,null,"Cumulative Inflation Index (Lagged - Mid Year Input)",null,null,"Mid Year","Calculated",1,{"$f":"I27*((1+J23)^0.5)","v":1.0200587618739623},1.0560123409855129,1.0913824959720166,1.1257450414176458,1.1550144124945045,1.1850447872193617,1.2158559516870651,1.2474682064309288]
[]
[]
[null,null,null,"CPI - Basis Conversion Indexes","Basis In - YE","Basis Out - YE","Note","Source",{"$f":"I$15","v":"2022-23"},{"$f":"J$15","v":"2023-24"},"2024-25","2025-26","2026-27","2027-28","2028-29","2029-30","2030-31"]
[null,null,null,"Opex Hist > Opex Forecast",{"$f":"Basis_OpexHistEY","v":"nominal"},{"$f":"Basis_OpexForecastEY","v":2024},"Lagged","Calculated",null,{"$f":"IF($E32=\"nominal\",\n(1+J$23)^0.5*INDEX($J$27:$Q$27,MATCH($F32,$J$16:$Q$16))/J$27,\nINDEX($J$27:$Q$27,MATCH($F32,$J$16:$Q$16))/INDEX($J$27:$Q$27,MATCH($E32,$J$16:$Q$16)))","v":1.0200587618739623},0.98532927816429317,0.95339615718238513,0.92429443559042379,0.90087176958130977,0.87804266041063317,0.85579206667703045,0.83410532814525384]
[null,null,null,"Opex Forecast -> Output",{"$f":"Basis_OpexForecastEY","v":2024},{"$f":"Basis_PtrmEY","v":2026},"Lagged","Calculated",null,{"$f":"IF($E33=\"nominal\",\n(1+J23)^0.5*INDEX($J$27:$Q$27,MATCH($F33,$J$16:$Q$16))/J$27,\nINDEX($J$27:$Q$27,MATCH($F33,$J$16:$Q$16))/INDEX($J$27:$Q$27,MATCH($E33,$J$16:$Q$16)))","v":1.0681099999999999},1.0681099999999999,1.0681099999999999,1.0681099999999999,1.0681099999999999,1.0681099999999999,1.0681099999999999,1.0681099999999999]
[null,null,null,"Capex -> Output",{"$f":"Basis_CapexEY","v":2024},{"$f":"Basis_PtrmEY","v":2026},{"$f":"'Input|General'!J33&\" Inputs\"","v":"Mid Year Inputs"},"Calculated",null,{"$f":"IF($E34=\"nominal\",\n(1+J$23)^0.5*INDEX($J$27:$Q$27,MATCH($F34,$J$16:$Q$16))/J$27,\nINDEX($J$27:$Q$27,MATCH($F34,$J$16:$Q$16))/INDEX(IF('Input|General'!$J$33=\"Mid Year\",$J$28:$Q$28,$J$27:$Q$27),MATCH($E34,$J$16:$Q$16)))","v":1.0895349641451977},{"$f":"IF($E34=\"nominal\",\n(1+K$23)^0.5*INDEX($J$27:$Q$27,MATCH($F34,$J$16:$Q$16))/K$27,\nINDEX($J$27:$Q$27,MATCH($F34,$J$16:$Q$16))/INDEX(IF('Input|General'!$J$33=\"Mid Year\",$J$28:$Q$28,$J$27:$Q$27),MATCH($E34,$J$16:$Q$16)))","v":1.0895349641451977},{"$f":"IF($E34=\"nominal\",\n(1+L$23)^0.5*INDEX($J$27:$Q$27,MATCH($F34,$J$16:$Q$16))/L$27,\nINDEX($J$27:$Q$27,MATCH($F34,$J$16:$Q$16))/INDEX(IF('Input|General'!$J$33=\"Mid Year\",$J$28:$Q$28,$J$27:$Q$27),MATCH($E34,$J$16:$Q$16)))","v":1.0895349641451977},{"$f":"IF($E34=\"nominal\",\n(1+M$23)^0.5*INDEX($J$27:$Q$27,MATCH($F34,$J$16:$Q$16))/M$27,\nINDEX($J$27:$Q$27,MATCH($F34,$J$16:$Q$16))/INDEX(IF('Input|General'!$J$33=\"Mid Year\",$J$28:$Q$28,$J$27:$Q$27),MATCH($E34,$J$16:$Q$16)))","v":1.0895349641451977},{"$f":"IF($E34=\"nominal\",\n(1+N$23)^0.5*INDEX($J$27:$Q$27,MATCH($F34,$J$16:$Q$16))/N$27,\nINDEX($J$27:$Q$27,MATCH($F34,$J$16:$Q$16))/INDEX(IF('Input|General'!$J$33=\"Mid Year\",$J$28:$Q$28,$J$27:$Q$27),MATCH($E34,$J$16:$Q$16)))","v":1.0895349641451977},{"$f":"IF($E34=\"nominal\",\n(1+O$23)^0.5*INDEX($J$27:$Q$27,MATCH($F34,$J$16:$Q$16))/O$27,\nINDEX($J$27:$Q$27,MATCH($F34,$J$16:$Q$16))/INDEX(IF('Input|General'!$J$33=\"Mid Year\",$J$28:$Q$28,$J$27:$Q$27),MATCH($E34,$J$16:$Q$16)))","v":1.0895349641451977},{"$f":"IF($E34=\"nominal\",\n(1+P$23)^0.5*INDEX($J$27:$Q$27,MATCH($F34,$J$16:$Q$16))/P$27,\nINDEX($J$27:$Q$27,MATCH($F34,$J$16:$Q$16))/INDEX(IF('Input|General'!$J$33=\"Mid Year\",$J$28:$Q$28,$J$27:$Q$27),MATCH($E34,$J$16:$Q$16)))","v":1.0895349641451977},{"$f":"IF($E34=\"nominal\",\n(1+Q$23)^0.5*INDEX($J$27:$Q$27,MATCH($F34,$J$16:$Q$16))/Q$27,\nINDEX($J$27:$Q$27,MATCH($F34,$J$16:$Q$16))/INDEX(IF('Input|General'!$J$33=\"Mid Year\",$J$28:$Q$28,$J$27:$Q$27),MATCH($E34,$J$16:$Q$16)))","v":1.0895349641451977}]
[null,null,null,"PTRM -> RFM",{"$f":"Basis_PtrmEY","v":2026},{"$f":"Basis_RfmEY","v":"nominal"},null,"Calculated",null,{"$f":"J27/(INDEX($J$27:$Q$27,MATCH(YEAR(Basis_Ptrm),$J$16:$Q$16,0)))","v":0.93623315950604347},0.96432015429122475,1,1.026,1.0526759999999999,1.0800455760000001,1.1081267609759999,1.136938056761376]
[]
[null,"Opex Price Change"]
[null,null,null,"Forecast Price Change Component",null,null,null,"Source","Weights",{"$f":"J$15","v":"2023-24"},"2024-25","2025-26","2026-27","2027-28","2028-29","2029-30","2030-31"]
[null,null,null,"Internal Labour",null,null,null,null,1,null,{"$f":"[1]Sheet1!C4","v":8.2681564533859629E-3},{"$f":"[1]Sheet1!D4","v":8.100515567042995E-3},{"$f":"[1]Sheet1!E4","v":9.3135243940020672E-3},{"$f":"[1]Sheet1!F4","v":8.3583556288052887E-3},{"$f":"[1]Sheet1!G4","v":1.0254990531688098E-2},{"$f":"[1]Sheet1!H4","v":1.2240188084018007E-2},{"$f":"[1]Sheet1!I4","v":1.0182353043552642E-2}]
[null,null,null,"Real Labour Price Change 2",null,null,null,null,0]
[null,null,null,"Real Non-Labour Price Change",null,null,null,null,0]
[null,null,null,"Forecast Price Change 4"]
[null,null,null,"Forecast Weighted Real Price Change",null,null,null,"Calculated",null,null,{"$f":"SUMPRODUCT(K$39:K$42,$I$39:$I$42)","v":8.2681564533859629E-3},{"$f":"SUMPRODUCT(L$39:L$42,$I$39:$I$42)","v":8.100515567042995E-3},9.3135243940020672E-3,8.3583556288052887E-3,1.0254990531688098E-2,1.2240188084018007E-2,1.0182353043552642E-2]
[{"$f":"I44","v":1},null,null,null,null,null,null,null,{"$f":"(SUM(I39:I42)=1)/1","v":1}]
[]
[]
[]
[null,"Capex Price Change"]
[null,null,null,"Forecast Price Change Component",null,null,null,"Source","Weights",{"$f":"J$15","v":"2023-24"},"2024-25","2025-26","2026-27","2027-28","2028-29","2029-30","2030-31"]
[null,null,null,"Real Labour Price Change",null,null,null,null,"Applied Directly",null,{"$f":"AVERAGE(K39:K40)","v":8.2681564533859629E-3},{"$f":"AVERAGE(L39:L40)","v":8.100515567042995E-3},9.3135243940020672E-3,8.3583556288052887E-3,1.0254990531688098E-2,1.2240188084018007E-2,1.0182353043552642E-2]
[null,null,null,"Real Non-Labour Price Change",null,null,null,null,"Applied Directly",null,{"$f":"K41","v":0},{"$f":"L41","v":0},0,0,0,0,0]
[]
[null,null,"Labour Price Change"]
[null,null,null,"Internal Real Price index",null,null,null,null,null,{"$f":"1","v":1},{"$f":"IFERROR(J54*(1+K50),\"\")","v":1.008268156453386},{"$f":"IFERROR(K54*(1+L50),\"\")","v":1.0164356483504904},1.0259022465563361,1.0344771023734443,1.0450856552635319,1.0578777002478668,1.0686493844686922]
[null,null,null,"Real Price index to input year",null,null,null,null,null,{"$f":"J$54/INDEX($J$54:$Q$54,MATCH(Basis_CapexEY,$J$16:$Q$16))","v":1},1.008268156453386,1.0164356483504904,1.0259022465563361,1.0344771023734443,1.0450856552635319,1.0578777002478668,1.0686493844686922]
[]
[null,null,"Non-Labour Price Change"]
[null,null,null,"Internal Real Price index",null,null,null,null,null,{"$f":"1","v":1},{"$f":"IFERROR(J58*(1+K51),\"\")","v":1},{"$f":"IFERROR(K58*(1+L51),\"\")","v":1},1,1,1,1,1]
[null,null,null,"Real Price index to input year",null,null,null,null,null,{"$f":"J$58/INDEX($J$58:$Q$58,MATCH(Basis_CapexEY,$J$16:$Q$16))","v":1},1,1,1,1,1,1,1]

{"sheet":"Input | Meter-Opex BST","index":4,"n_rows":46,"n_cols":22,"rows_kept":46,"cut":false,"hidden":false,"merged":[[3,17,3,21]]}
[null,{"$f":"'Input|General'!B1&\" v\"&'Input|General'!$D$2","v":"AER Metering Opex & Capex Forecasting Model  v1.08"}]
[null,{"$f":"MID(CELL(\"filename\",A1),FIND(\"]\",CELL(\"filename\",A1))+1,255)","v":"Input | Meter-Opex BST"}]
[]
[null,null,null,null,null,null,null,null,null,null,null,null,null,{"$f":"IF(N5=Opex_BaseYear,\"Base Year\",\"\")","v":""},{"$f":"IF(O5=Opex_BaseYear,\"Base Year\",\"\")","v":"Base Year"},{"$f":"IF(P5=Opex_BaseYear,\"Base Year\",\"\")","v":""},{"$f":"IF(Q5=Opex_BaseYear,\"Base Year\",\"\")","v":""},"Forecast RP"]
[{"$f":"PRODUCT($A$6:$A$52)","v":1},null,null,null,null,null,null,null,null,"Value",null,{"$f":"IF(MONTH('Input|General'!$J$14)=6,LEFT(M5,4)-1&\"-\"&TEXT(MOD(MID(M5,6,2)-1,100),\"00\"),M5-1)","v":"2020-21"},{"$f":"IF(MONTH('Input|General'!$J$14)=6,LEFT(N5,4)-1&\"-\"&TEXT(MOD(MID(N5,6,2)-1,100),\"00\"),N5-1)","v":"2021-22"},{"$f":"IF(MONTH('Input|General'!$J$14)=6,LEFT(O5,4)-1&\"-\"&TEXT(MOD(MID(O5,6,2)-1,100),\"00\"),O5-1)","v":"2022-23"},{"$f":"IF(MONTH('Input|General'!$J$14)=6,LEFT(P5,4)-1&\"-\"&TEXT(MOD(MID(P5,6,2)-1,100),\"00\"),P5-1)","v":"2023-24"},{"$f":"IF(MONTH('Input|General'!$J$14)=6,LEFT(Q5,4)-1&\"-\"&TEXT(MOD(MID(Q5,6,2)-1,100),\"00\"),Q5-1)","v":"2024-25"},{"$f":"IF(MONTH('Input|General'!$J$14)=6,LEFT(R5,4)-1&\"-\"&TEXT(MOD(MID(R5,6,2)-1,100),\"00\"),R5-1)","v":"2025-26"},{"$f":"FPFirstYear","v":"2026-27"},{"$f":"IF(MONTH('Input|General'!$J$14)=6,LEFT(R5,4)+1&\"-\"&TEXT(MOD(MID(R5,6,2)+1,100),\"00\"),R5+1)","v":"2027-28"},{"$f":"IF(MONTH('Input|General'!$J$14)=6,LEFT(S5,4)+1&\"-\"&TEXT(MOD(MID(S5,6,2)+1,100),\"00\"),S5+1)","v":"2028-29"},{"$f":"IF(MONTH('Input|General'!$J$14)=6,LEFT(T5,4)+1&\"-\"&TEXT(MOD(MID(T5,6,2)+1,100),\"00\"),T5+1)","v":"2029-30"},{"$f":"IF(MONTH('Input|General'!$J$14)=6,LEFT(U5,4)+1&\"-\"&TEXT(MOD(MID(U5,6,2)+1,100),\"00\"),U5+1)","v":"2030-31"}]
[]
[null,null,"Base"]
[null,null,null,"Historical Opex"]
[null,null,null,null,null,"Total opex","$millions",{"$f":"Basis_OpexHist","v":"nominal"},null,null,null,11,12.138,10.071,9.7799999999999994,12.5]
[]
[null,null,null,"Adjustments"]
[null,null,null,null,null,"One-off expenditure item in base year reversed",{"$f":"$G$9","v":"$millions"},{"$f":"Basis_OpexHist","v":"nominal"},null,null,null,0,0,0,0,0.25]
[null,null,null,null,null,"Uncontrollable",{"$f":"$G$9","v":"$millions"},{"$f":"Basis_OpexHist","v":"nominal"},null,null,null,0,0,0,0,null,0]
[null,null,null,null,null,"Adjustment 3",{"$f":"$G$9","v":"$millions"},{"$f":"Basis_OpexHist","v":"nominal"},null,null,null,0,0,0,0,null,0]
[null,null,null,null,null,"Adjustment 4",{"$f":"$G$9","v":"$millions"},{"$f":"Basis_OpexHist","v":"nominal"},null,null,null,0,0,0,0,0,0]
[]
[null,null,null,null,null,"Base Opex (After Adjustment)",{"$f":"$G$9","v":"$millions"},{"$f":"Basis_OpexHist","v":"nominal"},null,null,null,null,null,null,{"$f":"IF(O$5=Opex_BaseYear,(SUM(O12:O15,O9)),\"\")","v":9.7799999999999994},{"$f":"IF(P$5=Opex_BaseYear,(SUM(P12:P15,P9)),\"\")","v":""},{"$f":"IF(Q$5=Opex_BaseYear,(SUM(Q12:Q15,Q9)),\"\")","v":""}]
[{"$f":"(SUM(N18:Q18)<>0)/1","v":1},null,null,null,null,"Base Opex (After Adjustment)",{"$f":"$G$9","v":"$millions"},{"$f":"Basis_OpexForecast","v":"2024-06-01"},null,null,null,null,null,null,{"$f":"IF(O$5=Opex_BaseYear,O17*'Input| Prices'!J$32,\"\")","v":9.9761746911273512},{"$f":"IF(P$5=Opex_BaseYear,P17*'Input| Prices'!K$32,\"\")","v":""},{"$f":"IF(Q$5=Opex_BaseYear,Q17*'Input| Prices'!L$32,\"\")","v":""}]
[]
[null,null,"Step"]
[]
[null,null,null,"Step Changes & Specific Forecasts"]
[null,null,null,null,null,"Providing Distributed Intellegence capabilities in new smart meters from 2029",{"$f":"$G$9","v":"$millions"},{"$f":"Basis_OpexForecast","v":"2024-06-01"},null,null,null,null,null,null,null,null," ",0,0,0.39797949651415532,0.62635330259881228,0.65638665797217599]
[null,null,null,null,null,"Step 2",{"$f":"$G$9","v":"$millions"},{"$f":"Basis_OpexForecast","v":"2024-06-01"}]
[null,null,null,null,null,"Step 3",{"$f":"$G$9","v":"$millions"},{"$f":"Basis_OpexForecast","v":"2024-06-01"}]
[null,null,null,null,null,"Step 4",{"$f":"$G$9","v":"$millions"},{"$f":"Basis_OpexForecast","v":"2024-06-01"}]
[]
[null,null,"Trend"]
[]
[null,null,null,"Forecast output change"]
[null,null,null,null,"Outputs","Customer numbers (#)","No.",null,null,null,null,null,null,null,null,{"$f":"'Input | Meters Vols & Costs'!O427","v":847316},{"$f":"'Input | Meters Vols & Costs'!P427","v":862294.27399999998},{"$f":"'Input | Meters Vols & Costs'!Q427","v":877783.45561936509},{"$f":"'Input | Meters Vols & Costs'!R427","v":893617.84379977325},{"$f":"'Input | Meters Vols & Costs'!S427","v":909790.29022339929},{"$f":"'Input | Meters Vols & Costs'!T427","v":926323.36772941425},{"$f":"'Input | Meters Vols & Costs'!U427","v":943216.89869506797}]
[null,null,null,null,"Outputs","Output 2","No.",null,null,null,null,null,null,null,null,0,0,0,0,0,0,0]
[null,null,null,null,"Outputs","Output 3","No.",null,null,null,null,null,null,null,null,0,0,0,0,0,0,0]
[null,null,null,null,"Outputs","Output 4","No.",null,null,null,null,null,null,null,null,0,0,0,0,0,0,0]
[]
[{"$f":"IF(SUM(O31:V31)<>0,(J36<>0)/1,1)","v":1},null,null,null,"Weights",{"$f":"F31","v":"Customer numbers (#)"},"%",null,null,1]
[{"$f":"IF(SUM(O32:V32)<>0,(J37<>0)/1,1)","v":1},null,null,null,"Weights",{"$f":"F32","v":"Output 2"},"%"]
[{"$f":"IF(SUM(O33:V33)<>0,(J38<>0)/1,1)","v":1},null,null,null,"Weights",{"$f":"F33","v":"Output 3"},"%",null,null,0]
[{"$f":"IF(SUM(O34:V34)<>0,(J39<>0)/1,1)","v":1},null,null,null,"Weights",{"$f":"F34","v":"Output 4"},"%",null,null,0]
[]
[null,null,null,"Forecast Real Price Change"]
[null,null,null,null,"Forecast price change","Forecast Weighted Real Price Change","%",null,null,null,null,null,null,null,null,{"$f":"'Input| Prices'!K43","v":8.2681564533859629E-3},{"$f":"'Input| Prices'!L43","v":8.100515567042995E-3},{"$f":"'Input| Prices'!M43","v":9.3135243940020672E-3},{"$f":"'Input| Prices'!N43","v":8.3583556288052887E-3},{"$f":"'Input| Prices'!O43","v":1.0254990531688098E-2},{"$f":"'Input| Prices'!P43","v":1.2240188084018007E-2},{"$f":"'Input| Prices'!Q43","v":1.0182353043552642E-2}]
[]
[null,null,null,"Forecast Productivity change"]
[null,null,null,null,"Economy of Scale","Economies of Scale Factor","%",null,null,1]
[null,null,null,null,"Productivity","Partial Factor Productivity - Annual improvement","%"]

{"sheet":"Opex Specific >","index":5,"n_rows":0,"n_cols":0,"rows_kept":0,"cut":false,"hidden":false,"merged":[]}

{"sheet":"Calc | Opex","index":6,"n_rows":1048576,"n_cols":22,"rows_kept":4500,"cut":true,"hidden":false,"merged":[[46,1,54,1]],"bounds":{"rows_first":2000,"rows_last":500,"rows_between":2000,"halvings":0}}
[null,{"$f":"'Input|General'!B1&\" v\"&'Input|General'!$D$2","v":"AER Metering Opex & Capex Forecasting Model  v1.08"}]
[null,{"$f":"MID(CELL(\"filename\",A1),FIND(\"]\",CELL(\"filename\",A1))+1,255)","v":"Calc | Opex"}]
[]
[null,null,null,null,null,null,null,null,null,"Value",null,{"$f":"IF(MONTH('Input|General'!$J$14)=6,LEFT(M4,4)-1&\"-\"&TEXT(MOD(MID(M4,6,2)-1,100),\"00\"),M4-1)","v":"2020-21"},{"$f":"IF(MONTH('Input|General'!$J$14)=6,LEFT(N4,4)-1&\"-\"&TEXT(MOD(MID(N4,6,2)-1,100),\"00\"),N4-1)","v":"2021-22"},{"$f":"IF(MONTH('Input|General'!$J$14)=6,LEFT(O4,4)-1&\"-\"&TEXT(MOD(MID(O4,6,2)-1,100),\"00\"),O4-1)","v":"2022-23"},{"$f":"IF(MONTH('Input|General'!$J$14)=6,LEFT(P4,4)-1&\"-\"&TEXT(MOD(MID(P4,6,2)-1,100),\"00\"),P4-1)","v":"2023-24"},{"$f":"IF(MONTH('Input|General'!$J$14)=6,LEFT(Q4,4)-1&\"-\"&TEXT(MOD(MID(Q4,6,2)-1,100),\"00\"),Q4-1)","v":"2024-25"},{"$f":"IF(MONTH('Input|General'!$J$14)=6,LEFT(R4,4)-1&\"-\"&TEXT(MOD(MID(R4,6,2)-1,100),\"00\"),R4-1)","v":"2025-26"},{"$f":"FPFirstYear","v":"2026-27"},{"$f":"IF(MONTH('Input|General'!$J$14)=6,LEFT(R4,4)+1&\"-\"&TEXT(MOD(MID(R4,6,2)+1,100),\"00\"),R4+1)","v":"2027-28"},{"$f":"IF(MONTH('Input|General'!$J$14)=6,LEFT(S4,4)+1&\"-\"&TEXT(MOD(MID(S4,6,2)+1,100),\"00\"),S4+1)","v":"2028-29"},{"$f":"IF(MONTH('Input|General'!$J$14)=6,LEFT(T4,4)+1&\"-\"&TEXT(MOD(MID(T4,6,2)+1,100),\"00\"),T4+1)","v":"2029-30"},{"$f":"IF(MONTH('Input|General'!$J$14)=6,LEFT(U4,4)+1&\"-\"&TEXT(MOD(MID(U4,6,2)+1,100),\"00\"),U4+1)","v":"2030-31"}]
[]
[null,"Calcs"]
[]
[null,null,null,null,null,null,null,null,null,"Value",null,{"$f":"L4","v":"2020-21"},{"$f":"M4","v":"2021-22"},"2022-23","2023-24","2024-25","2025-26","2026-27","2027-28","2028-29","2029-30","2030-31"]
[]
[null,null,"Base"]
[]
[null,null,null,"Adjusted Base",null,"Total opex",{"$f":"'Input | Meter-Opex BST'!$G$9","v":"$millions"},{"$f":"Basis_OpexForecast","v":"2024-06-01"},null,null,null,null,null,null,{"$f":"'Input | Meter-Opex BST'!O18","v":9.9761746911273512},{"$f":"'Input | Meter-Opex BST'!P18","v":""},{"$f":"'Input | Meter-Opex BST'!Q18","v":""}]
[]
[null,null,"Steps"]
[]
[]
[null,null,null,"Steps (As Input)",null,"Total Steps",{"$f":"'Input | Meter-Opex BST'!$G$9","v":"$millions"},{"$f":"Basis_OpexForecast","v":"2024-06-01"},null,null,null,null,null,null,null,{"$f":"SUM('Input | Meter-Opex BST'!P$23:P$26)","v":0},{"$f":"SUM('Input | Meter-Opex BST'!Q$23:Q$26)","v":0},{"$f":"SUM('Input | Meter-Opex BST'!R$23:R$26)","v":0},{"$f":"SUM('Input | Meter-Opex BST'!S$23:S$26)","v":0},{"$f":"SUM('Input | Meter-Opex BST'!T$23:T$26)","v":0.39797949651415532},{"$f":"SUM('Input | Meter-Opex BST'!U$23:U$26)","v":0.62635330259881228},{"$f":"SUM('Input | Meter-Opex BST'!V$23:V$26)","v":0.65638665797217599}]
[]
[]
[null,null,"Trend"]
[]
[]
[null,null,null,"Forecast output change"]
[null,null,null,null,"Weighted",{"$f":"'Input | Meter-Opex BST'!F31","v":"Customer numbers (#)"},"%",null,null,null,null,null,null,null,null,{"$f":"IFERROR(LN('Input | Meter-Opex BST'!P31/'Input | Meter-Opex BST'!O31)*'Input | Meter-Opex BST'!$J36,\"\")","v":""},{"$f":"IFERROR(LN('Input | Meter-Opex BST'!Q31/'Input | Meter-Opex BST'!P31)*'Input | Meter-Opex BST'!$J36,\"\")","v":1.7522891017392933E-2},{"$f":"IFERROR(LN('Input | Meter-Opex BST'!R31/'Input | Meter-Opex BST'!Q31)*'Input | Meter-Opex BST'!$J36,\"\")","v":1.780333196924485E-2},{"$f":"IFERROR(LN('Input | Meter-Opex BST'!S31/'Input | Meter-Opex BST'!R31)*'Input | Meter-Opex BST'!$J36,\"\")","v":1.7878286472528551E-2},{"$f":"IFERROR(LN('Input | Meter-Opex BST'!T31/'Input | Meter-Opex BST'!S31)*'Input | Meter-Opex BST'!$J36,\"\")","v":1.7935906651560776E-2},{"$f":"IFERROR(LN('Input | Meter-Opex BST'!U31/'Input | Meter-Opex BST'!T31)*'Input | Meter-Opex BST'!$J36,\"\")","v":1.8009260248677227E-2},{"$f":"IFERROR(LN('Input | Meter-Opex BST'!V31/'Input | Meter-Opex BST'!U31)*'Input | Meter-Opex BST'!$J36,\"\")","v":1.8072882508172152E-2}]
[null,null,null,null,"Weighted",{"$f":"'Input | Meter-Opex BST'!F32","v":"Output 2"},"%",null,null,null,null,null,null,null,null,{"$f":"IFERROR(LN('Input | Meter-Opex BST'!P32/'Input | Meter-Opex BST'!O32)*'Input | Meter-Opex BST'!$J37,\"\")","v":""},{"$f":"IFERROR(LN('Input | Meter-Opex BST'!Q32/'Input | Meter-Opex BST'!P32)*'Input | Meter-Opex BST'!$J37,\"\")","v":""},{"$f":"IFERROR(LN('Input | Meter-Opex BST'!R32/'Input | Meter-Opex BST'!Q32)*'Input | Meter-Opex BST'!$J37,\"\")","v":""},{"$f":"IFERROR(LN('Input | Meter-Opex BST'!S32/'Input | Meter-Opex BST'!R32)*'Input | Meter-Opex BST'!$J37,\"\")","v":""},{"$f":"IFERROR(LN('Input | Meter-Opex BST'!T32/'Input | Meter-Opex BST'!S32)*'Input | Meter-Opex BST'!$J37,\"\")","v":""},{"$f":"IFERROR(LN('Input | Meter-Opex BST'!U32/'Input | Meter-Opex BST'!T32)*'Input | Meter-Opex BST'!$J37,\"\")","v":""},{"$f":"IFERROR(LN('Input | Meter-Opex BST'!V32/'Input | Meter-Opex BST'!U32)*'Input | Meter-Opex BST'!$J37,\"\")","v":""}]
[null,null,null,null,"Weighted",{"$f":"'Input | Meter-Opex BST'!F33","v":"Output 3"},"%",null,null,null,null,null,null,null,null,{"$f":"IFERROR(LN('Input | Meter-Opex BST'!P33/'Input | Meter-Opex BST'!O33)*'Input | Meter-Opex BST'!$J38,\"\")","v":""},{"$f":"IFERROR(LN('Input | Meter-Opex BST'!Q33/'Input | Meter-Opex BST'!P33)*'Input | Meter-Opex BST'!$J38,\"\")","v":""},{"$f":"IFERROR(LN('Input | Meter-Opex BST'!R33/'Input | Meter-Opex BST'!Q33)*'Input | Meter-Opex BST'!$J38,\"\")","v":""},{"$f":"IFERROR(LN('Input | Meter-Opex BST'!S33/'Input | Meter-Opex BST'!R33)*'Input | Meter-Opex BST'!$J38,\"\")","v":""},{"$f":"IFERROR(LN('Input | Meter-Opex BST'!T33/'Input | Meter-Opex BST'!S33)*'Input | Meter-Opex BST'!$J38,\"\")","v":""},{"$f":"IFERROR(LN('Input | Meter-Opex BST'!U33/'Input | Meter-Opex BST'!T33)*'Input | Meter-Opex BST'!$J38,\"\")","v":""},{"$f":"IFERROR(LN('Input | Meter-Opex BST'!V33/'Input | Meter-Opex BST'!U33)*'Input | Meter-Opex BST'!$J38,\"\")","v":""}]
[null,null,null,null,"Weighted",{"$f":"'Input | Meter-Opex BST'!F34","v":"Output 4"},"%",null,null,null,null,null,null,null,null,{"$f":"IFERROR(LN('Input | Meter-Opex BST'!P34/'Input | Meter-Opex BST'!O34)*'Input | Meter-Opex BST'!$J39,\"\")","v":""},{"$f":"IFERROR(LN('Input | Meter-Opex BST'!Q34/'Input | Meter-Opex BST'!P34)*'Input | Meter-Opex BST'!$J39,\"\")","v":""},{"$f":"IFERROR(LN('Input | Meter-Opex BST'!R34/'Input | Meter-Opex BST'!Q34)*'Input | Meter-Opex BST'!$J39,\"\")","v":""},{"$f":"IFERROR(LN('Input | Meter-Opex BST'!S34/'Input | Meter-Opex BST'!R34)*'Input | Meter-Opex BST'!$J39,\"\")","v":""},{"$f":"IFERROR(LN('Input | Meter-Opex BST'!T34/'Input | Meter-Opex BST'!S34)*'Input | Meter-Opex BST'!$J39,\"\")","v":""},{"$f":"IFERROR(LN('Input | Meter-Opex BST'!U34/'Input | Meter-Opex BST'!T34)*'Input | Meter-Opex BST'!$J39,\"\")","v":""},{"$f":"IFERROR(LN('Input | Meter-Opex BST'!V34/'Input | Meter-Opex BST'!U34)*'Input | Meter-Opex BST'!$J39,\"\")","v":""}]
[null,null,null,null,"Weighted","Average forecast output change","%",null,null,null,null,null,null,null,null,{"$f":"SUM(P24:P27)","v":0},1.7522891017392933E-2,1.780333196924485E-2,1.7878286472528551E-2,1.7935906651560776E-2,1.8009260248677227E-2,1.8072882508172152E-2]
[]
[]
[null,null,null,"Forecast Real Price Change"]
[null,null,null,null,null,{"$f":"'Input | Meter-Opex BST'!F42","v":"Forecast Weighted Real Price Change"},"%",null,null,null,null,null,null,null,null,{"$f":"'Input | Meter-Opex BST'!P42","v":8.2681564533859629E-3},{"$f":"'Input | Meter-Opex BST'!Q42","v":8.100515567042995E-3},{"$f":"'Input | Meter-Opex BST'!R42","v":9.3135243940020672E-3},{"$f":"'Input | Meter-Opex BST'!S42","v":8.3583556288052887E-3},{"$f":"'Input | Meter-Opex BST'!T42","v":1.0254990531688098E-2},{"$f":"'Input | Meter-Opex BST'!U42","v":1.2240188084018007E-2},{"$f":"'Input | Meter-Opex BST'!V42","v":1.0182353043552642E-2}]
[]
[null,null,null,"Forecast Productivity change"]
[null,null,null,null,null,"Economies of Scale Factor","%",null,null,{"$f":"'Input | Meter-Opex BST'!J45","v":1}]
[null,null,null,null,null,"Scaled Growth Output","%",null,null,null,null,null,null,null,null,{"$f":"P28*(1-$J$35)","v":0},0,0,0,0,0,0]
[null,null,null,null,null,{"$f":"'Input | Meter-Opex BST'!F46","v":"Partial Factor Productivity - Annual improvement"},"%",null,null,null,null,null,null,null,null,{"$f":"'Input | Meter-Opex BST'!P46","v":0},{"$f":"'Input | Meter-Opex BST'!Q46","v":0},{"$f":"'Input | Meter-Opex BST'!R46","v":0},{"$f":"'Input | Meter-Opex BST'!S46","v":0},{"$f":"'Input | Meter-Opex BST'!T46","v":0},{"$f":"'Input | Meter-Opex BST'!U46","v":0},{"$f":"'Input | Meter-Opex BST'!V46","v":0}]
[null,null,null,null,null,"Sum","%",null,null,null,null,null,null,null,null,{"$f":"SUM(P36:P37)","v":0},{"$f":"SUM(Q36:Q37)","v":0},0,0,0,0,0]
[]
[]
[null,null,null,"Forecast rate of change, year-on-year",null,null,"%",null,null,null,null,null,null,null,null,{"$f":"(1+P28)*(1+P32)*(1-P38)-1","v":8.2681564533859664E-3},2.5765351035902162E-2,{"$f":"(1+R28)*(1+R32)*(1-R38)-1","v":2.728266812983704E-2},2.6386075177705193E-2,2.8374829736137697E-2,3.0469885065393054E-2,2.8439260021937862E-2]
[null,null,null,"Forecast rate of change, Index",null,null,"Index",null,null,null,null,null,null,null,{"$f":"1","v":1},{"$f":"PRODUCT(1+$P41:P41)","v":1.008268156453386},{"$f":"PRODUCT(1+$P41:Q41)","v":1.0342465394427294},{"$f":"PRODUCT(1+$P41:R41)","v":1.0624635445427777},{"$f":"PRODUCT(1+$P41:S41)","v":1.0904977875026545},{"$f":"PRODUCT(1+$P41:T41)","v":1.1214404765506771},{"$f":"PRODUCT(1+$P41:U41)","v":1.1556106389788559},{"$f":"PRODUCT(1+$P41:V41)","v":1.1884753504248933}]
[null,null,null,"Forecast rate of change, Index base year movement",null,null,"Index",null,null,null,null,null,null,null,{"$f":"IF('Input | Meter-Opex BST'!$O$5=Opex_BaseYear,1,\"\")","v":1},{"$f":"P$42/INDEX($O$42:$V$42,MATCH(Opex_BaseYear,$O$4:$V$4,0))","v":1.008268156453386},1.0342465394427294,{"$f":"R$42/INDEX($O$42:$V$42,MATCH(Opex_BaseYear,$O$4:$V$4,0))","v":1.0624635445427777},1.0904977875026545,1.1214404765506771,1.1556106389788559,1.1884753504248933]
[null,null,null,"Forecast rate of change, Cumulative % incl base year movement",null,null,"%",null,null,null,null,null,null,null,null,{"$f":"P43-1","v":8.2681564533859664E-3},3.4246539442729373E-2,{"$f":"R43-1","v":6.2463544542777694E-2},9.049778750265447E-2,0.12144047655067713,0.15561063897885585,0.18847535042489327]
[]
[null,"Outputs (In Input $ real terms)"]
[]
[null,null,null,"BST Forecast",null,null,null,null,null,null,null,null,null,null,{"$f":"IF(O49=Opex_BaseYear,\"Base Year\",\"\")","v":"Base Year"},{"$f":"IF(P49=Opex_BaseYear,\"Base Year\",\"\")","v":""},{"$f":"IF(Q49=Opex_BaseYear,\"Base Year\",\"\")","v":""}]
[null,null,null,null,null,null,null,null,null,null,null,null,null,null,{"$f":"O8","v":"2023-24"},{"$f":"P8","v":"2024-25"},{"$f":"Q8","v":"2025-26"},{"$f":"R$8","v":"2026-27"},{"$f":"S$8","v":"2027-28"},{"$f":"T$8","v":"2028-29"},{"$f":"U$8","v":"2029-30"},{"$f":"V$8","v":"2030-31"}]
[null,null,null,null,null,"Base",{"$f":"'Input | Meter-Opex BST'!$G$9","v":"$millions"},{"$f":"Basis_OpexForecast","v":"2024-06-01"},null,null,null,null,null,null,null,null,null,{"$f":"INDEX($O$12:$Q$12,MATCH(Opex_BaseYear,$O$4:$Q$4,0))","v":9.9761746911273512},{"$f":"INDEX($O$12:$Q$12,MATCH(Opex_BaseYear,'Input | Meter-Opex BST'!$O$5:$Q$5,0))","v":9.9761746911273512},{"$f":"INDEX($O$12:$Q$12,MATCH(Opex_BaseYear,'Input | Meter-Opex BST'!$O$5:$Q$5,0))","v":9.9761746911273512},{"$f":"INDEX($O$12:$Q$12,MATCH(Opex_BaseYear,'Input | Meter-Opex BST'!$O$5:$Q$5,0))","v":9.9761746911273512},{"$f":"INDEX($O$12:$Q$12,MATCH(Opex_BaseYear,'Input | Meter-Opex BST'!$O$5:$Q$5,0))","v":9.9761746911273512}]
[null,null,null,null,null,"Trend",{"$f":"'Input | Meter-Opex BST'!$G$9","v":"$millions"},{"$f":"Basis_OpexForecast","v":"2024-06-01"},null,null,null,null,null,null,null,null,null,{"$f":"R50*R44","v":0.62314723218576484},{"$f":"S50*S44","v":0.90282173728700266},{"$f":"T50*T44","v":1.2115114086433099},{"$f":"U50*U44","v":1.5523989182510169},{"$f":"V50*V44","v":1.8802630208101789}]
[null,null,null,null,null,"Steps",{"$f":"'Input | Meter-Opex BST'!$G$9","v":"$millions"},{"$f":"Basis_OpexForecast","v":"2024-06-01"},null,null,null,null,null,null,null,null,null,{"$f":"R17","v":0},{"$f":"S17","v":0},{"$f":"T17","v":0.39797949651415532},{"$f":"U17","v":0.62635330259881228},{"$f":"V17","v":0.65638665797217599}]
[null,null,null,null,null,"Forecast Opex",{"$f":"'Input | Meter-Opex BST'!$G$9","v":"$millions"},{"$f":"Basis_OpexForecast","v":"2024-06-01"},null,null,null,null,null,null,{"$f":"SUM('Input | Meter-Opex BST'!O9,'Input | Meter-Opex BST'!O12:O15)*'Input| Prices'!J$32","v":9.9761746911273512},{"$f":"SUM('Input | Meter-Opex BST'!P9,'Input | Meter-Opex BST'!P12:P15)*'Input| Prices'!K$32","v":12.562948296594739},{"$f":"SUM('Input | Meter-Opex BST'!Q9,'Input | Meter-Opex BST'!Q12:Q15)*'Input| Prices'!L$32","v":0},{"$f":"SUM(R50:R52)","v":10.599321923313116},{"$f":"SUM(S50:S52)","v":10.878996428414354},{"$f":"SUM(T50:T52)","v":11.585665596284816},{"$f":"SUM(U50:U52)","v":12.15492691197718},{"$f":"SUM(V50:V52)","v":12.512824369909707}]
[]
[]
[]
[]
[null,null,null,null,null,null,null,null,null,null,null,null,null,null,null,null,null,{"$f":"R$53/$O$53*$O58*$O$57","v":0}]
[null,null,null,null,null,null,null,null,null,null,null,null,null,null,null,null,null,0]
[null,null,null,null,null,null,null,null,null,null,null,null,null,null,null,null,null,0]
[null,null,null,null,null,null,null,null,null,null,null,null,null,null,null,null,null,0]
[null,null,null,null,null,null,null,null,null,null,null,null,null,null,null,null,null,0]
[null,null,null,null,null,null,null,null,null,null,null,null,null,null,null,null,null,0]
[null,null,null,null,null,null,null,null,null,null,null,null,null,null,null,null,null,0]
[null,null,null,null,null,null,null,null,null,null,null,null,null,null,null,null,null,0]
[null,null,null,null,null,null,null,null,null,null,null,null,null,null,null,null,null,0]
[null,null,null,null,null,null,null,null,null,null,null,null,null,null,null,null,null,0]
[null,null,null,null,null,null,null,null,null,null,null,null,null,null,null,null,null,0]
[null,null,null,null,null,null,null,null,null,null,null,null,null,null,null,null,null,0]
[null,null,null,null,null,null,null,null,null,null,null,null,null,null,null,null,null,0]
[null,null,null,null,null,null,null,null,null,null,null,null,null,null,null,null,null,0]
[null,null,null,null,null,null,null,null,null,null,null,null,null,null,null,null,null,0]
[null,null,null,null,null,null,null,null,null,null,null,null,null,null,null,null,null,0]
[null,null,null,null,null,null,null,null,null,null,null,null,null,null,null,null,null,0]
[null,null,null,null,null,null,null,null,null,null,null,null,null,null,null,null,null,0]
[null,null,null,null,null,null,null,null,null,null,null,null,null,null,null,null,null,0]
[null,null,null,null,null,null,null,null,null,null,null,null,null,null,null,null,null,0]
[null,null,null,null,null,null,null,null,null,null,null,null,null,null,null,null,null,0]
[null,null,null,null,null,null,null,null,null,null,null,null,null,null,null,null,null,0]
[null,null,null,null,null,null,null,null,null,null,null,null,null,null,null,null,null,0]
[null,null,null,null,null,null,null,null,null,null,null,null,null,null,null,null,null,0]
[null,null,null,null,null,null,null,null,null,null,null,null,null,null,null,null,null,0]
[null,null,null,null,null,null,null,null,null,null,null,null,null,null,null,null,null,0]
[null,null,null,null,null,null,null,null,null,null,null,null,null,null,null,null,null,0]
[null,null,null,null,null,null,null,null,null,null,null,null,null,null,null,null,null,0]
[null,null,null,null,null,null,null,null,null,null,null,null,null,null,null,null,null,0]
[null,null,null,null,null,null,null,null,null,null,null,null,null,null,null,null,null,0]
[null,null,null,null,null,null,null,null,null,null,null,null,null,null,null,null,null,0]
[null,null,null,null,null,null,null,null,null,null,null,null,null,null,null,null,null,0]
[null,null,null,null,null,null,null,null,null,null,null,null,null,null,null,null,null,0]
[null,null,null,null,null,null,null,null,null,null,null,null,null,null,null,null,null,0]
[null,null,null,null,null,null,null,null,null,null,null,null,null,null,null,null,null,0]
[null,null,null,null,null,null,null,null,null,null,null,null,null,null,null,null,null,0]
[null,null,null,null,null,null,null,null,null,null,null,null,null,null,null,null,null,0]
[null,null,null,null,null,null,null,null,null,null,null,null,null,null,null,null,null,0]
[null,null,null,null,null,null,null,null,null,null,null,null,null,null,null,null,null,0]
[null,null,null,null,null,null,null,null,null,null,null,null,null,null,null,null,null,0]
[null,null,null,null,null,null,null,null,null,null,null,null,null,null,null,null,null,0]
[null,null,null,null,null,null,null,null,null,null,null,null,null,null,null,null,null,0]
[null,null,null,null,null,null,null,null,null,null,null,null,null,null,null,null,null,0]
[null,null,null,null,null,null,null,null,null,null,null,null,null,null,null,null,null,0]
[null,null,null,null,null,null,null,null,null,null,null,null,null,null,null,null,null,0]
[null,null,null,null,null,null,null,null,null,null,null,null,null,null,null,null,null,0]
[null,null,null,null,null,null,null,null,null,null,null,null,null,null,null,null,null,0]
[null,null,null,null,null,null,null,null,null,null,null,null,null,null,null,null,null,0]
[null,null,null,null,null,null,null,null,null,null,null,null,null,null,null,null,null,0]
[null,null,null,null,null,null,null,null,null,null,null,null,null,null,null,null,null,0]
[null,null,null,null,null,null,null,null,null,null,null,null,null,null,null,null,null,0]
[null,null,null,null,null,null,null,null,null,null,null,null,null,null,null,null,null,0]
[null,null,null,null,null,null,null,null,null,null,null,null,null,null,null,null,null,0]
[null,null,null,null,null,null,null,null,null,null,null,null,null,null,null,null,null,0]
[null,null,null,null,null,null,null,null,null,null,null,null,null,null,null,null,null,0]
[null,null,null,null,null,null,null,null,null,null,null,null,null,null,null,null,null,0]
[null,null,null,null,null,null,null,null,null,null,null,null,null,null,null,null,null,0]
[null,null,null,null,null,null,null,null,null,null,null,null,null,null,null,null,null,0]
[null,null,null,null,null,null,null,null,null,null,null,null,null,null,null,null,null,0]
[null,null,null,null,null,null,null,null,null,null,null,null,null,null,null,null,null,0]
[null,null,null,null,null,null,null,null,null,null,null,null,null,null,null,null,null,0]
[null,null,null,null,null,null,null,null,null,null,null,null,null,null,null,null,null,0]
[null,null,null,null,null,null,null,null,null,null,null,null,null,null,null,null,null,{"$f":"R$53/$O$53*$O120*$O$57","v":0}]
[null,null,null,null,null,null,null,null,null,null,null,null,null,null,null,null,null,0]
[null,null,null,null,null,null,null,null,null,null,null,null,null,null,null,null,null,0]
[null,null,null,null,null,null,null,null,null,null,null,null,null,null,null,null,null,0]
[null,null,null,null,null,null,null,null,null,null,null,null,null,null,null,null,null,0]
[null,null,null,null,null,null,null,null,null,null,null,null,null,null,null,null,null,0]
[null,null,null,null,null,null,null,null,null,null,null,null,null,null,null,null,null,0]
[null,null,null,null,null,null,null,null,null,null,null,null,null,null,null,null,null,0]
[null,null,null,null,null,null,null,null,null,null,null,null,null,null,null,null,null,0]
[null,null,null,null,null,null,null,null,null,null,null,null,null,null,null,null,null,0]
[null,null,null,null,null,null,null,null,null,null,null,null,null,null,null,null,null,0]
[null,null,null,null,null,null,null,null,null,null,null,null,null,null,null,null,null,0]
[null,null,null,null,null,null,null,null,null,null,null,null,null,null,null,null,null,0]
[null,null,null,null,null,null,null,null,null,null,null,null,null,null,null,null,null,0]
[null,null,null,null,null,null,null,null,null,null,null,null,null,null,null,null,null,0]
[null,null,null,null,null,null,null,null,null,null,null,null,null,null,null,null,null,0]
[null,null,null,null,null,null,null,null,null,null,null,null,null,null,null,null,null,0]
[null,null,null,null,null,null,null,null,null,null,null,null,null,null,null,null,null,0]
[null,null,null,null,null,null,null,null,null,null,null,null,null,null,null,null,null,0]
[null,null,null,null,null,null,null,null,null,null,null,null,null,null,null,null,null,0]
[null,null,null,null,null,null,null,null,null,null,null,null,null,null,null,null,null,0]
[null,null,null,null,null,null,null,null,null,null,null,null,null,null,null,null,null,0]
[null,null,null,null,null,null,null,null,null,null,null,null,null,null,null,null,null,0]
[null,null,null,null,null,null,null,null,null,null,null,null,null,null,null,null,null,0]
[null,null,null,null,null,null,null,null,null,null,null,null,null,null,null,null,null,0]
[null,null,null,null,null,null,null,null,null,null,null,null,null,null,null,null,null,0]
[null,null,null,null,null,null,null,null,null,null,null,null,null,null,null,null,null,0]
[null,null,null,null,null,null,null,null,null,null,null,null,null,null,null,null,null,0]
[null,null,null,null,null,null,null,null,null,null,null,null,null,null,null,null,null,0]
[null,null,null,null,null,null,null,null,null,null,null,null,null,null,null,null,null,0]
[null,null,null,null,null,null,null,null,null,null,null,null,null,null,null,null,null,0]
[null,null,null,null,null,null,null,null,null,null,null,null,null,null,null,null,null,0]
[null,null,null,null,null,null,null,null,null,null,null,null,null,null,null,null,null,0]
[null,null,null,null,null,null,null,null,null,null,null,null,null,null,null,null,null,0]
[null,null,null,null,null,null,null,null,null,null,null,null,null,null,null,null,null,0]
[null,null,null,null,null,null,null,null,null,null,null,null,null,null,null,null,null,0]
[null,null,null,null,null,null,null,null,null,null,null,null,null,null,null,null,null,0]
[null,null,null,null,null,null,null,null,null,null,null,null,null,null,null,null,null,0]
[null,null,null,null,null,null,null,null,null,null,null,null,null,null,null,null,null,0]
[null,null,null,null,null,null,null,null,null,null,null,null,null,null,null,null,null,0]
[null,null,null,null,null,null,null,null,null,null,null,null,null,null,null,null,null,0]
[null,null,null,null,null,null,null,null,null,null,null,null,null,null,null,null,null,0]
[null,null,null,null,null,null,null,null,null,null,null,null,null,null,null,null,null,0]
[null,null,null,null,null,null,null,null,null,null,null,null,null,null,null,null,null,0]
[null,null,null,null,null,null,null,null,null,null,null,null,null,null,null,null,null,0]
[null,null,null,null,null,null,null,null,null,null,null,null,null,null,null,null,null,0]
[null,null,null,null,null,null,null,null,null,null,null,null,null,null,null,null,null,0]
[null,null,null,null,null,null,null,null,null,null,null,null,null,null,null,null,null,0]
[null,null,null,null,null,null,null,null,null,null,null,null,null,null,null,null,null,0]
[null,null,null,null,null,null,null,null,null,null,null,null,null,null,null,null,null,0]
[null,null,null,null,null,null,null,null,null,null,null,null,null,null,null,null,null,0]
[null,null,null,null,null,null,null,null,null,null,null,null,null,null,null,null,null,0]
[null,null,null,null,null,null,null,null,null,null,null,null,null,null,null,null,null,0]
[null,null,null,null,null,null,null,null,null,null,null,null,null,null,null,null,null,0]
[null,null,null,null,null,null,null,null,null,null,null,null,null,null,null,null,null,0]
[null,null,null,null,null,null,null,null,null,null,null,null,null,null,null,null,null,0]
[null,null,null,null,null,null,null,null,null,null,null,null,null,null,null,null,null,0]
[null,null,null,null,null,null,null,null,null,null,null,null,null,null,null,null,null,0]
[null,null,null,null,null,null,null,null,null,null,null,null,null,null,null,null,null,0]
[null,null,null,null,null,null,null,null,null,null,null,null,null,null,null,null,null,0]
[null,null,null,null,null,null,null,null,null,null,null,null,null,null,null,null,null,0]
[null,null,null,null,null,null,null,null,null,null,null,null,null,null,null,null,null,0]
[null,null,null,null,null,null,null,null,null,null,null,null,null,null,null,null,null,0]
[null,null,null,null,null,null,null,null,null,null,null,null,null,null,null,null,null,0]
[null,null,null,null,null,null,null,null,null,null,null,null,null,null,null,null,null,{"$f":"R$53/$O$53*$O184*$O$57","v":0}]
[null,null,null,null,null,null,null,null,null,null,null,null,null,null,null,null,null,0]
[null,null,null,null,null,null,null,null,null,null,null,null,null,null,null,null,null,0]
[null,null,null,null,null,null,null,null,null,null,null,null,null,null,null,null,null,0]
[null,null,null,null,null,null,null,null,null,null,null,null,null,null,null,null,null,0]
[null,null,null,null,null,null,null,null,null,null,null,null,null,null,null,null,null,0]
[null,null,null,null,null,null,null,null,null,null,null,null,null,null,null,null,null,0]
[null,null,null,null,null,null,null,null,null,null,null,null,null,null,null,null,null,0]
[null,null,null,null,null,null,null,null,null,null,null,null,null,null,null,null,null,0]
[null,null,null,null,null,null,null,null,null,null,null,null,null,null,null,null,null,0]
[null,null,null,null,null,null,null,null,null,null,null,null,null,null,null,null,null,0]
[null,null,null,null,null,null,null,null,null,null,null,null,null,null,null,null,null,0]
[null,null,null,null,null,null,null,null,null,null,null,null,null,null,null,null,null,0]
[null,null,null,null,null,null,null,null,null,null,null,null,null,null,null,null,null,0]
[null,null,null,null,null,null,null,null,null,null,null,null,null,null,null,null,null,0]
[null,null,null,null,null,null,null,null,null,null,null,null,null,null,null,null,null,0]
[null,null,null,null,null,null,null,null,null,null,null,null,null,null,null,null,null,0]
[null,null,null,null,null,null,null,null,null,null,null,null,null,null,null,null,null,0]
[null,null,null,null,null,null,null,null,null,null,null,null,null,null,null,null,null,0]
[null,null,null,null,null,null,null,null,null,null,null,null,null,null,null,null,null,0]
[null,null,null,null,null,null,null,null,null,null,null,null,null,null,null,null,null,0]
[null,null,null,null,null,null,null,null,null,null,null,null,null,null,null,null,null,0]
[null,null,null,null,null,null,null,null,null,null,null,null,null,null,null,null,null,0]
[null,null,null,null,null,null,null,null,null,null,null,null,null,null,null,null,null,0]
[null,null,null,null,null,null,null,null,null,null,null,null,null,null,null,null,null,0]
[null,null,null,null,null,null,null,null,null,null,null,null,null,null,null,null,null,0]
[null,null,null,null,null,null,null,null,null,null,null,null,null,null,null,null,null,0]
[null,null,null,null,null,null,null,null,null,null,null,null,null,null,null,null,null,0]
[null,null,null,null,null,null,null,null,null,null,null,null,null,null,null,null,null,0]
[null,null,null,null,null,null,null,null,null,null,null,null,null,null,null,null,null,0]
[null,null,null,null,null,null,null,null,null,null,null,null,null,null,null,null,null,0]
[null,null,null,null,null,null,null,null,null,null,null,null,null,null,null,null,null,0]
[null,null,null,null,null,null,null,null,null,null,null,null,null,null,null,null,null,0]
[null,null,null,null,null,null,null,null,null,null,null,null,null,null,null,null,null,0]
[null,null,null,null,null,null,null,null,null,null,null,null,null,null,null,null,null,0]
[null,null,null,null,null,null,null,null,null,null,null,null,null,null,null,null,null,0]
[null,null,null,null,null,null,null,null,null,null,null,null,null,null,null,null,null,0]
[null,null,null,null,null,null,null,null,null,null,null,null,null,null,null,null,null,0]
[null,null,null,null,null,null,null,null,null,null,null,null,null,null,null,null,null,0]
[null,null,null,null,null,null,null,null,null,null,null,null,null,null,null,null,null,0]
[null,null,null,null,null,null,null,null,null,null,null,null,null,null,null,null,null,0]
[null,null,null,null,null,null,null,null,null,null,null,null,null,null,null,null,null,0]
[null,null,null,null,null,null,null,null,null,null,null,null,null,null,null,null,null,0]
[null,null,null,null,null,null,null,null,null,null,null,null,null,null,null,null,null,0]
[null,null,null,null,null,null,null,null,null,null,null,null,null,null,null,null,null,0]
[null,null,null,null,null,null,null,null,null,null,null,null,null,null,null,null,null,0]
[null,null,null,null,null,null,null,null,null,null,null,null,null,null,null,null,null,0]
[null,null,null,null,null,null,null,null,null,null,null,null,null,null,null,null,null,0]
[null,null,null,null,null,null,null,null,null,null,null,null,null,null,null,null,null,0]
[null,null,null,null,null,null,null,null,null,null,null,null,null,null,null,null,null,0]
[null,null,null,null,null,null,null,null,null,null,null,null,null,null,null,null,null,0]
[null,null,null,null,null,null,null,null,null,null,null,null,null,null,null,null,null,0]
[null,null,null,null,null,null,null,null,null,null,null,null,null,null,null,null,null,0]
[null,null,null,null,null,null,null,null,null,null,null,null,null,null,null,null,null,0]
[null,null,null,null,null,null,null,null,null,null,null,null,null,null,null,null,null,0]
[null,null,null,null,null,null,null,null,null,null,null,null,null,null,null,null,null,0]
[null,null,null,null,null,null,null,null,null,null,null,null,null,null,null,null,null,0]
[null,null,null,null,null,null,null,null,null,null,null,null,null,null,null,null,null,0]
[null,null,null,null,null,null,null,null,null,null,null,null,null,null,null,null,null,0]
[null,null,null,null,null,null,null,null,null,null,null,null,null,null,null,null,null,0]
[null,null,null,null,null,null,null,null,null,null,null,null,null,null,null,null,null,0]
[null,null,null,null,null,null,null,null,null,null,null,null,null,null,null,null,null,0]
[null,null,null,null,null,null,null,null,null,null,null,null,null,null,null,null,null,0]
[null,null,null,null,null,null,null,null,null,null,null,null,null,null,null,null,null,0]
[null,null,null,null,null,null,null,null,null,null,null,null,null,null,null,null,null,{"$f":"R$53/$O$53*$O248*$O$57","v":0}]
[null,null,null,null,null,null,null,null,null,null,null,null,null,null,null,null,null,0]
[null,null,null,null,null,null,null,null,null,null,null,null,null,null,null,null,null,0]
[null,null,null,null,null,null,null,null,null,null,null,null,null,null,null,null,null,0]
[null,null,null,null,null,null,null,null,null,null,null,null,null,null,null,null,null,0]
[null,null,null,null,null,null,null,null,null,null,null,null,null,null,null,null,null,0]
[null,null,null,null,null,null,null,null,null,null,null,null,null,null,null,null,null,0]
[null,null,null,null,null,null,null,null,null,null,null,null,null,null,null,null,null,0]
[null,null,null,null,null,null,null,null,null,null,null,null,null,null,null,null,null,0]
[null,null,null,null,null,null,null,null,null,null,null,null,null,null,null,null,null,0]
[null,null,null,null,null,null,null,null,null,null,null,null,null,null,null,null,null,0]
[null,null,null,null,null,null,null,null,null,null,null,null,null,null,null,null,null,0]
[null,null,null,null,null,null,null,null,null,null,null,null,null,null,null,null,null,0]
[null,null,null,null,null,null,null,null,null,null,null,null,null,null,null,null,null,0]
[null,null,null,null,null,null,null,null,null,null,null,null,null,null,null,null,null,0]
[null,null,null,null,null,null,null,null,null,null,null,null,null,null,null,null,null,0]
[null,null,null,null,null,null,null,null,null,null,null,null,null,null,null,null,null,0]
[null,null,null,null,null,null,null,null,null,null,null,null,null,null,null,null,null,0]
[null,null,null,null,null,null,null,null,null,null,null,null,null,null,null,null,null,0]
[null,null,null,null,null,null,null,null,null,null,null,null,null,null,null,null,null,0]
[null,null,null,null,null,null,null,null,null,null,null,null,null,null,null,null,null,0]
[null,null,null,null,null,null,null,null,null,null,null,null,null,null,null,null,null,0]
[null,null,null,null,null,null,null,null,null,null,null,null,null,null,null,null,null,0]
[null,null,null,null,null,null,null,null,null,null,null,null,null,null,null,null,null,0]
[null,null,null,null,null,null,null,null,null,null,null,null,null,null,null,null,null,0]
[null,null,null,null,null,null,null,null,null,null,null,null,null,null,null,null,null,0]
[null,null,null,null,null,null,null,null,null,null,null,null,null,null,null,null,null,0]
[null,null,null,null,null,null,null,null,null,null,null,null,null,null,null,null,null,0]
[null,null,null,null,null,null,null,null,null,null,null,null,null,null,null,null,null,0]
[null,null,null,null,null,null,null,null,null,null,null,null,null,null,null,null,null,0]
[null,null,null,null,null,null,null,null,null,null,null,null,null,null,null,null,null,0]
[null,null,null,null,null,null,null,null,null,null,null,null,null,null,null,null,null,0]
[null,null,null,null,null,null,null,null,null,null,null,null,null,null,null,null,null,0]
[null,null,null,null,null,null,null,null,null,null,null,null,null,null,null,null,null,0]
[null,null,null,null,null,null,null,null,null,null,null,null,null,null,null,null,null,0]
[null,null,null,null,null,null,null,null,null,null,null,null,null,null,null,null,null,0]
[null,null,null,null,null,null,null,null,null,null,null,null,null,null,null,null,null,0]
[null,null,null,null,null,null,null,null,null,null,null,null,null,null,null,null,null,0]
[null,null,null,null,null,null,null,null,null,null,null,null,null,null,null,null,null,0]
[null,null,null,null,null,null,null,null,null,null,null,null,null,null,null,null,null,0]
[null,null,null,null,null,null,null,null,null,null,null,null,null,null,null,null,null,0]
[null,null,null,null,null,null,null,null,null,null,null,null,null,null,null,null,null,0]
[null,null,null,null,null,null,null,null,null,null,null,null,null,null,null,null,null,0]
[null,null,null,null,null,null,null,null,null,null,null,null,null,null,null,null,null,0]
[null,null,null,null,null,null,null,null,null,null,null,null,null,null,null,null,null,0]
[null,null,null,null,null,null,null,null,null,null,null,null,null,null,null,null,null,0]
[null,null,null,null,null,null,null,null,null,null,null,null,null,null,null,null,null,0]
[null,null,null,null,null,null,null,null,null,null,null,null,null,null,null,null,null,0]
[null,null,null,null,null,null,null,null,null,null,null,null,null,null,null,null,null,0]
[null,null,null,null,null,null,null,null,null,null,null,null,null,null,null,null,null,0]
[null,null,null,null,null,null,null,null,null,null,null,null,null,null,null,null,null,0]
[null,null,null,null,null,null,null,null,null,null,null,null,null,null,null,null,null,0]
[null,null,null,null,null,null,null,null,null,null,null,null,null,null,null,null,null,0]
[null,null,null,null,null,null,null,null,null,null,null,null,null,null,null,null,null,0]
[null,null,null,null,null,null,null,null,null,null,null,null,null,null,null,null,null,0]
[null,null,null,null,null,null,null,null,null,null,null,null,null,null,null,null,null,0]
[null,null,null,null,null,null,null,null,null,null,null,null,null,null,null,null,null,0]
[null,null,null,null,null,null,null,null,null,null,null,null,null,null,null,null,null,0]
[null,null,null,null,null,null,null,null,null,null,null,null,null,null,null,null,null,0]
[null,null,null,null,null,null,null,null,null,null,null,null,null,null,null,null,null,0]
[null,null,null,null,null,null,null,null,null,null,null,null,null,null,null,null,null,0]
[null,null,null,null,null,null,null,null,null,null,null,null,null,null,null,null,null,0]
[null,null,null,null,null,null,null,null,null,null,null,null,null,null,null,null,null,0]
[null,null,null,null,null,null,null,null,null,null,null,null,null,null,null,null,null,0]
[null,null,null,null,null,null,null,null,null,null,null,null,null,null,null,null,null,{"$f":"R$53/$O$53*$O312*$O$57","v":0}]
[null,null,null,null,null,null,null,null,null,null,null,null,null,null,null,null,null,0]
[null,null,null,null,null,null,null,null,null,null,null,null,null,null,null,null,null,0]
[null,null,null,null,null,null,null,null,null,null,null,null,null,null,null,null,null,0]
[null,null,null,null,null,null,null,null,null,null,null,null,null,null,null,null,null,0]
[null,null,null,null,null,null,null,null,null,null,null,null,null,null,null,null,null,0]
[null,null,null,null,null,null,null,null,null,null,null,null,null,null,null,null,null,0]
[null,null,null,null,null,null,null,null,null,null,null,null,null,null,null,null,null,0]
[null,null,null,null,null,null,null,null,null,null,null,null,null,null,null,null,null,0]
[null,null,null,null,null,null,null,null,null,null,null,null,null,null,null,null,null,0]
[null,null,null,null,null,null,null,null,null,null,null,null,null,null,null,null,null,0]
[null,null,null,null,null,null,null,null,null,null,null,null,null,null,null,null,null,0]
[null,null,null,null,null,null,null,null,null,null,null,null,null,null,null,null,null,0]
[null,null,null,null,null,null,null,null,null,null,null,null,null,null,null,null,null,0]
[null,null,null,null,null,null,null,null,null,null,null,null,null,null,null,null,null,0]
[null,null,null,null,null,null,null,null,null,null,null,null,null,null,null,null,null,0]
[null,null,null,null,null,null,null,null,null,null,null,null,null,null,null,null,null,0]
[null,null,null,null,null,null,null,null,null,null,null,null,null,null,null,null,null,0]
[null,null,null,null,null,null,null,null,null,null,null,null,null,null,null,null,null,0]
[null,null,null,null,null,null,null,null,null,null,null,null,null,null,null,null,null,0]
[null,null,null,null,null,null,null,null,null,null,null,null,null,null,null,null,null,0]
[null,null,null,null,null,null,null,null,null,null,null,null,null,null,null,null,null,0]
[null,null,null,null,null,null,null,null,null,null,null,null,null,null,null,null,null,0]
[null,null,null,null,null,null,null,null,null,null,null,null,null,null,null,null,null,0]
[null,null,null,null,null,null,null,null,null,null,null,null,null,null,null,null,null,0]
[null,null,null,null,null,null,null,null,null,null,null,null,null,null,null,null,null,0]
[null,null,null,null,null,null,null,null,null,null,null,null,null,null,null,null,null,0]
[null,null,null,null,null,null,null,null,null,null,null,null,null,null,null,null,null,0]
[null,null,null,null,null,null,null,null,null,null,null,null,null,null,null,null,null,0]
[null,null,null,null,null,null,null,null,null,null,null,null,null,null,null,null,null,0]
[null,null,null,null,null,null,null,null,null,null,null,null,null,null,null,null,null,0]
[null,null,null,null,null,null,null,null,null,null,null,null,null,null,null,null,null,0]
[null,null,null,null,null,null,null,null,null,null,null,null,null,null,null,null,null,0]
[null,null,null,null,null,null,null,null,null,null,null,null,null,null,null,null,null,0]
[null,null,null,null,null,null,null,null,null,null,null,null,null,null,null,null,null,0]
[null,null,null,null,null,null,null,null,null,null,null,null,null,null,null,null,null,0]
[null,null,null,null,null,null,null,null,null,null,null,null,null,null,null,null,null,0]
[null,null,null,null,null,null,null,null,null,null,null,null,null,null,null,null,null,0]
[null,null,null,null,null,null,null,null,null,null,null,null,null,null,null,null,null,0]
[null,null,null,null,null,null,null,null,null,null,null,null,null,null,null,null,null,0]
[null,null,null,null,null,null,null,null,null,null,null,null,null,null,null,null,null,0]
[null,null,null,null,null,null,null,null,null,null,null,null,null,null,null,null,null,0]
[null,null,null,null,null,null,null,null,null,null,null,null,null,null,null,null,null,0]
[null,null,null,null,null,null,null,null,null,null,null,null,null,null,null,null,null,0]
[null,null,null,null,null,null,null,null,null,null,null,null,null,null,null,null,null,0]
[null,null,null,null,null,null,null,null,null,null,null,null,null,null,null,null,null,0]
[null,null,null,null,null,null,null,null,null,null,null,null,null,null,null,null,null,0]
[null,null,null,null,null,null,null,null,null,null,null,null,null,null,null,null,null,0]
[null,null,null,null,null,null,null,null,null,null,null,null,null,null,null,null,null,0]
[null,null,null,null,null,null,null,null,null,null,null,null,null,null,null,null,null,0]
[null,null,null,null,null,null,null,null,null,null,null,null,null,null,null,null,null,0]
[null,null,null,null,null,null,null,null,null,null,null,null,null,null,null,null,null,0]
[null,null,null,null,null,null,null,null,null,null,null,null,null,null,null,null,null,0]
[null,null,null,null,null,null,null,null,null,null,null,null,null,null,null,null,null,0]
[null,null,null,null,null,null,null,null,null,null,null,null,null,null,null,null,null,0]
[null,null,null,null,null,null,null,null,null,null,null,null,null,null,null,null,null,0]
[null,null,null,null,null,null,null,null,null,null,null,null,null,null,null,null,null,0]
[null,null,null,null,null,null,null,null,null,null,null,null,null,null,null,null,null,0]
[null,null,null,null,null,null,null,null,null,null,null,null,null,null,null,null,null,0]
[null,null,null,null,null,null,null,null,null,null,null,null,null,null,null,null,null,0]
[null,null,null,null,null,null,null,null,null,null,null,null,null,null,null,null,null,0]
[null,null,null,null,null,null,null,null,null,null,null,null,null,null,null,null,null,0]
[null,null,null,null,null,null,null,null,null,null,null,null,null,null,null,null,null,0]
[null,null,null,null,null,null,null,null,null,null,null,null,null,null,null,null,null,0]
[null,null,null,null,null,null,null,null,null,null,null,null,null,null,null,null,null,{"$f":"R$53/$O$53*$O376*$O$57","v":0}]
[null,null,null,null,null,null,null,null,null,null,null,null,null,null,null,null,null,0]
[null,null,null,null,null,null,null,null,null,null,null,null,null,null,null,null,null,0]
[null,null,null,null,null,null,null,null,null,null,null,null,null,null,null,null,null,0]
[null,null,null,null,null,null,null,null,null,null,null,null,null,null,null,null,null,0]
[null,null,null,null,null,null,null,null,null,null,null,null,null,null,null,null,null,0]
[null,null,null,null,null,null,null,null,null,null,null,null,null,null,null,null,null,0]
[null,null,null,null,null,null,null,null,null,null,null,null,null,null,null,null,null,0]
[null,null,null,null,null,null,null,null,null,null,null,null,null,null,null,null,null,0]
[null,null,null,null,null,null,null,null,null,null,null,null,null,null,null,null,null,0]
[null,null,null,null,null,null,null,null,null,null,null,null,null,null,null,null,null,0]
[null,null,null,null,null,null,null,null,null,null,null,null,null,null,null,null,null,0]
[null,null,null,null,null,null,null,null,null,null,null,null,null,null,null,null,null,0]
[null,null,null,null,null,null,null,null,null,null,null,null,null,null,null,null,null,0]
[null,null,null,null,null,null,null,null,null,null,null,null,null,null,null,null,null,0]
[null,null,null,null,null,null,null,null,null,null,null,null,null,null,null,null,null,0]
[null,null,null,null,null,null,null,null,null,null,null,null,null,null,null,null,null,0]
[null,null,null,null,null,null,null,null,null,null,null,null,null,null,null,null,null,0]
[null,null,null,null,null,null,null,null,null,null,null,null,null,null,null,null,null,0]
[null,null,null,null,null,null,null,null,null,null,null,null,null,null,null,null,null,0]
[null,null,null,null,null,null,null,null,null,null,null,null,null,null,null,null,null,0]
[null,null,null,null,null,null,null,null,null,null,null,null,null,null,null,null,null,0]
[null,null,null,null,null,null,null,null,null,null,null,null,null,null,null,null,null,0]
[null,null,null,null,null,null,null,null,null,null,null,null,null,null,null,null,null,0]
[null,null,null,null,null,null,null,null,null,null,null,null,null,null,null,null,null,0]
[null,null,null,null,null,null,null,null,null,null,null,null,null,null,null,null,null,0]
[null,null,null,null,null,null,null,null,null,null,null,null,null,null,null,null,null,0]
[null,null,null,null,null,null,null,null,null,null,null,null,null,null,null,null,null,0]
[null,null,null,null,null,null,null,null,null,null,null,null,null,null,null,null,null,0]
[null,null,null,null,null,null,null,null,null,null,null,null,null,null,null,null,null,0]
[null,null,null,null,null,null,null,null,null,null,null,null,null,null,null,null,null,0]
[null,null,null,null,null,null,null,null,null,null,null,null,null,null,null,null,null,0]
[null,null,null,null,null,null,null,null,null,null,null,null,null,null,null,null,null,0]
[null,null,null,null,null,null,null,null,null,null,null,null,null,null,null,null,null,0]
[null,null,null,null,null,null,null,null,null,null,null,null,null,null,null,null,null,0]
[null,null,null,null,null,null,null,null,null,null,null,null,null,null,null,null,null,0]
[null,null,null,null,null,null,null,null,null,null,null,null,null,null,null,null,null,0]
[null,null,null,null,null,null,null,null,null,null,null,null,null,null,null,null,null,0]
[null,null,null,null,null,null,null,null,null,null,null,null,null,null,null,null,null,0]
[null,null,null,null,null,null,null,null,null,null,null,null,null,null,null,null,null,0]
[null,null,null,null,null,null,null,null,null,null,null,null,null,null,null,null,null,0]
[null,null,null,null,null,null,null,null,null,null,null,null,null,null,null,null,null,0]
[null,null,null,null,null,null,null,null,null,null,null,null,null,null,null,null,null,0]
[null,null,null,null,null,null,null,null,null,null,null,null,null,null,null,null,null,0]
[null,null,null,null,null,null,null,null,null,null,null,null,null,null,null,null,null,0]
[null,null,null,null,null,null,null,null,null,null,null,null,null,null,null,null,null,0]
[null,null,null,null,null,null,null,null,null,null,null,null,null,null,null,null,null,0]
[null,null,null,null,null,null,null,null,null,null,null,null,null,null,null,null,null,0]
[null,null,null,null,null,null,null,null,null,null,null,null,null,null,null,null,null,0]
[null,null,null,null,null,null,null,null,null,null,null,null,null,null,null,null,null,0]
[null,null,null,null,null,null,null,null,null,null,null,null,null,null,null,null,null,0]
[null,null,null,null,null,null,null,null,null,null,null,null,null,null,null,null,null,0]
[null,null,null,null,null,null,null,null,null,null,null,null,null,null,null,null,null,0]
[null,null,null,null,null,null,null,null,null,null,null,null,null,null,null,null,null,0]
[null,null,null,null,null,null,null,null,null,null,null,null,null,null,null,null,null,0]
[null,null,null,null,null,null,null,null,null,null,null,null,null,null,null,null,null,0]
[null,null,null,null,null,null,null,null,null,null,null,null,null,null,null,null,null,0]
[null,null,null,null,null,null,null,null,null,null,null,null,null,null,null,null,null,0]
[null,null,null,null,null,null,null,null,null,null,null,null,null,null,null,null,null,0]
[null,null,null,null,null,null,null,null,null,null,null,null,null,null,null,null,null,0]
[null,null,null,null,null,null,null,null,null,null,null,null,null,null,null,null,null,0]
[null,null,null,null,null,null,null,null,null,null,null,null,null,null,null,null,null,0]
[null,null,null,null,null,null,null,null,null,null,null,null,null,null,null,null,null,0]
[null,null,null,null,null,null,null,null,null,null,null,null,null,null,null,null,null,0]
[null,null,null,null,null,null,null,null,null,null,null,null,null,null,null,null,null,{"$f":"R$53/$O$53*$O440*$O$57","v":0}]
[null,null,null,null,null,null,null,null,null,null,null,null,null,null,null,null,null,0]
[null,null,null,null,null,null,null,null,null,null,null,null,null,null,null,null,null,0]
[null,null,null,null,null,null,null,null,null,null,null,null,null,null,null,null,null,0]
[null,null,null,null,null,null,null,null,null,null,null,null,null,null,null,null,null,0]
[null,null,null,null,null,null,null,null,null,null,null,null,null,null,null,null,null,0]
[null,null,null,null,null,null,null,null,null,null,null,null,null,null,null,null,null,0]
[null,null,null,null,null,null,null,null,null,null,null,null,null,null,null,null,null,0]
[null,null,null,null,null,null,null,null,null,null,null,null,null,null,null,null,null,0]
[null,null,null,null,null,null,null,null,null,null,null,null,null,null,null,null,null,0]
[null,null,null,null,null,null,null,null,null,null,null,null,null,null,null,null,null,0]
[null,null,null,null,null,null,null,null,null,null,null,null,null,null,null,null,null,0]
[null,null,null,null,null,null,null,null,null,null,null,null,null,null,null,null,null,0]
[null,null,null,null,null,null,null,null,null,null,null,null,null,null,null,null,null,0]
[null,null,null,null,null,null,null,null,null,null,null,null,null,null,null,null,null,0]
[null,null,null,null,null,null,null,null,null,null,null,null,null,null,null,null,null,0]
[null,null,null,null,null,null,null,null,null,null,null,null,null,null,null,null,null,0]
[null,null,null,null,null,null,null,null,null,null,null,null,null,null,null,null,null,0]
[null,null,null,null,null,null,null,null,null,null,null,null,null,null,null,null,null,0]
[null,null,null,null,null,null,null,null,null,null,null,null,null,null,null,null,null,0]
[null,null,null,null,null,null,null,null,null,null,null,null,null,null,null,null,null,0]
[null,null,null,null,null,null,null,null,null,null,null,null,null,null,null,null,null,0]
[null,null,null,null,null,null,null,null,null,null,null,null,null,null,null,null,null,0]
[null,null,null,null,null,null,null,null,null,null,null,null,null,null,null,null,null,0]
[null,null,null,null,null,null,null,null,null,null,null,null,null,null,null,null,null,0]
[null,null,null,null,null,null,null,null,null,null,null,null,null,null,null,null,null,0]
[null,null,null,null,null,null,null,null,null,null,null,null,null,null,null,null,null,0]
[null,null,null,null,null,null,null,null,null,null,null,null,null,null,null,null,null,0]
[null,null,null,null,null,null,null,null,null,null,null,null,null,null,null,null,null,0]
[null,null,null,null,null,null,null,null,null,null,null,null,null,null,null,null,null,0]
[null,null,null,null,null,null,null,null,null,null,null,null,null,null,null,null,null,0]
[null,null,null,null,null,null,null,null,null,null,null,null,null,null,null,null,null,0]
[null,null,null,null,null,null,null,null,null,null,null,null,null,null,null,null,null,0]
[null,null,null,null,null,null,null,null,null,null,null,null,null,null,null,null,null,0]
[null,null,null,null,null,null,null,null,null,null,null,null,null,null,null,null,null,0]
[null,null,null,null,null,null,null,null,null,null,null,null,null,null,null,null,null,0]
[null,null,null,null,null,null,null,null,null,null,null,null,null,null,null,null,null,0]
[null,null,null,null,null,null,null,null,null,null,null,null,null,null,null,null,null,0]
[null,null,null,null,null,null,null,null,null,null,null,null,null,null,null,null,null,0]
[null,null,null,null,null,null,null,null,null,null,null,null,null,null,null,null,null,0]
[null,null,null,null,null,null,null,null,null,null,null,null,null,null,null,null,null,0]
[null,null,null,null,null,null,null,null,null,null,null,null,null,null,null,null,null,0]
[null,null,null,null,null,null,null,null,null,null,null,null,null,null,null,null,null,0]
[null,null,null,null,null,null,null,null,null,null,null,null,null,null,null,null,null,0]
[null,null,null,null,null,null,null,null,null,null,null,null,null,null,null,null,null,0]
[null,null,null,null,null,null,null,null,null,null,null,null,null,null,null,null,null,0]
[null,null,null,null,null,null,null,null,null,null,null,null,null,null,null,null,null,0]
[null,null,null,null,null,null,null,null,null,null,null,null,null,null,null,null,null,0]
[null,null,null,null,null,null,null,null,null,null,null,null,null,null,null,null,null,0]
[null,null,null,null,null,null,null,null,null,null,null,null,null,null,null,null,null,0]
[null,null,null,null,null,null,null,null,null,null,null,null,null,null,null,null,null,0]
[null,null,null,null,null,null,null,null,null,null,null,null,null,null,null,null,null,0]
[null,null,null,null,null,null,null,null,null,null,null,null,null,null,null,null,null,0]
[null,null,null,null,null,null,null,null,null,null,null,null,null,null,null,null,null,0]
[null,null,null,null,null,null,null,null,null,null,null,null,null,null,null,null,null,0]
[null,null,null,null,null,null,null,null,null,null,null,null,null,null,null,null,null,0]
[null,null,null,null,null,null,null,null,null,null,null,null,null,null,null,null,null,0]
[null,null,null,null,null,null,null,null,null,null,null,null,null,null,null,null,null,0]
[null,null,null,null,null,null,null,null,null,null,null,null,null,null,null,null,null,0]
[null,null,null,null,null,null,null,null,null,null,null,null,null,null,null,null,null,0]
[null,null,null,null,null,null,null,null,null,null,null,null,null,null,null,null,null,0]
[null,null,null,null,null,null,null,null,null,null,null,null,null,null,null,null,null,0]
[null,null,null,null,null,null,null,null,null,null,null,null,null,null,null,null,null,0]
[null,null,null,null,null,null,null,null,null,null,null,null,null,null,null,null,null,0]
[null,null,null,null,null,null,null,null,null,null,null,null,null,null,null,null,null,{"$f":"R$53/$O$53*$O504*$O$57","v":0}]
[null,null,null,null,null,null,null,null,null,null,null,null,null,null,null,null,null,0]
[null,null,null,null,null,null,null,null,null,null,null,null,null,null,null,null,null,0]
[null,null,null,null,null,null,null,null,null,null,null,null,null,null,null,null,null,0]
[null,null,null,null,null,null,null,null,null,null,null,null,null,null,null,null,null,0]
[null,null,null,null,null,null,null,null,null,null,null,null,null,null,null,null,null,0]
[null,null,null,null,null,null,null,null,null,null,null,null,null,null,null,null,null,0]
[null,null,null,null,null,null,null,null,null,null,null,null,null,null,null,null,null,0]
[null,null,null,null,null,null,null,null,null,null,null,null,null,null,null,null,null,0]
[null,null,null,null,null,null,null,null,null,null,null,null,null,null,null,null,null,0]
[null,null,null,null,null,null,null,null,null,null,null,null,null,null,null,null,null,0]
[null,null,null,null,null,null,null,null,null,null,null,null,null,null,null,null,null,0]
[null,null,null,null,null,null,null,null,null,null,null,null,null,null,null,null,null,0]
[null,null,null,null,null,null,null,null,null,null,null,null,null,null,null,null,null,0]
[null,null,null,null,null,null,null,null,null,null,null,null,null,null,null,null,null,0]
[null,null,null,null,null,null,null,null,null,null,null,null,null,null,null,null,null,0]
[null,null,null,null,null,null,null,null,null,null,null,null,null,null,null,null,null,0]
[null,null,null,null,null,null,null,null,null,null,null,null,null,null,null,null,null,0]
[null,null,null,null,null,null,null,null,null,null,null,null,null,null,null,null,null,0]
[null,null,null,null,null,null,null,null,null,null,null,null,null,null,null,null,null,0]
[null,null,null,null,null,null,null,null,null,null,null,null,null,null,null,null,null,0]
[null,null,null,null,null,null,null,null,null,null,null,null,null,null,null,null,null,0]
[null,null,null,null,null,null,null,null,null,null,null,null,null,null,null,null,null,0]
[null,null,null,null,null,null,null,null,null,null,null,null,null,null,null,null,null,0]
[null,null,null,null,null,null,null,null,null,null,null,null,null,null,null,null,null,0]
[null,null,null,null,null,null,null,null,null,null,null,null,null,null,null,null,null,0]
[null,null,null,null,null,null,null,null,null,null,null,null,null,null,null,null,null,0]
[null,null,null,null,null,null,null,null,null,null,null,null,null,null,null,null,null,0]
[null,null,null,null,null,null,null,null,null,null,null,null,null,null,null,null,null,0]
[null,null,null,null,null,null,null,null,null,null,null,null,null,null,null,null,null,0]
[null,null,null,null,null,null,null,null,null,null,null,null,null,null,null,null,null,0]
[null,null,null,null,null,null,null,null,null,null,null,null,null,null,null,null,null,0]
[null,null,null,null,null,null,null,null,null,null,null,null,null,null,null,null,null,0]
[null,null,null,null,null,null,null,null,null,null,null,null,null,null,null,null,null,0]
[null,null,null,null,null,null,null,null,null,null,null,null,null,null,null,null,null,0]
[null,null,null,null,null,null,null,null,null,null,null,null,null,null,null,null,null,0]
[null,null,null,null,null,null,null,null,null,null,null,null,null,null,null,null,null,0]
[null,null,null,null,null,null,null,null,null,null,null,null,null,null,null,null,null,0]
[null,null,null,null,null,null,null,null,null,null,null,null,null,null,null,null,null,0]
[null,null,null,null,null,null,null,null,null,null,null,null,null,null,null,null,null,0]
[null,null,null,null,null,null,null,null,null,null,null,null,null,null,null,null,null,0]
[null,null,null,null,null,null,null,null,null,null,null,null,null,null,null,null,null,0]
[null,null,null,null,null,null,null,null,null,null,null,null,null,null,null,null,null,0]
[null,null,null,null,null,null,null,null,null,null,null,null,null,null,null,null,null,0]
[null,null,null,null,null,null,null,null,null,null,null,null,null,null,null,null,null,0]
[null,null,null,null,null,null,null,null,null,null,null,null,null,null,null,null,null,0]
[null,null,null,null,null,null,null,null,null,null,null,null,null,null,null,null,null,0]
[null,null,null,null,null,null,null,null,null,null,null,null,null,null,null,null,null,0]
[null,null,null,null,null,null,null,null,null,null,null,null,null,null,null,null,null,0]
[null,null,null,null,null,null,null,null,null,null,null,null,null,null,null,null,null,0]
[null,null,null,null,null,null,null,null,null,null,null,null,null,null,null,null,null,0]
[null,null,null,null,null,null,null,null,null,null,null,null,null,null,null,null,null,0]
[null,null,null,null,null,null,null,null,null,null,null,null,null,null,null,null,null,0]
[null,null,null,null,null,null,null,null,null,null,null,null,null,null,null,null,null,0]
[null,null,null,null,null,null,null,null,null,null,null,null,null,null,null,null,null,0]
[null,null,null,null,null,null,null,null,null,null,null,null,null,null,null,null,null,0]
[null,null,null,null,null,null,null,null,null,null,null,null,null,null,null,null,null,0]
[null,null,null,null,null,null,null,null,null,null,null,null,null,null,null,null,null,0]
[null,null,null,null,null,null,null,null,null,null,null,null,null,null,null,null,null,0]
[null,null,null,null,null,null,null,null,null,null,null,null,null,null,null,null,null,0]
[null,null,null,null,null,null,null,null,null,null,null,null,null,null,null,null,null,0]
[null,null,null,null,null,null,null,null,null,null,null,null,null,null,null,null,null,0]
[null,null,null,null,null,null,null,null,null,null,null,null,null,null,null,null,null,0]
[null,null,null,null,null,null,null,null,null,null,null,null,null,null,null,null,null,0]
[null,null,null,null,null,null,null,null,null,null,null,null,null,null,null,null,null,{"$f":"R$53/$O$53*$O568*$O$57","v":0}]
[null,null,null,null,null,null,null,null,null,null,null,null,null,null,null,null,null,0]
[null,null,null,null,null,null,null,null,null,null,null,null,null,null,null,null,null,0]
[null,null,null,null,null,null,null,null,null,null,null,null,null,null,null,null,null,0]
[null,null,null,null,null,null,null,null,null,null,null,null,null,null,null,null,null,0]
[null,null,null,null,null,null,null,null,null,null,null,null,null,null,null,null,null,0]
[null,null,null,null,null,null,null,null,null,null,null,null,null,null,null,null,null,0]
[null,null,null,null,null,null,null,null,null,null,null,null,null,null,null,null,null,0]
[null,null,null,null,null,null,null,null,null,null,null,null,null,null,null,null,null,0]
[null,null,null,null,null,null,null,null,null,null,null,null,null,null,null,null,null,0]
[null,null,null,null,null,null,null,null,null,null,null,null,null,null,null,null,null,0]
[null,null,null,null,null,null,null,null,null,null,null,null,null,null,null,null,null,0]
[null,null,null,null,null,null,null,null,null,null,null,null,null,null,null,null,null,0]
[null,null,null,null,null,null,null,null,null,null,null,null,null,null,null,null,null,0]
[null,null,null,null,null,null,null,null,null,null,null,null,null,null,null,null,null,0]
[null,null,null,null,null,null,null,null,null,null,null,null,null,null,null,null,null,0]
[null,null,null,null,null,null,null,null,null,null,null,null,null,null,null,null,null,0]
[null,null,null,null,null,null,null,null,null,null,null,null,null,null,null,null,null,0]
[null,null,null,null,null,null,null,null,null,null,null,null,null,null,null,null,null,0]
[null,null,null,null,null,null,null,null,null,null,null,null,null,null,null,null,null,0]
[null,null,null,null,null,null,null,null,null,null,null,null,null,null,null,null,null,0]
[null,null,null,null,null,null,null,null,null,null,null,null,null,null,null,null,null,0]
[null,null,null,null,null,null,null,null,null,null,null,null,null,null,null,null,null,0]
[null,null,null,null,null,null,null,null,null,null,null,null,null,null,null,null,null,0]
[null,null,null,null,null,null,null,null,null,null,null,null,null,null,null,null,null,0]
[null,null,null,null,null,null,null,null,null,null,null,null,null,null,null,null,null,0]
[null,null,null,null,null,null,null,null,null,null,null,null,null,null,null,null,null,0]
[null,null,null,null,null,null,null,null,null,null,null,null,null,null,null,null,null,0]
[null,null,null,null,null,null,null,null,null,null,null,null,null,null,null,null,null,0]
[null,null,null,null,null,null,null,null,null,null,null,null,null,null,null,null,null,0]
[null,null,null,null,null,null,null,null,null,null,null,null,null,null,null,null,null,0]
[null,null,null,null,null,null,null,null,null,null,null,null,null,null,null,null,null,0]
[null,null,null,null,null,null,null,null,null,null,null,null,null,null,null,null,null,0]
[null,null,null,null,null,null,null,null,null,null,null,null,null,null,null,null,null,0]
[null,null,null,null,null,null,null,null,null,null,null,null,null,null,null,null,null,0]
[null,null,null,null,null,null,null,null,null,null,null,null,null,null,null,null,null,0]
[null,null,null,null,null,null,null,null,null,null,null,null,null,null,null,null,null,0]
[null,null,null,null,null,null,null,null,null,null,null,null,null,null,null,null,null,0]
[null,null,null,null,null,null,null,null,null,null,null,null,null,null,null,null,null,0]
[null,null,null,null,null,null,null,null,null,null,null,null,null,null,null,null,null,0]
[null,null,null,null,null,null,null,null,null,null,null,null,null,null,null,null,null,0]
[null,null,null,null,null,null,null,null,null,null,null,null,null,null,null,null,null,0]
[null,null,null,null,null,null,null,null,null,null,null,null,null,null,null,null,null,0]
[null,null,null,null,null,null,null,null,null,null,null,null,null,null,null,null,null,0]
[null,null,null,null,null,null,null,null,null,null,null,null,null,null,null,null,null,0]
[null,null,null,null,null,null,null,null,null,null,null,null,null,null,null,null,null,0]
[null,null,null,null,null,null,null,null,null,null,null,null,null,null,null,null,null,0]
[null,null,null,null,null,null,null,null,null,null,null,null,null,null,null,null,null,0]
[null,null,null,null,null,null,null,null,null,null,null,null,null,null,null,null,null,0]
[null,null,null,null,null,null,null,null,null,null,null,null,null,null,null,null,null,0]
[null,null,null,null,null,null,null,null,null,null,null,null,null,null,null,null,null,0]
[null,null,null,null,null,null,null,null,null,null,null,null,null,null,null,null,null,0]
[null,null,null,null,null,null,null,null,null,null,null,null,null,null,null,null,null,0]
[null,null,null,null,null,null,null,null,null,null,null,null,null,null,null,null,null,0]
[null,null,null,null,null,null,null,null,null,null,null,null,null,null,null,null,null,0]
[null,null,null,null,null,null,null,null,null,null,null,null,null,null,null,null,null,0]
[null,null,null,null,null,null,null,null,null,null,null,null,null,null,null,null,null,0]
[null,null,null,null,null,null,null,null,null,null,null,null,null,null,null,null,null,0]
[null,null,null,null,null,null,null,null,null,null,null,null,null,null,null,null,null,0]
[null,null,null,null,null,null,null,null,null,null,null,null,null,null,null,null,null,0]
[null,null,null,null,null,null,null,null,null,null,null,null,null,null,null,null,null,0]
[null,null,null,null,null,null,null,null,null,null,null,null,null,null,null,null,null,0]
[null,null,null,null,null,null,null,null,null,null,null,null,null,null,null,null,null,0]
[null,null,null,null,null,null,null,null,null,null,null,null,null,null,null,null,null,0]
[null,null,null,null,null,null,null,null,null,null,null,null,null,null,null,null,null,{"$f":"R$53/$O$53*$O632*$O$57","v":0}]
[null,null,null,null,null,null,null,null,null,null,null,null,null,null,null,null,null,0]
[null,null,null,null,null,null,null,null,null,null,null,null,null,null,null,null,null,0]
[null,null,null,null,null,null,null,null,null,null,null,null,null,null,null,null,null,0]
[null,null,null,null,null,null,null,null,null,null,null,null,null,null,null,null,null,0]
[null,null,null,null,null,null,null,null,null,null,null,null,null,null,null,null,null,0]
[null,null,null,null,null,null,null,null,null,null,null,null,null,null,null,null,null,0]
[null,null,null,null,null,null,null,null,null,null,null,null,null,null,null,null,null,0]
[null,null,null,null,null,null,null,null,null,null,null,null,null,null,null,null,null,0]
[null,null,null,null,null,null,null,null,null,null,null,null,null,null,null,null,null,0]
[null,null,null,null,null,null,null,null,null,null,null,null,null,null,null,null,null,0]
[null,null,null,null,null,null,null,null,null,null,null,null,null,null,null,null,null,0]
[null,null,null,null,null,null,null,null,null,null,null,null,null,null,null,null,null,0]
[null,null,null,null,null,null,null,null,null,null,null,null,null,null,null,null,null,0]
[null,null,null,null,null,null,null,null,null,null,null,null,null,null,null,null,null,0]
[null,null,null,null,null,null,null,null,null,null,null,null,null,null,null,null,null,0]
[null,null,null,null,null,null,null,null,null,null,null,null,null,null,null,null,null,0]
[null,null,null,null,null,null,null,null,null,null,null,null,null,null,null,null,null,0]
[null,null,null,null,null,null,null,null,null,null,null,null,null,null,null,null,null,0]
[null,null,null,null,null,null,null,null,null,null,null,null,null,null,null,null,null,0]
[null,null,null,null,null,null,null,null,null,null,null,null,null,null,null,null,null,0]
[null,null,null,null,null,null,null,null,null,null,null,null,null,null,null,null,null,0]
[null,null,null,null,null,null,null,null,null,null,null,null,null,null,null,null,null,0]
[null,null,null,null,null,null,null,null,null,null,null,null,null,null,null,null,null,0]
[null,null,null,null,null,null,null,null,null,null,null,null,null,null,null,null,null,0]
[null,null,null,null,null,null,null,null,null,null,null,null,null,null,null,null,null,0]
[null,null,null,null,null,null,null,null,null,null,null,null,null,null,null,null,null,0]
[null,null,null,null,null,null,null,null,null,null,null,null,null,null,null,null,null,0]
[null,null,null,null,null,null,null,null,null,null,null,null,null,null,null,null,null,0]
[null,null,null,null,null,null,null,null,null,null,null,null,null,null,null,null,null,0]
[null,null,null,null,null,null,null,null,null,null,null,null,null,null,null,null,null,0]
[null,null,null,null,null,null,null,null,null,null,null,null,null,null,null,null,null,0]
[null,null,null,null,null,null,null,null,null,null,null,null,null,null,null,null,null,0]
[null,null,null,null,null,null,null,null,null,null,null,null,null,null,null,null,null,0]
[null,null,null,null,null,null,null,null,null,null,null,null,null,null,null,null,null,0]
[null,null,null,null,null,null,null,null,null,null,null,null,null,null,null,null,null,0]
[null,null,null,null,null,null,null,null,null,null,null,null,null,null,null,null,null,0]
[null,null,null,null,null,null,null,null,null,null,null,null,null,null,null,null,null,0]
[null,null,null,null,null,null,null,null,null,null,null,null,null,null,null,null,null,0]
[null,null,null,null,null,null,null,null,null,null,null,null,null,null,null,null,null,0]
[null,null,null,null,null,null,null,null,null,null,null,null,null,null,null,null,null,0]
[null,null,null,null,null,null,null,null,null,null,null,null,null,null,null,null,null,0]
[null,null,null,null,null,null,null,null,null,null,null,null,null,null,null,null,null,0]
[null,null,null,null,null,null,null,null,null,null,null,null,null,null,null,null,null,0]
[null,null,null,null,null,null,null,null,null,null,null,null,null,null,null,null,null,0]
[null,null,null,null,null,null,null,null,null,null,null,null,null,null,null,null,null,0]
[null,null,null,null,null,null,null,null,null,null,null,null,null,null,null,null,null,0]
[null,null,null,null,null,null,null,null,null,null,null,null,null,null,null,null,null,0]
[null,null,null,null,null,null,null,null,null,null,null,null,null,null,null,null,null,0]
[null,null,null,null,null,null,null,null,null,null,null,null,null,null,null,null,null,0]
[null,null,null,null,null,null,null,null,null,null,null,null,null,null,null,null,null,0]
[null,null,null,null,null,null,null,null,null,null,null,null,null,null,null,null,null,0]
[null,null,null,null,null,null,null,null,null,null,null,null,null,null,null,null,null,0]
[null,null,null,null,null,null,null,null,null,null,null,null,null,null,null,null,null,0]
[null,null,null,null,null,null,null,null,null,null,null,null,null,null,null,null,null,0]
[null,null,null,null,null,null,null,null,null,null,null,null,null,null,null,null,null,0]
[null,null,null,null,null,null,null,null,null,null,null,null,null,null,null,null,null,0]
[null,null,null,null,null,null,null,null,null,null,null,null,null,null,null,null,null,0]
[null,null,null,null,null,null,null,null,null,null,null,null,null,null,null,null,null,0]
[null,null,null,null,null,null,null,null,null,null,null,null,null,null,null,null,null,0]
[null,null,null,null,null,null,null,null,null,null,null,null,null,null,null,null,null,0]
[null,null,null,null,null,null,null,null,null,null,null,null,null,null,null,null,null,0]
[null,null,null,null,null,null,null,null,null,null,null,null,null,null,null,null,null,0]
[null,null,null,null,null,null,null,null,null,null,null,null,null,null,null,null,null,0]
[null,null,null,null,null,null,null,null,null,null,null,null,null,null,null,null,null,{"$f":"R$53/$O$53*$O696*$O$57","v":0}]
[null,null,null,null,null,null,null,null,null,null,null,null,null,null,null,null,null,0]
[null,null,null,null,null,null,null,null,null,null,null,null,null,null,null,null,null,0]
[null,null,null,null,null,null,null,null,null,null,null,null,null,null,null,null,null,0]
[null,null,null,null,null,null,null,null,null,null,null,null,null,null,null,null,null,0]
[null,null,null,null,null,null,null,null,null,null,null,null,null,null,null,null,null,0]
[null,null,null,null,null,null,null,null,null,null,null,null,null,null,null,null,null,0]
[null,null,null,null,null,null,null,null,null,null,null,null,null,null,null,null,null,0]
[null,null,null,null,null,null,null,null,null,null,null,null,null,null,null,null,null,0]
[null,null,null,null,null,null,null,null,null,null,null,null,null,null,null,null,null,0]
[null,null,null,null,null,null,null,null,null,null,null,null,null,null,null,null,null,0]
[null,null,null,null,null,null,null,null,null,null,null,null,null,null,null,null,null,0]
[null,null,null,null,null,null,null,null,null,null,null,null,null,null,null,null,null,0]
[null,null,null,null,null,null,null,null,null,null,null,null,null,null,null,null,null,0]
[null,null,null,null,null,null,null,null,null,null,null,null,null,null,null,null,null,0]
[null,null,null,null,null,null,null,null,null,null,null,null,null,null,null,null,null,0]
[null,null,null,null,null,null,null,null,null,null,null,null,null,null,null,null,null,0]
[null,null,null,null,null,null,null,null,null,null,null,null,null,null,null,null,null,0]
[null,null,null,null,null,null,null,null,null,null,null,null,null,null,null,null,null,0]
[null,null,null,null,null,null,null,null,null,null,null,null,null,null,null,null,null,0]
[null,null,null,null,null,null,null,null,null,null,null,null,null,null,null,null,null,0]
[null,null,null,null,null,null,null,null,null,null,null,null,null,null,null,null,null,0]
[null,null,null,null,null,null,null,null,null,null,null,null,null,null,null,null,null,0]
[null,null,null,null,null,null,null,null,null,null,null,null,null,null,null,null,null,0]
[null,null,null,null,null,null,null,null,null,null,null,null,null,null,null,null,null,0]
[null,null,null,null,null,null,null,null,null,null,null,null,null,null,null,null,null,0]
[null,null,null,null,null,null,null,null,null,null,null,null,null,null,null,null,null,0]
[null,null,null,null,null,null,null,null,null,null,null,null,null,null,null,null,null,0]
[null,null,null,null,null,null,null,null,null,null,null,null,null,null,null,null,null,0]
[null,null,null,null,null,null,null,null,null,null,null,null,null,null,null,null,null,0]
[null,null,null,null,null,null,null,null,null,null,null,null,null,null,null,null,null,0]
[null,null,null,null,null,null,null,null,null,null,null,null,null,null,null,null,null,0]
[null,null,null,null,null,null,null,null,null,null,null,null,null,null,null,null,null,0]
[null,null,null,null,null,null,null,null,null,null,null,null,null,null,null,null,null,0]
[null,null,null,null,null,null,null,null,null,null,null,null,null,null,null,null,null,0]
[null,null,null,null,null,null,null,null,null,null,null,null,null,null,null,null,null,0]
[null,null,null,null,null,null,null,null,null,null,null,null,null,null,null,null,null,0]
[null,null,null,null,null,null,null,null,null,null,null,null,null,null,null,null,null,0]
[null,null,null,null,null,null,null,null,null,null,null,null,null,null,null,null,null,0]
[null,null,null,null,null,null,null,null,null,null,null,null,null,null,null,null,null,0]
[null,null,null,null,null,null,null,null,null,null,null,null,null,null,null,null,null,0]
[null,null,null,null,null,null,null,null,null,null,null,null,null,null,null,null,null,0]
[null,null,null,null,null,null,null,null,null,null,null,null,null,null,null,null,null,0]
[null,null,null,null,null,null,null,null,null,null,null,null,null,null,null,null,null,0]
[null,null,null,null,null,null,null,null,null,null,null,null,null,null,null,null,null,0]
[null,null,null,null,null,null,null,null,null,null,null,null,null,null,null,null,null,0]
[null,null,null,null,null,null,null,null,null,null,null,null,null,null,null,null,null,0]
[null,null,null,null,null,null,null,null,null,null,null,null,null,null,null,null,null,0]
[null,null,null,null,null,null,null,null,null,null,null,null,null,null,null,null,null,0]
[null,null,null,null,null,null,null,null,null,null,null,null,null,null,null,null,null,0]
[null,null,null,null,null,null,null,null,null,null,null,null,null,null,null,null,null,0]
[null,null,null,null,null,null,null,null,null,null,null,null,null,null,null,null,null,0]
[null,null,null,null,null,null,null,null,null,null,null,null,null,null,null,null,null,0]
[null,null,null,null,null,null,null,null,null,null,null,null,null,null,null,null,null,0]
[null,null,null,null,null,null,null,null,null,null,null,null,null,null,null,null,null,0]
[null,null,null,null,null,null,null,null,null,null,null,null,null,null,null,null,null,0]
[null,null,null,null,null,null,null,null,null,null,null,null,null,null,null,null,null,0]
[null,null,null,null,null,null,null,null,null,null,null,null,null,null,null,null,null,0]
[null,null,null,null,null,null,null,null,null,null,null,null,null,null,null,null,null,0]
[null,null,null,null,null,null,null,null,null,null,null,null,null,null,null,null,null,0]
[null,null,null,null,null,null,null,null,null,null,null,null,null,null,null,null,null,0]
[null,null,null,null,null,null,null,null,null,null,null,null,null,null,null,null,null,0]
[null,null,null,null,null,null,null,null,null,null,null,null,null,null,null,null,null,0]
[null,null,null,null,null,null,null,null,null,null,null,null,null,null,null,null,null,0]
[null,null,null,null,null,null,null,null,null,null,null,null,null,null,null,null,null,{"$f":"R$53/$O$53*$O760*$O$57","v":0}]
[null,null,null,null,null,null,null,null,null,null,null,null,null,null,null,null,null,0]
[null,null,null,null,null,null,null,null,null,null,null,null,null,null,null,null,null,0]
[null,null,null,null,null,null,null,null,null,null,null,null,null,null,null,null,null,0]
[null,null,null,null,null,null,null,null,null,null,null,null,null,null,null,null,null,0]
[null,null,null,null,null,null,null,null,null,null,null,null,null,null,null,null,null,0]
[null,null,null,null,null,null,null,null,null,null,null,null,null,null,null,null,null,0]
[null,null,null,null,null,null,null,null,null,null,null,null,null,null,null,null,null,0]
[null,null,null,null,null,null,null,null,null,null,null,null,null,null,null,null,null,0]
[null,null,null,null,null,null,null,null,null,null,null,null,null,null,null,null,null,0]
[null,null,null,null,null,null,null,null,null,null,null,null,null,null,null,null,null,0]
[null,null,null,null,null,null,null,null,null,null,null,null,null,null,null,null,null,0]
[null,null,null,null,null,null,null,null,null,null,null,null,null,null,null,null,null,0]
[null,null,null,null,null,null,null,null,null,null,null,null,null,null,null,null,null,0]
[null,null,null,null,null,null,null,null,null,null,null,null,null,null,null,null,null,0]
[null,null,null,null,null,null,null,null,null,null,null,null,null,null,null,null,null,0]
[null,null,null,null,null,null,null,null,null,null,null,null,null,null,null,null,null,0]
[null,null,null,null,null,null,null,null,null,null,null,null,null,null,null,null,null,0]
[null,null,null,null,null,null,null,null,null,null,null,null,null,null,null,null,null,0]
[null,null,null,null,null,null,null,null,null,null,null,null,null,null,null,null,null,0]
[null,null,null,null,null,null,null,null,null,null,null,null,null,null,null,null,null,0]
[null,null,null,null,null,null,null,null,null,null,null,null,null,null,null,null,null,0]
[null,null,null,null,null,null,null,null,null,null,null,null,null,null,null,null,null,0]
[null,null,null,null,null,null,null,null,null,null,null,null,null,null,null,null,null,0]
[null,null,null,null,null,null,null,null,null,null,null,null,null,null,null,null,null,0]
[null,null,null,null,null,null,null,null,null,null,null,null,null,null,null,null,null,0]
[null,null,null,null,null,null,null,null,null,null,null,null,null,null,null,null,null,0]
[null,null,null,null,null,null,null,null,null,null,null,null,null,null,null,null,null,0]
[null,null,null,null,null,null,null,null,null,null,null,null,null,null,null,null,null,0]
[null,null,null,null,null,null,null,null,null,null,null,null,null,null,null,null,null,0]
[null,null,null,null,null,null,null,null,null,null,null,null,null,null,null,null,null,0]
[null,null,null,null,null,null,null,null,null,null,null,null,null,null,null,null,null,0]
[null,null,null,null,null,null,null,null,null,null,null,null,null,null,null,null,null,0]
[null,null,null,null,null,null,null,null,null,null,null,null,null,null,null,null,null,0]
[null,null,null,null,null,null,null,null,null,null,null,null,null,null,null,null,null,0]
[null,null,null,null,null,null,null,null,null,null,null,null,null,null,null,null,null,0]
[null,null,null,null,null,null,null,null,null,null,null,null,null,null,null,null,null,0]
[null,null,null,null,null,null,null,null,null,null,null,null,null,null,null,null,null,0]
[null,null,null,null,null,null,null,null,null,null,null,null,null,null,null,null,null,0]
[null,null,null,null,null,null,null,null,null,null,null,null,null,null,null,null,null,0]
[null,null,null,null,null,null,null,null,null,null,null,null,null,null,null,null,null,0]
[null,null,null,null,null,null,null,null,null,null,null,null,null,null,null,null,null,0]
[null,null,null,null,null,null,null,null,null,null,null,null,null,null,null,null,null,0]
[null,null,null,null,null,null,null,null,null,null,null,null,null,null,null,null,null,0]
[null,null,null,null,null,null,null,null,null,null,null,null,null,null,null,null,null,0]
[null,null,null,null,null,null,null,null,null,null,null,null,null,null,null,null,null,0]
[null,null,null,null,null,null,null,null,null,null,null,null,null,null,null,null,null,0]
[null,null,null,null,null,null,null,null,null,null,null,null,null,null,null,null,null,0]
[null,null,null,null,null,null,null,null,null,null,null,null,null,null,null,null,null,0]
[null,null,null,null,null,null,null,null,null,null,null,null,null,null,null,null,null,0]
[null,null,null,null,null,null,null,null,null,null,null,null,null,null,null,null,null,0]
[null,null,null,null,null,null,null,null,null,null,null,null,null,null,null,null,null,0]
[null,null,null,null,null,null,null,null,null,null,null,null,null,null,null,null,null,0]
[null,null,null,null,null,null,null,null,null,null,null,null,null,null,null,null,null,0]
[null,null,null,null,null,null,null,null,null,null,null,null,null,null,null,null,null,0]
[null,null,null,null,null,null,null,null,null,null,null,null,null,null,null,null,null,0]
[null,null,null,null,null,null,null,null,null,null,null,null,null,null,null,null,null,0]
[null,null,null,null,null,null,null,null,null,null,null,null,null,null,null,null,null,0]
[null,null,null,null,null,null,null,null,null,null,null,null,null,null,null,null,null,0]
[null,null,null,null,null,null,null,null,null,null,null,null,null,null,null,null,null,0]
[null,null,null,null,null,null,null,null,null,null,null,null,null,null,null,null,null,0]
[null,null,null,null,null,null,null,null,null,null,null,null,null,null,null,null,null,0]
[null,null,null,null,null,null,null,null,null,null,null,null,null,null,null,null,null,0]
[null,null,null,null,null,null,null,null,null,null,null,null,null,null,null,null,null,0]
[null,null,null,null,null,null,null,null,null,null,null,null,null,null,null,null,null,{"$f":"R$53/$O$53*$O824*$O$57","v":0}]
[null,null,null,null,null,null,null,null,null,null,null,null,null,null,null,null,null,0]
[null,null,null,null,null,null,null,null,null,null,null,null,null,null,null,null,null,0]
[null,null,null,null,null,null,null,null,null,null,null,null,null,null,null,null,null,0]
[null,null,null,null,null,null,null,null,null,null,null,null,null,null,null,null,null,0]
[null,null,null,null,null,null,null,null,null,null,null,null,null,null,null,null,null,0]
[null,null,null,null,null,null,null,null,null,null,null,null,null,null,null,null,null,0]
[null,null,null,null,null,null,null,null,null,null,null,null,null,null,null,null,null,0]
[null,null,null,null,null,null,null,null,null,null,null,null,null,null,null,null,null,0]
[null,null,null,null,null,null,null,null,null,null,null,null,null,null,null,null,null,0]
[null,null,null,null,null,null,null,null,null,null,null,null,null,null,null,null,null,0]
[null,null,null,null,null,null,null,null,null,null,null,null,null,null,null,null,null,0]
[null,null,null,null,null,null,null,null,null,null,null,null,null,null,null,null,null,0]
[null,null,null,null,null,null,null,null,null,null,null,null,null,null,null,null,null,0]
[null,null,null,null,null,null,null,null,null,null,null,null,null,null,null,null,null,0]
[null,null,null,null,null,null,null,null,null,null,null,null,null,null,null,null,null,0]
[null,null,null,null,null,null,null,null,null,null,null,null,null,null,null,null,null,0]
[null,null,null,null,null,null,null,null,null,null,null,null,null,null,null,null,null,0]
[null,null,null,null,null,null,null,null,null,null,null,null,null,null,null,null,null,0]
[null,null,null,null,null,null,null,null,null,null,null,null,null,null,null,null,null,0]
[null,null,null,null,null,null,null,null,null,null,null,null,null,null,null,null,null,0]
[null,null,null,null,null,null,null,null,null,null,null,null,null,null,null,null,null,0]
[null,null,null,null,null,null,null,null,null,null,null,null,null,null,null,null,null,0]
[null,null,null,null,null,null,null,null,null,null,null,null,null,null,null,null,null,0]
[null,null,null,null,null,null,null,null,null,null,null,null,null,null,null,null,null,0]
[null,null,null,null,null,null,null,null,null,null,null,null,null,null,null,null,null,0]
[null,null,null,null,null,null,null,null,null,null,null,null,null,null,null,null,null,0]
[null,null,null,null,null,null,null,null,null,null,null,null,null,null,null,null,null,0]
[null,null,null,null,null,null,null,null,null,null,null,null,null,null,null,null,null,0]
[null,null,null,null,null,null,null,null,null,null,null,null,null,null,null,null,null,0]
[null,null,null,null,null,null,null,null,null,null,null,null,null,null,null,null,null,0]
[null,null,null,null,null,null,null,null,null,null,null,null,null,null,null,null,null,0]
[null,null,null,null,null,null,null,null,null,null,null,null,null,null,null,null,null,0]
[null,null,null,null,null,null,null,null,null,null,null,null,null,null,null,null,null,0]
[null,null,null,null,null,null,null,null,null,null,null,null,null,null,null,null,null,0]
[null,null,null,null,null,null,null,null,null,null,null,null,null,null,null,null,null,0]
[null,null,null,null,null,null,null,null,null,null,null,null,null,null,null,null,null,0]
[null,null,null,null,null,null,null,null,null,null,null,null,null,null,null,null,null,0]
[null,null,null,null,null,null,null,null,null,null,null,null,null,null,null,null,null,0]
[null,null,null,null,null,null,null,null,null,null,null,null,null,null,null,null,null,0]
[null,null,null,null,null,null,null,null,null,null,null,null,null,null,null,null,null,0]
[null,null,null,null,null,null,null,null,null,null,null,null,null,null,null,null,null,0]
[null,null,null,null,null,null,null,null,null,null,null,null,null,null,null,null,null,0]
[null,null,null,null,null,null,null,null,null,null,null,null,null,null,null,null,null,0]
[null,null,null,null,null,null,null,null,null,null,null,null,null,null,null,null,null,0]
[null,null,null,null,null,null,null,null,null,null,null,null,null,null,null,null,null,0]
[null,null,null,null,null,null,null,null,null,null,null,null,null,null,null,null,null,0]
[null,null,null,null,null,null,null,null,null,null,null,null,null,null,null,null,null,0]
[null,null,null,null,null,null,null,null,null,null,null,null,null,null,null,null,null,0]
[null,null,null,null,null,null,null,null,null,null,null,null,null,null,null,null,null,0]
[null,null,null,null,null,null,null,null,null,null,null,null,null,null,null,null,null,0]
[null,null,null,null,null,null,null,null,null,null,null,null,null,null,null,null,null,0]
[null,null,null,null,null,null,null,null,null,null,null,null,null,null,null,null,null,0]
[null,null,null,null,null,null,null,null,null,null,null,null,null,null,null,null,null,0]
[null,null,null,null,null,null,null,null,null,null,null,null,null,null,null,null,null,0]
[null,null,null,null,null,null,null,null,null,null,null,null,null,null,null,null,null,0]
[null,null,null,null,null,null,null,null,null,null,null,null,null,null,null,null,null,0]
[null,null,null,null,null,null,null,null,null,null,null,null,null,null,null,null,null,0]
[null,null,null,null,null,null,null,null,null,null,null,null,null,null,null,null,null,0]
[null,null,null,null,null,null,null,null,null,null,null,null,null,null,null,null,null,0]
[null,null,null,null,null,null,null,null,null,null,null,null,null,null,null,null,null,0]
[null,null,null,null,null,null,null,null,null,null,null,null,null,null,null,null,null,0]
[null,null,null,null,null,null,null,null,null,null,null,null,null,null,null,null,null,0]
[null,null,null,null,null,null,null,null,null,null,null,null,null,null,null,null,null,0]
[null,null,null,null,null,null,null,null,null,null,null,null,null,null,null,null,null,{"$f":"R$53/$O$53*$O888*$O$57","v":0}]
[null,null,null,null,null,null,null,null,null,null,null,null,null,null,null,null,null,0]
[null,null,null,null,null,null,null,null,null,null,null,null,null,null,null,null,null,0]
[null,null,null,null,null,null,null,null,null,null,null,null,null,null,null,null,null,0]
[null,null,null,null,null,null,null,null,null,null,null,null,null,null,null,null,null,0]
[null,null,null,null,null,null,null,null,null,null,null,null,null,null,null,null,null,0]
[null,null,null,null,null,null,null,null,null,null,null,null,null,null,null,null,null,0]
[null,null,null,null,null,null,null,null,null,null,null,null,null,null,null,null,null,0]
[null,null,null,null,null,null,null,null,null,null,null,null,null,null,null,null,null,0]
[null,null,null,null,null,null,null,null,null,null,null,null,null,null,null,null,null,0]
[null,null,null,null,null,null,null,null,null,null,null,null,null,null,null,null,null,0]
[null,null,null,null,null,null,null,null,null,null,null,null,null,null,null,null,null,0]
[null,null,null,null,null,null,null,null,null,null,null,null,null,null,null,null,null,0]
[null,null,null,null,null,null,null,null,null,null,null,null,null,null,null,null,null,0]
[null,null,null,null,null,null,null,null,null,null,null,null,null,null,null,null,null,0]
[null,null,null,null,null,null,null,null,null,null,null,null,null,null,null,null,null,0]
[null,null,null,null,null,null,null,null,null,null,null,null,null,null,null,null,null,0]
[null,null,null,null,null,null,null,null,null,null,null,null,null,null,null,null,null,0]
[null,null,null,null,null,null,null,null,null,null,null,null,null,null,null,null,null,0]
[null,null,null,null,null,null,null,null,null,null,null,null,null,null,null,null,null,0]
[null,null,null,null,null,null,null,null,null,null,null,null,null,null,null,null,null,0]
[null,null,null,null,null,null,null,null,null,null,null,null,null,null,null,null,null,0]
[null,null,null,null,null,null,null,null,null,null,null,null,null,null,null,null,null,0]
[null,null,null,null,null,null,null,null,null,null,null,null,null,null,null,null,null,0]
[null,null,null,null,null,null,null,null,null,null,null,null,null,null,null,null,null,0]
[null,null,null,null,null,null,null,null,null,null,null,null,null,null,null,null,null,0]
[null,null,null,null,null,null,null,null,null,null,null,null,null,null,null,null,null,0]
[null,null,null,null,null,null,null,null,null,null,null,null,null,null,null,null,null,0]
[null,null,null,null,null,null,null,null,null,null,null,null,null,null,null,null,null,0]
[null,null,null,null,null,null,null,null,null,null,null,null,null,null,null,null,null,0]
[null,null,null,null,null,null,null,null,null,null,null,null,null,null,null,null,null,0]
[null,null,null,null,null,null,null,null,null,null,null,null,null,null,null,null,null,0]
[null,null,null,null,null,null,null,null,null,null,null,null,null,null,null,null,null,0]
[null,null,null,null,null,null,null,null,null,null,null,null,null,null,null,null,null,0]
[null,null,null,null,null,null,null,null,null,null,null,null,null,null,null,null,null,0]
[null,null,null,null,null,null,null,null,null,null,null,null,null,null,null,null,null,0]
[null,null,null,null,null,null,null,null,null,null,null,null,null,null,null,null,null,0]
[null,null,null,null,null,null,null,null,null,null,null,null,null,null,null,null,null,0]
[null,null,null,null,null,null,null,null,null,null,null,null,null,null,null,null,null,0]
[null,null,null,null,null,null,null,null,null,null,null,null,null,null,null,null,null,0]
[null,null,null,null,null,null,null,null,null,null,null,null,null,null,null,null,null,0]
[null,null,null,null,null,null,null,null,null,null,null,null,null,null,null,null,null,0]
[null,null,null,null,null,null,null,null,null,null,null,null,null,null,null,null,null,0]
[null,null,null,null,null,null,null,null,null,null,null,null,null,null,null,null,null,0]
[null,null,null,null,null,null,null,null,null,null,null,null,null,null,null,null,null,0]
[null,null,null,null,null,null,null,null,null,null,null,null,null,null,null,null,null,0]
[null,null,null,null,null,null,null,null,null,null,null,null,null,null,null,null,null,0]
[null,null,null,null,null,null,null,null,null,null,null,null,null,null,null,null,null,0]
[null,null,null,null,null,null,null,null,null,null,null,null,null,null,null,null,null,0]
[null,null,null,null,null,null,null,null,null,null,null,null,null,null,null,null,null,0]
[null,null,null,null,null,null,null,null,null,null,null,null,null,null,null,null,null,0]
[null,null,null,null,null,null,null,null,null,null,null,null,null,null,null,null,null,0]
[null,null,null,null,null,null,null,null,null,null,null,null,null,null,null,null,null,0]
[null,null,null,null,null,null,null,null,null,null,null,null,null,null,null,null,null,0]
[null,null,null,null,null,null,null,null,null,null,null,null,null,null,null,null,null,0]
[null,null,null,null,null,null,null,null,null,null,null,null,null,null,null,null,null,0]
[null,null,null,null,null,null,null,null,null,null,null,null,null,null,null,null,null,0]
[null,null,null,null,null,null,null,null,null,null,null,null,null,null,null,null,null,0]
[null,null,null,null,null,null,null,null,null,null,null,null,null,null,null,null,null,0]
[null,null,null,null,null,null,null,null,null,null,null,null,null,null,null,null,null,0]
[null,null,null,null,null,null,null,null,null,null,null,null,null,null,null,null,null,0]
[null,null,null,null,null,null,null,null,null,null,null,null,null,null,null,null,null,0]
[null,null,null,null,null,null,null,null,null,null,null,null,null,null,null,null,null,0]
[null,null,null,null,null,null,null,null,null,null,null,null,null,null,null,null,null,0]
[null,null,null,null,null,null,null,null,null,null,null,null,null,null,null,null,null,{"$f":"R$53/$O$53*$O952*$O$57","v":0}]
[null,null,null,null,null,null,null,null,null,null,null,null,null,null,null,null,null,0]
[null,null,null,null,null,null,null,null,null,null,null,null,null,null,null,null,null,0]
[null,null,null,null,null,null,null,null,null,null,null,null,null,null,null,null,null,0]
[null,null,null,null,null,null,null,null,null,null,null,null,null,null,null,null,null,0]
[null,null,null,null,null,null,null,null,null,null,null,null,null,null,null,null,null,0]
[null,null,null,null,null,null,null,null,null,null,null,null,null,null,null,null,null,0]
[null,null,null,null,null,null,null,null,null,null,null,null,null,null,null,null,null,0]
[null,null,null,null,null,null,null,null,null,null,null,null,null,null,null,null,null,0]
[null,null,null,null,null,null,null,null,null,null,null,null,null,null,null,null,null,0]
[null,null,null,null,null,null,null,null,null,null,null,null,null,null,null,null,null,0]
[null,null,null,null,null,null,null,null,null,null,null,null,null,null,null,null,null,0]
[null,null,null,null,null,null,null,null,null,null,null,null,null,null,null,null,null,0]
[null,null,null,null,null,null,null,null,null,null,null,null,null,null,null,null,null,0]
[null,null,null,null,null,null,null,null,null,null,null,null,null,null,null,null,null,0]
[null,null,null,null,null,null,null,null,null,null,null,null,null,null,null,null,null,0]
[null,null,null,null,null,null,null,null,null,null,null,null,null,null,null,null,null,0]
[null,null,null,null,null,null,null,null,null,null,null,null,null,null,null,null,null,0]
[null,null,null,null,null,null,null,null,null,null,null,null,null,null,null,null,null,0]
[null,null,null,null,null,null,null,null,null,null,null,null,null,null,null,null,null,0]
[null,null,null,null,null,null,null,null,null,null,null,null,null,null,null,null,null,0]
[null,null,null,null,null,null,null,null,null,null,null,null,null,null,null,null,null,0]
[null,null,null,null,null,null,null,null,null,null,null,null,null,null,null,null,null,0]
[null,null,null,null,null,null,null,null,null,null,null,null,null,null,null,null,null,0]
[null,null,null,null,null,null,null,null,null,null,null,null,null,null,null,null,null,0]
[null,null,null,null,null,null,null,null,null,null,null,null,null,null,null,null,null,0]
[null,null,null,null,null,null,null,null,null,null,null,null,null,null,null,null,null,0]
[null,null,null,null,null,null,null,null,null,null,null,null,null,null,null,null,null,0]
[null,null,null,null,null,null,null,null,null,null,null,null,null,null,null,null,null,0]
[null,null,null,null,null,null,null,null,null,null,null,null,null,null,null,null,null,0]
[null,null,null,null,null,null,null,null,null,null,null,null,null,null,null,null,null,0]
[null,null,null,null,null,null,null,null,null,null,null,null,null,null,null,null,null,0]
[null,null,null,null,null,null,null,null,null,null,null,null,null,null,null,null,null,0]
[null,null,null,null,null,null,null,null,null,null,null,null,null,null,null,null,null,0]
[null,null,null,null,null,null,null,null,null,null,null,null,null,null,null,null,null,0]
[null,null,null,null,null,null,null,null,null,null,null,null,null,null,null,null,null,0]
[null,null,null,null,null,null,null,null,null,null,null,null,null,null,null,null,null,0]
[null,null,null,null,null,null,null,null,null,null,null,null,null,null,null,null,null,0]
[null,null,null,null,null,null,null,null,null,null,null,null,null,null,null,null,null,0]
[null,null,null,null,null,null,null,null,null,null,null,null,null,null,null,null,null,0]
[null,null,null,null,null,null,null,null,null,null,null,null,null,null,null,null,null,0]
[null,null,null,null,null,null,null,null,null,null,null,null,null,null,null,null,null,0]
[null,null,null,null,null,null,null,null,null,null,null,null,null,null,null,null,null,0]
[null,null,null,null,null,null,null,null,null,null,null,null,null,null,null,null,null,0]
[null,null,null,null,null,null,null,null,null,null,null,null,null,null,null,null,null,0]
[null,null,null,null,null,null,null,null,null,null,null,null,null,null,null,null,null,0]
[null,null,null,null,null,null,null,null,null,null,null,null,null,null,null,null,null,0]
[null,null,null,null,null,null,null,null,null,null,null,null,null,null,null,null,null,0]
[null,null,null,null,null,null,null,null,null,null,null,null,null,null,null,null,null,0]
[null,null,null,null,null,null,null,null,null,null,null,null,null,null,null,null,null,0]
[null,null,null,null,null,null,null,null,null,null,null,null,null,null,null,null,null,0]
[null,null,null,null,null,null,null,null,null,null,null,null,null,null,null,null,null,0]
[null,null,null,null,null,null,null,null,null,null,null,null,null,null,null,null,null,0]
[null,null,null,null,null,null,null,null,null,null,null,null,null,null,null,null,null,0]
[null,null,null,null,null,null,null,null,null,null,null,null,null,null,null,null,null,0]
[null,null,null,null,null,null,null,null,null,null,null,null,null,null,null,null,null,0]
[null,null,null,null,null,null,null,null,null,null,null,null,null,null,null,null,null,0]
[null,null,null,null,null,null,null,null,null,null,null,null,null,null,null,null,null,0]
[null,null,null,null,null,null,null,null,null,null,null,null,null,null,null,null,null,0]
[null,null,null,null,null,null,null,null,null,null,null,null,null,null,null,null,null,0]
[null,null,null,null,null,null,null,null,null,null,null,null,null,null,null,null,null,0]
[null,null,null,null,null,null,null,null,null,null,null,null,null,null,null,null,null,0]
[null,null,null,null,null,null,null,null,null,null,null,null,null,null,null,null,null,0]
[null,null,null,null,null,null,null,null,null,null,null,null,null,null,null,null,null,0]
[null,null,null,null,null,null,null,null,null,null,null,null,null,null,null,null,null,{"$f":"R$53/$O$53*$O1016*$O$57","v":0}]
[null,null,null,null,null,null,null,null,null,null,null,null,null,null,null,null,null,0]
[null,null,null,null,null,null,null,null,null,null,null,null,null,null,null,null,null,0]
[null,null,null,null,null,null,null,null,null,null,null,null,null,null,null,null,null,0]
[null,null,null,null,null,null,null,null,null,null,null,null,null,null,null,null,null,0]
[null,null,null,null,null,null,null,null,null,null,null,null,null,null,null,null,null,0]
[null,null,null,null,null,null,null,null,null,null,null,null,null,null,null,null,null,0]
[null,null,null,null,null,null,null,null,null,null,null,null,null,null,null,null,null,0]
[null,null,null,null,null,null,null,null,null,null,null,null,null,null,null,null,null,0]
[null,null,null,null,null,null,null,null,null,null,null,null,null,null,null,null,null,0]
[null,null,null,null,null,null,null,null,null,null,null,null,null,null,null,null,null,0]
[null,null,null,null,null,null,null,null,null,null,null,null,null,null,null,null,null,0]
[null,null,null,null,null,null,null,null,null,null,null,null,null,null,null,null,null,0]
[null,null,null,null,null,null,null,null,null,null,null,null,null,null,null,null,null,0]
[null,null,null,null,null,null,null,null,null,null,null,null,null,null,null,null,null,0]
[null,null,null,null,null,null,null,null,null,null,null,null,null,null,null,null,null,0]
[null,null,null,null,null,null,null,null,null,null,null,null,null,null,null,null,null,0]
[null,null,null,null,null,null,null,null,null,null,null,null,null,null,null,null,null,0]
[null,null,null,null,null,null,null,null,null,null,null,null,null,null,null,null,null,0]
[null,null,null,null,null,null,null,null,null,null,null,null,null,null,null,null,null,0]
[null,null,null,null,null,null,null,null,null,null,null,null,null,null,null,null,null,0]
[null,null,null,null,null,null,null,null,null,null,null,null,null,null,null,null,null,0]
[null,null,null,null,null,null,null,null,null,null,null,null,null,null,null,null,null,0]
[null,null,null,null,null,null,null,null,null,null,null,null,null,null,null,null,null,0]
[null,null,null,null,null,null,null,null,null,null,null,null,null,null,null,null,null,0]
[null,null,null,null,null,null,null,null,null,null,null,null,null,null,null,null,null,0]
[null,null,null,null,null,null,null,null,null,null,null,null,null,null,null,null,null,0]
[null,null,null,null,null,null,null,null,null,null,null,null,null,null,null,null,null,0]
[null,null,null,null,null,null,null,null,null,null,null,null,null,null,null,null,null,0]
[null,null,null,null,null,null,null,null,null,null,null,null,null,null,null,null,null,0]
[null,null,null,null,null,null,null,null,null,null,null,null,null,null,null,null,null,0]
[null,null,null,null,null,null,null,null,null,null,null,null,null,null,null,null,null,0]
[null,null,null,null,null,null,null,null,null,null,null,null,null,null,null,null,null,0]
[null,null,null,null,null,null,null,null,null,null,null,null,null,null,null,null,null,0]
[null,null,null,null,null,null,null,null,null,null,null,null,null,null,null,null,null,0]
[null,null,null,null,null,null,null,null,null,null,null,null,null,null,null,null,null,0]
[null,null,null,null,null,null,null,null,null,null,null,null,null,null,null,null,null,0]
[null,null,null,null,null,null,null,null,null,null,null,null,null,null,null,null,null,0]
[null,null,null,null,null,null,null,null,null,null,null,null,null,null,null,null,null,0]
[null,null,null,null,null,null,null,null,null,null,null,null,null,null,null,null,null,0]
[null,null,null,null,null,null,null,null,null,null,null,null,null,null,null,null,null,0]
[null,null,null,null,null,null,null,null,null,null,null,null,null,null,null,null,null,0]
[null,null,null,null,null,null,null,null,null,null,null,null,null,null,null,null,null,0]
[null,null,null,null,null,null,null,null,null,null,null,null,null,null,null,null,null,0]
[null,null,null,null,null,null,null,null,null,null,null,null,null,null,null,null,null,0]
[null,null,null,null,null,null,null,null,null,null,null,null,null,null,null,null,null,0]
[null,null,null,null,null,null,null,null,null,null,null,null,null,null,null,null,null,0]
[null,null,null,null,null,null,null,null,null,null,null,null,null,null,null,null,null,0]
[null,null,null,null,null,null,null,null,null,null,null,null,null,null,null,null,null,0]
[null,null,null,null,null,null,null,null,null,null,null,null,null,null,null,null,null,0]
[null,null,null,null,null,null,null,null,null,null,null,null,null,null,null,null,null,0]
[null,null,null,null,null,null,null,null,null,null,null,null,null,null,null,null,null,0]
[null,null,null,null,null,null,null,null,null,null,null,null,null,null,null,null,null,0]
[null,null,null,null,null,null,null,null,null,null,null,null,null,null,null,null,null,0]
[null,null,null,null,null,null,null,null,null,null,null,null,null,null,null,null,null,0]
[null,null,null,null,null,null,null,null,null,null,null,null,null,null,null,null,null,0]
[null,null,null,null,null,null,null,null,null,null,null,null,null,null,null,null,null,0]
[null,null,null,null,null,null,null,null,null,null,null,null,null,null,null,null,null,0]
[null,null,null,null,null,null,null,null,null,null,null,null,null,null,null,null,null,0]
[null,null,null,null,null,null,null,null,null,null,null,null,null,null,null,null,null,0]
[null,null,null,null,null,null,null,null,null,null,null,null,null,null,null,null,null,0]
[null,null,null,null,null,null,null,null,null,null,null,null,null,null,null,null,null,0]
[null,null,null,null,null,null,null,null,null,null,null,null,null,null,null,null,null,0]
[null,null,null,null,null,null,null,null,null,null,null,null,null,null,null,null,null,0]
[null,null,null,null,null,null,null,null,null,null,null,null,null,null,null,null,null,{"$f":"R$53/$O$53*$O1080*$O$57","v":0}]
[null,null,null,null,null,null,null,null,null,null,null,null,null,null,null,null,null,0]
[null,null,null,null,null,null,null,null,null,null,null,null,null,null,null,null,null,0]
[null,null,null,null,null,null,null,null,null,null,null,null,null,null,null,null,null,0]
[null,null,null,null,null,null,null,null,null,null,null,null,null,null,null,null,null,0]
[null,null,null,null,null,null,null,null,null,null,null,null,null,null,null,null,null,0]
[null,null,null,null,null,null,null,null,null,null,null,null,null,null,null,null,null,0]
[null,null,null,null,null,null,null,null,null,null,null,null,null,null,null,null,null,0]
[null,null,null,null,null,null,null,null,null,null,null,null,null,null,null,null,null,0]
[null,null,null,null,null,null,null,null,null,null,null,null,null,null,null,null,null,0]
[null,null,null,null,null,null,null,null,null,null,null,null,null,null,null,null,null,0]
[null,null,null,null,null,null,null,null,null,null,null,null,null,null,null,null,null,0]
[null,null,null,null,null,null,null,null,null,null,null,null,null,null,null,null,null,0]
[null,null,null,null,null,null,null,null,null,null,null,null,null,null,null,null,null,0]
[null,null,null,null,null,null,null,null,null,null,null,null,null,null,null,null,null,0]
[null,null,null,null,null,null,null,null,null,null,null,null,null,null,null,null,null,0]
[null,null,null,null,null,null,null,null,null,null,null,null,null,null,null,null,null,0]
[null,null,null,null,null,null,null,null,null,null,null,null,null,null,null,null,null,0]
[null,null,null,null,null,null,null,null,null,null,null,null,null,null,null,null,null,0]
[null,null,null,null,null,null,null,null,null,null,null,null,null,null,null,null,null,0]
[null,null,null,null,null,null,null,null,null,null,null,null,null,null,null,null,null,0]
[null,null,null,null,null,null,null,null,null,null,null,null,null,null,null,null,null,0]
[null,null,null,null,null,null,null,null,null,null,null,null,null,null,null,null,null,0]
[null,null,null,null,null,null,null,null,null,null,null,null,null,null,null,null,null,0]
[null,null,null,null,null,null,null,null,null,null,null,null,null,null,null,null,null,0]
[null,null,null,null,null,null,null,null,null,null,null,null,null,null,null,null,null,0]
[null,null,null,null,null,null,null,null,null,null,null,null,null,null,null,null,null,0]
[null,null,null,null,null,null,null,null,null,null,null,null,null,null,null,null,null,0]
[null,null,null,null,null,null,null,null,null,null,null,null,null,null,null,null,null,0]
[null,null,null,null,null,null,null,null,null,null,null,null,null,null,null,null,null,0]
[null,null,null,null,null,null,null,null,null,null,null,null,null,null,null,null,null,0]
[null,null,null,null,null,null,null,null,null,null,null,null,null,null,null,null,null,0]
[null,null,null,null,null,null,null,null,null,null,null,null,null,null,null,null,null,0]
[null,null,null,null,null,null,null,null,null,null,null,null,null,null,null,null,null,0]
[null,null,null,null,null,null,null,null,null,null,null,null,null,null,null,null,null,0]
[null,null,null,null,null,null,null,null,null,null,null,null,null,null,null,null,null,0]
[null,null,null,null,null,null,null,null,null,null,null,null,null,null,null,null,null,0]
[null,null,null,null,null,null,null,null,null,null,null,null,null,null,null,null,null,0]
[null,null,null,null,null,null,null,null,null,null,null,null,null,null,null,null,null,0]
[null,null,null,null,null,null,null,null,null,null,null,null,null,null,null,null,null,0]
[null,null,null,null,null,null,null,null,null,null,null,null,null,null,null,null,null,0]
[null,null,null,null,null,null,null,null,null,null,null,null,null,null,null,null,null,0]
[null,null,null,null,null,null,null,null,null,null,null,null,null,null,null,null,null,0]
[null,null,null,null,null,null,null,null,null,null,null,null,null,null,null,null,null,0]
[null,null,null,null,null,null,null,null,null,null,null,null,null,null,null,null,null,0]
[null,null,null,null,null,null,null,null,null,null,null,null,null,null,null,null,null,0]
[null,null,null,null,null,null,null,null,null,null,null,null,null,null,null,null,null,0]
[null,null,null,null,null,null,null,null,null,null,null,null,null,null,null,null,null,0]
[null,null,null,null,null,null,null,null,null,null,null,null,null,null,null,null,null,0]
[null,null,null,null,null,null,null,null,null,null,null,null,null,null,null,null,null,0]
[null,null,null,null,null,null,null,null,null,null,null,null,null,null,null,null,null,0]
[null,null,null,null,null,null,null,null,null,null,null,null,null,null,null,null,null,0]
[null,null,null,null,null,null,null,null,null,null,null,null,null,null,null,null,null,0]
[null,null,null,null,null,null,null,null,null,null,null,null,null,null,null,null,null,0]
[null,null,null,null,null,null,null,null,null,null,null,null,null,null,null,null,null,0]
[null,null,null,null,null,null,null,null,null,null,null,null,null,null,null,null,null,0]
[null,null,null,null,null,null,null,null,null,null,null,null,null,null,null,null,null,0]
[null,null,null,null,null,null,null,null,null,null,null,null,null,null,null,null,null,0]
[null,null,null,null,null,null,null,null,null,null,null,null,null,null,null,null,null,0]
[null,null,null,null,null,null,null,null,null,null,null,null,null,null,null,null,null,0]
[null,null,null,null,null,null,null,null,null,null,null,null,null,null,null,null,null,0]
[null,null,null,null,null,null,null,null,null,null,null,null,null,null,null,null,null,0]
[null,null,null,null,null,null,null,null,null,null,null,null,null,null,null,null,null,0]
[null,null,null,null,null,null,null,null,null,null,null,null,null,null,null,null,null,0]
[null,null,null,null,null,null,null,null,null,null,null,null,null,null,null,null,null,{"$f":"R$53/$O$53*$O1144*$O$57","v":0}]
[null,null,null,null,null,null,null,null,null,null,null,null,null,null,null,null,null,0]
[null,null,null,null,null,null,null,null,null,null,null,null,null,null,null,null,null,0]
[null,null,null,null,null,null,null,null,null,null,null,null,null,null,null,null,null,0]
[null,null,null,null,null,null,null,null,null,null,null,null,null,null,null,null,null,0]
[null,null,null,null,null,null,null,null,null,null,null,null,null,null,null,null,null,0]
[null,null,null,null,null,null,null,null,null,null,null,null,null,null,null,null,null,0]
[null,null,null,null,null,null,null,null,null,null,null,null,null,null,null,null,null,0]
[null,null,null,null,null,null,null,null,null,null,null,null,null,null,null,null,null,0]
[null,null,null,null,null,null,null,null,null,null,null,null,null,null,null,null,null,0]
[null,null,null,null,null,null,null,null,null,null,null,null,null,null,null,null,null,0]
[null,null,null,null,null,null,null,null,null,null,null,null,null,null,null,null,null,0]
[null,null,null,null,null,null,null,null,null,null,null,null,null,null,null,null,null,0]
[null,null,null,null,null,null,null,null,null,null,null,null,null,null,null,null,null,0]
[null,null,null,null,null,null,null,null,null,null,null,null,null,null,null,null,null,0]
[null,null,null,null,null,null,null,null,null,null,null,null,null,null,null,null,null,0]
[null,null,null,null,null,null,null,null,null,null,null,null,null,null,null,null,null,0]
[null,null,null,null,null,null,null,null,null,null,null,null,null,null,null,null,null,0]
[null,null,null,null,null,null,null,null,null,null,null,null,null,null,null,null,null,0]
[null,null,null,null,null,null,null,null,null,null,null,null,null,null,null,null,null,0]
[null,null,null,null,null,null,null,null,null,null,null,null,null,null,null,null,null,0]
[null,null,null,null,null,null,null,null,null,null,null,null,null,null,null,null,null,0]
[null,null,null,null,null,null,null,null,null,null,null,null,null,null,null,null,null,0]
[null,null,null,null,null,null,null,null,null,null,null,null,null,null,null,null,null,0]
[null,null,null,null,null,null,null,null,null,null,null,null,null,null,null,null,null,0]
[null,null,null,null,null,null,null,null,null,null,null,null,null,null,null,null,null,0]
[null,null,null,null,null,null,null,null,null,null,null,null,null,null,null,null,null,0]
[null,null,null,null,null,null,null,null,null,null,null,null,null,null,null,null,null,0]
[null,null,null,null,null,null,null,null,null,null,null,null,null,null,null,null,null,0]
[null,null,null,null,null,null,null,null,null,null,null,null,null,null,null,null,null,0]
[null,null,null,null,null,null,null,null,null,null,null,null,null,null,null,null,null,0]
[null,null,null,null,null,null,null,null,null,null,null,null,null,null,null,null,null,0]
[null,null,null,null,null,null,null,null,null,null,null,null,null,null,null,null,null,0]
[null,null,null,null,null,null,null,null,null,null,null,null,null,null,null,null,null,0]
[null,null,null,null,null,null,null,null,null,null,null,null,null,null,null,null,null,0]
[null,null,null,null,null,null,null,null,null,null,null,null,null,null,null,null,null,0]
[null,null,null,null,null,null,null,null,null,null,null,null,null,null,null,null,null,0]
[null,null,null,null,null,null,null,null,null,null,null,null,null,null,null,null,null,0]
[null,null,null,null,null,null,null,null,null,null,null,null,null,null,null,null,null,0]
[null,null,null,null,null,null,null,null,null,null,null,null,null,null,null,null,null,0]
[null,null,null,null,null,null,null,null,null,null,null,null,null,null,null,null,null,0]
[null,null,null,null,null,null,null,null,null,null,null,null,null,null,null,null,null,0]
[null,null,null,null,null,null,null,null,null,null,null,null,null,null,null,null,null,0]
[null,null,null,null,null,null,null,null,null,null,null,null,null,null,null,null,null,0]
[null,null,null,null,null,null,null,null,null,null,null,null,null,null,null,null,null,0]
[null,null,null,null,null,null,null,null,null,null,null,null,null,null,null,null,null,0]
[null,null,null,null,null,null,null,null,null,null,null,null,null,null,null,null,null,0]
[null,null,null,null,null,null,null,null,null,null,null,null,null,null,null,null,null,0]
[null,null,null,null,null,null,null,null,null,null,null,null,null,null,null,null,null,0]
[null,null,null,null,null,null,null,null,null,null,null,null,null,null,null,null,null,0]
[null,null,null,null,null,null,null,null,null,null,null,null,null,null,null,null,null,0]
[null,null,null,null,null,null,null,null,null,null,null,null,null,null,null,null,null,0]
[null,null,null,null,null,null,null,null,null,null,null,null,null,null,null,null,null,0]
[null,null,null,null,null,null,null,null,null,null,null,null,null,null,null,null,null,0]
[null,null,null,null,null,null,null,null,null,null,null,null,null,null,null,null,null,0]
[null,null,null,null,null,null,null,null,null,null,null,null,null,null,null,null,null,0]
[null,null,null,null,null,null,null,null,null,null,null,null,null,null,null,null,null,0]
[null,null,null,null,null,null,null,null,null,null,null,null,null,null,null,null,null,0]
[null,null,null,null,null,null,null,null,null,null,null,null,null,null,null,null,null,0]
[null,null,null,null,null,null,null,null,null,null,null,null,null,null,null,null,null,0]
[null,null,null,null,null,null,null,null,null,null,null,null,null,null,null,null,null,0]
[null,null,null,null,null,null,null,null,null,null,null,null,null,null,null,null,null,0]
[null,null,null,null,null,null,null,null,null,null,null,null,null,null,null,null,null,0]
[null,null,null,null,null,null,null,null,null,null,null,null,null,null,null,null,null,0]
[null,null,null,null,null,null,null,null,null,null,null,null,null,null,null,null,null,{"$f":"R$53/$O$53*$O1208*$O$57","v":0}]
[null,null,null,null,null,null,null,null,null,null,null,null,null,null,null,null,null,0]
[null,null,null,null,null,null,null,null,null,null,null,null,null,null,null,null,null,0]
[null,null,null,null,null,null,null,null,null,null,null,null,null,null,null,null,null,0]
[null,null,null,null,null,null,null,null,null,null,null,null,null,null,null,null,null,0]
[null,null,null,null,null,null,null,null,null,null,null,null,null,null,null,null,null,0]
[null,null,null,null,null,null,null,null,null,null,null,null,null,null,null,null,null,0]
[null,null,null,null,null,null,null,null,null,null,null,null,null,null,null,null,null,0]
[null,null,null,null,null,null,null,null,null,null,null,null,null,null,null,null,null,0]
[null,null,null,null,null,null,null,null,null,null,null,null,null,null,null,null,null,0]
[null,null,null,null,null,null,null,null,null,null,null,null,null,null,null,null,null,0]
[null,null,null,null,null,null,null,null,null,null,null,null,null,null,null,null,null,0]
[null,null,null,null,null,null,null,null,null,null,null,null,null,null,null,null,null,0]
[null,null,null,null,null,null,null,null,null,null,null,null,null,null,null,null,null,0]
[null,null,null,null,null,null,null,null,null,null,null,null,null,null,null,null,null,0]
[null,null,null,null,null,null,null,null,null,null,null,null,null,null,null,null,null,0]
[null,null,null,null,null,null,null,null,null,null,null,null,null,null,null,null,null,0]
[null,null,null,null,null,null,null,null,null,null,null,null,null,null,null,null,null,0]
[null,null,null,null,null,null,null,null,null,null,null,null,null,null,null,null,null,0]
[null,null,null,null,null,null,null,null,null,null,null,null,null,null,null,null,null,0]
[null,null,null,null,null,null,null,null,null,null,null,null,null,null,null,null,null,0]
[null,null,null,null,null,null,null,null,null,null,null,null,null,null,null,null,null,0]
[null,null,null,null,null,null,null,null,null,null,null,null,null,null,null,null,null,0]
[null,null,null,null,null,null,null,null,null,null,null,null,null,null,null,null,null,0]
[null,null,null,null,null,null,null,null,null,null,null,null,null,null,null,null,null,0]
[null,null,null,null,null,null,null,null,null,null,null,null,null,null,null,null,null,0]
[null,null,null,null,null,null,null,null,null,null,null,null,null,null,null,null,null,0]
[null,null,null,null,null,null,null,null,null,null,null,null,null,null,null,null,null,0]
[null,null,null,null,null,null,null,null,null,null,null,null,null,null,null,null,null,0]
[null,null,null,null,null,null,null,null,null,null,null,null,null,null,null,null,null,0]
[null,null,null,null,null,null,null,null,null,null,null,null,null,null,null,null,null,0]
[null,null,null,null,null,null,null,null,null,null,null,null,null,null,null,null,null,0]
[null,null,null,null,null,null,null,null,null,null,null,null,null,null,null,null,null,0]
[null,null,null,null,null,null,null,null,null,null,null,null,null,null,null,null,null,0]
[null,null,null,null,null,null,null,null,null,null,null,null,null,null,null,null,null,0]
[null,null,null,null,null,null,null,null,null,null,null,null,null,null,null,null,null,0]
[null,null,null,null,null,null,null,null,null,null,null,null,null,null,null,null,null,0]
[null,null,null,null,null,null,null,null,null,null,null,null,null,null,null,null,null,0]
[null,null,null,null,null,null,null,null,null,null,null,null,null,null,null,null,null,0]
[null,null,null,null,null,null,null,null,null,null,null,null,null,null,null,null,null,0]
[null,null,null,null,null,null,null,null,null,null,null,null,null,null,null,null,null,0]
[null,null,null,null,null,null,null,null,null,null,null,null,null,null,null,null,null,0]
[null,null,null,null,null,null,null,null,null,null,null,null,null,null,null,null,null,0]
[null,null,null,null,null,null,null,null,null,null,null,null,null,null,null,null,null,0]
[null,null,null,null,null,null,null,null,null,null,null,null,null,null,null,null,null,0]
[null,null,null,null,null,null,null,null,null,null,null,null,null,null,null,null,null,0]
[null,null,null,null,null,null,null,null,null,null,null,null,null,null,null,null,null,0]
[null,null,null,null,null,null,null,null,null,null,null,null,null,null,null,null,null,0]
[null,null,null,null,null,null,null,null,null,null,null,null,null,null,null,null,null,0]
[null,null,null,null,null,null,null,null,null,null,null,null,null,null,null,null,null,0]
[null,null,null,null,null,null,null,null,null,null,null,null,null,null,null,null,null,0]
[null,null,null,null,null,null,null,null,null,null,null,null,null,null,null,null,null,0]
[null,null,null,null,null,null,null,null,null,null,null,null,null,null,null,null,null,0]
[null,null,null,null,null,null,null,null,null,null,null,null,null,null,null,null,null,0]
[null,null,null,null,null,null,null,null,null,null,null,null,null,null,null,null,null,0]
[null,null,null,null,null,null,null,null,null,null,null,null,null,null,null,null,null,0]
[null,null,null,null,null,null,null,null,null,null,null,null,null,null,null,null,null,0]
[null,null,null,null,null,null,null,null,null,null,null,null,null,null,null,null,null,0]
[null,null,null,null,null,null,null,null,null,null,null,null,null,null,null,null,null,0]
[null,null,null,null,null,null,null,null,null,null,null,null,null,null,null,null,null,0]
[null,null,null,null,null,null,null,null,null,null,null,null,null,null,null,null,null,0]
[null,null,null,null,null,null,null,null,null,null,null,null,null,null,null,null,null,0]
[null,null,null,null,null,null,null,null,null,null,null,null,null,null,null,null,null,0]
[null,null,null,null,null,null,null,null,null,null,null,null,null,null,null,null,null,0]
[null,null,null,null,null,null,null,null,null,null,null,null,null,null,null,null,null,{"$f":"R$53/$O$53*$O1272*$O$57","v":0}]
[null,null,null,null,null,null,null,null,null,null,null,null,null,null,null,null,null,0]
[null,null,null,null,null,null,null,null,null,null,null,null,null,null,null,null,null,0]
[null,null,null,null,null,null,null,null,null,null,null,null,null,null,null,null,null,0]
[null,null,null,null,null,null,null,null,null,null,null,null,null,null,null,null,null,0]
[null,null,null,null,null,null,null,null,null,null,null,null,null,null,null,null,null,0]
[null,null,null,null,null,null,null,null,null,null,null,null,null,null,null,null,null,0]
[null,null,null,null,null,null,null,null,null,null,null,null,null,null,null,null,null,0]
[null,null,null,null,null,null,null,null,null,null,null,null,null,null,null,null,null,0]
[null,null,null,null,null,null,null,null,null,null,null,null,null,null,null,null,null,0]
[null,null,null,null,null,null,null,null,null,null,null,null,null,null,null,null,null,0]
[null,null,null,null,null,null,null,null,null,null,null,null,null,null,null,null,null,0]
[null,null,null,null,null,null,null,null,null,null,null,null,null,null,null,null,null,0]
[null,null,null,null,null,null,null,null,null,null,null,null,null,null,null,null,null,0]
[null,null,null,null,null,null,null,null,null,null,null,null,null,null,null,null,null,0]
[null,null,null,null,null,null,null,null,null,null,null,null,null,null,null,null,null,0]
[null,null,null,null,null,null,null,null,null,null,null,null,null,null,null,null,null,0]
[null,null,null,null,null,null,null,null,null,null,null,null,null,null,null,null,null,0]
[null,null,null,null,null,null,null,null,null,null,null,null,null,null,null,null,null,0]
[null,null,null,null,null,null,null,null,null,null,null,null,null,null,null,null,null,0]
[null,null,null,null,null,null,null,null,null,null,null,null,null,null,null,null,null,0]
[null,null,null,null,null,null,null,null,null,null,null,null,null,null,null,null,null,0]
[null,null,null,null,null,null,null,null,null,null,null,null,null,null,null,null,null,0]
[null,null,null,null,null,null,null,null,null,null,null,null,null,null,null,null,null,0]
[null,null,null,null,null,null,null,null,null,null,null,null,null,null,null,null,null,0]
[null,null,null,null,null,null,null,null,null,null,null,null,null,null,null,null,null,0]
[null,null,null,null,null,null,null,null,null,null,null,null,null,null,null,null,null,0]
[null,null,null,null,null,null,null,null,null,null,null,null,null,null,null,null,null,0]
[null,null,null,null,null,null,null,null,null,null,null,null,null,null,null,null,null,0]
[null,null,null,null,null,null,null,null,null,null,null,null,null,null,null,null,null,0]
[null,null,null,null,null,null,null,null,null,null,null,null,null,null,null,null,null,0]
[null,null,null,null,null,null,null,null,null,null,null,null,null,null,null,null,null,0]
[null,null,null,null,null,null,null,null,null,null,null,null,null,null,null,null,null,0]
[null,null,null,null,null,null,null,null,null,null,null,null,null,null,null,null,null,0]
[null,null,null,null,null,null,null,null,null,null,null,null,null,null,null,null,null,0]
[null,null,null,null,null,null,null,null,null,null,null,null,null,null,null,null,null,0]
[null,null,null,null,null,null,null,null,null,null,null,null,null,null,null,null,null,0]
[null,null,null,null,null,null,null,null,null,null,null,null,null,null,null,null,null,0]
[null,null,null,null,null,null,null,null,null,null,null,null,null,null,null,null,null,0]
[null,null,null,null,null,null,null,null,null,null,null,null,null,null,null,null,null,0]
[null,null,null,null,null,null,null,null,null,null,null,null,null,null,null,null,null,0]
[null,null,null,null,null,null,null,null,null,null,null,null,null,null,null,null,null,0]
[null,null,null,null,null,null,null,null,null,null,null,null,null,null,null,null,null,0]
[null,null,null,null,null,null,null,null,null,null,null,null,null,null,null,null,null,0]
[null,null,null,null,null,null,null,null,null,null,null,null,null,null,null,null,null,0]
[null,null,null,null,null,null,null,null,null,null,null,null,null,null,null,null,null,0]
[null,null,null,null,null,null,null,null,null,null,null,null,null,null,null,null,null,0]
[null,null,null,null,null,null,null,null,null,null,null,null,null,null,null,null,null,0]
[null,null,null,null,null,null,null,null,null,null,null,null,null,null,null,null,null,0]
[null,null,null,null,null,null,null,null,null,null,null,null,null,null,null,null,null,0]
[null,null,null,null,null,null,null,null,null,null,null,null,null,null,null,null,null,0]
[null,null,null,null,null,null,null,null,null,null,null,null,null,null,null,null,null,0]
[null,null,null,null,null,null,null,null,null,null,null,null,null,null,null,null,null,0]
[null,null,null,null,null,null,null,null,null,null,null,null,null,null,null,null,null,0]
[null,null,null,null,null,null,null,null,null,null,null,null,null,null,null,null,null,0]
[null,null,null,null,null,null,null,null,null,null,null,null,null,null,null,null,null,0]
[null,null,null,null,null,null,null,null,null,null,null,null,null,null,null,null,null,0]
[null,null,null,null,null,null,null,null,null,null,null,null,null,null,null,null,null,0]
[null,null,null,null,null,null,null,null,null,null,null,null,null,null,null,null,null,0]
[null,null,null,null,null,null,null,null,null,null,null,null,null,null,null,null,null,0]
[null,null,null,null,null,null,null,null,null,null,null,null,null,null,null,null,null,0]
[null,null,null,null,null,null,null,null,null,null,null,null,null,null,null,null,null,0]
[null,null,null,null,null,null,null,null,null,null,null,null,null,null,null,null,null,0]
[null,null,null,null,null,null,null,null,null,null,null,null,null,null,null,null,null,0]
[null,null,null,null,null,null,null,null,null,null,null,null,null,null,null,null,null,{"$f":"R$53/$O$53*$O1336*$O$57","v":0}]
[null,null,null,null,null,null,null,null,null,null,null,null,null,null,null,null,null,0]
[null,null,null,null,null,null,null,null,null,null,null,null,null,null,null,null,null,0]
[null,null,null,null,null,null,null,null,null,null,null,null,null,null,null,null,null,0]
[null,null,null,null,null,null,null,null,null,null,null,null,null,null,null,null,null,0]
[null,null,null,null,null,null,null,null,null,null,null,null,null,null,null,null,null,0]
[null,null,null,null,null,null,null,null,null,null,null,null,null,null,null,null,null,0]
[null,null,null,null,null,null,null,null,null,null,null,null,null,null,null,null,null,0]
[null,null,null,null,null,null,null,null,null,null,null,null,null,null,null,null,null,0]
[null,null,null,null,null,null,null,null,null,null,null,null,null,null,null,null,null,0]
[null,null,null,null,null,null,null,null,null,null,null,null,null,null,null,null,null,0]
[null,null,null,null,null,null,null,null,null,null,null,null,null,null,null,null,null,0]
[null,null,null,null,null,null,null,null,null,null,null,null,null,null,null,null,null,0]
[null,null,null,null,null,null,null,null,null,null,null,null,null,null,null,null,null,0]
[null,null,null,null,null,null,null,null,null,null,null,null,null,null,null,null,null,0]
[null,null,null,null,null,null,null,null,null,null,null,null,null,null,null,null,null,0]
[null,null,null,null,null,null,null,null,null,null,null,null,null,null,null,null,null,0]
[null,null,null,null,null,null,null,null,null,null,null,null,null,null,null,null,null,0]
[null,null,null,null,null,null,null,null,null,null,null,null,null,null,null,null,null,0]
[null,null,null,null,null,null,null,null,null,null,null,null,null,null,null,null,null,0]
[null,null,null,null,null,null,null,null,null,null,null,null,null,null,null,null,null,0]
[null,null,null,null,null,null,null,null,null,null,null,null,null,null,null,null,null,0]
[null,null,null,null,null,null,null,null,null,null,null,null,null,null,null,null,null,0]
[null,null,null,null,null,null,null,null,null,null,null,null,null,null,null,null,null,0]
[null,null,null,null,null,null,null,null,null,null,null,null,null,null,null,null,null,0]
[null,null,null,null,null,null,null,null,null,null,null,null,null,null,null,null,null,0]
[null,null,null,null,null,null,null,null,null,null,null,null,null,null,null,null,null,0]
[null,null,null,null,null,null,null,null,null,null,null,null,null,null,null,null,null,0]
[null,null,null,null,null,null,null,null,null,null,null,null,null,null,null,null,null,0]
[null,null,null,null,null,null,null,null,null,null,null,null,null,null,null,null,null,0]
[null,null,null,null,null,null,null,null,null,null,null,null,null,null,null,null,null,0]
[null,null,null,null,null,null,null,null,null,null,null,null,null,null,null,null,null,0]
[null,null,null,null,null,null,null,null,null,null,null,null,null,null,null,null,null,0]
[null,null,null,null,null,null,null,null,null,null,null,null,null,null,null,null,null,0]
[null,null,null,null,null,null,null,null,null,null,null,null,null,null,null,null,null,0]
[null,null,null,null,null,null,null,null,null,null,null,null,null,null,null,null,null,0]
[null,null,null,null,null,null,null,null,null,null,null,null,null,null,null,null,null,0]
[null,null,null,null,null,null,null,null,null,null,null,null,null,null,null,null,null,0]
[null,null,null,null,null,null,null,null,null,null,null,null,null,null,null,null,null,0]
[null,null,null,null,null,null,null,null,null,null,null,null,null,null,null,null,null,0]
[null,null,null,null,null,null,null,null,null,null,null,null,null,null,null,null,null,0]
[null,null,null,null,null,null,null,null,null,null,null,null,null,null,null,null,null,0]
[null,null,null,null,null,null,null,null,null,null,null,null,null,null,null,null,null,0]
[null,null,null,null,null,null,null,null,null,null,null,null,null,null,null,null,null,0]
[null,null,null,null,null,null,null,null,null,null,null,null,null,null,null,null,null,0]
[null,null,null,null,null,null,null,null,null,null,null,null,null,null,null,null,null,0]
[null,null,null,null,null,null,null,null,null,null,null,null,null,null,null,null,null,0]
[null,null,null,null,null,null,null,null,null,null,null,null,null,null,null,null,null,0]
[null,null,null,null,null,null,null,null,null,null,null,null,null,null,null,null,null,0]
[null,null,null,null,null,null,null,null,null,null,null,null,null,null,null,null,null,0]
[null,null,null,null,null,null,null,null,null,null,null,null,null,null,null,null,null,0]
[null,null,null,null,null,null,null,null,null,null,null,null,null,null,null,null,null,0]
[null,null,null,null,null,null,null,null,null,null,null,null,null,null,null,null,null,0]
[null,null,null,null,null,null,null,null,null,null,null,null,null,null,null,null,null,0]
[null,null,null,null,null,null,null,null,null,null,null,null,null,null,null,null,null,0]
[null,null,null,null,null,null,null,null,null,null,null,null,null,null,null,null,null,0]
[null,null,null,null,null,null,null,null,null,null,null,null,null,null,null,null,null,0]
[null,null,null,null,null,null,null,null,null,null,null,null,null,null,null,null,null,0]
[null,null,null,null,null,null,null,null,null,null,null,null,null,null,null,null,null,0]
[null,null,null,null,null,null,null,null,null,null,null,null,null,null,null,null,null,0]
[null,null,null,null,null,null,null,null,null,null,null,null,null,null,null,null,null,0]
[null,null,null,null,null,null,null,null,null,null,null,null,null,null,null,null,null,0]
[null,null,null,null,null,null,null,null,null,null,null,null,null,null,null,null,null,0]
[null,null,null,null,null,null,null,null,null,null,null,null,null,null,null,null,null,0]
[null,null,null,null,null,null,null,null,null,null,null,null,null,null,null,null,null,{"$f":"R$53/$O$53*$O1400*$O$57","v":0}]
[null,null,null,null,null,null,null,null,null,null,null,null,null,null,null,null,null,0]
[null,null,null,null,null,null,null,null,null,null,null,null,null,null,null,null,null,0]
[null,null,null,null,null,null,null,null,null,null,null,null,null,null,null,null,null,0]
[null,null,null,null,null,null,null,null,null,null,null,null,null,null,null,null,null,0]
[null,null,null,null,null,null,null,null,null,null,null,null,null,null,null,null,null,0]
[null,null,null,null,null,null,null,null,null,null,null,null,null,null,null,null,null,0]
[null,null,null,null,null,null,null,null,null,null,null,null,null,null,null,null,null,0]
[null,null,null,null,null,null,null,null,null,null,null,null,null,null,null,null,null,0]
[null,null,null,null,null,null,null,null,null,null,null,null,null,null,null,null,null,0]
[null,null,null,null,null,null,null,null,null,null,null,null,null,null,null,null,null,0]
[null,null,null,null,null,null,null,null,null,null,null,null,null,null,null,null,null,0]
[null,null,null,null,null,null,null,null,null,null,null,null,null,null,null,null,null,0]
[null,null,null,null,null,null,null,null,null,null,null,null,null,null,null,null,null,0]
[null,null,null,null,null,null,null,null,null,null,null,null,null,null,null,null,null,0]
[null,null,null,null,null,null,null,null,null,null,null,null,null,null,null,null,null,0]
[null,null,null,null,null,null,null,null,null,null,null,null,null,null,null,null,null,0]
[null,null,null,null,null,null,null,null,null,null,null,null,null,null,null,null,null,0]
[null,null,null,null,null,null,null,null,null,null,null,null,null,null,null,null,null,0]
[null,null,null,null,null,null,null,null,null,null,null,null,null,null,null,null,null,0]
[null,null,null,null,null,null,null,null,null,null,null,null,null,null,null,null,null,0]
[null,null,null,null,null,null,null,null,null,null,null,null,null,null,null,null,null,0]
[null,null,null,null,null,null,null,null,null,null,null,null,null,null,null,null,null,0]
[null,null,null,null,null,null,null,null,null,null,null,null,null,null,null,null,null,0]
[null,null,null,null,null,null,null,null,null,null,null,null,null,null,null,null,null,0]
[null,null,null,null,null,null,null,null,null,null,null,null,null,null,null,null,null,0]
[null,null,null,null,null,null,null,null,null,null,null,null,null,null,null,null,null,0]
[null,null,null,null,null,null,null,null,null,null,null,null,null,null,null,null,null,0]
[null,null,null,null,null,null,null,null,null,null,null,null,null,null,null,null,null,0]
[null,null,null,null,null,null,null,null,null,null,null,null,null,null,null,null,null,0]
[null,null,null,null,null,null,null,null,null,null,null,null,null,null,null,null,null,0]
[null,null,null,null,null,null,null,null,null,null,null,null,null,null,null,null,null,0]
[null,null,null,null,null,null,null,null,null,null,null,null,null,null,null,null,null,0]
[null,null,null,null,null,null,null,null,null,null,null,null,null,null,null,null,null,0]
[null,null,null,null,null,null,null,null,null,null,null,null,null,null,null,null,null,0]
[null,null,null,null,null,null,null,null,null,null,null,null,null,null,null,null,null,0]
[null,null,null,null,null,null,null,null,null,null,null,null,null,null,null,null,null,0]
[null,null,null,null,null,null,null,null,null,null,null,null,null,null,null,null,null,0]
[null,null,null,null,null,null,null,null,null,null,null,null,null,null,null,null,null,0]
[null,null,null,null,null,null,null,null,null,null,null,null,null,null,null,null,null,0]
[null,null,null,null,null,null,null,null,null,null,null,null,null,null,null,null,null,0]
[null,null,null,null,null,null,null,null,null,null,null,null,null,null,null,null,null,0]
[null,null,null,null,null,null,null,null,null,null,null,null,null,null,null,null,null,0]
[null,null,null,null,null,null,null,null,null,null,null,null,null,null,null,null,null,0]
[null,null,null,null,null,null,null,null,null,null,null,null,null,null,null,null,null,0]
[null,null,null,null,null,null,null,null,null,null,null,null,null,null,null,null,null,0]
[null,null,null,null,null,null,null,null,null,null,null,null,null,null,null,null,null,0]
[null,null,null,null,null,null,null,null,null,null,null,null,null,null,null,null,null,0]
[null,null,null,null,null,null,null,null,null,null,null,null,null,null,null,null,null,0]
[null,null,null,null,null,null,null,null,null,null,null,null,null,null,null,null,null,0]
[null,null,null,null,null,null,null,null,null,null,null,null,null,null,null,null,null,0]
[null,null,null,null,null,null,null,null,null,null,null,null,null,null,null,null,null,0]
[null,null,null,null,null,null,null,null,null,null,null,null,null,null,null,null,null,0]
[null,null,null,null,null,null,null,null,null,null,null,null,null,null,null,null,null,0]
[null,null,null,null,null,null,null,null,null,null,null,null,null,null,null,null,null,0]
[null,null,null,null,null,null,null,null,null,null,null,null,null,null,null,null,null,0]
[null,null,null,null,null,null,null,null,null,null,null,null,null,null,null,null,null,0]
[null,null,null,null,null,null,null,null,null,null,null,null,null,null,null,null,null,0]
[null,null,null,null,null,null,null,null,null,null,null,null,null,null,null,null,null,0]
[null,null,null,null,null,null,null,null,null,null,null,null,null,null,null,null,null,0]
[null,null,null,null,null,null,null,null,null,null,null,null,null,null,null,null,null,0]
[null,null,null,null,null,null,null,null,null,null,null,null,null,null,null,null,null,0]
[null,null,null,null,null,null,null,null,null,null,null,null,null,null,null,null,null,0]
[null,null,null,null,null,null,null,null,null,null,null,null,null,null,null,null,null,0]
[null,null,null,null,null,null,null,null,null,null,null,null,null,null,null,null,null,{"$f":"R$53/$O$53*$O1464*$O$57","v":0}]
[null,null,null,null,null,null,null,null,null,null,null,null,null,null,null,null,null,0]
[null,null,null,null,null,null,null,null,null,null,null,null,null,null,null,null,null,0]
[null,null,null,null,null,null,null,null,null,null,null,null,null,null,null,null,null,0]
[null,null,null,null,null,null,null,null,null,null,null,null,null,null,null,null,null,0]
[null,null,null,null,null,null,null,null,null,null,null,null,null,null,null,null,null,0]
[null,null,null,null,null,null,null,null,null,null,null,null,null,null,null,null,null,0]
[null,null,null,null,null,null,null,null,null,null,null,null,null,null,null,null,null,0]
[null,null,null,null,null,null,null,null,null,null,null,null,null,null,null,null,null,0]
[null,null,null,null,null,null,null,null,null,null,null,null,null,null,null,null,null,0]
[null,null,null,null,null,null,null,null,null,null,null,null,null,null,null,null,null,0]
[null,null,null,null,null,null,null,null,null,null,null,null,null,null,null,null,null,0]
[null,null,null,null,null,null,null,null,null,null,null,null,null,null,null,null,null,0]
[null,null,null,null,null,null,null,null,null,null,null,null,null,null,null,null,null,0]
[null,null,null,null,null,null,null,null,null,null,null,null,null,null,null,null,null,0]
[null,null,null,null,null,null,null,null,null,null,null,null,null,null,null,null,null,0]
[null,null,null,null,null,null,null,null,null,null,null,null,null,null,null,null,null,0]
[null,null,null,null,null,null,null,null,null,null,null,null,null,null,null,null,null,0]
[null,null,null,null,null,null,null,null,null,null,null,null,null,null,null,null,null,0]
[null,null,null,null,null,null,null,null,null,null,null,null,null,null,null,null,null,0]
[null,null,null,null,null,null,null,null,null,null,null,null,null,null,null,null,null,0]
[null,null,null,null,null,null,null,null,null,null,null,null,null,null,null,null,null,0]
[null,null,null,null,null,null,null,null,null,null,null,null,null,null,null,null,null,0]
[null,null,null,null,null,null,null,null,null,null,null,null,null,null,null,null,null,0]
[null,null,null,null,null,null,null,null,null,null,null,null,null,null,null,null,null,0]
[null,null,null,null,null,null,null,null,null,null,null,null,null,null,null,null,null,0]
[null,null,null,null,null,null,null,null,null,null,null,null,null,null,null,null,null,0]
[null,null,null,null,null,null,null,null,null,null,null,null,null,null,null,null,null,0]
[null,null,null,null,null,null,null,null,null,null,null,null,null,null,null,null,null,0]
[null,null,null,null,null,null,null,null,null,null,null,null,null,null,null,null,null,0]
[null,null,null,null,null,null,null,null,null,null,null,null,null,null,null,null,null,0]
[null,null,null,null,null,null,null,null,null,null,null,null,null,null,null,null,null,0]
[null,null,null,null,null,null,null,null,null,null,null,null,null,null,null,null,null,0]
[null,null,null,null,null,null,null,null,null,null,null,null,null,null,null,null,null,0]
[null,null,null,null,null,null,null,null,null,null,null,null,null,null,null,null,null,0]
[null,null,null,null,null,null,null,null,null,null,null,null,null,null,null,null,null,0]
[null,null,null,null,null,null,null,null,null,null,null,null,null,null,null,null,null,0]
[null,null,null,null,null,null,null,null,null,null,null,null,null,null,null,null,null,0]
[null,null,null,null,null,null,null,null,null,null,null,null,null,null,null,null,null,0]
[null,null,null,null,null,null,null,null,null,null,null,null,null,null,null,null,null,0]
[null,null,null,null,null,null,null,null,null,null,null,null,null,null,null,null,null,0]
[null,null,null,null,null,null,null,null,null,null,null,null,null,null,null,null,null,0]
[null,null,null,null,null,null,null,null,null,null,null,null,null,null,null,null,null,0]
[null,null,null,null,null,null,null,null,null,null,null,null,null,null,null,null,null,0]
[null,null,null,null,null,null,null,null,null,null,null,null,null,null,null,null,null,0]
[null,null,null,null,null,null,null,null,null,null,null,null,null,null,null,null,null,0]
[null,null,null,null,null,null,null,null,null,null,null,null,null,null,null,null,null,0]
[null,null,null,null,null,null,null,null,null,null,null,null,null,null,null,null,null,0]
[null,null,null,null,null,null,null,null,null,null,null,null,null,null,null,null,null,0]
[null,null,null,null,null,null,null,null,null,null,null,null,null,null,null,null,null,0]
[null,null,null,null,null,null,null,null,null,null,null,null,null,null,null,null,null,0]
[null,null,null,null,null,null,null,null,null,null,null,null,null,null,null,null,null,0]
[null,null,null,null,null,null,null,null,null,null,null,null,null,null,null,null,null,0]
[null,null,null,null,null,null,null,null,null,null,null,null,null,null,null,null,null,0]
[null,null,null,null,null,null,null,null,null,null,null,null,null,null,null,null,null,0]
[null,null,null,null,null,null,null,null,null,null,null,null,null,null,null,null,null,0]
[null,null,null,null,null,null,null,null,null,null,null,null,null,null,null,null,null,0]
[null,null,null,null,null,null,null,null,null,null,null,null,null,null,null,null,null,0]
[null,null,null,null,null,null,null,null,null,null,null,null,null,null,null,null,null,0]
[null,null,null,null,null,null,null,null,null,null,null,null,null,null,null,null,null,0]
[null,null,null,null,null,null,null,null,null,null,null,null,null,null,null,null,null,0]
[null,null,null,null,null,null,null,null,null,null,null,null,null,null,null,null,null,0]
[null,null,null,null,null,null,null,null,null,null,null,null,null,null,null,null,null,0]
[null,null,null,null,null,null,null,null,null,null,null,null,null,null,null,null,null,0]
[null,null,null,null,null,null,null,null,null,null,null,null,null,null,null,null,null,{"$f":"R$53/$O$53*$O1528*$O$57","v":0}]
[null,null,null,null,null,null,null,null,null,null,null,null,null,null,null,null,null,0]
[null,null,null,null,null,null,null,null,null,null,null,null,null,null,null,null,null,0]
[null,null,null,null,null,null,null,null,null,null,null,null,null,null,null,null,null,0]
[null,null,null,null,null,null,null,null,null,null,null,null,null,null,null,null,null,0]
[null,null,null,null,null,null,null,null,null,null,null,null,null,null,null,null,null,0]
[null,null,null,null,null,null,null,null,null,null,null,null,null,null,null,null,null,0]
[null,null,null,null,null,null,null,null,null,null,null,null,null,null,null,null,null,0]
[null,null,null,null,null,null,null,null,null,null,null,null,null,null,null,null,null,0]
[null,null,null,null,null,null,null,null,null,null,null,null,null,null,null,null,null,0]
[null,null,null,null,null,null,null,null,null,null,null,null,null,null,null,null,null,0]
[null,null,null,null,null,null,null,null,null,null,null,null,null,null,null,null,null,0]
[null,null,null,null,null,null,null,null,null,null,null,null,null,null,null,null,null,0]
[null,null,null,null,null,null,null,null,null,null,null,null,null,null,null,null,null,0]
[null,null,null,null,null,null,null,null,null,null,null,null,null,null,null,null,null,0]
[null,null,null,null,null,null,null,null,null,null,null,null,null,null,null,null,null,0]
[null,null,null,null,null,null,null,null,null,null,null,null,null,null,null,null,null,0]
[null,null,null,null,null,null,null,null,null,null,null,null,null,null,null,null,null,0]
[null,null,null,null,null,null,null,null,null,null,null,null,null,null,null,null,null,0]
[null,null,null,null,null,null,null,null,null,null,null,null,null,null,null,null,null,0]
[null,null,null,null,null,null,null,null,null,null,null,null,null,null,null,null,null,0]
[null,null,null,null,null,null,null,null,null,null,null,null,null,null,null,null,null,0]
[null,null,null,null,null,null,null,null,null,null,null,null,null,null,null,null,null,0]
[null,null,null,null,null,null,null,null,null,null,null,null,null,null,null,null,null,0]
[null,null,null,null,null,null,null,null,null,null,null,null,null,null,null,null,null,0]
[null,null,null,null,null,null,null,null,null,null,null,null,null,null,null,null,null,0]
[null,null,null,null,null,null,null,null,null,null,null,null,null,null,null,null,null,0]
[null,null,null,null,null,null,null,null,null,null,null,null,null,null,null,null,null,0]
[null,null,null,null,null,null,null,null,null,null,null,null,null,null,null,null,null,0]
[null,null,null,null,null,null,null,null,null,null,null,null,null,null,null,null,null,0]
[null,null,null,null,null,null,null,null,null,null,null,null,null,null,null,null,null,0]
[null,null,null,null,null,null,null,null,null,null,null,null,null,null,null,null,null,0]
[null,null,null,null,null,null,null,null,null,null,null,null,null,null,null,null,null,0]
[null,null,null,null,null,null,null,null,null,null,null,null,null,null,null,null,null,0]
[null,null,null,null,null,null,null,null,null,null,null,null,null,null,null,null,null,0]
[null,null,null,null,null,null,null,null,null,null,null,null,null,null,null,null,null,0]
[null,null,null,null,null,null,null,null,null,null,null,null,null,null,null,null,null,0]
[null,null,null,null,null,null,null,null,null,null,null,null,null,null,null,null,null,0]
[null,null,null,null,null,null,null,null,null,null,null,null,null,null,null,null,null,0]
[null,null,null,null,null,null,null,null,null,null,null,null,null,null,null,null,null,0]
[null,null,null,null,null,null,null,null,null,null,null,null,null,null,null,null,null,0]
[null,null,null,null,null,null,null,null,null,null,null,null,null,null,null,null,null,0]
[null,null,null,null,null,null,null,null,null,null,null,null,null,null,null,null,null,0]
[null,null,null,null,null,null,null,null,null,null,null,null,null,null,null,null,null,0]
[null,null,null,null,null,null,null,null,null,null,null,null,null,null,null,null,null,0]
[null,null,null,null,null,null,null,null,null,null,null,null,null,null,null,null,null,0]
[null,null,null,null,null,null,null,null,null,null,null,null,null,null,null,null,null,0]
[null,null,null,null,null,null,null,null,null,null,null,null,null,null,null,null,null,0]
[null,null,null,null,null,null,null,null,null,null,null,null,null,null,null,null,null,0]
[null,null,null,null,null,null,null,null,null,null,null,null,null,null,null,null,null,0]
[null,null,null,null,null,null,null,null,null,null,null,null,null,null,null,null,null,0]
[null,null,null,null,null,null,null,null,null,null,null,null,null,null,null,null,null,0]
[null,null,null,null,null,null,null,null,null,null,null,null,null,null,null,null,null,0]
[null,null,null,null,null,null,null,null,null,null,null,null,null,null,null,null,null,0]
[null,null,null,null,null,null,null,null,null,null,null,null,null,null,null,null,null,0]
[null,null,null,null,null,null,null,null,null,null,null,null,null,null,null,null,null,0]
[null,null,null,null,null,null,null,null,null,null,null,null,null,null,null,null,null,0]
[null,null,null,null,null,null,null,null,null,null,null,null,null,null,null,null,null,0]
[null,null,null,null,null,null,null,null,null,null,null,null,null,null,null,null,null,0]
[null,null,null,null,null,null,null,null,null,null,null,null,null,null,null,null,null,0]
[null,null,null,null,null,null,null,null,null,null,null,null,null,null,null,null,null,0]
[null,null,null,null,null,null,null,null,null,null,null,null,null,null,null,null,null,0]
[null,null,null,null,null,null,null,null,null,null,null,null,null,null,null,null,null,0]
[null,null,null,null,null,null,null,null,null,null,null,null,null,null,null,null,null,0]
[null,null,null,null,null,null,null,null,null,null,null,null,null,null,null,null,null,{"$f":"R$53/$O$53*$O1592*$O$57","v":0}]
[null,null,null,null,null,null,null,null,null,null,null,null,null,null,null,null,null,0]
[null,null,null,null,null,null,null,null,null,null,null,null,null,null,null,null,null,0]
[null,null,null,null,null,null,null,null,null,null,null,null,null,null,null,null,null,0]
[null,null,null,null,null,null,null,null,null,null,null,null,null,null,null,null,null,0]
[null,null,null,null,null,null,null,null,null,null,null,null,null,null,null,null,null,0]
[null,null,null,null,null,null,null,null,null,null,null,null,null,null,null,null,null,0]
[null,null,null,null,null,null,null,null,null,null,null,null,null,null,null,null,null,0]
[null,null,null,null,null,null,null,null,null,null,null,null,null,null,null,null,null,0]
[null,null,null,null,null,null,null,null,null,null,null,null,null,null,null,null,null,0]
[null,null,null,null,null,null,null,null,null,null,null,null,null,null,null,null,null,0]
[null,null,null,null,null,null,null,null,null,null,null,null,null,null,null,null,null,0]
[null,null,null,null,null,null,null,null,null,null,null,null,null,null,null,null,null,0]
[null,null,null,null,null,null,null,null,null,null,null,null,null,null,null,null,null,0]
[null,null,null,null,null,null,null,null,null,null,null,null,null,null,null,null,null,0]
[null,null,null,null,null,null,null,null,null,null,null,null,null,null,null,null,null,0]
[null,null,null,null,null,null,null,null,null,null,null,null,null,null,null,null,null,0]
[null,null,null,null,null,null,null,null,null,null,null,null,null,null,null,null,null,0]
[null,null,null,null,null,null,null,null,null,null,null,null,null,null,null,null,null,0]
[null,null,null,null,null,null,null,null,null,null,null,null,null,null,null,null,null,0]
[null,null,null,null,null,null,null,null,null,null,null,null,null,null,null,null,null,0]
[null,null,null,null,null,null,null,null,null,null,null,null,null,null,null,null,null,0]
[null,null,null,null,null,null,null,null,null,null,null,null,null,null,null,null,null,0]
[null,null,null,null,null,null,null,null,null,null,null,null,null,null,null,null,null,0]
[null,null,null,null,null,null,null,null,null,null,null,null,null,null,null,null,null,0]
[null,null,null,null,null,null,null,null,null,null,null,null,null,null,null,null,null,0]
[null,null,null,null,null,null,null,null,null,null,null,null,null,null,null,null,null,0]
[null,null,null,null,null,null,null,null,null,null,null,null,null,null,null,null,null,0]
[null,null,null,null,null,null,null,null,null,null,null,null,null,null,null,null,null,0]
[null,null,null,null,null,null,null,null,null,null,null,null,null,null,null,null,null,0]
[null,null,null,null,null,null,null,null,null,null,null,null,null,null,null,null,null,0]
[null,null,null,null,null,null,null,null,null,null,null,null,null,null,null,null,null,0]
[null,null,null,null,null,null,null,null,null,null,null,null,null,null,null,null,null,0]
[null,null,null,null,null,null,null,null,null,null,null,null,null,null,null,null,null,0]
[null,null,null,null,null,null,null,null,null,null,null,null,null,null,null,null,null,0]
[null,null,null,null,null,null,null,null,null,null,null,null,null,null,null,null,null,0]
[null,null,null,null,null,null,null,null,null,null,null,null,null,null,null,null,null,0]
[null,null,null,null,null,null,null,null,null,null,null,null,null,null,null,null,null,0]
[null,null,null,null,null,null,null,null,null,null,null,null,null,null,null,null,null,0]
[null,null,null,null,null,null,null,null,null,null,null,null,null,null,null,null,null,0]
[null,null,null,null,null,null,null,null,null,null,null,null,null,null,null,null,null,0]
[null,null,null,null,null,null,null,null,null,null,null,null,null,null,null,null,null,0]
[null,null,null,null,null,null,null,null,null,null,null,null,null,null,null,null,null,0]
[null,null,null,null,null,null,null,null,null,null,null,null,null,null,null,null,null,0]
[null,null,null,null,null,null,null,null,null,null,null,null,null,null,null,null,null,0]
[null,null,null,null,null,null,null,null,null,null,null,null,null,null,null,null,null,0]
[null,null,null,null,null,null,null,null,null,null,null,null,null,null,null,null,null,0]
[null,null,null,null,null,null,null,null,null,null,null,null,null,null,null,null,null,0]
[null,null,null,null,null,null,null,null,null,null,null,null,null,null,null,null,null,0]
[null,null,null,null,null,null,null,null,null,null,null,null,null,null,null,null,null,0]
[null,null,null,null,null,null,null,null,null,null,null,null,null,null,null,null,null,0]
[null,null,null,null,null,null,null,null,null,null,null,null,null,null,null,null,null,0]
[null,null,null,null,null,null,null,null,null,null,null,null,null,null,null,null,null,0]
[null,null,null,null,null,null,null,null,null,null,null,null,null,null,null,null,null,0]
[null,null,null,null,null,null,null,null,null,null,null,null,null,null,null,null,null,0]
[null,null,null,null,null,null,null,null,null,null,null,null,null,null,null,null,null,0]
[null,null,null,null,null,null,null,null,null,null,null,null,null,null,null,null,null,0]
[null,null,null,null,null,null,null,null,null,null,null,null,null,null,null,null,null,0]
[null,null,null,null,null,null,null,null,null,null,null,null,null,null,null,null,null,0]
[null,null,null,null,null,null,null,null,null,null,null,null,null,null,null,null,null,0]
[null,null,null,null,null,null,null,null,null,null,null,null,null,null,null,null,null,0]
[null,null,null,null,null,null,null,null,null,null,null,null,null,null,null,null,null,0]
[null,null,null,null,null,null,null,null,null,null,null,null,null,null,null,null,null,0]
[null,null,null,null,null,null,null,null,null,null,null,null,null,null,null,null,null,0]
[null,null,null,null,null,null,null,null,null,null,null,null,null,null,null,null,null,{"$f":"R$53/$O$53*$O1656*$O$57","v":0}]
[null,null,null,null,null,null,null,null,null,null,null,null,null,null,null,null,null,0]
[null,null,null,null,null,null,null,null,null,null,null,null,null,null,null,null,null,0]
[null,null,null,null,null,null,null,null,null,null,null,null,null,null,null,null,null,0]
[null,null,null,null,null,null,null,null,null,null,null,null,null,null,null,null,null,0]
[null,null,null,null,null,null,null,null,null,null,null,null,null,null,null,null,null,0]
[null,null,null,null,null,null,null,null,null,null,null,null,null,null,null,null,null,0]
[null,null,null,null,null,null,null,null,null,null,null,null,null,null,null,null,null,0]
[null,null,null,null,null,null,null,null,null,null,null,null,null,null,null,null,null,0]
[null,null,null,null,null,null,null,null,null,null,null,null,null,null,null,null,null,0]
[null,null,null,null,null,null,null,null,null,null,null,null,null,null,null,null,null,0]
[null,null,null,null,null,null,null,null,null,null,null,null,null,null,null,null,null,0]
[null,null,null,null,null,null,null,null,null,null,null,null,null,null,null,null,null,0]
[null,null,null,null,null,null,null,null,null,null,null,null,null,null,null,null,null,0]
[null,null,null,null,null,null,null,null,null,null,null,null,null,null,null,null,null,0]
[null,null,null,null,null,null,null,null,null,null,null,null,null,null,null,null,null,0]
[null,null,null,null,null,null,null,null,null,null,null,null,null,null,null,null,null,0]
[null,null,null,null,null,null,null,null,null,null,null,null,null,null,null,null,null,0]
[null,null,null,null,null,null,null,null,null,null,null,null,null,null,null,null,null,0]
[null,null,null,null,null,null,null,null,null,null,null,null,null,null,null,null,null,0]
[null,null,null,null,null,null,null,null,null,null,null,null,null,null,null,null,null,0]
[null,null,null,null,null,null,null,null,null,null,null,null,null,null,null,null,null,0]
[null,null,null,null,null,null,null,null,null,null,null,null,null,null,null,null,null,0]
[null,null,null,null,null,null,null,null,null,null,null,null,null,null,null,null,null,0]
[null,null,null,null,null,null,null,null,null,null,null,null,null,null,null,null,null,0]
[null,null,null,null,null,null,null,null,null,null,null,null,null,null,null,null,null,0]
[null,null,null,null,null,null,null,null,null,null,null,null,null,null,null,null,null,0]
[null,null,null,null,null,null,null,null,null,null,null,null,null,null,null,null,null,0]
[null,null,null,null,null,null,null,null,null,null,null,null,null,null,null,null,null,0]
[null,null,null,null,null,null,null,null,null,null,null,null,null,null,null,null,null,0]
[null,null,null,null,null,null,null,null,null,null,null,null,null,null,null,null,null,0]
[null,null,null,null,null,null,null,null,null,null,null,null,null,null,null,null,null,0]
[null,null,null,null,null,null,null,null,null,null,null,null,null,null,null,null,null,0]
[null,null,null,null,null,null,null,null,null,null,null,null,null,null,null,null,null,0]
[null,null,null,null,null,null,null,null,null,null,null,null,null,null,null,null,null,0]
[null,null,null,null,null,null,null,null,null,null,null,null,null,null,null,null,null,0]
[null,null,null,null,null,null,null,null,null,null,null,null,null,null,null,null,null,0]
[null,null,null,null,null,null,null,null,null,null,null,null,null,null,null,null,null,0]
[null,null,null,null,null,null,null,null,null,null,null,null,null,null,null,null,null,0]
[null,null,null,null,null,null,null,null,null,null,null,null,null,null,null,null,null,0]
[null,null,null,null,null,null,null,null,null,null,null,null,null,null,null,null,null,0]
[null,null,null,null,null,null,null,null,null,null,null,null,null,null,null,null,null,0]
[null,null,null,null,null,null,null,null,null,null,null,null,null,null,null,null,null,0]
[null,null,null,null,null,null,null,null,null,null,null,null,null,null,null,null,null,0]
[null,null,null,null,null,null,null,null,null,null,null,null,null,null,null,null,null,0]
[null,null,null,null,null,null,null,null,null,null,null,null,null,null,null,null,null,0]
[null,null,null,null,null,null,null,null,null,null,null,null,null,null,null,null,null,0]
[null,null,null,null,null,null,null,null,null,null,null,null,null,null,null,null,null,0]
[null,null,null,null,null,null,null,null,null,null,null,null,null,null,null,null,null,0]
[null,null,null,null,null,null,null,null,null,null,null,null,null,null,null,null,null,0]
[null,null,null,null,null,null,null,null,null,null,null,null,null,null,null,null,null,0]
[null,null,null,null,null,null,null,null,null,null,null,null,null,null,null,null,null,0]
[null,null,null,null,null,null,null,null,null,null,null,null,null,null,null,null,null,0]
[null,null,null,null,null,null,null,null,null,null,null,null,null,null,null,null,null,0]
[null,null,null,null,null,null,null,null,null,null,null,null,null,null,null,null,null,0]
[null,null,null,null,null,null,null,null,null,null,null,null,null,null,null,null,null,0]
[null,null,null,null,null,null,null,null,null,null,null,null,null,null,null,null,null,0]
[null,null,null,null,null,null,null,null,null,null,null,null,null,null,null,null,null,0]
[null,null,null,null,null,null,null,null,null,null,null,null,null,null,null,null,null,0]
[null,null,null,null,null,null,null,null,null,null,null,null,null,null,null,null,null,0]
[null,null,null,null,null,null,null,null,null,null,null,null,null,null,null,null,null,0]
[null,null,null,null,null,null,null,null,null,null,null,null,null,null,null,null,null,0]
[null,null,null,null,null,null,null,null,null,null,null,null,null,null,null,null,null,0]
[null,null,null,null,null,null,null,null,null,null,null,null,null,null,null,null,null,0]
[null,null,null,null,null,null,null,null,null,null,null,null,null,null,null,null,null,{"$f":"R$53/$O$53*$O1720*$O$57","v":0}]
[null,null,null,null,null,null,null,null,null,null,null,null,null,null,null,null,null,0]
[null,null,null,null,null,null,null,null,null,null,null,null,null,null,null,null,null,0]
[null,null,null,null,null,null,null,null,null,null,null,null,null,null,null,null,null,0]
[null,null,null,null,null,null,null,null,null,null,null,null,null,null,null,null,null,0]
[null,null,null,null,null,null,null,null,null,null,null,null,null,null,null,null,null,0]
[null,null,null,null,null,null,null,null,null,null,null,null,null,null,null,null,null,0]
[null,null,null,null,null,null,null,null,null,null,null,null,null,null,null,null,null,0]
[null,null,null,null,null,null,null,null,null,null,null,null,null,null,null,null,null,0]
[null,null,null,null,null,null,null,null,null,null,null,null,null,null,null,null,null,0]
[null,null,null,null,null,null,null,null,null,null,null,null,null,null,null,null,null,0]
[null,null,null,null,null,null,null,null,null,null,null,null,null,null,null,null,null,0]
[null,null,null,null,null,null,null,null,null,null,null,null,null,null,null,null,null,0]
[null,null,null,null,null,null,null,null,null,null,null,null,null,null,null,null,null,0]
[null,null,null,null,null,null,null,null,null,null,null,null,null,null,null,null,null,0]
[null,null,null,null,null,null,null,null,null,null,null,null,null,null,null,null,null,0]
[null,null,null,null,null,null,null,null,null,null,null,null,null,null,null,null,null,0]
[null,null,null,null,null,null,null,null,null,null,null,null,null,null,null,null,null,0]
[null,null,null,null,null,null,null,null,null,null,null,null,null,null,null,null,null,0]
[null,null,null,null,null,null,null,null,null,null,null,null,null,null,null,null,null,0]
[null,null,null,null,null,null,null,null,null,null,null,null,null,null,null,null,null,0]
[null,null,null,null,null,null,null,null,null,null,null,null,null,null,null,null,null,0]
[null,null,null,null,null,null,null,null,null,null,null,null,null,null,null,null,null,0]
[null,null,null,null,null,null,null,null,null,null,null,null,null,null,null,null,null,0]
[null,null,null,null,null,null,null,null,null,null,null,null,null,null,null,null,null,0]
[null,null,null,null,null,null,null,null,null,null,null,null,null,null,null,null,null,0]
[null,null,null,null,null,null,null,null,null,null,null,null,null,null,null,null,null,0]
[null,null,null,null,null,null,null,null,null,null,null,null,null,null,null,null,null,0]
[null,null,null,null,null,null,null,null,null,null,null,null,null,null,null,null,null,0]
[null,null,null,null,null,null,null,null,null,null,null,null,null,null,null,null,null,0]
[null,null,null,null,null,null,null,null,null,null,null,null,null,null,null,null,null,0]
[null,null,null,null,null,null,null,null,null,null,null,null,null,null,null,null,null,0]
[null,null,null,null,null,null,null,null,null,null,null,null,null,null,null,null,null,0]
[null,null,null,null,null,null,null,null,null,null,null,null,null,null,null,null,null,0]
[null,null,null,null,null,null,null,null,null,null,null,null,null,null,null,null,null,0]
[null,null,null,null,null,null,null,null,null,null,null,null,null,null,null,null,null,0]
[null,null,null,null,null,null,null,null,null,null,null,null,null,null,null,null,null,0]
[null,null,null,null,null,null,null,null,null,null,null,null,null,null,null,null,null,0]
[null,null,null,null,null,null,null,null,null,null,null,null,null,null,null,null,null,0]
[null,null,null,null,null,null,null,null,null,null,null,null,null,null,null,null,null,0]
[null,null,null,null,null,null,null,null,null,null,null,null,null,null,null,null,null,0]
[null,null,null,null,null,null,null,null,null,null,null,null,null,null,null,null,null,0]
[null,null,null,null,null,null,null,null,null,null,null,null,null,null,null,null,null,0]
[null,null,null,null,null,null,null,null,null,null,null,null,null,null,null,null,null,0]
[null,null,null,null,null,null,null,null,null,null,null,null,null,null,null,null,null,0]
[null,null,null,null,null,null,null,null,null,null,null,null,null,null,null,null,null,0]
[null,null,null,null,null,null,null,null,null,null,null,null,null,null,null,null,null,0]
[null,null,null,null,null,null,null,null,null,null,null,null,null,null,null,null,null,0]
[null,null,null,null,null,null,null,null,null,null,null,null,null,null,null,null,null,0]
[null,null,null,null,null,null,null,null,null,null,null,null,null,null,null,null,null,0]
[null,null,null,null,null,null,null,null,null,null,null,null,null,null,null,null,null,0]
[null,null,null,null,null,null,null,null,null,null,null,null,null,null,null,null,null,0]
[null,null,null,null,null,null,null,null,null,null,null,null,null,null,null,null,null,0]
[null,null,null,null,null,null,null,null,null,null,null,null,null,null,null,null,null,0]
[null,null,null,null,null,null,null,null,null,null,null,null,null,null,null,null,null,0]
[null,null,null,null,null,null,null,null,null,null,null,null,null,null,null,null,null,0]
[null,null,null,null,null,null,null,null,null,null,null,null,null,null,null,null,null,0]
[null,null,null,null,null,null,null,null,null,null,null,null,null,null,null,null,null,0]
[null,null,null,null,null,null,null,null,null,null,null,null,null,null,null,null,null,0]
[null,null,null,null,null,null,null,null,null,null,null,null,null,null,null,null,null,0]
[null,null,null,null,null,null,null,null,null,null,null,null,null,null,null,null,null,0]
[null,null,null,null,null,null,null,null,null,null,null,null,null,null,null,null,null,0]
[null,null,null,null,null,null,null,null,null,null,null,null,null,null,null,null,null,0]
[null,null,null,null,null,null,null,null,null,null,null,null,null,null,null,null,null,0]
[null,null,null,null,null,null,null,null,null,null,null,null,null,null,null,null,null,{"$f":"R$53/$O$53*$O1784*$O$57","v":0}]
[null,null,null,null,null,null,null,null,null,null,null,null,null,null,null,null,null,0]
[null,null,null,null,null,null,null,null,null,null,null,null,null,null,null,null,null,0]
[null,null,null,null,null,null,null,null,null,null,null,null,null,null,null,null,null,0]
[null,null,null,null,null,null,null,null,null,null,null,null,null,null,null,null,null,0]
[null,null,null,null,null,null,null,null,null,null,null,null,null,null,null,null,null,0]
[null,null,null,null,null,null,null,null,null,null,null,null,null,null,null,null,null,0]
[null,null,null,null,null,null,null,null,null,null,null,null,null,null,null,null,null,0]
[null,null,null,null,null,null,null,null,null,null,null,null,null,null,null,null,null,0]
[null,null,null,null,null,null,null,null,null,null,null,null,null,null,null,null,null,0]
[null,null,null,null,null,null,null,null,null,null,null,null,null,null,null,null,null,0]
[null,null,null,null,null,null,null,null,null,null,null,null,null,null,null,null,null,0]
[null,null,null,null,null,null,null,null,null,null,null,null,null,null,null,null,null,0]
[null,null,null,null,null,null,null,null,null,null,null,null,null,null,null,null,null,0]
[null,null,null,null,null,null,null,null,null,null,null,null,null,null,null,null,null,0]
[null,null,null,null,null,null,null,null,null,null,null,null,null,null,null,null,null,0]
[null,null,null,null,null,null,null,null,null,null,null,null,null,null,null,null,null,0]
[null,null,null,null,null,null,null,null,null,null,null,null,null,null,null,null,null,0]
[null,null,null,null,null,null,null,null,null,null,null,null,null,null,null,null,null,0]
[null,null,null,null,null,null,null,null,null,null,null,null,null,null,null,null,null,0]
[null,null,null,null,null,null,null,null,null,null,null,null,null,null,null,null,null,0]
[null,null,null,null,null,null,null,null,null,null,null,null,null,null,null,null,null,0]
[null,null,null,null,null,null,null,null,null,null,null,null,null,null,null,null,null,0]
[null,null,null,null,null,null,null,null,null,null,null,null,null,null,null,null,null,0]
[null,null,null,null,null,null,null,null,null,null,null,null,null,null,null,null,null,0]
[null,null,null,null,null,null,null,null,null,null,null,null,null,null,null,null,null,0]
[null,null,null,null,null,null,null,null,null,null,null,null,null,null,null,null,null,0]
[null,null,null,null,null,null,null,null,null,null,null,null,null,null,null,null,null,0]
[null,null,null,null,null,null,null,null,null,null,null,null,null,null,null,null,null,0]
[null,null,null,null,null,null,null,null,null,null,null,null,null,null,null,null,null,0]
[null,null,null,null,null,null,null,null,null,null,null,null,null,null,null,null,null,0]
[null,null,null,null,null,null,null,null,null,null,null,null,null,null,null,null,null,0]
[null,null,null,null,null,null,null,null,null,null,null,null,null,null,null,null,null,0]
[null,null,null,null,null,null,null,null,null,null,null,null,null,null,null,null,null,0]
[null,null,null,null,null,null,null,null,null,null,null,null,null,null,null,null,null,0]
[null,null,null,null,null,null,null,null,null,null,null,null,null,null,null,null,null,0]
[null,null,null,null,null,null,null,null,null,null,null,null,null,null,null,null,null,0]
[null,null,null,null,null,null,null,null,null,null,null,null,null,null,null,null,null,0]
[null,null,null,null,null,null,null,null,null,null,null,null,null,null,null,null,null,0]
[null,null,null,null,null,null,null,null,null,null,null,null,null,null,null,null,null,0]
[null,null,null,null,null,null,null,null,null,null,null,null,null,null,null,null,null,0]
[null,null,null,null,null,null,null,null,null,null,null,null,null,null,null,null,null,0]
[null,null,null,null,null,null,null,null,null,null,null,null,null,null,null,null,null,0]
[null,null,null,null,null,null,null,null,null,null,null,null,null,null,null,null,null,0]
[null,null,null,null,null,null,null,null,null,null,null,null,null,null,null,null,null,0]
[null,null,null,null,null,null,null,null,null,null,null,null,null,null,null,null,null,0]
[null,null,null,null,null,null,null,null,null,null,null,null,null,null,null,null,null,0]
[null,null,null,null,null,null,null,null,null,null,null,null,null,null,null,null,null,0]
[null,null,null,null,null,null,null,null,null,null,null,null,null,null,null,null,null,0]
[null,null,null,null,null,null,null,null,null,null,null,null,null,null,null,null,null,0]
[null,null,null,null,null,null,null,null,null,null,null,null,null,null,null,null,null,0]
[null,null,null,null,null,null,null,null,null,null,null,null,null,null,null,null,null,0]
[null,null,null,null,null,null,null,null,null,null,null,null,null,null,null,null,null,0]
[null,null,null,null,null,null,null,null,null,null,null,null,null,null,null,null,null,0]
[null,null,null,null,null,null,null,null,null,null,null,null,null,null,null,null,null,0]
[null,null,null,null,null,null,null,null,null,null,null,null,null,null,null,null,null,0]
[null,null,null,null,null,null,null,null,null,null,null,null,null,null,null,null,null,0]
[null,null,null,null,null,null,null,null,null,null,null,null,null,null,null,null,null,0]
[null,null,null,null,null,null,null,null,null,null,null,null,null,null,null,null,null,0]
[null,null,null,null,null,null,null,null,null,null,null,null,null,null,null,null,null,0]
[null,null,null,null,null,null,null,null,null,null,null,null,null,null,null,null,null,0]
[null,null,null,null,null,null,null,null,null,null,null,null,null,null,null,null,null,0]
[null,null,null,null,null,null,null,null,null,null,null,null,null,null,null,null,null,0]
[null,null,null,null,null,null,null,null,null,null,null,null,null,null,null,null,null,0]
[null,null,null,null,null,null,null,null,null,null,null,null,null,null,null,null,null,{"$f":"R$53/$O$53*$O1848*$O$57","v":0}]
[null,null,null,null,null,null,null,null,null,null,null,null,null,null,null,null,null,0]
[null,null,null,null,null,null,null,null,null,null,null,null,null,null,null,null,null,0]
[null,null,null,null,null,null,null,null,null,null,null,null,null,null,null,null,null,0]
[null,null,null,null,null,null,null,null,null,null,null,null,null,null,null,null,null,0]
[null,null,null,null,null,null,null,null,null,null,null,null,null,null,null,null,null,0]
[null,null,null,null,null,null,null,null,null,null,null,null,null,null,null,null,null,0]
[null,null,null,null,null,null,null,null,null,null,null,null,null,null,null,null,null,0]
[null,null,null,null,null,null,null,null,null,null,null,null,null,null,null,null,null,0]
[null,null,null,null,null,null,null,null,null,null,null,null,null,null,null,null,null,0]
[null,null,null,null,null,null,null,null,null,null,null,null,null,null,null,null,null,0]
[null,null,null,null,null,null,null,null,null,null,null,null,null,null,null,null,null,0]
[null,null,null,null,null,null,null,null,null,null,null,null,null,null,null,null,null,0]
[null,null,null,null,null,null,null,null,null,null,null,null,null,null,null,null,null,0]
[null,null,null,null,null,null,null,null,null,null,null,null,null,null,null,null,null,0]
[null,null,null,null,null,null,null,null,null,null,null,null,null,null,null,null,null,0]
[null,null,null,null,null,null,null,null,null,null,null,null,null,null,null,null,null,0]
[null,null,null,null,null,null,null,null,null,null,null,null,null,null,null,null,null,0]
[null,null,null,null,null,null,null,null,null,null,null,null,null,null,null,null,null,0]
[null,null,null,null,null,null,null,null,null,null,null,null,null,null,null,null,null,0]
[null,null,null,null,null,null,null,null,null,null,null,null,null,null,null,null,null,0]
[null,null,null,null,null,null,null,null,null,null,null,null,null,null,null,null,null,0]
[null,null,null,null,null,null,null,null,null,null,null,null,null,null,null,null,null,0]
[null,null,null,null,null,null,null,null,null,null,null,null,null,null,null,null,null,0]
[null,null,null,null,null,null,null,null,null,null,null,null,null,null,null,null,null,0]
[null,null,null,null,null,null,null,null,null,null,null,null,null,null,null,null,null,0]
[null,null,null,null,null,null,null,null,null,null,null,null,null,null,null,null,null,0]
[null,null,null,null,null,null,null,null,null,null,null,null,null,null,null,null,null,0]
[null,null,null,null,null,null,null,null,null,null,null,null,null,null,null,null,null,0]
[null,null,null,null,null,null,null,null,null,null,null,null,null,null,null,null,null,0]
[null,null,null,null,null,null,null,null,null,null,null,null,null,null,null,null,null,0]
[null,null,null,null,null,null,null,null,null,null,null,null,null,null,null,null,null,0]
[null,null,null,null,null,null,null,null,null,null,null,null,null,null,null,null,null,0]
[null,null,null,null,null,null,null,null,null,null,null,null,null,null,null,null,null,0]
[null,null,null,null,null,null,null,null,null,null,null,null,null,null,null,null,null,0]
[null,null,null,null,null,null,null,null,null,null,null,null,null,null,null,null,null,0]
[null,null,null,null,null,null,null,null,null,null,null,null,null,null,null,null,null,0]
[null,null,null,null,null,null,null,null,null,null,null,null,null,null,null,null,null,0]
[null,null,null,null,null,null,null,null,null,null,null,null,null,null,null,null,null,0]
[null,null,null,null,null,null,null,null,null,null,null,null,null,null,null,null,null,0]
[null,null,null,null,null,null,null,null,null,null,null,null,null,null,null,null,null,0]
[null,null,null,null,null,null,null,null,null,null,null,null,null,null,null,null,null,0]
[null,null,null,null,null,null,null,null,null,null,null,null,null,null,null,null,null,0]
[null,null,null,null,null,null,null,null,null,null,null,null,null,null,null,null,null,0]
[null,null,null,null,null,null,null,null,null,null,null,null,null,null,null,null,null,0]
[null,null,null,null,null,null,null,null,null,null,null,null,null,null,null,null,null,0]
[null,null,null,null,null,null,null,null,null,null,null,null,null,null,null,null,null,0]
[null,null,null,null,null,null,null,null,null,null,null,null,null,null,null,null,null,0]
[null,null,null,null,null,null,null,null,null,null,null,null,null,null,null,null,null,0]
[null,null,null,null,null,null,null,null,null,null,null,null,null,null,null,null,null,0]
[null,null,null,null,null,null,null,null,null,null,null,null,null,null,null,null,null,0]
[null,null,null,null,null,null,null,null,null,null,null,null,null,null,null,null,null,0]
[null,null,null,null,null,null,null,null,null,null,null,null,null,null,null,null,null,0]
[null,null,null,null,null,null,null,null,null,null,null,null,null,null,null,null,null,0]
[null,null,null,null,null,null,null,null,null,null,null,null,null,null,null,null,null,0]
[null,null,null,null,null,null,null,null,null,null,null,null,null,null,null,null,null,0]
[null,null,null,null,null,null,null,null,null,null,null,null,null,null,null,null,null,0]
[null,null,null,null,null,null,null,null,null,null,null,null,null,null,null,null,null,0]
[null,null,null,null,null,null,null,null,null,null,null,null,null,null,null,null,null,0]
[null,null,null,null,null,null,null,null,null,null,null,null,null,null,null,null,null,0]
[null,null,null,null,null,null,null,null,null,null,null,null,null,null,null,null,null,0]
[null,null,null,null,null,null,null,null,null,null,null,null,null,null,null,null,null,0]
[null,null,null,null,null,null,null,null,null,null,null,null,null,null,null,null,null,0]
[null,null,null,null,null,null,null,null,null,null,null,null,null,null,null,null,null,0]
[null,null,null,null,null,null,null,null,null,null,null,null,null,null,null,null,null,{"$f":"R$53/$O$53*$O1912*$O$57","v":0}]
[null,null,null,null,null,null,null,null,null,null,null,null,null,null,null,null,null,0]
[null,null,null,null,null,null,null,null,null,null,null,null,null,null,null,null,null,0]
[null,null,null,null,null,null,null,null,null,null,null,null,null,null,null,null,null,0]
[null,null,null,null,null,null,null,null,null,null,null,null,null,null,null,null,null,0]
[null,null,null,null,null,null,null,null,null,null,null,null,null,null,null,null,null,0]
[null,null,null,null,null,null,null,null,null,null,null,null,null,null,null,null,null,0]
[null,null,null,null,null,null,null,null,null,null,null,null,null,null,null,null,null,0]
[null,null,null,null,null,null,null,null,null,null,null,null,null,null,null,null,null,0]
[null,null,null,null,null,null,null,null,null,null,null,null,null,null,null,null,null,0]
[null,null,null,null,null,null,null,null,null,null,null,null,null,null,null,null,null,0]
[null,null,null,null,null,null,null,null,null,null,null,null,null,null,null,null,null,0]
[null,null,null,null,null,null,null,null,null,null,null,null,null,null,null,null,null,0]
[null,null,null,null,null,null,null,null,null,null,null,null,null,null,null,null,null,0]
[null,null,null,null,null,null,null,null,null,null,null,null,null,null,null,null,null,0]
[null,null,null,null,null,null,null,null,null,null,null,null,null,null,null,null,null,0]
[null,null,null,null,null,null,null,null,null,null,null,null,null,null,null,null,null,0]
[null,null,null,null,null,null,null,null,null,null,null,null,null,null,null,null,null,0]
[null,null,null,null,null,null,null,null,null,null,null,null,null,null,null,null,null,0]
[null,null,null,null,null,null,null,null,null,null,null,null,null,null,null,null,null,0]
[null,null,null,null,null,null,null,null,null,null,null,null,null,null,null,null,null,0]
[null,null,null,null,null,null,null,null,null,null,null,null,null,null,null,null,null,0]
[null,null,null,null,null,null,null,null,null,null,null,null,null,null,null,null,null,0]
[null,null,null,null,null,null,null,null,null,null,null,null,null,null,null,null,null,0]
[null,null,null,null,null,null,null,null,null,null,null,null,null,null,null,null,null,0]
[null,null,null,null,null,null,null,null,null,null,null,null,null,null,null,null,null,0]
[null,null,null,null,null,null,null,null,null,null,null,null,null,null,null,null,null,0]
[null,null,null,null,null,null,null,null,null,null,null,null,null,null,null,null,null,0]
[null,null,null,null,null,null,null,null,null,null,null,null,null,null,null,null,null,0]
[null,null,null,null,null,null,null,null,null,null,null,null,null,null,null,null,null,0]
[null,null,null,null,null,null,null,null,null,null,null,null,null,null,null,null,null,0]
[null,null,null,null,null,null,null,null,null,null,null,null,null,null,null,null,null,0]
[null,null,null,null,null,null,null,null,null,null,null,null,null,null,null,null,null,0]
[null,null,null,null,null,null,null,null,null,null,null,null,null,null,null,null,null,0]
[null,null,null,null,null,null,null,null,null,null,null,null,null,null,null,null,null,0]
[null,null,null,null,null,null,null,null,null,null,null,null,null,null,null,null,null,0]
[null,null,null,null,null,null,null,null,null,null,null,null,null,null,null,null,null,0]
[null,null,null,null,null,null,null,null,null,null,null,null,null,null,null,null,null,0]
[null,null,null,null,null,null,null,null,null,null,null,null,null,null,null,null,null,0]
[null,null,null,null,null,null,null,null,null,null,null,null,null,null,null,null,null,0]
[null,null,null,null,null,null,null,null,null,null,null,null,null,null,null,null,null,0]
[null,null,null,null,null,null,null,null,null,null,null,null,null,null,null,null,null,0]
[null,null,null,null,null,null,null,null,null,null,null,null,null,null,null,null,null,0]
[null,null,null,null,null,null,null,null,null,null,null,null,null,null,null,null,null,0]
[null,null,null,null,null,null,null,null,null,null,null,null,null,null,null,null,null,0]
[null,null,null,null,null,null,null,null,null,null,null,null,null,null,null,null,null,0]
[null,null,null,null,null,null,null,null,null,null,null,null,null,null,null,null,null,0]
[null,null,null,null,null,null,null,null,null,null,null,null,null,null,null,null,null,0]
[null,null,null,null,null,null,null,null,null,null,null,null,null,null,null,null,null,0]
[null,null,null,null,null,null,null,null,null,null,null,null,null,null,null,null,null,0]
[null,null,null,null,null,null,null,null,null,null,null,null,null,null,null,null,null,0]
[null,null,null,null,null,null,null,null,null,null,null,null,null,null,null,null,null,0]
[null,null,null,null,null,null,null,null,null,null,null,null,null,null,null,null,null,0]
[null,null,null,null,null,null,null,null,null,null,null,null,null,null,null,null,null,0]
[null,null,null,null,null,null,null,null,null,null,null,null,null,null,null,null,null,0]
[null,null,null,null,null,null,null,null,null,null,null,null,null,null,null,null,null,0]
[null,null,null,null,null,null,null,null,null,null,null,null,null,null,null,null,null,0]
[null,null,null,null,null,null,null,null,null,null,null,null,null,null,null,null,null,0]
[null,null,null,null,null,null,null,null,null,null,null,null,null,null,null,null,null,0]
[null,null,null,null,null,null,null,null,null,null,null,null,null,null,null,null,null,0]
[null,null,null,null,null,null,null,null,null,null,null,null,null,null,null,null,null,0]
[null,null,null,null,null,null,null,null,null,null,null,null,null,null,null,null,null,0]
[null,null,null,null,null,null,null,null,null,null,null,null,null,null,null,null,null,0]
[null,null,null,null,null,null,null,null,null,null,null,null,null,null,null,null,null,0]
[null,null,null,null,null,null,null,null,null,null,null,null,null,null,null,null,null,{"$f":"R$53/$O$53*$O1976*$O$57","v":0}]
[null,null,null,null,null,null,null,null,null,null,null,null,null,null,null,null,null,0]
[null,null,null,null,null,null,null,null,null,null,null,null,null,null,null,null,null,0]
[null,null,null,null,null,null,null,null,null,null,null,null,null,null,null,null,null,0]
[null,null,null,null,null,null,null,null,null,null,null,null,null,null,null,null,null,0]
[null,null,null,null,null,null,null,null,null,null,null,null,null,null,null,null,null,0]
[null,null,null,null,null,null,null,null,null,null,null,null,null,null,null,null,null,0]
[null,null,null,null,null,null,null,null,null,null,null,null,null,null,null,null,null,0]
[null,null,null,null,null,null,null,null,null,null,null,null,null,null,null,null,null,0]
[null,null,null,null,null,null,null,null,null,null,null,null,null,null,null,null,null,0]
[null,null,null,null,null,null,null,null,null,null,null,null,null,null,null,null,null,0]
[null,null,null,null,null,null,null,null,null,null,null,null,null,null,null,null,null,0]
[null,null,null,null,null,null,null,null,null,null,null,null,null,null,null,null,null,0]
[null,null,null,null,null,null,null,null,null,null,null,null,null,null,null,null,null,0]
[null,null,null,null,null,null,null,null,null,null,null,null,null,null,null,null,null,0]
[null,null,null,null,null,null,null,null,null,null,null,null,null,null,null,null,null,0]
[null,null,null,null,null,null,null,null,null,null,null,null,null,null,null,null,null,0]
[null,null,null,null,null,null,null,null,null,null,null,null,null,null,null,null,null,0]
[null,null,null,null,null,null,null,null,null,null,null,null,null,null,null,null,null,0]
[null,null,null,null,null,null,null,null,null,null,null,null,null,null,null,null,null,0]
[null,null,null,null,null,null,null,null,null,null,null,null,null,null,null,null,null,0]
[null,null,null,null,null,null,null,null,null,null,null,null,null,null,null,null,null,0]
[null,null,null,null,null,null,null,null,null,null,null,null,null,null,null,null,null,0]
[null,null,null,null,null,null,null,null,null,null,null,null,null,null,null,null,null,0]
[null,null,null,null,null,null,null,null,null,null,null,null,null,null,null,null,null,0]
[null,null,null,null,null,null,null,null,null,null,null,null,null,null,null,null,null,0]
[null,null,null,null,null,null,null,null,null,null,null,null,null,null,null,null,null,0]
[null,null,null,null,null,null,null,null,null,null,null,null,null,null,null,null,null,0]
[null,null,null,null,null,null,null,null,null,null,null,null,null,null,null,null,null,0]
[null,null,null,null,null,null,null,null,null,null,null,null,null,null,null,null,null,0]
[null,null,null,null,null,null,null,null,null,null,null,null,null,null,null,null,null,0]
[null,null,null,null,null,null,null,null,null,null,null,null,null,null,null,null,null,0]
[null,null,null,null,null,null,null,null,null,null,null,null,null,null,null,null,null,0]
[null,null,null,null,null,null,null,null,null,null,null,null,null,null,null,null,null,0]
[null,null,null,null,null,null,null,null,null,null,null,null,null,null,null,null,null,0]
[null,null,null,null,null,null,null,null,null,null,null,null,null,null,null,null,null,0]
[null,null,null,null,null,null,null,null,null,null,null,null,null,null,null,null,null,0]
[null,null,null,null,null,null,null,null,null,null,null,null,null,null,null,null,null,0]
[null,null,null,null,null,null,null,null,null,null,null,null,null,null,null,null,null,0]
[null,null,null,null,null,null,null,null,null,null,null,null,null,null,null,null,null,0]
[null,null,null,null,null,null,null,null,null,null,null,null,null,null,null,null,null,0]
[null,null,null,null,null,null,null,null,null,null,null,null,null,null,null,null,null,0]
[null,null,null,null,null,null,null,null,null,null,null,null,null,null,null,null,null,0]
[null,null,null,null,null,null,null,null,null,null,null,null,null,null,null,null,null,0]
[null,null,null,null,null,null,null,null,null,null,null,null,null,null,null,null,null,0]
[null,null,null,null,null,null,null,null,null,null,null,null,null,null,null,null,null,0]
[null,null,null,null,null,null,null,null,null,null,null,null,null,null,null,null,null,0]
[null,null,null,null,null,null,null,null,null,null,null,null,null,null,null,null,null,0]
[null,null,null,null,null,null,null,null,null,null,null,null,null,null,null,null,null,0]
[null,null,null,null,null,null,null,null,null,null,null,null,null,null,null,null,null,0]
[null,null,null,null,null,null,null,null,null,null,null,null,null,null,null,null,null,0]
[null,null,null,null,null,null,null,null,null,null,null,null,null,null,null,null,null,0]
[null,null,null,null,null,null,null,null,null,null,null,null,null,null,null,null,null,0]
[null,null,null,null,null,null,null,null,null,null,null,null,null,null,null,null,null,0]
[null,null,null,null,null,null,null,null,null,null,null,null,null,null,null,null,null,0]
[null,null,null,null,null,null,null,null,null,null,null,null,null,null,null,null,null,0]
[null,null,null,null,null,null,null,null,null,null,null,null,null,null,null,null,null,0]
[null,null,null,null,null,null,null,null,null,null,null,null,null,null,null,null,null,0]
[null,null,null,null,null,null,null,null,null,null,null,null,null,null,null,null,null,0]
[null,null,null,null,null,null,null,null,null,null,null,null,null,null,null,null,null,0]
[null,null,null,null,null,null,null,null,null,null,null,null,null,null,null,null,null,0]
[null,null,null,null,null,null,null,null,null,null,null,null,null,null,null,null,null,0]
[null,null,null,null,null,null,null,null,null,null,null,null,null,null,null,null,null,0]
[null,null,null,null,null,null,null,null,null,null,null,null,null,null,null,null,null,0]
[null,null,null,null,null,null,null,null,null,null,null,null,null,null,null,null,null,0]
[null,null,null,null,null,null,null,null,null,null,null,null,null,null,null,null,null,0]
[null,null,null,null,null,null,null,null,null,null,null,null,null,null,null,null,null,{"$f":"R$53/$O$53*$O23928*$O$57","v":0}]
[null,null,null,null,null,null,null,null,null,null,null,null,null,null,null,null,null,0]
[null,null,null,null,null,null,null,null,null,null,null,null,null,null,null,null,null,0]
[null,null,null,null,null,null,null,null,null,null,null,null,null,null,null,null,null,0]
[null,null,null,null,null,null,null,null,null,null,null,null,null,null,null,null,null,0]
[null,null,null,null,null,null,null,null,null,null,null,null,null,null,null,null,null,0]
[null,null,null,null,null,null,null,null,null,null,null,null,null,null,null,null,null,0]
[null,null,null,null,null,null,null,null,null,null,null,null,null,null,null,null,null,0]
[null,null,null,null,null,null,null,null,null,null,null,null,null,null,null,null,null,0]
[null,null,null,null,null,null,null,null,null,null,null,null,null,null,null,null,null,0]
[null,null,null,null,null,null,null,null,null,null,null,null,null,null,null,null,null,0]
[null,null,null,null,null,null,null,null,null,null,null,null,null,null,null,null,null,0]
[null,null,null,null,null,null,null,null,null,null,null,null,null,null,null,null,null,0]
[null,null,null,null,null,null,null,null,null,null,null,null,null,null,null,null,null,0]
[null,null,null,null,null,null,null,null,null,null,null,null,null,null,null,null,null,0]
[null,null,null,null,null,null,null,null,null,null,null,null,null,null,null,null,null,0]
[null,null,null,null,null,null,null,null,null,null,null,null,null,null,null,null,null,0]
[null,null,null,null,null,null,null,null,null,null,null,null,null,null,null,null,null,0]
[null,null,null,null,null,null,null,null,null,null,null,null,null,null,null,null,null,0]
[null,null,null,null,null,null,null,null,null,null,null,null,null,null,null,null,null,0]
[null,null,null,null,null,null,null,null,null,null,null,null,null,null,null,null,null,0]
[null,null,null,null,null,null,null,null,null,null,null,null,null,null,null,null,null,0]
[null,null,null,null,null,null,null,null,null,null,null,null,null,null,null,null,null,0]
[null,null,null,null,null,null,null,null,null,null,null,null,null,null,null,null,null,0]
[null,null,null,null,null,null,null,null,null,null,null,null,null,null,null,null,null,0]
[null,null,null,null,null,null,null,null,null,null,null,null,null,null,null,null,null,0]
[null,null,null,null,null,null,null,null,null,null,null,null,null,null,null,null,null,0]
[null,null,null,null,null,null,null,null,null,null,null,null,null,null,null,null,null,0]
[null,null,null,null,null,null,null,null,null,null,null,null,null,null,null,null,null,0]
[null,null,null,null,null,null,null,null,null,null,null,null,null,null,null,null,null,0]
[null,null,null,null,null,null,null,null,null,null,null,null,null,null,null,null,null,0]
[null,null,null,null,null,null,null,null,null,null,null,null,null,null,null,null,null,0]
[null,null,null,null,null,null,null,null,null,null,null,null,null,null,null,null,null,0]
[null,null,null,null,null,null,null,null,null,null,null,null,null,null,null,null,null,0]
[null,null,null,null,null,null,null,null,null,null,null,null,null,null,null,null,null,0]
[null,null,null,null,null,null,null,null,null,null,null,null,null,null,null,null,null,0]
[null,null,null,null,null,null,null,null,null,null,null,null,null,null,null,null,null,0]
[null,null,null,null,null,null,null,null,null,null,null,null,null,null,null,null,null,0]
[null,null,null,null,null,null,null,null,null,null,null,null,null,null,null,null,null,0]
[null,null,null,null,null,null,null,null,null,null,null,null,null,null,null,null,null,0]
[null,null,null,null,null,null,null,null,null,null,null,null,null,null,null,null,null,0]
[null,null,null,null,null,null,null,null,null,null,null,null,null,null,null,null,null,0]
[null,null,null,null,null,null,null,null,null,null,null,null,null,null,null,null,null,0]
[null,null,null,null,null,null,null,null,null,null,null,null,null,null,null,null,null,0]
[null,null,null,null,null,null,null,null,null,null,null,null,null,null,null,null,null,0]
[null,null,null,null,null,null,null,null,null,null,null,null,null,null,null,null,null,0]
[null,null,null,null,null,null,null,null,null,null,null,null,null,null,null,null,null,0]
[null,null,null,null,null,null,null,null,null,null,null,null,null,null,null,null,null,0]
[null,null,null,null,null,null,null,null,null,null,null,null,null,null,null,null,null,0]
[null,null,null,null,null,null,null,null,null,null,null,null,null,null,null,null,null,0]
[null,null,null,null,null,null,null,null,null,null,null,null,null,null,null,null,null,0]
[null,null,null,null,null,null,null,null,null,null,null,null,null,null,null,null,null,0]
[null,null,null,null,null,null,null,null,null,null,null,null,null,null,null,null,null,0]
[null,null,null,null,null,null,null,null,null,null,null,null,null,null,null,null,null,0]
[null,null,null,null,null,null,null,null,null,null,null,null,null,null,null,null,null,0]
[null,null,null,null,null,null,null,null,null,null,null,null,null,null,null,null,null,0]
[null,null,null,null,null,null,null,null,null,null,null,null,null,null,null,null,null,0]
[null,null,null,null,null,null,null,null,null,null,null,null,null,null,null,null,null,0]
[null,null,null,null,null,null,null,null,null,null,null,null,null,null,null,null,null,0]
[null,null,null,null,null,null,null,null,null,null,null,null,null,null,null,null,null,0]
[null,null,null,null,null,null,null,null,null,null,null,null,null,null,null,null,null,0]
[null,null,null,null,null,null,null,null,null,null,null,null,null,null,null,null,null,0]
[null,null,null,null,null,null,null,null,null,null,null,null,null,null,null,null,null,0]
[null,null,null,null,null,null,null,null,null,null,null,null,null,null,null,null,null,0]
[null,null,null,null,null,null,null,null,null,null,null,null,null,null,null,null,null,0]
[null,null,null,null,null,null,null,null,null,null,null,null,null,null,null,null,null,0]
[null,null,null,null,null,null,null,null,null,null,null,null,null,null,null,null,null,0]
[null,null,null,null,null,null,null,null,null,null,null,null,null,null,null,null,null,0]
[null,null,null,null,null,null,null,null,null,null,null,null,null,null,null,null,null,0]
[null,null,null,null,null,null,null,null,null,null,null,null,null,null,null,null,null,0]
[null,null,null,null,null,null,null,null,null,null,null,null,null,null,null,null,null,0]
[null,null,null,null,null,null,null,null,null,null,null,null,null,null,null,null,null,0]
[null,null,null,null,null,null,null,null,null,null,null,null,null,null,null,null,null,0]
[null,null,null,null,null,null,null,null,null,null,null,null,null,null,null,null,null,0]
[null,null,null,null,null,null,null,null,null,null,null,null,null,null,null,null,null,0]
[null,null,null,null,null,null,null,null,null,null,null,null,null,null,null,null,null,0]
[null,null,null,null,null,null,null,null,null,null,null,null,null,null,null,null,null,0]
[null,null,null,null,null,null,null,null,null,null,null,null,null,null,null,null,null,0]
[null,null,null,null,null,null,null,null,null,null,null,null,null,null,null,null,null,0]
[null,null,null,null,null,null,null,null,null,null,null,null,null,null,null,null,null,0]
[null,null,null,null,null,null,null,null,null,null,null,null,null,null,null,null,null,0]
[null,null,null,null,null,null,null,null,null,null,null,null,null,null,null,null,null,0]
[null,null,null,null,null,null,null,null,null,null,null,null,null,null,null,null,null,0]
[null,null,null,null,null,null,null,null,null,null,null,null,null,null,null,null,null,0]
[null,null,null,null,null,null,null,null,null,null,null,null,null,null,null,null,null,0]
[null,null,null,null,null,null,null,null,null,null,null,null,null,null,null,null,null,0]
[null,null,null,null,null,null,null,null,null,null,null,null,null,null,null,null,null,0]
[null,null,null,null,null,null,null,null,null,null,null,null,null,null,null,null,null,0]
[null,null,null,null,null,null,null,null,null,null,null,null,null,null,null,null,null,0]
[null,null,null,null,null,null,null,null,null,null,null,null,null,null,null,null,null,0]
[null,null,null,null,null,null,null,null,null,null,null,null,null,null,null,null,null,0]
[null,null,null,null,null,null,null,null,null,null,null,null,null,null,null,null,null,0]
[null,null,null,null,null,null,null,null,null,null,null,null,null,null,null,null,null,0]
[null,null,null,null,null,null,null,null,null,null,null,null,null,null,null,null,null,0]
[null,null,null,null,null,null,null,null,null,null,null,null,null,null,null,null,null,0]
[null,null,null,null,null,null,null,null,null,null,null,null,null,null,null,null,null,0]
[null,null,null,null,null,null,null,null,null,null,null,null,null,null,null,null,null,0]
[null,null,null,null,null,null,null,null,null,null,null,null,null,null,null,null,null,{"$f":"R$53/$O$53*$O74552*$O$57","v":0}]
[null,null,null,null,null,null,null,null,null,null,null,null,null,null,null,null,null,0]
[null,null,null,null,null,null,null,null,null,null,null,null,null,null,null,null,null,0]
[null,null,null,null,null,null,null,null,null,null,null,null,null,null,null,null,null,0]
[null,null,null,null,null,null,null,null,null,null,null,null,null,null,null,null,null,0]
[null,null,null,null,null,null,null,null,null,null,null,null,null,null,null,null,null,0]
[null,null,null,null,null,null,null,null,null,null,null,null,null,null,null,null,null,0]
[null,null,null,null,null,null,null,null,null,null,null,null,null,null,null,null,null,0]
[null,null,null,null,null,null,null,null,null,null,null,null,null,null,null,null,null,0]
[null,null,null,null,null,null,null,null,null,null,null,null,null,null,null,null,null,0]
[null,null,null,null,null,null,null,null,null,null,null,null,null,null,null,null,null,0]
[null,null,null,null,null,null,null,null,null,null,null,null,null,null,null,null,null,0]
[null,null,null,null,null,null,null,null,null,null,null,null,null,null,null,null,null,0]
[null,null,null,null,null,null,null,null,null,null,null,null,null,null,null,null,null,0]
[null,null,null,null,null,null,null,null,null,null,null,null,null,null,null,null,null,0]
[null,null,null,null,null,null,null,null,null,null,null,null,null,null,null,null,null,0]
[null,null,null,null,null,null,null,null,null,null,null,null,null,null,null,null,null,0]
[null,null,null,null,null,null,null,null,null,null,null,null,null,null,null,null,null,0]
[null,null,null,null,null,null,null,null,null,null,null,null,null,null,null,null,null,0]
[null,null,null,null,null,null,null,null,null,null,null,null,null,null,null,null,null,0]
[null,null,null,null,null,null,null,null,null,null,null,null,null,null,null,null,null,0]
[null,null,null,null,null,null,null,null,null,null,null,null,null,null,null,null,null,0]
[null,null,null,null,null,null,null,null,null,null,null,null,null,null,null,null,null,0]
[null,null,null,null,null,null,null,null,null,null,null,null,null,null,null,null,null,0]
[null,null,null,null,null,null,null,null,null,null,null,null,null,null,null,null,null,0]
[null,null,null,null,null,null,null,null,null,null,null,null,null,null,null,null,null,0]
[null,null,null,null,null,null,null,null,null,null,null,null,null,null,null,null,null,0]
[null,null,null,null,null,null,null,null,null,null,null,null,null,null,null,null,null,0]
[null,null,null,null,null,null,null,null,null,null,null,null,null,null,null,null,null,0]
[null,null,null,null,null,null,null,null,null,null,null,null,null,null,null,null,null,0]
[null,null,null,null,null,null,null,null,null,null,null,null,null,null,null,null,null,0]
[null,null,null,null,null,null,null,null,null,null,null,null,null,null,null,null,null,0]
[null,null,null,null,null,null,null,null,null,null,null,null,null,null,null,null,null,0]
[null,null,null,null,null,null,null,null,null,null,null,null,null,null,null,null,null,0]
[null,null,null,null,null,null,null,null,null,null,null,null,null,null,null,null,null,0]
[null,null,null,null,null,null,null,null,null,null,null,null,null,null,null,null,null,0]
[null,null,null,null,null,null,null,null,null,null,null,null,null,null,null,null,null,0]
[null,null,null,null,null,null,null,null,null,null,null,null,null,null,null,null,null,0]
[null,null,null,null,null,null,null,null,null,null,null,null,null,null,null,null,null,0]
[null,null,null,null,null,null,null,null,null,null,null,null,null,null,null,null,null,{"$f":"R$53/$O$53*$O94904*$O$57","v":0}]
[null,null,null,null,null,null,null,null,null,null,null,null,null,null,null,null,null,0]
[null,null,null,null,null,null,null,null,null,null,null,null,null,null,null,null,null,0]
[null,null,null,null,null,null,null,null,null,null,null,null,null,null,null,null,null,0]
[null,null,null,null,null,null,null,null,null,null,null,null,null,null,null,null,null,0]
[null,null,null,null,null,null,null,null,null,null,null,null,null,null,null,null,null,0]
[null,null,null,null,null,null,null,null,null,null,null,null,null,null,null,null,null,0]
[null,null,null,null,null,null,null,null,null,null,null,null,null,null,null,null,null,0]
[null,null,null,null,null,null,null,null,null,null,null,null,null,null,null,null,null,0]
[null,null,null,null,null,null,null,null,null,null,null,null,null,null,null,null,null,0]
[null,null,null,null,null,null,null,null,null,null,null,null,null,null,null,null,null,0]
[null,null,null,null,null,null,null,null,null,null,null,null,null,null,null,null,null,0]
[null,null,null,null,null,null,null,null,null,null,null,null,null,null,null,null,null,0]
[null,null,null,null,null,null,null,null,null,null,null,null,null,null,null,null,null,0]
[null,null,null,null,null,null,null,null,null,null,null,null,null,null,null,null,null,0]
[null,null,null,null,null,null,null,null,null,null,null,null,null,null,null,null,null,0]
[null,null,null,null,null,null,null,null,null,null,null,null,null,null,null,null,null,0]
[null,null,null,null,null,null,null,null,null,null,null,null,null,null,null,null,null,0]
[null,null,null,null,null,null,null,null,null,null,null,null,null,null,null,null,null,0]
[null,null,null,null,null,null,null,null,null,null,null,null,null,null,null,null,null,0]
[null,null,null,null,null,null,null,null,null,null,null,null,null,null,null,null,null,0]
[null,null,null,null,null,null,null,null,null,null,null,null,null,null,null,null,null,0]
[null,null,null,null,null,null,null,null,null,null,null,null,null,null,null,null,null,0]
[null,null,null,null,null,null,null,null,null,null,null,null,null,null,null,null,null,0]
[null,null,null,null,null,null,null,null,null,null,null,null,null,null,null,null,null,0]
[null,null,null,null,null,null,null,null,null,null,null,null,null,null,null,null,null,0]
[null,null,null,null,null,null,null,null,null,null,null,null,null,null,null,null,null,0]
[null,null,null,null,null,null,null,null,null,null,null,null,null,null,null,null,null,0]
[null,null,null,null,null,null,null,null,null,null,null,null,null,null,null,null,null,0]
[null,null,null,null,null,null,null,null,null,null,null,null,null,null,null,null,null,0]
[null,null,null,null,null,null,null,null,null,null,null,null,null,null,null,null,null,0]
[null,null,null,null,null,null,null,null,null,null,null,null,null,null,null,null,null,0]
[null,null,null,null,null,null,null,null,null,null,null,null,null,null,null,null,null,0]
[null,null,null,null,null,null,null,null,null,null,null,null,null,null,null,null,null,0]
[null,null,null,null,null,null,null,null,null,null,null,null,null,null,null,null,null,0]
[null,null,null,null,null,null,null,null,null,null,null,null,null,null,null,null,null,0]
[null,null,null,null,null,null,null,null,null,null,null,null,null,null,null,null,null,0]
[null,null,null,null,null,null,null,null,null,null,null,null,null,null,null,null,null,0]
[null,null,null,null,null,null,null,null,null,null,null,null,null,null,null,null,null,0]
[null,null,null,null,null,null,null,null,null,null,null,null,null,null,null,null,null,0]
[null,null,null,null,null,null,null,null,null,null,null,null,null,null,null,null,null,0]
[null,null,null,null,null,null,null,null,null,null,null,null,null,null,null,null,null,0]
[null,null,null,null,null,null,null,null,null,null,null,null,null,null,null,null,null,0]
[null,null,null,null,null,null,null,null,null,null,null,null,null,null,null,null,null,0]
[null,null,null,null,null,null,null,null,null,null,null,null,null,null,null,null,null,0]
[null,null,null,null,null,null,null,null,null,null,null,null,null,null,null,null,null,0]
[null,null,null,null,null,null,null,null,null,null,null,null,null,null,null,null,null,0]
[null,null,null,null,null,null,null,null,null,null,null,null,null,null,null,null,null,0]
[null,null,null,null,null,null,null,null,null,null,null,null,null,null,null,null,null,0]
[null,null,null,null,null,null,null,null,null,null,null,null,null,null,null,null,null,0]
[null,null,null,null,null,null,null,null,null,null,null,null,null,null,null,null,null,0]
[null,null,null,null,null,null,null,null,null,null,null,null,null,null,null,null,null,0]
[null,null,null,null,null,null,null,null,null,null,null,null,null,null,null,null,null,0]
[null,null,null,null,null,null,null,null,null,null,null,null,null,null,null,null,null,0]
[null,null,null,null,null,null,null,null,null,null,null,null,null,null,null,null,null,0]
[null,null,null,null,null,null,null,null,null,null,null,null,null,null,null,null,null,0]
[null,null,null,null,null,null,null,null,null,null,null,null,null,null,null,null,null,0]
[null,null,null,null,null,null,null,null,null,null,null,null,null,null,null,null,null,0]
[null,null,null,null,null,null,null,null,null,null,null,null,null,null,null,null,null,0]
[null,null,null,null,null,null,null,null,null,null,null,null,null,null,null,null,null,0]
[null,null,null,null,null,null,null,null,null,null,null,null,null,null,null,null,null,0]
[null,null,null,null,null,null,null,null,null,null,null,null,null,null,null,null,null,0]
[null,null,null,null,null,null,null,null,null,null,null,null,null,null,null,null,null,0]
[null,null,null,null,null,null,null,null,null,null,null,null,null,null,null,null,null,0]
[null,null,null,null,null,null,null,null,null,null,null,null,null,null,null,null,null,0]
[null,null,null,null,null,null,null,null,null,null,null,null,null,null,null,null,null,0]
[null,null,null,null,null,null,null,null,null,null,null,null,null,null,null,null,null,0]
[null,null,null,null,null,null,null,null,null,null,null,null,null,null,null,null,null,0]
[null,null,null,null,null,null,null,null,null,null,null,null,null,null,null,null,null,0]
[null,null,null,null,null,null,null,null,null,null,null,null,null,null,null,null,null,0]
[null,null,null,null,null,null,null,null,null,null,null,null,null,null,null,null,null,0]
[null,null,null,null,null,null,null,null,null,null,null,null,null,null,null,null,null,0]
[null,null,null,null,null,null,null,null,null,null,null,null,null,null,null,null,null,0]
[null,null,null,null,null,null,null,null,null,null,null,null,null,null,null,null,null,0]
[null,null,null,null,null,null,null,null,null,null,null,null,null,null,null,null,null,0]
[null,null,null,null,null,null,null,null,null,null,null,null,null,null,null,null,null,0]
[null,null,null,null,null,null,null,null,null,null,null,null,null,null,null,null,null,0]
[null,null,null,null,null,null,null,null,null,null,null,null,null,null,null,null,null,0]
[null,null,null,null,null,null,null,null,null,null,null,null,null,null,null,null,null,0]
[null,null,null,null,null,null,null,null,null,null,null,null,null,null,null,null,null,0]
[null,null,null,null,null,null,null,null,null,null,null,null,null,null,null,null,null,0]
[null,null,null,null,null,null,null,null,null,null,null,null,null,null,null,null,null,0]
[null,null,null,null,null,null,null,null,null,null,null,null,null,null,null,null,null,0]
[null,null,null,null,null,null,null,null,null,null,null,null,null,null,null,null,null,0]
[null,null,null,null,null,null,null,null,null,null,null,null,null,null,null,null,null,0]
[null,null,null,null,null,null,null,null,null,null,null,null,null,null,null,null,null,0]
[null,null,null,null,null,null,null,null,null,null,null,null,null,null,null,null,null,0]
[null,null,null,null,null,null,null,null,null,null,null,null,null,null,null,null,null,0]
[null,null,null,null,null,null,null,null,null,null,null,null,null,null,null,null,null,0]
[null,null,null,null,null,null,null,null,null,null,null,null,null,null,null,null,null,0]
[null,null,null,null,null,null,null,null,null,null,null,null,null,null,null,null,null,0]
[null,null,null,null,null,null,null,null,null,null,null,null,null,null,null,null,null,0]
[null,null,null,null,null,null,null,null,null,null,null,null,null,null,null,null,null,0]
[null,null,null,null,null,null,null,null,null,null,null,null,null,null,null,null,null,0]
[null,null,null,null,null,null,null,null,null,null,null,null,null,null,null,null,null,0]
[null,null,null,null,null,null,null,null,null,null,null,null,null,null,null,null,null,0]
[null,null,null,null,null,null,null,null,null,null,null,null,null,null,null,null,null,0]
[null,null,null,null,null,null,null,null,null,null,null,null,null,null,null,null,null,{"$f":"R$53/$O$53*$O145528*$O$57","v":0}]
[null,null,null,null,null,null,null,null,null,null,null,null,null,null,null,null,null,0]
[null,null,null,null,null,null,null,null,null,null,null,null,null,null,null,null,null,0]
[null,null,null,null,null,null,null,null,null,null,null,null,null,null,null,null,null,0]
[null,null,null,null,null,null,null,null,null,null,null,null,null,null,null,null,null,0]
[null,null,null,null,null,null,null,null,null,null,null,null,null,null,null,null,null,0]
[null,null,null,null,null,null,null,null,null,null,null,null,null,null,null,null,null,0]
[null,null,null,null,null,null,null,null,null,null,null,null,null,null,null,null,null,0]
[null,null,null,null,null,null,null,null,null,null,null,null,null,null,null,null,null,0]
[null,null,null,null,null,null,null,null,null,null,null,null,null,null,null,null,null,0]
[null,null,null,null,null,null,null,null,null,null,null,null,null,null,null,null,null,0]
[null,null,null,null,null,null,null,null,null,null,null,null,null,null,null,null,null,0]
[null,null,null,null,null,null,null,null,null,null,null,null,null,null,null,null,null,0]
[null,null,null,null,null,null,null,null,null,null,null,null,null,null,null,null,null,0]
[null,null,null,null,null,null,null,null,null,null,null,null,null,null,null,null,null,0]
[null,null,null,null,null,null,null,null,null,null,null,null,null,null,null,null,null,0]
[null,null,null,null,null,null,null,null,null,null,null,null,null,null,null,null,null,0]
[null,null,null,null,null,null,null,null,null,null,null,null,null,null,null,null,null,0]
[null,null,null,null,null,null,null,null,null,null,null,null,null,null,null,null,null,0]
[null,null,null,null,null,null,null,null,null,null,null,null,null,null,null,null,null,0]
[null,null,null,null,null,null,null,null,null,null,null,null,null,null,null,null,null,0]
[null,null,null,null,null,null,null,null,null,null,null,null,null,null,null,null,null,0]
[null,null,null,null,null,null,null,null,null,null,null,null,null,null,null,null,null,0]
[null,null,null,null,null,null,null,null,null,null,null,null,null,null,null,null,null,0]
[null,null,null,null,null,null,null,null,null,null,null,null,null,null,null,null,null,0]
[null,null,null,null,null,null,null,null,null,null,null,null,null,null,null,null,null,0]
[null,null,null,null,null,null,null,null,null,null,null,null,null,null,null,null,null,0]
[null,null,null,null,null,null,null,null,null,null,null,null,null,null,null,null,null,0]
[null,null,null,null,null,null,null,null,null,null,null,null,null,null,null,null,null,0]
[null,null,null,null,null,null,null,null,null,null,null,null,null,null,null,null,null,0]
[null,null,null,null,null,null,null,null,null,null,null,null,null,null,null,null,null,0]
[null,null,null,null,null,null,null,null,null,null,null,null,null,null,null,null,null,0]
[null,null,null,null,null,null,null,null,null,null,null,null,null,null,null,null,null,0]
[null,null,null,null,null,null,null,null,null,null,null,null,null,null,null,null,null,0]
[null,null,null,null,null,null,null,null,null,null,null,null,null,null,null,null,null,0]
[null,null,null,null,null,null,null,null,null,null,null,null,null,null,null,null,null,0]
[null,null,null,null,null,null,null,null,null,null,null,null,null,null,null,null,null,0]
[null,null,null,null,null,null,null,null,null,null,null,null,null,null,null,null,null,0]
[null,null,null,null,null,null,null,null,null,null,null,null,null,null,null,null,null,0]
[null,null,null,null,null,null,null,null,null,null,null,null,null,null,null,null,null,{"$f":"R$53/$O$53*$O165880*$O$57","v":0}]
[null,null,null,null,null,null,null,null,null,null,null,null,null,null,null,null,null,0]
[null,null,null,null,null,null,null,null,null,null,null,null,null,null,null,null,null,0]
[null,null,null,null,null,null,null,null,null,null,null,null,null,null,null,null,null,0]
[null,null,null,null,null,null,null,null,null,null,null,null,null,null,null,null,null,0]
[null,null,null,null,null,null,null,null,null,null,null,null,null,null,null,null,null,0]
[null,null,null,null,null,null,null,null,null,null,null,null,null,null,null,null,null,0]
[null,null,null,null,null,null,null,null,null,null,null,null,null,null,null,null,null,0]
[null,null,null,null,null,null,null,null,null,null,null,null,null,null,null,null,null,0]
[null,null,null,null,null,null,null,null,null,null,null,null,null,null,null,null,null,0]
[null,null,null,null,null,null,null,null,null,null,null,null,null,null,null,null,null,0]
[null,null,null,null,null,null,null,null,null,null,null,null,null,null,null,null,null,0]
[null,null,null,null,null,null,null,null,null,null,null,null,null,null,null,null,null,0]
[null,null,null,null,null,null,null,null,null,null,null,null,null,null,null,null,null,0]
[null,null,null,null,null,null,null,null,null,null,null,null,null,null,null,null,null,0]
[null,null,null,null,null,null,null,null,null,null,null,null,null,null,null,null,null,0]
[null,null,null,null,null,null,null,null,null,null,null,null,null,null,null,null,null,0]
[null,null,null,null,null,null,null,null,null,null,null,null,null,null,null,null,null,0]
[null,null,null,null,null,null,null,null,null,null,null,null,null,null,null,null,null,0]
[null,null,null,null,null,null,null,null,null,null,null,null,null,null,null,null,null,0]
[null,null,null,null,null,null,null,null,null,null,null,null,null,null,null,null,null,0]
[null,null,null,null,null,null,null,null,null,null,null,null,null,null,null,null,null,0]
[null,null,null,null,null,null,null,null,null,null,null,null,null,null,null,null,null,0]
[null,null,null,null,null,null,null,null,null,null,null,null,null,null,null,null,null,0]
[null,null,null,null,null,null,null,null,null,null,null,null,null,null,null,null,null,0]
[null,null,null,null,null,null,null,null,null,null,null,null,null,null,null,null,null,0]
[null,null,null,null,null,null,null,null,null,null,null,null,null,null,null,null,null,0]
[null,null,null,null,null,null,null,null,null,null,null,null,null,null,null,null,null,0]
[null,null,null,null,null,null,null,null,null,null,null,null,null,null,null,null,null,0]
[null,null,null,null,null,null,null,null,null,null,null,null,null,null,null,null,null,0]
[null,null,null,null,null,null,null,null,null,null,null,null,null,null,null,null,null,0]
[null,null,null,null,null,null,null,null,null,null,null,null,null,null,null,null,null,0]
[null,null,null,null,null,null,null,null,null,null,null,null,null,null,null,null,null,0]
[null,null,null,null,null,null,null,null,null,null,null,null,null,null,null,null,null,0]
[null,null,null,null,null,null,null,null,null,null,null,null,null,null,null,null,null,0]
[null,null,null,null,null,null,null,null,null,null,null,null,null,null,null,null,null,0]
[null,null,null,null,null,null,null,null,null,null,null,null,null,null,null,null,null,0]
[null,null,null,null,null,null,null,null,null,null,null,null,null,null,null,null,null,0]
[null,null,null,null,null,null,null,null,null,null,null,null,null,null,null,null,null,0]
[null,null,null,null,null,null,null,null,null,null,null,null,null,null,null,null,null,0]
[null,null,null,null,null,null,null,null,null,null,null,null,null,null,null,null,null,0]
[null,null,null,null,null,null,null,null,null,null,null,null,null,null,null,null,null,0]
[null,null,null,null,null,null,null,null,null,null,null,null,null,null,null,null,null,0]
[null,null,null,null,null,null,null,null,null,null,null,null,null,null,null,null,null,0]
[null,null,null,null,null,null,null,null,null,null,null,null,null,null,null,null,null,0]
[null,null,null,null,null,null,null,null,null,null,null,null,null,null,null,null,null,0]
[null,null,null,null,null,null,null,null,null,null,null,null,null,null,null,null,null,0]
[null,null,null,null,null,null,null,null,null,null,null,null,null,null,null,null,null,0]
[null,null,null,null,null,null,null,null,null,null,null,null,null,null,null,null,null,0]
[null,null,null,null,null,null,null,null,null,null,null,null,null,null,null,null,null,0]
[null,null,null,null,null,null,null,null,null,null,null,null,null,null,null,null,null,0]
[null,null,null,null,null,null,null,null,null,null,null,null,null,null,null,null,null,0]
[null,null,null,null,null,null,null,null,null,null,null,null,null,null,null,null,null,0]
[null,null,null,null,null,null,null,null,null,null,null,null,null,null,null,null,null,0]
[null,null,null,null,null,null,null,null,null,null,null,null,null,null,null,null,null,0]
[null,null,null,null,null,null,null,null,null,null,null,null,null,null,null,null,null,0]
[null,null,null,null,null,null,null,null,null,null,null,null,null,null,null,null,null,0]
[null,null,null,null,null,null,null,null,null,null,null,null,null,null,null,null,null,0]
[null,null,null,null,null,null,null,null,null,null,null,null,null,null,null,null,null,{"$f":"R$53/$O$53*$O196152*$O$57","v":0}]
[null,null,null,null,null,null,null,null,null,null,null,null,null,null,null,null,null,0]
[null,null,null,null,null,null,null,null,null,null,null,null,null,null,null,null,null,0]
[null,null,null,null,null,null,null,null,null,null,null,null,null,null,null,null,null,0]
[null,null,null,null,null,null,null,null,null,null,null,null,null,null,null,null,null,0]
[null,null,null,null,null,null,null,null,null,null,null,null,null,null,null,null,null,0]
[null,null,null,null,null,null,null,null,null,null,null,null,null,null,null,null,null,0]
[null,null,null,null,null,null,null,null,null,null,null,null,null,null,null,null,null,0]
[null,null,null,null,null,null,null,null,null,null,null,null,null,null,null,null,null,0]
[null,null,null,null,null,null,null,null,null,null,null,null,null,null,null,null,null,0]
[null,null,null,null,null,null,null,null,null,null,null,null,null,null,null,null,null,0]
[null,null,null,null,null,null,null,null,null,null,null,null,null,null,null,null,null,0]
[null,null,null,null,null,null,null,null,null,null,null,null,null,null,null,null,null,0]
[null,null,null,null,null,null,null,null,null,null,null,null,null,null,null,null,null,0]
[null,null,null,null,null,null,null,null,null,null,null,null,null,null,null,null,null,0]
[null,null,null,null,null,null,null,null,null,null,null,null,null,null,null,null,null,0]
[null,null,null,null,null,null,null,null,null,null,null,null,null,null,null,null,null,0]
[null,null,null,null,null,null,null,null,null,null,null,null,null,null,null,null,null,0]
[null,null,null,null,null,null,null,null,null,null,null,null,null,null,null,null,null,0]
[null,null,null,null,null,null,null,null,null,null,null,null,null,null,null,null,null,0]
[null,null,null,null,null,null,null,null,null,null,null,null,null,null,null,null,null,0]
[null,null,null,null,null,null,null,null,null,null,null,null,null,null,null,null,null,0]
[null,null,null,null,null,null,null,null,null,null,null,null,null,null,null,null,null,0]
[null,null,null,null,null,null,null,null,null,null,null,null,null,null,null,null,null,0]
[null,null,null,null,null,null,null,null,null,null,null,null,null,null,null,null,null,0]
[null,null,null,null,null,null,null,null,null,null,null,null,null,null,null,null,null,0]
[null,null,null,null,null,null,null,null,null,null,null,null,null,null,null,null,null,0]
[null,null,null,null,null,null,null,null,null,null,null,null,null,null,null,null,null,0]
[null,null,null,null,null,null,null,null,null,null,null,null,null,null,null,null,null,0]
[null,null,null,null,null,null,null,null,null,null,null,null,null,null,null,null,null,0]
[null,null,null,null,null,null,null,null,null,null,null,null,null,null,null,null,null,0]
[null,null,null,null,null,null,null,null,null,null,null,null,null,null,null,null,null,0]
[null,null,null,null,null,null,null,null,null,null,null,null,null,null,null,null,null,0]
[null,null,null,null,null,null,null,null,null,null,null,null,null,null,null,null,null,0]
[null,null,null,null,null,null,null,null,null,null,null,null,null,null,null,null,null,0]
[null,null,null,null,null,null,null,null,null,null,null,null,null,null,null,null,null,0]
[null,null,null,null,null,null,null,null,null,null,null,null,null,null,null,null,null,0]
[null,null,null,null,null,null,null,null,null,null,null,null,null,null,null,null,null,0]
[null,null,null,null,null,null,null,null,null,null,null,null,null,null,null,null,null,0]
[null,null,null,null,null,null,null,null,null,null,null,null,null,null,null,null,null,{"$f":"R$53/$O$53*$O216504*$O$57","v":0}]
[null,null,null,null,null,null,null,null,null,null,null,null,null,null,null,null,null,0]
[null,null,null,null,null,null,null,null,null,null,null,null,null,null,null,null,null,0]
[null,null,null,null,null,null,null,null,null,null,null,null,null,null,null,null,null,0]
[null,null,null,null,null,null,null,null,null,null,null,null,null,null,null,null,null,0]
[null,null,null,null,null,null,null,null,null,null,null,null,null,null,null,null,null,0]
[null,null,null,null,null,null,null,null,null,null,null,null,null,null,null,null,null,0]
[null,null,null,null,null,null,null,null,null,null,null,null,null,null,null,null,null,0]
[null,null,null,null,null,null,null,null,null,null,null,null,null,null,null,null,null,0]
[null,null,null,null,null,null,null,null,null,null,null,null,null,null,null,null,null,0]
[null,null,null,null,null,null,null,null,null,null,null,null,null,null,null,null,null,0]
[null,null,null,null,null,null,null,null,null,null,null,null,null,null,null,null,null,0]
[null,null,null,null,null,null,null,null,null,null,null,null,null,null,null,null,null,0]
[null,null,null,null,null,null,null,null,null,null,null,null,null,null,null,null,null,0]
[null,null,null,null,null,null,null,null,null,null,null,null,null,null,null,null,null,0]
[null,null,null,null,null,null,null,null,null,null,null,null,null,null,null,null,null,0]
[null,null,null,null,null,null,null,null,null,null,null,null,null,null,null,null,null,0]
[null,null,null,null,null,null,null,null,null,null,null,null,null,null,null,null,null,0]
[null,null,null,null,null,null,null,null,null,null,null,null,null,null,null,null,null,0]
[null,null,null,null,null,null,null,null,null,null,null,null,null,null,null,null,null,0]
[null,null,null,null,null,null,null,null,null,null,null,null,null,null,null,null,null,0]
[null,null,null,null,null,null,null,null,null,null,null,null,null,null,null,null,null,0]
[null,null,null,null,null,null,null,null,null,null,null,null,null,null,null,null,null,0]
[null,null,null,null,null,null,null,null,null,null,null,null,null,null,null,null,null,0]
[null,null,null,null,null,null,null,null,null,null,null,null,null,null,null,null,null,0]
[null,null,null,null,null,null,null,null,null,null,null,null,null,null,null,null,null,0]
[null,null,null,null,null,null,null,null,null,null,null,null,null,null,null,null,null,0]
[null,null,null,null,null,null,null,null,null,null,null,null,null,null,null,null,null,0]
[null,null,null,null,null,null,null,null,null,null,null,null,null,null,null,null,null,0]
[null,null,null,null,null,null,null,null,null,null,null,null,null,null,null,null,null,0]
[null,null,null,null,null,null,null,null,null,null,null,null,null,null,null,null,null,0]
[null,null,null,null,null,null,null,null,null,null,null,null,null,null,null,null,null,0]
[null,null,null,null,null,null,null,null,null,null,null,null,null,null,null,null,null,0]
[null,null,null,null,null,null,null,null,null,null,null,null,null,null,null,null,null,0]
[null,null,null,null,null,null,null,null,null,null,null,null,null,null,null,null,null,0]
[null,null,null,null,null,null,null,null,null,null,null,null,null,null,null,null,null,0]
[null,null,null,null,null,null,null,null,null,null,null,null,null,null,null,null,null,0]
[null,null,null,null,null,null,null,null,null,null,null,null,null,null,null,null,null,0]
[null,null,null,null,null,null,null,null,null,null,null,null,null,null,null,null,null,0]
[null,null,null,null,null,null,null,null,null,null,null,null,null,null,null,null,null,0]
[null,null,null,null,null,null,null,null,null,null,null,null,null,null,null,null,null,0]
[null,null,null,null,null,null,null,null,null,null,null,null,null,null,null,null,null,0]
[null,null,null,null,null,null,null,null,null,null,null,null,null,null,null,null,null,0]
[null,null,null,null,null,null,null,null,null,null,null,null,null,null,null,null,null,0]
[null,null,null,null,null,null,null,null,null,null,null,null,null,null,null,null,null,0]
[null,null,null,null,null,null,null,null,null,null,null,null,null,null,null,null,null,0]
[null,null,null,null,null,null,null,null,null,null,null,null,null,null,null,null,null,0]
[null,null,null,null,null,null,null,null,null,null,null,null,null,null,null,null,null,0]
[null,null,null,null,null,null,null,null,null,null,null,null,null,null,null,null,null,0]
[null,null,null,null,null,null,null,null,null,null,null,null,null,null,null,null,null,0]
[null,null,null,null,null,null,null,null,null,null,null,null,null,null,null,null,null,0]
[null,null,null,null,null,null,null,null,null,null,null,null,null,null,null,null,null,0]
[null,null,null,null,null,null,null,null,null,null,null,null,null,null,null,null,null,0]
[null,null,null,null,null,null,null,null,null,null,null,null,null,null,null,null,null,0]
[null,null,null,null,null,null,null,null,null,null,null,null,null,null,null,null,null,0]
[null,null,null,null,null,null,null,null,null,null,null,null,null,null,null,null,null,0]
[null,null,null,null,null,null,null,null,null,null,null,null,null,null,null,null,null,0]
[null,null,null,null,null,null,null,null,null,null,null,null,null,null,null,null,null,0]
[null,null,null,null,null,null,null,null,null,null,null,null,null,null,null,null,null,0]
[null,null,null,null,null,null,null,null,null,null,null,null,null,null,null,null,null,0]
[null,null,null,null,null,null,null,null,null,null,null,null,null,null,null,null,null,0]
[null,null,null,null,null,null,null,null,null,null,null,null,null,null,null,null,null,0]
[null,null,null,null,null,null,null,null,null,null,null,null,null,null,null,null,null,0]
[null,null,null,null,null,null,null,null,null,null,null,null,null,null,null,null,null,0]
[null,null,null,null,null,null,null,null,null,null,null,null,null,null,null,null,null,0]
[null,null,null,null,null,null,null,null,null,null,null,null,null,null,null,null,null,0]
[null,null,null,null,null,null,null,null,null,null,null,null,null,null,null,null,null,0]
[null,null,null,null,null,null,null,null,null,null,null,null,null,null,null,null,null,0]
[null,null,null,null,null,null,null,null,null,null,null,null,null,null,null,null,null,0]
[null,null,null,null,null,null,null,null,null,null,null,null,null,null,null,null,null,0]
[null,null,null,null,null,null,null,null,null,null,null,null,null,null,null,null,null,0]
[null,null,null,null,null,null,null,null,null,null,null,null,null,null,null,null,null,0]
[null,null,null,null,null,null,null,null,null,null,null,null,null,null,null,null,null,0]
[null,null,null,null,null,null,null,null,null,null,null,null,null,null,null,null,null,0]
[null,null,null,null,null,null,null,null,null,null,null,null,null,null,null,null,null,0]
[null,null,null,null,null,null,null,null,null,null,null,null,null,null,null,null,null,0]
[null,null,null,null,null,null,null,null,null,null,null,null,null,null,null,null,null,0]
[null,null,null,null,null,null,null,null,null,null,null,null,null,null,null,null,null,0]
[null,null,null,null,null,null,null,null,null,null,null,null,null,null,null,null,null,0]
[null,null,null,null,null,null,null,null,null,null,null,null,null,null,null,null,null,0]
[null,null,null,null,null,null,null,null,null,null,null,null,null,null,null,null,null,0]
[null,null,null,null,null,null,null,null,null,null,null,null,null,null,null,null,null,0]
[null,null,null,null,null,null,null,null,null,null,null,null,null,null,null,null,null,0]
[null,null,null,null,null,null,null,null,null,null,null,null,null,null,null,null,null,0]
[null,null,null,null,null,null,null,null,null,null,null,null,null,null,null,null,null,0]
[null,null,null,null,null,null,null,null,null,null,null,null,null,null,null,null,null,0]
[null,null,null,null,null,null,null,null,null,null,null,null,null,null,null,null,null,0]
[null,null,null,null,null,null,null,null,null,null,null,null,null,null,null,null,null,0]
[null,null,null,null,null,null,null,null,null,null,null,null,null,null,null,null,null,0]
[null,null,null,null,null,null,null,null,null,null,null,null,null,null,null,null,null,0]
[null,null,null,null,null,null,null,null,null,null,null,null,null,null,null,null,null,0]
[null,null,null,null,null,null,null,null,null,null,null,null,null,null,null,null,null,0]
[null,null,null,null,null,null,null,null,null,null,null,null,null,null,null,null,null,0]
[null,null,null,null,null,null,null,null,null,null,null,null,null,null,null,null,null,0]
[null,null,null,null,null,null,null,null,null,null,null,null,null,null,null,null,null,0]
[null,null,null,null,null,null,null,null,null,null,null,null,null,null,null,null,null,0]
[null,null,null,null,null,null,null,null,null,null,null,null,null,null,null,null,null,0]
[null,null,null,null,null,null,null,null,null,null,null,null,null,null,null,null,null,0]
[null,null,null,null,null,null,null,null,null,null,null,null,null,null,null,null,null,0]
[null,null,null,null,null,null,null,null,null,null,null,null,null,null,null,null,null,0]
[null,null,null,null,null,null,null,null,null,null,null,null,null,null,null,null,null,0]
[null,null,null,null,null,null,null,null,null,null,null,null,null,null,null,null,null,0]
[null,null,null,null,null,null,null,null,null,null,null,null,null,null,null,null,null,0]
[null,null,null,null,null,null,null,null,null,null,null,null,null,null,null,null,null,0]
[null,null,null,null,null,null,null,null,null,null,null,null,null,null,null,null,null,0]
[null,null,null,null,null,null,null,null,null,null,null,null,null,null,null,null,null,0]
[null,null,null,null,null,null,null,null,null,null,null,null,null,null,null,null,null,0]
[null,null,null,null,null,null,null,null,null,null,null,null,null,null,null,null,null,0]
[null,null,null,null,null,null,null,null,null,null,null,null,null,null,null,null,null,0]
[null,null,null,null,null,null,null,null,null,null,null,null,null,null,null,null,null,0]
[null,null,null,null,null,null,null,null,null,null,null,null,null,null,null,null,null,0]
[null,null,null,null,null,null,null,null,null,null,null,null,null,null,null,null,null,0]
[null,null,null,null,null,null,null,null,null,null,null,null,null,null,null,null,null,0]
[null,null,null,null,null,null,null,null,null,null,null,null,null,null,null,null,null,0]
[null,null,null,null,null,null,null,null,null,null,null,null,null,null,null,null,null,0]
[null,null,null,null,null,null,null,null,null,null,null,null,null,null,null,null,null,0]
[null,null,null,null,null,null,null,null,null,null,null,null,null,null,null,null,null,0]
[null,null,null,null,null,null,null,null,null,null,null,null,null,null,null,null,null,0]
[null,null,null,null,null,null,null,null,null,null,null,null,null,null,null,null,null,0]
[null,null,null,null,null,null,null,null,null,null,null,null,null,null,null,null,null,0]
[null,null,null,null,null,null,null,null,null,null,null,null,null,null,null,null,null,0]
[null,null,null,null,null,null,null,null,null,null,null,null,null,null,null,null,null,0]
[null,null,null,null,null,null,null,null,null,null,null,null,null,null,null,null,null,0]
[null,null,null,null,null,null,null,null,null,null,null,null,null,null,null,null,null,0]
[null,null,null,null,null,null,null,null,null,null,null,null,null,null,null,null,null,0]
[null,null,null,null,null,null,null,null,null,null,null,null,null,null,null,null,null,0]
[null,null,null,null,null,null,null,null,null,null,null,null,null,null,null,null,null,0]
[null,null,null,null,null,null,null,null,null,null,null,null,null,null,null,null,null,0]
[null,null,null,null,null,null,null,null,null,null,null,null,null,null,null,null,null,0]
[null,null,null,null,null,null,null,null,null,null,null,null,null,null,null,null,null,0]
[null,null,null,null,null,null,null,null,null,null,null,null,null,null,null,null,null,0]
[null,null,null,null,null,null,null,null,null,null,null,null,null,null,null,null,null,0]
[null,null,null,null,null,null,null,null,null,null,null,null,null,null,null,null,null,0]
[null,null,null,null,null,null,null,null,null,null,null,null,null,null,null,null,null,0]
[null,null,null,null,null,null,null,null,null,null,null,null,null,null,null,null,null,0]
[null,null,null,null,null,null,null,null,null,null,null,null,null,null,null,null,null,0]
[null,null,null,null,null,null,null,null,null,null,null,null,null,null,null,null,null,0]
[null,null,null,null,null,null,null,null,null,null,null,null,null,null,null,null,null,0]
[null,null,null,null,null,null,null,null,null,null,null,null,null,null,null,null,null,0]
[null,null,null,null,null,null,null,null,null,null,null,null,null,null,null,null,null,0]
[null,null,null,null,null,null,null,null,null,null,null,null,null,null,null,null,null,0]
[null,null,null,null,null,null,null,null,null,null,null,null,null,null,null,null,null,0]
[null,null,null,null,null,null,null,null,null,null,null,null,null,null,null,null,null,0]
[null,null,null,null,null,null,null,null,null,null,null,null,null,null,null,null,null,0]
[null,null,null,null,null,null,null,null,null,null,null,null,null,null,null,null,null,0]
[null,null,null,null,null,null,null,null,null,null,null,null,null,null,null,null,null,0]
[null,null,null,null,null,null,null,null,null,null,null,null,null,null,null,null,null,0]
[null,null,null,null,null,null,null,null,null,null,null,null,null,null,null,null,null,0]
[null,null,null,null,null,null,null,null,null,null,null,null,null,null,null,null,null,0]
[null,null,null,null,null,null,null,null,null,null,null,null,null,null,null,null,null,0]
[null,null,null,null,null,null,null,null,null,null,null,null,null,null,null,null,null,0]
[null,null,null,null,null,null,null,null,null,null,null,null,null,null,null,null,null,0]
[null,null,null,null,null,null,null,null,null,null,null,null,null,null,null,null,null,0]
[null,null,null,null,null,null,null,null,null,null,null,null,null,null,null,null,null,0]
[null,null,null,null,null,null,null,null,null,null,null,null,null,null,null,null,null,0]
[null,null,null,null,null,null,null,null,null,null,null,null,null,null,null,null,null,0]
[null,null,null,null,null,null,null,null,null,null,null,null,null,null,null,null,null,0]
[null,null,null,null,null,null,null,null,null,null,null,null,null,null,null,null,null,0]
[null,null,null,null,null,null,null,null,null,null,null,null,null,null,null,null,null,0]
[null,null,null,null,null,null,null,null,null,null,null,null,null,null,null,null,null,0]
[null,null,null,null,null,null,null,null,null,null,null,null,null,null,null,null,null,0]
[null,null,null,null,null,null,null,null,null,null,null,null,null,null,null,null,null,{"$f":"R$53/$O$53*$O301176*$O$57","v":0}]
[null,null,null,null,null,null,null,null,null,null,null,null,null,null,null,null,null,0]
[null,null,null,null,null,null,null,null,null,null,null,null,null,null,null,null,null,0]
[null,null,null,null,null,null,null,null,null,null,null,null,null,null,null,null,null,0]
[null,null,null,null,null,null,null,null,null,null,null,null,null,null,null,null,null,0]
[null,null,null,null,null,null,null,null,null,null,null,null,null,null,null,null,null,0]
[null,null,null,null,null,null,null,null,null,null,null,null,null,null,null,null,null,0]
[null,null,null,null,null,null,null,null,null,null,null,null,null,null,null,null,null,0]
[null,null,null,null,null,null,null,null,null,null,null,null,null,null,null,null,null,0]
[null,null,null,null,null,null,null,null,null,null,null,null,null,null,null,null,null,0]
[null,null,null,null,null,null,null,null,null,null,null,null,null,null,null,null,null,0]
[null,null,null,null,null,null,null,null,null,null,null,null,null,null,null,null,null,0]
[null,null,null,null,null,null,null,null,null,null,null,null,null,null,null,null,null,0]
[null,null,null,null,null,null,null,null,null,null,null,null,null,null,null,null,null,0]
[null,null,null,null,null,null,null,null,null,null,null,null,null,null,null,null,null,0]
[null,null,null,null,null,null,null,null,null,null,null,null,null,null,null,null,null,0]
[null,null,null,null,null,null,null,null,null,null,null,null,null,null,null,null,null,0]
[null,null,null,null,null,null,null,null,null,null,null,null,null,null,null,null,null,0]
[null,null,null,null,null,null,null,null,null,null,null,null,null,null,null,null,null,0]
[null,null,null,null,null,null,null,null,null,null,null,null,null,null,null,null,null,0]
[null,null,null,null,null,null,null,null,null,null,null,null,null,null,null,null,null,0]
[null,null,null,null,null,null,null,null,null,null,null,null,null,null,null,null,null,0]
[null,null,null,null,null,null,null,null,null,null,null,null,null,null,null,null,null,0]
[null,null,null,null,null,null,null,null,null,null,null,null,null,null,null,null,null,0]
[null,null,null,null,null,null,null,null,null,null,null,null,null,null,null,null,null,0]
[null,null,null,null,null,null,null,null,null,null,null,null,null,null,null,null,null,0]
[null,null,null,null,null,null,null,null,null,null,null,null,null,null,null,null,null,0]
[null,null,null,null,null,null,null,null,null,null,null,null,null,null,null,null,null,0]
[null,null,null,null,null,null,null,null,null,null,null,null,null,null,null,null,null,0]
[null,null,null,null,null,null,null,null,null,null,null,null,null,null,null,null,null,0]
[null,null,null,null,null,null,null,null,null,null,null,null,null,null,null,null,null,0]
[null,null,null,null,null,null,null,null,null,null,null,null,null,null,null,null,null,0]
[null,null,null,null,null,null,null,null,null,null,null,null,null,null,null,null,null,0]
[null,null,null,null,null,null,null,null,null,null,null,null,null,null,null,null,null,0]
[null,null,null,null,null,null,null,null,null,null,null,null,null,null,null,null,null,0]
[null,null,null,null,null,null,null,null,null,null,null,null,null,null,null,null,null,0]
[null,null,null,null,null,null,null,null,null,null,null,null,null,null,null,null,null,0]
[null,null,null,null,null,null,null,null,null,null,null,null,null,null,null,null,null,0]
[null,null,null,null,null,null,null,null,null,null,null,null,null,null,null,null,null,0]
[null,null,null,null,null,null,null,null,null,null,null,null,null,null,null,null,null,0]
[null,null,null,null,null,null,null,null,null,null,null,null,null,null,null,null,null,0]
[null,null,null,null,null,null,null,null,null,null,null,null,null,null,null,null,null,0]
[null,null,null,null,null,null,null,null,null,null,null,null,null,null,null,null,null,0]
[null,null,null,null,null,null,null,null,null,null,null,null,null,null,null,null,null,0]
[null,null,null,null,null,null,null,null,null,null,null,null,null,null,null,null,null,0]
[null,null,null,null,null,null,null,null,null,null,null,null,null,null,null,null,null,0]
[null,null,null,null,null,null,null,null,null,null,null,null,null,null,null,null,null,0]
[null,null,null,null,null,null,null,null,null,null,null,null,null,null,null,null,null,0]
[null,null,null,null,null,null,null,null,null,null,null,null,null,null,null,null,null,0]
[null,null,null,null,null,null,null,null,null,null,null,null,null,null,null,null,null,0]
[null,null,null,null,null,null,null,null,null,null,null,null,null,null,null,null,null,0]
[null,null,null,null,null,null,null,null,null,null,null,null,null,null,null,null,null,0]
[null,null,null,null,null,null,null,null,null,null,null,null,null,null,null,null,null,0]
[null,null,null,null,null,null,null,null,null,null,null,null,null,null,null,null,null,0]
[null,null,null,null,null,null,null,null,null,null,null,null,null,null,null,null,null,0]
[null,null,null,null,null,null,null,null,null,null,null,null,null,null,null,null,null,0]
[null,null,null,null,null,null,null,null,null,null,null,null,null,null,null,null,null,0]
[null,null,null,null,null,null,null,null,null,null,null,null,null,null,null,null,null,0]
[null,null,null,null,null,null,null,null,null,null,null,null,null,null,null,null,null,0]
[null,null,null,null,null,null,null,null,null,null,null,null,null,null,null,null,null,0]
[null,null,null,null,null,null,null,null,null,null,null,null,null,null,null,null,null,0]
[null,null,null,null,null,null,null,null,null,null,null,null,null,null,null,null,null,0]
[null,null,null,null,null,null,null,null,null,null,null,null,null,null,null,null,null,0]
[null,null,null,null,null,null,null,null,null,null,null,null,null,null,null,null,null,0]
[null,null,null,null,null,null,null,null,null,null,null,null,null,null,null,null,null,0]
[null,null,null,null,null,null,null,null,null,null,null,null,null,null,null,null,null,0]
[null,null,null,null,null,null,null,null,null,null,null,null,null,null,null,null,null,0]
[null,null,null,null,null,null,null,null,null,null,null,null,null,null,null,null,null,0]
[null,null,null,null,null,null,null,null,null,null,null,null,null,null,null,null,null,0]
[null,null,null,null,null,null,null,null,null,null,null,null,null,null,null,null,null,0]
[null,null,null,null,null,null,null,null,null,null,null,null,null,null,null,null,null,0]
[null,null,null,null,null,null,null,null,null,null,null,null,null,null,null,null,null,0]
[null,null,null,null,null,null,null,null,null,null,null,null,null,null,null,null,null,0]
[null,null,null,null,null,null,null,null,null,null,null,null,null,null,null,null,null,0]
[null,null,null,null,null,null,null,null,null,null,null,null,null,null,null,null,null,0]
[null,null,null,null,null,null,null,null,null,null,null,null,null,null,null,null,null,0]
[null,null,null,null,null,null,null,null,null,null,null,null,null,null,null,null,null,0]
[null,null,null,null,null,null,null,null,null,null,null,null,null,null,null,null,null,0]
[null,null,null,null,null,null,null,null,null,null,null,null,null,null,null,null,null,0]
[null,null,null,null,null,null,null,null,null,null,null,null,null,null,null,null,null,0]
[null,null,null,null,null,null,null,null,null,null,null,null,null,null,null,null,null,0]
[null,null,null,null,null,null,null,null,null,null,null,null,null,null,null,null,null,0]
[null,null,null,null,null,null,null,null,null,null,null,null,null,null,null,null,null,0]
[null,null,null,null,null,null,null,null,null,null,null,null,null,null,null,null,null,0]
[null,null,null,null,null,null,null,null,null,null,null,null,null,null,null,null,null,0]
[null,null,null,null,null,null,null,null,null,null,null,null,null,null,null,null,null,0]
[null,null,null,null,null,null,null,null,null,null,null,null,null,null,null,null,null,0]
[null,null,null,null,null,null,null,null,null,null,null,null,null,null,null,null,null,0]
[null,null,null,null,null,null,null,null,null,null,null,null,null,null,null,null,null,0]
[null,null,null,null,null,null,null,null,null,null,null,null,null,null,null,null,null,0]
[null,null,null,null,null,null,null,null,null,null,null,null,null,null,null,null,null,0]
[null,null,null,null,null,null,null,null,null,null,null,null,null,null,null,null,null,0]
[null,null,null,null,null,null,null,null,null,null,null,null,null,null,null,null,null,0]
[null,null,null,null,null,null,null,null,null,null,null,null,null,null,null,null,null,0]
[null,null,null,null,null,null,null,null,null,null,null,null,null,null,null,null,null,0]
[null,null,null,null,null,null,null,null,null,null,null,null,null,null,null,null,null,0]
[null,null,null,null,null,null,null,null,null,null,null,null,null,null,null,null,null,0]
[null,null,null,null,null,null,null,null,null,null,null,null,null,null,null,null,null,{"$f":"R$53/$O$53*$O351800*$O$57","v":0}]
[null,null,null,null,null,null,null,null,null,null,null,null,null,null,null,null,null,0]
[null,null,null,null,null,null,null,null,null,null,null,null,null,null,null,null,null,0]
[null,null,null,null,null,null,null,null,null,null,null,null,null,null,null,null,null,0]
[null,null,null,null,null,null,null,null,null,null,null,null,null,null,null,null,null,0]
[null,null,null,null,null,null,null,null,null,null,null,null,null,null,null,null,null,0]
[null,null,null,null,null,null,null,null,null,null,null,null,null,null,null,null,null,0]
[null,null,null,null,null,null,null,null,null,null,null,null,null,null,null,null,null,0]
[null,null,null,null,null,null,null,null,null,null,null,null,null,null,null,null,null,0]
[null,null,null,null,null,null,null,null,null,null,null,null,null,null,null,null,null,0]
[null,null,null,null,null,null,null,null,null,null,null,null,null,null,null,null,null,{"$f":"R$53/$O$53*$O356984*$O$57","v":0}]
[null,null,null,null,null,null,null,null,null,null,null,null,null,null,null,null,null,0]
[null,null,null,null,null,null,null,null,null,null,null,null,null,null,null,null,null,0]
[null,null,null,null,null,null,null,null,null,null,null,null,null,null,null,null,null,0]
[null,null,null,null,null,null,null,null,null,null,null,null,null,null,null,null,null,0]
[null,null,null,null,null,null,null,null,null,null,null,null,null,null,null,null,null,0]
[null,null,null,null,null,null,null,null,null,null,null,null,null,null,null,null,null,0]
[null,null,null,null,null,null,null,null,null,null,null,null,null,null,null,null,null,0]
[null,null,null,null,null,null,null,null,null,null,null,null,null,null,null,null,null,0]
[null,null,null,null,null,null,null,null,null,null,null,null,null,null,null,null,null,0]
[null,null,null,null,null,null,null,null,null,null,null,null,null,null,null,null,null,0]
[null,null,null,null,null,null,null,null,null,null,null,null,null,null,null,null,null,0]
[null,null,null,null,null,null,null,null,null,null,null,null,null,null,null,null,null,0]
[null,null,null,null,null,null,null,null,null,null,null,null,null,null,null,null,null,0]
[null,null,null,null,null,null,null,null,null,null,null,null,null,null,null,null,null,0]
[null,null,null,null,null,null,null,null,null,null,null,null,null,null,null,null,null,0]
[null,null,null,null,null,null,null,null,null,null,null,null,null,null,null,null,null,0]
[null,null,null,null,null,null,null,null,null,null,null,null,null,null,null,null,null,0]
[null,null,null,null,null,null,null,null,null,null,null,null,null,null,null,null,null,0]
[null,null,null,null,null,null,null,null,null,null,null,null,null,null,null,null,null,0]
[null,null,null,null,null,null,null,null,null,null,null,null,null,null,null,null,null,0]
[null,null,null,null,null,null,null,null,null,null,null,null,null,null,null,null,null,0]
[null,null,null,null,null,null,null,null,null,null,null,null,null,null,null,null,null,0]
[null,null,null,null,null,null,null,null,null,null,null,null,null,null,null,null,null,0]
[null,null,null,null,null,null,null,null,null,null,null,null,null,null,null,null,null,0]
[null,null,null,null,null,null,null,null,null,null,null,null,null,null,null,null,null,0]
[null,null,null,null,null,null,null,null,null,null,null,null,null,null,null,null,null,0]
[null,null,null,null,null,null,null,null,null,null,null,null,null,null,null,null,null,0]
[null,null,null,null,null,null,null,null,null,null,null,null,null,null,null,null,null,0]
[null,null,null,null,null,null,null,null,null,null,null,null,null,null,null,null,null,{"$f":"R$53/$O$53*$O372152*$O$57","v":0}]
[null,null,null,null,null,null,null,null,null,null,null,null,null,null,null,null,null,0]
[null,null,null,null,null,null,null,null,null,null,null,null,null,null,null,null,null,0]
[null,null,null,null,null,null,null,null,null,null,null,null,null,null,null,null,null,0]
[null,null,null,null,null,null,null,null,null,null,null,null,null,null,null,null,null,0]
[null,null,null,null,null,null,null,null,null,null,null,null,null,null,null,null,null,0]
[null,null,null,null,null,null,null,null,null,null,null,null,null,null,null,null,null,0]
[null,null,null,null,null,null,null,null,null,null,null,null,null,null,null,null,null,0]
[null,null,null,null,null,null,null,null,null,null,null,null,null,null,null,null,null,0]
[null,null,null,null,null,null,null,null,null,null,null,null,null,null,null,null,null,0]
[null,null,null,null,null,null,null,null,null,null,null,null,null,null,null,null,null,0]
[null,null,null,null,null,null,null,null,null,null,null,null,null,null,null,null,null,0]
[null,null,null,null,null,null,null,null,null,null,null,null,null,null,null,null,null,0]
[null,null,null,null,null,null,null,null,null,null,null,null,null,null,null,null,null,0]
[null,null,null,null,null,null,null,null,null,null,null,null,null,null,null,null,null,0]
[null,null,null,null,null,null,null,null,null,null,null,null,null,null,null,null,null,0]
[null,null,null,null,null,null,null,null,null,null,null,null,null,null,null,null,null,0]
[null,null,null,null,null,null,null,null,null,null,null,null,null,null,null,null,null,0]
[null,null,null,null,null,null,null,null,null,null,null,null,null,null,null,null,null,0]
[null,null,null,null,null,null,null,null,null,null,null,null,null,null,null,null,null,0]
[null,null,null,null,null,null,null,null,null,null,null,null,null,null,null,null,null,0]
[null,null,null,null,null,null,null,null,null,null,null,null,null,null,null,null,null,0]
[null,null,null,null,null,null,null,null,null,null,null,null,null,null,null,null,null,0]
[null,null,null,null,null,null,null,null,null,null,null,null,null,null,null,null,null,0]
[null,null,null,null,null,null,null,null,null,null,null,null,null,null,null,null,null,0]
[null,null,null,null,null,null,null,null,null,null,null,null,null,null,null,null,null,0]
[null,null,null,null,null,null,null,null,null,null,null,null,null,null,null,null,null,0]
[null,null,null,null,null,null,null,null,null,null,null,null,null,null,null,null,null,0]
[null,null,null,null,null,null,null,null,null,null,null,null,null,null,null,null,null,0]
[null,null,null,null,null,null,null,null,null,null,null,null,null,null,null,null,null,0]
[null,null,null,null,null,null,null,null,null,null,null,null,null,null,null,null,null,0]
[null,null,null,null,null,null,null,null,null,null,null,null,null,null,null,null,null,0]
[null,null,null,null,null,null,null,null,null,null,null,null,null,null,null,null,null,0]
[null,null,null,null,null,null,null,null,null,null,null,null,null,null,null,null,null,0]
[null,null,null,null,null,null,null,null,null,null,null,null,null,null,null,null,null,0]
[null,null,null,null,null,null,null,null,null,null,null,null,null,null,null,null,null,0]
[null,null,null,null,null,null,null,null,null,null,null,null,null,null,null,null,null,0]
[null,null,null,null,null,null,null,null,null,null,null,null,null,null,null,null,null,0]
[null,null,null,null,null,null,null,null,null,null,null,null,null,null,null,null,null,0]
[null,null,null,null,null,null,null,null,null,null,null,null,null,null,null,null,null,0]
[null,null,null,null,null,null,null,null,null,null,null,null,null,null,null,null,null,0]
[null,null,null,null,null,null,null,null,null,null,null,null,null,null,null,null,null,0]
[null,null,null,null,null,null,null,null,null,null,null,null,null,null,null,null,null,0]
[null,null,null,null,null,null,null,null,null,null,null,null,null,null,null,null,null,0]
[null,null,null,null,null,null,null,null,null,null,null,null,null,null,null,null,null,0]
[null,null,null,null,null,null,null,null,null,null,null,null,null,null,null,null,null,0]
[null,null,null,null,null,null,null,null,null,null,null,null,null,null,null,null,null,0]
[null,null,null,null,null,null,null,null,null,null,null,null,null,null,null,null,null,0]
[null,null,null,null,null,null,null,null,null,null,null,null,null,null,null,null,null,0]
[null,null,null,null,null,null,null,null,null,null,null,null,null,null,null,null,null,0]
[null,null,null,null,null,null,null,null,null,null,null,null,null,null,null,null,null,0]
[null,null,null,null,null,null,null,null,null,null,null,null,null,null,null,null,null,0]
[null,null,null,null,null,null,null,null,null,null,null,null,null,null,null,null,null,0]
[null,null,null,null,null,null,null,null,null,null,null,null,null,null,null,null,null,0]
[null,null,null,null,null,null,null,null,null,null,null,null,null,null,null,null,null,0]
[null,null,null,null,null,null,null,null,null,null,null,null,null,null,null,null,null,0]
[null,null,null,null,null,null,null,null,null,null,null,null,null,null,null,null,null,0]
[null,null,null,null,null,null,null,null,null,null,null,null,null,null,null,null,null,0]
[null,null,null,null,null,null,null,null,null,null,null,null,null,null,null,null,null,{"$f":"R$53/$O$53*$O402424*$O$57","v":0}]
[null,null,null,null,null,null,null,null,null,null,null,null,null,null,null,null,null,0]
[null,null,null,null,null,null,null,null,null,null,null,null,null,null,null,null,null,0]
[null,null,null,null,null,null,null,null,null,null,null,null,null,null,null,null,null,0]
[null,null,null,null,null,null,null,null,null,null,null,null,null,null,null,null,null,0]
[null,null,null,null,null,null,null,null,null,null,null,null,null,null,null,null,null,0]
[null,null,null,null,null,null,null,null,null,null,null,null,null,null,null,null,null,0]
[null,null,null,null,null,null,null,null,null,null,null,null,null,null,null,null,null,0]
[null,null,null,null,null,null,null,null,null,null,null,null,null,null,null,null,null,0]
[null,null,null,null,null,null,null,null,null,null,null,null,null,null,null,null,null,0]
[null,null,null,null,null,null,null,null,null,null,null,null,null,null,null,null,null,0]
[null,null,null,null,null,null,null,null,null,null,null,null,null,null,null,null,null,0]
[null,null,null,null,null,null,null,null,null,null,null,null,null,null,null,null,null,0]
[null,null,null,null,null,null,null,null,null,null,null,null,null,null,null,null,null,0]
[null,null,null,null,null,null,null,null,null,null,null,null,null,null,null,null,null,0]
[null,null,null,null,null,null,null,null,null,null,null,null,null,null,null,null,null,0]
[null,null,null,null,null,null,null,null,null,null,null,null,null,null,null,null,null,0]
[null,null,null,null,null,null,null,null,null,null,null,null,null,null,null,null,null,0]
[null,null,null,null,null,null,null,null,null,null,null,null,null,null,null,null,null,0]
[null,null,null,null,null,null,null,null,null,null,null,null,null,null,null,null,null,0]
[null,null,null,null,null,null,null,null,null,null,null,null,null,null,null,null,null,0]
[null,null,null,null,null,null,null,null,null,null,null,null,null,null,null,null,null,0]
[null,null,null,null,null,null,null,null,null,null,null,null,null,null,null,null,null,0]
[null,null,null,null,null,null,null,null,null,null,null,null,null,null,null,null,null,0]
[null,null,null,null,null,null,null,null,null,null,null,null,null,null,null,null,null,0]
[null,null,null,null,null,null,null,null,null,null,null,null,null,null,null,null,null,0]
[null,null,null,null,null,null,null,null,null,null,null,null,null,null,null,null,null,0]
[null,null,null,null,null,null,null,null,null,null,null,null,null,null,null,null,null,0]
[null,null,null,null,null,null,null,null,null,null,null,null,null,null,null,null,null,0]
[null,null,null,null,null,null,null,null,null,null,null,null,null,null,null,null,null,0]
[null,null,null,null,null,null,null,null,null,null,null,null,null,null,null,null,null,0]
[null,null,null,null,null,null,null,null,null,null,null,null,null,null,null,null,null,0]
[null,null,null,null,null,null,null,null,null,null,null,null,null,null,null,null,null,0]
[null,null,null,null,null,null,null,null,null,null,null,null,null,null,null,null,null,0]
[null,null,null,null,null,null,null,null,null,null,null,null,null,null,null,null,null,0]
[null,null,null,null,null,null,null,null,null,null,null,null,null,null,null,null,null,0]
[null,null,null,null,null,null,null,null,null,null,null,null,null,null,null,null,null,0]
[null,null,null,null,null,null,null,null,null,null,null,null,null,null,null,null,null,0]
[null,null,null,null,null,null,null,null,null,null,null,null,null,null,null,null,null,0]
[null,null,null,null,null,null,null,null,null,null,null,null,null,null,null,null,null,{"$f":"R$53/$O$53*$O422776*$O$57","v":0}]
[null,null,null,null,null,null,null,null,null,null,null,null,null,null,null,null,null,0]
[null,null,null,null,null,null,null,null,null,null,null,null,null,null,null,null,null,0]
[null,null,null,null,null,null,null,null,null,null,null,null,null,null,null,null,null,0]
[null,null,null,null,null,null,null,null,null,null,null,null,null,null,null,null,null,0]
[null,null,null,null,null,null,null,null,null,null,null,null,null,null,null,null,null,0]
[null,null,null,null,null,null,null,null,null,null,null,null,null,null,null,null,null,0]
[null,null,null,null,null,null,null,null,null,null,null,null,null,null,null,null,null,0]
[null,null,null,null,null,null,null,null,null,null,null,null,null,null,null,null,null,0]
[null,null,null,null,null,null,null,null,null,null,null,null,null,null,null,null,null,0]
[null,null,null,null,null,null,null,null,null,null,null,null,null,null,null,null,null,{"$f":"R$53/$O$53*$O427960*$O$57","v":0}]
[null,null,null,null,null,null,null,null,null,null,null,null,null,null,null,null,null,0]
[null,null,null,null,null,null,null,null,null,null,null,null,null,null,null,null,null,0]
[null,null,null,null,null,null,null,null,null,null,null,null,null,null,null,null,null,0]
[null,null,null,null,null,null,null,null,null,null,null,null,null,null,null,null,null,0]
[null,null,null,null,null,null,null,null,null,null,null,null,null,null,null,null,null,0]
[null,null,null,null,null,null,null,null,null,null,null,null,null,null,null,null,null,0]
[null,null,null,null,null,null,null,null,null,null,null,null,null,null,null,null,null,0]
[null,null,null,null,null,null,null,null,null,null,null,null,null,null,null,null,null,0]
[null,null,null,null,null,null,null,null,null,null,null,null,null,null,null,null,null,0]
[null,null,null,null,null,null,null,null,null,null,null,null,null,null,null,null,null,0]
[null,null,null,null,null,null,null,null,null,null,null,null,null,null,null,null,null,0]
[null,null,null,null,null,null,null,null,null,null,null,null,null,null,null,null,null,0]
[null,null,null,null,null,null,null,null,null,null,null,null,null,null,null,null,null,0]
[null,null,null,null,null,null,null,null,null,null,null,null,null,null,null,null,null,0]
[null,null,null,null,null,null,null,null,null,null,null,null,null,null,null,null,null,0]
[null,null,null,null,null,null,null,null,null,null,null,null,null,null,null,null,null,0]
[null,null,null,null,null,null,null,null,null,null,null,null,null,null,null,null,null,0]
[null,null,null,null,null,null,null,null,null,null,null,null,null,null,null,null,null,0]
[null,null,null,null,null,null,null,null,null,null,null,null,null,null,null,null,null,0]
[null,null,null,null,null,null,null,null,null,null,null,null,null,null,null,null,null,0]
[null,null,null,null,null,null,null,null,null,null,null,null,null,null,null,null,null,0]
[null,null,null,null,null,null,null,null,null,null,null,null,null,null,null,null,null,0]
[null,null,null,null,null,null,null,null,null,null,null,null,null,null,null,null,null,0]
[null,null,null,null,null,null,null,null,null,null,null,null,null,null,null,null,null,0]
[null,null,null,null,null,null,null,null,null,null,null,null,null,null,null,null,null,0]
[null,null,null,null,null,null,null,null,null,null,null,null,null,null,null,null,null,0]
[null,null,null,null,null,null,null,null,null,null,null,null,null,null,null,null,null,0]
[null,null,null,null,null,null,null,null,null,null,null,null,null,null,null,null,null,0]
[null,null,null,null,null,null,null,null,null,null,null,null,null,null,null,null,null,0]
[null,null,null,null,null,null,null,null,null,null,null,null,null,null,null,null,null,0]
[null,null,null,null,null,null,null,null,null,null,null,null,null,null,null,null,null,0]
[null,null,null,null,null,null,null,null,null,null,null,null,null,null,null,null,null,0]
[null,null,null,null,null,null,null,null,null,null,null,null,null,null,null,null,null,0]
[null,null,null,null,null,null,null,null,null,null,null,null,null,null,null,null,null,0]
[null,null,null,null,null,null,null,null,null,null,null,null,null,null,null,null,null,0]
[null,null,null,null,null,null,null,null,null,null,null,null,null,null,null,null,null,0]
[null,null,null,null,null,null,null,null,null,null,null,null,null,null,null,null,null,0]
[null,null,null,null,null,null,null,null,null,null,null,null,null,null,null,null,null,0]
[null,null,null,null,null,null,null,null,null,null,null,null,null,null,null,null,null,0]
[null,null,null,null,null,null,null,null,null,null,null,null,null,null,null,null,null,0]
[null,null,null,null,null,null,null,null,null,null,null,null,null,null,null,null,null,0]
[null,null,null,null,null,null,null,null,null,null,null,null,null,null,null,null,null,0]
[null,null,null,null,null,null,null,null,null,null,null,null,null,null,null,null,null,0]
[null,null,null,null,null,null,null,null,null,null,null,null,null,null,null,null,null,0]
[null,null,null,null,null,null,null,null,null,null,null,null,null,null,null,null,null,0]
[null,null,null,null,null,null,null,null,null,null,null,null,null,null,null,null,null,0]
[null,null,null,null,null,null,null,null,null,null,null,null,null,null,null,null,null,0]
[null,null,null,null,null,null,null,null,null,null,null,null,null,null,null,null,null,0]
[null,null,null,null,null,null,null,null,null,null,null,null,null,null,null,null,null,0]
[null,null,null,null,null,null,null,null,null,null,null,null,null,null,null,null,null,0]
[null,null,null,null,null,null,null,null,null,null,null,null,null,null,null,null,null,0]
[null,null,null,null,null,null,null,null,null,null,null,null,null,null,null,null,null,0]
[null,null,null,null,null,null,null,null,null,null,null,null,null,null,null,null,null,0]
[null,null,null,null,null,null,null,null,null,null,null,null,null,null,null,null,null,0]
[null,null,null,null,null,null,null,null,null,null,null,null,null,null,null,null,null,0]
[null,null,null,null,null,null,null,null,null,null,null,null,null,null,null,null,null,0]
[null,null,null,null,null,null,null,null,null,null,null,null,null,null,null,null,null,0]
[null,null,null,null,null,null,null,null,null,null,null,null,null,null,null,null,null,0]
[null,null,null,null,null,null,null,null,null,null,null,null,null,null,null,null,null,0]
[null,null,null,null,null,null,null,null,null,null,null,null,null,null,null,null,null,0]
[null,null,null,null,null,null,null,null,null,null,null,null,null,null,null,null,null,0]
[null,null,null,null,null,null,null,null,null,null,null,null,null,null,null,null,null,0]
[null,null,null,null,null,null,null,null,null,null,null,null,null,null,null,null,null,0]
[null,null,null,null,null,null,null,null,null,null,null,null,null,null,null,null,null,0]
[null,null,null,null,null,null,null,null,null,null,null,null,null,null,null,null,null,0]
[null,null,null,null,null,null,null,null,null,null,null,null,null,null,null,null,null,0]
[null,null,null,null,null,null,null,null,null,null,null,null,null,null,null,null,null,0]
[null,null,null,null,null,null,null,null,null,null,null,null,null,null,null,null,null,0]
[null,null,null,null,null,null,null,null,null,null,null,null,null,null,null,null,null,0]
[null,null,null,null,null,null,null,null,null,null,null,null,null,null,null,null,null,0]
[null,null,null,null,null,null,null,null,null,null,null,null,null,null,null,null,null,0]
[null,null,null,null,null,null,null,null,null,null,null,null,null,null,null,null,null,0]
[null,null,null,null,null,null,null,null,null,null,null,null,null,null,null,null,null,0]
[null,null,null,null,null,null,null,null,null,null,null,null,null,null,null,null,null,0]
[null,null,null,null,null,null,null,null,null,null,null,null,null,null,null,null,null,0]
[null,null,null,null,null,null,null,null,null,null,null,null,null,null,null,null,null,0]
[null,null,null,null,null,null,null,null,null,null,null,null,null,null,null,null,null,0]
[null,null,null,null,null,null,null,null,null,null,null,null,null,null,null,null,null,0]
[null,null,null,null,null,null,null,null,null,null,null,null,null,null,null,null,null,0]
[null,null,null,null,null,null,null,null,null,null,null,null,null,null,null,null,null,0]
[null,null,null,null,null,null,null,null,null,null,null,null,null,null,null,null,null,0]
[null,null,null,null,null,null,null,null,null,null,null,null,null,null,null,null,null,0]
[null,null,null,null,null,null,null,null,null,null,null,null,null,null,null,null,null,0]
[null,null,null,null,null,null,null,null,null,null,null,null,null,null,null,null,null,0]
[null,null,null,null,null,null,null,null,null,null,null,null,null,null,null,null,null,0]
[null,null,null,null,null,null,null,null,null,null,null,null,null,null,null,null,null,0]
[null,null,null,null,null,null,null,null,null,null,null,null,null,null,null,null,null,{"$f":"R$53/$O$53*$O473400*$O$57","v":0}]
[null,null,null,null,null,null,null,null,null,null,null,null,null,null,null,null,null,0]
[null,null,null,null,null,null,null,null,null,null,null,null,null,null,null,null,null,0]
[null,null,null,null,null,null,null,null,null,null,null,null,null,null,null,null,null,0]
[null,null,null,null,null,null,null,null,null,null,null,null,null,null,null,null,null,0]
[null,null,null,null,null,null,null,null,null,null,null,null,null,null,null,null,null,0]
[null,null,null,null,null,null,null,null,null,null,null,null,null,null,null,null,null,0]
[null,null,null,null,null,null,null,null,null,null,null,null,null,null,null,null,null,0]
[null,null,null,null,null,null,null,null,null,null,null,null,null,null,null,null,null,0]
[null,null,null,null,null,null,null,null,null,null,null,null,null,null,null,null,null,0]
[null,null,null,null,null,null,null,null,null,null,null,null,null,null,null,null,null,{"$f":"R$53/$O$53*$O478584*$O$57","v":0}]
[null,null,null,null,null,null,null,null,null,null,null,null,null,null,null,null,null,0]
[null,null,null,null,null,null,null,null,null,null,null,null,null,null,null,null,null,0]
[null,null,null,null,null,null,null,null,null,null,null,null,null,null,null,null,null,0]
[null,null,null,null,null,null,null,null,null,null,null,null,null,null,null,null,null,0]
[null,null,null,null,null,null,null,null,null,null,null,null,null,null,null,null,null,0]
[null,null,null,null,null,null,null,null,null,null,null,null,null,null,null,null,null,0]
[null,null,null,null,null,null,null,null,null,null,null,null,null,null,null,null,null,0]
[null,null,null,null,null,null,null,null,null,null,null,null,null,null,null,null,null,0]
[null,null,null,null,null,null,null,null,null,null,null,null,null,null,null,null,null,0]
[null,null,null,null,null,null,null,null,null,null,null,null,null,null,null,null,null,0]
[null,null,null,null,null,null,null,null,null,null,null,null,null,null,null,null,null,0]
[null,null,null,null,null,null,null,null,null,null,null,null,null,null,null,null,null,0]
[null,null,null,null,null,null,null,null,null,null,null,null,null,null,null,null,null,0]
[null,null,null,null,null,null,null,null,null,null,null,null,null,null,null,null,null,0]
[null,null,null,null,null,null,null,null,null,null,null,null,null,null,null,null,null,0]
[null,null,null,null,null,null,null,null,null,null,null,null,null,null,null,null,null,0]
[null,null,null,null,null,null,null,null,null,null,null,null,null,null,null,null,null,0]
[null,null,null,null,null,null,null,null,null,null,null,null,null,null,null,null,null,0]
[null,null,null,null,null,null,null,null,null,null,null,null,null,null,null,null,null,0]
[null,null,null,null,null,null,null,null,null,null,null,null,null,null,null,null,null,0]
[null,null,null,null,null,null,null,null,null,null,null,null,null,null,null,null,null,0]
[null,null,null,null,null,null,null,null,null,null,null,null,null,null,null,null,null,0]
[null,null,null,null,null,null,null,null,null,null,null,null,null,null,null,null,null,0]
[null,null,null,null,null,null,null,null,null,null,null,null,null,null,null,null,null,0]
[null,null,null,null,null,null,null,null,null,null,null,null,null,null,null,null,null,0]
[null,null,null,null,null,null,null,null,null,null,null,null,null,null,null,null,null,0]
[null,null,null,null,null,null,null,null,null,null,null,null,null,null,null,null,null,0]
[null,null,null,null,null,null,null,null,null,null,null,null,null,null,null,null,null,0]
[null,null,null,null,null,null,null,null,null,null,null,null,null,null,null,null,null,{"$f":"R$53/$O$53*$O493752*$O$57","v":0}]
[null,null,null,null,null,null,null,null,null,null,null,null,null,null,null,null,null,0]
[null,null,null,null,null,null,null,null,null,null,null,null,null,null,null,null,null,0]
[null,null,null,null,null,null,null,null,null,null,null,null,null,null,null,null,null,0]
[null,null,null,null,null,null,null,null,null,null,null,null,null,null,null,null,null,0]
[null,null,null,null,null,null,null,null,null,null,null,null,null,null,null,null,null,0]
[null,null,null,null,null,null,null,null,null,null,null,null,null,null,null,null,null,0]
[null,null,null,null,null,null,null,null,null,null,null,null,null,null,null,null,null,0]
[null,null,null,null,null,null,null,null,null,null,null,null,null,null,null,null,null,0]
[null,null,null,null,null,null,null,null,null,null,null,null,null,null,null,null,null,0]
[null,null,null,null,null,null,null,null,null,null,null,null,null,null,null,null,null,0]
[null,null,null,null,null,null,null,null,null,null,null,null,null,null,null,null,null,0]
[null,null,null,null,null,null,null,null,null,null,null,null,null,null,null,null,null,0]
[null,null,null,null,null,null,null,null,null,null,null,null,null,null,null,null,null,0]
[null,null,null,null,null,null,null,null,null,null,null,null,null,null,null,null,null,0]
[null,null,null,null,null,null,null,null,null,null,null,null,null,null,null,null,null,0]
[null,null,null,null,null,null,null,null,null,null,null,null,null,null,null,null,null,0]
[null,null,null,null,null,null,null,null,null,null,null,null,null,null,null,null,null,0]
[null,null,null,null,null,null,null,null,null,null,null,null,null,null,null,null,null,0]
[null,null,null,null,null,null,null,null,null,null,null,null,null,null,null,null,null,0]
[null,null,null,null,null,null,null,null,null,null,null,null,null,null,null,null,null,0]
[null,null,null,null,null,null,null,null,null,null,null,null,null,null,null,null,null,0]
[null,null,null,null,null,null,null,null,null,null,null,null,null,null,null,null,null,0]
[null,null,null,null,null,null,null,null,null,null,null,null,null,null,null,null,null,0]
[null,null,null,null,null,null,null,null,null,null,null,null,null,null,null,null,null,0]
[null,null,null,null,null,null,null,null,null,null,null,null,null,null,null,null,null,0]
[null,null,null,null,null,null,null,null,null,null,null,null,null,null,null,null,null,0]
[null,null,null,null,null,null,null,null,null,null,null,null,null,null,null,null,null,0]
[null,null,null,null,null,null,null,null,null,null,null,null,null,null,null,null,null,0]
[null,null,null,null,null,null,null,null,null,null,null,null,null,null,null,null,null,0]
[null,null,null,null,null,null,null,null,null,null,null,null,null,null,null,null,null,0]
[null,null,null,null,null,null,null,null,null,null,null,null,null,null,null,null,null,0]
[null,null,null,null,null,null,null,null,null,null,null,null,null,null,null,null,null,0]
[null,null,null,null,null,null,null,null,null,null,null,null,null,null,null,null,null,0]
[null,null,null,null,null,null,null,null,null,null,null,null,null,null,null,null,null,0]
[null,null,null,null,null,null,null,null,null,null,null,null,null,null,null,null,null,0]
[null,null,null,null,null,null,null,null,null,null,null,null,null,null,null,null,null,0]
[null,null,null,null,null,null,null,null,null,null,null,null,null,null,null,null,null,0]
[null,null,null,null,null,null,null,null,null,null,null,null,null,null,null,null,null,0]
[null,null,null,null,null,null,null,null,null,null,null,null,null,null,null,null,null,0]
[null,null,null,null,null,null,null,null,null,null,null,null,null,null,null,null,null,0]
[null,null,null,null,null,null,null,null,null,null,null,null,null,null,null,null,null,0]
[null,null,null,null,null,null,null,null,null,null,null,null,null,null,null,null,null,0]
[null,null,null,null,null,null,null,null,null,null,null,null,null,null,null,null,null,0]
[null,null,null,null,null,null,null,null,null,null,null,null,null,null,null,null,null,0]
[null,null,null,null,null,null,null,null,null,null,null,null,null,null,null,null,null,0]
[null,null,null,null,null,null,null,null,null,null,null,null,null,null,null,null,null,0]
[null,null,null,null,null,null,null,null,null,null,null,null,null,null,null,null,null,0]
[null,null,null,null,null,null,null,null,null,null,null,null,null,null,null,null,null,0]
[null,null,null,null,null,null,null,null,null,null,null,null,null,null,null,null,null,0]
[null,null,null,null,null,null,null,null,null,null,null,null,null,null,null,null,null,0]
[null,null,null,null,null,null,null,null,null,null,null,null,null,null,null,null,null,0]
[null,null,null,null,null,null,null,null,null,null,null,null,null,null,null,null,null,0]
[null,null,null,null,null,null,null,null,null,null,null,null,null,null,null,null,null,0]
[null,null,null,null,null,null,null,null,null,null,null,null,null,null,null,null,null,0]
[null,null,null,null,null,null,null,null,null,null,null,null,null,null,null,null,null,0]
[null,null,null,null,null,null,null,null,null,null,null,null,null,null,null,null,null,0]
[null,null,null,null,null,null,null,null,null,null,null,null,null,null,null,null,null,0]
[null,null,null,null,null,null,null,null,null,null,null,null,null,null,null,null,null,0]
[null,null,null,null,null,null,null,null,null,null,null,null,null,null,null,null,null,0]
[null,null,null,null,null,null,null,null,null,null,null,null,null,null,null,null,null,0]
[null,null,null,null,null,null,null,null,null,null,null,null,null,null,null,null,null,0]
[null,null,null,null,null,null,null,null,null,null,null,null,null,null,null,null,null,0]
[null,null,null,null,null,null,null,null,null,null,null,null,null,null,null,null,null,0]
[null,null,null,null,null,null,null,null,null,null,null,null,null,null,null,null,null,0]
[null,null,null,null,null,null,null,null,null,null,null,null,null,null,null,null,null,0]
[null,null,null,null,null,null,null,null,null,null,null,null,null,null,null,null,null,0]
[null,null,null,null,null,null,null,null,null,null,null,null,null,null,null,null,null,0]
[null,null,null,null,null,null,null,null,null,null,null,null,null,null,null,null,null,0]
[null,null,null,null,null,null,null,null,null,null,null,null,null,null,null,null,null,0]
[null,null,null,null,null,null,null,null,null,null,null,null,null,null,null,null,null,0]
[null,null,null,null,null,null,null,null,null,null,null,null,null,null,null,null,null,0]
[null,null,null,null,null,null,null,null,null,null,null,null,null,null,null,null,null,0]
[null,null,null,null,null,null,null,null,null,null,null,null,null,null,null,null,null,0]
[null,null,null,null,null,null,null,null,null,null,null,null,null,null,null,null,null,0]
[null,null,null,null,null,null,null,null,null,null,null,null,null,null,null,null,null,0]
[null,null,null,null,null,null,null,null,null,null,null,null,null,null,null,null,null,0]
[null,null,null,null,null,null,null,null,null,null,null,null,null,null,null,null,null,0]
[null,null,null,null,null,null,null,null,null,null,null,null,null,null,null,null,null,0]
[null,null,null,null,null,null,null,null,null,null,null,null,null,null,null,null,null,0]
[null,null,null,null,null,null,null,null,null,null,null,null,null,null,null,null,null,0]
[null,null,null,null,null,null,null,null,null,null,null,null,null,null,null,null,null,0]
[null,null,null,null,null,null,null,null,null,null,null,null,null,null,null,null,null,0]
[null,null,null,null,null,null,null,null,null,null,null,null,null,null,null,null,null,0]
[null,null,null,null,null,null,null,null,null,null,null,null,null,null,null,null,null,0]
[null,null,null,null,null,null,null,null,null,null,null,null,null,null,null,null,null,0]
[null,null,null,null,null,null,null,null,null,null,null,null,null,null,null,null,null,0]
[null,null,null,null,null,null,null,null,null,null,null,null,null,null,null,null,null,0]
[null,null,null,null,null,null,null,null,null,null,null,null,null,null,null,null,null,0]
[null,null,null,null,null,null,null,null,null,null,null,null,null,null,null,null,null,0]
[null,null,null,null,null,null,null,null,null,null,null,null,null,null,null,null,null,0]
[null,null,null,null,null,null,null,null,null,null,null,null,null,null,null,null,null,0]
[null,null,null,null,null,null,null,null,null,null,null,null,null,null,null,null,null,0]
[null,null,null,null,null,null,null,null,null,null,null,null,null,null,null,null,null,0]
[null,null,null,null,null,null,null,null,null,null,null,null,null,null,null,null,null,0]
[null,null,null,null,null,null,null,null,null,null,null,null,null,null,null,null,null,0]
[null,null,null,null,null,null,null,null,null,null,null,null,null,null,null,null,null,0]
[null,null,null,null,null,null,null,null,null,null,null,null,null,null,null,null,null,0]
[null,null,null,null,null,null,null,null,null,null,null,null,null,null,null,null,null,0]
[null,null,null,null,null,null,null,null,null,null,null,null,null,null,null,null,null,0]
[null,null,null,null,null,null,null,null,null,null,null,null,null,null,null,null,null,0]
[null,null,null,null,null,null,null,null,null,null,null,null,null,null,null,null,null,0]
[null,null,null,null,null,null,null,null,null,null,null,null,null,null,null,null,null,0]
[null,null,null,null,null,null,null,null,null,null,null,null,null,null,null,null,null,0]
[null,null,null,null,null,null,null,null,null,null,null,null,null,null,null,null,null,0]
[null,null,null,null,null,null,null,null,null,null,null,null,null,null,null,null,null,0]
[null,null,null,null,null,null,null,null,null,null,null,null,null,null,null,null,null,0]
[null,null,null,null,null,null,null,null,null,null,null,null,null,null,null,null,null,0]
[null,null,null,null,null,null,null,null,null,null,null,null,null,null,null,null,null,0]
[null,null,null,null,null,null,null,null,null,null,null,null,null,null,null,null,null,0]
[null,null,null,null,null,null,null,null,null,null,null,null,null,null,null,null,null,0]
[null,null,null,null,null,null,null,null,null,null,null,null,null,null,null,null,null,0]
[null,null,null,null,null,null,null,null,null,null,null,null,null,null,null,null,null,0]
[null,null,null,null,null,null,null,null,null,null,null,null,null,null,null,null,null,0]
[null,null,null,null,null,null,null,null,null,null,null,null,null,null,null,null,null,0]
[null,null,null,null,null,null,null,null,null,null,null,null,null,null,null,null,null,0]
[null,null,null,null,null,null,null,null,null,null,null,null,null,null,null,null,null,0]
[null,null,null,null,null,null,null,null,null,null,null,null,null,null,null,null,null,0]
[null,null,null,null,null,null,null,null,null,null,null,null,null,null,null,null,null,0]
[null,null,null,null,null,null,null,null,null,null,null,null,null,null,null,null,null,0]
[null,null,null,null,null,null,null,null,null,null,null,null,null,null,null,null,null,0]
[null,null,null,null,null,null,null,null,null,null,null,null,null,null,null,null,null,0]
[null,null,null,null,null,null,null,null,null,null,null,null,null,null,null,null,null,0]
[null,null,null,null,null,null,null,null,null,null,null,null,null,null,null,null,null,0]
[null,null,null,null,null,null,null,null,null,null,null,null,null,null,null,null,null,0]
[null,null,null,null,null,null,null,null,null,null,null,null,null,null,null,null,null,0]
[null,null,null,null,null,null,null,null,null,null,null,null,null,null,null,null,null,0]
[null,null,null,null,null,null,null,null,null,null,null,null,null,null,null,null,null,0]
[null,null,null,null,null,null,null,null,null,null,null,null,null,null,null,null,null,0]
[null,null,null,null,null,null,null,null,null,null,null,null,null,null,null,null,null,0]
[null,null,null,null,null,null,null,null,null,null,null,null,null,null,null,null,null,0]
[null,null,null,null,null,null,null,null,null,null,null,null,null,null,null,null,null,0]
[null,null,null,null,null,null,null,null,null,null,null,null,null,null,null,null,null,0]
[null,null,null,null,null,null,null,null,null,null,null,null,null,null,null,null,null,0]
[null,null,null,null,null,null,null,null,null,null,null,null,null,null,null,null,null,0]
[null,null,null,null,null,null,null,null,null,null,null,null,null,null,null,null,null,0]
[null,null,null,null,null,null,null,null,null,null,null,null,null,null,null,null,null,0]
[null,null,null,null,null,null,null,null,null,null,null,null,null,null,null,null,null,0]
[null,null,null,null,null,null,null,null,null,null,null,null,null,null,null,null,null,0]
[null,null,null,null,null,null,null,null,null,null,null,null,null,null,null,null,null,0]
[null,null,null,null,null,null,null,null,null,null,null,null,null,null,null,null,null,0]
[null,null,null,null,null,null,null,null,null,null,null,null,null,null,null,null,null,0]
[null,null,null,null,null,null,null,null,null,null,null,null,null,null,null,null,null,0]
[null,null,null,null,null,null,null,null,null,null,null,null,null,null,null,null,null,0]
[null,null,null,null,null,null,null,null,null,null,null,null,null,null,null,null,null,0]
[null,null,null,null,null,null,null,null,null,null,null,null,null,null,null,null,null,0]
[null,null,null,null,null,null,null,null,null,null,null,null,null,null,null,null,null,0]
[null,null,null,null,null,null,null,null,null,null,null,null,null,null,null,null,null,0]
[null,null,null,null,null,null,null,null,null,null,null,null,null,null,null,null,null,0]
[null,null,null,null,null,null,null,null,null,null,null,null,null,null,null,null,null,0]
[null,null,null,null,null,null,null,null,null,null,null,null,null,null,null,null,null,0]
[null,null,null,null,null,null,null,null,null,null,null,null,null,null,null,null,null,0]
[null,null,null,null,null,null,null,null,null,null,null,null,null,null,null,null,null,0]
[null,null,null,null,null,null,null,null,null,null,null,null,null,null,null,null,null,0]
[null,null,null,null,null,null,null,null,null,null,null,null,null,null,null,null,null,0]
[null,null,null,null,null,null,null,null,null,null,null,null,null,null,null,null,null,0]
[null,null,null,null,null,null,null,null,null,null,null,null,null,null,null,null,null,0]
[null,null,null,null,null,null,null,null,null,null,null,null,null,null,null,null,null,0]
[null,null,null,null,null,null,null,null,null,null,null,null,null,null,null,null,null,0]
[null,null,null,null,null,null,null,null,null,null,null,null,null,null,null,null,null,0]
[null,null,null,null,null,null,null,null,null,null,null,null,null,null,null,null,null,0]
[null,null,null,null,null,null,null,null,null,null,null,null,null,null,null,null,null,0]
[null,null,null,null,null,null,null,null,null,null,null,null,null,null,null,null,null,0]
[null,null,null,null,null,null,null,null,null,null,null,null,null,null,null,null,null,0]
[null,null,null,null,null,null,null,null,null,null,null,null,null,null,null,null,null,0]
[null,null,null,null,null,null,null,null,null,null,null,null,null,null,null,null,null,0]
[null,null,null,null,null,null,null,null,null,null,null,null,null,null,null,null,null,0]
[null,null,null,null,null,null,null,null,null,null,null,null,null,null,null,null,null,0]
[null,null,null,null,null,null,null,null,null,null,null,null,null,null,null,null,null,0]
[null,null,null,null,null,null,null,null,null,null,null,null,null,null,null,null,null,0]
[null,null,null,null,null,null,null,null,null,null,null,null,null,null,null,null,null,0]
[null,null,null,null,null,null,null,null,null,null,null,null,null,null,null,null,null,0]
[null,null,null,null,null,null,null,null,null,null,null,null,null,null,null,null,null,0]
[null,null,null,null,null,null,null,null,null,null,null,null,null,null,null,null,null,0]
[null,null,null,null,null,null,null,null,null,null,null,null,null,null,null,null,null,0]
[null,null,null,null,null,null,null,null,null,null,null,null,null,null,null,null,null,0]
[null,null,null,null,null,null,null,null,null,null,null,null,null,null,null,null,null,0]
[null,null,null,null,null,null,null,null,null,null,null,null,null,null,null,null,null,0]
[null,null,null,null,null,null,null,null,null,null,null,null,null,null,null,null,null,0]
[null,null,null,null,null,null,null,null,null,null,null,null,null,null,null,null,null,0]
[null,null,null,null,null,null,null,null,null,null,null,null,null,null,null,null,null,0]
[null,null,null,null,null,null,null,null,null,null,null,null,null,null,null,null,null,0]
[null,null,null,null,null,null,null,null,null,null,null,null,null,null,null,null,null,0]
[null,null,null,null,null,null,null,null,null,null,null,null,null,null,null,null,null,0]
[null,null,null,null,null,null,null,null,null,null,null,null,null,null,null,null,null,0]
[null,null,null,null,null,null,null,null,null,null,null,null,null,null,null,null,null,0]
[null,null,null,null,null,null,null,null,null,null,null,null,null,null,null,null,null,0]
[null,null,null,null,null,null,null,null,null,null,null,null,null,null,null,null,null,0]
[null,null,null,null,null,null,null,null,null,null,null,null,null,null,null,null,null,0]
[null,null,null,null,null,null,null,null,null,null,null,null,null,null,null,null,null,0]
[null,null,null,null,null,null,null,null,null,null,null,null,null,null,null,null,null,0]
[null,null,null,null,null,null,null,null,null,null,null,null,null,null,null,null,null,0]
[null,null,null,null,null,null,null,null,null,null,null,null,null,null,null,null,null,0]
[null,null,null,null,null,null,null,null,null,null,null,null,null,null,null,null,null,0]
[null,null,null,null,null,null,null,null,null,null,null,null,null,null,null,null,null,0]
[null,null,null,null,null,null,null,null,null,null,null,null,null,null,null,null,null,0]
[null,null,null,null,null,null,null,null,null,null,null,null,null,null,null,null,null,0]
[null,null,null,null,null,null,null,null,null,null,null,null,null,null,null,null,null,0]
[null,null,null,null,null,null,null,null,null,null,null,null,null,null,null,null,null,0]
[null,null,null,null,null,null,null,null,null,null,null,null,null,null,null,null,null,0]
[null,null,null,null,null,null,null,null,null,null,null,null,null,null,null,null,null,0]
[null,null,null,null,null,null,null,null,null,null,null,null,null,null,null,null,null,0]
[null,null,null,null,null,null,null,null,null,null,null,null,null,null,null,null,null,0]
[null,null,null,null,null,null,null,null,null,null,null,null,null,null,null,null,null,0]
[null,null,null,null,null,null,null,null,null,null,null,null,null,null,null,null,null,0]
[null,null,null,null,null,null,null,null,null,null,null,null,null,null,null,null,null,0]
[null,null,null,null,null,null,null,null,null,null,null,null,null,null,null,null,null,0]
[null,null,null,null,null,null,null,null,null,null,null,null,null,null,null,null,null,0]
[null,null,null,null,null,null,null,null,null,null,null,null,null,null,null,null,null,0]
[null,null,null,null,null,null,null,null,null,null,null,null,null,null,null,null,null,0]
[null,null,null,null,null,null,null,null,null,null,null,null,null,null,null,null,null,0]
[null,null,null,null,null,null,null,null,null,null,null,null,null,null,null,null,null,0]
[null,null,null,null,null,null,null,null,null,null,null,null,null,null,null,null,null,0]
[null,null,null,null,null,null,null,null,null,null,null,null,null,null,null,null,null,0]
[null,null,null,null,null,null,null,null,null,null,null,null,null,null,null,null,null,0]
[null,null,null,null,null,null,null,null,null,null,null,null,null,null,null,null,null,0]
[null,null,null,null,null,null,null,null,null,null,null,null,null,null,null,null,null,0]
[null,null,null,null,null,null,null,null,null,null,null,null,null,null,null,null,null,0]
[null,null,null,null,null,null,null,null,null,null,null,null,null,null,null,null,null,0]
[null,null,null,null,null,null,null,null,null,null,null,null,null,null,null,null,null,0]
[null,null,null,null,null,null,null,null,null,null,null,null,null,null,null,null,null,0]
[null,null,null,null,null,null,null,null,null,null,null,null,null,null,null,null,null,0]
[null,null,null,null,null,null,null,null,null,null,null,null,null,null,null,null,null,0]
[null,null,null,null,null,null,null,null,null,null,null,null,null,null,null,null,null,0]
[null,null,null,null,null,null,null,null,null,null,null,null,null,null,null,null,null,0]
[null,null,null,null,null,null,null,null,null,null,null,null,null,null,null,null,null,0]
[null,null,null,null,null,null,null,null,null,null,null,null,null,null,null,null,null,0]
[null,null,null,null,null,null,null,null,null,null,null,null,null,null,null,null,null,0]
[null,null,null,null,null,null,null,null,null,null,null,null,null,null,null,null,null,0]
[null,null,null,null,null,null,null,null,null,null,null,null,null,null,null,null,null,{"$f":"R$53/$O$53*$O613880*$O$57","v":0}]
[null,null,null,null,null,null,null,null,null,null,null,null,null,null,null,null,null,0]
[null,null,null,null,null,null,null,null,null,null,null,null,null,null,null,null,null,0]
[null,null,null,null,null,null,null,null,null,null,null,null,null,null,null,null,null,0]
[null,null,null,null,null,null,null,null,null,null,null,null,null,null,null,null,null,0]
[null,null,null,null,null,null,null,null,null,null,null,null,null,null,null,null,null,0]
[null,null,null,null,null,null,null,null,null,null,null,null,null,null,null,null,null,0]
[null,null,null,null,null,null,null,null,null,null,null,null,null,null,null,null,null,0]
[null,null,null,null,null,null,null,null,null,null,null,null,null,null,null,null,null,0]
[null,null,null,null,null,null,null,null,null,null,null,null,null,null,null,null,null,0]
[null,null,null,null,null,null,null,null,null,null,null,null,null,null,null,null,null,0]
[null,null,null,null,null,null,null,null,null,null,null,null,null,null,null,null,null,0]
[null,null,null,null,null,null,null,null,null,null,null,null,null,null,null,null,null,0]
[null,null,null,null,null,null,null,null,null,null,null,null,null,null,null,null,null,0]
[null,null,null,null,null,null,null,null,null,null,null,null,null,null,null,null,null,0]
[null,null,null,null,null,null,null,null,null,null,null,null,null,null,null,null,null,0]
[null,null,null,null,null,null,null,null,null,null,null,null,null,null,null,null,null,0]
[null,null,null,null,null,null,null,null,null,null,null,null,null,null,null,null,null,0]
[null,null,null,null,null,null,null,null,null,null,null,null,null,null,null,null,null,0]
[null,null,null,null,null,null,null,null,null,null,null,null,null,null,null,null,null,0]
[null,null,null,null,null,null,null,null,null,null,null,null,null,null,null,null,null,0]
[null,null,null,null,null,null,null,null,null,null,null,null,null,null,null,null,null,0]
[null,null,null,null,null,null,null,null,null,null,null,null,null,null,null,null,null,0]
[null,null,null,null,null,null,null,null,null,null,null,null,null,null,null,null,null,0]
[null,null,null,null,null,null,null,null,null,null,null,null,null,null,null,null,null,0]
[null,null,null,null,null,null,null,null,null,null,null,null,null,null,null,null,null,0]
[null,null,null,null,null,null,null,null,null,null,null,null,null,null,null,null,null,0]
[null,null,null,null,null,null,null,null,null,null,null,null,null,null,null,null,null,0]
[null,null,null,null,null,null,null,null,null,null,null,null,null,null,null,null,null,0]
[null,null,null,null,null,null,null,null,null,null,null,null,null,null,null,null,null,0]
[null,null,null,null,null,null,null,null,null,null,null,null,null,null,null,null,null,0]
[null,null,null,null,null,null,null,null,null,null,null,null,null,null,null,null,null,0]
[null,null,null,null,null,null,null,null,null,null,null,null,null,null,null,null,null,0]
[null,null,null,null,null,null,null,null,null,null,null,null,null,null,null,null,null,0]
[null,null,null,null,null,null,null,null,null,null,null,null,null,null,null,null,null,0]
[null,null,null,null,null,null,null,null,null,null,null,null,null,null,null,null,null,0]
[null,null,null,null,null,null,null,null,null,null,null,null,null,null,null,null,null,0]
[null,null,null,null,null,null,null,null,null,null,null,null,null,null,null,null,null,0]
[null,null,null,null,null,null,null,null,null,null,null,null,null,null,null,null,null,0]
[null,null,null,null,null,null,null,null,null,null,null,null,null,null,null,null,null,{"$f":"R$53/$O$53*$O634232*$O$57","v":0}]
[null,null,null,null,null,null,null,null,null,null,null,null,null,null,null,null,null,0]
[null,null,null,null,null,null,null,null,null,null,null,null,null,null,null,null,null,0]
[null,null,null,null,null,null,null,null,null,null,null,null,null,null,null,null,null,0]
[null,null,null,null,null,null,null,null,null,null,null,null,null,null,null,null,null,0]
[null,null,null,null,null,null,null,null,null,null,null,null,null,null,null,null,null,0]
[null,null,null,null,null,null,null,null,null,null,null,null,null,null,null,null,null,0]
[null,null,null,null,null,null,null,null,null,null,null,null,null,null,null,null,null,0]
[null,null,null,null,null,null,null,null,null,null,null,null,null,null,null,null,null,0]
[null,null,null,null,null,null,null,null,null,null,null,null,null,null,null,null,null,0]
[null,null,null,null,null,null,null,null,null,null,null,null,null,null,null,null,null,0]
[null,null,null,null,null,null,null,null,null,null,null,null,null,null,null,null,null,0]
[null,null,null,null,null,null,null,null,null,null,null,null,null,null,null,null,null,0]
[null,null,null,null,null,null,null,null,null,null,null,null,null,null,null,null,null,0]
[null,null,null,null,null,null,null,null,null,null,null,null,null,null,null,null,null,0]
[null,null,null,null,null,null,null,null,null,null,null,null,null,null,null,null,null,0]
[null,null,null,null,null,null,null,null,null,null,null,null,null,null,null,null,null,0]
[null,null,null,null,null,null,null,null,null,null,null,null,null,null,null,null,null,0]
[null,null,null,null,null,null,null,null,null,null,null,null,null,null,null,null,null,0]
[null,null,null,null,null,null,null,null,null,null,null,null,null,null,null,null,null,0]
[null,null,null,null,null,null,null,null,null,null,null,null,null,null,null,null,null,0]
[null,null,null,null,null,null,null,null,null,null,null,null,null,null,null,null,null,0]
[null,null,null,null,null,null,null,null,null,null,null,null,null,null,null,null,null,0]
[null,null,null,null,null,null,null,null,null,null,null,null,null,null,null,null,null,0]
[null,null,null,null,null,null,null,null,null,null,null,null,null,null,null,null,null,0]
[null,null,null,null,null,null,null,null,null,null,null,null,null,null,null,null,null,0]
[null,null,null,null,null,null,null,null,null,null,null,null,null,null,null,null,null,0]
[null,null,null,null,null,null,null,null,null,null,null,null,null,null,null,null,null,0]
[null,null,null,null,null,null,null,null,null,null,null,null,null,null,null,null,null,0]
[null,null,null,null,null,null,null,null,null,null,null,null,null,null,null,null,null,0]
[null,null,null,null,null,null,null,null,null,null,null,null,null,null,null,null,null,0]
[null,null,null,null,null,null,null,null,null,null,null,null,null,null,null,null,null,0]
[null,null,null,null,null,null,null,null,null,null,null,null,null,null,null,null,null,0]
[null,null,null,null,null,null,null,null,null,null,null,null,null,null,null,null,null,0]
[null,null,null,null,null,null,null,null,null,null,null,null,null,null,null,null,null,0]
[null,null,null,null,null,null,null,null,null,null,null,null,null,null,null,null,null,0]
[null,null,null,null,null,null,null,null,null,null,null,null,null,null,null,null,null,0]
[null,null,null,null,null,null,null,null,null,null,null,null,null,null,null,null,null,0]
[null,null,null,null,null,null,null,null,null,null,null,null,null,null,null,null,null,0]
[null,null,null,null,null,null,null,null,null,null,null,null,null,null,null,null,null,0]
[null,null,null,null,null,null,null,null,null,null,null,null,null,null,null,null,null,0]
[null,null,null,null,null,null,null,null,null,null,null,null,null,null,null,null,null,0]
[null,null,null,null,null,null,null,null,null,null,null,null,null,null,null,null,null,0]
[null,null,null,null,null,null,null,null,null,null,null,null,null,null,null,null,null,0]
[null,null,null,null,null,null,null,null,null,null,null,null,null,null,null,null,null,0]
[null,null,null,null,null,null,null,null,null,null,null,null,null,null,null,null,null,0]
[null,null,null,null,null,null,null,null,null,null,null,null,null,null,null,null,null,0]
[null,null,null,null,null,null,null,null,null,null,null,null,null,null,null,null,null,0]
[null,null,null,null,null,null,null,null,null,null,null,null,null,null,null,null,null,0]
[null,null,null,null,null,null,null,null,null,null,null,null,null,null,null,null,null,0]
[null,null,null,null,null,null,null,null,null,null,null,null,null,null,null,null,null,0]
[null,null,null,null,null,null,null,null,null,null,null,null,null,null,null,null,null,0]
[null,null,null,null,null,null,null,null,null,null,null,null,null,null,null,null,null,0]
[null,null,null,null,null,null,null,null,null,null,null,null,null,null,null,null,null,0]
[null,null,null,null,null,null,null,null,null,null,null,null,null,null,null,null,null,0]
[null,null,null,null,null,null,null,null,null,null,null,null,null,null,null,null,null,0]
[null,null,null,null,null,null,null,null,null,null,null,null,null,null,null,null,null,0]
[null,null,null,null,null,null,null,null,null,null,null,null,null,null,null,null,null,0]
[null,null,null,null,null,null,null,null,null,null,null,null,null,null,null,null,null,{"$f":"R$53/$O$53*$O664504*$O$57","v":0}]
[null,null,null,null,null,null,null,null,null,null,null,null,null,null,null,null,null,0]
[null,null,null,null,null,null,null,null,null,null,null,null,null,null,null,null,null,0]
[null,null,null,null,null,null,null,null,null,null,null,null,null,null,null,null,null,0]
[null,null,null,null,null,null,null,null,null,null,null,null,null,null,null,null,null,0]
[null,null,null,null,null,null,null,null,null,null,null,null,null,null,null,null,null,0]
[null,null,null,null,null,null,null,null,null,null,null,null,null,null,null,null,null,0]
[null,null,null,null,null,null,null,null,null,null,null,null,null,null,null,null,null,0]
[null,null,null,null,null,null,null,null,null,null,null,null,null,null,null,null,null,0]
[null,null,null,null,null,null,null,null,null,null,null,null,null,null,null,null,null,0]
[null,null,null,null,null,null,null,null,null,null,null,null,null,null,null,null,null,0]
[null,null,null,null,null,null,null,null,null,null,null,null,null,null,null,null,null,0]
[null,null,null,null,null,null,null,null,null,null,null,null,null,null,null,null,null,0]
[null,null,null,null,null,null,null,null,null,null,null,null,null,null,null,null,null,0]
[null,null,null,null,null,null,null,null,null,null,null,null,null,null,null,null,null,0]
[null,null,null,null,null,null,null,null,null,null,null,null,null,null,null,null,null,0]
[null,null,null,null,null,null,null,null,null,null,null,null,null,null,null,null,null,0]
[null,null,null,null,null,null,null,null,null,null,null,null,null,null,null,null,null,0]
[null,null,null,null,null,null,null,null,null,null,null,null,null,null,null,null,null,0]
[null,null,null,null,null,null,null,null,null,null,null,null,null,null,null,null,null,0]
[null,null,null,null,null,null,null,null,null,null,null,null,null,null,null,null,null,0]
[null,null,null,null,null,null,null,null,null,null,null,null,null,null,null,null,null,0]
[null,null,null,null,null,null,null,null,null,null,null,null,null,null,null,null,null,0]
[null,null,null,null,null,null,null,null,null,null,null,null,null,null,null,null,null,0]
[null,null,null,null,null,null,null,null,null,null,null,null,null,null,null,null,null,0]
[null,null,null,null,null,null,null,null,null,null,null,null,null,null,null,null,null,0]
[null,null,null,null,null,null,null,null,null,null,null,null,null,null,null,null,null,0]
[null,null,null,null,null,null,null,null,null,null,null,null,null,null,null,null,null,0]
[null,null,null,null,null,null,null,null,null,null,null,null,null,null,null,null,null,0]
[null,null,null,null,null,null,null,null,null,null,null,null,null,null,null,null,null,0]
[null,null,null,null,null,null,null,null,null,null,null,null,null,null,null,null,null,0]
[null,null,null,null,null,null,null,null,null,null,null,null,null,null,null,null,null,0]
[null,null,null,null,null,null,null,null,null,null,null,null,null,null,null,null,null,0]
[null,null,null,null,null,null,null,null,null,null,null,null,null,null,null,null,null,0]
[null,null,null,null,null,null,null,null,null,null,null,null,null,null,null,null,null,0]
[null,null,null,null,null,null,null,null,null,null,null,null,null,null,null,null,null,0]
[null,null,null,null,null,null,null,null,null,null,null,null,null,null,null,null,null,0]
[null,null,null,null,null,null,null,null,null,null,null,null,null,null,null,null,null,0]
[null,null,null,null,null,null,null,null,null,null,null,null,null,null,null,null,null,0]
[null,null,null,null,null,null,null,null,null,null,null,null,null,null,null,null,null,{"$f":"R$53/$O$53*$O684856*$O$57","v":0}]
[null,null,null,null,null,null,null,null,null,null,null,null,null,null,null,null,null,0]
[null,null,null,null,null,null,null,null,null,null,null,null,null,null,null,null,null,0]
[null,null,null,null,null,null,null,null,null,null,null,null,null,null,null,null,null,0]
[null,null,null,null,null,null,null,null,null,null,null,null,null,null,null,null,null,0]
[null,null,null,null,null,null,null,null,null,null,null,null,null,null,null,null,null,0]
[null,null,null,null,null,null,null,null,null,null,null,null,null,null,null,null,null,0]
[null,null,null,null,null,null,null,null,null,null,null,null,null,null,null,null,null,0]
[null,null,null,null,null,null,null,null,null,null,null,null,null,null,null,null,null,0]
[null,null,null,null,null,null,null,null,null,null,null,null,null,null,null,null,null,0]
[null,null,null,null,null,null,null,null,null,null,null,null,null,null,null,null,null,0]
[null,null,null,null,null,null,null,null,null,null,null,null,null,null,null,null,null,0]
[null,null,null,null,null,null,null,null,null,null,null,null,null,null,null,null,null,0]
[null,null,null,null,null,null,null,null,null,null,null,null,null,null,null,null,null,0]
[null,null,null,null,null,null,null,null,null,null,null,null,null,null,null,null,null,0]
[null,null,null,null,null,null,null,null,null,null,null,null,null,null,null,null,null,0]
[null,null,null,null,null,null,null,null,null,null,null,null,null,null,null,null,null,0]
[null,null,null,null,null,null,null,null,null,null,null,null,null,null,null,null,null,0]
[null,null,null,null,null,null,null,null,null,null,null,null,null,null,null,null,null,0]
[null,null,null,null,null,null,null,null,null,null,null,null,null,null,null,null,null,0]
[null,null,null,null,null,null,null,null,null,null,null,null,null,null,null,null,null,0]
[null,null,null,null,null,null,null,null,null,null,null,null,null,null,null,null,null,0]
[null,null,null,null,null,null,null,null,null,null,null,null,null,null,null,null,null,0]
[null,null,null,null,null,null,null,null,null,null,null,null,null,null,null,null,null,0]
[null,null,null,null,null,null,null,null,null,null,null,null,null,null,null,null,null,0]
[null,null,null,null,null,null,null,null,null,null,null,null,null,null,null,null,null,0]
[null,null,null,null,null,null,null,null,null,null,null,null,null,null,null,null,null,0]
[null,null,null,null,null,null,null,null,null,null,null,null,null,null,null,null,null,0]
[null,null,null,null,null,null,null,null,null,null,null,null,null,null,null,null,null,0]
[null,null,null,null,null,null,null,null,null,null,null,null,null,null,null,null,null,0]
[null,null,null,null,null,null,null,null,null,null,null,null,null,null,null,null,null,0]
[null,null,null,null,null,null,null,null,null,null,null,null,null,null,null,null,null,0]
[null,null,null,null,null,null,null,null,null,null,null,null,null,null,null,null,null,0]
[null,null,null,null,null,null,null,null,null,null,null,null,null,null,null,null,null,0]
[null,null,null,null,null,null,null,null,null,null,null,null,null,null,null,null,null,0]
[null,null,null,null,null,null,null,null,null,null,null,null,null,null,null,null,null,0]
[null,null,null,null,null,null,null,null,null,null,null,null,null,null,null,null,null,0]
[null,null,null,null,null,null,null,null,null,null,null,null,null,null,null,null,null,0]
[null,null,null,null,null,null,null,null,null,null,null,null,null,null,null,null,null,0]
[null,null,null,null,null,null,null,null,null,null,null,null,null,null,null,null,null,0]
[null,null,null,null,null,null,null,null,null,null,null,null,null,null,null,null,null,0]
[null,null,null,null,null,null,null,null,null,null,null,null,null,null,null,null,null,0]
[null,null,null,null,null,null,null,null,null,null,null,null,null,null,null,null,null,0]
[null,null,null,null,null,null,null,null,null,null,null,null,null,null,null,null,null,0]
[null,null,null,null,null,null,null,null,null,null,null,null,null,null,null,null,null,0]
[null,null,null,null,null,null,null,null,null,null,null,null,null,null,null,null,null,0]
[null,null,null,null,null,null,null,null,null,null,null,null,null,null,null,null,null,0]
[null,null,null,null,null,null,null,null,null,null,null,null,null,null,null,null,null,0]
[null,null,null,null,null,null,null,null,null,null,null,null,null,null,null,null,null,0]
[null,null,null,null,null,null,null,null,null,null,null,null,null,null,null,null,null,0]
[null,null,null,null,null,null,null,null,null,null,null,null,null,null,null,null,null,0]
[null,null,null,null,null,null,null,null,null,null,null,null,null,null,null,null,null,0]
[null,null,null,null,null,null,null,null,null,null,null,null,null,null,null,null,null,0]
[null,null,null,null,null,null,null,null,null,null,null,null,null,null,null,null,null,0]
[null,null,null,null,null,null,null,null,null,null,null,null,null,null,null,null,null,0]
[null,null,null,null,null,null,null,null,null,null,null,null,null,null,null,null,null,0]
[null,null,null,null,null,null,null,null,null,null,null,null,null,null,null,null,null,0]
[null,null,null,null,null,null,null,null,null,null,null,null,null,null,null,null,null,0]
[null,null,null,null,null,null,null,null,null,null,null,null,null,null,null,null,null,0]
[null,null,null,null,null,null,null,null,null,null,null,null,null,null,null,null,null,0]
[null,null,null,null,null,null,null,null,null,null,null,null,null,null,null,null,null,0]
[null,null,null,null,null,null,null,null,null,null,null,null,null,null,null,null,null,0]
[null,null,null,null,null,null,null,null,null,null,null,null,null,null,null,null,null,0]
[null,null,null,null,null,null,null,null,null,null,null,null,null,null,null,null,null,0]
[null,null,null,null,null,null,null,null,null,null,null,null,null,null,null,null,null,0]
[null,null,null,null,null,null,null,null,null,null,null,null,null,null,null,null,null,0]
[null,null,null,null,null,null,null,null,null,null,null,null,null,null,null,null,null,0]
[null,null,null,null,null,null,null,null,null,null,null,null,null,null,null,null,null,0]
[null,null,null,null,null,null,null,null,null,null,null,null,null,null,null,null,null,0]
[null,null,null,null,null,null,null,null,null,null,null,null,null,null,null,null,null,0]
[null,null,null,null,null,null,null,null,null,null,null,null,null,null,null,null,null,0]
[null,null,null,null,null,null,null,null,null,null,null,null,null,null,null,null,null,0]
[null,null,null,null,null,null,null,null,null,null,null,null,null,null,null,null,null,0]
[null,null,null,null,null,null,null,null,null,null,null,null,null,null,null,null,null,0]
[null,null,null,null,null,null,null,null,null,null,null,null,null,null,null,null,null,0]
[null,null,null,null,null,null,null,null,null,null,null,null,null,null,null,null,null,0]
[null,null,null,null,null,null,null,null,null,null,null,null,null,null,null,null,null,0]
[null,null,null,null,null,null,null,null,null,null,null,null,null,null,null,null,null,0]
[null,null,null,null,null,null,null,null,null,null,null,null,null,null,null,null,null,0]
[null,null,null,null,null,null,null,null,null,null,null,null,null,null,null,null,null,0]
[null,null,null,null,null,null,null,null,null,null,null,null,null,null,null,null,null,0]
[null,null,null,null,null,null,null,null,null,null,null,null,null,null,null,null,null,0]
[null,null,null,null,null,null,null,null,null,null,null,null,null,null,null,null,null,0]
[null,null,null,null,null,null,null,null,null,null,null,null,null,null,null,null,null,0]
[null,null,null,null,null,null,null,null,null,null,null,null,null,null,null,null,null,0]
[null,null,null,null,null,null,null,null,null,null,null,null,null,null,null,null,null,0]
[null,null,null,null,null,null,null,null,null,null,null,null,null,null,null,null,null,0]
[null,null,null,null,null,null,null,null,null,null,null,null,null,null,null,null,null,0]
[null,null,null,null,null,null,null,null,null,null,null,null,null,null,null,null,null,0]
[null,null,null,null,null,null,null,null,null,null,null,null,null,null,null,null,null,0]
[null,null,null,null,null,null,null,null,null,null,null,null,null,null,null,null,null,0]
[null,null,null,null,null,null,null,null,null,null,null,null,null,null,null,null,null,0]
[null,null,null,null,null,null,null,null,null,null,null,null,null,null,null,null,null,0]
[null,null,null,null,null,null,null,null,null,null,null,null,null,null,null,null,null,0]
[null,null,null,null,null,null,null,null,null,null,null,null,null,null,null,null,null,0]
[null,null,null,null,null,null,null,null,null,null,null,null,null,null,null,null,null,0]
[null,null,null,null,null,null,null,null,null,null,null,null,null,null,null,null,null,0]
[null,null,null,null,null,null,null,null,null,null,null,null,null,null,null,null,null,{"$f":"R$53/$O$53*$O735480*$O$57","v":0}]
[null,null,null,null,null,null,null,null,null,null,null,null,null,null,null,null,null,0]
[null,null,null,null,null,null,null,null,null,null,null,null,null,null,null,null,null,0]
[null,null,null,null,null,null,null,null,null,null,null,null,null,null,null,null,null,0]
[null,null,null,null,null,null,null,null,null,null,null,null,null,null,null,null,null,0]
[null,null,null,null,null,null,null,null,null,null,null,null,null,null,null,null,null,0]
[null,null,null,null,null,null,null,null,null,null,null,null,null,null,null,null,null,0]
[null,null,null,null,null,null,null,null,null,null,null,null,null,null,null,null,null,0]
[null,null,null,null,null,null,null,null,null,null,null,null,null,null,null,null,null,0]
[null,null,null,null,null,null,null,null,null,null,null,null,null,null,null,null,null,0]
[null,null,null,null,null,null,null,null,null,null,null,null,null,null,null,null,null,0]
[null,null,null,null,null,null,null,null,null,null,null,null,null,null,null,null,null,0]
[null,null,null,null,null,null,null,null,null,null,null,null,null,null,null,null,null,0]
[null,null,null,null,null,null,null,null,null,null,null,null,null,null,null,null,null,0]
[null,null,null,null,null,null,null,null,null,null,null,null,null,null,null,null,null,0]
[null,null,null,null,null,null,null,null,null,null,null,null,null,null,null,null,null,0]
[null,null,null,null,null,null,null,null,null,null,null,null,null,null,null,null,null,0]
[null,null,null,null,null,null,null,null,null,null,null,null,null,null,null,null,null,0]
[null,null,null,null,null,null,null,null,null,null,null,null,null,null,null,null,null,0]
[null,null,null,null,null,null,null,null,null,null,null,null,null,null,null,null,null,0]
[null,null,null,null,null,null,null,null,null,null,null,null,null,null,null,null,null,0]
[null,null,null,null,null,null,null,null,null,null,null,null,null,null,null,null,null,0]
[null,null,null,null,null,null,null,null,null,null,null,null,null,null,null,null,null,0]
[null,null,null,null,null,null,null,null,null,null,null,null,null,null,null,null,null,0]
[null,null,null,null,null,null,null,null,null,null,null,null,null,null,null,null,null,0]
[null,null,null,null,null,null,null,null,null,null,null,null,null,null,null,null,null,0]
[null,null,null,null,null,null,null,null,null,null,null,null,null,null,null,null,null,0]
[null,null,null,null,null,null,null,null,null,null,null,null,null,null,null,null,null,0]
[null,null,null,null,null,null,null,null,null,null,null,null,null,null,null,null,null,0]
[null,null,null,null,null,null,null,null,null,null,null,null,null,null,null,null,null,0]
[null,null,null,null,null,null,null,null,null,null,null,null,null,null,null,null,null,0]
[null,null,null,null,null,null,null,null,null,null,null,null,null,null,null,null,null,0]
[null,null,null,null,null,null,null,null,null,null,null,null,null,null,null,null,null,0]
[null,null,null,null,null,null,null,null,null,null,null,null,null,null,null,null,null,0]
[null,null,null,null,null,null,null,null,null,null,null,null,null,null,null,null,null,0]
[null,null,null,null,null,null,null,null,null,null,null,null,null,null,null,null,null,0]
[null,null,null,null,null,null,null,null,null,null,null,null,null,null,null,null,null,0]
[null,null,null,null,null,null,null,null,null,null,null,null,null,null,null,null,null,0]
[null,null,null,null,null,null,null,null,null,null,null,null,null,null,null,null,null,0]
[null,null,null,null,null,null,null,null,null,null,null,null,null,null,null,null,null,{"$f":"R$53/$O$53*$O755832*$O$57","v":0}]
[null,null,null,null,null,null,null,null,null,null,null,null,null,null,null,null,null,0]
[null,null,null,null,null,null,null,null,null,null,null,null,null,null,null,null,null,0]
[null,null,null,null,null,null,null,null,null,null,null,null,null,null,null,null,null,0]
[null,null,null,null,null,null,null,null,null,null,null,null,null,null,null,null,null,0]
[null,null,null,null,null,null,null,null,null,null,null,null,null,null,null,null,null,0]
[null,null,null,null,null,null,null,null,null,null,null,null,null,null,null,null,null,0]
[null,null,null,null,null,null,null,null,null,null,null,null,null,null,null,null,null,0]
[null,null,null,null,null,null,null,null,null,null,null,null,null,null,null,null,null,0]
[null,null,null,null,null,null,null,null,null,null,null,null,null,null,null,null,null,0]
[null,null,null,null,null,null,null,null,null,null,null,null,null,null,null,null,null,0]
[null,null,null,null,null,null,null,null,null,null,null,null,null,null,null,null,null,0]
[null,null,null,null,null,null,null,null,null,null,null,null,null,null,null,null,null,0]
[null,null,null,null,null,null,null,null,null,null,null,null,null,null,null,null,null,0]
[null,null,null,null,null,null,null,null,null,null,null,null,null,null,null,null,null,0]
[null,null,null,null,null,null,null,null,null,null,null,null,null,null,null,null,null,0]
[null,null,null,null,null,null,null,null,null,null,null,null,null,null,null,null,null,0]
[null,null,null,null,null,null,null,null,null,null,null,null,null,null,null,null,null,0]
[null,null,null,null,null,null,null,null,null,null,null,null,null,null,null,null,null,0]
[null,null,null,null,null,null,null,null,null,null,null,null,null,null,null,null,null,0]
[null,null,null,null,null,null,null,null,null,null,null,null,null,null,null,null,null,0]
[null,null,null,null,null,null,null,null,null,null,null,null,null,null,null,null,null,0]
[null,null,null,null,null,null,null,null,null,null,null,null,null,null,null,null,null,0]
[null,null,null,null,null,null,null,null,null,null,null,null,null,null,null,null,null,0]
[null,null,null,null,null,null,null,null,null,null,null,null,null,null,null,null,null,0]
[null,null,null,null,null,null,null,null,null,null,null,null,null,null,null,null,null,0]
[null,null,null,null,null,null,null,null,null,null,null,null,null,null,null,null,null,0]
[null,null,null,null,null,null,null,null,null,null,null,null,null,null,null,null,null,0]
[null,null,null,null,null,null,null,null,null,null,null,null,null,null,null,null,null,0]
[null,null,null,null,null,null,null,null,null,null,null,null,null,null,null,null,null,0]
[null,null,null,null,null,null,null,null,null,null,null,null,null,null,null,null,null,0]
[null,null,null,null,null,null,null,null,null,null,null,null,null,null,null,null,null,0]
[null,null,null,null,null,null,null,null,null,null,null,null,null,null,null,null,null,0]
[null,null,null,null,null,null,null,null,null,null,null,null,null,null,null,null,null,0]
[null,null,null,null,null,null,null,null,null,null,null,null,null,null,null,null,null,0]
[null,null,null,null,null,null,null,null,null,null,null,null,null,null,null,null,null,0]
[null,null,null,null,null,null,null,null,null,null,null,null,null,null,null,null,null,0]
[null,null,null,null,null,null,null,null,null,null,null,null,null,null,null,null,null,0]
[null,null,null,null,null,null,null,null,null,null,null,null,null,null,null,null,null,0]
[null,null,null,null,null,null,null,null,null,null,null,null,null,null,null,null,null,0]
[null,null,null,null,null,null,null,null,null,null,null,null,null,null,null,null,null,0]
[null,null,null,null,null,null,null,null,null,null,null,null,null,null,null,null,null,0]
[null,null,null,null,null,null,null,null,null,null,null,null,null,null,null,null,null,0]
[null,null,null,null,null,null,null,null,null,null,null,null,null,null,null,null,null,0]
[null,null,null,null,null,null,null,null,null,null,null,null,null,null,null,null,null,0]
[null,null,null,null,null,null,null,null,null,null,null,null,null,null,null,null,null,0]
[null,null,null,null,null,null,null,null,null,null,null,null,null,null,null,null,null,0]
[null,null,null,null,null,null,null,null,null,null,null,null,null,null,null,null,null,0]
[null,null,null,null,null,null,null,null,null,null,null,null,null,null,null,null,null,0]
[null,null,null,null,null,null,null,null,null,null,null,null,null,null,null,null,null,0]
[null,null,null,null,null,null,null,null,null,null,null,null,null,null,null,null,null,0]
[null,null,null,null,null,null,null,null,null,null,null,null,null,null,null,null,null,0]
[null,null,null,null,null,null,null,null,null,null,null,null,null,null,null,null,null,0]
[null,null,null,null,null,null,null,null,null,null,null,null,null,null,null,null,null,0]
[null,null,null,null,null,null,null,null,null,null,null,null,null,null,null,null,null,0]
[null,null,null,null,null,null,null,null,null,null,null,null,null,null,null,null,null,0]
[null,null,null,null,null,null,null,null,null,null,null,null,null,null,null,null,null,0]
[null,null,null,null,null,null,null,null,null,null,null,null,null,null,null,null,null,0]
[null,null,null,null,null,null,null,null,null,null,null,null,null,null,null,null,null,0]
[null,null,null,null,null,null,null,null,null,null,null,null,null,null,null,null,null,0]
[null,null,null,null,null,null,null,null,null,null,null,null,null,null,null,null,null,0]
[null,null,null,null,null,null,null,null,null,null,null,null,null,null,null,null,null,0]
[null,null,null,null,null,null,null,null,null,null,null,null,null,null,null,null,null,0]
[null,null,null,null,null,null,null,null,null,null,null,null,null,null,null,null,null,0]
[null,null,null,null,null,null,null,null,null,null,null,null,null,null,null,null,null,0]
[null,null,null,null,null,null,null,null,null,null,null,null,null,null,null,null,null,0]
[null,null,null,null,null,null,null,null,null,null,null,null,null,null,null,null,null,0]
[null,null,null,null,null,null,null,null,null,null,null,null,null,null,null,null,null,0]
[null,null,null,null,null,null,null,null,null,null,null,null,null,null,null,null,null,0]
[null,null,null,null,null,null,null,null,null,null,null,null,null,null,null,null,null,0]
[null,null,null,null,null,null,null,null,null,null,null,null,null,null,null,null,null,0]
[null,null,null,null,null,null,null,null,null,null,null,null,null,null,null,null,null,0]
[null,null,null,null,null,null,null,null,null,null,null,null,null,null,null,null,null,0]
[null,null,null,null,null,null,null,null,null,null,null,null,null,null,null,null,null,0]
[null,null,null,null,null,null,null,null,null,null,null,null,null,null,null,null,null,0]
[null,null,null,null,null,null,null,null,null,null,null,null,null,null,null,null,null,0]
[null,null,null,null,null,null,null,null,null,null,null,null,null,null,null,null,null,0]
[null,null,null,null,null,null,null,null,null,null,null,null,null,null,null,null,null,0]
[null,null,null,null,null,null,null,null,null,null,null,null,null,null,null,null,null,0]
[null,null,null,null,null,null,null,null,null,null,null,null,null,null,null,null,null,0]
[null,null,null,null,null,null,null,null,null,null,null,null,null,null,null,null,null,0]
[null,null,null,null,null,null,null,null,null,null,null,null,null,null,null,null,null,0]
[null,null,null,null,null,null,null,null,null,null,null,null,null,null,null,null,null,0]
[null,null,null,null,null,null,null,null,null,null,null,null,null,null,null,null,null,0]
[null,null,null,null,null,null,null,null,null,null,null,null,null,null,null,null,null,0]
[null,null,null,null,null,null,null,null,null,null,null,null,null,null,null,null,null,0]
[null,null,null,null,null,null,null,null,null,null,null,null,null,null,null,null,null,0]
[null,null,null,null,null,null,null,null,null,null,null,null,null,null,null,null,null,0]
[null,null,null,null,null,null,null,null,null,null,null,null,null,null,null,null,null,0]
[null,null,null,null,null,null,null,null,null,null,null,null,null,null,null,null,null,0]
[null,null,null,null,null,null,null,null,null,null,null,null,null,null,null,null,null,0]
[null,null,null,null,null,null,null,null,null,null,null,null,null,null,null,null,null,0]
[null,null,null,null,null,null,null,null,null,null,null,null,null,null,null,null,null,0]
[null,null,null,null,null,null,null,null,null,null,null,null,null,null,null,null,null,0]
[null,null,null,null,null,null,null,null,null,null,null,null,null,null,null,null,null,0]
[null,null,null,null,null,null,null,null,null,null,null,null,null,null,null,null,null,0]
[null,null,null,null,null,null,null,null,null,null,null,null,null,null,null,null,null,0]
[null,null,null,null,null,null,null,null,null,null,null,null,null,null,null,null,null,{"$f":"R$53/$O$53*$O806456*$O$57","v":0}]
[null,null,null,null,null,null,null,null,null,null,null,null,null,null,null,null,null,0]
[null,null,null,null,null,null,null,null,null,null,null,null,null,null,null,null,null,0]
[null,null,null,null,null,null,null,null,null,null,null,null,null,null,null,null,null,0]
[null,null,null,null,null,null,null,null,null,null,null,null,null,null,null,null,null,0]
[null,null,null,null,null,null,null,null,null,null,null,null,null,null,null,null,null,0]
[null,null,null,null,null,null,null,null,null,null,null,null,null,null,null,null,null,0]
[null,null,null,null,null,null,null,null,null,null,null,null,null,null,null,null,null,0]
[null,null,null,null,null,null,null,null,null,null,null,null,null,null,null,null,null,0]
[null,null,null,null,null,null,null,null,null,null,null,null,null,null,null,null,null,0]
[null,null,null,null,null,null,null,null,null,null,null,null,null,null,null,null,null,0]
[null,null,null,null,null,null,null,null,null,null,null,null,null,null,null,null,null,0]
[null,null,null,null,null,null,null,null,null,null,null,null,null,null,null,null,null,0]
[null,null,null,null,null,null,null,null,null,null,null,null,null,null,null,null,null,0]
[null,null,null,null,null,null,null,null,null,null,null,null,null,null,null,null,null,0]
[null,null,null,null,null,null,null,null,null,null,null,null,null,null,null,null,null,0]
[null,null,null,null,null,null,null,null,null,null,null,null,null,null,null,null,null,0]
[null,null,null,null,null,null,null,null,null,null,null,null,null,null,null,null,null,0]
[null,null,null,null,null,null,null,null,null,null,null,null,null,null,null,null,null,0]
[null,null,null,null,null,null,null,null,null,null,null,null,null,null,null,null,null,0]
[null,null,null,null,null,null,null,null,null,null,null,null,null,null,null,null,null,0]
[null,null,null,null,null,null,null,null,null,null,null,null,null,null,null,null,null,0]
[null,null,null,null,null,null,null,null,null,null,null,null,null,null,null,null,null,0]
[null,null,null,null,null,null,null,null,null,null,null,null,null,null,null,null,null,0]
[null,null,null,null,null,null,null,null,null,null,null,null,null,null,null,null,null,0]
[null,null,null,null,null,null,null,null,null,null,null,null,null,null,null,null,null,0]
[null,null,null,null,null,null,null,null,null,null,null,null,null,null,null,null,null,0]
[null,null,null,null,null,null,null,null,null,null,null,null,null,null,null,null,null,0]
[null,null,null,null,null,null,null,null,null,null,null,null,null,null,null,null,null,0]
[null,null,null,null,null,null,null,null,null,null,null,null,null,null,null,null,null,0]
[null,null,null,null,null,null,null,null,null,null,null,null,null,null,null,null,null,0]
[null,null,null,null,null,null,null,null,null,null,null,null,null,null,null,null,null,0]
[null,null,null,null,null,null,null,null,null,null,null,null,null,null,null,null,null,0]
[null,null,null,null,null,null,null,null,null,null,null,null,null,null,null,null,null,0]
[null,null,null,null,null,null,null,null,null,null,null,null,null,null,null,null,null,0]
[null,null,null,null,null,null,null,null,null,null,null,null,null,null,null,null,null,0]
[null,null,null,null,null,null,null,null,null,null,null,null,null,null,null,null,null,0]
[null,null,null,null,null,null,null,null,null,null,null,null,null,null,null,null,null,0]
[null,null,null,null,null,null,null,null,null,null,null,null,null,null,null,null,null,0]
[null,null,null,null,null,null,null,null,null,null,null,null,null,null,null,null,null,0]
[null,null,null,null,null,null,null,null,null,null,null,null,null,null,null,null,null,0]
[null,null,null,null,null,null,null,null,null,null,null,null,null,null,null,null,null,0]
[null,null,null,null,null,null,null,null,null,null,null,null,null,null,null,null,null,0]
[null,null,null,null,null,null,null,null,null,null,null,null,null,null,null,null,null,0]
[null,null,null,null,null,null,null,null,null,null,null,null,null,null,null,null,null,0]
[null,null,null,null,null,null,null,null,null,null,null,null,null,null,null,null,null,0]
[null,null,null,null,null,null,null,null,null,null,null,null,null,null,null,null,null,0]
[null,null,null,null,null,null,null,null,null,null,null,null,null,null,null,null,null,0]
[null,null,null,null,null,null,null,null,null,null,null,null,null,null,null,null,null,0]
[null,null,null,null,null,null,null,null,null,null,null,null,null,null,null,null,null,0]
[null,null,null,null,null,null,null,null,null,null,null,null,null,null,null,null,null,0]
[null,null,null,null,null,null,null,null,null,null,null,null,null,null,null,null,null,0]
[null,null,null,null,null,null,null,null,null,null,null,null,null,null,null,null,null,0]
[null,null,null,null,null,null,null,null,null,null,null,null,null,null,null,null,null,0]
[null,null,null,null,null,null,null,null,null,null,null,null,null,null,null,null,null,0]
[null,null,null,null,null,null,null,null,null,null,null,null,null,null,null,null,null,0]
[null,null,null,null,null,null,null,null,null,null,null,null,null,null,null,null,null,0]
[null,null,null,null,null,null,null,null,null,null,null,null,null,null,null,null,null,0]
[null,null,null,null,null,null,null,null,null,null,null,null,null,null,null,null,null,0]
[null,null,null,null,null,null,null,null,null,null,null,null,null,null,null,null,null,0]
[null,null,null,null,null,null,null,null,null,null,null,null,null,null,null,null,null,0]
[null,null,null,null,null,null,null,null,null,null,null,null,null,null,null,null,null,0]
[null,null,null,null,null,null,null,null,null,null,null,null,null,null,null,null,null,0]
[null,null,null,null,null,null,null,null,null,null,null,null,null,null,null,null,null,0]
[null,null,null,null,null,null,null,null,null,null,null,null,null,null,null,null,null,0]
[null,null,null,null,null,null,null,null,null,null,null,null,null,null,null,null,null,0]
[null,null,null,null,null,null,null,null,null,null,null,null,null,null,null,null,null,0]
[null,null,null,null,null,null,null,null,null,null,null,null,null,null,null,null,null,0]
[null,null,null,null,null,null,null,null,null,null,null,null,null,null,null,null,null,0]
[null,null,null,null,null,null,null,null,null,null,null,null,null,null,null,null,null,0]
[null,null,null,null,null,null,null,null,null,null,null,null,null,null,null,null,null,0]
[null,null,null,null,null,null,null,null,null,null,null,null,null,null,null,null,null,0]
[null,null,null,null,null,null,null,null,null,null,null,null,null,null,null,null,null,0]
[null,null,null,null,null,null,null,null,null,null,null,null,null,null,null,null,null,0]
[null,null,null,null,null,null,null,null,null,null,null,null,null,null,null,null,null,0]
[null,null,null,null,null,null,null,null,null,null,null,null,null,null,null,null,null,0]
[null,null,null,null,null,null,null,null,null,null,null,null,null,null,null,null,null,0]
[null,null,null,null,null,null,null,null,null,null,null,null,null,null,null,null,null,0]
[null,null,null,null,null,null,null,null,null,null,null,null,null,null,null,null,null,0]
[null,null,null,null,null,null,null,null,null,null,null,null,null,null,null,null,null,0]
[null,null,null,null,null,null,null,null,null,null,null,null,null,null,null,null,null,0]
[null,null,null,null,null,null,null,null,null,null,null,null,null,null,null,null,null,0]
[null,null,null,null,null,null,null,null,null,null,null,null,null,null,null,null,null,0]
[null,null,null,null,null,null,null,null,null,null,null,null,null,null,null,null,null,0]
[null,null,null,null,null,null,null,null,null,null,null,null,null,null,null,null,null,0]
[null,null,null,null,null,null,null,null,null,null,null,null,null,null,null,null,null,0]
[null,null,null,null,null,null,null,null,null,null,null,null,null,null,null,null,null,0]
[null,null,null,null,null,null,null,null,null,null,null,null,null,null,null,null,null,0]
[null,null,null,null,null,null,null,null,null,null,null,null,null,null,null,null,null,0]
[null,null,null,null,null,null,null,null,null,null,null,null,null,null,null,null,null,0]
[null,null,null,null,null,null,null,null,null,null,null,null,null,null,null,null,null,0]
[null,null,null,null,null,null,null,null,null,null,null,null,null,null,null,null,null,0]
[null,null,null,null,null,null,null,null,null,null,null,null,null,null,null,null,null,0]
[null,null,null,null,null,null,null,null,null,null,null,null,null,null,null,null,null,0]
[null,null,null,null,null,null,null,null,null,null,null,null,null,null,null,null,null,0]
[null,null,null,null,null,null,null,null,null,null,null,null,null,null,null,null,null,0]
[null,null,null,null,null,null,null,null,null,null,null,null,null,null,null,null,null,0]
[null,null,null,null,null,null,null,null,null,null,null,null,null,null,null,null,null,0]
[null,null,null,null,null,null,null,null,null,null,null,null,null,null,null,null,null,0]
[null,null,null,null,null,null,null,null,null,null,null,null,null,null,null,null,null,0]
[null,null,null,null,null,null,null,null,null,null,null,null,null,null,null,null,null,0]
[null,null,null,null,null,null,null,null,null,null,null,null,null,null,null,null,null,0]
[null,null,null,null,null,null,null,null,null,null,null,null,null,null,null,null,null,0]
[null,null,null,null,null,null,null,null,null,null,null,null,null,null,null,null,null,0]
[null,null,null,null,null,null,null,null,null,null,null,null,null,null,null,null,null,0]
[null,null,null,null,null,null,null,null,null,null,null,null,null,null,null,null,null,0]
[null,null,null,null,null,null,null,null,null,null,null,null,null,null,null,null,null,0]
[null,null,null,null,null,null,null,null,null,null,null,null,null,null,null,null,null,0]
[null,null,null,null,null,null,null,null,null,null,null,null,null,null,null,null,null,0]
[null,null,null,null,null,null,null,null,null,null,null,null,null,null,null,null,null,0]
[null,null,null,null,null,null,null,null,null,null,null,null,null,null,null,null,null,0]
[null,null,null,null,null,null,null,null,null,null,null,null,null,null,null,null,null,0]
[null,null,null,null,null,null,null,null,null,null,null,null,null,null,null,null,null,0]
[null,null,null,null,null,null,null,null,null,null,null,null,null,null,null,null,null,0]
[null,null,null,null,null,null,null,null,null,null,null,null,null,null,null,null,null,0]
[null,null,null,null,null,null,null,null,null,null,null,null,null,null,null,null,null,0]
[null,null,null,null,null,null,null,null,null,null,null,null,null,null,null,null,null,0]
[null,null,null,null,null,null,null,null,null,null,null,null,null,null,null,null,null,0]
[null,null,null,null,null,null,null,null,null,null,null,null,null,null,null,null,null,0]
[null,null,null,null,null,null,null,null,null,null,null,null,null,null,null,null,null,0]
[null,null,null,null,null,null,null,null,null,null,null,null,null,null,null,null,null,0]
[null,null,null,null,null,null,null,null,null,null,null,null,null,null,null,null,null,0]
[null,null,null,null,null,null,null,null,null,null,null,null,null,null,null,null,null,0]
[null,null,null,null,null,null,null,null,null,null,null,null,null,null,null,null,null,0]
[null,null,null,null,null,null,null,null,null,null,null,null,null,null,null,null,null,0]
[null,null,null,null,null,null,null,null,null,null,null,null,null,null,null,null,null,0]
[null,null,null,null,null,null,null,null,null,null,null,null,null,null,null,null,null,0]
[null,null,null,null,null,null,null,null,null,null,null,null,null,null,null,null,null,0]
[null,null,null,null,null,null,null,null,null,null,null,null,null,null,null,null,null,0]
[null,null,null,null,null,null,null,null,null,null,null,null,null,null,null,null,null,0]
[null,null,null,null,null,null,null,null,null,null,null,null,null,null,null,null,null,0]
[null,null,null,null,null,null,null,null,null,null,null,null,null,null,null,null,null,0]
[null,null,null,null,null,null,null,null,null,null,null,null,null,null,null,null,null,{"$f":"R$53/$O$53*$O875960*$O$57","v":0}]
[null,null,null,null,null,null,null,null,null,null,null,null,null,null,null,null,null,0]
[null,null,null,null,null,null,null,null,null,null,null,null,null,null,null,null,null,0]
[null,null,null,null,null,null,null,null,null,null,null,null,null,null,null,null,null,0]
[null,null,null,null,null,null,null,null,null,null,null,null,null,null,null,null,null,0]
[null,null,null,null,null,null,null,null,null,null,null,null,null,null,null,null,null,0]
[null,null,null,null,null,null,null,null,null,null,null,null,null,null,null,null,null,0]
[null,null,null,null,null,null,null,null,null,null,null,null,null,null,null,null,null,0]
[null,null,null,null,null,null,null,null,null,null,null,null,null,null,null,null,null,0]
[null,null,null,null,null,null,null,null,null,null,null,null,null,null,null,null,null,0]
[null,null,null,null,null,null,null,null,null,null,null,null,null,null,null,null,null,0]
[null,null,null,null,null,null,null,null,null,null,null,null,null,null,null,null,null,0]
[null,null,null,null,null,null,null,null,null,null,null,null,null,null,null,null,null,0]
[null,null,null,null,null,null,null,null,null,null,null,null,null,null,null,null,null,0]
[null,null,null,null,null,null,null,null,null,null,null,null,null,null,null,null,null,0]
[null,null,null,null,null,null,null,null,null,null,null,null,null,null,null,null,null,0]
[null,null,null,null,null,null,null,null,null,null,null,null,null,null,null,null,null,0]
[null,null,null,null,null,null,null,null,null,null,null,null,null,null,null,null,null,0]
[null,null,null,null,null,null,null,null,null,null,null,null,null,null,null,null,null,0]
[null,null,null,null,null,null,null,null,null,null,null,null,null,null,null,null,null,0]
[null,null,null,null,null,null,null,null,null,null,null,null,null,null,null,null,null,0]
[null,null,null,null,null,null,null,null,null,null,null,null,null,null,null,null,null,0]
[null,null,null,null,null,null,null,null,null,null,null,null,null,null,null,null,null,0]
[null,null,null,null,null,null,null,null,null,null,null,null,null,null,null,null,null,0]
[null,null,null,null,null,null,null,null,null,null,null,null,null,null,null,null,null,0]
[null,null,null,null,null,null,null,null,null,null,null,null,null,null,null,null,null,0]
[null,null,null,null,null,null,null,null,null,null,null,null,null,null,null,null,null,0]
[null,null,null,null,null,null,null,null,null,null,null,null,null,null,null,null,null,0]
[null,null,null,null,null,null,null,null,null,null,null,null,null,null,null,null,null,0]
[null,null,null,null,null,null,null,null,null,null,null,null,null,null,null,null,null,0]
[null,null,null,null,null,null,null,null,null,null,null,null,null,null,null,null,null,0]
[null,null,null,null,null,null,null,null,null,null,null,null,null,null,null,null,null,0]
[null,null,null,null,null,null,null,null,null,null,null,null,null,null,null,null,null,0]
[null,null,null,null,null,null,null,null,null,null,null,null,null,null,null,null,null,0]
[null,null,null,null,null,null,null,null,null,null,null,null,null,null,null,null,null,0]
[null,null,null,null,null,null,null,null,null,null,null,null,null,null,null,null,null,0]
[null,null,null,null,null,null,null,null,null,null,null,null,null,null,null,null,null,0]
[null,null,null,null,null,null,null,null,null,null,null,null,null,null,null,null,null,0]
[null,null,null,null,null,null,null,null,null,null,null,null,null,null,null,null,null,0]
[null,null,null,null,null,null,null,null,null,null,null,null,null,null,null,null,null,{"$f":"R$53/$O$53*$O896312*$O$57","v":0}]
[null,null,null,null,null,null,null,null,null,null,null,null,null,null,null,null,null,0]
[null,null,null,null,null,null,null,null,null,null,null,null,null,null,null,null,null,0]
[null,null,null,null,null,null,null,null,null,null,null,null,null,null,null,null,null,0]
[null,null,null,null,null,null,null,null,null,null,null,null,null,null,null,null,null,0]
[null,null,null,null,null,null,null,null,null,null,null,null,null,null,null,null,null,0]
[null,null,null,null,null,null,null,null,null,null,null,null,null,null,null,null,null,0]
[null,null,null,null,null,null,null,null,null,null,null,null,null,null,null,null,null,0]
[null,null,null,null,null,null,null,null,null,null,null,null,null,null,null,null,null,0]
[null,null,null,null,null,null,null,null,null,null,null,null,null,null,null,null,null,0]
[null,null,null,null,null,null,null,null,null,null,null,null,null,null,null,null,null,0]
[null,null,null,null,null,null,null,null,null,null,null,null,null,null,null,null,null,0]
[null,null,null,null,null,null,null,null,null,null,null,null,null,null,null,null,null,0]
[null,null,null,null,null,null,null,null,null,null,null,null,null,null,null,null,null,0]
[null,null,null,null,null,null,null,null,null,null,null,null,null,null,null,null,null,0]
[null,null,null,null,null,null,null,null,null,null,null,null,null,null,null,null,null,0]
[null,null,null,null,null,null,null,null,null,null,null,null,null,null,null,null,null,0]
[null,null,null,null,null,null,null,null,null,null,null,null,null,null,null,null,null,0]
[null,null,null,null,null,null,null,null,null,null,null,null,null,null,null,null,null,0]
[null,null,null,null,null,null,null,null,null,null,null,null,null,null,null,null,null,0]
[null,null,null,null,null,null,null,null,null,null,null,null,null,null,null,null,null,0]
[null,null,null,null,null,null,null,null,null,null,null,null,null,null,null,null,null,0]
[null,null,null,null,null,null,null,null,null,null,null,null,null,null,null,null,null,0]
[null,null,null,null,null,null,null,null,null,null,null,null,null,null,null,null,null,0]
[null,null,null,null,null,null,null,null,null,null,null,null,null,null,null,null,null,0]
[null,null,null,null,null,null,null,null,null,null,null,null,null,null,null,null,null,0]
[null,null,null,null,null,null,null,null,null,null,null,null,null,null,null,null,null,0]
[null,null,null,null,null,null,null,null,null,null,null,null,null,null,null,null,null,0]
[null,null,null,null,null,null,null,null,null,null,null,null,null,null,null,null,null,0]
[null,null,null,null,null,null,null,null,null,null,null,null,null,null,null,null,null,0]
[null,null,null,null,null,null,null,null,null,null,null,null,null,null,null,null,null,0]
[null,null,null,null,null,null,null,null,null,null,null,null,null,null,null,null,null,0]
[null,null,null,null,null,null,null,null,null,null,null,null,null,null,null,null,null,0]
[null,null,null,null,null,null,null,null,null,null,null,null,null,null,null,null,null,0]
[null,null,null,null,null,null,null,null,null,null,null,null,null,null,null,null,null,0]
[null,null,null,null,null,null,null,null,null,null,null,null,null,null,null,null,null,0]
[null,null,null,null,null,null,null,null,null,null,null,null,null,null,null,null,null,0]
[null,null,null,null,null,null,null,null,null,null,null,null,null,null,null,null,null,0]
[null,null,null,null,null,null,null,null,null,null,null,null,null,null,null,null,null,0]
[null,null,null,null,null,null,null,null,null,null,null,null,null,null,null,null,null,0]
[null,null,null,null,null,null,null,null,null,null,null,null,null,null,null,null,null,0]
[null,null,null,null,null,null,null,null,null,null,null,null,null,null,null,null,null,0]
[null,null,null,null,null,null,null,null,null,null,null,null,null,null,null,null,null,0]
[null,null,null,null,null,null,null,null,null,null,null,null,null,null,null,null,null,0]
[null,null,null,null,null,null,null,null,null,null,null,null,null,null,null,null,null,0]
[null,null,null,null,null,null,null,null,null,null,null,null,null,null,null,null,null,0]
[null,null,null,null,null,null,null,null,null,null,null,null,null,null,null,null,null,0]
[null,null,null,null,null,null,null,null,null,null,null,null,null,null,null,null,null,0]
[null,null,null,null,null,null,null,null,null,null,null,null,null,null,null,null,null,0]
[null,null,null,null,null,null,null,null,null,null,null,null,null,null,null,null,null,0]
[null,null,null,null,null,null,null,null,null,null,null,null,null,null,null,null,null,0]
[null,null,null,null,null,null,null,null,null,null,null,null,null,null,null,null,null,0]
[null,null,null,null,null,null,null,null,null,null,null,null,null,null,null,null,null,0]
[null,null,null,null,null,null,null,null,null,null,null,null,null,null,null,null,null,0]
[null,null,null,null,null,null,null,null,null,null,null,null,null,null,null,null,null,0]
[null,null,null,null,null,null,null,null,null,null,null,null,null,null,null,null,null,0]
[null,null,null,null,null,null,null,null,null,null,null,null,null,null,null,null,null,0]
[null,null,null,null,null,null,null,null,null,null,null,null,null,null,null,null,null,0]
[null,null,null,null,null,null,null,null,null,null,null,null,null,null,null,null,null,{"$f":"R$53/$O$53*$O926584*$O$57","v":0}]
[null,null,null,null,null,null,null,null,null,null,null,null,null,null,null,null,null,0]
[null,null,null,null,null,null,null,null,null,null,null,null,null,null,null,null,null,0]
[null,null,null,null,null,null,null,null,null,null,null,null,null,null,null,null,null,0]
[null,null,null,null,null,null,null,null,null,null,null,null,null,null,null,null,null,0]
[null,null,null,null,null,null,null,null,null,null,null,null,null,null,null,null,null,0]
[null,null,null,null,null,null,null,null,null,null,null,null,null,null,null,null,null,0]
[null,null,null,null,null,null,null,null,null,null,null,null,null,null,null,null,null,0]
[null,null,null,null,null,null,null,null,null,null,null,null,null,null,null,null,null,0]
[null,null,null,null,null,null,null,null,null,null,null,null,null,null,null,null,null,0]
[null,null,null,null,null,null,null,null,null,null,null,null,null,null,null,null,null,0]
[null,null,null,null,null,null,null,null,null,null,null,null,null,null,null,null,null,0]
[null,null,null,null,null,null,null,null,null,null,null,null,null,null,null,null,null,0]
[null,null,null,null,null,null,null,null,null,null,null,null,null,null,null,null,null,0]
[null,null,null,null,null,null,null,null,null,null,null,null,null,null,null,null,null,0]
[null,null,null,null,null,null,null,null,null,null,null,null,null,null,null,null,null,0]
[null,null,null,null,null,null,null,null,null,null,null,null,null,null,null,null,null,0]
[null,null,null,null,null,null,null,null,null,null,null,null,null,null,null,null,null,0]
[null,null,null,null,null,null,null,null,null,null,null,null,null,null,null,null,null,0]
[null,null,null,null,null,null,null,null,null,null,null,null,null,null,null,null,null,0]
[null,null,null,null,null,null,null,null,null,null,null,null,null,null,null,null,null,0]
[null,null,null,null,null,null,null,null,null,null,null,null,null,null,null,null,null,0]
[null,null,null,null,null,null,null,null,null,null,null,null,null,null,null,null,null,0]
[null,null,null,null,null,null,null,null,null,null,null,null,null,null,null,null,null,0]
[null,null,null,null,null,null,null,null,null,null,null,null,null,null,null,null,null,0]
[null,null,null,null,null,null,null,null,null,null,null,null,null,null,null,null,null,0]
[null,null,null,null,null,null,null,null,null,null,null,null,null,null,null,null,null,0]
[null,null,null,null,null,null,null,null,null,null,null,null,null,null,null,null,null,0]
[null,null,null,null,null,null,null,null,null,null,null,null,null,null,null,null,null,0]
[null,null,null,null,null,null,null,null,null,null,null,null,null,null,null,null,null,{"$f":"R$53/$O$53*$O941752*$O$57","v":0}]
[null,null,null,null,null,null,null,null,null,null,null,null,null,null,null,null,null,0]
[null,null,null,null,null,null,null,null,null,null,null,null,null,null,null,null,null,0]
[null,null,null,null,null,null,null,null,null,null,null,null,null,null,null,null,null,0]
[null,null,null,null,null,null,null,null,null,null,null,null,null,null,null,null,null,0]
[null,null,null,null,null,null,null,null,null,null,null,null,null,null,null,null,null,0]
[null,null,null,null,null,null,null,null,null,null,null,null,null,null,null,null,null,0]
[null,null,null,null,null,null,null,null,null,null,null,null,null,null,null,null,null,0]
[null,null,null,null,null,null,null,null,null,null,null,null,null,null,null,null,null,0]
[null,null,null,null,null,null,null,null,null,null,null,null,null,null,null,null,null,0]
[null,null,null,null,null,null,null,null,null,null,null,null,null,null,null,null,null,{"$f":"R$53/$O$53*$O946936*$O$57","v":0}]
[null,null,null,null,null,null,null,null,null,null,null,null,null,null,null,null,null,0]
[null,null,null,null,null,null,null,null,null,null,null,null,null,null,null,null,null,0]
[null,null,null,null,null,null,null,null,null,null,null,null,null,null,null,null,null,0]
[null,null,null,null,null,null,null,null,null,null,null,null,null,null,null,null,null,0]
[null,null,null,null,null,null,null,null,null,null,null,null,null,null,null,null,null,0]
[null,null,null,null,null,null,null,null,null,null,null,null,null,null,null,null,null,0]
[null,null,null,null,null,null,null,null,null,null,null,null,null,null,null,null,null,0]
[null,null,null,null,null,null,null,null,null,null,null,null,null,null,null,null,null,0]
[null,null,null,null,null,null,null,null,null,null,null,null,null,null,null,null,null,0]
[null,null,null,null,null,null,null,null,null,null,null,null,null,null,null,null,null,0]
[null,null,null,null,null,null,null,null,null,null,null,null,null,null,null,null,null,0]
[null,null,null,null,null,null,null,null,null,null,null,null,null,null,null,null,null,0]
[null,null,null,null,null,null,null,null,null,null,null,null,null,null,null,null,null,0]
[null,null,null,null,null,null,null,null,null,null,null,null,null,null,null,null,null,0]
[null,null,null,null,null,null,null,null,null,null,null,null,null,null,null,null,null,0]
[null,null,null,null,null,null,null,null,null,null,null,null,null,null,null,null,null,0]
[null,null,null,null,null,null,null,null,null,null,null,null,null,null,null,null,null,0]
[null,null,null,null,null,null,null,null,null,null,null,null,null,null,null,null,null,0]
[null,null,null,null,null,null,null,null,null,null,null,null,null,null,null,null,null,0]
[null,null,null,null,null,null,null,null,null,null,null,null,null,null,null,null,null,0]
[null,null,null,null,null,null,null,null,null,null,null,null,null,null,null,null,null,0]
[null,null,null,null,null,null,null,null,null,null,null,null,null,null,null,null,null,0]
[null,null,null,null,null,null,null,null,null,null,null,null,null,null,null,null,null,0]
[null,null,null,null,null,null,null,null,null,null,null,null,null,null,null,null,null,0]
[null,null,null,null,null,null,null,null,null,null,null,null,null,null,null,null,null,0]
[null,null,null,null,null,null,null,null,null,null,null,null,null,null,null,null,null,0]
[null,null,null,null,null,null,null,null,null,null,null,null,null,null,null,null,null,0]
[null,null,null,null,null,null,null,null,null,null,null,null,null,null,null,null,null,0]
[null,null,null,null,null,null,null,null,null,null,null,null,null,null,null,null,null,0]
[null,null,null,null,null,null,null,null,null,null,null,null,null,null,null,null,null,0]
[null,null,null,null,null,null,null,null,null,null,null,null,null,null,null,null,null,0]
[null,null,null,null,null,null,null,null,null,null,null,null,null,null,null,null,null,0]
[null,null,null,null,null,null,null,null,null,null,null,null,null,null,null,null,null,0]
[null,null,null,null,null,null,null,null,null,null,null,null,null,null,null,null,null,0]
[null,null,null,null,null,null,null,null,null,null,null,null,null,null,null,null,null,0]
[null,null,null,null,null,null,null,null,null,null,null,null,null,null,null,null,null,0]
[null,null,null,null,null,null,null,null,null,null,null,null,null,null,null,null,null,0]
[null,null,null,null,null,null,null,null,null,null,null,null,null,null,null,null,null,0]
[null,null,null,null,null,null,null,null,null,null,null,null,null,null,null,null,null,0]
[null,null,null,null,null,null,null,null,null,null,null,null,null,null,null,null,null,0]
[null,null,null,null,null,null,null,null,null,null,null,null,null,null,null,null,null,0]
[null,null,null,null,null,null,null,null,null,null,null,null,null,null,null,null,null,0]
[null,null,null,null,null,null,null,null,null,null,null,null,null,null,null,null,null,0]
[null,null,null,null,null,null,null,null,null,null,null,null,null,null,null,null,null,0]
[null,null,null,null,null,null,null,null,null,null,null,null,null,null,null,null,null,0]
[null,null,null,null,null,null,null,null,null,null,null,null,null,null,null,null,null,0]
[null,null,null,null,null,null,null,null,null,null,null,null,null,null,null,null,null,0]
[null,null,null,null,null,null,null,null,null,null,null,null,null,null,null,null,null,0]
[null,null,null,null,null,null,null,null,null,null,null,null,null,null,null,null,null,0]
[null,null,null,null,null,null,null,null,null,null,null,null,null,null,null,null,null,0]
[null,null,null,null,null,null,null,null,null,null,null,null,null,null,null,null,null,0]
[null,null,null,null,null,null,null,null,null,null,null,null,null,null,null,null,null,0]
[null,null,null,null,null,null,null,null,null,null,null,null,null,null,null,null,null,0]
[null,null,null,null,null,null,null,null,null,null,null,null,null,null,null,null,null,0]
[null,null,null,null,null,null,null,null,null,null,null,null,null,null,null,null,null,0]
[null,null,null,null,null,null,null,null,null,null,null,null,null,null,null,null,null,0]
[null,null,null,null,null,null,null,null,null,null,null,null,null,null,null,null,null,0]
[null,null,null,null,null,null,null,null,null,null,null,null,null,null,null,null,null,0]
[null,null,null,null,null,null,null,null,null,null,null,null,null,null,null,null,null,0]
[null,null,null,null,null,null,null,null,null,null,null,null,null,null,null,null,null,0]
[null,null,null,null,null,null,null,null,null,null,null,null,null,null,null,null,null,0]
[null,null,null,null,null,null,null,null,null,null,null,null,null,null,null,null,null,0]
[null,null,null,null,null,null,null,null,null,null,null,null,null,null,null,null,null,0]
[null,null,null,null,null,null,null,null,null,null,null,null,null,null,null,null,null,0]
[null,null,null,null,null,null,null,null,null,null,null,null,null,null,null,null,null,0]
[null,null,null,null,null,null,null,null,null,null,null,null,null,null,null,null,null,0]
[null,null,null,null,null,null,null,null,null,null,null,null,null,null,null,null,null,0]
[null,null,null,null,null,null,null,null,null,null,null,null,null,null,null,null,null,0]
[null,null,null,null,null,null,null,null,null,null,null,null,null,null,null,null,null,0]
[null,null,null,null,null,null,null,null,null,null,null,null,null,null,null,null,null,0]
[null,null,null,null,null,null,null,null,null,null,null,null,null,null,null,null,null,0]
[null,null,null,null,null,null,null,null,null,null,null,null,null,null,null,null,null,0]
[null,null,null,null,null,null,null,null,null,null,null,null,null,null,null,null,null,0]
[null,null,null,null,null,null,null,null,null,null,null,null,null,null,null,null,null,0]
[null,null,null,null,null,null,null,null,null,null,null,null,null,null,null,null,null,0]
[null,null,null,null,null,null,null,null,null,null,null,null,null,null,null,null,null,0]
[null,null,null,null,null,null,null,null,null,null,null,null,null,null,null,null,null,0]
[null,null,null,null,null,null,null,null,null,null,null,null,null,null,null,null,null,0]
[null,null,null,null,null,null,null,null,null,null,null,null,null,null,null,null,null,0]
[null,null,null,null,null,null,null,null,null,null,null,null,null,null,null,null,null,0]
[null,null,null,null,null,null,null,null,null,null,null,null,null,null,null,null,null,0]
[null,null,null,null,null,null,null,null,null,null,null,null,null,null,null,null,null,0]
[null,null,null,null,null,null,null,null,null,null,null,null,null,null,null,null,null,0]
[null,null,null,null,null,null,null,null,null,null,null,null,null,null,null,null,null,0]
[null,null,null,null,null,null,null,null,null,null,null,null,null,null,null,null,null,0]
[null,null,null,null,null,null,null,null,null,null,null,null,null,null,null,null,null,0]
[null,null,null,null,null,null,null,null,null,null,null,null,null,null,null,null,null,0]
[null,null,null,null,null,null,null,null,null,null,null,null,null,null,null,null,null,0]
[null,null,null,null,null,null,null,null,null,null,null,null,null,null,null,null,null,0]
[null,null,null,null,null,null,null,null,null,null,null,null,null,null,null,null,null,0]
[null,null,null,null,null,null,null,null,null,null,null,null,null,null,null,null,null,0]
[null,null,null,null,null,null,null,null,null,null,null,null,null,null,null,null,null,0]
[null,null,null,null,null,null,null,null,null,null,null,null,null,null,null,null,null,0]
[null,null,null,null,null,null,null,null,null,null,null,null,null,null,null,null,null,0]
[null,null,null,null,null,null,null,null,null,null,null,null,null,null,null,null,null,0]
[null,null,null,null,null,null,null,null,null,null,null,null,null,null,null,null,null,0]
[null,null,null,null,null,null,null,null,null,null,null,null,null,null,null,null,null,{"$f":"R$53/$O$53*$O997560*$O$57","v":0}]
[null,null,null,null,null,null,null,null,null,null,null,null,null,null,null,null,null,0]
[null,null,null,null,null,null,null,null,null,null,null,null,null,null,null,null,null,0]
[null,null,null,null,null,null,null,null,null,null,null,null,null,null,null,null,null,0]
[null,null,null,null,null,null,null,null,null,null,null,null,null,null,null,null,null,0]
[null,null,null,null,null,null,null,null,null,null,null,null,null,null,null,null,null,0]
[null,null,null,null,null,null,null,null,null,null,null,null,null,null,null,null,null,0]
[null,null,null,null,null,null,null,null,null,null,null,null,null,null,null,null,null,0]
[null,null,null,null,null,null,null,null,null,null,null,null,null,null,null,null,null,0]
[null,null,null,null,null,null,null,null,null,null,null,null,null,null,null,null,null,0]
[null,null,null,null,null,null,null,null,null,null,null,null,null,null,null,null,null,0]
[null,null,null,null,null,null,null,null,null,null,null,null,null,null,null,null,null,0]
[null,null,null,null,null,null,null,null,null,null,null,null,null,null,null,null,null,0]
[null,null,null,null,null,null,null,null,null,null,null,null,null,null,null,null,null,0]
[null,null,null,null,null,null,null,null,null,null,null,null,null,null,null,null,null,0]
[null,null,null,null,null,null,null,null,null,null,null,null,null,null,null,null,null,0]
[null,null,null,null,null,null,null,null,null,null,null,null,null,null,null,null,null,0]
[null,null,null,null,null,null,null,null,null,null,null,null,null,null,null,null,null,0]
[null,null,null,null,null,null,null,null,null,null,null,null,null,null,null,null,null,0]
[null,null,null,null,null,null,null,null,null,null,null,null,null,null,null,null,null,0]
[null,null,null,null,null,null,null,null,null,null,null,null,null,null,null,null,null,0]
[null,null,null,null,null,null,null,null,null,null,null,null,null,null,null,null,null,0]
[null,null,null,null,null,null,null,null,null,null,null,null,null,null,null,null,null,0]
[null,null,null,null,null,null,null,null,null,null,null,null,null,null,null,null,null,0]
[null,null,null,null,null,null,null,null,null,null,null,null,null,null,null,null,null,0]
[null,null,null,null,null,null,null,null,null,null,null,null,null,null,null,null,null,0]
[null,null,null,null,null,null,null,null,null,null,null,null,null,null,null,null,null,0]
[null,null,null,null,null,null,null,null,null,null,null,null,null,null,null,null,null,0]
[null,null,null,null,null,null,null,null,null,null,null,null,null,null,null,null,null,0]
[null,null,null,null,null,null,null,null,null,null,null,null,null,null,null,null,null,0]
[null,null,null,null,null,null,null,null,null,null,null,null,null,null,null,null,null,0]
[null,null,null,null,null,null,null,null,null,null,null,null,null,null,null,null,null,0]
[null,null,null,null,null,null,null,null,null,null,null,null,null,null,null,null,null,0]
[null,null,null,null,null,null,null,null,null,null,null,null,null,null,null,null,null,0]
[null,null,null,null,null,null,null,null,null,null,null,null,null,null,null,null,null,0]
[null,null,null,null,null,null,null,null,null,null,null,null,null,null,null,null,null,0]
[null,null,null,null,null,null,null,null,null,null,null,null,null,null,null,null,null,0]
[null,null,null,null,null,null,null,null,null,null,null,null,null,null,null,null,null,0]
[null,null,null,null,null,null,null,null,null,null,null,null,null,null,null,null,null,0]
[null,null,null,null,null,null,null,null,null,null,null,null,null,null,null,null,null,{"$f":"R$53/$O$53*$O1017912*$O$57","v":0}]
[null,null,null,null,null,null,null,null,null,null,null,null,null,null,null,null,null,0]
[null,null,null,null,null,null,null,null,null,null,null,null,null,null,null,null,null,0]
[null,null,null,null,null,null,null,null,null,null,null,null,null,null,null,null,null,0]
[null,null,null,null,null,null,null,null,null,null,null,null,null,null,null,null,null,0]
[null,null,null,null,null,null,null,null,null,null,null,null,null,null,null,null,null,0]
[null,null,null,null,null,null,null,null,null,null,null,null,null,null,null,null,null,0]
[null,null,null,null,null,null,null,null,null,null,null,null,null,null,null,null,null,0]
[null,null,null,null,null,null,null,null,null,null,null,null,null,null,null,null,null,0]
[null,null,null,null,null,null,null,null,null,null,null,null,null,null,null,null,null,0]
[null,null,null,null,null,null,null,null,null,null,null,null,null,null,null,null,null,0]
[null,null,null,null,null,null,null,null,null,null,null,null,null,null,null,null,null,0]
[null,null,null,null,null,null,null,null,null,null,null,null,null,null,null,null,null,0]
[null,null,null,null,null,null,null,null,null,null,null,null,null,null,null,null,null,0]
[null,null,null,null,null,null,null,null,null,null,null,null,null,null,null,null,null,0]
[null,null,null,null,null,null,null,null,null,null,null,null,null,null,null,null,null,0]
[null,null,null,null,null,null,null,null,null,null,null,null,null,null,null,null,null,0]
[null,null,null,null,null,null,null,null,null,null,null,null,null,null,null,null,null,0]
[null,null,null,null,null,null,null,null,null,null,null,null,null,null,null,null,null,0]
[null,null,null,null,null,null,null,null,null,null,null,null,null,null,null,null,null,0]
[null,null,null,null,null,null,null,null,null,null,null,null,null,null,null,null,null,0]
[null,null,null,null,null,null,null,null,null,null,null,null,null,null,null,null,null,0]
[null,null,null,null,null,null,null,null,null,null,null,null,null,null,null,null,null,0]
[null,null,null,null,null,null,null,null,null,null,null,null,null,null,null,null,null,0]
[null,null,null,null,null,null,null,null,null,null,null,null,null,null,null,null,null,0]
[null,null,null,null,null,null,null,null,null,null,null,null,null,null,null,null,null,0]
[null,null,null,null,null,null,null,null,null,null,null,null,null,null,null,null,null,0]
[null,null,null,null,null,null,null,null,null,null,null,null,null,null,null,null,null,0]
[null,null,null,null,null,null,null,null,null,null,null,null,null,null,null,null,null,0]
[null,null,null,null,null,null,null,null,null,null,null,null,null,null,null,null,null,0]
[null,null,null,null,null,null,null,null,null,null,null,null,null,null,null,null,null,0]
[null,null,null,null,null,null,null,null,null,null,null,null,null,null,null,null,null,0]
[null,null,null,null,null,null,null,null,null,null,null,null,null,null,null,null,null,0]
[null,null,null,null,null,null,null,null,null,null,null,null,null,null,null,null,null,0]
[null,null,null,null,null,null,null,null,null,null,null,null,null,null,null,null,null,0]
[null,null,null,null,null,null,null,null,null,null,null,null,null,null,null,null,null,0]
[null,null,null,null,null,null,null,null,null,null,null,null,null,null,null,null,null,0]
[null,null,null,null,null,null,null,null,null,null,null,null,null,null,null,null,null,0]
[null,null,null,null,null,null,null,null,null,null,null,null,null,null,null,null,null,0]
[null,null,null,null,null,null,null,null,null,null,null,null,null,null,null,null,null,0]
[null,null,null,null,null,null,null,null,null,null,null,null,null,null,null,null,null,0]
[null,null,null,null,null,null,null,null,null,null,null,null,null,null,null,null,null,0]
[null,null,null,null,null,null,null,null,null,null,null,null,null,null,null,null,null,0]
[null,null,null,null,null,null,null,null,null,null,null,null,null,null,null,null,null,0]
[null,null,null,null,null,null,null,null,null,null,null,null,null,null,null,null,null,0]
[null,null,null,null,null,null,null,null,null,null,null,null,null,null,null,null,null,0]
[null,null,null,null,null,null,null,null,null,null,null,null,null,null,null,null,null,0]
[null,null,null,null,null,null,null,null,null,null,null,null,null,null,null,null,null,0]
[null,null,null,null,null,null,null,null,null,null,null,null,null,null,null,null,null,0]
[null,null,null,null,null,null,null,null,null,null,null,null,null,null,null,null,null,0]
[null,null,null,null,null,null,null,null,null,null,null,null,null,null,null,null,null,0]
[null,null,null,null,null,null,null,null,null,null,null,null,null,null,null,null,null,0]
[null,null,null,null,null,null,null,null,null,null,null,null,null,null,null,null,null,0]
[null,null,null,null,null,null,null,null,null,null,null,null,null,null,null,null,null,0]
[null,null,null,null,null,null,null,null,null,null,null,null,null,null,null,null,null,0]
[null,null,null,null,null,null,null,null,null,null,null,null,null,null,null,null,null,0]
[null,null,null,null,null,null,null,null,null,null,null,null,null,null,null,null,null,0]
[null,null,null,null,null,null,null,null,null,null,null,null,null,null,null,null,null,0]
[null,null,null,null,null,null,null,null,null,null,null,null,null,null,null,null,null,0]
[null,null,null,null,null,null,null,null,null,null,null,null,null,null,null,null,null,0]
[null,null,null,null,null,null,null,null,null,null,null,null,null,null,null,null,null,0]
[null,null,null,null,null,null,null,null,null,null,null,null,null,null,null,null,null,0]
[null,null,null,null,null,null,null,null,null,null,null,null,null,null,null,null,null,0]
[null,null,null,null,null,null,null,null,null,null,null,null,null,null,null,null,null,0]
[null,null,null,null,null,null,null,null,null,null,null,null,null,null,null,null,null,0]
[null,null,null,null,null,null,null,null,null,null,null,null,null,null,null,null,null,0]
[null,null,null,null,null,null,null,null,null,null,null,null,null,null,null,null,null,0]
[null,null,null,null,null,null,null,null,null,null,null,null,null,null,null,null,null,0]
[null,null,null,null,null,null,null,null,null,null,null,null,null,null,null,null,null,0]
[null,null,null,null,null,null,null,null,null,null,null,null,null,null,null,null,null,0]
[null,null,null,null,null,null,null,null,null,null,null,null,null,null,null,null,null,0]
[null,null,null,null,null,null,null,null,null,null,null,null,null,null,null,null,null,0]
[null,null,null,null,null,null,null,null,null,null,null,null,null,null,null,null,null,0]
[null,null,null,null,null,null,null,null,null,null,null,null,null,null,null,null,null,0]
[null,null,null,null,null,null,null,null,null,null,null,null,null,null,null,null,null,0]
[null,null,null,null,null,null,null,null,null,null,null,null,null,null,null,null,null,0]
[null,null,null,null,null,null,null,null,null,null,null,null,null,null,null,null,null,0]
[null,null,null,null,null,null,null,null,null,null,null,null,null,null,null,null,null,0]
[null,null,null,null,null,null,null,null,null,null,null,null,null,null,null,null,null,0]
[null,null,null,null,null,null,null,null,null,null,null,null,null,null,null,null,null,0]
[null,null,null,null,null,null,null,null,null,null,null,null,null,null,null,null,null,0]
[null,null,null,null,null,null,null,null,null,null,null,null,null,null,null,null,null,0]
[null,null,null,null,null,null,null,null,null,null,null,null,null,null,null,null,null,0]
[null,null,null,null,null,null,null,null,null,null,null,null,null,null,null,null,null,0]
[null,null,null,null,null,null,null,null,null,null,null,null,null,null,null,null,null,0]
[null,null,null,null,null,null,null,null,null,null,null,null,null,null,null,null,null,0]
[null,null,null,null,null,null,null,null,null,null,null,null,null,null,null,null,null,0]
[null,null,null,null,null,null,null,null,null,null,null,null,null,null,null,null,null,0]
[null,null,null,null,null,null,null,null,null,null,null,null,null,null,null,null,null,0]
[null,null,null,null,null,null,null,null,null,null,null,null,null,null,null,null,null,0]
[null,null,null,null,null,null,null,null,null,null,null,null,null,null,null,null,null,0]
[null,null,null,null,null,null,null,null,null,null,null,null,null,null,null,null,null,0]
[null,null,null,null,null,null,null,null,null,null,null,null,null,null,null,null,null,0]
[null,null,null,null,null,null,null,null,null,null,null,null,null,null,null,null,null,0]
[null,null,null,null,null,null,null,null,null,null,null,null,null,null,null,null,null,0]
[null,null,null,null,null,null,null,null,null,null,null,null,null,null,null,null,null,0]
[null,null,null,null,null,null,null,null,null,null,null,null,null,null,null,null,null,0]
[null,null,null,null,null,null,null,null,null,null,null,null,null,null,null,null,null,0]
[null,null,null,null,null,null,null,null,null,null,null,null,null,null,null,null,null,0]
[null,null,null,null,null,null,null,null,null,null,null,null,null,null,null,null,null,0]
[null,null,null,null,null,null,null,null,null,null,null,null,null,null,null,null,null,0]
[null,null,null,null,null,null,null,null,null,null,null,null,null,null,null,null,null,{"$f":"R$53/$O$53*$O1048120*$O$57","v":0}]
[null,null,null,null,null,null,null,null,null,null,null,null,null,null,null,null,null,0]
[null,null,null,null,null,null,null,null,null,null,null,null,null,null,null,null,null,0]
[null,null,null,null,null,null,null,null,null,null,null,null,null,null,null,null,null,0]
[null,null,null,null,null,null,null,null,null,null,null,null,null,null,null,null,null,0]
[null,null,null,null,null,null,null,null,null,null,null,null,null,null,null,null,null,0]
[null,null,null,null,null,null,null,null,null,null,null,null,null,null,null,null,null,0]
[null,null,null,null,null,null,null,null,null,null,null,null,null,null,null,null,null,0]
[null,null,null,null,null,null,null,null,null,null,null,null,null,null,null,null,null,0]
[null,null,null,null,null,null,null,null,null,null,null,null,null,null,null,null,null,0]
[null,null,null,null,null,null,null,null,null,null,null,null,null,null,null,null,null,0]
[null,null,null,null,null,null,null,null,null,null,null,null,null,null,null,null,null,0]
[null,null,null,null,null,null,null,null,null,null,null,null,null,null,null,null,null,0]
[null,null,null,null,null,null,null,null,null,null,null,null,null,null,null,null,null,0]
[null,null,null,null,null,null,null,null,null,null,null,null,null,null,null,null,null,0]
[null,null,null,null,null,null,null,null,null,null,null,null,null,null,null,null,null,0]
[null,null,null,null,null,null,null,null,null,null,null,null,null,null,null,null,null,0]
[null,null,null,null,null,null,null,null,null,null,null,null,null,null,null,null,null,0]
[null,null,null,null,null,null,null,null,null,null,null,null,null,null,null,null,null,0]
[null,null,null,null,null,null,null,null,null,null,null,null,null,null,null,null,null,0]
[null,null,null,null,null,null,null,null,null,null,null,null,null,null,null,null,null,0]
[null,null,null,null,null,null,null,null,null,null,null,null,null,null,null,null,null,0]
[null,null,null,null,null,null,null,null,null,null,null,null,null,null,null,null,null,0]
[null,null,null,null,null,null,null,null,null,null,null,null,null,null,null,null,null,0]
[null,null,null,null,null,null,null,null,null,null,null,null,null,null,null,null,null,0]
[null,null,null,null,null,null,null,null,null,null,null,null,null,null,null,null,null,0]
[null,null,null,null,null,null,null,null,null,null,null,null,null,null,null,null,null,0]
[null,null,null,null,null,null,null,null,null,null,null,null,null,null,null,null,null,0]
[null,null,null,null,null,null,null,null,null,null,null,null,null,null,null,null,null,0]
[null,null,null,null,null,null,null,null,null,null,null,null,null,null,null,null,null,0]
[null,null,null,null,null,null,null,null,null,null,null,null,null,null,null,null,null,0]
[null,null,null,null,null,null,null,null,null,null,null,null,null,null,null,null,null,0]
[null,null,null,null,null,null,null,null,null,null,null,null,null,null,null,null,null,0]
[null,null,null,null,null,null,null,null,null,null,null,null,null,null,null,null,null,0]
[null,null,null,null,null,null,null,null,null,null,null,null,null,null,null,null,null,0]
[null,null,null,null,null,null,null,null,null,null,null,null,null,null,null,null,null,0]
[null,null,null,null,null,null,null,null,null,null,null,null,null,null,null,null,null,0]
[null,null,null,null,null,null,null,null,null,null,null,null,null,null,null,null,null,0]
[null,null,null,null,null,null,null,null,null,null,null,null,null,null,null,null,null,0]
[null,null,null,null,null,null,null,null,null,null,null,null,null,null,null,null,null,0]
[null,null,null,null,null,null,null,null,null,null,null,null,null,null,null,null,null,0]
[null,null,null,null,null,null,null,null,null,null,null,null,null,null,null,null,null,0]
[null,null,null,null,null,null,null,null,null,null,null,null,null,null,null,null,null,0]
[null,null,null,null,null,null,null,null,null,null,null,null,null,null,null,null,null,0]
[null,null,null,null,null,null,null,null,null,null,null,null,null,null,null,null,null,0]
[null,null,null,null,null,null,null,null,null,null,null,null,null,null,null,null,null,0]
[null,null,null,null,null,null,null,null,null,null,null,null,null,null,null,null,null,0]
[null,null,null,null,null,null,null,null,null,null,null,null,null,null,null,null,null,0]
[null,null,null,null,null,null,null,null,null,null,null,null,null,null,null,null,null,0]
[null,null,null,null,null,null,null,null,null,null,null,null,null,null,null,null,null,0]
[null,null,null,null,null,null,null,null,null,null,null,null,null,null,null,null,null,0]
[null,null,null,null,null,null,null,null,null,null,null,null,null,null,null,null,null,0]
[null,null,null,null,null,null,null,null,null,null,null,null,null,null,null,null,null,0]
[null,null,null,null,null,null,null,null,null,null,null,null,null,null,null,null,null,0]
[null,null,null,null,null,null,null,null,null,null,null,null,null,null,null,null,null,0]
[null,null,null,null,null,null,null,null,null,null,null,null,null,null,null,null,null,0]
[null,null,null,null,null,null,null,null,null,null,null,null,null,null,null,null,null,0]
[null,null,null,null,null,null,null,null,null,null,null,null,null,null,null,null,null,0]
[null,null,null,null,null,null,null,null,null,null,null,null,null,null,null,null,null,0]
[null,null,null,null,null,null,null,null,null,null,null,null,null,null,null,null,null,0]
[null,null,null,null,null,null,null,null,null,null,null,null,null,null,null,null,null,0]
[null,null,null,null,null,null,null,null,null,null,null,null,null,null,null,null,null,0]
[null,null,null,null,null,null,null,null,null,null,null,null,null,null,null,null,null,0]
[null,null,null,null,null,null,null,null,null,null,null,null,null,null,null,null,null,0]
[null,null,null,null,null,null,null,null,null,null,null,null,null,null,null,null,null,{"$f":"R$53/$O$53*$O1048184*$O$57","v":0}]
[null,null,null,null,null,null,null,null,null,null,null,null,null,null,null,null,null,0]
[null,null,null,null,null,null,null,null,null,null,null,null,null,null,null,null,null,0]
[null,null,null,null,null,null,null,null,null,null,null,null,null,null,null,null,null,0]
[null,null,null,null,null,null,null,null,null,null,null,null,null,null,null,null,null,0]
[null,null,null,null,null,null,null,null,null,null,null,null,null,null,null,null,null,0]
[null,null,null,null,null,null,null,null,null,null,null,null,null,null,null,null,null,0]
[null,null,null,null,null,null,null,null,null,null,null,null,null,null,null,null,null,0]
[null,null,null,null,null,null,null,null,null,null,null,null,null,null,null,null,null,0]
[null,null,null,null,null,null,null,null,null,null,null,null,null,null,null,null,null,0]
[null,null,null,null,null,null,null,null,null,null,null,null,null,null,null,null,null,0]
[null,null,null,null,null,null,null,null,null,null,null,null,null,null,null,null,null,0]
[null,null,null,null,null,null,null,null,null,null,null,null,null,null,null,null,null,0]
[null,null,null,null,null,null,null,null,null,null,null,null,null,null,null,null,null,0]
[null,null,null,null,null,null,null,null,null,null,null,null,null,null,null,null,null,0]
[null,null,null,null,null,null,null,null,null,null,null,null,null,null,null,null,null,0]
[null,null,null,null,null,null,null,null,null,null,null,null,null,null,null,null,null,0]
[null,null,null,null,null,null,null,null,null,null,null,null,null,null,null,null,null,0]
[null,null,null,null,null,null,null,null,null,null,null,null,null,null,null,null,null,0]
[null,null,null,null,null,null,null,null,null,null,null,null,null,null,null,null,null,0]
[null,null,null,null,null,null,null,null,null,null,null,null,null,null,null,null,null,0]
[null,null,null,null,null,null,null,null,null,null,null,null,null,null,null,null,null,0]
[null,null,null,null,null,null,null,null,null,null,null,null,null,null,null,null,null,0]
[null,null,null,null,null,null,null,null,null,null,null,null,null,null,null,null,null,0]
[null,null,null,null,null,null,null,null,null,null,null,null,null,null,null,null,null,0]
[null,null,null,null,null,null,null,null,null,null,null,null,null,null,null,null,null,0]
[null,null,null,null,null,null,null,null,null,null,null,null,null,null,null,null,null,0]
[null,null,null,null,null,null,null,null,null,null,null,null,null,null,null,null,null,0]
[null,null,null,null,null,null,null,null,null,null,null,null,null,null,null,null,null,0]
[null,null,null,null,null,null,null,null,null,null,null,null,null,null,null,null,null,0]
[null,null,null,null,null,null,null,null,null,null,null,null,null,null,null,null,null,0]
[null,null,null,null,null,null,null,null,null,null,null,null,null,null,null,null,null,0]
[null,null,null,null,null,null,null,null,null,null,null,null,null,null,null,null,null,0]
[null,null,null,null,null,null,null,null,null,null,null,null,null,null,null,null,null,0]
[null,null,null,null,null,null,null,null,null,null,null,null,null,null,null,null,null,0]
[null,null,null,null,null,null,null,null,null,null,null,null,null,null,null,null,null,0]
[null,null,null,null,null,null,null,null,null,null,null,null,null,null,null,null,null,0]
[null,null,null,null,null,null,null,null,null,null,null,null,null,null,null,null,null,0]
[null,null,null,null,null,null,null,null,null,null,null,null,null,null,null,null,null,0]
[null,null,null,null,null,null,null,null,null,null,null,null,null,null,null,null,null,0]
[null,null,null,null,null,null,null,null,null,null,null,null,null,null,null,null,null,0]
[null,null,null,null,null,null,null,null,null,null,null,null,null,null,null,null,null,0]
[null,null,null,null,null,null,null,null,null,null,null,null,null,null,null,null,null,0]
[null,null,null,null,null,null,null,null,null,null,null,null,null,null,null,null,null,0]
[null,null,null,null,null,null,null,null,null,null,null,null,null,null,null,null,null,0]
[null,null,null,null,null,null,null,null,null,null,null,null,null,null,null,null,null,0]
[null,null,null,null,null,null,null,null,null,null,null,null,null,null,null,null,null,0]
[null,null,null,null,null,null,null,null,null,null,null,null,null,null,null,null,null,0]
[null,null,null,null,null,null,null,null,null,null,null,null,null,null,null,null,null,0]
[null,null,null,null,null,null,null,null,null,null,null,null,null,null,null,null,null,0]
[null,null,null,null,null,null,null,null,null,null,null,null,null,null,null,null,null,0]
[null,null,null,null,null,null,null,null,null,null,null,null,null,null,null,null,null,0]
[null,null,null,null,null,null,null,null,null,null,null,null,null,null,null,null,null,0]
[null,null,null,null,null,null,null,null,null,null,null,null,null,null,null,null,null,0]
[null,null,null,null,null,null,null,null,null,null,null,null,null,null,null,null,null,0]
[null,null,null,null,null,null,null,null,null,null,null,null,null,null,null,null,null,0]
[null,null,null,null,null,null,null,null,null,null,null,null,null,null,null,null,null,0]
[null,null,null,null,null,null,null,null,null,null,null,null,null,null,null,null,null,0]
[null,null,null,null,null,null,null,null,null,null,null,null,null,null,null,null,null,0]
[null,null,null,null,null,null,null,null,null,null,null,null,null,null,null,null,null,0]
[null,null,null,null,null,null,null,null,null,null,null,null,null,null,null,null,null,0]
[null,null,null,null,null,null,null,null,null,null,null,null,null,null,null,null,null,0]
[null,null,null,null,null,null,null,null,null,null,null,null,null,null,null,null,null,0]
[null,null,null,null,null,null,null,null,null,null,null,null,null,null,null,null,null,0]
[null,null,null,null,null,null,null,null,null,null,null,null,null,null,null,null,null,{"$f":"R$53/$O$53*$O1048248*$O$57","v":0}]
[null,null,null,null,null,null,null,null,null,null,null,null,null,null,null,null,null,0]
[null,null,null,null,null,null,null,null,null,null,null,null,null,null,null,null,null,0]
[null,null,null,null,null,null,null,null,null,null,null,null,null,null,null,null,null,0]
[null,null,null,null,null,null,null,null,null,null,null,null,null,null,null,null,null,0]
[null,null,null,null,null,null,null,null,null,null,null,null,null,null,null,null,null,0]
[null,null,null,null,null,null,null,null,null,null,null,null,null,null,null,null,null,0]
[null,null,null,null,null,null,null,null,null,null,null,null,null,null,null,null,null,0]
[null,null,null,null,null,null,null,null,null,null,null,null,null,null,null,null,null,0]
[null,null,null,null,null,null,null,null,null,null,null,null,null,null,null,null,null,0]
[null,null,null,null,null,null,null,null,null,null,null,null,null,null,null,null,null,0]
[null,null,null,null,null,null,null,null,null,null,null,null,null,null,null,null,null,0]
[null,null,null,null,null,null,null,null,null,null,null,null,null,null,null,null,null,0]
[null,null,null,null,null,null,null,null,null,null,null,null,null,null,null,null,null,0]
[null,null,null,null,null,null,null,null,null,null,null,null,null,null,null,null,null,0]
[null,null,null,null,null,null,null,null,null,null,null,null,null,null,null,null,null,0]
[null,null,null,null,null,null,null,null,null,null,null,null,null,null,null,null,null,0]
[null,null,null,null,null,null,null,null,null,null,null,null,null,null,null,null,null,0]
[null,null,null,null,null,null,null,null,null,null,null,null,null,null,null,null,null,0]
[null,null,null,null,null,null,null,null,null,null,null,null,null,null,null,null,null,0]
[null,null,null,null,null,null,null,null,null,null,null,null,null,null,null,null,null,0]
[null,null,null,null,null,null,null,null,null,null,null,null,null,null,null,null,null,0]
[null,null,null,null,null,null,null,null,null,null,null,null,null,null,null,null,null,0]
[null,null,null,null,null,null,null,null,null,null,null,null,null,null,null,null,null,0]
[null,null,null,null,null,null,null,null,null,null,null,null,null,null,null,null,null,0]
[null,null,null,null,null,null,null,null,null,null,null,null,null,null,null,null,null,0]
[null,null,null,null,null,null,null,null,null,null,null,null,null,null,null,null,null,0]
[null,null,null,null,null,null,null,null,null,null,null,null,null,null,null,null,null,0]
[null,null,null,null,null,null,null,null,null,null,null,null,null,null,null,null,null,0]
[null,null,null,null,null,null,null,null,null,null,null,null,null,null,null,null,null,0]
[null,null,null,null,null,null,null,null,null,null,null,null,null,null,null,null,null,0]
[null,null,null,null,null,null,null,null,null,null,null,null,null,null,null,null,null,0]
[null,null,null,null,null,null,null,null,null,null,null,null,null,null,null,null,null,0]
[null,null,null,null,null,null,null,null,null,null,null,null,null,null,null,null,null,0]
[null,null,null,null,null,null,null,null,null,null,null,null,null,null,null,null,null,0]
[null,null,null,null,null,null,null,null,null,null,null,null,null,null,null,null,null,0]
[null,null,null,null,null,null,null,null,null,null,null,null,null,null,null,null,null,0]
[null,null,null,null,null,null,null,null,null,null,null,null,null,null,null,null,null,0]
[null,null,null,null,null,null,null,null,null,null,null,null,null,null,null,null,null,0]
[null,null,null,null,null,null,null,null,null,null,null,null,null,null,null,null,null,0]
[null,null,null,null,null,null,null,null,null,null,null,null,null,null,null,null,null,0]
[null,null,null,null,null,null,null,null,null,null,null,null,null,null,null,null,null,0]
[null,null,null,null,null,null,null,null,null,null,null,null,null,null,null,null,null,0]
[null,null,null,null,null,null,null,null,null,null,null,null,null,null,null,null,null,0]
[null,null,null,null,null,null,null,null,null,null,null,null,null,null,null,null,null,0]
[null,null,null,null,null,null,null,null,null,null,null,null,null,null,null,null,null,0]
[null,null,null,null,null,null,null,null,null,null,null,null,null,null,null,null,null,0]
[null,null,null,null,null,null,null,null,null,null,null,null,null,null,null,null,null,0]
[null,null,null,null,null,null,null,null,null,null,null,null,null,null,null,null,null,0]
[null,null,null,null,null,null,null,null,null,null,null,null,null,null,null,null,null,0]
[null,null,null,null,null,null,null,null,null,null,null,null,null,null,null,null,null,0]
[null,null,null,null,null,null,null,null,null,null,null,null,null,null,null,null,null,0]
[null,null,null,null,null,null,null,null,null,null,null,null,null,null,null,null,null,0]
[null,null,null,null,null,null,null,null,null,null,null,null,null,null,null,null,null,0]
[null,null,null,null,null,null,null,null,null,null,null,null,null,null,null,null,null,0]
[null,null,null,null,null,null,null,null,null,null,null,null,null,null,null,null,null,0]
[null,null,null,null,null,null,null,null,null,null,null,null,null,null,null,null,null,0]
[null,null,null,null,null,null,null,null,null,null,null,null,null,null,null,null,null,0]
[null,null,null,null,null,null,null,null,null,null,null,null,null,null,null,null,null,0]
[null,null,null,null,null,null,null,null,null,null,null,null,null,null,null,null,null,0]
[null,null,null,null,null,null,null,null,null,null,null,null,null,null,null,null,null,0]
[null,null,null,null,null,null,null,null,null,null,null,null,null,null,null,null,null,0]
[null,null,null,null,null,null,null,null,null,null,null,null,null,null,null,null,null,0]
[null,null,null,null,null,null,null,null,null,null,null,null,null,null,null,null,null,0]
[null,null,null,null,null,null,null,null,null,null,null,null,null,null,null,null,null,{"$f":"R$53/$O$53*$O1048312*$O$57","v":0}]
[null,null,null,null,null,null,null,null,null,null,null,null,null,null,null,null,null,0]
[null,null,null,null,null,null,null,null,null,null,null,null,null,null,null,null,null,0]
[null,null,null,null,null,null,null,null,null,null,null,null,null,null,null,null,null,0]
[null,null,null,null,null,null,null,null,null,null,null,null,null,null,null,null,null,0]
[null,null,null,null,null,null,null,null,null,null,null,null,null,null,null,null,null,0]
[null,null,null,null,null,null,null,null,null,null,null,null,null,null,null,null,null,0]
[null,null,null,null,null,null,null,null,null,null,null,null,null,null,null,null,null,0]
[null,null,null,null,null,null,null,null,null,null,null,null,null,null,null,null,null,0]
[null,null,null,null,null,null,null,null,null,null,null,null,null,null,null,null,null,0]
[null,null,null,null,null,null,null,null,null,null,null,null,null,null,null,null,null,0]
[null,null,null,null,null,null,null,null,null,null,null,null,null,null,null,null,null,0]
[null,null,null,null,null,null,null,null,null,null,null,null,null,null,null,null,null,0]
[null,null,null,null,null,null,null,null,null,null,null,null,null,null,null,null,null,0]
[null,null,null,null,null,null,null,null,null,null,null,null,null,null,null,null,null,0]
[null,null,null,null,null,null,null,null,null,null,null,null,null,null,null,null,null,0]
[null,null,null,null,null,null,null,null,null,null,null,null,null,null,null,null,null,0]
[null,null,null,null,null,null,null,null,null,null,null,null,null,null,null,null,null,0]
[null,null,null,null,null,null,null,null,null,null,null,null,null,null,null,null,null,0]
[null,null,null,null,null,null,null,null,null,null,null,null,null,null,null,null,null,0]
[null,null,null,null,null,null,null,null,null,null,null,null,null,null,null,null,null,0]
[null,null,null,null,null,null,null,null,null,null,null,null,null,null,null,null,null,0]
[null,null,null,null,null,null,null,null,null,null,null,null,null,null,null,null,null,0]
[null,null,null,null,null,null,null,null,null,null,null,null,null,null,null,null,null,0]
[null,null,null,null,null,null,null,null,null,null,null,null,null,null,null,null,null,0]
[null,null,null,null,null,null,null,null,null,null,null,null,null,null,null,null,null,0]
[null,null,null,null,null,null,null,null,null,null,null,null,null,null,null,null,null,0]
[null,null,null,null,null,null,null,null,null,null,null,null,null,null,null,null,null,0]
[null,null,null,null,null,null,null,null,null,null,null,null,null,null,null,null,null,0]
[null,null,null,null,null,null,null,null,null,null,null,null,null,null,null,null,null,0]
[null,null,null,null,null,null,null,null,null,null,null,null,null,null,null,null,null,0]
[null,null,null,null,null,null,null,null,null,null,null,null,null,null,null,null,null,0]
[null,null,null,null,null,null,null,null,null,null,null,null,null,null,null,null,null,0]
[null,null,null,null,null,null,null,null,null,null,null,null,null,null,null,null,null,0]
[null,null,null,null,null,null,null,null,null,null,null,null,null,null,null,null,null,0]
[null,null,null,null,null,null,null,null,null,null,null,null,null,null,null,null,null,0]
[null,null,null,null,null,null,null,null,null,null,null,null,null,null,null,null,null,0]
[null,null,null,null,null,null,null,null,null,null,null,null,null,null,null,null,null,0]
[null,null,null,null,null,null,null,null,null,null,null,null,null,null,null,null,null,0]
[null,null,null,null,null,null,null,null,null,null,null,null,null,null,null,null,null,0]
[null,null,null,null,null,null,null,null,null,null,null,null,null,null,null,null,null,0]
[null,null,null,null,null,null,null,null,null,null,null,null,null,null,null,null,null,0]
[null,null,null,null,null,null,null,null,null,null,null,null,null,null,null,null,null,0]
[null,null,null,null,null,null,null,null,null,null,null,null,null,null,null,null,null,0]
[null,null,null,null,null,null,null,null,null,null,null,null,null,null,null,null,null,0]
[null,null,null,null,null,null,null,null,null,null,null,null,null,null,null,null,null,0]
[null,null,null,null,null,null,null,null,null,null,null,null,null,null,null,null,null,0]
[null,null,null,null,null,null,null,null,null,null,null,null,null,null,null,null,null,0]
[null,null,null,null,null,null,null,null,null,null,null,null,null,null,null,null,null,0]
[null,null,null,null,null,null,null,null,null,null,null,null,null,null,null,null,null,0]
[null,null,null,null,null,null,null,null,null,null,null,null,null,null,null,null,null,0]
[null,null,null,null,null,null,null,null,null,null,null,null,null,null,null,null,null,0]
[null,null,null,null,null,null,null,null,null,null,null,null,null,null,null,null,null,0]
[null,null,null,null,null,null,null,null,null,null,null,null,null,null,null,null,null,0]
[null,null,null,null,null,null,null,null,null,null,null,null,null,null,null,null,null,0]
[null,null,null,null,null,null,null,null,null,null,null,null,null,null,null,null,null,0]
[null,null,null,null,null,null,null,null,null,null,null,null,null,null,null,null,null,0]
[null,null,null,null,null,null,null,null,null,null,null,null,null,null,null,null,null,0]
[null,null,null,null,null,null,null,null,null,null,null,null,null,null,null,null,null,0]
[null,null,null,null,null,null,null,null,null,null,null,null,null,null,null,null,null,0]
[null,null,null,null,null,null,null,null,null,null,null,null,null,null,null,null,null,0]
[null,null,null,null,null,null,null,null,null,null,null,null,null,null,null,null,null,0]
[null,null,null,null,null,null,null,null,null,null,null,null,null,null,null,null,null,0]
[null,null,null,null,null,null,null,null,null,null,null,null,null,null,null,null,null,0]
[null,null,null,null,null,null,null,null,null,null,null,null,null,null,null,null,null,{"$f":"R$53/$O$53*$O1048376*$O$57","v":0}]
[null,null,null,null,null,null,null,null,null,null,null,null,null,null,null,null,null,0]
[null,null,null,null,null,null,null,null,null,null,null,null,null,null,null,null,null,0]
[null,null,null,null,null,null,null,null,null,null,null,null,null,null,null,null,null,0]
[null,null,null,null,null,null,null,null,null,null,null,null,null,null,null,null,null,0]
[null,null,null,null,null,null,null,null,null,null,null,null,null,null,null,null,null,0]
[null,null,null,null,null,null,null,null,null,null,null,null,null,null,null,null,null,0]
[null,null,null,null,null,null,null,null,null,null,null,null,null,null,null,null,null,0]
[null,null,null,null,null,null,null,null,null,null,null,null,null,null,null,null,null,0]
[null,null,null,null,null,null,null,null,null,null,null,null,null,null,null,null,null,0]
[null,null,null,null,null,null,null,null,null,null,null,null,null,null,null,null,null,0]
[null,null,null,null,null,null,null,null,null,null,null,null,null,null,null,null,null,0]
[null,null,null,null,null,null,null,null,null,null,null,null,null,null,null,null,null,0]
[null,null,null,null,null,null,null,null,null,null,null,null,null,null,null,null,null,0]
[null,null,null,null,null,null,null,null,null,null,null,null,null,null,null,null,null,0]
[null,null,null,null,null,null,null,null,null,null,null,null,null,null,null,null,null,0]
[null,null,null,null,null,null,null,null,null,null,null,null,null,null,null,null,null,0]
[null,null,null,null,null,null,null,null,null,null,null,null,null,null,null,null,null,0]
[null,null,null,null,null,null,null,null,null,null,null,null,null,null,null,null,null,0]
[null,null,null,null,null,null,null,null,null,null,null,null,null,null,null,null,null,0]
[null,null,null,null,null,null,null,null,null,null,null,null,null,null,null,null,null,0]
[null,null,null,null,null,null,null,null,null,null,null,null,null,null,null,null,null,0]
[null,null,null,null,null,null,null,null,null,null,null,null,null,null,null,null,null,0]
[null,null,null,null,null,null,null,null,null,null,null,null,null,null,null,null,null,0]
[null,null,null,null,null,null,null,null,null,null,null,null,null,null,null,null,null,0]
[null,null,null,null,null,null,null,null,null,null,null,null,null,null,null,null,null,0]
[null,null,null,null,null,null,null,null,null,null,null,null,null,null,null,null,null,0]
[null,null,null,null,null,null,null,null,null,null,null,null,null,null,null,null,null,0]
[null,null,null,null,null,null,null,null,null,null,null,null,null,null,null,null,null,0]
[null,null,null,null,null,null,null,null,null,null,null,null,null,null,null,null,null,0]
[null,null,null,null,null,null,null,null,null,null,null,null,null,null,null,null,null,0]
[null,null,null,null,null,null,null,null,null,null,null,null,null,null,null,null,null,0]
[null,null,null,null,null,null,null,null,null,null,null,null,null,null,null,null,null,0]
[null,null,null,null,null,null,null,null,null,null,null,null,null,null,null,null,null,0]
[null,null,null,null,null,null,null,null,null,null,null,null,null,null,null,null,null,0]
[null,null,null,null,null,null,null,null,null,null,null,null,null,null,null,null,null,0]
[null,null,null,null,null,null,null,null,null,null,null,null,null,null,null,null,null,0]
[null,null,null,null,null,null,null,null,null,null,null,null,null,null,null,null,null,0]
[null,null,null,null,null,null,null,null,null,null,null,null,null,null,null,null,null,0]
[null,null,null,null,null,null,null,null,null,null,null,null,null,null,null,null,null,0]
[null,null,null,null,null,null,null,null,null,null,null,null,null,null,null,null,null,0]
[null,null,null,null,null,null,null,null,null,null,null,null,null,null,null,null,null,0]
[null,null,null,null,null,null,null,null,null,null,null,null,null,null,null,null,null,0]
[null,null,null,null,null,null,null,null,null,null,null,null,null,null,null,null,null,0]
[null,null,null,null,null,null,null,null,null,null,null,null,null,null,null,null,null,0]
[null,null,null,null,null,null,null,null,null,null,null,null,null,null,null,null,null,0]
[null,null,null,null,null,null,null,null,null,null,null,null,null,null,null,null,null,0]
[null,null,null,null,null,null,null,null,null,null,null,null,null,null,null,null,null,0]
[null,null,null,null,null,null,null,null,null,null,null,null,null,null,null,null,null,0]
[null,null,null,null,null,null,null,null,null,null,null,null,null,null,null,null,null,0]
[null,null,null,null,null,null,null,null,null,null,null,null,null,null,null,null,null,0]
[null,null,null,null,null,null,null,null,null,null,null,null,null,null,null,null,null,0]
[null,null,null,null,null,null,null,null,null,null,null,null,null,null,null,null,null,0]
[null,null,null,null,null,null,null,null,null,null,null,null,null,null,null,null,null,0]
[null,null,null,null,null,null,null,null,null,null,null,null,null,null,null,null,null,0]
[null,null,null,null,null,null,null,null,null,null,null,null,null,null,null,null,null,0]
[null,null,null,null,null,null,null,null,null,null,null,null,null,null,null,null,null,0]
[null,null,null,null,null,null,null,null,null,null,null,null,null,null,null,null,null,0]
[null,null,null,null,null,null,null,null,null,null,null,null,null,null,null,null,null,0]
[null,null,null,null,null,null,null,null,null,null,null,null,null,null,null,null,null,0]
[null,null,null,null,null,null,null,null,null,null,null,null,null,null,null,null,null,0]
[null,null,null,null,null,null,null,null,null,null,null,null,null,null,null,null,null,0]
[null,null,null,null,null,null,null,null,null,null,null,null,null,null,null,null,null,0]
[null,null,null,null,null,null,null,null,null,null,null,null,null,null,null,null,null,0]
[null,null,null,null,null,null,null,null,null,null,null,null,null,null,null,null,null,{"$f":"R$53/$O$53*$O1048440*$O$57","v":0}]
[null,null,null,null,null,null,null,null,null,null,null,null,null,null,null,null,null,0]
[null,null,null,null,null,null,null,null,null,null,null,null,null,null,null,null,null,0]
[null,null,null,null,null,null,null,null,null,null,null,null,null,null,null,null,null,0]
[null,null,null,null,null,null,null,null,null,null,null,null,null,null,null,null,null,0]
[null,null,null,null,null,null,null,null,null,null,null,null,null,null,null,null,null,0]
[null,null,null,null,null,null,null,null,null,null,null,null,null,null,null,null,null,0]
[null,null,null,null,null,null,null,null,null,null,null,null,null,null,null,null,null,0]
[null,null,null,null,null,null,null,null,null,null,null,null,null,null,null,null,null,0]
[null,null,null,null,null,null,null,null,null,null,null,null,null,null,null,null,null,0]
[null,null,null,null,null,null,null,null,null,null,null,null,null,null,null,null,null,0]
[null,null,null,null,null,null,null,null,null,null,null,null,null,null,null,null,null,0]
[null,null,null,null,null,null,null,null,null,null,null,null,null,null,null,null,null,0]
[null,null,null,null,null,null,null,null,null,null,null,null,null,null,null,null,null,0]
[null,null,null,null,null,null,null,null,null,null,null,null,null,null,null,null,null,0]
[null,null,null,null,null,null,null,null,null,null,null,null,null,null,null,null,null,0]
[null,null,null,null,null,null,null,null,null,null,null,null,null,null,null,null,null,0]
[null,null,null,null,null,null,null,null,null,null,null,null,null,null,null,null,null,0]
[null,null,null,null,null,null,null,null,null,null,null,null,null,null,null,null,null,0]
[null,null,null,null,null,null,null,null,null,null,null,null,null,null,null,null,null,0]
[null,null,null,null,null,null,null,null,null,null,null,null,null,null,null,null,null,0]
[null,null,null,null,null,null,null,null,null,null,null,null,null,null,null,null,null,0]
[null,null,null,null,null,null,null,null,null,null,null,null,null,null,null,null,null,0]
[null,null,null,null,null,null,null,null,null,null,null,null,null,null,null,null,null,0]
[null,null,null,null,null,null,null,null,null,null,null,null,null,null,null,null,null,0]
[null,null,null,null,null,null,null,null,null,null,null,null,null,null,null,null,null,0]
[null,null,null,null,null,null,null,null,null,null,null,null,null,null,null,null,null,0]
[null,null,null,null,null,null,null,null,null,null,null,null,null,null,null,null,null,0]
[null,null,null,null,null,null,null,null,null,null,null,null,null,null,null,null,null,0]
[null,null,null,null,null,null,null,null,null,null,null,null,null,null,null,null,null,0]
[null,null,null,null,null,null,null,null,null,null,null,null,null,null,null,null,null,0]
[null,null,null,null,null,null,null,null,null,null,null,null,null,null,null,null,null,0]
[null,null,null,null,null,null,null,null,null,null,null,null,null,null,null,null,null,0]
[null,null,null,null,null,null,null,null,null,null,null,null,null,null,null,null,null,0]
[null,null,null,null,null,null,null,null,null,null,null,null,null,null,null,null,null,0]
[null,null,null,null,null,null,null,null,null,null,null,null,null,null,null,null,null,0]
[null,null,null,null,null,null,null,null,null,null,null,null,null,null,null,null,null,0]
[null,null,null,null,null,null,null,null,null,null,null,null,null,null,null,null,null,0]
[null,null,null,null,null,null,null,null,null,null,null,null,null,null,null,null,null,0]
[null,null,null,null,null,null,null,null,null,null,null,null,null,null,null,null,null,0]
[null,null,null,null,null,null,null,null,null,null,null,null,null,null,null,null,null,0]
[null,null,null,null,null,null,null,null,null,null,null,null,null,null,null,null,null,0]
[null,null,null,null,null,null,null,null,null,null,null,null,null,null,null,null,null,0]
[null,null,null,null,null,null,null,null,null,null,null,null,null,null,null,null,null,0]
[null,null,null,null,null,null,null,null,null,null,null,null,null,null,null,null,null,0]
[null,null,null,null,null,null,null,null,null,null,null,null,null,null,null,null,null,0]
[null,null,null,null,null,null,null,null,null,null,null,null,null,null,null,null,null,0]
[null,null,null,null,null,null,null,null,null,null,null,null,null,null,null,null,null,0]
[null,null,null,null,null,null,null,null,null,null,null,null,null,null,null,null,null,0]
[null,null,null,null,null,null,null,null,null,null,null,null,null,null,null,null,null,0]
[null,null,null,null,null,null,null,null,null,null,null,null,null,null,null,null,null,0]
[null,null,null,null,null,null,null,null,null,null,null,null,null,null,null,null,null,0]
[null,null,null,null,null,null,null,null,null,null,null,null,null,null,null,null,null,0]
[null,null,null,null,null,null,null,null,null,null,null,null,null,null,null,null,null,0]
[null,null,null,null,null,null,null,null,null,null,null,null,null,null,null,null,null,0]
[null,null,null,null,null,null,null,null,null,null,null,null,null,null,null,null,null,0]
[null,null,null,null,null,null,null,null,null,null,null,null,null,null,null,null,null,0]
[null,null,null,null,null,null,null,null,null,null,null,null,null,null,null,null,null,0]
[null,null,null,null,null,null,null,null,null,null,null,null,null,null,null,null,null,0]
[null,null,null,null,null,null,null,null,null,null,null,null,null,null,null,null,null,0]
[null,null,null,null,null,null,null,null,null,null,null,null,null,null,null,null,null,0]
[null,null,null,null,null,null,null,null,null,null,null,null,null,null,null,null,null,0]
[null,null,null,null,null,null,null,null,null,null,null,null,null,null,null,null,null,0]
[null,null,null,null,null,null,null,null,null,null,null,null,null,null,null,null,null,0]
[null,null,null,null,null,null,null,null,null,null,null,null,null,null,null,null,null,{"$f":"R$53/$O$53*$O1048504*$O$57","v":0}]
[null,null,null,null,null,null,null,null,null,null,null,null,null,null,null,null,null,0]
[null,null,null,null,null,null,null,null,null,null,null,null,null,null,null,null,null,0]
[null,null,null,null,null,null,null,null,null,null,null,null,null,null,null,null,null,0]
[null,null,null,null,null,null,null,null,null,null,null,null,null,null,null,null,null,0]
[null,null,null,null,null,null,null,null,null,null,null,null,null,null,null,null,null,0]
[null,null,null,null,null,null,null,null,null,null,null,null,null,null,null,null,null,0]
[null,null,null,null,null,null,null,null,null,null,null,null,null,null,null,null,null,0]
[null,null,null,null,null,null,null,null,null,null,null,null,null,null,null,null,null,0]
[null,null,null,null,null,null,null,null,null,null,null,null,null,null,null,null,null,0]
[null,null,null,null,null,null,null,null,null,null,null,null,null,null,null,null,null,0]
[null,null,null,null,null,null,null,null,null,null,null,null,null,null,null,null,null,0]
[null,null,null,null,null,null,null,null,null,null,null,null,null,null,null,null,null,0]
[null,null,null,null,null,null,null,null,null,null,null,null,null,null,null,null,null,0]
[null,null,null,null,null,null,null,null,null,null,null,null,null,null,null,null,null,0]
[null,null,null,null,null,null,null,null,null,null,null,null,null,null,null,null,null,0]
[null,null,null,null,null,null,null,null,null,null,null,null,null,null,null,null,null,0]
[null,null,null,null,null,null,null,null,null,null,null,null,null,null,null,null,null,0]
[null,null,null,null,null,null,null,null,null,null,null,null,null,null,null,null,null,0]
[null,null,null,null,null,null,null,null,null,null,null,null,null,null,null,null,null,0]
[null,null,null,null,null,null,null,null,null,null,null,null,null,null,null,null,null,0]
[null,null,null,null,null,null,null,null,null,null,null,null,null,null,null,null,null,0]
[null,null,null,null,null,null,null,null,null,null,null,null,null,null,null,null,null,0]
[null,null,null,null,null,null,null,null,null,null,null,null,null,null,null,null,null,0]
[null,null,null,null,null,null,null,null,null,null,null,null,null,null,null,null,null,0]
[null,null,null,null,null,null,null,null,null,null,null,null,null,null,null,null,null,0]
[null,null,null,null,null,null,null,null,null,null,null,null,null,null,null,null,null,0]
[null,null,null,null,null,null,null,null,null,null,null,null,null,null,null,null,null,0]
[null,null,null,null,null,null,null,null,null,null,null,null,null,null,null,null,null,0]
[null,null,null,null,null,null,null,null,null,null,null,null,null,null,null,null,null,0]
[null,null,null,null,null,null,null,null,null,null,null,null,null,null,null,null,null,0]
[null,null,null,null,null,null,null,null,null,null,null,null,null,null,null,null,null,0]
[null,null,null,null,null,null,null,null,null,null,null,null,null,null,null,null,null,0]
[null,null,null,null,null,null,null,null,null,null,null,null,null,null,null,null,null,0]
[null,null,null,null,null,null,null,null,null,null,null,null,null,null,null,null,null,0]
[null,null,null,null,null,null,null,null,null,null,null,null,null,null,null,null,null,0]
[null,null,null,null,null,null,null,null,null,null,null,null,null,null,null,null,null,0]
[null,null,null,null,null,null,null,null,null,null,null,null,null,null,null,null,null,0]
[null,null,null,null,null,null,null,null,null,null,null,null,null,null,null,null,null,0]
[null,null,null,null,null,null,null,null,null,null,null,null,null,null,null,null,null,0]
[null,null,null,null,null,null,null,null,null,null,null,null,null,null,null,null,null,0]
[null,null,null,null,null,null,null,null,null,null,null,null,null,null,null,null,null,0]
[null,null,null,null,null,null,null,null,null,null,null,null,null,null,null,null,null,0]
[null,null,null,null,null,null,null,null,null,null,null,null,null,null,null,null,null,0]
[null,null,null,null,null,null,null,null,null,null,null,null,null,null,null,null,null,0]
[null,null,null,null,null,null,null,null,null,null,null,null,null,null,null,null,null,0]
[null,null,null,null,null,null,null,null,null,null,null,null,null,null,null,null,null,0]
[null,null,null,null,null,null,null,null,null,null,null,null,null,null,null,null,null,0]
[null,null,null,null,null,null,null,null,null,null,null,null,null,null,null,null,null,0]
[null,null,null,null,null,null,null,null,null,null,null,null,null,null,null,null,null,0]
[null,null,null,null,null,null,null,null,null,null,null,null,null,null,null,null,null,0]
[null,null,null,null,null,null,null,null,null,null,null,null,null,null,null,null,null,0]
[null,null,null,null,null,null,null,null,null,null,null,null,null,null,null,null,null,0]
[null,null,null,null,null,null,null,null,null,null,null,null,null,null,null,null,null,0]
[null,null,null,null,null,null,null,null,null,null,null,null,null,null,null,null,null,0]
[null,null,null,null,null,null,null,null,null,null,null,null,null,null,null,null,null,0]
[null,null,null,null,null,null,null,null,null,null,null,null,null,null,null,null,null,0]
[null,null,null,null,null,null,null,null,null,null,null,null,null,null,null,null,null,0]
[null,null,null,null,null,null,null,null,null,null,null,null,null,null,null,null,null,0]
[null,null,null,null,null,null,null,null,null,null,null,null,null,null,null,null,null,0]
[null,null,null,null,null,null,null,null,null,null,null,null,null,null,null,null,null,0]
[null,null,null,null,null,null,null,null,null,null,null,null,null,null,null,null,null,0]
[null,null,null,null,null,null,null,null,null,null,null,null,null,null,null,null,null,0]
[null,null,null,null,null,null,null,null,null,null,null,null,null,null,null,null,null,0]
[null,null,null,null,null,null,null,null,null,null,null,null,null,null,null,null,null,{"$f":"R$53/$O$53*$O1048568*$O$57","v":0}]
[null,null,null,null,null,null,null,null,null,null,null,null,null,null,null,null,null,0]
[null,null,null,null,null,null,null,null,null,null,null,null,null,null,null,null,null,0]
[null,null,null,null,null,null,null,null,null,null,null,null,null,null,null,null,null,0]
[null,null,null,null,null,null,null,null,null,null,null,null,null,null,null,null,null,0]
[null,null,null,null,null,null,null,null,null,null,null,null,null,null,null,null,null,0]
[null,null,null,null,null,null,null,null,null,null,null,null,null,null,null,null,null,0]
[null,null,null,null,null,null,null,null,null,null,null,null,null,null,null,null,null,0]
[null,null,null,null,null,null,null,null,null,null,null,null,null,null,null,null,null,0]

{"sheet":"Capex Specific >","index":7,"n_rows":0,"n_cols":0,"rows_kept":0,"cut":false,"hidden":false,"merged":[]}

{"sheet":"Input | Meters Vols & Costs","index":8,"n_rows":448,"n_cols":25,"rows_kept":448,"cut":false,"hidden":false,"merged":[[169,16,169,20],[52,6,53,8],[70,1,70,11],[119,1,119,11],[120,0,139,0],[24,1,24,11],[368,0,427,0],[143,1,143,11],[4,1,4,11],[40,1,40,11]]}
[null,{"$f":"'Input|General'!B1&\" v\"&'Input|General'!$D$2","v":"AER Metering Opex & Capex Forecasting Model  v1.08"}]
[null,{"$f":"MID(CELL(\"filename\",A1),FIND(\"]\",CELL(\"filename\",A1))+1,255)","v":"Input | Meters Vols & Costs"}]
[]
[{"$f":"PRODUCT($A$5:$A$452)","v":1}]
[null,"1. Meter Types"]
[]
[]
[null,null,null,null,null,"Meter Type","RIN Subcategory 1","RIN Subcategory 2","AER Type","RIN Subcategory 3","Meter Code"]
[null,null,null,null,null,"AMI - Single Phase, single element","Single Phase Meter Population","Other","Meter Type 4","Single phase single element - AMI","AMI 1ph 1e"]
[null,null,null,null,null,"AMI - Single Phase, two element","Single Phase Meter Population","Other","Meter Type 4","Single phase two element with contactor - AMI","AMI 1ph 2e"]
[null,null,null,null,null,"AMI - 3 Phase DC","Multi Phase Meter Population","Direct Connect Meter Population","Meter Type 4","Three phase - AMI","AMI 3ph DC"]
[null,null,null,null,null,"AMI 3Ph CT","Multi Phase Meter Population","Current Transformer Connected Meter Population","Meter Type 4","Three phase - AMI","AMI 3ph CT"]
[null,null,null,null,null,"Non AMI - Type 5 Locally read Interval - Single Phase","Single Phase Meter Population","Direct Connect Meter Population","Meter Type 5",null,"INT 1ph"]
[null,null,null,null,null,"Non AMI - Type 5 Locally read Interval - 3 Phase","Multi Phase Meter Population","Direct Connect Meter Population","Meter Type 5",null,"INT 3ph"]
[null,null,null,null,null,"Non AMI - Type 5 Locally read Interval - 3 Phase - CT","Multi Phase Meter Population","Current Transformer Connected Meter Population","Meter Type 5",null,"INT 3ph CT"]
[null,null,null,null,null,"Non AMI - Type 6 Locally read Accumulation - Single Phase","Single Phase Meter Population","Direct Connect Meter Population","Meter Type 6",null,"ACC 1ph"]
[null,null,null,null,null,"Non AMI - Type 6 Locally read Accumulation - 3 Phase","Multi Phase Meter Population","Direct Connect Meter Population","Meter Type 6",null,"ACC 3ph"]
[null,null,null,null,null,"Pole Top Meter Housing",null,"Other","Meter Type 4",null,"Meter housing to ensure compliance"]
[]
[]
[]
[]
[]
[]
[null,{"$f":"LEFT(B5,1)+1&\". Meter Actions\"","v":"2. Meter Actions"}]
[]
[]
[null,null,null,null,"#","Action","Action Name","Impact on meter population","Meter Equipment Cost?","SCS Allocation",null,null,null,null,null,"(Calc) \nImpact on meter population","(Calc) \nCalc Equip Cost","(Calc) \nIs New","(Calc) \nIs Replacement","(Calc) \nIs Other"]
[{"$f":"IF(SUM(ICM_Vol1)<>0,(H29<>\"\")/1*(I29<>\"\")/1,1)","v":1},null,null,null,1,"New Meter Installations","New Meter Installations - Growth","Add","Include",0.1658552058680666,null,null,null,null,null,{"$f":"IF(H29=\"Add\",1,IF(H29=\"No Effect\",0,IF(H29=\"Subtract\",-1,IF(ISBLANK(H29),0))))","v":1},{"$f":"IF(I29=\"Include\",1,IF(I29=\"Exclude\",0,IF(I29=\"Subtract\",-1,IF(ISBLANK(I29),0))))","v":1},{"$f":"(P29=1)/1","v":1},{"$f":"ISNUMBER(SEARCH(\"Replacement\",G29,1))/1","v":0},{"$f":"NOT(R29+S29)/1","v":0}]
[{"$f":"IF(SUM(ICM_Vol2)<>0,(H30<>\"\")/1,1)","v":1},null,null,null,2,"NSP Action 1","Refurbished meters","No Effect","Subtract",null,null,null,null,null,null,{"$f":"IF(H30=\"Add\",1,IF(H30=\"No Effect\",0,IF(H30=\"Subtract\",-1,IF(ISBLANK(H30),0))))","v":0},{"$f":"IF(I30=\"Include\",1,IF(I30=\"Exclude\",0,IF(I30=\"Subtract\",-1,IF(ISBLANK(I30),0))))","v":-1},0,0,1]
[{"$f":"IF(SUM(ICM_Vol3)<>0,(H31<>\"\")/1,1)","v":1},null,null,null,3,"NSP Action 2","Replacements - End of life","No Effect","Include",0.10747014250692272,null,null,null,null,null,0,1,0,1,0]
[{"$f":"IF(SUM(ICM_Vol4)<>0,(H32<>\"\")/1,1)","v":1},null,null,null,4,"NSP Action 3","Replacements - Failures and faults","No Effect","Include",9.1476499802046515E-2,null,null,null,null,null,0,1,0,1,0]
[{"$f":"IF(SUM(ICM_Vol5)<>0,(H33<>\"\")/1,1)","v":1},null,null,null,5,"NSP Action 4","Replacement (added) - customer initiated e.g., changing from single plase to 3 phase","Add","Include",0.1421529380176047,null,null,null,null,null,1,1,1,1,0]
[{"$f":"IF(SUM(ICM_Vol6)<>0,(H34<>\"\")/1,1)","v":1},null,null,null,6,"NSP Action 5","Replacement (removed meters) - customer initiated e.g., changing from single plase to 3 phase","Subtract","Exclude",0,null,null,null,null,null,-1,0,0,1,0]
[{"$f":"IF(SUM(ICM_Vol7)<>0,(H35<>\"\")/1,1)","v":1},null,null,null,7,"NSP Action 6","Establish pole-top meter housing","No Effect","Include",0.2,null,null,null,null,null,0,1,0,0,1]
[{"$f":"IF(SUM(ICM_Vol8)<>0,(H36<>\"\")/1,1)","v":1},null,null,null,8,"NSP Action 7",null,null,null,0,null,null,null,null,null,0,0,0,0,1]
[{"$f":"IF(SUM(ICM_Vol9)<>0,(H37<>\"\")/1,1)","v":1},null,null,null,9,"NSP Action 8",null,null,null,0,null,null,null,null,null,0,0,0,0,1]
[{"$f":"IF(SUM(ICM_Vol10)<>0,(H38<>\"\")/1,1)","v":1},null,null,null,10,"Abolishments","Meter abolishments","Subtract","Exclude",0,null,null,null,null,null,-1,0,0,0,1]
[]
[]
[null,{"$f":"LEFT(B25,1)+1&\". Overheads and additional meter-related costs\"","v":"3. Overheads and additional meter-related costs"}]
[]
[]
[null,null,"b","Meter Related Costs"]
[null,null,null,null,null,null,null,null,null,null,"Additional Projects","Units","Basis",{"$f":"N$171","v":"2023-24"},"2024-25","2025-26","2026-27","2027-28","2028-29","2029-30","2030-31","Total"]
[null,null,null,null,null,null,null,null,null,null,"Strategic project 1","$dollars",{"$f":"Basis_Capex","v":"2024-06-01"},null,null,null,null,null,null,null,null,{"$f":"SUM(P46:U46)","v":0}]
[null,null,null,null,null,null,null,null,null,null,"Project 2",{"$f":"$L$46","v":"$dollars"},{"$f":"Basis_Capex","v":"2024-06-01"},null,null,null,null,null,null,null,null,{"$f":"SUM(P47:U47)","v":0}]
[null,null,null,null,null,null,null,null,null,null,"Project 3",{"$f":"$L$46","v":"$dollars"},{"$f":"Basis_Capex","v":"2024-06-01"},null,null,null,null,null,null,null,null,{"$f":"SUM(P48:U48)","v":0}]
[null,null,null,null,null,null,null,null,null,null,"Project 4",{"$f":"$L$46","v":"$dollars"},{"$f":"Basis_Capex","v":"2024-06-01"},null,null,null,null,null,null,null,null,{"$f":"SUM(P49:U49)","v":0}]
[null,null,null,null,null,null,null,null,null,null,"Total",{"$f":"$L$46","v":"$dollars"},{"$f":"Basis_Capex","v":"2024-06-01"},{"$f":"SUM(N46:N49)","v":0},0,0,0,0,0,0,0,{"$f":"SUM(Q50:U50)","v":0}]
[]
[null,null,"a","Metering Overheads"]
[null,null,null,null,null,null,null,null,null,null,"Overheads Method","Units","Basis",null,"Value",null,{"$f":"Q$171","v":"2026-27"},{"$f":"R$171","v":"2027-28"},{"$f":"S$171","v":"2028-29"},{"$f":"T$171","v":"2029-30"},{"$f":"U$171","v":"2030-31"},"Total"]
[null,null,null,null,null,null,null,null,null,null,"Fixed proportion",{"$f":"IF(K54=\"Fixed proportion\",\"%\",\"$dollars\")","v":"%"},{"$f":"IF(L54=\"%\",\"\",Basis_Capex)","v":""},null,0.05,null,15,15,15,15,15]
[null,null,null,null,null,null,null,null,null,null,"Total",{"$f":"$L$46","v":"$dollars"},{"$f":"Basis_Capex","v":"2024-06-01"},null,null,null,{"$f":"IF('Input | Meters Vols & Costs'!$K54=\"Fixed proportion\",SUM('Calc | Capex Meters'!Q$162:Q$163)*$O54,\nIF('Input | Meters Vols & Costs'!$K54=\"Fixed number\",$O54,Q54\n))","v":493764.11505214963},{"$f":"IF('Input | Meters Vols & Costs'!$K54=\"Fixed proportion\",SUM('Calc | Capex Meters'!R$162:R$163)*$O54,\nIF('Input | Meters Vols & Costs'!$K54=\"Fixed number\",$O54,R54\n))","v":522294.69665095472},{"$f":"IF('Input | Meters Vols & Costs'!$K54=\"Fixed proportion\",SUM('Calc | Capex Meters'!S$162:S$163)*$O54,\nIF('Input | Meters Vols & Costs'!$K54=\"Fixed number\",$O54,S54\n))","v":1311914.2689786898},{"$f":"IF('Input | Meters Vols & Costs'!$K54=\"Fixed proportion\",SUM('Calc | Capex Meters'!T$162:T$163)*$O54,\nIF('Input | Meters Vols & Costs'!$K54=\"Fixed number\",$O54,T54\n))","v":2059243.7773016263},{"$f":"IF('Input | Meters Vols & Costs'!$K54=\"Fixed proportion\",SUM('Calc | Capex Meters'!U$162:U$163)*$O54,\nIF('Input | Meters Vols & Costs'!$K54=\"Fixed number\",$O54,U54\n))","v":2187615.4769617203},{"$f":"SUM(Q55:U55)","v":6574832.3349451404}]
[]
[null,null,"c","Asset Disposal"]
[null,null,null,null,null,null,null,null,null,null,{"$f":"D57","v":"Asset Disposal"},"Units","Basis",{"$f":"N$171","v":"2023-24"},"2024-25","2025-26","2026-27","2027-28","2028-29","2029-30","2030-31","Total"]
[null,null,null,null,null,null,null,null,null,null,"Income from disposal of meters","$dollars",{"$f":"Basis_Capex","v":"2024-06-01"},null,null,null,null,null,null,null,null,{"$f":"SUM(P59:U59)","v":0}]
[null,null,null,null,null,null,null,null,null,null,"Disposal 2",{"$f":"$L$59","v":"$dollars"},{"$f":"Basis_Capex","v":"2024-06-01"},null,null,null,null,null,null,null,null,{"$f":"SUM(P60:U60)","v":0}]
[null,null,null,null,null,null,null,null,null,null,"Disposal 3",{"$f":"$L$59","v":"$dollars"},{"$f":"Basis_Capex","v":"2024-06-01"},null,null,null,null,null,null,null,null,{"$f":"SUM(P61:U61)","v":0}]
[null,null,null,null,null,null,null,null,null,null,"Total",{"$f":"$L$59","v":"$dollars"},{"$f":"Basis_Capex","v":"2024-06-01"},null,null,null,{"$f":"SUM(Q59:Q61)","v":0},{"$f":"SUM(R59:R61)","v":0},{"$f":"SUM(S59:S61)","v":0},{"$f":"SUM(T59:T61)","v":0},{"$f":"SUM(U59:U61)","v":0},{"$f":"SUM(Q62:U62)","v":0}]
[null,null,"d","Capital Contributions"]
[null,null,null,null,null,null,null,null,null,null,{"$f":"D63","v":"Capital Contributions"},"Units","Basis",{"$f":"N$171","v":"2023-24"},"2024-25","2025-26","2026-27","2027-28","2028-29","2029-30","2030-31","Total"]
[null,null,null,null,null,null,null,null,null,null,"CapCon 1","$dollars",{"$f":"Basis_Capex","v":"2024-06-01"},null,null,null,null,null,null,null,null,{"$f":"SUM(P65:U65)","v":0}]
[null,null,null,null,null,null,null,null,null,null,"CapCon 2",{"$f":"$L$65","v":"$dollars"},{"$f":"Basis_Capex","v":"2024-06-01"},null,null,null,null,null,null,null,null,{"$f":"SUM(P66:U66)","v":0}]
[null,null,null,null,null,null,null,null,null,null,"CapCon 3",{"$f":"$L$65","v":"$dollars"},{"$f":"Basis_Capex","v":"2024-06-01"},null,null,null,null,null,null,null,null,{"$f":"SUM(P67:U67)","v":0}]
[null,null,null,null,null,null,null,null,null,null,"Total",{"$f":"$L$65","v":"$dollars"},{"$f":"Basis_Capex","v":"2024-06-01"},null,null,null,{"$f":"SUM(Q65:Q67)","v":0},{"$f":"SUM(R65:R67)","v":0},{"$f":"SUM(S65:S67)","v":0},{"$f":"SUM(T65:T67)","v":0},{"$f":"SUM(U65:U67)","v":0},{"$f":"SUM(Q68:U68)","v":0}]
[]
[]
[null,{"$f":"LEFT(B41,1)+1&\". Labour Rates, Hours & Costs\"","v":"4. Labour Rates, Hours & Costs"}]
[]
[null,null,"a","Labour Rates"]
[]
[null,null,null,null,null,null,null,null,null,null,"Input","Units","Basis",null,null,"Value"]
[null,null,null,null,null,null,null,null,null,null,"Labour Rate","$dollars/hr",{"$f":"Basis_Capex","v":"2024-06-01"}]
[null,null,null,null,null,null,null,null,null,null,"Apply Labour Cost Escalation","Y/N",null,null,null,"Yes"]
[]
[null,null,"b","Labour Time Required"]
[]
[null,null,null,null,null,null,null,null,null,null,null,null,null,null,null,1,2,3,4,5,6,7,8,9,10]
[null,null,null,null,null,{"$f":"I_MeterTypes[[#Headers],[Meter Type]]","v":"Meter Type"},{"$f":"I_MeterTypes[[#Headers],[RIN Subcategory 1]]","v":"RIN Subcategory 1"},{"$f":"I_MeterTypes[[#Headers],[RIN Subcategory 2]]","v":"RIN Subcategory 2"},{"$f":"I_MeterTypes[[#Headers],[AER Type]]","v":"AER Type"},{"$f":"I_MeterTypes[[#Headers],[RIN Subcategory 3]]","v":"RIN Subcategory 3"},{"$f":"I_MeterTypes[[#Headers],[Meter Code]]","v":"Meter Code"},"Units",null,null,null,{"$f":"TRANSPOSE($G$29:$G$38)","v":"New Meter Installations - Growth"},"Refurbished meters","Replacements - End of life","Replacements - Failures and faults","Replacement (added) - customer initiated e.g., changing from single plase to 3 phase","Replacement (removed meters) - customer initiated e.g., changing from single plase to 3 phase","Establish pole-top meter housing",0,0,"Meter abolishments"]
[null,null,null,null,null,{"$f":"I_MeterTypes[Meter Type]","v":"AMI - Single Phase, single element"},{"$f":"I_MeterTypes[RIN Subcategory 1]","v":"Single Phase Meter Population"},{"$f":"I_MeterTypes[RIN Subcategory 2]","v":"Other"},{"$f":"I_MeterTypes[AER Type]","v":"Meter Type 4"},{"$f":"I_MeterTypes[RIN Subcategory 3]","v":"Single phase single element - AMI"},{"$f":"I_MeterTypes[Meter Code]","v":"AMI 1ph 1e"},"Hours"]
[null,null,null,null,null,"AMI - Single Phase, two element","Single Phase Meter Population","Other","Meter Type 4","Single phase two element with contactor - AMI","AMI 1ph 2e","Hours"]
[null,null,null,null,null,"AMI - 3 Phase DC","Multi Phase Meter Population","Direct Connect Meter Population","Meter Type 4","Three phase - AMI","AMI 3ph DC","Hours"]
[null,null,null,null,null,"AMI 3Ph CT","Multi Phase Meter Population","Current Transformer Connected Meter Population","Meter Type 4","Three phase - AMI","AMI 3ph CT","Hours"]
[null,null,null,null,null,"Non AMI - Type 5 Locally read Interval - Single Phase","Single Phase Meter Population","Direct Connect Meter Population","Meter Type 5",0,"INT 1ph","Hours"]
[null,null,null,null,null,"Non AMI - Type 5 Locally read Interval - 3 Phase","Multi Phase Meter Population","Direct Connect Meter Population","Meter Type 5",0,"INT 3ph","Hours"]
[null,null,null,null,null,"Non AMI - Type 5 Locally read Interval - 3 Phase - CT","Multi Phase Meter Population","Current Transformer Connected Meter Population","Meter Type 5",0,"INT 3ph CT","Hours"]
[null,null,null,null,null,"Non AMI - Type 6 Locally read Accumulation - Single Phase","Single Phase Meter Population","Direct Connect Meter Population","Meter Type 6",0,"ACC 1ph","Hours"]
[null,null,null,null,null,"Non AMI - Type 6 Locally read Accumulation - 3 Phase","Multi Phase Meter Population","Direct Connect Meter Population","Meter Type 6",0,"ACC 3ph","Hours"]
[null,null,null,null,null,"Pole Top Meter Housing",0,"Other","Meter Type 4",0,"Meter housing to ensure compliance","Hours"]
[null,null,null,null,null,0,0,0,0,0,0,"Hours"]
[null,null,null,null,null,0,0,0,0,0,0,"Hours"]
[null,null,null,null,null,0,0,0,0,0,0,"Hours"]
[null,null,null,null,null,0,0,0,0,0,0,"Hours"]
[null,null,null,null,null,0,0,0,0,0,0,"Hours"]
[]
[null,null,"c","Labour Costs"]
[]
[null,null,null,null,null,null,null,null,null,null,null,null,null,null,null,1,2,3,4,5,6,7,8,9,10]
[null,null,null,null,null,{"$f":"I_MeterTypes[[#Headers],[Meter Type]]","v":"Meter Type"},{"$f":"I_MeterTypes[[#Headers],[RIN Subcategory 1]]","v":"RIN Subcategory 1"},{"$f":"I_MeterTypes[[#Headers],[RIN Subcategory 2]]","v":"RIN Subcategory 2"},{"$f":"I_MeterTypes[[#Headers],[AER Type]]","v":"AER Type"},{"$f":"I_MeterTypes[[#Headers],[RIN Subcategory 3]]","v":"RIN Subcategory 3"},{"$f":"I_MeterTypes[[#Headers],[Meter Code]]","v":"Meter Code"},"Units","Basis",null,null,{"$f":"P$82","v":"New Meter Installations - Growth"},{"$f":"Q$82","v":"Refurbished meters"},"Replacements - End of life","Replacements - Failures and faults","Replacement (added) - customer initiated e.g., changing from single plase to 3 phase","Replacement (removed meters) - customer initiated e.g., changing from single plase to 3 phase","Establish pole-top meter housing",0,0,"Meter abolishments"]
[null,null,null,null,null,{"$f":"I_MeterTypes[Meter Type]","v":"AMI - Single Phase, single element"},{"$f":"I_MeterTypes[RIN Subcategory 1]","v":"Single Phase Meter Population"},{"$f":"I_MeterTypes[RIN Subcategory 2]","v":"Other"},{"$f":"I_MeterTypes[AER Type]","v":"Meter Type 4"},{"$f":"I_MeterTypes[RIN Subcategory 3]","v":"Single phase single element - AMI"},{"$f":"I_MeterTypes[Meter Code]","v":"AMI 1ph 1e"},"$dollars",{"$f":"Basis_Capex","v":"2024-06-01"}]
[null,null,null,null,null,"AMI - Single Phase, two element","Single Phase Meter Population","Other","Meter Type 4","Single phase two element with contactor - AMI","AMI 1ph 2e","$dollars","2024-06-01"]
[null,null,null,null,null,"AMI - 3 Phase DC","Multi Phase Meter Population","Direct Connect Meter Population","Meter Type 4","Three phase - AMI","AMI 3ph DC","$dollars","2024-06-01"]
[null,null,null,null,null,"AMI 3Ph CT","Multi Phase Meter Population","Current Transformer Connected Meter Population","Meter Type 4","Three phase - AMI","AMI 3ph CT","$dollars","2024-06-01"]
[null,null,null,null,null,"Non AMI - Type 5 Locally read Interval - Single Phase","Single Phase Meter Population","Direct Connect Meter Population","Meter Type 5",0,"INT 1ph","$dollars","2024-06-01"]
[null,null,null,null,null,"Non AMI - Type 5 Locally read Interval - 3 Phase","Multi Phase Meter Population","Direct Connect Meter Population","Meter Type 5",0,"INT 3ph","$dollars","2024-06-01"]
[null,null,null,null,null,"Non AMI - Type 5 Locally read Interval - 3 Phase - CT","Multi Phase Meter Population","Current Transformer Connected Meter Population","Meter Type 5",0,"INT 3ph CT","$dollars","2024-06-01"]
[null,null,null,null,null,"Non AMI - Type 6 Locally read Accumulation - Single Phase","Single Phase Meter Population","Direct Connect Meter Population","Meter Type 6",0,"ACC 1ph","$dollars","2024-06-01"]
[null,null,null,null,null,"Non AMI - Type 6 Locally read Accumulation - 3 Phase","Multi Phase Meter Population","Direct Connect Meter Population","Meter Type 6",0,"ACC 3ph","$dollars","2024-06-01"]
[null,null,null,null,null,"Pole Top Meter Housing",0,"Other","Meter Type 4",0,"Meter housing to ensure compliance","$dollars","2024-06-01"]
[null,null,null,null,null,0,0,0,0,0,0,"$dollars","2024-06-01"]
[null,null,null,null,null,0,0,0,0,0,0,"$dollars","2024-06-01"]
[null,null,null,null,null,0,0,0,0,0,0,"$dollars","2024-06-01"]
[null,null,null,null,null,0,0,0,0,0,0,"$dollars","2024-06-01"]
[null,null,null,null,null,0,0,0,0,0,0,"$dollars","2024-06-01"]
[]
[]
[null,{"$f":"LEFT(B71,1)+1&\". Equipment Unit Cost\"","v":"5. Equipment Unit Cost"}]
[]
[null,null,"a","Equipment Unit Cost"]
[null,null,null,null,null,null,null,null,null,null,null,null,null,null,null,1]
[null,null,null,null,null,{"$f":"I_MeterTypes[[#Headers],[Meter Type]]","v":"Meter Type"},{"$f":"I_MeterTypes[[#Headers],[RIN Subcategory 1]]","v":"RIN Subcategory 1"},{"$f":"I_MeterTypes[[#Headers],[RIN Subcategory 2]]","v":"RIN Subcategory 2"},{"$f":"I_MeterTypes[[#Headers],[AER Type]]","v":"AER Type"},{"$f":"I_MeterTypes[[#Headers],[RIN Subcategory 3]]","v":"RIN Subcategory 3"},{"$f":"I_MeterTypes[[#Headers],[Meter Code]]","v":"Meter Code"},"Units","Basis",null,null,"Meter Unit Cost"]
[null,null,null,null,null,{"$f":"I_MeterTypes[Meter Type]","v":"AMI - Single Phase, single element"},{"$f":"I_MeterTypes[RIN Subcategory 1]","v":"Single Phase Meter Population"},{"$f":"I_MeterTypes[RIN Subcategory 2]","v":"Other"},{"$f":"I_MeterTypes[AER Type]","v":"Meter Type 4"},{"$f":"I_MeterTypes[RIN Subcategory 3]","v":"Single phase single element - AMI"},{"$f":"I_MeterTypes[Meter Code]","v":"AMI 1ph 1e"},"$dollars",{"$f":"Basis_Capex","v":"2024-06-01"},null,null,{"$f":"(225.37+9.71)*(1+'Input| Prices'!$I$23)","v":253.49104699093161}]
[null,null,null,null,null,"AMI - Single Phase, two element","Single Phase Meter Population","Other","Meter Type 4","Single phase two element with contactor - AMI","AMI 1ph 2e","$dollars","2024-06-01",null,null,{"$f":"(247.13+9.71)*(1+'Input| Prices'!$I$23)","v":276.95525144270403}]
[null,null,null,null,null,"AMI - 3 Phase DC","Multi Phase Meter Population","Direct Connect Meter Population","Meter Type 4","Three phase - AMI","AMI 3ph DC","$dollars","2024-06-01",null,null,{"$f":"(335.76+9.71)*(1+'Input| Prices'!$I$23)","v":372.52659521846664}]
[null,null,null,null,null,"AMI 3Ph CT","Multi Phase Meter Population","Current Transformer Connected Meter Population","Meter Type 4","Three phase - AMI","AMI 3ph CT","$dollars","2024-06-01",null,null,{"$f":"(428.85+9.71)*(1+'Input| Prices'!$I$23)","v":472.90723825226718}]
[null,null,null,null,null,"Non AMI - Type 5 Locally read Interval - Single Phase","Single Phase Meter Population","Direct Connect Meter Population","Meter Type 5",0,"INT 1ph","$dollars","2024-06-01"]
[null,null,null,null,null,"Non AMI - Type 5 Locally read Interval - 3 Phase","Multi Phase Meter Population","Direct Connect Meter Population","Meter Type 5",0,"INT 3ph","$dollars","2024-06-01"]
[null,null,null,null,null,"Non AMI - Type 5 Locally read Interval - 3 Phase - CT","Multi Phase Meter Population","Current Transformer Connected Meter Population","Meter Type 5",0,"INT 3ph CT","$dollars","2024-06-01"]
[null,null,null,null,null,"Non AMI - Type 6 Locally read Accumulation - Single Phase","Single Phase Meter Population","Direct Connect Meter Population","Meter Type 6",0,"ACC 1ph","$dollars","2024-06-01"]
[null,null,null,null,null,"Non AMI - Type 6 Locally read Accumulation - 3 Phase","Multi Phase Meter Population","Direct Connect Meter Population","Meter Type 6",0,"ACC 3ph","$dollars","2024-06-01"]
[null,null,null,null,null,"Pole Top Meter Housing",0,"Other","Meter Type 4",0,"Meter housing to ensure compliance","$dollars","2024-06-01",null,null,750]
[null,null,null,null,null,0,0,0,0,0,0,"$dollars","2024-06-01"]
[null,null,null,null,null,0,0,0,0,0,0,"$dollars","2024-06-01"]
[null,null,null,null,null,0,0,0,0,0,0,"$dollars","2024-06-01"]
[null,null,null,null,null,0,0,0,0,0,0,"$dollars","2024-06-01"]
[null,null,null,null,null,0,0,0,0,0,0,"$dollars","2024-06-01"]
[]
[null,null,null,null,null,null,null,null,null,null,"Input","Units","Basis",null,null,"Value"]
[null,null,null,null,null,null,null,null,null,null,"Apply Non-Labour Cost Escalation","Y/N",null,null,null,"Yes"]
[]
[null,{"$f":"LEFT(B120,1)+1&\". Meter Population\"","v":"6. Meter Population"}]
[]
[]
[null,null,"a","Base Year Population (Year End)"]
[null,null,null,null,null,null,null,null,null,null,null,null,{"$f":"IF(M149=Capex_BaseYear,\"Base Year\",\"\")","v":"Base Year"}]
[null,null,null,null,null,{"$f":"I_MeterTypes[[#Headers],[Meter Type]]","v":"Meter Type"},{"$f":"I_MeterTypes[[#Headers],[RIN Subcategory 1]]","v":"RIN Subcategory 1"},{"$f":"I_MeterTypes[[#Headers],[RIN Subcategory 2]]","v":"RIN Subcategory 2"},{"$f":"I_MeterTypes[[#Headers],[AER Type]]","v":"AER Type"},{"$f":"I_MeterTypes[[#Headers],[RIN Subcategory 3]]","v":"RIN Subcategory 3"},{"$f":"I_MeterTypes[[#Headers],[Meter Code]]","v":"Meter Code"},"Units",{"$f":"Capex_BaseYear","v":"2023-24"}]
[null,null,null,null,null,{"$f":"I_MeterTypes[Meter Type]","v":"AMI - Single Phase, single element"},{"$f":"I_MeterTypes[RIN Subcategory 1]","v":"Single Phase Meter Population"},{"$f":"I_MeterTypes[RIN Subcategory 2]","v":"Other"},{"$f":"I_MeterTypes[AER Type]","v":"Meter Type 4"},{"$f":"I_MeterTypes[RIN Subcategory 3]","v":"Single phase single element - AMI"},{"$f":"I_MeterTypes[Meter Code]","v":"AMI 1ph 1e"},"No.",553818]
[null,null,null,null,null,"AMI - Single Phase, two element","Single Phase Meter Population","Other","Meter Type 4","Single phase two element with contactor - AMI","AMI 1ph 2e",{"$f":"L$150","v":"No."},118713]
[null,null,null,null,null,"AMI - 3 Phase DC","Multi Phase Meter Population","Direct Connect Meter Population","Meter Type 4","Three phase - AMI","AMI 3ph DC","No.",146990]
[null,null,null,null,null,"AMI 3Ph CT","Multi Phase Meter Population","Current Transformer Connected Meter Population","Meter Type 4","Three phase - AMI","AMI 3ph CT","No.",5112]
[null,null,null,null,null,"Non AMI - Type 5 Locally read Interval - Single Phase","Single Phase Meter Population","Direct Connect Meter Population","Meter Type 5",0,"INT 1ph","No.",1568]
[null,null,null,null,null,"Non AMI - Type 5 Locally read Interval - 3 Phase","Multi Phase Meter Population","Direct Connect Meter Population","Meter Type 5",0,"INT 3ph","No.",56]
[null,null,null,null,null,"Non AMI - Type 5 Locally read Interval - 3 Phase - CT","Multi Phase Meter Population","Current Transformer Connected Meter Population","Meter Type 5",0,"INT 3ph CT","No.",2]
[null,null,null,null,null,"Non AMI - Type 6 Locally read Accumulation - Single Phase","Single Phase Meter Population","Direct Connect Meter Population","Meter Type 6",0,"ACC 1ph","No.",5649]
[null,null,null,null,null,"Non AMI - Type 6 Locally read Accumulation - 3 Phase","Multi Phase Meter Population","Direct Connect Meter Population","Meter Type 6",0,"ACC 3ph","No.",550]
[null,null,null,null,null,"Pole Top Meter Housing",0,"Other","Meter Type 4",0,"Meter housing to ensure compliance","No.",0]
[null,null,null,null,null,0,0,0,0,0,0,"No."]
[null,null,null,null,null,0,0,0,0,0,0,"No."]
[null,null,null,null,null,0,0,0,0,0,0,"No."]
[null,null,null,null,null,0,0,0,0,0,0,"No."]
[null,null,null,null,null,0,0,0,0,0,0,"No."]
[null,null,null,null,null,"Total",null,null,null,null,null,"No.",{"$f":"SUM(M150:M164)","v":832458}]
[]
[null,null,"b","Meter Actions"]
[]
[null,null,null,"i",{"$f":"$G$29","v":"New Meter Installations - Growth"}]
[null,null,null,null,null,null,null,null,null,null,null,null,null,{"$f":"IF(N171=Capex_BaseYear,\"Base Year\",\"\")","v":"Base Year"},{"$f":"IF(O171=Capex_BaseYear,\"Base Year\",\"\")","v":""},{"$f":"IF(P171=Capex_BaseYear,\"Base Year\",\"\")","v":""},"Forecast RP"]
[null,null,null,null,null,{"$f":"I_MeterTypes[[#Headers],[Meter Type]]","v":"Meter Type"},{"$f":"I_MeterTypes[[#Headers],[RIN Subcategory 1]]","v":"RIN Subcategory 1"},{"$f":"I_MeterTypes[[#Headers],[RIN Subcategory 2]]","v":"RIN Subcategory 2"},{"$f":"I_MeterTypes[[#Headers],[AER Type]]","v":"AER Type"},{"$f":"I_MeterTypes[[#Headers],[RIN Subcategory 3]]","v":"RIN Subcategory 3"},{"$f":"I_MeterTypes[[#Headers],[Meter Code]]","v":"Meter Code"},"Units",null,{"$f":"(LEFT(O171,4)-1&IF(MID(O171,5,1)=\"\",\"\",\"-\"&TEXT(MOD(MID(O171,6,2)-1,100),\"00\")))","v":"2023-24"},{"$f":"(LEFT(P171,4)-1&IF(MID(P171,5,1)=\"\",\"\",\"-\"&TEXT(MOD(MID(P171,6,2)-1,100),\"00\")))","v":"2024-25"},{"$f":"(LEFT(Q171,4)-1&IF(MID(Q171,5,1)=\"\",\"\",\"-\"&TEXT(MOD(MID(Q171,6,2)-1,100),\"00\")))","v":"2025-26"},{"$f":"FPFirstYear","v":"2026-27"},{"$f":"(LEFT(Q171,4)+1&IF(MID(Q171,5,1)=\"\",\"\",\"-\"&TEXT(MOD(MID(Q171,6,2)+1,100),\"00\")))","v":"2027-28"},{"$f":"(LEFT(R171,4)+1&IF(MID(R171,5,1)=\"\",\"\",\"-\"&TEXT(MOD(MID(R171,6,2)+1,100),\"00\")))","v":"2028-29"},{"$f":"(LEFT(S171,4)+1&IF(MID(S171,5,1)=\"\",\"\",\"-\"&TEXT(MOD(MID(S171,6,2)+1,100),\"00\")))","v":"2029-30"},{"$f":"(LEFT(T171,4)+1&IF(MID(T171,5,1)=\"\",\"\",\"-\"&TEXT(MOD(MID(T171,6,2)+1,100),\"00\")))","v":"2030-31"},"RP Total"]
[null,null,null,null,null,{"$f":"I_MeterTypes[Meter Type]","v":"AMI - Single Phase, single element"},{"$f":"I_MeterTypes[RIN Subcategory 1]","v":"Single Phase Meter Population"},{"$f":"I_MeterTypes[RIN Subcategory 2]","v":"Other"},{"$f":"I_MeterTypes[AER Type]","v":"Meter Type 4"},{"$f":"I_MeterTypes[RIN Subcategory 3]","v":"Single phase single element - AMI"},{"$f":"I_MeterTypes[Meter Code]","v":"AMI 1ph 1e"},"No.",null,null,null,null,null,null,null,null,null,{"$f":"SUM(Q172:U172)","v":0}]
[null,null,null,null,null,"AMI - Single Phase, two element","Single Phase Meter Population","Other","Meter Type 4","Single phase two element with contactor - AMI","AMI 1ph 2e",{"$f":"L$150","v":"No."},null,null,null,null,null,null,null,null,null,{"$f":"SUM(Q173:U173)","v":0}]
[null,null,null,null,null,"AMI - 3 Phase DC","Multi Phase Meter Population","Direct Connect Meter Population","Meter Type 4","Three phase - AMI","AMI 3ph DC","No.",null,null,null,null,null,null,null,null,null,{"$f":"SUM(Q174:U174)","v":0}]
[null,null,null,null,null,"AMI 3Ph CT","Multi Phase Meter Population","Current Transformer Connected Meter Population","Meter Type 4","Three phase - AMI","AMI 3ph CT","No.",null,null,null,null,null,null,null,null,null,0]
[null,null,null,null,null,"Non AMI - Type 5 Locally read Interval - Single Phase","Single Phase Meter Population","Direct Connect Meter Population","Meter Type 5",0,"INT 1ph","No.",null,null,null,null,null,null,null,null,null,0]
[null,null,null,null,null,"Non AMI - Type 5 Locally read Interval - 3 Phase","Multi Phase Meter Population","Direct Connect Meter Population","Meter Type 5",0,"INT 3ph","No.",null,null,null,null,null,null,null,null,null,0]
[null,null,null,null,null,"Non AMI - Type 5 Locally read Interval - 3 Phase - CT","Multi Phase Meter Population","Current Transformer Connected Meter Population","Meter Type 5",0,"INT 3ph CT","No.",null,null,null,null,null,null,null,null,null,0]
[null,null,null,null,null,"Non AMI - Type 6 Locally read Accumulation - Single Phase","Single Phase Meter Population","Direct Connect Meter Population","Meter Type 6",0,"ACC 1ph","No.",null,null,null,null,null,null,null,null,null,0]
[null,null,null,null,null,"Non AMI - Type 6 Locally read Accumulation - 3 Phase","Multi Phase Meter Population","Direct Connect Meter Population","Meter Type 6",0,"ACC 3ph","No.",null,null,null,null,null,null,null,null,null,0]
[null,null,null,null,null,"Pole Top Meter Housing",0,"Other","Meter Type 4",0,"Meter housing to ensure compliance","No.",null,null,null,null,null,null,null,null,null,0]
[null,null,null,null,null,0,0,0,0,0,0,"No.",null,null,null,null,null,null,null,null,null,0]
[null,null,null,null,null,0,0,0,0,0,0,"No.",null,null,null,null,null,null,null,null,null,0]
[null,null,null,null,null,0,0,0,0,0,0,"No.",null,null,null,null,null,null,null,null,null,0]
[null,null,null,null,null,0,0,0,0,0,0,"No.",null,null,null,null,null,null,null,null,null,0]
[null,null,null,null,null,0,0,0,0,0,0,"No.",null,null,null,null,null,null,null,null,null,0]
[null,null,null,null,null,"Total",null,null,null,null,null,"No.",null,null,{"$f":"SUM(O172:O186)","v":0},0,0,0,0,0,0,{"$f":"SUM(Q187:U187)","v":0}]
[]
[null,null,null,"ii",{"$f":"$G$30","v":"Refurbished meters"}]
[]
[null,null,null,null,null,{"$f":"I_MeterTypes[[#Headers],[Meter Type]]","v":"Meter Type"},{"$f":"I_MeterTypes[[#Headers],[RIN Subcategory 1]]","v":"RIN Subcategory 1"},{"$f":"I_MeterTypes[[#Headers],[RIN Subcategory 2]]","v":"RIN Subcategory 2"},{"$f":"I_MeterTypes[[#Headers],[AER Type]]","v":"AER Type"},{"$f":"I_MeterTypes[[#Headers],[RIN Subcategory 3]]","v":"RIN Subcategory 3"},{"$f":"I_MeterTypes[[#Headers],[Meter Code]]","v":"Meter Code"},"Units",null,null,{"$f":"O$171","v":"2024-25"},"2025-26","2026-27","2027-28","2028-29","2029-30","2030-31","RP Total"]
[null,null,null,null,null,{"$f":"I_MeterTypes[Meter Type]","v":"AMI - Single Phase, single element"},{"$f":"I_MeterTypes[RIN Subcategory 1]","v":"Single Phase Meter Population"},{"$f":"I_MeterTypes[RIN Subcategory 2]","v":"Other"},{"$f":"I_MeterTypes[AER Type]","v":"Meter Type 4"},{"$f":"I_MeterTypes[RIN Subcategory 3]","v":"Single phase single element - AMI"},{"$f":"I_MeterTypes[Meter Code]","v":"AMI 1ph 1e"},"No.",null,null,null,null,null,null,null,null,null,{"$f":"SUM(Q192:U192)","v":0}]
[null,null,null,null,null,"AMI - Single Phase, two element","Single Phase Meter Population","Other","Meter Type 4","Single phase two element with contactor - AMI","AMI 1ph 2e",{"$f":"L$150","v":"No."},null,null,null,null,null,null,null,null,null,{"$f":"SUM(Q193:U193)","v":0}]
[null,null,null,null,null,"AMI - 3 Phase DC","Multi Phase Meter Population","Direct Connect Meter Population","Meter Type 4","Three phase - AMI","AMI 3ph DC","No.",null,null,null,null,null,null,null,null,null,0]
[null,null,null,null,null,"AMI 3Ph CT","Multi Phase Meter Population","Current Transformer Connected Meter Population","Meter Type 4","Three phase - AMI","AMI 3ph CT","No.",null,null,null,null,null,null,null,null,null,0]
[null,null,null,null,null,"Non AMI - Type 5 Locally read Interval - Single Phase","Single Phase Meter Population","Direct Connect Meter Population","Meter Type 5",0,"INT 1ph","No.",null,null,null,null,null,null,null,null,null,0]
[null,null,null,null,null,"Non AMI - Type 5 Locally read Interval - 3 Phase","Multi Phase Meter Population","Direct Connect Meter Population","Meter Type 5",0,"INT 3ph","No.",null,null,null,null,null,null,null,null,null,0]
[null,null,null,null,null,"Non AMI - Type 5 Locally read Interval - 3 Phase - CT","Multi Phase Meter Population","Current Transformer Connected Meter Population","Meter Type 5",0,"INT 3ph CT","No.",null,null,null,null,null,null,null,null,null,0]
[null,null,null,null,null,"Non AMI - Type 6 Locally read Accumulation - Single Phase","Single Phase Meter Population","Direct Connect Meter Population","Meter Type 6",0,"ACC 1ph","No.",null,null,null,null,null,null,null,null,null,0]
[null,null,null,null,null,"Non AMI - Type 6 Locally read Accumulation - 3 Phase","Multi Phase Meter Population","Direct Connect Meter Population","Meter Type 6",0,"ACC 3ph","No.",null,null,null,null,null,null,null,null,null,0]
[null,null,null,null,null,"Pole Top Meter Housing",0,"Other","Meter Type 4",0,"Meter housing to ensure compliance","No.",null,null,null,null,null,null,null,null,null,0]
[null,null,null,null,null,0,0,0,0,0,0,"No.",null,null,null,null,null,null,null,null,null,0]
[null,null,null,null,null,0,0,0,0,0,0,"No.",null,null,null,null,null,null,null,null,null,0]
[null,null,null,null,null,0,0,0,0,0,0,"No.",null,null,null,null,null,null,null,null,null,0]
[null,null,null,null,null,0,0,0,0,0,0,"No.",null,null,null,null,null,null,null,null,null,0]
[null,null,null,null,null,0,0,0,0,0,0,"No.",null,null,null,null,null,null,null,null,null,0]
[null,null,null,null,null,"Total",null,null,null,null,null,"No.",null,null,{"$f":"SUM(O192:O206)","v":0},{"$f":"SUM(P192:P206)","v":0},0,0,0,0,0,0]
[]
[null,null,null,"iii",{"$f":"$G$31","v":"Replacements - End of life"}]
[]
[null,null,null,null,null,{"$f":"I_MeterTypes[[#Headers],[Meter Type]]","v":"Meter Type"},{"$f":"I_MeterTypes[[#Headers],[RIN Subcategory 1]]","v":"RIN Subcategory 1"},{"$f":"I_MeterTypes[[#Headers],[RIN Subcategory 2]]","v":"RIN Subcategory 2"},{"$f":"I_MeterTypes[[#Headers],[AER Type]]","v":"AER Type"},{"$f":"I_MeterTypes[[#Headers],[RIN Subcategory 3]]","v":"RIN Subcategory 3"},{"$f":"I_MeterTypes[[#Headers],[Meter Code]]","v":"Meter Code"},"Units",null,null,{"$f":"O$171","v":"2024-25"},"2025-26","2026-27","2027-28","2028-29","2029-30","2030-31","RP Total"]
[null,null,null,null,null,{"$f":"I_MeterTypes[Meter Type]","v":"AMI - Single Phase, single element"},{"$f":"I_MeterTypes[RIN Subcategory 1]","v":"Single Phase Meter Population"},{"$f":"I_MeterTypes[RIN Subcategory 2]","v":"Other"},{"$f":"I_MeterTypes[AER Type]","v":"Meter Type 4"},{"$f":"I_MeterTypes[RIN Subcategory 3]","v":"Single phase single element - AMI"},{"$f":"I_MeterTypes[Meter Code]","v":"AMI 1ph 1e"},"No.",null,null,null,null,null,null,null,null,null,{"$f":"SUM(Q212:U212)","v":0}]
[null,null,null,null,null,"AMI - Single Phase, two element","Single Phase Meter Population","Other","Meter Type 4","Single phase two element with contactor - AMI","AMI 1ph 2e",{"$f":"L$150","v":"No."},null,null,null,null,null,null,null,null,null,{"$f":"SUM(Q213:U213)","v":0}]
[null,null,null,null,null,"AMI - 3 Phase DC","Multi Phase Meter Population","Direct Connect Meter Population","Meter Type 4","Three phase - AMI","AMI 3ph DC","No.",null,null,null,null,null,null,null,null,null,0]
[null,null,null,null,null,"AMI 3Ph CT","Multi Phase Meter Population","Current Transformer Connected Meter Population","Meter Type 4","Three phase - AMI","AMI 3ph CT","No.",null,null,null,null,null,null,null,null,null,0]
[null,null,null,null,null,"Non AMI - Type 5 Locally read Interval - Single Phase","Single Phase Meter Population","Direct Connect Meter Population","Meter Type 5",0,"INT 1ph","No.",null,null,null,null,null,null,null,null,null,0]
[null,null,null,null,null,"Non AMI - Type 5 Locally read Interval - 3 Phase","Multi Phase Meter Population","Direct Connect Meter Population","Meter Type 5",0,"INT 3ph","No.",null,null,null,null,null,null,null,null,null,0]
[null,null,null,null,null,"Non AMI - Type 5 Locally read Interval - 3 Phase - CT","Multi Phase Meter Population","Current Transformer Connected Meter Population","Meter Type 5",0,"INT 3ph CT","No.",null,null,null,null,null,null,null,null,null,0]
[null,null,null,null,null,"Non AMI - Type 6 Locally read Accumulation - Single Phase","Single Phase Meter Population","Direct Connect Meter Population","Meter Type 6",0,"ACC 1ph","No.",null,null,null,null,null,null,null,null,null,0]
[null,null,null,null,null,"Non AMI - Type 6 Locally read Accumulation - 3 Phase","Multi Phase Meter Population","Direct Connect Meter Population","Meter Type 6",0,"ACC 3ph","No.",null,null,null,null,null,null,null,null,null,0]
[null,null,null,null,null,"Pole Top Meter Housing",0,"Other","Meter Type 4",0,"Meter housing to ensure compliance","No.",null,null,null,null,null,null,null,null,null,0]
[null,null,null,null,null,0,0,0,0,0,0,"No.",null,null,null,null,null,null,null,null,null,0]
[null,null,null,null,null,0,0,0,0,0,0,"No.",null,null,null,null,null,null,null,null,null,0]
[null,null,null,null,null,0,0,0,0,0,0,"No.",null,null,null,null,null,null,null,null,null,0]
[null,null,null,null,null,0,0,0,0,0,0,"No.",null,null,null,null,null,null,null,null,null,0]
[null,null,null,null,null,0,0,0,0,0,0,"No.",null,null,null,null,null,null,null,null,null,0]
[null,null,null,null,null,"Total",null,null,null,null,null,"No.",null,null,{"$f":"SUM(O212:O226)","v":0},{"$f":"SUM(P212:P219)","v":0},0,0,0,0,0,{"$f":"SUM(Q227:U227)","v":0}]
[]
[null,null,null,"iv",{"$f":"$G$32","v":"Replacements - Failures and faults"}]
[]
[null,null,null,null,null,{"$f":"I_MeterTypes[[#Headers],[Meter Type]]","v":"Meter Type"},{"$f":"I_MeterTypes[[#Headers],[RIN Subcategory 1]]","v":"RIN Subcategory 1"},{"$f":"I_MeterTypes[[#Headers],[RIN Subcategory 2]]","v":"RIN Subcategory 2"},{"$f":"I_MeterTypes[[#Headers],[AER Type]]","v":"AER Type"},{"$f":"I_MeterTypes[[#Headers],[RIN Subcategory 3]]","v":"RIN Subcategory 3"},{"$f":"I_MeterTypes[[#Headers],[Meter Code]]","v":"Meter Code"},"Units",null,null,{"$f":"O$171","v":"2024-25"},"2025-26","2026-27","2027-28","2028-29","2029-30","2030-31","Total"]
[null,null,null,null,null,{"$f":"I_MeterTypes[Meter Type]","v":"AMI - Single Phase, single element"},{"$f":"I_MeterTypes[RIN Subcategory 1]","v":"Single Phase Meter Population"},{"$f":"I_MeterTypes[RIN Subcategory 2]","v":"Other"},{"$f":"I_MeterTypes[AER Type]","v":"Meter Type 4"},{"$f":"I_MeterTypes[RIN Subcategory 3]","v":"Single phase single element - AMI"},{"$f":"I_MeterTypes[Meter Code]","v":"AMI 1ph 1e"},"No.",null,null,null,null,null,null,null,null,null,{"$f":"SUM(N232:U232)","v":0}]
[null,null,null,null,null,"AMI - Single Phase, two element","Single Phase Meter Population","Other","Meter Type 4","Single phase two element with contactor - AMI","AMI 1ph 2e",{"$f":"L$150","v":"No."},null,null,null,null,null,null,null,null,null,0]
[null,null,null,null,null,"AMI - 3 Phase DC","Multi Phase Meter Population","Direct Connect Meter Population","Meter Type 4","Three phase - AMI","AMI 3ph DC","No.",null,null,null,null,null,null,null,null,null,0]
[null,null,null,null,null,"AMI 3Ph CT","Multi Phase Meter Population","Current Transformer Connected Meter Population","Meter Type 4","Three phase - AMI","AMI 3ph CT","No.",null,null,null,null,null,null,null,null,null,0]
[null,null,null,null,null,"Non AMI - Type 5 Locally read Interval - Single Phase","Single Phase Meter Population","Direct Connect Meter Population","Meter Type 5",0,"INT 1ph","No.",null,null,null,null,null,null,null,null,null,0]
[null,null,null,null,null,"Non AMI - Type 5 Locally read Interval - 3 Phase","Multi Phase Meter Population","Direct Connect Meter Population","Meter Type 5",0,"INT 3ph","No.",null,null,null,null,null,null,null,null,null,0]
[null,null,null,null,null,"Non AMI - Type 5 Locally read Interval - 3 Phase - CT","Multi Phase Meter Population","Current Transformer Connected Meter Population","Meter Type 5",0,"INT 3ph CT","No.",null,null,null,null,null,null,null,null,null,0]
[null,null,null,null,null,"Non AMI - Type 6 Locally read Accumulation - Single Phase","Single Phase Meter Population","Direct Connect Meter Population","Meter Type 6",0,"ACC 1ph","No.",null,null,null,null,null,null,null,null,null,0]
[null,null,null,null,null,"Non AMI - Type 6 Locally read Accumulation - 3 Phase","Multi Phase Meter Population","Direct Connect Meter Population","Meter Type 6",0,"ACC 3ph","No.",null,null,null,null,null,null,null,null,null,0]
[null,null,null,null,null,"Pole Top Meter Housing",0,"Other","Meter Type 4",0,"Meter housing to ensure compliance","No.",null,null,null,null,null,null,null,null,null,0]
[null,null,null,null,null,0,0,0,0,0,0,"No.",null,null,null,null,null,null,null,null,null,0]
[null,null,null,null,null,0,0,0,0,0,0,"No.",null,null,null,null,null,null,null,null,null,0]
[null,null,null,null,null,0,0,0,0,0,0,"No.",null,null,null,null,null,null,null,null,null,0]
[null,null,null,null,null,0,0,0,0,0,0,"No.",null,null,null,null,null,null,null,null,null,0]
[null,null,null,null,null,0,0,0,0,0,0,"No.",null,null,null,null,null,null,null,null,null,0]
[null,null,null,null,null,"Total",null,null,null,null,null,"No.",null,null,{"$f":"SUM(O232:O246)","v":0},0,0,0,0,0,0,{"$f":"SUM(P247:U247)","v":0}]
[]
[null,null,null,"v",{"$f":"$G$33","v":"Replacement (added) - customer initiated e.g., changing from single plase to 3 phase"}]
[]
[null,null,null,null,null,{"$f":"I_MeterTypes[[#Headers],[Meter Type]]","v":"Meter Type"},{"$f":"I_MeterTypes[[#Headers],[RIN Subcategory 1]]","v":"RIN Subcategory 1"},{"$f":"I_MeterTypes[[#Headers],[RIN Subcategory 2]]","v":"RIN Subcategory 2"},{"$f":"I_MeterTypes[[#Headers],[AER Type]]","v":"AER Type"},{"$f":"I_MeterTypes[[#Headers],[RIN Subcategory 3]]","v":"RIN Subcategory 3"},{"$f":"I_MeterTypes[[#Headers],[Meter Code]]","v":"Meter Code"},"Units",null,null,{"$f":"O$171","v":"2024-25"},"2025-26","2026-27","2027-28","2028-29","2029-30","2030-31","Total"]
[null,null,null,null,null,{"$f":"I_MeterTypes[Meter Type]","v":"AMI - Single Phase, single element"},{"$f":"I_MeterTypes[RIN Subcategory 1]","v":"Single Phase Meter Population"},{"$f":"I_MeterTypes[RIN Subcategory 2]","v":"Other"},{"$f":"I_MeterTypes[AER Type]","v":"Meter Type 4"},{"$f":"I_MeterTypes[RIN Subcategory 3]","v":"Single phase single element - AMI"},{"$f":"I_MeterTypes[Meter Code]","v":"AMI 1ph 1e"},"No.",null,null,null,null,null,null,null,null,null,{"$f":"SUM(N252:U252)","v":0}]
[null,null,null,null,null,"AMI - Single Phase, two element","Single Phase Meter Population","Other","Meter Type 4","Single phase two element with contactor - AMI","AMI 1ph 2e",{"$f":"L$150","v":"No."},null,null,null,null,null,null,null,null,null,0]
[null,null,null,null,null,"AMI - 3 Phase DC","Multi Phase Meter Population","Direct Connect Meter Population","Meter Type 4","Three phase - AMI","AMI 3ph DC","No.",null,null,null,null,null,null,null,null,null,0]
[null,null,null,null,null,"AMI 3Ph CT","Multi Phase Meter Population","Current Transformer Connected Meter Population","Meter Type 4","Three phase - AMI","AMI 3ph CT","No.",null,null,null,null,null,null,null,null,null,0]
[null,null,null,null,null,"Non AMI - Type 5 Locally read Interval - Single Phase","Single Phase Meter Population","Direct Connect Meter Population","Meter Type 5",0,"INT 1ph","No.",null,null,null,null,null,null,null,null,null,0]
[null,null,null,null,null,"Non AMI - Type 5 Locally read Interval - 3 Phase","Multi Phase Meter Population","Direct Connect Meter Population","Meter Type 5",0,"INT 3ph","No.",null,null,null,null,null,null,null,null,null,0]
[null,null,null,null,null,"Non AMI - Type 5 Locally read Interval - 3 Phase - CT","Multi Phase Meter Population","Current Transformer Connected Meter Population","Meter Type 5",0,"INT 3ph CT","No.",null,null,null,null,null,null,null,null,null,0]
[null,null,null,null,null,"Non AMI - Type 6 Locally read Accumulation - Single Phase","Single Phase Meter Population","Direct Connect Meter Population","Meter Type 6",0,"ACC 1ph","No.",null,null,null,null,null,null,null,null,null,0]
[null,null,null,null,null,"Non AMI - Type 6 Locally read Accumulation - 3 Phase","Multi Phase Meter Population","Direct Connect Meter Population","Meter Type 6",0,"ACC 3ph","No.",null,null,null,null,null,null,null,null,null,0]
[null,null,null,null,null,"Pole Top Meter Housing",0,"Other","Meter Type 4",0,"Meter housing to ensure compliance","No.",null,null,null,null,null,null,null,null,null,0]
[null,null,null,null,null,0,0,0,0,0,0,"No.",null,null,null,null,null,null,null,null,null,0]
[null,null,null,null,null,0,0,0,0,0,0,"No.",null,null,null,null,null,null,null,null,null,0]
[null,null,null,null,null,0,0,0,0,0,0,"No.",null,null,null,null,null,null,null,null,null,0]
[null,null,null,null,null,0,0,0,0,0,0,"No.",null,null,null,null,null,null,null,null,null,0]
[null,null,null,null,null,0,0,0,0,0,0,"No.",null,null,null,null,null,null,null,null,null,0]
[null,null,null,null,null,"Total",null,null,null,null,null,"No.",null,null,{"$f":"SUM(O252:O266)","v":0},{"$f":"SUM(P252:P266)","v":0},0,0,0,0,0,{"$f":"SUM(P267:U267)","v":0}]
[]
[null,null,null,"vi",{"$f":"$G$34","v":"Replacement (removed meters) - customer initiated e.g., changing from single plase to 3 phase"}]
[]
[null,null,null,null,null,{"$f":"I_MeterTypes[[#Headers],[Meter Type]]","v":"Meter Type"},{"$f":"I_MeterTypes[[#Headers],[RIN Subcategory 1]]","v":"RIN Subcategory 1"},{"$f":"I_MeterTypes[[#Headers],[RIN Subcategory 2]]","v":"RIN Subcategory 2"},{"$f":"I_MeterTypes[[#Headers],[AER Type]]","v":"AER Type"},{"$f":"I_MeterTypes[[#Headers],[RIN Subcategory 3]]","v":"RIN Subcategory 3"},{"$f":"I_MeterTypes[[#Headers],[Meter Code]]","v":"Meter Code"},"Units",null,null,{"$f":"O$171","v":"2024-25"},"2025-26","2026-27","2027-28","2028-29","2029-30","2030-31","Total"]
[null,null,null,null,null,{"$f":"I_MeterTypes[Meter Type]","v":"AMI - Single Phase, single element"},{"$f":"I_MeterTypes[RIN Subcategory 1]","v":"Single Phase Meter Population"},{"$f":"I_MeterTypes[RIN Subcategory 2]","v":"Other"},{"$f":"I_MeterTypes[AER Type]","v":"Meter Type 4"},{"$f":"I_MeterTypes[RIN Subcategory 3]","v":"Single phase single element - AMI"},{"$f":"I_MeterTypes[Meter Code]","v":"AMI 1ph 1e"},"No.",null,null,null,null,null,null,null,null,null,{"$f":"SUM(N272:U272)","v":0}]
[null,null,null,null,null,"AMI - Single Phase, two element","Single Phase Meter Population","Other","Meter Type 4","Single phase two element with contactor - AMI","AMI 1ph 2e",{"$f":"L$150","v":"No."},null,null,null,null,null,null,null,null,null,0]
[null,null,null,null,null,"AMI - 3 Phase DC","Multi Phase Meter Population","Direct Connect Meter Population","Meter Type 4","Three phase - AMI","AMI 3ph DC","No.",null,null,null,null,null,null,null,null,null,0]
[null,null,null,null,null,"AMI 3Ph CT","Multi Phase Meter Population","Current Transformer Connected Meter Population","Meter Type 4","Three phase - AMI","AMI 3ph CT","No.",null,null,null,null,null,null,null,null,null,0]
[null,null,null,null,null,"Non AMI - Type 5 Locally read Interval - Single Phase","Single Phase Meter Population","Direct Connect Meter Population","Meter Type 5",0,"INT 1ph","No.",null,null,null,null,null,null,null,null,null,0]
[null,null,null,null,null,"Non AMI - Type 5 Locally read Interval - 3 Phase","Multi Phase Meter Population","Direct Connect Meter Population","Meter Type 5",0,"INT 3ph","No.",null,null,null,null,null,null,null,null,null,0]
[null,null,null,null,null,"Non AMI - Type 5 Locally read Interval - 3 Phase - CT","Multi Phase Meter Population","Current Transformer Connected Meter Population","Meter Type 5",0,"INT 3ph CT","No.",null,null,null,null,null,null,null,null,null,0]
[null,null,null,null,null,"Non AMI - Type 6 Locally read Accumulation - Single Phase","Single Phase Meter Population","Direct Connect Meter Population","Meter Type 6",0,"ACC 1ph","No.",null,null,null,null,null,null,null,null,null,0,"Check"]
[null,null,null,null,null,"Non AMI - Type 6 Locally read Accumulation - 3 Phase","Multi Phase Meter Population","Direct Connect Meter Population","Meter Type 6",0,"ACC 3ph","No.",null,null,null,null,null,null,null,null,null,0,"Check"]
[null,null,null,null,null,"Pole Top Meter Housing",0,"Other","Meter Type 4",0,"Meter housing to ensure compliance","No.",null,null,null,null,null,null,null,null,null,0]
[null,null,null,null,null,0,0,0,0,0,0,"No.",null,null,null,null,null,null,null,null,null,0]
[null,null,null,null,null,0,0,0,0,0,0,"No.",null,null,null,null,null,null,null,null,null,0]
[null,null,null,null,null,0,0,0,0,0,0,"No.",null,null,null,null,null,null,null,null,null,0]
[null,null,null,null,null,0,0,0,0,0,0,"No.",null,null,null,null,null,null,null,null,null,0]
[null,null,null,null,null,0,0,0,0,0,0,"No.",null,null,null,null,null,null,null,null,null,0]
[null,null,null,null,null,"Total",null,null,null,null,null,"No.",null,null,{"$f":"SUM(O272:O286)","v":0},{"$f":"SUM(P272:P286)","v":0},0,0,0,0,0,{"$f":"SUM(P287:U287)","v":0}]
[]
[null,null,null,"vii",{"$f":"$G$35","v":"Establish pole-top meter housing"}]
[]
[null,null,null,null,null,{"$f":"I_MeterTypes[[#Headers],[Meter Type]]","v":"Meter Type"},{"$f":"I_MeterTypes[[#Headers],[RIN Subcategory 1]]","v":"RIN Subcategory 1"},{"$f":"I_MeterTypes[[#Headers],[RIN Subcategory 2]]","v":"RIN Subcategory 2"},{"$f":"I_MeterTypes[[#Headers],[AER Type]]","v":"AER Type"},{"$f":"I_MeterTypes[[#Headers],[RIN Subcategory 3]]","v":"RIN Subcategory 3"},{"$f":"I_MeterTypes[[#Headers],[Meter Code]]","v":"Meter Code"},"Units",null,null,{"$f":"O$171","v":"2024-25"},"2025-26","2026-27","2027-28","2028-29","2029-30","2030-31","Total"]
[null,null,null,null,null,{"$f":"I_MeterTypes[Meter Type]","v":"AMI - Single Phase, single element"},{"$f":"I_MeterTypes[RIN Subcategory 1]","v":"Single Phase Meter Population"},{"$f":"I_MeterTypes[RIN Subcategory 2]","v":"Other"},{"$f":"I_MeterTypes[AER Type]","v":"Meter Type 4"},{"$f":"I_MeterTypes[RIN Subcategory 3]","v":"Single phase single element - AMI"},{"$f":"I_MeterTypes[Meter Code]","v":"AMI 1ph 1e"},"No.",null,null,null,null,null,null,null,null,null,{"$f":"SUM(N292:U292)","v":0}]
[null,null,null,null,null,"AMI - Single Phase, two element","Single Phase Meter Population","Other","Meter Type 4","Single phase two element with contactor - AMI","AMI 1ph 2e",{"$f":"L$150","v":"No."},null,null,null,null,null,null,null,null,null,0]
[null,null,null,null,null,"AMI - 3 Phase DC","Multi Phase Meter Population","Direct Connect Meter Population","Meter Type 4","Three phase - AMI","AMI 3ph DC","No.",null,null,null,null,null,null,null,null,null,0]
[null,null,null,null,null,"AMI 3Ph CT","Multi Phase Meter Population","Current Transformer Connected Meter Population","Meter Type 4","Three phase - AMI","AMI 3ph CT","No.",null,null,null,null,null,null,null,null,null,0]
[null,null,null,null,null,"Non AMI - Type 5 Locally read Interval - Single Phase","Single Phase Meter Population","Direct Connect Meter Population","Meter Type 5",0,"INT 1ph","No.",null,null,null,null,null,null,null,null,null,0]
[null,null,null,null,null,"Non AMI - Type 5 Locally read Interval - 3 Phase","Multi Phase Meter Population","Direct Connect Meter Population","Meter Type 5",0,"INT 3ph","No.",null,null,null,null,null,null,null,null,null,0]
[null,null,null,null,null,"Non AMI - Type 5 Locally read Interval - 3 Phase - CT","Multi Phase Meter Population","Current Transformer Connected Meter Population","Meter Type 5",0,"INT 3ph CT","No.",null,null,null,null,null,null,null,null,null,0]
[null,null,null,null,null,"Non AMI - Type 6 Locally read Accumulation - Single Phase","Single Phase Meter Population","Direct Connect Meter Population","Meter Type 6",0,"ACC 1ph","No.",null,null,null,null,null,null,null,null,null,0]
[null,null,null,null,null,"Non AMI - Type 6 Locally read Accumulation - 3 Phase","Multi Phase Meter Population","Direct Connect Meter Population","Meter Type 6",0,"ACC 3ph","No.",null,null,null,null,null,null,null,null,null,0]
[null,null,null,null,null,"Pole Top Meter Housing",0,"Other","Meter Type 4",0,"Meter housing to ensure compliance","No.",null,null,null,null,null,null,null,null,null,0]
[null,null,null,null,null,0,0,0,0,0,0,"No.",null,null,null,null,null,null,null,null,null,0]
[null,null,null,null,null,0,0,0,0,0,0,"No.",null,null,null,null,null,null,null,null,null,0]
[null,null,null,null,null,0,0,0,0,0,0,"No.",null,null,null,null,null,null,null,null,null,0]
[null,null,null,null,null,0,0,0,0,0,0,"No.",null,null,null,null,null,null,null,null,null,0]
[null,null,null,null,null,0,0,0,0,0,0,"No.",null,null,null,null,null,null,null,null,null,0]
[null,null,null,null,null,"Total",null,null,null,null,null,"No.",null,null,{"$f":"SUM(O292:O306)","v":0},{"$f":"SUM(P292:P306)","v":0},0,0,0,0,0,{"$f":"SUM(P307:U307)","v":0}]
[]
[null,null,null,"viii",{"$f":"$G$36","v":0}]
[]
[null,null,null,null,null,{"$f":"I_MeterTypes[[#Headers],[Meter Type]]","v":"Meter Type"},{"$f":"I_MeterTypes[[#Headers],[RIN Subcategory 1]]","v":"RIN Subcategory 1"},{"$f":"I_MeterTypes[[#Headers],[RIN Subcategory 2]]","v":"RIN Subcategory 2"},{"$f":"I_MeterTypes[[#Headers],[AER Type]]","v":"AER Type"},{"$f":"I_MeterTypes[[#Headers],[RIN Subcategory 3]]","v":"RIN Subcategory 3"},{"$f":"I_MeterTypes[[#Headers],[Meter Code]]","v":"Meter Code"},"Units",null,null,{"$f":"O$171","v":"2024-25"},"2025-26","2026-27","2027-28","2028-29","2029-30","2030-31","Total"]
[null,null,null,null,null,{"$f":"I_MeterTypes[Meter Type]","v":"AMI - Single Phase, single element"},{"$f":"I_MeterTypes[RIN Subcategory 1]","v":"Single Phase Meter Population"},{"$f":"I_MeterTypes[RIN Subcategory 2]","v":"Other"},{"$f":"I_MeterTypes[AER Type]","v":"Meter Type 4"},{"$f":"I_MeterTypes[RIN Subcategory 3]","v":"Single phase single element - AMI"},{"$f":"I_MeterTypes[Meter Code]","v":"AMI 1ph 1e"},"No.",null,null,null,null,null,null,null,null,null,{"$f":"SUM(N312:U312)","v":0}]
[null,null,null,null,null,"AMI - Single Phase, two element","Single Phase Meter Population","Other","Meter Type 4","Single phase two element with contactor - AMI","AMI 1ph 2e",{"$f":"L$150","v":"No."},null,null,null,null,null,null,null,null,null,0]
[null,null,null,null,null,"AMI - 3 Phase DC","Multi Phase Meter Population","Direct Connect Meter Population","Meter Type 4","Three phase - AMI","AMI 3ph DC","No.",null,null,null,null,null,null,null,null,null,0]
[null,null,null,null,null,"AMI 3Ph CT","Multi Phase Meter Population","Current Transformer Connected Meter Population","Meter Type 4","Three phase - AMI","AMI 3ph CT","No.",null,null,null,null,null,null,null,null,null,0]
[null,null,null,null,null,"Non AMI - Type 5 Locally read Interval - Single Phase","Single Phase Meter Population","Direct Connect Meter Population","Meter Type 5",0,"INT 1ph","No.",null,null,null,null,null,null,null,null,null,0]
[null,null,null,null,null,"Non AMI - Type 5 Locally read Interval - 3 Phase","Multi Phase Meter Population","Direct Connect Meter Population","Meter Type 5",0,"INT 3ph","No.",null,null,null,null,null,null,null,null,null,0]
[null,null,null,null,null,"Non AMI - Type 5 Locally read Interval - 3 Phase - CT","Multi Phase Meter Population","Current Transformer Connected Meter Population","Meter Type 5",0,"INT 3ph CT","No.",null,null,null,null,null,null,null,null,null,0]
[null,null,null,null,null,"Non AMI - Type 6 Locally read Accumulation - Single Phase","Single Phase Meter Population","Direct Connect Meter Population","Meter Type 6",0,"ACC 1ph","No.",null,null,null,null,null,null,null,null,null,0]
[null,null,null,null,null,"Non AMI - Type 6 Locally read Accumulation - 3 Phase","Multi Phase Meter Population","Direct Connect Meter Population","Meter Type 6",0,"ACC 3ph","No.",null,null,null,null,null,null,null,null,null,0]
[null,null,null,null,null,"Pole Top Meter Housing",0,"Other","Meter Type 4",0,"Meter housing to ensure compliance","No.",null,null,null,null,null,null,null,null,null,0]
[null,null,null,null,null,0,0,0,0,0,0,"No.",null,null,null,null,null,null,null,null,null,0]
[null,null,null,null,null,0,0,0,0,0,0,"No.",null,null,null,null,null,null,null,null,null,0]
[null,null,null,null,null,0,0,0,0,0,0,"No.",null,null,null,null,null,null,null,null,null,0]
[null,null,null,null,null,0,0,0,0,0,0,"No.",null,null,null,null,null,null,null,null,null,0]
[null,null,null,null,null,0,0,0,0,0,0,"No.",null,null,null,null,null,null,null,null,null,0]
[null,null,null,null,null,"Total",null,null,null,null,null,"No.",null,null,{"$f":"SUM(O312:O326)","v":0},{"$f":"SUM(P312:P326)","v":0},0,0,0,0,0,{"$f":"SUM(P327:U327)","v":0}]
[]
[null,null,null,"ix",{"$f":"$G$37","v":0}]
[]
[null,null,null,null,null,{"$f":"I_MeterTypes[[#Headers],[Meter Type]]","v":"Meter Type"},{"$f":"I_MeterTypes[[#Headers],[RIN Subcategory 1]]","v":"RIN Subcategory 1"},{"$f":"I_MeterTypes[[#Headers],[RIN Subcategory 2]]","v":"RIN Subcategory 2"},{"$f":"I_MeterTypes[[#Headers],[AER Type]]","v":"AER Type"},{"$f":"I_MeterTypes[[#Headers],[RIN Subcategory 3]]","v":"RIN Subcategory 3"},{"$f":"I_MeterTypes[[#Headers],[Meter Code]]","v":"Meter Code"},"Units",null,null,{"$f":"O$171","v":"2024-25"},"2025-26","2026-27","2027-28","2028-29","2029-30","2030-31","Total"]
[null,null,null,null,null,{"$f":"I_MeterTypes[Meter Type]","v":"AMI - Single Phase, single element"},{"$f":"I_MeterTypes[RIN Subcategory 1]","v":"Single Phase Meter Population"},{"$f":"I_MeterTypes[RIN Subcategory 2]","v":"Other"},{"$f":"I_MeterTypes[AER Type]","v":"Meter Type 4"},{"$f":"I_MeterTypes[RIN Subcategory 3]","v":"Single phase single element - AMI"},{"$f":"I_MeterTypes[Meter Code]","v":"AMI 1ph 1e"},"No.",null,null,null,null,null,null,null,null,null,{"$f":"SUM(N332:U332)","v":0}]
[null,null,null,null,null,"AMI - Single Phase, two element","Single Phase Meter Population","Other","Meter Type 4","Single phase two element with contactor - AMI","AMI 1ph 2e",{"$f":"L$150","v":"No."},null,null,null,null,null,null,null,null,null,0]
[null,null,null,null,null,"AMI - 3 Phase DC","Multi Phase Meter Population","Direct Connect Meter Population","Meter Type 4","Three phase - AMI","AMI 3ph DC","No.",null,null,null,null,null,null,null,null,null,0]
[null,null,null,null,null,"AMI 3Ph CT","Multi Phase Meter Population","Current Transformer Connected Meter Population","Meter Type 4","Three phase - AMI","AMI 3ph CT","No.",null,null,null,null,null,null,null,null,null,0]
[null,null,null,null,null,"Non AMI - Type 5 Locally read Interval - Single Phase","Single Phase Meter Population","Direct Connect Meter Population","Meter Type 5",0,"INT 1ph","No.",null,null,null,null,null,null,null,null,null,0]
[null,null,null,null,null,"Non AMI - Type 5 Locally read Interval - 3 Phase","Multi Phase Meter Population","Direct Connect Meter Population","Meter Type 5",0,"INT 3ph","No.",null,null,null,null,null,null,null,null,null,0]
[null,null,null,null,null,"Non AMI - Type 5 Locally read Interval - 3 Phase - CT","Multi Phase Meter Population","Current Transformer Connected Meter Population","Meter Type 5",0,"INT 3ph CT","No.",null,null,null,null,null,null,null,null,null,0]
[null,null,null,null,null,"Non AMI - Type 6 Locally read Accumulation - Single Phase","Single Phase Meter Population","Direct Connect Meter Population","Meter Type 6",0,"ACC 1ph","No.",null,null,null,null,null,null,null,null,null,0]
[null,null,null,null,null,"Non AMI - Type 6 Locally read Accumulation - 3 Phase","Multi Phase Meter Population","Direct Connect Meter Population","Meter Type 6",0,"ACC 3ph","No.",null,null,null,null,null,null,null,null,null,0]
[null,null,null,null,null,"Pole Top Meter Housing",0,"Other","Meter Type 4",0,"Meter housing to ensure compliance","No.",null,null,null,null,null,null,null,null,null,0]
[null,null,null,null,null,0,0,0,0,0,0,"No.",null,null,null,null,null,null,null,null,null,0]
[null,null,null,null,null,0,0,0,0,0,0,"No.",null,null,null,null,null,null,null,null,null,0]
[null,null,null,null,null,0,0,0,0,0,0,"No.",null,null,null,null,null,null,null,null,null,0]
[null,null,null,null,null,0,0,0,0,0,0,"No.",null,null,null,null,null,null,null,null,null,0]
[null,null,null,null,null,0,0,0,0,0,0,"No.",null,null,null,null,null,null,null,null,null,0]
[null,null,null,null,null,"Total",null,null,null,null,null,"No.",null,null,{"$f":"SUM(O332:O346)","v":0},{"$f":"SUM(P332:P346)","v":0},0,0,0,0,0,{"$f":"SUM(P347:U347)","v":0}]
[]
[null,null,null,"x",{"$f":"$G$38","v":"Meter abolishments"}]
[]
[null,null,null,null,null,{"$f":"I_MeterTypes[[#Headers],[Meter Type]]","v":"Meter Type"},{"$f":"I_MeterTypes[[#Headers],[RIN Subcategory 1]]","v":"RIN Subcategory 1"},{"$f":"I_MeterTypes[[#Headers],[RIN Subcategory 2]]","v":"RIN Subcategory 2"},{"$f":"I_MeterTypes[[#Headers],[AER Type]]","v":"AER Type"},{"$f":"I_MeterTypes[[#Headers],[RIN Subcategory 3]]","v":"RIN Subcategory 3"},{"$f":"I_MeterTypes[[#Headers],[Meter Code]]","v":"Meter Code"},"Units",null,null,{"$f":"O$171","v":"2024-25"},"2025-26","2026-27","2027-28","2028-29","2029-30","2030-31","Total"]
[null,null,null,null,null,{"$f":"I_MeterTypes[Meter Type]","v":"AMI - Single Phase, single element"},{"$f":"I_MeterTypes[RIN Subcategory 1]","v":"Single Phase Meter Population"},{"$f":"I_MeterTypes[RIN Subcategory 2]","v":"Other"},{"$f":"I_MeterTypes[AER Type]","v":"Meter Type 4"},{"$f":"I_MeterTypes[RIN Subcategory 3]","v":"Single phase single element - AMI"},{"$f":"I_MeterTypes[Meter Code]","v":"AMI 1ph 1e"},"No.",null,null,null,null,null,null,null,null,null,{"$f":"SUM(N352:U352)","v":0}]
[null,null,null,null,null,"AMI - Single Phase, two element","Single Phase Meter Population","Other","Meter Type 4","Single phase two element with contactor - AMI","AMI 1ph 2e",{"$f":"L$150","v":"No."},null,null,null,null,null,null,null,null,null,0]
[null,null,null,null,null,"AMI - 3 Phase DC","Multi Phase Meter Population","Direct Connect Meter Population","Meter Type 4","Three phase - AMI","AMI 3ph DC","No.",null,null,null,null,null,null,null,null,null,0]
[null,null,null,null,null,"AMI 3Ph CT","Multi Phase Meter Population","Current Transformer Connected Meter Population","Meter Type 4","Three phase - AMI","AMI 3ph CT","No.",null,null,null,null,null,null,null,null,null,0]
[null,null,null,null,null,"Non AMI - Type 5 Locally read Interval - Single Phase","Single Phase Meter Population","Direct Connect Meter Population","Meter Type 5",0,"INT 1ph","No.",null,null,null,null,null,null,null,null,null,0]
[null,null,null,null,null,"Non AMI - Type 5 Locally read Interval - 3 Phase","Multi Phase Meter Population","Direct Connect Meter Population","Meter Type 5",0,"INT 3ph","No.",null,null,null,null,null,null,null,null,null,0]
[null,null,null,null,null,"Non AMI - Type 5 Locally read Interval - 3 Phase - CT","Multi Phase Meter Population","Current Transformer Connected Meter Population","Meter Type 5",0,"INT 3ph CT","No.",null,null,null,null,null,null,null,null,null,0]
[null,null,null,null,null,"Non AMI - Type 6 Locally read Accumulation - Single Phase","Single Phase Meter Population","Direct Connect Meter Population","Meter Type 6",0,"ACC 1ph","No.",null,null,null,null,null,null,null,null,null,0]
[null,null,null,null,null,"Non AMI - Type 6 Locally read Accumulation - 3 Phase","Multi Phase Meter Population","Direct Connect Meter Population","Meter Type 6",0,"ACC 3ph","No.",null,null,null,null,null,null,null,null,null,0]
[null,null,null,null,null,"Pole Top Meter Housing",0,"Other","Meter Type 4",0,"Meter housing to ensure compliance","No.",null,null,null,null,null,null,null,null,null,0]
[null,null,null,null,null,0,0,0,0,0,0,"No.",null,null,null,null,null,null,null,null,null,0]
[null,null,null,null,null,0,0,0,0,0,0,"No.",null,null,null,null,null,null,null,null,null,0]
[null,null,null,null,null,0,0,0,0,0,0,"No.",null,null,null,null,null,null,null,null,null,0]
[null,null,null,null,null,0,0,0,0,0,0,"No.",null,null,null,null,null,null,null,null,null,0]
[null,null,null,null,null,0,0,0,0,0,0,"No.",null,null,null,null,null,null,null,null,null,0]
[null,null,null,null,null,"Total",null,null,null,null,null,"No.",null,null,{"$f":"SUM(O352:O366)","v":0},{"$f":"SUM(P352:P366)","v":0},0,0,0,0,0,{"$f":"SUM(P367:U367)","v":0}]
[]
[null,null,"c","Total Meter Actions"]
[]
[null,null,null,null,null,{"$f":"I_MeterTypes[[#Headers],[Meter Type]]","v":"Meter Type"},{"$f":"I_MeterTypes[[#Headers],[RIN Subcategory 1]]","v":"RIN Subcategory 1"},{"$f":"I_MeterTypes[[#Headers],[RIN Subcategory 2]]","v":"RIN Subcategory 2"},{"$f":"I_MeterTypes[[#Headers],[AER Type]]","v":"AER Type"},{"$f":"I_MeterTypes[[#Headers],[RIN Subcategory 3]]","v":"RIN Subcategory 3"},{"$f":"I_MeterTypes[[#Headers],[Meter Code]]","v":"Meter Code"},"Units",null,null,{"$f":"O$171","v":"2024-25"},"2025-26","2026-27","2027-28","2028-29","2029-30","2030-31","Total"]
[null,null,null,null,null,{"$f":"I_MeterTypes[Meter Type]","v":"AMI - Single Phase, single element"},{"$f":"I_MeterTypes[RIN Subcategory 1]","v":"Single Phase Meter Population"},{"$f":"I_MeterTypes[RIN Subcategory 2]","v":"Other"},{"$f":"I_MeterTypes[AER Type]","v":"Meter Type 4"},{"$f":"I_MeterTypes[RIN Subcategory 3]","v":"Single phase single element - AMI"},{"$f":"I_MeterTypes[Meter Code]","v":"AMI 1ph 1e"},"No.",null,null,17192,18043.813002243525,18533.03789136534,17650.87131754218,46591.867675946865,72126.769634280063,68515.297552505115,{"$f":"SUM(O372:U372)","v":258653.65707388305}]
[null,null,null,null,null,"AMI - Single Phase, two element","Single Phase Meter Population","Other","Meter Type 4","Single phase two element with contactor - AMI","AMI 1ph 2e",{"$f":"L$150","v":"No."},null,null,1150,1766.1869977564752,2117.3507273353043,2190.7945621084582,2239.6767171834008,5532.8269345659864,11632.940696078134,{"$f":"SUM(P373:U373)","v":25479.77663502776}]
[null,null,null,null,null,"AMI - 3 Phase DC","Multi Phase Meter Population","Direct Connect Meter Population","Meter Type 4","Three phase - AMI","AMI 3ph DC","No.",null,null,5290,10021.274000000001,13122.169015358726,15117.953562987719,16982.501972358059,18835.61577540134,20910.836302063035,94990.350628168875]
[null,null,null,null,null,"AMI 3Ph CT","Multi Phase Meter Population","Current Transformer Connected Meter Population","Meter Type 4","Three phase - AMI","AMI 3ph CT","No.",null,null,128,129,134.6239853056988,136.51873776972968,137.98650306571014,139.47133559422474,140.93301231051686,818.53357404588019]
[null,null,null,null,null,"Non AMI - Type 5 Locally read Interval - Single Phase","Single Phase Meter Population","Direct Connect Meter Population","Meter Type 5",0,"INT 1ph","No.",null,null,20,20,20,20,22.081616064000002,22.523248385280002,22.973713352985602,127.5785778022656]
[null,null,null,null,null,"Non AMI - Type 5 Locally read Interval - 3 Phase","Multi Phase Meter Population","Direct Connect Meter Population","Meter Type 5",0,"INT 3ph","No.",null,null,5,5,5,5,5,5,5,30]
[null,null,null,null,null,"Non AMI - Type 5 Locally read Interval - 3 Phase - CT","Multi Phase Meter Population","Current Transformer Connected Meter Population","Meter Type 5",0,"INT 3ph CT","No.",null,null,502,500,500,500,500,500,500,3000]
[null,null,null,null,null,"Non AMI - Type 6 Locally read Accumulation - Single Phase","Single Phase Meter Population","Direct Connect Meter Population","Meter Type 6",0,"ACC 1ph","No.",null,null,2,2,2,2,2,2,2,12]
[null,null,null,null,null,"Non AMI - Type 6 Locally read Accumulation - 3 Phase","Multi Phase Meter Population","Direct Connect Meter Population","Meter Type 6",0,"ACC 3ph","No.",null,null,0,0,0,0,0,0,0,0]
[null,null,null,null,null,"Pole Top Meter Housing",0,"Other","Meter Type 4",0,"Meter housing to ensure compliance","No.",null,null,0,0,533.65491094863251,617.68305203071736,617.68305203071736,0,0,1769.0210150100672]
[null,null,null,null,null,0,0,0,0,0,0,"No.",null,null,0,0,0,0,0,0,0,0]
[null,null,null,null,null,0,0,0,0,0,0,"No.",null,null,0,0,0,0,0,0,0,0]
[null,null,null,null,null,0,0,0,0,0,0,"No.",null,null,0,0,0,0,0,0,0,0]
[null,null,null,null,null,0,0,0,0,0,0,"No.",null,null,0,0,0,0,0,0,0,0]
[null,null,null,null,null,0,0,0,0,0,0,"No.",null,null,0,0,0,0,0,0,0,0]
[null,null,null,null,null,"Total",null,null,null,null,null,"No.",null,null,{"$f":"SUM(O372:O386)","v":24289},{"$f":"SUM(P372:P386)","v":30487.274000000001},34967.836530313696,36240.821232438808,67098.797536648737,97164.206928226893,101729.98127630979,{"$f":"SUM(O387:U387)","v":391977.91750393796}]
[]
[null,null,"d","Net Change in Meter Population"]
[]
[null,null,null,null,null,{"$f":"I_MeterTypes[[#Headers],[Meter Type]]","v":"Meter Type"},{"$f":"I_MeterTypes[[#Headers],[RIN Subcategory 1]]","v":"RIN Subcategory 1"},{"$f":"I_MeterTypes[[#Headers],[RIN Subcategory 2]]","v":"RIN Subcategory 2"},{"$f":"I_MeterTypes[[#Headers],[AER Type]]","v":"AER Type"},{"$f":"I_MeterTypes[[#Headers],[RIN Subcategory 3]]","v":"RIN Subcategory 3"},{"$f":"I_MeterTypes[[#Headers],[Meter Code]]","v":"Meter Code"},"Units",null,null,{"$f":"O$171","v":"2024-25"},"2025-26","2026-27","2027-28","2028-29","2029-30","2030-31","Total"]
[null,null,null,null,null,{"$f":"I_MeterTypes[Meter Type]","v":"AMI - Single Phase, single element"},{"$f":"I_MeterTypes[RIN Subcategory 1]","v":"Single Phase Meter Population"},{"$f":"I_MeterTypes[RIN Subcategory 2]","v":"Other"},{"$f":"I_MeterTypes[AER Type]","v":"Meter Type 4"},{"$f":"I_MeterTypes[RIN Subcategory 3]","v":"Single phase single element - AMI"},{"$f":"I_MeterTypes[Meter Code]","v":"AMI 1ph 1e"},"No.",null,null,11958,7969.1869977564747,5731.7393460359508,4162.7104417590917,2699.55779469766,1235.543921483727,-419.33652890550729,{"$f":"SUM(O392:U392)","v":33337.401972827392}]
[null,null,null,null,null,"AMI - Single Phase, two element","Single Phase Meter Population","Other","Meter Type 4","Single phase two element with contactor - AMI","AMI 1ph 2e",{"$f":"L$150","v":"No."},null,null,-410,-1011.1869977564753,-1347.3507273353043,-1405.7945621084582,-1421.9069228154008,-1426.4667443106262,-1461.913302017666,{"$f":"SUM(P393:U393)","v":-8074.6192563439308}]
[null,null,null,null,null,"AMI - 3 Phase DC","Multi Phase Meter Population","Direct Connect Meter Population","Meter Type 4","Three phase - AMI","AMI 3ph DC","No.",null,null,3235,7943.2740000000013,11022.169015358726,12993.953562987719,14810.411068758061,16638.683053729339,18688.564925957595,82097.055626791436]
[null,null,null,null,null,"AMI 3Ph CT","Multi Phase Meter Population","Current Transformer Connected Meter Population","Meter Type 4","Three phase - AMI","AMI 3ph CT","No.",null,null,79,79,84.623985305698795,85.518737769729668,86.384482985710136,87.317275112624728,88.215870619284857,511.0603517930482]
[null,null,null,null,null,"Non AMI - Type 5 Locally read Interval - Single Phase","Single Phase Meter Population","Direct Connect Meter Population","Meter Type 5",0,"INT 1ph","No.",null,null,0,0,0,0,0,0,0,0]
[null,null,null,null,null,"Non AMI - Type 5 Locally read Interval - 3 Phase","Multi Phase Meter Population","Direct Connect Meter Population","Meter Type 5",0,"INT 3ph","No.",null,null,0,0,0,0,0,0,0,0]
[null,null,null,null,null,"Non AMI - Type 5 Locally read Interval - 3 Phase - CT","Multi Phase Meter Population","Current Transformer Connected Meter Population","Meter Type 5",0,"INT 3ph CT","No.",null,null,-2,0,0,0,0,0,0,0]
[null,null,null,null,null,"Non AMI - Type 6 Locally read Accumulation - Single Phase","Single Phase Meter Population","Direct Connect Meter Population","Meter Type 6",0,"ACC 1ph","No.",null,null,-2,-2,-2,-2,-2,-2,-2,-12]
[null,null,null,null,null,"Non AMI - Type 6 Locally read Accumulation - 3 Phase","Multi Phase Meter Population","Direct Connect Meter Population","Meter Type 6",0,"ACC 3ph","No.",null,null,0,0,0,0,0,0,0,0]
[null,null,null,null,null,"Pole Top Meter Housing",0,"Other","Meter Type 4",0,"Meter housing to ensure compliance","No.",null,null,0,0,0,0,0,0,0,0]
[null,null,null,null,null,0,0,0,0,0,0,"No.",null,null,0,0,0,0,0,0,0,0]
[null,null,null,null,null,0,0,0,0,0,0,"No.",null,null,0,0,0,0,0,0,0,0]
[null,null,null,null,null,0,0,0,0,0,0,"No.",null,null,0,0,0,0,0,0,0,0]
[null,null,null,null,null,0,0,0,0,0,0,"No.",null,null,0,0,0,0,0,0,0,0]
[null,null,null,null,null,0,0,0,0,0,0,"No.",null,null,0,0,0,0,0,0,0,0]
[null,null,null,null,null,"Total",null,null,null,null,null,"No.",null,null,{"$f":"SUM(O392:O406)","v":14858},{"$f":"SUM(P392:P406)","v":14978.274000000001},15489.181619365072,15834.388180408081,16172.44642362603,16533.077506015066,16893.530965653707,{"$f":"SUMPRODUCT(O407:U407,(O$391:U$391>Capex_BaseYear)/1)","v":110758.89869506794}]
[]
[null,null,"e","Gross Meter Population (Year End)"]
[]
[null,null,null,null,null,{"$f":"I_MeterTypes[[#Headers],[Meter Type]]","v":"Meter Type"},{"$f":"I_MeterTypes[[#Headers],[RIN Subcategory 1]]","v":"RIN Subcategory 1"},{"$f":"I_MeterTypes[[#Headers],[RIN Subcategory 2]]","v":"RIN Subcategory 2"},{"$f":"I_MeterTypes[[#Headers],[AER Type]]","v":"AER Type"},{"$f":"I_MeterTypes[[#Headers],[RIN Subcategory 3]]","v":"RIN Subcategory 3"},{"$f":"I_MeterTypes[[#Headers],[Meter Code]]","v":"Meter Code"},"Units",null,{"$f":"N$171","v":"2023-24"},{"$f":"O$171","v":"2024-25"},"2025-26","2026-27","2027-28","2028-29","2029-30","2030-31","Final Population"]
[null,null,null,null,null,{"$f":"I_MeterTypes[Meter Type]","v":"AMI - Single Phase, single element"},{"$f":"I_MeterTypes[RIN Subcategory 1]","v":"Single Phase Meter Population"},{"$f":"I_MeterTypes[RIN Subcategory 2]","v":"Other"},{"$f":"I_MeterTypes[AER Type]","v":"Meter Type 4"},{"$f":"I_MeterTypes[RIN Subcategory 3]","v":"Single phase single element - AMI"},{"$f":"I_MeterTypes[Meter Code]","v":"AMI 1ph 1e"},"No.",null,{"$f":"IF(N$411=Capex_BaseYear,$M150,IF(O$411<Capex_BaseYear,0,M412+N392))","v":553818},{"$f":"IF(O$411=Capex_BaseYear,$M150,IF(P$411<Capex_BaseYear,0,N412+O392))","v":565776},573745.18699775648,{"$f":"P412+Q392","v":579476.92634379247},{"$f":"Q412+R392","v":583639.63678555156},586339.19458024926,587574.73850173294,587155.40197282739,{"$f":"U412","v":587155.40197282739}]
[null,null,null,null,null,"AMI - Single Phase, two element","Single Phase Meter Population","Other","Meter Type 4","Single phase two element with contactor - AMI","AMI 1ph 2e",{"$f":"L$150","v":"No."},null,118713,118303,117291.81300224352,{"$f":"P413+Q393","v":115944.46227490822},114538.66771279977,113116.76078998437,111690.29404567374,110228.38074365607,110228.38074365607]
[null,null,null,null,null,"AMI - 3 Phase DC","Multi Phase Meter Population","Direct Connect Meter Population","Meter Type 4","Three phase - AMI","AMI 3ph DC","No.",null,146990,150225,158168.274,169190.44301535873,182184.39657834644,196994.80764710449,213633.49070083382,232322.05562679141,232322.05562679141]
[null,null,null,null,null,"AMI 3Ph CT","Multi Phase Meter Population","Current Transformer Connected Meter Population","Meter Type 4","Three phase - AMI","AMI 3ph CT","No.",null,5112,5191,5270,{"$f":"P415+Q395","v":5354.6239853056986},5440.142723075428,5526.5272060611378,5613.8444811737627,5702.0603517930476,5702.0603517930476]
[null,null,null,null,null,"Non AMI - Type 5 Locally read Interval - Single Phase","Single Phase Meter Population","Direct Connect Meter Population","Meter Type 5",0,"INT 1ph","No.",null,1568,1568,1568,{"$f":"P416+Q396","v":1568},1568,1568,1568,1568,1568]
[null,null,null,null,null,"Non AMI - Type 5 Locally read Interval - 3 Phase","Multi Phase Meter Population","Direct Connect Meter Population","Meter Type 5",0,"INT 3ph","No.",null,56,56,56,{"$f":"P417+Q397","v":56},56,56,56,56,56]
[null,null,null,null,null,"Non AMI - Type 5 Locally read Interval - 3 Phase - CT","Multi Phase Meter Population","Current Transformer Connected Meter Population","Meter Type 5",0,"INT 3ph CT","No.",null,2,0,{"$f":"IF(P$411=Capex_BaseYear,$M156,IF(Q$411<Capex_BaseYear,0,O418+P398))","v":0},{"$f":"P418+Q398","v":0},0,{"$f":"R418+S398","v":0},0,{"$f":"T418+U398","v":0},0]
[null,null,null,null,null,"Non AMI - Type 6 Locally read Accumulation - Single Phase","Single Phase Meter Population","Direct Connect Meter Population","Meter Type 6",0,"ACC 1ph","No.",null,5649,{"$f":"IF(O$411=Capex_BaseYear,$M157,IF(P$411<Capex_BaseYear,0,N419+O399))","v":5647},5645,5643,5641,5639,5637,5635,5635]
[null,null,null,null,null,"Non AMI - Type 6 Locally read Accumulation - 3 Phase","Multi Phase Meter Population","Direct Connect Meter Population","Meter Type 6",0,"ACC 3ph","No.",null,550,550,550,550,550,550,550,550,550]
[null,null,null,null,null,"Pole Top Meter Housing",0,"Other","Meter Type 4",0,"Meter housing to ensure compliance","No.",null,0,0,0,0,0,0,0,0,0]
[null,null,null,null,null,0,0,0,0,0,0,"No.",null,0,0,0,0,0,0,0,0,0]
[null,null,null,null,null,0,0,0,0,0,0,"No.",null,0,0,0,0,0,0,0,0,0]
[null,null,null,null,null,0,0,0,0,0,0,"No.",null,0,0,0,0,0,0,0,0,0]
[null,null,null,null,null,0,0,0,0,0,0,"No.",null,0,0,0,0,0,0,0,0,0]
[null,null,null,null,null,0,0,0,0,0,0,"No.",null,0,0,0,0,0,0,0,0,0]
[null,null,null,null,null,"Total",null,null,null,null,null,"No.",null,{"$f":"SUM(N412:N426)","v":832458},847316,862294.27399999998,877783.45561936509,893617.84379977325,909790.29022339929,926323.36772941425,943216.89869506797,943216.89869506797]
[]
[]
[]
[null,null,"f","Additional Meters Required"]
[null,null,null,null,null,{"$f":"I_MeterTypes[[#Headers],[Meter Type]]","v":"Meter Type"},{"$f":"I_MeterTypes[[#Headers],[RIN Subcategory 1]]","v":"RIN Subcategory 1"},{"$f":"I_MeterTypes[[#Headers],[RIN Subcategory 2]]","v":"RIN Subcategory 2"},{"$f":"I_MeterTypes[[#Headers],[AER Type]]","v":"AER Type"},{"$f":"I_MeterTypes[[#Headers],[RIN Subcategory 3]]","v":"RIN Subcategory 3"},{"$f":"I_MeterTypes[[#Headers],[Meter Code]]","v":"Meter Code"},"Units",null,null,{"$f":"O$171","v":"2024-25"},{"$f":"P$171","v":"2025-26"},"2026-27","2027-28","2028-29","2029-30","2030-31","Total"]
[null,null,null,null,null,{"$f":"I_MeterTypes[Meter Type]","v":"AMI - Single Phase, single element"},{"$f":"I_MeterTypes[RIN Subcategory 1]","v":"Single Phase Meter Population"},{"$f":"I_MeterTypes[RIN Subcategory 2]","v":"Other"},{"$f":"I_MeterTypes[AER Type]","v":"Meter Type 4"},{"$f":"I_MeterTypes[RIN Subcategory 3]","v":"Single phase single element - AMI"},{"$f":"I_MeterTypes[Meter Code]","v":"AMI 1ph 1e"},"No.",null,null,15650,14103,13250.888618700646,12047.790879650636,40832.224598762259,66255.281378590691,62398.817604522781,{"$f":"U433","v":62398.817604522781}]
[null,null,null,null,null,"AMI - Single Phase, two element","Single Phase Meter Population","Other","Meter Type 4","Single phase two element with contactor - AMI","AMI 1ph 2e",{"$f":"L$150","v":"No."},null,null,740,755,770,785,817.76979436799991,4106.3601902553601,10171.027394060467,10171.027394060467]
[null,null,null,null,null,"AMI - 3 Phase DC","Multi Phase Meter Population","Direct Connect Meter Population","Meter Type 4","Three phase - AMI","AMI 3ph DC","No.",null,null,4825,9556.2740000000013,12657.169015358726,14652.953562987719,16517.501972358059,18370.61577540134,20445.836302063035,20445.836302063035]
[null,null,null,null,null,"AMI 3Ph CT","Multi Phase Meter Population","Current Transformer Connected Meter Population","Meter Type 4","Three phase - AMI","AMI 3ph CT","No.",null,null,116,117,122.6239853056988,124.51873776972967,125.98650306571014,127.47133559422473,128.93301231051686,128.93301231051686]
[null,null,null,null,null,"Non AMI - Type 5 Locally read Interval - Single Phase","Single Phase Meter Population","Direct Connect Meter Population","Meter Type 5",0,"INT 1ph","No.",null,null,20,20,20,20,22.081616064000002,22.523248385280002,22.973713352985602,22.973713352985602]
[null,null,null,null,null,"Non AMI - Type 5 Locally read Interval - 3 Phase","Multi Phase Meter Population","Direct Connect Meter Population","Meter Type 5",0,"INT 3ph","No.",null,null,5,5,5,5,5,5,5,5]
[null,null,null,null,null,"Non AMI - Type 5 Locally read Interval - 3 Phase - CT","Multi Phase Meter Population","Current Transformer Connected Meter Population","Meter Type 5",0,"INT 3ph CT","No.",null,null,500,500,500,500,500,500,500,500]
[null,null,null,null,null,"Non AMI - Type 6 Locally read Accumulation - Single Phase","Single Phase Meter Population","Direct Connect Meter Population","Meter Type 6",0,"ACC 1ph","No.",null,null,0,0,0,0,0,0,0,0]
[null,null,null,null,null,"Non AMI - Type 6 Locally read Accumulation - 3 Phase","Multi Phase Meter Population","Direct Connect Meter Population","Meter Type 6",0,"ACC 3ph","No.",null,null,0,0,0,0,0,0,0,0]
[null,null,null,null,null,"Pole Top Meter Housing",0,"Other","Meter Type 4",0,"Meter housing to ensure compliance","No.",null,null,0,0,533.65491094863251,617.68305203071736,617.68305203071736,0,0,0]
[null,null,null,null,null,0,0,0,0,0,0,"No.",null,null,0,0,0,0,0,0,0,0]
[null,null,null,null,null,0,0,0,0,0,0,"No.",null,null,0,0,0,0,0,0,0,0]
[null,null,null,null,null,0,0,0,0,0,0,"No.",null,null,0,0,0,0,0,0,0,0]
[null,null,null,null,null,0,0,0,0,0,0,"No.",null,null,0,0,0,0,0,0,0,0]
[null,null,null,null,null,0,0,0,0,0,0,"No.",null,null,0,0,0,0,0,0,0,0]
[null,null,null,null,null,"Total",null,null,null,null,null,"No.",null,null,{"$f":"SUM(O433:O447)","v":21856},25056.274000000001,27859.336530313703,28752.946232438801,59438.247536648749,89387.251928226891,93672.588026309793,93672.588026309793]

{"sheet":"Input | Comms, IT, Other","index":9,"n_rows":262,"n_cols":18,"rows_kept":262,"cut":false,"hidden":false,"merged":[[199,12,199,16],[222,12,222,16],[245,12,245,16],[174,12,174,16],[5,0,5,11],[38,0,38,11],[152,0,152,11],[172,0,172,11],[80,12,80,16],[107,12,107,16],[121,12,121,16],[41,6,41,11],[42,6,42,8],[95,4,95,5],[81,4,81,5],[42,9,42,11],[68,4,68,5]]}
[null,{"$f":"'Input|General'!B1&\" v\"&'Input|General'!$D$2","v":"AER Metering Opex & Capex Forecasting Model  v1.08"}]
[null,{"$f":"MID(CELL(\"filename\",A1),FIND(\"]\",CELL(\"filename\",A1))+1,255)","v":"Input | Comms, IT, Other"}]
[]
[]
[]
[{"$f":"LEFT('Input | Meters Vols & Costs'!B144,1)+1&\". Comms Setup\"","v":"7. Comms Setup"}]
[]
[null,"a","Define equipment types and actions / drivers of volumes and unit costs"]
[]
[null,null,null,null,"Equipment Type"]
[null,null,null,null,"Access Points"]
[null,null,null,null,"Relays"]
[null,null,null,null,"Antennas"]
[null,null,null,null,"Batteries"]
[null,null,null,null,"Modems"]
[null,null,null,null,"MicroAP 4G"]
[]
[]
[]
[]
[]
[]
[]
[]
[]
[]
[null,null,null,null,"Action/Driver","Impact on population",null,"(Calc) \nImpact on meter population"]
[{"$f":"IF(E28<>\"\",(F28<>\"\")/1,1)","v":1},null,null,null,"Growth","Add",null,{"$f":"IFERROR(_xlfn.IFS(F28=\"Add\",1,F28=\"No Effect\",0,F28=\"Subtract\",-1),0)","v":1}]
[{"$f":"IF(E29<>\"\",(F29<>\"\")/1,1)","v":1},null,null,null,"Replacements - faults and failures","No Effect",null,{"$f":"IFERROR(_xlfn.IFS(F29=\"Add\",1,F29=\"No Effect\",0,F29=\"Subtract\",-1),0)","v":0}]
[1,null,null,null,null,null,null,{"$f":"IFERROR(_xlfn.IFS(F30=\"Add\",1,F30=\"No Effect\",0,F30=\"Subtract\",-1),0)","v":0}]
[1,null,null,null,null,null,null,{"$f":"IFERROR(_xlfn.IFS(F31=\"Add\",1,F31=\"No Effect\",0,F31=\"Subtract\",-1),0)","v":0}]
[1,null,null,null,null,null,null,{"$f":"IFERROR(_xlfn.IFS(F32=\"Add\",1,F32=\"No Effect\",0,F32=\"Subtract\",-1),0)","v":0}]
[1,null,null,null,null,null,null,{"$f":"IFERROR(_xlfn.IFS(F33=\"Add\",1,F33=\"No Effect\",0,F33=\"Subtract\",-1),0)","v":0}]
[1,null,null,null,null,null,null,{"$f":"IFERROR(_xlfn.IFS(F34=\"Add\",1,F34=\"No Effect\",0,F34=\"Subtract\",-1),0)","v":0}]
[1,null,null,null,null,null,null,{"$f":"IFERROR(_xlfn.IFS(F35=\"Add\",1,F35=\"No Effect\",0,F35=\"Subtract\",-1),0)","v":0}]
[1,null,null,null,null,null,null,{"$f":"IFERROR(_xlfn.IFS(F36=\"Add\",1,F36=\"No Effect\",0,F36=\"Subtract\",-1),0)","v":0}]
[1,null,null,null,null,null,null,{"$f":"IFERROR(_xlfn.IFS(F37=\"Add\",1,F37=\"No Effect\",0,F37=\"Subtract\",-1),0)","v":0}]
[]
[{"$f":"LEFT(A6,1)+1&\". Unit Costs & Cost Allocation\"","v":"8. Unit Costs & Cost Allocation"}]
[]
[null,"a","Unit costs and cost allocation"]
[null,null,null,null,null,null,"Unit Costs"]
[null,null,null,null,"Equipment Type","Action/Driver","Equipment cost",null,null,"Installation cost",null,null,"Allocation to SCS","Overheads rate",null,null,null,"Allocation to SCS"]
[null,null,null,null,null,null,"Basis","Apply Non-Labour Real Price Change?","Unit Rate","Basis","Apply Labour Real Price Change?","Unit Rate",null,null,null,null,null,"Previous Value"]
[null,null,null,null,"Access Points","Growth",{"$f":"Basis_Capex","v":"2024-06-01"},"No",15363.133164999999,{"$f":"Basis_Capex","v":"2024-06-01"},"No",900,0.5,0.05,null,null,null,0]
[null,null,null,null,"Relays","Growth","2024-06-01","No",4233.8586860000005,"2024-06-01","No",900,0.5,0.05,null,null,null,0]
[null,null,null,null,"Antennas","Growth","2024-06-01","No",41.989001999999999,"2024-06-01","No",45,0.5,0.05,null,null,null,0]
[null,null,null,null,"Batteries","Growth","2024-06-01","No",1142.3618030000002,"2024-06-01","No",900,0.5,0.05,null,null,null,0]
[null,null,null,null,"Access Points","Replacements - faults and failures","2024-06-01","No",15363.133164999999,"2024-06-01","No",900,0.5,0.05,null,null,null,0]
[null,null,null,null,"Batteries","Replacements - faults and failures","2024-06-01","No",1142.3618030000002,"2024-06-01","No",900,0.5,0.05,null,null,null,0]
[null,null,null,null,"Modems","Replacements - faults and failures","2024-06-01","No",99.796665000000004,"2024-06-01","No",45,0.5,0.05,null,null,null,0]
[null,null,null,null,"MicroAP 4G","Replacements - faults and failures","2024-06-01","No",424.67767199999997,"2024-06-01","No",72,0.5,0.05,null,null,null,0]
[null,null,null,null,"MicroAP 4G","Growth","2024-06-01","No",424.67767199999997,"2024-06-01","No",72,0.5,0.05,null,null,null,0]
[null,null,null,null,null,null,"2024-06-01",null,null,"2024-06-01"]
[null,null,null,null,null,null,"2024-06-01",null,null,"2024-06-01"]
[null,null,null,null,null,null,"2024-06-01",null,null,"2024-06-01"]
[null,null,null,null,null,null,"2024-06-01",null,null,"2024-06-01"]
[null,null,null,null,null,null,"2024-06-01",null,null,"2024-06-01"]
[null,null,null,null,null,null,"2024-06-01",null,null,"2024-06-01"]
[null,null,null,null,null,null,"2024-06-01",null,null,"2024-06-01"]
[null,null,null,null,null,null,"2024-06-01",null,null,"2024-06-01"]
[null,null,null,null,null,null,"2024-06-01",null,null,"2024-06-01"]
[null,null,null,null,null,null,"2024-06-01",null,null,"2024-06-01"]
[null,null,null,null,null,null,"2024-06-01",null,null,"2024-06-01"]
[]
[]
[null,"b","Project Costs - Comms"]
[]
[null,null,null,null,"Project Name",null,"SCS Allocation","Labour Cost Escalation","Non-Labour Cost Escalation","Labour Cost Weighting","Overheads",null,null,null,null,null,"Labour Cost Escalation","Non-Labour Cost Escalation"]
[null,null,null,null,"Mesh Lifecycle Management - AMI Meter management system Application replacement",null,0.5,"Yes","Yes",0.71,0.05,null,null,null,null,null,{"$f":"IF(H70=\"Yes\",1,0)","v":1},{"$f":"IF(I70=\"Yes\",1,0)","v":1}]
[null,null,null,null,"CER benefits through flexible trading changes",null,0,"Yes","Yes",0.71,0.05,null,null,null,null,null,1,1]
[null,null,null,null,"Meter Data Management (data delivery performance)",null,0,"Yes","Yes",0.71,0.05,null,null,null,null,null,1,1]
[null,null,null,null,"AMI Power Quality",null,0.5,"Yes","Yes",0.71,0.05,null,null,null,null,null,1,1]
[null,null,null,null,"Meter Reading (manually read meters)",null,0,"Yes","Yes",0.71,0.05,null,null,null,null,null,1,1]
[null,null,null,null,"Project 6",null,0,"No","No",0,0,null,null,null,null,null,0,0]
[null,null,null,null,"Project 7",null,0,"No","No",0,0,null,null,null,null,null,0,0]
[null,null,null,null,"Project 8",null,0,"No","No",0,0,null,null,null,null,null,0,0]
[null,null,null,null,"Project 9",null,0,"No","No",0,0,null,null,null,null,null,0,0]
[null,null,null,null,"Project 10",null,0,"No","No",0,0,null,null,null,null,null,0,0]
[]
[null,null,null,null,null,null,null,null,null,null,null,null,"Forecast RP"]
[null,null,null,null,"Project Name",null,"Units","Basis",null,{"$f":"(LEFT(K82,4)-1&IF(MID(K82,5,1)=\"\",\"\",\"-\"&TEXT(MOD(MID(K82,6,2)-1,100),\"00\")))","v":"2023-24"},{"$f":"(LEFT(L82,4)-1&IF(MID(L82,5,1)=\"\",\"\",\"-\"&TEXT(MOD(MID(L82,6,2)-1,100),\"00\")))","v":"2024-25"},{"$f":"(LEFT(M82,4)-1&IF(MID(M82,5,1)=\"\",\"\",\"-\"&TEXT(MOD(MID(M82,6,2)-1,100),\"00\")))","v":"2025-26"},{"$f":"FPFirstYear","v":"2026-27"},{"$f":"(LEFT(M82,4)+1&IF(MID(M82,5,1)=\"\",\"\",\"-\"&TEXT(MOD(MID(M82,6,2)+1,100),\"00\")))","v":"2027-28"},{"$f":"(LEFT(N82,4)+1&IF(MID(N82,5,1)=\"\",\"\",\"-\"&TEXT(MOD(MID(N82,6,2)+1,100),\"00\")))","v":"2028-29"},{"$f":"(LEFT(O82,4)+1&IF(MID(O82,5,1)=\"\",\"\",\"-\"&TEXT(MOD(MID(O82,6,2)+1,100),\"00\")))","v":"2029-30"},{"$f":"(LEFT(P82,4)+1&IF(MID(P82,5,1)=\"\",\"\",\"-\"&TEXT(MOD(MID(P82,6,2)+1,100),\"00\")))","v":"2030-31"}]
[null,null,null,null,"Mesh Lifecycle Management - AMI Meter management system Application replacement",null,"$dollars",{"$f":"Basis_Capex","v":"2024-06-01"}]
[null,null,null,null,{"$f":"E71","v":"CER benefits through flexible trading changes"},null,{"$f":"$G$83","v":"$dollars"},"2024-06-01"]
[null,null,null,null,"Meter Data Management (data delivery performance)",null,"$dollars","2024-06-01"]
[null,null,null,null,"AMI Power Quality",null,"$dollars","2024-06-01"]
[null,null,null,null,"Meter Reading (manually read meters)",null,"$dollars","2024-06-01"]
[null,null,null,null,"Project 6",null,"$dollars","2024-06-01"]
[null,null,null,null,"Project 7",null,"$dollars","2024-06-01"]
[null,null,null,null,"Project 8",null,"$dollars","2024-06-01"]
[null,null,null,null,"Project 9",null,"$dollars","2024-06-01"]
[null,null,null,null,"Project 10",null,"$dollars","2024-06-01"]
[null,null,null,null,null,null,null,null,null,{"$f":"SUM(J83:J92)","v":0},0,0,0,0,0,0,0,{"$f":"SUM(J93:Q93)","v":0}]
[]
[null,"c","Project Costs - IT"]
[null,null,null,null,"Project Name",null,"SCS Allocation","Labour Cost Escalation","Non-Labour Cost Escalation","Labour Cost Weighting","Overheads",null,null,null,null,null,"Labour Cost Escalation","Non-Labour Cost Escalation"]
[null,null,null,null,"Mesh Lifecycle Management - AMI Meter management system",null,0.5,"Yes","Yes",0.71,0.05,null,null,null,null,null,{"$f":"IF(H97=\"Yes\",1,0)","v":1},{"$f":"IF(I97=\"Yes\",1,0)","v":1}]
[null,null,null,null,"CER benefits through flexible trading changes",null,0,"Yes","Yes",0.71,0.05,null,null,null,null,null,1,1]
[null,null,null,null,"Meter Data Management (data delivery performance)",null,0,"Yes","Yes",0.71,0.05,null,null,null,null,null,1,1]
[null,null,null,null,"AMI Power Quality",null,0.5,"Yes","Yes",0.71,0.05,null,null,null,null,null,1,1]
[null,null,null,null,"Meter Reading (manually read meters)",null,0,"Yes","Yes",0.71,0.05,null,{"$f":"0.04/(1-0.3)","v":5.7142857142857148E-2},null,null,null,1,1]
[null,null,null,null,"Project 6",null,0,"No","No",0,0,null,null,null,null,null,0,0]
[null,null,null,null,"Project 7",null,0,"No","No",0,0,null,null,null,null,null,0,0]
[null,null,null,null,"Project 8",null,0,"No","No",0,0,null,null,null,null,null,0,0]
[null,null,null,null,"Project 9",null,0,"No","No",0,0,null,null,null,null,null,0,0]
[null,null,null,null,"Project 10",null,0,"No","No",0,0,null,null,null,null,null,0,0]
[]
[null,null,null,null,null,null,null,null,null,null,null,null,"Forecast RP"]
[null,null,null,null,"Project Name",null,"Units","Basis",null,{"$f":"J$82","v":"2023-24"},"2024-25","2025-26","2026-27","2027-28","2028-29","2029-30","2030-31"]
[null,null,null,null,{"$f":"E97","v":"Mesh Lifecycle Management - AMI Meter management system"},null,"$dollars",{"$f":"Basis_Capex","v":"2024-06-01"},null,null,null,null,0,{"$f":"3000000","v":3000000},{"$f":"3000000","v":3000000},0,0]
[null,null,null,null,"CER benefits through flexible trading changes",null,{"$f":"$G$110","v":"$dollars"},"2024-06-01",null,null,null,null,2800000]
[null,null,null,null,{"$f":"E99","v":"Meter Data Management (data delivery performance)"},null,"$dollars","2024-06-01",null,null,null,null,null,null,{"$f":"3200000/2","v":1600000},{"$f":"3200000/2","v":1600000}]
[null,null,null,null,{"$f":"E100","v":"AMI Power Quality"},null,"$dollars","2024-06-01",null,null,null,null,null,null,{"$f":"1600000","v":1600000},{"$f":"1600000","v":1600000}]
[null,null,null,null,"Meter Reading (manually read meters)",null,"$dollars","2024-06-01",null,null,null,null,null,1100000]
[null,null,null,null,"Project 6",null,"$dollars","2024-06-01"]
[null,null,null,null,"Project 7",null,"$dollars","2024-06-01"]
[null,null,null,null,"Project 8",null,"$dollars","2024-06-01"]
[null,null,null,null,"Project 9",null,"$dollars","2024-06-01"]
[null,null,null,null,"Project 10",null,"$dollars","2024-06-01"]
[null,null,null,null,null,null,null,null,null,{"$f":"SUM(J110:J119)","v":0},{"$f":"SUM(K110:K119)","v":0},0,2800000,4100000,6200000,3200000,0,{"$f":"SUM(J120:Q120)","v":16300000}]
[]
[null,"d","Other",null,null,null,null,null,null,null,null,null,"Forecast RP"]
[null,null,null,null,"Project Name","SCS Allocation","Units","Basis",null,{"$f":"J$82","v":"2023-24"},{"$f":"K$82","v":"2024-25"},{"$f":"L$82","v":"2025-26"},"2026-27","2027-28","2028-29","2029-30","2030-31","Overheads"]
[null,null,null,null,"Project 1",0,"$dollars",{"$f":"Basis_Capex","v":"2024-06-01"},null,null,null,null,null,null,null,null,null,0]
[null,null,null,null,"Project 2",0,{"$f":"$G$124","v":"$dollars"},{"$f":"Basis_Capex","v":"2024-06-01"},null,null,null,null,null,null,null,null,null,0]
[null,null,null,null,"Project 3",0,{"$f":"$G$124","v":"$dollars"},{"$f":"Basis_Capex","v":"2024-06-01"},null,null,null,null,null,null,null,null,null,0]
[null,null,null,null,"Project 4",0,{"$f":"$G$124","v":"$dollars"},{"$f":"Basis_Capex","v":"2024-06-01"},null,null,null,null,null,null,null,null,null,0]
[null,null,null,null,null,null,null,null,null,{"$f":"SUM(J124:J127)","v":0},0,0,0,0,0,0,0,{"$f":"SUM(J128:Q128)","v":0}]
[null,"e","Capitalised Leases FY2022"]
[null,null,null,null,"Project Name","SCS Allocation","Units","Basis",null,{"$f":"J$82","v":"2023-24"},{"$f":"K$82","v":"2024-25"},{"$f":"L$82","v":"2025-26"},"2026-27","2027-28","2028-29","2029-30","2030-31","Overheads"]
[null,null,null,null,"Project 1",0,"$dollars",{"$f":"Basis_Capex","v":"2024-06-01"},null,null,null,null,null,null,null,null,null,0]
[null,null,null,null,"Project 2",0,{"$f":"$G$131","v":"$dollars"},{"$f":"Basis_Capex","v":"2024-06-01"},null,null,null,null,null,null,null,null,null,0]
[null,null,null,null,"Project 3",0,{"$f":"$G$131","v":"$dollars"},{"$f":"Basis_Capex","v":"2024-06-01"},null,null,null,null,null,null,null,null,null,0]
[null,null,null,null,"Project 4",0,{"$f":"$G$131","v":"$dollars"},{"$f":"Basis_Capex","v":"2024-06-01"},null,null,null,null,null,null,null,null,null,0]
[null,null,null,null,null,null,null,null,null,{"$f":"SUM(J131:J134)","v":0},{"$f":"SUM(K131:K134)","v":0},0,0,0,0,0,0,{"$f":"SUM(J135:Q135)","v":0}]
[null,"f","Capitalised Leases FY2025"]
[null,null,null,null,"Project Name","SCS Allocation","Units","Basis",null,{"$f":"J$82","v":"2023-24"},{"$f":"K$82","v":"2024-25"},{"$f":"L$82","v":"2025-26"},"2026-27","2027-28","2028-29","2029-30","2030-31","Overheads"]
[null,null,null,null,"Project 1",0,"$dollars",{"$f":"Basis_Capex","v":"2024-06-01"},null,null,null,null,null,null,null,null,null,0]
[null,null,null,null,"Project 2",0.02,{"$f":"$G$138","v":"$dollars"},{"$f":"Basis_Capex","v":"2024-06-01"},null,null,null,null,null,null,null,null,null,0]
[null,null,null,null,"Project 3",0,{"$f":"$G$138","v":"$dollars"},{"$f":"Basis_Capex","v":"2024-06-01"},null,null,null,null,null,null,null,null,null,0]
[null,null,null,null,"Project 4",0,{"$f":"$G$138","v":"$dollars"},{"$f":"Basis_Capex","v":"2024-06-01"},null,null,null,null,null,null,null,null,null,0]
[null,null,null,null,null,null,null,null,null,{"$f":"SUM(J138:J141)","v":0},0,0,0,0,0,0,0,{"$f":"SUM(J142:Q142)","v":0}]
[null,"g","Capitalised Leases FY2026"]
[null,null,null,null,"Project Name","SCS Allocation","Units","Basis",null,{"$f":"J$82","v":"2023-24"},{"$f":"K$82","v":"2024-25"},{"$f":"L$82","v":"2025-26"},"2026-27","2027-28","2028-29","2029-30","2030-31","Overheads"]
[null,null,null,null,"Project 1",0,"$000",{"$f":"Basis_Capex","v":"2024-06-01"},null,null,null,null,null,null,null,null,null,0]
[null,null,null,null,"Project 2",0.03,{"$f":"$G$145","v":"$000"},{"$f":"Basis_Capex","v":"2024-06-01"},null,null,null,null,null,null,null,null,null,0]
[null,null,null,null,"Project 3",0,{"$f":"$G$145","v":"$000"},{"$f":"Basis_Capex","v":"2024-06-01"},null,null,null,null,null,null,null,null,null,0]
[null,null,null,null,"Project 4",0,{"$f":"$G$145","v":"$000"},{"$f":"Basis_Capex","v":"2024-06-01"},null,null,null,null,null,null,null,null,null,0]
[null,null,null,null,null,null,null,null,null,{"$f":"SUM(J145:J148)","v":0},0,0,0,0,0,0,0,{"$f":"SUM(J149:Q149)","v":0}]
[]
[null,null,null,null,null,null,null,null,null,null,null,null,null,null,null,null,null,{"$f":"SUM(R149,R142,R135,R128,R120,R93)","v":16300000}]
[]
[{"$f":"LEFT(A39,1)+1&\". Base Population\"","v":"9. Base Population"}]
[]
[null,"a","Population",null,null,null,"Base"]
[null,null,null,null,"Equipment Type","Units",{"$f":"Capex_BaseYear","v":"2023-24"}]
[null,null,null,1,{"$f":"E11","v":"Access Points"},"No.",650]
[null,null,null,2,"Relays","No.",860]
[null,null,null,3,"Antennas","No.",60000]
[null,null,null,4,"Batteries","No.",1460]
[null,null,null,5,"Modems","No.",800000]
[null,null,null,6,"MicroAP 4G","No.",8500]
[null,null,null,7,0,"No."]
[null,null,null,8,0,"No."]
[null,null,null,9,0,"No."]
[null,null,null,10,0,"No."]
[null,null,null,11,0,"No."]
[null,null,null,12,0,"No."]
[null,null,null,13,0,"No."]
[null,null,null,14,0,"No."]
[null,null,null,15,0,"No."]
[]
[{"$f":"LEFT(A153,1)+1&\". Forecast Volumes\"","v":"10. Forecast Volumes"}]
[]
[null,"a","Inputs",null,null,null,null,null,null,{"$f":"IF(J176=Capex_BaseYear,\"Base Year\",\"\")","v":"Base Year"},{"$f":"IF(K176=Capex_BaseYear,\"Base Year\",\"\")","v":""},{"$f":"IF(L176=Capex_BaseYear,\"Base Year\",\"\")","v":""},"Forecast RP"]
[null,null,null,null,"Equipment Type","Action/Driver","Volume basis","Volume factor",null,{"$f":"J$82","v":"2023-24"},{"$f":"K$82","v":"2024-25"},{"$f":"L$82","v":"2025-26"},"2026-27","2027-28","2028-29","2029-30","2030-31"]
[null,null,null,null,{"$f":"ICC_AllocFields","v":"Access Points"},"Growth","Enter annual volume",{"$f":"1/100000","v":1.0000000000000001E-5},{"$f":"IF(AND(G177<>\"Enter annual volume\",G177<>\"\"),\"Auto-Calculated in next table\",\"\")","v":""},null,4,4,155,127,10,10,5]
[null,null,null,null,"Relays","Growth","Enter annual volume",null,{"$f":"IF(AND(G178<>\"Enter annual volume\",G178<>\"\"),\"Auto-Calculated in next table\",\"\")","v":""},null,3,3,3,3,3,3,3]
[null,null,null,null,"Antennas","Growth","Enter annual volume",null,"",null,200,200,200,200,200,200,200]
[null,null,null,null,"Batteries","Growth","Enter annual volume",null,"",null,0,0]
[null,null,null,null,"Access Points","Replacements - faults and failures","Enter annual volume",0.05,"",null,12,12,14,15,14,16,18]
[null,null,null,null,"Batteries","Replacements - faults and failures","Enter annual volume",0.03,"",null,4,4,5,5,5,5,4.5749809258427172]
[null,null,null,null,"Modems","Replacements - faults and failures","Enter annual volume",null,"",null,10000,10125,10254,10379,10508,10639,10772]
[null,null,null,null,"MicroAP 4G","Replacements - faults and failures","Enter annual volume",null,"",null,100,100,100,100,100,100,100]
[null,null,null,null,"MicroAP 4G","Growth","Enter annual volume",null,"",null,10,10,310,210,10,10,10]
[null,null,null,null,0,0,null,null,""]
[null,null,null,null,0,0,null,null,""]
[null,null,null,null,0,0,null,null,""]
[null,null,null,null,0,0,null,null,""]
[null,null,null,null,0,0,null,null,""]
[null,null,null,null,0,0,null,null,""]
[null,null,null,null,0,0,null,null,""]
[null,null,null,null,0,0,null,null,""]
[null,null,null,null,0,0,null,null,""]
[null,null,null,null,0,0,null,null,""]
[null,null,null,null,0,0,null,null,""]
[]
[null,"b","Auto-filled tables"]
[]
[null,null,"i","Inputs and Options",null,null,null,null,null,null,null,null,"Forecast RP"]
[null,null,null,null,"Equipment Type","Action/Driver","Volume basis","Volume factor",null,{"$f":"J$82","v":"2023-24"},{"$f":"K$82","v":"2024-25"},{"$f":"L$82","v":"2025-26"},"2026-27","2027-28","2028-29","2029-30","2030-31"]
[null,null,null,null,{"$f":"ICC_AllocFields","v":"Access Points"},"Growth",{"$f":"G177","v":"Enter annual volume"},{"$f":"IFERROR(IF(G202=\"Enter annual volume\",\"N/A\",H177),\"\")","v":"N/A"},null,null,{"$f":"IF($G202=\"Proportionate to meter population\",$H202*'Input | Meters Vols & Costs'!P$427,\nIF($G202=\"Proportionate to population of equipment type\",$H202*INDEX(J$248:J$262,MATCH($E202,$E$157:$E$171,0)),K177))","v":4},{"$f":"IF($G202=\"Proportionate to meter population\",$H202*'Input | Meters Vols & Costs'!Q$427,\nIF($G202=\"Proportionate to population of equipment type\",$H202*INDEX(K$248:K$262,MATCH($E202,$E$157:$E$171,0)),L177))","v":4},{"$f":"IF($G202=\"Proportionate to meter population\",$H202*'Input | Meters Vols & Costs'!R$427,\nIF($G202=\"Proportionate to population of equipment type\",$H202*INDEX(L$248:L$262,MATCH($E202,$E$157:$E$171,0)),M177))","v":155},{"$f":"IF($G202=\"Proportionate to meter population\",$H202*'Input | Meters Vols & Costs'!S$427,\nIF($G202=\"Proportionate to population of equipment type\",$H202*INDEX(M$248:M$262,MATCH($E202,$E$157:$E$171,0)),N177))","v":127},{"$f":"IF($G202=\"Proportionate to meter population\",$H202*'Input | Meters Vols & Costs'!T$427,\nIF($G202=\"Proportionate to population of equipment type\",$H202*INDEX(N$248:N$262,MATCH($E202,$E$157:$E$171,0)),O177))","v":10},{"$f":"IF($G202=\"Proportionate to meter population\",$H202*'Input | Meters Vols & Costs'!U$427,\nIF($G202=\"Proportionate to population of equipment type\",$H202*INDEX(O$248:O$262,MATCH($E202,$E$157:$E$171,0)),P177))","v":10},{"$f":"IF($G202=\"Proportionate to meter population\",$H202*'Input | Meters Vols & Costs'!V$427,\nIF($G202=\"Proportionate to population of equipment type\",$H202*INDEX(P$248:P$262,MATCH($E202,$E$157:$E$171,0)),Q177))","v":5}]
[null,null,null,null,"Relays","Growth","Enter annual volume","N/A",null,null,{"$f":"IF($G203=\"Proportionate to meter population\",$H203*'Input | Meters Vols & Costs'!P$427,\nIF($G203=\"Proportionate to population of equipment type\",$H203*INDEX(J$248:J$262,MATCH($E203,$E$157:$E$171,0)),K178))","v":3},{"$f":"IF($G203=\"Proportionate to meter population\",$H203*'Input | Meters Vols & Costs'!Q$427,\nIF($G203=\"Proportionate to population of equipment type\",$H203*INDEX(K$248:K$262,MATCH($E203,$E$157:$E$171,0)),L178))","v":3},{"$f":"IF($G203=\"Proportionate to meter population\",$H203*'Input | Meters Vols & Costs'!R$427,\nIF($G203=\"Proportionate to population of equipment type\",$H203*INDEX(L$248:L$262,MATCH($E203,$E$157:$E$171,0)),M178))","v":3},{"$f":"IF($G203=\"Proportionate to meter population\",$H203*'Input | Meters Vols & Costs'!S$427,\nIF($G203=\"Proportionate to population of equipment type\",$H203*INDEX(M$248:M$262,MATCH($E203,$E$157:$E$171,0)),N178))","v":3},{"$f":"IF($G203=\"Proportionate to meter population\",$H203*'Input | Meters Vols & Costs'!T$427,\nIF($G203=\"Proportionate to population of equipment type\",$H203*INDEX(N$248:N$262,MATCH($E203,$E$157:$E$171,0)),O178))","v":3},{"$f":"IF($G203=\"Proportionate to meter population\",$H203*'Input | Meters Vols & Costs'!U$427,\nIF($G203=\"Proportionate to population of equipment type\",$H203*INDEX(O$248:O$262,MATCH($E203,$E$157:$E$171,0)),P178))","v":3},{"$f":"IF($G203=\"Proportionate to meter population\",$H203*'Input | Meters Vols & Costs'!V$427,\nIF($G203=\"Proportionate to population of equipment type\",$H203*INDEX(P$248:P$262,MATCH($E203,$E$157:$E$171,0)),Q178))","v":3}]
[null,null,null,null,"Antennas","Growth","Enter annual volume","N/A",null,null,{"$f":"IF($G204=\"Proportionate to meter population\",$H204*'Input | Meters Vols & Costs'!P$427,\nIF($G204=\"Proportionate to population of equipment type\",$H204*INDEX(J$248:J$262,MATCH($E204,$E$157:$E$171,0)),K179))","v":200},{"$f":"IF($G204=\"Proportionate to meter population\",$H204*'Input | Meters Vols & Costs'!Q$427,\nIF($G204=\"Proportionate to population of equipment type\",$H204*INDEX(K$248:K$262,MATCH($E204,$E$157:$E$171,0)),L179))","v":200},{"$f":"IF($G204=\"Proportionate to meter population\",$H204*'Input | Meters Vols & Costs'!R$427,\nIF($G204=\"Proportionate to population of equipment type\",$H204*INDEX(L$248:L$262,MATCH($E204,$E$157:$E$171,0)),M179))","v":200},{"$f":"IF($G204=\"Proportionate to meter population\",$H204*'Input | Meters Vols & Costs'!S$427,\nIF($G204=\"Proportionate to population of equipment type\",$H204*INDEX(M$248:M$262,MATCH($E204,$E$157:$E$171,0)),N179))","v":200},{"$f":"IF($G204=\"Proportionate to meter population\",$H204*'Input | Meters Vols & Costs'!T$427,\nIF($G204=\"Proportionate to population of equipment type\",$H204*INDEX(N$248:N$262,MATCH($E204,$E$157:$E$171,0)),O179))","v":200},{"$f":"IF($G204=\"Proportionate to meter population\",$H204*'Input | Meters Vols & Costs'!U$427,\nIF($G204=\"Proportionate to population of equipment type\",$H204*INDEX(O$248:O$262,MATCH($E204,$E$157:$E$171,0)),P179))","v":200},{"$f":"IF($G204=\"Proportionate to meter population\",$H204*'Input | Meters Vols & Costs'!V$427,\nIF($G204=\"Proportionate to population of equipment type\",$H204*INDEX(P$248:P$262,MATCH($E204,$E$157:$E$171,0)),Q179))","v":200}]
[null,null,null,null,"Batteries","Growth","Enter annual volume","N/A",null,null,{"$f":"IF($G205=\"Proportionate to meter population\",$H205*'Input | Meters Vols & Costs'!P$427,\nIF($G205=\"Proportionate to population of equipment type\",$H205*INDEX(J$248:J$262,MATCH($E205,$E$157:$E$171,0)),K180))","v":0},{"$f":"IF($G205=\"Proportionate to meter population\",$H205*'Input | Meters Vols & Costs'!Q$427,\nIF($G205=\"Proportionate to population of equipment type\",$H205*INDEX(K$248:K$262,MATCH($E205,$E$157:$E$171,0)),L180))","v":0},{"$f":"IF($G205=\"Proportionate to meter population\",$H205*'Input | Meters Vols & Costs'!R$427,\nIF($G205=\"Proportionate to population of equipment type\",$H205*INDEX(L$248:L$262,MATCH($E205,$E$157:$E$171,0)),M180))","v":0},{"$f":"IF($G205=\"Proportionate to meter population\",$H205*'Input | Meters Vols & Costs'!S$427,\nIF($G205=\"Proportionate to population of equipment type\",$H205*INDEX(M$248:M$262,MATCH($E205,$E$157:$E$171,0)),N180))","v":0},{"$f":"IF($G205=\"Proportionate to meter population\",$H205*'Input | Meters Vols & Costs'!T$427,\nIF($G205=\"Proportionate to population of equipment type\",$H205*INDEX(N$248:N$262,MATCH($E205,$E$157:$E$171,0)),O180))","v":0},{"$f":"IF($G205=\"Proportionate to meter population\",$H205*'Input | Meters Vols & Costs'!U$427,\nIF($G205=\"Proportionate to population of equipment type\",$H205*INDEX(O$248:O$262,MATCH($E205,$E$157:$E$171,0)),P180))","v":0},{"$f":"IF($G205=\"Proportionate to meter population\",$H205*'Input | Meters Vols & Costs'!V$427,\nIF($G205=\"Proportionate to population of equipment type\",$H205*INDEX(P$248:P$262,MATCH($E205,$E$157:$E$171,0)),Q180))","v":0}]
[null,null,null,null,"Access Points","Replacements - faults and failures","Enter annual volume","N/A",null,null,{"$f":"IF($G206=\"Proportionate to meter population\",$H206*'Input | Meters Vols & Costs'!P$427,\nIF($G206=\"Proportionate to population of equipment type\",$H206*INDEX(J$248:J$262,MATCH($E206,$E$157:$E$171,0)),K181))","v":12},{"$f":"IF($G206=\"Proportionate to meter population\",$H206*'Input | Meters Vols & Costs'!Q$427,\nIF($G206=\"Proportionate to population of equipment type\",$H206*INDEX(K$248:K$262,MATCH($E206,$E$157:$E$171,0)),L181))","v":12},{"$f":"IF($G206=\"Proportionate to meter population\",$H206*'Input | Meters Vols & Costs'!R$427,\nIF($G206=\"Proportionate to population of equipment type\",$H206*INDEX(L$248:L$262,MATCH($E206,$E$157:$E$171,0)),M181))","v":14},{"$f":"IF($G206=\"Proportionate to meter population\",$H206*'Input | Meters Vols & Costs'!S$427,\nIF($G206=\"Proportionate to population of equipment type\",$H206*INDEX(M$248:M$262,MATCH($E206,$E$157:$E$171,0)),N181))","v":15},{"$f":"IF($G206=\"Proportionate to meter population\",$H206*'Input | Meters Vols & Costs'!T$427,\nIF($G206=\"Proportionate to population of equipment type\",$H206*INDEX(N$248:N$262,MATCH($E206,$E$157:$E$171,0)),O181))","v":14},{"$f":"IF($G206=\"Proportionate to meter population\",$H206*'Input | Meters Vols & Costs'!U$427,\nIF($G206=\"Proportionate to population of equipment type\",$H206*INDEX(O$248:O$262,MATCH($E206,$E$157:$E$171,0)),P181))","v":16},{"$f":"IF($G206=\"Proportionate to meter population\",$H206*'Input | Meters Vols & Costs'!V$427,\nIF($G206=\"Proportionate to population of equipment type\",$H206*INDEX(P$248:P$262,MATCH($E206,$E$157:$E$171,0)),Q181))","v":18}]
[null,null,null,null,"Batteries","Replacements - faults and failures","Enter annual volume","N/A",null,null,{"$f":"IF($G207=\"Proportionate to meter population\",$H207*'Input | Meters Vols & Costs'!P$427,\nIF($G207=\"Proportionate to population of equipment type\",$H207*INDEX(J$248:J$262,MATCH($E207,$E$157:$E$171,0)),K182))","v":4},{"$f":"IF($G207=\"Proportionate to meter population\",$H207*'Input | Meters Vols & Costs'!Q$427,\nIF($G207=\"Proportionate to population of equipment type\",$H207*INDEX(K$248:K$262,MATCH($E207,$E$157:$E$171,0)),L182))","v":4},{"$f":"IF($G207=\"Proportionate to meter population\",$H207*'Input | Meters Vols & Costs'!R$427,\nIF($G207=\"Proportionate to population of equipment type\",$H207*INDEX(L$248:L$262,MATCH($E207,$E$157:$E$171,0)),M182))","v":5},{"$f":"IF($G207=\"Proportionate to meter population\",$H207*'Input | Meters Vols & Costs'!S$427,\nIF($G207=\"Proportionate to population of equipment type\",$H207*INDEX(M$248:M$262,MATCH($E207,$E$157:$E$171,0)),N182))","v":5},{"$f":"IF($G207=\"Proportionate to meter population\",$H207*'Input | Meters Vols & Costs'!T$427,\nIF($G207=\"Proportionate to population of equipment type\",$H207*INDEX(N$248:N$262,MATCH($E207,$E$157:$E$171,0)),O182))","v":5},{"$f":"IF($G207=\"Proportionate to meter population\",$H207*'Input | Meters Vols & Costs'!U$427,\nIF($G207=\"Proportionate to population of equipment type\",$H207*INDEX(O$248:O$262,MATCH($E207,$E$157:$E$171,0)),P182))","v":5},{"$f":"IF($G207=\"Proportionate to meter population\",$H207*'Input | Meters Vols & Costs'!V$427,\nIF($G207=\"Proportionate to population of equipment type\",$H207*INDEX(P$248:P$262,MATCH($E207,$E$157:$E$171,0)),Q182))","v":4.5749809258427172}]
[null,null,null,null,"Modems","Replacements - faults and failures","Enter annual volume","N/A",null,null,{"$f":"IF($G208=\"Proportionate to meter population\",$H208*'Input | Meters Vols & Costs'!P$427,\nIF($G208=\"Proportionate to population of equipment type\",$H208*INDEX(J$248:J$262,MATCH($E208,$E$157:$E$171,0)),K183))","v":10000},{"$f":"IF($G208=\"Proportionate to meter population\",$H208*'Input | Meters Vols & Costs'!Q$427,\nIF($G208=\"Proportionate to population of equipment type\",$H208*INDEX(K$248:K$262,MATCH($E208,$E$157:$E$171,0)),L183))","v":10125},{"$f":"IF($G208=\"Proportionate to meter population\",$H208*'Input | Meters Vols & Costs'!R$427,\nIF($G208=\"Proportionate to population of equipment type\",$H208*INDEX(L$248:L$262,MATCH($E208,$E$157:$E$171,0)),M183))","v":10254},{"$f":"IF($G208=\"Proportionate to meter population\",$H208*'Input | Meters Vols & Costs'!S$427,\nIF($G208=\"Proportionate to population of equipment type\",$H208*INDEX(M$248:M$262,MATCH($E208,$E$157:$E$171,0)),N183))","v":10379},{"$f":"IF($G208=\"Proportionate to meter population\",$H208*'Input | Meters Vols & Costs'!T$427,\nIF($G208=\"Proportionate to population of equipment type\",$H208*INDEX(N$248:N$262,MATCH($E208,$E$157:$E$171,0)),O183))","v":10508},{"$f":"IF($G208=\"Proportionate to meter population\",$H208*'Input | Meters Vols & Costs'!U$427,\nIF($G208=\"Proportionate to population of equipment type\",$H208*INDEX(O$248:O$262,MATCH($E208,$E$157:$E$171,0)),P183))","v":10639},{"$f":"IF($G208=\"Proportionate to meter population\",$H208*'Input | Meters Vols & Costs'!V$427,\nIF($G208=\"Proportionate to population of equipment type\",$H208*INDEX(P$248:P$262,MATCH($E208,$E$157:$E$171,0)),Q183))","v":10772}]
[null,null,null,null,"MicroAP 4G","Replacements - faults and failures","Enter annual volume","N/A",null,null,{"$f":"IF($G209=\"Proportionate to meter population\",$H209*'Input | Meters Vols & Costs'!P$427,\nIF($G209=\"Proportionate to population of equipment type\",$H209*INDEX(J$248:J$262,MATCH($E209,$E$157:$E$171,0)),K184))","v":100},{"$f":"IF($G209=\"Proportionate to meter population\",$H209*'Input | Meters Vols & Costs'!Q$427,\nIF($G209=\"Proportionate to population of equipment type\",$H209*INDEX(K$248:K$262,MATCH($E209,$E$157:$E$171,0)),L184))","v":100},{"$f":"IF($G209=\"Proportionate to meter population\",$H209*'Input | Meters Vols & Costs'!R$427,\nIF($G209=\"Proportionate to population of equipment type\",$H209*INDEX(L$248:L$262,MATCH($E209,$E$157:$E$171,0)),M184))","v":100},{"$f":"IF($G209=\"Proportionate to meter population\",$H209*'Input | Meters Vols & Costs'!S$427,\nIF($G209=\"Proportionate to population of equipment type\",$H209*INDEX(M$248:M$262,MATCH($E209,$E$157:$E$171,0)),N184))","v":100},{"$f":"IF($G209=\"Proportionate to meter population\",$H209*'Input | Meters Vols & Costs'!T$427,\nIF($G209=\"Proportionate to population of equipment type\",$H209*INDEX(N$248:N$262,MATCH($E209,$E$157:$E$171,0)),O184))","v":100},{"$f":"IF($G209=\"Proportionate to meter population\",$H209*'Input | Meters Vols & Costs'!U$427,\nIF($G209=\"Proportionate to population of equipment type\",$H209*INDEX(O$248:O$262,MATCH($E209,$E$157:$E$171,0)),P184))","v":100},{"$f":"IF($G209=\"Proportionate to meter population\",$H209*'Input | Meters Vols & Costs'!V$427,\nIF($G209=\"Proportionate to population of equipment type\",$H209*INDEX(P$248:P$262,MATCH($E209,$E$157:$E$171,0)),Q184))","v":100}]
[null,null,null,null,"MicroAP 4G","Growth","Enter annual volume","N/A",null,null,{"$f":"IF($G210=\"Proportionate to meter population\",$H210*'Input | Meters Vols & Costs'!P$427,\nIF($G210=\"Proportionate to population of equipment type\",$H210*INDEX(J$248:J$262,MATCH($E210,$E$157:$E$171,0)),K185))","v":10},{"$f":"IF($G210=\"Proportionate to meter population\",$H210*'Input | Meters Vols & Costs'!Q$427,\nIF($G210=\"Proportionate to population of equipment type\",$H210*INDEX(K$248:K$262,MATCH($E210,$E$157:$E$171,0)),L185))","v":10},{"$f":"IF($G210=\"Proportionate to meter population\",$H210*'Input | Meters Vols & Costs'!R$427,\nIF($G210=\"Proportionate to population of equipment type\",$H210*INDEX(L$248:L$262,MATCH($E210,$E$157:$E$171,0)),M185))","v":310},{"$f":"IF($G210=\"Proportionate to meter population\",$H210*'Input | Meters Vols & Costs'!S$427,\nIF($G210=\"Proportionate to population of equipment type\",$H210*INDEX(M$248:M$262,MATCH($E210,$E$157:$E$171,0)),N185))","v":210},{"$f":"IF($G210=\"Proportionate to meter population\",$H210*'Input | Meters Vols & Costs'!T$427,\nIF($G210=\"Proportionate to population of equipment type\",$H210*INDEX(N$248:N$262,MATCH($E210,$E$157:$E$171,0)),O185))","v":10},{"$f":"IF($G210=\"Proportionate to meter population\",$H210*'Input | Meters Vols & Costs'!U$427,\nIF($G210=\"Proportionate to population of equipment type\",$H210*INDEX(O$248:O$262,MATCH($E210,$E$157:$E$171,0)),P185))","v":10},{"$f":"IF($G210=\"Proportionate to meter population\",$H210*'Input | Meters Vols & Costs'!V$427,\nIF($G210=\"Proportionate to population of equipment type\",$H210*INDEX(P$248:P$262,MATCH($E210,$E$157:$E$171,0)),Q185))","v":10}]
[null,null,null,null,0,0,0,0,null,null,{"$f":"IF($G211=\"Proportionate to meter population\",$H211*'Input | Meters Vols & Costs'!P$427,\nIF($G211=\"Proportionate to population of equipment type\",$H211*INDEX(J$248:J$262,MATCH($E211,$E$157:$E$171,0)),K186))","v":0},{"$f":"IF($G211=\"Proportionate to meter population\",$H211*'Input | Meters Vols & Costs'!Q$427,\nIF($G211=\"Proportionate to population of equipment type\",$H211*INDEX(K$248:K$262,MATCH($E211,$E$157:$E$171,0)),L186))","v":0},{"$f":"IF($G211=\"Proportionate to meter population\",$H211*'Input | Meters Vols & Costs'!R$427,\nIF($G211=\"Proportionate to population of equipment type\",$H211*INDEX(L$248:L$262,MATCH($E211,$E$157:$E$171,0)),M186))","v":0},{"$f":"IF($G211=\"Proportionate to meter population\",$H211*'Input | Meters Vols & Costs'!S$427,\nIF($G211=\"Proportionate to population of equipment type\",$H211*INDEX(M$248:M$262,MATCH($E211,$E$157:$E$171,0)),N186))","v":0},{"$f":"IF($G211=\"Proportionate to meter population\",$H211*'Input | Meters Vols & Costs'!T$427,\nIF($G211=\"Proportionate to population of equipment type\",$H211*INDEX(N$248:N$262,MATCH($E211,$E$157:$E$171,0)),O186))","v":0},{"$f":"IF($G211=\"Proportionate to meter population\",$H211*'Input | Meters Vols & Costs'!U$427,\nIF($G211=\"Proportionate to population of equipment type\",$H211*INDEX(O$248:O$262,MATCH($E211,$E$157:$E$171,0)),P186))","v":0},{"$f":"IF($G211=\"Proportionate to meter population\",$H211*'Input | Meters Vols & Costs'!V$427,\nIF($G211=\"Proportionate to population of equipment type\",$H211*INDEX(P$248:P$262,MATCH($E211,$E$157:$E$171,0)),Q186))","v":0}]
[null,null,null,null,0,0,0,0,null,null,{"$f":"IF($G212=\"Proportionate to meter population\",$H212*'Input | Meters Vols & Costs'!P$427,\nIF($G212=\"Proportionate to population of equipment type\",$H212*INDEX(J$248:J$262,MATCH($E212,$E$157:$E$171,0)),K187))","v":0},{"$f":"IF($G212=\"Proportionate to meter population\",$H212*'Input | Meters Vols & Costs'!Q$427,\nIF($G212=\"Proportionate to population of equipment type\",$H212*INDEX(K$248:K$262,MATCH($E212,$E$157:$E$171,0)),L187))","v":0},{"$f":"IF($G212=\"Proportionate to meter population\",$H212*'Input | Meters Vols & Costs'!R$427,\nIF($G212=\"Proportionate to population of equipment type\",$H212*INDEX(L$248:L$262,MATCH($E212,$E$157:$E$171,0)),M187))","v":0},{"$f":"IF($G212=\"Proportionate to meter population\",$H212*'Input | Meters Vols & Costs'!S$427,\nIF($G212=\"Proportionate to population of equipment type\",$H212*INDEX(M$248:M$262,MATCH($E212,$E$157:$E$171,0)),N187))","v":0},{"$f":"IF($G212=\"Proportionate to meter population\",$H212*'Input | Meters Vols & Costs'!T$427,\nIF($G212=\"Proportionate to population of equipment type\",$H212*INDEX(N$248:N$262,MATCH($E212,$E$157:$E$171,0)),O187))","v":0},{"$f":"IF($G212=\"Proportionate to meter population\",$H212*'Input | Meters Vols & Costs'!U$427,\nIF($G212=\"Proportionate to population of equipment type\",$H212*INDEX(O$248:O$262,MATCH($E212,$E$157:$E$171,0)),P187))","v":0},{"$f":"IF($G212=\"Proportionate to meter population\",$H212*'Input | Meters Vols & Costs'!V$427,\nIF($G212=\"Proportionate to population of equipment type\",$H212*INDEX(P$248:P$262,MATCH($E212,$E$157:$E$171,0)),Q187))","v":0}]
[null,null,null,null,0,0,0,0,null,null,{"$f":"IF($G213=\"Proportionate to meter population\",$H213*'Input | Meters Vols & Costs'!P$427,\nIF($G213=\"Proportionate to population of equipment type\",$H213*INDEX(J$248:J$262,MATCH($E213,$E$157:$E$171,0)),K188))","v":0},{"$f":"IF($G213=\"Proportionate to meter population\",$H213*'Input | Meters Vols & Costs'!Q$427,\nIF($G213=\"Proportionate to population of equipment type\",$H213*INDEX(K$248:K$262,MATCH($E213,$E$157:$E$171,0)),L188))","v":0},{"$f":"IF($G213=\"Proportionate to meter population\",$H213*'Input | Meters Vols & Costs'!R$427,\nIF($G213=\"Proportionate to population of equipment type\",$H213*INDEX(L$248:L$262,MATCH($E213,$E$157:$E$171,0)),M188))","v":0},{"$f":"IF($G213=\"Proportionate to meter population\",$H213*'Input | Meters Vols & Costs'!S$427,\nIF($G213=\"Proportionate to population of equipment type\",$H213*INDEX(M$248:M$262,MATCH($E213,$E$157:$E$171,0)),N188))","v":0},{"$f":"IF($G213=\"Proportionate to meter population\",$H213*'Input | Meters Vols & Costs'!T$427,\nIF($G213=\"Proportionate to population of equipment type\",$H213*INDEX(N$248:N$262,MATCH($E213,$E$157:$E$171,0)),O188))","v":0},{"$f":"IF($G213=\"Proportionate to meter population\",$H213*'Input | Meters Vols & Costs'!U$427,\nIF($G213=\"Proportionate to population of equipment type\",$H213*INDEX(O$248:O$262,MATCH($E213,$E$157:$E$171,0)),P188))","v":0},{"$f":"IF($G213=\"Proportionate to meter population\",$H213*'Input | Meters Vols & Costs'!V$427,\nIF($G213=\"Proportionate to population of equipment type\",$H213*INDEX(P$248:P$262,MATCH($E213,$E$157:$E$171,0)),Q188))","v":0}]
[null,null,null,null,0,0,0,0,null,null,{"$f":"IF($G214=\"Proportionate to meter population\",$H214*'Input | Meters Vols & Costs'!P$427,\nIF($G214=\"Proportionate to population of equipment type\",$H214*INDEX(J$248:J$262,MATCH($E214,$E$157:$E$171,0)),K189))","v":0},{"$f":"IF($G214=\"Proportionate to meter population\",$H214*'Input | Meters Vols & Costs'!Q$427,\nIF($G214=\"Proportionate to population of equipment type\",$H214*INDEX(K$248:K$262,MATCH($E214,$E$157:$E$171,0)),L189))","v":0},{"$f":"IF($G214=\"Proportionate to meter population\",$H214*'Input | Meters Vols & Costs'!R$427,\nIF($G214=\"Proportionate to population of equipment type\",$H214*INDEX(L$248:L$262,MATCH($E214,$E$157:$E$171,0)),M189))","v":0},{"$f":"IF($G214=\"Proportionate to meter population\",$H214*'Input | Meters Vols & Costs'!S$427,\nIF($G214=\"Proportionate to population of equipment type\",$H214*INDEX(M$248:M$262,MATCH($E214,$E$157:$E$171,0)),N189))","v":0},{"$f":"IF($G214=\"Proportionate to meter population\",$H214*'Input | Meters Vols & Costs'!T$427,\nIF($G214=\"Proportionate to population of equipment type\",$H214*INDEX(N$248:N$262,MATCH($E214,$E$157:$E$171,0)),O189))","v":0},{"$f":"IF($G214=\"Proportionate to meter population\",$H214*'Input | Meters Vols & Costs'!U$427,\nIF($G214=\"Proportionate to population of equipment type\",$H214*INDEX(O$248:O$262,MATCH($E214,$E$157:$E$171,0)),P189))","v":0},{"$f":"IF($G214=\"Proportionate to meter population\",$H214*'Input | Meters Vols & Costs'!V$427,\nIF($G214=\"Proportionate to population of equipment type\",$H214*INDEX(P$248:P$262,MATCH($E214,$E$157:$E$171,0)),Q189))","v":0}]
[null,null,null,null,0,0,0,0,null,null,{"$f":"IF($G215=\"Proportionate to meter population\",$H215*'Input | Meters Vols & Costs'!P$427,\nIF($G215=\"Proportionate to population of equipment type\",$H215*INDEX(J$248:J$262,MATCH($E215,$E$157:$E$171,0)),K190))","v":0},{"$f":"IF($G215=\"Proportionate to meter population\",$H215*'Input | Meters Vols & Costs'!Q$427,\nIF($G215=\"Proportionate to population of equipment type\",$H215*INDEX(K$248:K$262,MATCH($E215,$E$157:$E$171,0)),L190))","v":0},{"$f":"IF($G215=\"Proportionate to meter population\",$H215*'Input | Meters Vols & Costs'!R$427,\nIF($G215=\"Proportionate to population of equipment type\",$H215*INDEX(L$248:L$262,MATCH($E215,$E$157:$E$171,0)),M190))","v":0},{"$f":"IF($G215=\"Proportionate to meter population\",$H215*'Input | Meters Vols & Costs'!S$427,\nIF($G215=\"Proportionate to population of equipment type\",$H215*INDEX(M$248:M$262,MATCH($E215,$E$157:$E$171,0)),N190))","v":0},{"$f":"IF($G215=\"Proportionate to meter population\",$H215*'Input | Meters Vols & Costs'!T$427,\nIF($G215=\"Proportionate to population of equipment type\",$H215*INDEX(N$248:N$262,MATCH($E215,$E$157:$E$171,0)),O190))","v":0},{"$f":"IF($G215=\"Proportionate to meter population\",$H215*'Input | Meters Vols & Costs'!U$427,\nIF($G215=\"Proportionate to population of equipment type\",$H215*INDEX(O$248:O$262,MATCH($E215,$E$157:$E$171,0)),P190))","v":0},{"$f":"IF($G215=\"Proportionate to meter population\",$H215*'Input | Meters Vols & Costs'!V$427,\nIF($G215=\"Proportionate to population of equipment type\",$H215*INDEX(P$248:P$262,MATCH($E215,$E$157:$E$171,0)),Q190))","v":0}]
[null,null,null,null,0,0,0,0,null,null,{"$f":"IF($G216=\"Proportionate to meter population\",$H216*'Input | Meters Vols & Costs'!P$427,\nIF($G216=\"Proportionate to population of equipment type\",$H216*INDEX(J$248:J$262,MATCH($E216,$E$157:$E$171,0)),K191))","v":0},{"$f":"IF($G216=\"Proportionate to meter population\",$H216*'Input | Meters Vols & Costs'!Q$427,\nIF($G216=\"Proportionate to population of equipment type\",$H216*INDEX(K$248:K$262,MATCH($E216,$E$157:$E$171,0)),L191))","v":0},{"$f":"IF($G216=\"Proportionate to meter population\",$H216*'Input | Meters Vols & Costs'!R$427,\nIF($G216=\"Proportionate to population of equipment type\",$H216*INDEX(L$248:L$262,MATCH($E216,$E$157:$E$171,0)),M191))","v":0},{"$f":"IF($G216=\"Proportionate to meter population\",$H216*'Input | Meters Vols & Costs'!S$427,\nIF($G216=\"Proportionate to population of equipment type\",$H216*INDEX(M$248:M$262,MATCH($E216,$E$157:$E$171,0)),N191))","v":0},{"$f":"IF($G216=\"Proportionate to meter population\",$H216*'Input | Meters Vols & Costs'!T$427,\nIF($G216=\"Proportionate to population of equipment type\",$H216*INDEX(N$248:N$262,MATCH($E216,$E$157:$E$171,0)),O191))","v":0},{"$f":"IF($G216=\"Proportionate to meter population\",$H216*'Input | Meters Vols & Costs'!U$427,\nIF($G216=\"Proportionate to population of equipment type\",$H216*INDEX(O$248:O$262,MATCH($E216,$E$157:$E$171,0)),P191))","v":0},{"$f":"IF($G216=\"Proportionate to meter population\",$H216*'Input | Meters Vols & Costs'!V$427,\nIF($G216=\"Proportionate to population of equipment type\",$H216*INDEX(P$248:P$262,MATCH($E216,$E$157:$E$171,0)),Q191))","v":0}]
[null,null,null,null,0,0,0,0,null,null,{"$f":"IF($G217=\"Proportionate to meter population\",$H217*'Input | Meters Vols & Costs'!P$427,\nIF($G217=\"Proportionate to population of equipment type\",$H217*INDEX(J$248:J$262,MATCH($E217,$E$157:$E$171,0)),K192))","v":0},{"$f":"IF($G217=\"Proportionate to meter population\",$H217*'Input | Meters Vols & Costs'!Q$427,\nIF($G217=\"Proportionate to population of equipment type\",$H217*INDEX(K$248:K$262,MATCH($E217,$E$157:$E$171,0)),L192))","v":0},{"$f":"IF($G217=\"Proportionate to meter population\",$H217*'Input | Meters Vols & Costs'!R$427,\nIF($G217=\"Proportionate to population of equipment type\",$H217*INDEX(L$248:L$262,MATCH($E217,$E$157:$E$171,0)),M192))","v":0},{"$f":"IF($G217=\"Proportionate to meter population\",$H217*'Input | Meters Vols & Costs'!S$427,\nIF($G217=\"Proportionate to population of equipment type\",$H217*INDEX(M$248:M$262,MATCH($E217,$E$157:$E$171,0)),N192))","v":0},{"$f":"IF($G217=\"Proportionate to meter population\",$H217*'Input | Meters Vols & Costs'!T$427,\nIF($G217=\"Proportionate to population of equipment type\",$H217*INDEX(N$248:N$262,MATCH($E217,$E$157:$E$171,0)),O192))","v":0},{"$f":"IF($G217=\"Proportionate to meter population\",$H217*'Input | Meters Vols & Costs'!U$427,\nIF($G217=\"Proportionate to population of equipment type\",$H217*INDEX(O$248:O$262,MATCH($E217,$E$157:$E$171,0)),P192))","v":0},{"$f":"IF($G217=\"Proportionate to meter population\",$H217*'Input | Meters Vols & Costs'!V$427,\nIF($G217=\"Proportionate to population of equipment type\",$H217*INDEX(P$248:P$262,MATCH($E217,$E$157:$E$171,0)),Q192))","v":0}]
[null,null,null,null,0,0,0,0,null,null,{"$f":"IF($G218=\"Proportionate to meter population\",$H218*'Input | Meters Vols & Costs'!P$427,\nIF($G218=\"Proportionate to population of equipment type\",$H218*INDEX(J$248:J$262,MATCH($E218,$E$157:$E$171,0)),K193))","v":0},{"$f":"IF($G218=\"Proportionate to meter population\",$H218*'Input | Meters Vols & Costs'!Q$427,\nIF($G218=\"Proportionate to population of equipment type\",$H218*INDEX(K$248:K$262,MATCH($E218,$E$157:$E$171,0)),L193))","v":0},{"$f":"IF($G218=\"Proportionate to meter population\",$H218*'Input | Meters Vols & Costs'!R$427,\nIF($G218=\"Proportionate to population of equipment type\",$H218*INDEX(L$248:L$262,MATCH($E218,$E$157:$E$171,0)),M193))","v":0},{"$f":"IF($G218=\"Proportionate to meter population\",$H218*'Input | Meters Vols & Costs'!S$427,\nIF($G218=\"Proportionate to population of equipment type\",$H218*INDEX(M$248:M$262,MATCH($E218,$E$157:$E$171,0)),N193))","v":0},{"$f":"IF($G218=\"Proportionate to meter population\",$H218*'Input | Meters Vols & Costs'!T$427,\nIF($G218=\"Proportionate to population of equipment type\",$H218*INDEX(N$248:N$262,MATCH($E218,$E$157:$E$171,0)),O193))","v":0},{"$f":"IF($G218=\"Proportionate to meter population\",$H218*'Input | Meters Vols & Costs'!U$427,\nIF($G218=\"Proportionate to population of equipment type\",$H218*INDEX(O$248:O$262,MATCH($E218,$E$157:$E$171,0)),P193))","v":0},{"$f":"IF($G218=\"Proportionate to meter population\",$H218*'Input | Meters Vols & Costs'!V$427,\nIF($G218=\"Proportionate to population of equipment type\",$H218*INDEX(P$248:P$262,MATCH($E218,$E$157:$E$171,0)),Q193))","v":0}]
[null,null,null,null,0,0,0,0,null,null,{"$f":"IF($G219=\"Proportionate to meter population\",$H219*'Input | Meters Vols & Costs'!P$427,\nIF($G219=\"Proportionate to population of equipment type\",$H219*INDEX(J$248:J$262,MATCH($E219,$E$157:$E$171,0)),K194))","v":0},{"$f":"IF($G219=\"Proportionate to meter population\",$H219*'Input | Meters Vols & Costs'!Q$427,\nIF($G219=\"Proportionate to population of equipment type\",$H219*INDEX(K$248:K$262,MATCH($E219,$E$157:$E$171,0)),L194))","v":0},{"$f":"IF($G219=\"Proportionate to meter population\",$H219*'Input | Meters Vols & Costs'!R$427,\nIF($G219=\"Proportionate to population of equipment type\",$H219*INDEX(L$248:L$262,MATCH($E219,$E$157:$E$171,0)),M194))","v":0},{"$f":"IF($G219=\"Proportionate to meter population\",$H219*'Input | Meters Vols & Costs'!S$427,\nIF($G219=\"Proportionate to population of equipment type\",$H219*INDEX(M$248:M$262,MATCH($E219,$E$157:$E$171,0)),N194))","v":0},{"$f":"IF($G219=\"Proportionate to meter population\",$H219*'Input | Meters Vols & Costs'!T$427,\nIF($G219=\"Proportionate to population of equipment type\",$H219*INDEX(N$248:N$262,MATCH($E219,$E$157:$E$171,0)),O194))","v":0},{"$f":"IF($G219=\"Proportionate to meter population\",$H219*'Input | Meters Vols & Costs'!U$427,\nIF($G219=\"Proportionate to population of equipment type\",$H219*INDEX(O$248:O$262,MATCH($E219,$E$157:$E$171,0)),P194))","v":0},{"$f":"IF($G219=\"Proportionate to meter population\",$H219*'Input | Meters Vols & Costs'!V$427,\nIF($G219=\"Proportionate to population of equipment type\",$H219*INDEX(P$248:P$262,MATCH($E219,$E$157:$E$171,0)),Q194))","v":0}]
[null,null,null,null,0,0,0,0,null,null,{"$f":"IF($G220=\"Proportionate to meter population\",$H220*'Input | Meters Vols & Costs'!P$427,\nIF($G220=\"Proportionate to population of equipment type\",$H220*INDEX(J$248:J$262,MATCH($E220,$E$157:$E$171,0)),K195))","v":0},{"$f":"IF($G220=\"Proportionate to meter population\",$H220*'Input | Meters Vols & Costs'!Q$427,\nIF($G220=\"Proportionate to population of equipment type\",$H220*INDEX(K$248:K$262,MATCH($E220,$E$157:$E$171,0)),L195))","v":0},{"$f":"IF($G220=\"Proportionate to meter population\",$H220*'Input | Meters Vols & Costs'!R$427,\nIF($G220=\"Proportionate to population of equipment type\",$H220*INDEX(L$248:L$262,MATCH($E220,$E$157:$E$171,0)),M195))","v":0},{"$f":"IF($G220=\"Proportionate to meter population\",$H220*'Input | Meters Vols & Costs'!S$427,\nIF($G220=\"Proportionate to population of equipment type\",$H220*INDEX(M$248:M$262,MATCH($E220,$E$157:$E$171,0)),N195))","v":0},{"$f":"IF($G220=\"Proportionate to meter population\",$H220*'Input | Meters Vols & Costs'!T$427,\nIF($G220=\"Proportionate to population of equipment type\",$H220*INDEX(N$248:N$262,MATCH($E220,$E$157:$E$171,0)),O195))","v":0},{"$f":"IF($G220=\"Proportionate to meter population\",$H220*'Input | Meters Vols & Costs'!U$427,\nIF($G220=\"Proportionate to population of equipment type\",$H220*INDEX(O$248:O$262,MATCH($E220,$E$157:$E$171,0)),P195))","v":0},{"$f":"IF($G220=\"Proportionate to meter population\",$H220*'Input | Meters Vols & Costs'!V$427,\nIF($G220=\"Proportionate to population of equipment type\",$H220*INDEX(P$248:P$262,MATCH($E220,$E$157:$E$171,0)),Q195))","v":0}]
[null,null,null,null,0,0,0,0,null,null,{"$f":"IF($G221=\"Proportionate to meter population\",$H221*'Input | Meters Vols & Costs'!P$427,\nIF($G221=\"Proportionate to population of equipment type\",$H221*INDEX(J$248:J$262,MATCH($E221,$E$157:$E$171,0)),K196))","v":0},{"$f":"IF($G221=\"Proportionate to meter population\",$H221*'Input | Meters Vols & Costs'!Q$427,\nIF($G221=\"Proportionate to population of equipment type\",$H221*INDEX(K$248:K$262,MATCH($E221,$E$157:$E$171,0)),L196))","v":0},{"$f":"IF($G221=\"Proportionate to meter population\",$H221*'Input | Meters Vols & Costs'!R$427,\nIF($G221=\"Proportionate to population of equipment type\",$H221*INDEX(L$248:L$262,MATCH($E221,$E$157:$E$171,0)),M196))","v":0},{"$f":"IF($G221=\"Proportionate to meter population\",$H221*'Input | Meters Vols & Costs'!S$427,\nIF($G221=\"Proportionate to population of equipment type\",$H221*INDEX(M$248:M$262,MATCH($E221,$E$157:$E$171,0)),N196))","v":0},{"$f":"IF($G221=\"Proportionate to meter population\",$H221*'Input | Meters Vols & Costs'!T$427,\nIF($G221=\"Proportionate to population of equipment type\",$H221*INDEX(N$248:N$262,MATCH($E221,$E$157:$E$171,0)),O196))","v":0},{"$f":"IF($G221=\"Proportionate to meter population\",$H221*'Input | Meters Vols & Costs'!U$427,\nIF($G221=\"Proportionate to population of equipment type\",$H221*INDEX(O$248:O$262,MATCH($E221,$E$157:$E$171,0)),P196))","v":0},{"$f":"IF($G221=\"Proportionate to meter population\",$H221*'Input | Meters Vols & Costs'!V$427,\nIF($G221=\"Proportionate to population of equipment type\",$H221*INDEX(P$248:P$262,MATCH($E221,$E$157:$E$171,0)),Q196))","v":0}]
[]
[null,null,"ii","Impact on Population",null,null,null,null,null,null,null,null,"Forecast RP"]
[null,null,null,null,"Equipment Type","Action/Driver","Volume basis","Volume factor",null,{"$f":"J$82","v":"2023-24"},{"$f":"K$82","v":"2024-25"},{"$f":"L$82","v":"2025-26"},"2026-27","2027-28","2028-29","2029-30","2030-31"]
[null,null,null,null,{"$f":"ICC_AllocFields","v":"Access Points"},"Growth",{"$f":"G202","v":"Enter annual volume"},"N/A",null,null,{"$f":"IFERROR(ROUNDUP(K202*INDEX(ICC_Calc_PopImpact,MATCH($F202,ICC_Action,0)),0),0)","v":4},4,155,127,10,10,5]
[null,null,null,null,"Relays","Growth","Enter annual volume","N/A",null,null,3,3,3,3,3,3,3]
[null,null,null,null,"Antennas","Growth","Enter annual volume","N/A",null,null,200,200,200,200,200,200,200]
[null,null,null,null,"Batteries","Growth","Enter annual volume","N/A",null,null,0,0,0,0,0,0,0]
[null,null,null,null,"Access Points","Replacements - faults and failures","Enter annual volume","N/A",null,null,0,0,0,0,0,0,0]
[null,null,null,null,"Batteries","Replacements - faults and failures","Enter annual volume","N/A",null,null,0,0,0,0,0,0,0]
[null,null,null,null,"Modems","Replacements - faults and failures","Enter annual volume","N/A",null,null,0,0,0,0,0,0,0]
[null,null,null,null,"MicroAP 4G","Replacements - faults and failures","Enter annual volume","N/A",null,null,0,0,0,0,0,0,0]
[null,null,null,null,"MicroAP 4G","Growth","Enter annual volume","N/A",null,null,10,10,310,210,10,10,10]
[null,null,null,null,0,0,0,0,null,null,0,0,0,0,0,0,0]
[null,null,null,null,0,0,0,0,null,null,{"$f":"IFERROR(ROUNDUP(K212*INDEX(ICC_Calc_PopImpact,MATCH($F212,ICC_Action,0)),0),0)","v":0},0,0,0,0,0,0]
[null,null,null,null,0,0,0,0,null,null,0,0,0,0,0,0,0]
[null,null,null,null,0,0,0,0,null,null,0,0,0,0,0,0,0]
[null,null,null,null,0,0,0,0,null,null,0,0,0,0,0,0,0]
[null,null,null,null,0,0,0,0,null,null,0,0,0,0,0,0,0]
[null,null,null,null,0,0,0,0,null,null,0,0,0,0,0,0,0]
[null,null,null,null,0,0,0,0,null,null,0,0,0,0,0,0,0]
[null,null,null,null,0,0,0,0,null,null,0,0,0,0,0,0,0]
[null,null,null,null,0,0,0,0,null,null,0,0,0,0,0,0,0]
[null,null,null,null,0,0,0,0,null,null,0,0,0,0,0,0,0]
[]
[null,null,"iii","Population @ End of Year",null,null,null,null,null,null,null,null,"Forecast RP"]
[null,null,null,null,"Equipment Type","Units",null,null,null,{"$f":"J$82","v":"2023-24"},{"$f":"K$82","v":"2024-25"},{"$f":"L$82","v":"2025-26"},"2026-27","2027-28","2028-29","2029-30","2030-31"]
[null,null,null,null,{"$f":"ICC_EquipType","v":"Access Points"},"No.",null,null,null,{"$f":"IF(J$247=Capex_BaseYear,$G157,\nIF(K$247=Capex_BaseYear,0,I248+SUMIFS(J$225:J$244,$E$225:$E$244,$E248)))","v":650},654,658,{"$f":"L248+SUMIFS(M$225:M$244,$E$225:$E$244,$E248)","v":813},940,950,960,965]
[null,null,null,null,"Relays","No.",null,null,null,860,863,866,869,872,875,878,881]
[null,null,null,null,"Antennas","No.",null,null,null,60000,60200,60400,60600,60800,61000,61200,61400]
[null,null,null,null,"Batteries","No.",null,null,null,1460,1460,1460,1460,1460,1460,1460,1460]
[null,null,null,null,"Modems","No.",null,null,null,800000,800000,800000,800000,800000,800000,800000,800000]
[null,null,null,null,"MicroAP 4G","No.",null,null,null,8500,8510,8520,8830,9040,9050,9060,9070]
[null,null,null,null,0,"No.",null,null,null,0,0,0,0,0,0,0,0]
[null,null,null,null,0,"No.",null,null,null,0,0,0,0,0,0,0,0]
[null,null,null,null,0,"No.",null,null,null,0,0,0,0,0,0,0,0]
[null,null,null,null,0,"No.",null,null,null,0,0,0,0,0,0,0,0]
[null,null,null,null,0,"No.",null,null,null,0,0,0,0,0,0,0,0]
[null,null,null,null,0,"No.",null,null,null,0,0,0,0,0,0,0,0]
[null,null,null,null,0,"No.",null,null,null,0,0,0,0,0,0,0,0]
[null,null,null,null,0,"No.",null,null,null,0,0,0,0,0,0,0,0]
[null,null,null,null,0,"No.",null,null,null,0,0,0,0,0,0,0,0]

{"sheet":"Calculations >","index":10,"n_rows":1,"n_cols":1,"rows_kept":1,"cut":false,"hidden":false,"merged":[]}
["w"]

{"sheet":"Calc | Meters Detail","index":11,"n_rows":662,"n_cols":22,"rows_kept":662,"cut":false,"hidden":false,"merged":[[5,0,5,10]]}
[null,{"$f":"'Input|General'!B1&\" v\"&'Input|General'!$D$2","v":"AER Metering Opex & Capex Forecasting Model  v1.08"}]
[null,{"$f":"MID(CELL(\"filename\",A1),FIND(\"]\",CELL(\"filename\",A1))+1,255)","v":"Calc | Meters Detail"}]
[]
[]
[]
["Extra: Detailed Cost Tables - including real price escalation"]
[]
[null,null,null,null,null,null,null,null,null,null,null,null,null,null,1,2,3,4,5,6,7]
[null,"a","Labour Costs"]
[null,null,null,1,{"$f":"'Input | Meters Vols & Costs'!$G$29","v":"New Meter Installations - Growth"}]
[]
[null,null,null,null,null,{"$f":"I_MeterTypes[[#Headers],[Meter Type]]","v":"Meter Type"},{"$f":"I_MeterTypes[[#Headers],[RIN Subcategory 1]]","v":"RIN Subcategory 1"},{"$f":"I_MeterTypes[[#Headers],[RIN Subcategory 2]]","v":"RIN Subcategory 2"},{"$f":"I_MeterTypes[[#Headers],[AER Type]]","v":"AER Type"},{"$f":"I_MeterTypes[[#Headers],[RIN Subcategory 3]]","v":"RIN Subcategory 3"},{"$f":"I_MeterTypes[[#Headers],[Meter Code]]","v":"Meter Code"},"Units","Basis",null,{"$f":"'Input | Meters Vols & Costs'!O$171","v":"2024-25"},{"$f":"'Input | Meters Vols & Costs'!P$171","v":"2025-26"},{"$f":"'Input | Meters Vols & Costs'!Q$171","v":"2026-27"},{"$f":"'Input | Meters Vols & Costs'!R$171","v":"2027-28"},{"$f":"'Input | Meters Vols & Costs'!S$171","v":"2028-29"},{"$f":"'Input | Meters Vols & Costs'!T$171","v":"2029-30"},{"$f":"'Input | Meters Vols & Costs'!U$171","v":"2030-31"},"Total"]
[null,null,null,null,null,{"$f":"I_MeterTypes[Meter Type]","v":"AMI - Single Phase, single element"},{"$f":"I_MeterTypes[RIN Subcategory 1]","v":"Single Phase Meter Population"},{"$f":"I_MeterTypes[RIN Subcategory 2]","v":"Other"},{"$f":"I_MeterTypes[AER Type]","v":"Meter Type 4"},{"$f":"I_MeterTypes[RIN Subcategory 3]","v":"Single phase single element - AMI"},{"$f":"I_MeterTypes[Meter Code]","v":"AMI 1ph 1e"},"$dollars",{"$f":"Basis_Capex","v":"2024-06-01"},null,0,0,0,0,0,0,0,{"$f":"SUM(N13:U13)","v":0}]
[null,null,null,null,null,"AMI - Single Phase, two element","Single Phase Meter Population","Other","Meter Type 4","Single phase two element with contactor - AMI","AMI 1ph 2e","$dollars","2024-06-01",null,0,0,0,0,0,0,0,0]
[null,null,null,null,null,"AMI - 3 Phase DC","Multi Phase Meter Population","Direct Connect Meter Population","Meter Type 4","Three phase - AMI","AMI 3ph DC","$dollars","2024-06-01",null,0,0,0,0,0,0,0,0]
[null,null,null,null,null,"AMI 3Ph CT","Multi Phase Meter Population","Current Transformer Connected Meter Population","Meter Type 4","Three phase - AMI","AMI 3ph CT","$dollars","2024-06-01",null,0,0,0,0,0,0,0,0]
[null,null,null,null,null,"Non AMI - Type 5 Locally read Interval - Single Phase","Single Phase Meter Population","Direct Connect Meter Population","Meter Type 5",0,"INT 1ph","$dollars","2024-06-01",null,0,0,0,0,0,0,0,0]
[null,null,null,null,null,"Non AMI - Type 5 Locally read Interval - 3 Phase","Multi Phase Meter Population","Direct Connect Meter Population","Meter Type 5",0,"INT 3ph","$dollars","2024-06-01",null,0,0,0,0,0,0,0,0]
[null,null,null,null,null,"Non AMI - Type 5 Locally read Interval - 3 Phase - CT","Multi Phase Meter Population","Current Transformer Connected Meter Population","Meter Type 5",0,"INT 3ph CT","$dollars","2024-06-01",null,0,0,0,0,0,0,0,0]
[null,null,null,null,null,"Non AMI - Type 6 Locally read Accumulation - Single Phase","Single Phase Meter Population","Direct Connect Meter Population","Meter Type 6",0,"ACC 1ph","$dollars","2024-06-01",null,0,0,0,0,0,0,0,0]
[null,null,null,null,null,"Non AMI - Type 6 Locally read Accumulation - 3 Phase","Multi Phase Meter Population","Direct Connect Meter Population","Meter Type 6",0,"ACC 3ph","$dollars","2024-06-01",null,0,0,0,0,0,0,0,0]
[null,null,null,null,null,"Pole Top Meter Housing",0,"Other","Meter Type 4",0,"Meter housing to ensure compliance","$dollars","2024-06-01",null,0,0,0,0,0,0,0,0]
[null,null,null,null,null,0,0,0,0,0,0,"$dollars","2024-06-01",null,0,0,0,0,0,0,0,0]
[null,null,null,null,null,0,0,0,0,0,0,"$dollars","2024-06-01",null,0,0,0,0,0,0,0,0]
[null,null,null,null,null,0,0,0,0,0,0,"$dollars","2024-06-01",null,0,0,0,0,0,0,0,0]
[null,null,null,null,null,0,0,0,0,0,0,"$dollars","2024-06-01",null,0,0,0,0,0,0,0,0]
[null,null,null,null,null,0,0,0,0,0,0,"$dollars","2024-06-01",null,0,0,0,0,0,0,0,0]
[null,null,null,null,null,"Total",null,null,null,null,null,"$dollars","2024-06-01",null,{"$f":"SUM(O13:O27)","v":0},{"$f":"SUM(P13:P27)","v":0},0,0,0,0,0,{"$f":"SUM(Q28:U28)","v":0}]
[]
[null,null,null,2,{"$f":"'Input | Meters Vols & Costs'!$G$30","v":"Refurbished meters"}]
[]
[null,null,null,null,null,{"$f":"I_MeterTypes[[#Headers],[Meter Type]]","v":"Meter Type"},{"$f":"I_MeterTypes[[#Headers],[RIN Subcategory 1]]","v":"RIN Subcategory 1"},{"$f":"I_MeterTypes[[#Headers],[RIN Subcategory 2]]","v":"RIN Subcategory 2"},{"$f":"I_MeterTypes[[#Headers],[AER Type]]","v":"AER Type"},{"$f":"I_MeterTypes[[#Headers],[RIN Subcategory 3]]","v":"RIN Subcategory 3"},{"$f":"I_MeterTypes[[#Headers],[Meter Code]]","v":"Meter Code"},"Units","Basis",null,{"$f":"O$12","v":"2024-25"},{"$f":"P$12","v":"2025-26"},"2026-27","2027-28","2028-29","2029-30","2030-31","Total"]
[null,null,null,null,null,{"$f":"I_MeterTypes[Meter Type]","v":"AMI - Single Phase, single element"},{"$f":"I_MeterTypes[RIN Subcategory 1]","v":"Single Phase Meter Population"},{"$f":"I_MeterTypes[RIN Subcategory 2]","v":"Other"},{"$f":"I_MeterTypes[AER Type]","v":"Meter Type 4"},{"$f":"I_MeterTypes[RIN Subcategory 3]","v":"Single phase single element - AMI"},{"$f":"I_MeterTypes[Meter Code]","v":"AMI 1ph 1e"},"$dollars",{"$f":"Basis_Capex","v":"2024-06-01"},null,0,0,0,0,0,0,0,{"$f":"SUM(N33:U33)","v":0}]
[null,null,null,null,null,"AMI - Single Phase, two element","Single Phase Meter Population","Other","Meter Type 4","Single phase two element with contactor - AMI","AMI 1ph 2e","$dollars","2024-06-01",null,0,0,0,0,0,0,0,0]
[null,null,null,null,null,"AMI - 3 Phase DC","Multi Phase Meter Population","Direct Connect Meter Population","Meter Type 4","Three phase - AMI","AMI 3ph DC","$dollars","2024-06-01",null,0,0,0,0,0,0,0,0]
[null,null,null,null,null,"AMI 3Ph CT","Multi Phase Meter Population","Current Transformer Connected Meter Population","Meter Type 4","Three phase - AMI","AMI 3ph CT","$dollars","2024-06-01",null,0,0,0,0,0,0,0,0]
[null,null,null,null,null,"Non AMI - Type 5 Locally read Interval - Single Phase","Single Phase Meter Population","Direct Connect Meter Population","Meter Type 5",0,"INT 1ph","$dollars","2024-06-01",null,0,0,0,0,0,0,0,0]
[null,null,null,null,null,"Non AMI - Type 5 Locally read Interval - 3 Phase","Multi Phase Meter Population","Direct Connect Meter Population","Meter Type 5",0,"INT 3ph","$dollars","2024-06-01",null,0,0,0,0,0,0,0,0]
[null,null,null,null,null,"Non AMI - Type 5 Locally read Interval - 3 Phase - CT","Multi Phase Meter Population","Current Transformer Connected Meter Population","Meter Type 5",0,"INT 3ph CT","$dollars","2024-06-01",null,0,0,0,0,0,0,0,0]
[null,null,null,null,null,"Non AMI - Type 6 Locally read Accumulation - Single Phase","Single Phase Meter Population","Direct Connect Meter Population","Meter Type 6",0,"ACC 1ph","$dollars","2024-06-01",null,0,0,0,0,0,0,0,0]
[null,null,null,null,null,"Non AMI - Type 6 Locally read Accumulation - 3 Phase","Multi Phase Meter Population","Direct Connect Meter Population","Meter Type 6",0,"ACC 3ph","$dollars","2024-06-01",null,0,0,0,0,0,0,0,0]
[null,null,null,null,null,"Pole Top Meter Housing",0,"Other","Meter Type 4",0,"Meter housing to ensure compliance","$dollars","2024-06-01",null,0,0,0,0,0,0,0,0]
[null,null,null,null,null,0,0,0,0,0,0,"$dollars","2024-06-01",null,0,0,0,0,0,0,0,0]
[null,null,null,null,null,0,0,0,0,0,0,"$dollars","2024-06-01",null,0,0,0,0,0,0,0,0]
[null,null,null,null,null,0,0,0,0,0,0,"$dollars","2024-06-01",null,0,0,0,0,0,0,0,0]
[null,null,null,null,null,0,0,0,0,0,0,"$dollars","2024-06-01",null,0,0,0,0,0,0,0,0]
[null,null,null,null,null,0,0,0,0,0,0,"$dollars","2024-06-01",null,0,0,0,0,0,0,0,0]
[null,null,null,null,null,"Total",null,null,null,null,null,"$dollars","2024-06-01",null,{"$f":"SUM(O33:O47)","v":0},{"$f":"SUM(P33:P47)","v":0},0,0,0,0,0,{"$f":"SUM(Q48:U48)","v":0}]
[]
[null,null,null,3,{"$f":"'Input | Meters Vols & Costs'!$G$31","v":"Replacements - End of life"}]
[]
[null,null,null,null,null,{"$f":"I_MeterTypes[[#Headers],[Meter Type]]","v":"Meter Type"},{"$f":"I_MeterTypes[[#Headers],[RIN Subcategory 1]]","v":"RIN Subcategory 1"},{"$f":"I_MeterTypes[[#Headers],[RIN Subcategory 2]]","v":"RIN Subcategory 2"},{"$f":"I_MeterTypes[[#Headers],[AER Type]]","v":"AER Type"},{"$f":"I_MeterTypes[[#Headers],[RIN Subcategory 3]]","v":"RIN Subcategory 3"},{"$f":"I_MeterTypes[[#Headers],[Meter Code]]","v":"Meter Code"},"Units","Basis",null,{"$f":"O$12","v":"2024-25"},{"$f":"P$12","v":"2025-26"},"2026-27","2027-28","2028-29","2029-30","2030-31","Total"]
[null,null,null,null,null,{"$f":"I_MeterTypes[Meter Type]","v":"AMI - Single Phase, single element"},{"$f":"I_MeterTypes[RIN Subcategory 1]","v":"Single Phase Meter Population"},{"$f":"I_MeterTypes[RIN Subcategory 2]","v":"Other"},{"$f":"I_MeterTypes[AER Type]","v":"Meter Type 4"},{"$f":"I_MeterTypes[RIN Subcategory 3]","v":"Single phase single element - AMI"},{"$f":"I_MeterTypes[Meter Code]","v":"AMI 1ph 1e"},"$dollars",{"$f":"Basis_Capex","v":"2024-06-01"},null,0,0,0,0,9611483.4530280828,18397271.505134657,17767200.345140364,{"$f":"SUM(N53:U53)","v":45775955.303303108}]
[null,null,null,null,null,"AMI - Single Phase, two element","Single Phase Meter Population","Other","Meter Type 4","Single phase two element with contactor - AMI","AMI 1ph 2e","$dollars","2024-06-01",null,0,0,0,0,240.2930936530434,1061474.6000371205,3053696.6074836506,4115411.5006144242]
[null,null,null,null,null,"AMI - 3 Phase DC","Multi Phase Meter Population","Direct Connect Meter Population","Meter Type 4","Three phase - AMI","AMI 3ph DC","$dollars","2024-06-01",null,0,0,0,0,0,0,0,0]
[null,null,null,null,null,"AMI 3Ph CT","Multi Phase Meter Population","Current Transformer Connected Meter Population","Meter Type 4","Three phase - AMI","AMI 3ph CT","$dollars","2024-06-01",null,0,0,0,0,0,0,0,0]
[null,null,null,null,null,"Non AMI - Type 5 Locally read Interval - Single Phase","Single Phase Meter Population","Direct Connect Meter Population","Meter Type 5",0,"INT 1ph","$dollars","2024-06-01",null,6182.0738061242992,6232.1517912274176,6290.1950889621385,6342.7707764902498,7074.7464491697328,7304.5695298813962,7526.5261803791418,46953.033622234376]
[null,null,null,null,null,"Non AMI - Type 5 Locally read Interval - 3 Phase","Multi Phase Meter Population","Direct Connect Meter Population","Meter Type 5",0,"INT 3ph","$dollars","2024-06-01",null,2318.2776772966126,2337.056921710282,2358.8231583608022,2378.5390411838439,2402.9309365304339,2432.3432631464721,2457.1102409749365,16685.081239203384]
[null,null,null,null,null,"Non AMI - Type 5 Locally read Interval - 3 Phase - CT","Multi Phase Meter Population","Current Transformer Connected Meter Population","Meter Type 5",0,"INT 3ph CT","$dollars","2024-06-01",null,386379.61288276868,389509.48695171362,393137.19306013366,396423.17353064055,400488.48942173895,405390.54385774536,409518.37349582277,2780846.8732005637]
[null,null,null,null,null,"Non AMI - Type 6 Locally read Accumulation - Single Phase","Single Phase Meter Population","Direct Connect Meter Population","Meter Type 6",0,"ACC 1ph","$dollars","2024-06-01",null,0,0,0,0,0,0,0,0]
[null,null,null,null,null,"Non AMI - Type 6 Locally read Accumulation - 3 Phase","Multi Phase Meter Population","Direct Connect Meter Population","Meter Type 6",0,"ACC 3ph","$dollars","2024-06-01",null,0,0,0,0,0,0,0,0]
[null,null,null,null,null,"Pole Top Meter Housing",0,"Other","Meter Type 4",0,"Meter housing to ensure compliance","$dollars","2024-06-01",null,0,0,0,0,0,0,0,0]
[null,null,null,null,null,0,0,0,0,0,0,"$dollars","2024-06-01",null,0,0,0,0,0,0,0,0]
[null,null,null,null,null,0,0,0,0,0,0,"$dollars","2024-06-01",null,0,0,0,0,0,0,0,0]
[null,null,null,null,null,0,0,0,0,0,0,"$dollars","2024-06-01",null,0,0,0,0,0,0,0,0]
[null,null,null,null,null,0,0,0,0,0,0,"$dollars","2024-06-01",null,0,0,0,0,0,0,0,0]
[null,null,null,null,null,0,0,0,0,0,0,"$dollars","2024-06-01",null,0,0,0,0,0,0,0,0]
[null,null,null,null,null,"Total",null,null,null,null,null,"$dollars","2024-06-01",null,{"$f":"SUM(O53:O60)","v":394879.96436618961},{"$f":"SUM(P53:P60)","v":398078.69566465134},401786.2113074566,405144.48334831465,10021689.912929175,19873873.561822549,21240398.962541193,{"$f":"SUM(Q68:U68)","v":51942893.131948687}]
[]
[null,null,null,4,{"$f":"'Input | Meters Vols & Costs'!$G$32","v":"Replacements - Failures and faults"}]
[]
[null,null,null,null,null,{"$f":"I_MeterTypes[[#Headers],[Meter Type]]","v":"Meter Type"},{"$f":"I_MeterTypes[[#Headers],[RIN Subcategory 1]]","v":"RIN Subcategory 1"},{"$f":"I_MeterTypes[[#Headers],[RIN Subcategory 2]]","v":"RIN Subcategory 2"},{"$f":"I_MeterTypes[[#Headers],[AER Type]]","v":"AER Type"},{"$f":"I_MeterTypes[[#Headers],[RIN Subcategory 3]]","v":"RIN Subcategory 3"},{"$f":"I_MeterTypes[[#Headers],[Meter Code]]","v":"Meter Code"},"Units","Basis",null,{"$f":"O$12","v":"2024-25"},{"$f":"P$12","v":"2025-26"},"2026-27","2027-28","2028-29","2029-30","2030-31","Total"]
[null,null,null,null,null,{"$f":"I_MeterTypes[Meter Type]","v":"AMI - Single Phase, single element"},{"$f":"I_MeterTypes[RIN Subcategory 1]","v":"Single Phase Meter Population"},{"$f":"I_MeterTypes[RIN Subcategory 2]","v":"Other"},{"$f":"I_MeterTypes[AER Type]","v":"Meter Type 4"},{"$f":"I_MeterTypes[RIN Subcategory 3]","v":"Single phase single element - AMI"},{"$f":"I_MeterTypes[Meter Code]","v":"AMI 1ph 1e"},"$dollars",{"$f":"Basis_Capex","v":"2024-06-01"},null,830716.16769795271,854194.30488510791,879447.90087551903,904637.68199692178,950669.05410718278,981551.53057781246,1011376.9554884471,{"$f":"SUM(N73:U73)","v":6412593.5956289433}]
[null,null,null,null,null,"AMI - Single Phase, two element","Single Phase Meter Population","Other","Meter Type 4","Single phase two element with contactor - AMI","AMI 1ph 2e","$dollars","2024-06-01",null,285920.91353324882,294079.66264854377,302715.63865630294,311192.19122155284,327207.02327410009,337836.34075701452,348101.83584253531,2207053.6059332984]
[null,null,null,null,null,"AMI - 3 Phase DC","Multi Phase Meter Population","Direct Connect Meter Population","Meter Type 4","Three phase - AMI","AMI 3ph DC","$dollars","2024-06-01",null,434677.06449311477,447156.89102056721,459970.51588035637,473329.26919558481,497443.10970724683,513602.54506978561,529208.87205790845,3355388.2674245639]
[null,null,null,null,null,"AMI 3Ph CT","Multi Phase Meter Population","Current Transformer Connected Meter Population","Meter Type 4","Three phase - AMI","AMI 3ph CT","$dollars","2024-06-01",null,24148.725805173042,25318.116651861386,25553.917548908692,26758.564213318241,27635.728317069272,28533.474726099201,29400.492892106024,187349.02015453586]
[null,null,null,null,null,"Non AMI - Type 5 Locally read Interval - Single Phase","Single Phase Meter Population","Direct Connect Meter Population","Meter Type 5",0,"INT 1ph","$dollars","2024-06-01",null,0,0,0,0,0,0,0,0]
[null,null,null,null,null,"Non AMI - Type 5 Locally read Interval - 3 Phase","Multi Phase Meter Population","Direct Connect Meter Population","Meter Type 5",0,"INT 3ph","$dollars","2024-06-01",null,0,0,0,0,0,0,0,0]
[null,null,null,null,null,"Non AMI - Type 5 Locally read Interval - 3 Phase - CT","Multi Phase Meter Population","Current Transformer Connected Meter Population","Meter Type 5",0,"INT 3ph CT","$dollars","2024-06-01",null,0,0,0,0,0,0,0,0]
[null,null,null,null,null,"Non AMI - Type 6 Locally read Accumulation - Single Phase","Single Phase Meter Population","Direct Connect Meter Population","Meter Type 6",0,"ACC 1ph","$dollars","2024-06-01",null,0,0,0,0,0,0,0,0]
[null,null,null,null,null,"Non AMI - Type 6 Locally read Accumulation - 3 Phase","Multi Phase Meter Population","Direct Connect Meter Population","Meter Type 6",0,"ACC 3ph","$dollars","2024-06-01",null,0,0,0,0,0,0,0,0]
[null,null,null,null,null,"Pole Top Meter Housing",0,"Other","Meter Type 4",0,"Meter housing to ensure compliance","$dollars","2024-06-01",null,0,0,0,0,0,0,0,0]
[null,null,null,null,null,0,0,0,0,0,0,"$dollars","2024-06-01",null,0,0,0,0,0,0,0,0]
[null,null,null,null,null,0,0,0,0,0,0,"$dollars","2024-06-01",null,0,0,0,0,0,0,0,0]
[null,null,null,null,null,0,0,0,0,0,0,"$dollars","2024-06-01",null,0,0,0,0,0,0,0,0]
[null,null,null,null,null,0,0,0,0,0,0,"$dollars","2024-06-01",null,0,0,0,0,0,0,0,0]
[null,null,null,null,null,0,0,0,0,0,0,"$dollars","2024-06-01",null,0,0,0,0,0,0,0,0]
[null,null,null,null,null,"Total",null,null,null,null,null,"$dollars","2024-06-01",null,{"$f":"SUM(O73:O87)","v":1575462.8715294893},{"$f":"SUM(P73:P87)","v":1620748.9752060804},1667687.9729610868,1715917.7066273778,1802954.9154055989,1861523.8911307119,1918088.156280997,{"$f":"SUM(Q88:U88)","v":8966172.6424057726}]
[]
[null,null,null,5,{"$f":"'Input | Meters Vols & Costs'!$G$33","v":"Replacement (added) - customer initiated e.g., changing from single plase to 3 phase"}]
[]
[null,null,null,null,null,{"$f":"I_MeterTypes[[#Headers],[Meter Type]]","v":"Meter Type"},{"$f":"I_MeterTypes[[#Headers],[RIN Subcategory 1]]","v":"RIN Subcategory 1"},{"$f":"I_MeterTypes[[#Headers],[RIN Subcategory 2]]","v":"RIN Subcategory 2"},{"$f":"I_MeterTypes[[#Headers],[AER Type]]","v":"AER Type"},{"$f":"I_MeterTypes[[#Headers],[RIN Subcategory 3]]","v":"RIN Subcategory 3"},{"$f":"I_MeterTypes[[#Headers],[Meter Code]]","v":"Meter Code"},"Units","Basis",null,{"$f":"O$12","v":"2024-25"},{"$f":"P$12","v":"2025-26"},"2026-27","2027-28","2028-29","2029-30","2030-31","Total"]
[null,null,null,null,null,{"$f":"I_MeterTypes[Meter Type]","v":"AMI - Single Phase, single element"},{"$f":"I_MeterTypes[RIN Subcategory 1]","v":"Single Phase Meter Population"},{"$f":"I_MeterTypes[RIN Subcategory 2]","v":"Other"},{"$f":"I_MeterTypes[AER Type]","v":"Meter Type 4"},{"$f":"I_MeterTypes[RIN Subcategory 3]","v":"Single phase single element - AMI"},{"$f":"I_MeterTypes[Meter Code]","v":"AMI 1ph 1e"},"$dollars",{"$f":"Basis_Capex","v":"2024-06-01"},null,0,0,0,0,0,0,0,{"$f":"SUM(N93:U93)","v":0}]
[null,null,null,null,null,"AMI - Single Phase, two element","Single Phase Meter Population","Other","Meter Type 4","Single phase two element with contactor - AMI","AMI 1ph 2e","$dollars","2024-06-01",null,0,0,0,0,0,0,0,0]
[null,null,null,null,null,"AMI - 3 Phase DC","Multi Phase Meter Population","Direct Connect Meter Population","Meter Type 4","Three phase - AMI","AMI 3ph DC","$dollars","2024-06-01",null,0,0,0,0,0,0,0,0]
[null,null,null,null,null,"AMI 3Ph CT","Multi Phase Meter Population","Current Transformer Connected Meter Population","Meter Type 4","Three phase - AMI","AMI 3ph CT","$dollars","2024-06-01",null,0,0,0,0,0,0,0,0]
[null,null,null,null,null,"Non AMI - Type 5 Locally read Interval - Single Phase","Single Phase Meter Population","Direct Connect Meter Population","Meter Type 5",0,"INT 1ph","$dollars","2024-06-01",null,0,0,0,0,0,0,0,0]
[null,null,null,null,null,"Non AMI - Type 5 Locally read Interval - 3 Phase","Multi Phase Meter Population","Direct Connect Meter Population","Meter Type 5",0,"INT 3ph","$dollars","2024-06-01",null,0,0,0,0,0,0,0,0]
[null,null,null,null,null,"Non AMI - Type 5 Locally read Interval - 3 Phase - CT","Multi Phase Meter Population","Current Transformer Connected Meter Population","Meter Type 5",0,"INT 3ph CT","$dollars","2024-06-01",null,0,0,0,0,0,0,0,0]
[null,null,null,null,null,"Non AMI - Type 6 Locally read Accumulation - Single Phase","Single Phase Meter Population","Direct Connect Meter Population","Meter Type 6",0,"ACC 1ph","$dollars","2024-06-01",null,0,0,0,0,0,0,0,0]
[null,null,null,null,null,"Non AMI - Type 6 Locally read Accumulation - 3 Phase","Multi Phase Meter Population","Direct Connect Meter Population","Meter Type 6",0,"ACC 3ph","$dollars","2024-06-01",null,0,0,0,0,0,0,0,0]
[null,null,null,null,null,"Pole Top Meter Housing",0,"Other","Meter Type 4",0,"Meter housing to ensure compliance","$dollars","2024-06-01",null,0,0,0,0,0,0,0,0]
[null,null,null,null,null,0,0,0,0,0,0,"$dollars","2024-06-01",null,0,0,0,0,0,0,0,0]
[null,null,null,null,null,0,0,0,0,0,0,"$dollars","2024-06-01",null,0,0,0,0,0,0,0,0]
[null,null,null,null,null,0,0,0,0,0,0,"$dollars","2024-06-01",null,0,0,0,0,0,0,0,0]
[null,null,null,null,null,0,0,0,0,0,0,"$dollars","2024-06-01",null,0,0,0,0,0,0,0,0]
[null,null,null,null,null,0,0,0,0,0,0,"$dollars","2024-06-01",null,0,0,0,0,0,0,0,0]
[null,null,null,null,null,"Total",null,null,null,null,null,"$dollars","2024-06-01",null,{"$f":"SUM(O93:O107)","v":0},{"$f":"SUM(P93:P107)","v":0},0,0,0,0,0,{"$f":"SUM(Q108:U108)","v":0}]
[]
[null,null,null,6,{"$f":"'Input | Meters Vols & Costs'!$G$34","v":"Replacement (removed meters) - customer initiated e.g., changing from single plase to 3 phase"}]
[]
[null,null,null,null,null,{"$f":"I_MeterTypes[[#Headers],[Meter Type]]","v":"Meter Type"},{"$f":"I_MeterTypes[[#Headers],[RIN Subcategory 1]]","v":"RIN Subcategory 1"},{"$f":"I_MeterTypes[[#Headers],[RIN Subcategory 2]]","v":"RIN Subcategory 2"},{"$f":"I_MeterTypes[[#Headers],[AER Type]]","v":"AER Type"},{"$f":"I_MeterTypes[[#Headers],[RIN Subcategory 3]]","v":"RIN Subcategory 3"},{"$f":"I_MeterTypes[[#Headers],[Meter Code]]","v":"Meter Code"},"Units","Basis",null,{"$f":"O$12","v":"2024-25"},{"$f":"P$12","v":"2025-26"},"2026-27","2027-28","2028-29","2029-30","2030-31","Total"]
[null,null,null,null,null,{"$f":"I_MeterTypes[Meter Type]","v":"AMI - Single Phase, single element"},{"$f":"I_MeterTypes[RIN Subcategory 1]","v":"Single Phase Meter Population"},{"$f":"I_MeterTypes[RIN Subcategory 2]","v":"Other"},{"$f":"I_MeterTypes[AER Type]","v":"Meter Type 4"},{"$f":"I_MeterTypes[RIN Subcategory 3]","v":"Single phase single element - AMI"},{"$f":"I_MeterTypes[Meter Code]","v":"AMI 1ph 1e"},"$dollars",{"$f":"Basis_Capex","v":"2024-06-01"},null,0,0,0,0,0,0,0,{"$f":"SUM(N113:U113)","v":0}]
[null,null,null,null,null,"AMI - Single Phase, two element","Single Phase Meter Population","Other","Meter Type 4","Single phase two element with contactor - AMI","AMI 1ph 2e","$dollars","2024-06-01",null,0,0,0,0,0,0,0,0]
[null,null,null,null,null,"AMI - 3 Phase DC","Multi Phase Meter Population","Direct Connect Meter Population","Meter Type 4","Three phase - AMI","AMI 3ph DC","$dollars","2024-06-01",null,0,0,0,0,0,0,0,0]
[null,null,null,null,null,"AMI 3Ph CT","Multi Phase Meter Population","Current Transformer Connected Meter Population","Meter Type 4","Three phase - AMI","AMI 3ph CT","$dollars","2024-06-01",null,0,0,0,0,0,0,0,0]
[null,null,null,null,null,"Non AMI - Type 5 Locally read Interval - Single Phase","Single Phase Meter Population","Direct Connect Meter Population","Meter Type 5",0,"INT 1ph","$dollars","2024-06-01",null,0,0,0,0,0,0,0,0]
[null,null,null,null,null,"Non AMI - Type 5 Locally read Interval - 3 Phase","Multi Phase Meter Population","Direct Connect Meter Population","Meter Type 5",0,"INT 3ph","$dollars","2024-06-01",null,0,0,0,0,0,0,0,0]
[null,null,null,null,null,"Non AMI - Type 5 Locally read Interval - 3 Phase - CT","Multi Phase Meter Population","Current Transformer Connected Meter Population","Meter Type 5",0,"INT 3ph CT","$dollars","2024-06-01",null,0,0,0,0,0,0,0,0]
[null,null,null,null,null,"Non AMI - Type 6 Locally read Accumulation - Single Phase","Single Phase Meter Population","Direct Connect Meter Population","Meter Type 6",0,"ACC 1ph","$dollars","2024-06-01",null,0,0,0,0,0,0,0,0]
[null,null,null,null,null,"Non AMI - Type 6 Locally read Accumulation - 3 Phase","Multi Phase Meter Population","Direct Connect Meter Population","Meter Type 6",0,"ACC 3ph","$dollars","2024-06-01",null,0,0,0,0,0,0,0,0]
[null,null,null,null,null,"Pole Top Meter Housing",0,"Other","Meter Type 4",0,"Meter housing to ensure compliance","$dollars","2024-06-01",null,0,0,0,0,0,0,0,0]
[null,null,null,null,null,0,0,0,0,0,0,"$dollars","2024-06-01",null,0,0,0,0,0,0,0,0]
[null,null,null,null,null,0,0,0,0,0,0,"$dollars","2024-06-01",null,0,0,0,0,0,0,0,0]
[null,null,null,null,null,0,0,0,0,0,0,"$dollars","2024-06-01",null,0,0,0,0,0,0,0,0]
[null,null,null,null,null,0,0,0,0,0,0,"$dollars","2024-06-01",null,0,0,0,0,0,0,0,0]
[null,null,null,null,null,0,0,0,0,0,0,"$dollars","2024-06-01",null,0,0,0,0,0,0,0,0]
[null,null,null,null,null,"Total",null,null,null,null,null,"$dollars","2024-06-01",null,{"$f":"SUM(O113:O127)","v":0},{"$f":"SUM(P113:P127)","v":0},0,0,0,0,0,{"$f":"SUM(Q128:U128)","v":0}]
[]
[null,null,null,7,{"$f":"'Input | Meters Vols & Costs'!$G$35","v":"Establish pole-top meter housing"}]
[]
[null,null,null,null,null,{"$f":"I_MeterTypes[[#Headers],[Meter Type]]","v":"Meter Type"},{"$f":"I_MeterTypes[[#Headers],[RIN Subcategory 1]]","v":"RIN Subcategory 1"},{"$f":"I_MeterTypes[[#Headers],[RIN Subcategory 2]]","v":"RIN Subcategory 2"},{"$f":"I_MeterTypes[[#Headers],[AER Type]]","v":"AER Type"},{"$f":"I_MeterTypes[[#Headers],[RIN Subcategory 3]]","v":"RIN Subcategory 3"},{"$f":"I_MeterTypes[[#Headers],[Meter Code]]","v":"Meter Code"},"Units","Basis",null,{"$f":"O$12","v":"2024-25"},{"$f":"P$12","v":"2025-26"},"2026-27","2027-28","2028-29","2029-30","2030-31","Total"]
[null,null,null,null,null,{"$f":"I_MeterTypes[Meter Type]","v":"AMI - Single Phase, single element"},{"$f":"I_MeterTypes[RIN Subcategory 1]","v":"Single Phase Meter Population"},{"$f":"I_MeterTypes[RIN Subcategory 2]","v":"Other"},{"$f":"I_MeterTypes[AER Type]","v":"Meter Type 4"},{"$f":"I_MeterTypes[RIN Subcategory 3]","v":"Single phase single element - AMI"},{"$f":"I_MeterTypes[Meter Code]","v":"AMI 1ph 1e"},"$dollars",{"$f":"Basis_Capex","v":"2024-06-01"},null,0,0,0,0,0,0,0,{"$f":"SUM(N133:U133)","v":0}]
[null,null,null,null,null,"AMI - Single Phase, two element","Single Phase Meter Population","Other","Meter Type 4","Single phase two element with contactor - AMI","AMI 1ph 2e","$dollars","2024-06-01",null,0,0,0,0,0,0,0,0]
[null,null,null,null,null,"AMI - 3 Phase DC","Multi Phase Meter Population","Direct Connect Meter Population","Meter Type 4","Three phase - AMI","AMI 3ph DC","$dollars","2024-06-01",null,0,0,0,0,0,0,0,0]
[null,null,null,null,null,"AMI 3Ph CT","Multi Phase Meter Population","Current Transformer Connected Meter Population","Meter Type 4","Three phase - AMI","AMI 3ph CT","$dollars","2024-06-01",null,0,0,0,0,0,0,0,0]
[null,null,null,null,null,"Non AMI - Type 5 Locally read Interval - Single Phase","Single Phase Meter Population","Direct Connect Meter Population","Meter Type 5",0,"INT 1ph","$dollars","2024-06-01",null,0,0,0,0,0,0,0,0]
[null,null,null,null,null,"Non AMI - Type 5 Locally read Interval - 3 Phase","Multi Phase Meter Population","Direct Connect Meter Population","Meter Type 5",0,"INT 3ph","$dollars","2024-06-01",null,0,0,0,0,0,0,0,0]
[null,null,null,null,null,"Non AMI - Type 5 Locally read Interval - 3 Phase - CT","Multi Phase Meter Population","Current Transformer Connected Meter Population","Meter Type 5",0,"INT 3ph CT","$dollars","2024-06-01",null,0,0,0,0,0,0,0,0]
[null,null,null,null,null,"Non AMI - Type 6 Locally read Accumulation - Single Phase","Single Phase Meter Population","Direct Connect Meter Population","Meter Type 6",0,"ACC 1ph","$dollars","2024-06-01",null,0,0,0,0,0,0,0,0]
[null,null,null,null,null,"Non AMI - Type 6 Locally read Accumulation - 3 Phase","Multi Phase Meter Population","Direct Connect Meter Population","Meter Type 6",0,"ACC 3ph","$dollars","2024-06-01",null,0,0,0,0,0,0,0,0]
[null,null,null,null,null,"Pole Top Meter Housing",0,"Other","Meter Type 4",0,"Meter housing to ensure compliance","$dollars","2024-06-01",null,0,0,734298.5781358534,857023.56502738059,865812.33357216988,0,0,2457134.4767354038]
[null,null,null,null,null,0,0,0,0,0,0,"$dollars","2024-06-01",null,0,0,0,0,0,0,0,0]
[null,null,null,null,null,0,0,0,0,0,0,"$dollars","2024-06-01",null,0,0,0,0,0,0,0,0]
[null,null,null,null,null,0,0,0,0,0,0,"$dollars","2024-06-01",null,0,0,0,0,0,0,0,0]
[null,null,null,null,null,0,0,0,0,0,0,"$dollars","2024-06-01",null,0,0,0,0,0,0,0,0]
[null,null,null,null,null,0,0,0,0,0,0,"$dollars","2024-06-01",null,0,0,0,0,0,0,0,0]
[null,null,null,null,null,"Total",null,null,null,null,null,"$dollars","2024-06-01",null,{"$f":"SUM(O133:O147)","v":0},{"$f":"SUM(P133:P147)","v":0},734298.5781358534,857023.56502738059,865812.33357216988,0,0,{"$f":"SUM(Q148:U148)","v":2457134.4767354038}]
[]
[null,null,null,8,{"$f":"'Input | Meters Vols & Costs'!$G$36","v":0}]
[]
[null,null,null,null,null,{"$f":"I_MeterTypes[[#Headers],[Meter Type]]","v":"Meter Type"},{"$f":"I_MeterTypes[[#Headers],[RIN Subcategory 1]]","v":"RIN Subcategory 1"},{"$f":"I_MeterTypes[[#Headers],[RIN Subcategory 2]]","v":"RIN Subcategory 2"},{"$f":"I_MeterTypes[[#Headers],[AER Type]]","v":"AER Type"},{"$f":"I_MeterTypes[[#Headers],[RIN Subcategory 3]]","v":"RIN Subcategory 3"},{"$f":"I_MeterTypes[[#Headers],[Meter Code]]","v":"Meter Code"},"Units","Basis",null,{"$f":"O$12","v":"2024-25"},{"$f":"P$12","v":"2025-26"},"2026-27","2027-28","2028-29","2029-30","2030-31","Total"]
[null,null,null,null,null,{"$f":"I_MeterTypes[Meter Type]","v":"AMI - Single Phase, single element"},{"$f":"I_MeterTypes[RIN Subcategory 1]","v":"Single Phase Meter Population"},{"$f":"I_MeterTypes[RIN Subcategory 2]","v":"Other"},{"$f":"I_MeterTypes[AER Type]","v":"Meter Type 4"},{"$f":"I_MeterTypes[RIN Subcategory 3]","v":"Single phase single element - AMI"},{"$f":"I_MeterTypes[Meter Code]","v":"AMI 1ph 1e"},"$dollars",{"$f":"Basis_Capex","v":"2024-06-01"},null,0,0,0,0,0,0,0,{"$f":"SUM(N153:U153)","v":0}]
[null,null,null,null,null,"AMI - Single Phase, two element","Single Phase Meter Population","Other","Meter Type 4","Single phase two element with contactor - AMI","AMI 1ph 2e","$dollars","2024-06-01",null,0,0,0,0,0,0,0,0]
[null,null,null,null,null,"AMI - 3 Phase DC","Multi Phase Meter Population","Direct Connect Meter Population","Meter Type 4","Three phase - AMI","AMI 3ph DC","$dollars","2024-06-01",null,0,0,0,0,0,0,0,0]
[null,null,null,null,null,"AMI 3Ph CT","Multi Phase Meter Population","Current Transformer Connected Meter Population","Meter Type 4","Three phase - AMI","AMI 3ph CT","$dollars","2024-06-01",null,0,0,0,0,0,0,0,0]
[null,null,null,null,null,"Non AMI - Type 5 Locally read Interval - Single Phase","Single Phase Meter Population","Direct Connect Meter Population","Meter Type 5",0,"INT 1ph","$dollars","2024-06-01",null,0,0,0,0,0,0,0,0]
[null,null,null,null,null,"Non AMI - Type 5 Locally read Interval - 3 Phase","Multi Phase Meter Population","Direct Connect Meter Population","Meter Type 5",0,"INT 3ph","$dollars","2024-06-01",null,0,0,0,0,0,0,0,0]
[null,null,null,null,null,"Non AMI - Type 5 Locally read Interval - 3 Phase - CT","Multi Phase Meter Population","Current Transformer Connected Meter Population","Meter Type 5",0,"INT 3ph CT","$dollars","2024-06-01",null,0,0,0,0,0,0,0,0]
[null,null,null,null,null,"Non AMI - Type 6 Locally read Accumulation - Single Phase","Single Phase Meter Population","Direct Connect Meter Population","Meter Type 6",0,"ACC 1ph","$dollars","2024-06-01",null,0,0,0,0,0,0,0,0]
[null,null,null,null,null,"Non AMI - Type 6 Locally read Accumulation - 3 Phase","Multi Phase Meter Population","Direct Connect Meter Population","Meter Type 6",0,"ACC 3ph","$dollars","2024-06-01",null,0,0,0,0,0,0,0,0]
[null,null,null,null,null,"Pole Top Meter Housing",0,"Other","Meter Type 4",0,"Meter housing to ensure compliance","$dollars","2024-06-01",null,0,0,0,0,0,0,0,0]
[null,null,null,null,null,0,0,0,0,0,0,"$dollars","2024-06-01",null,0,0,0,0,0,0,0,0]
[null,null,null,null,null,0,0,0,0,0,0,"$dollars","2024-06-01",null,0,0,0,0,0,0,0,0]
[null,null,null,null,null,0,0,0,0,0,0,"$dollars","2024-06-01",null,0,0,0,0,0,0,0,0]
[null,null,null,null,null,0,0,0,0,0,0,"$dollars","2024-06-01",null,0,0,0,0,0,0,0,0]
[null,null,null,null,null,0,0,0,0,0,0,"$dollars","2024-06-01",null,0,0,0,0,0,0,0,0]
[null,null,null,null,null,"Total",null,null,null,null,null,"$dollars","2024-06-01",null,{"$f":"SUM(O153:O167)","v":0},{"$f":"SUM(P153:P167)","v":0},0,0,0,0,0,{"$f":"SUM(Q168:U168)","v":0}]
[]
[null,null,null,9,{"$f":"'Input | Meters Vols & Costs'!$G$37","v":0}]
[]
[null,null,null,null,null,{"$f":"I_MeterTypes[[#Headers],[Meter Type]]","v":"Meter Type"},{"$f":"I_MeterTypes[[#Headers],[RIN Subcategory 1]]","v":"RIN Subcategory 1"},{"$f":"I_MeterTypes[[#Headers],[RIN Subcategory 2]]","v":"RIN Subcategory 2"},{"$f":"I_MeterTypes[[#Headers],[AER Type]]","v":"AER Type"},{"$f":"I_MeterTypes[[#Headers],[RIN Subcategory 3]]","v":"RIN Subcategory 3"},{"$f":"I_MeterTypes[[#Headers],[Meter Code]]","v":"Meter Code"},"Units","Basis",null,{"$f":"O$12","v":"2024-25"},{"$f":"P$12","v":"2025-26"},"2026-27","2027-28","2028-29","2029-30","2030-31","Total"]
[null,null,null,null,null,{"$f":"I_MeterTypes[Meter Type]","v":"AMI - Single Phase, single element"},{"$f":"I_MeterTypes[RIN Subcategory 1]","v":"Single Phase Meter Population"},{"$f":"I_MeterTypes[RIN Subcategory 2]","v":"Other"},{"$f":"I_MeterTypes[AER Type]","v":"Meter Type 4"},{"$f":"I_MeterTypes[RIN Subcategory 3]","v":"Single phase single element - AMI"},{"$f":"I_MeterTypes[Meter Code]","v":"AMI 1ph 1e"},"$dollars",{"$f":"Basis_Capex","v":"2024-06-01"},null,0,0,0,0,0,0,0,{"$f":"SUM(N173:U173)","v":0}]
[null,null,null,null,null,"AMI - Single Phase, two element","Single Phase Meter Population","Other","Meter Type 4","Single phase two element with contactor - AMI","AMI 1ph 2e","$dollars","2024-06-01",null,0,0,0,0,0,0,0,0]
[null,null,null,null,null,"AMI - 3 Phase DC","Multi Phase Meter Population","Direct Connect Meter Population","Meter Type 4","Three phase - AMI","AMI 3ph DC","$dollars","2024-06-01",null,0,0,0,0,0,0,0,0]
[null,null,null,null,null,"AMI 3Ph CT","Multi Phase Meter Population","Current Transformer Connected Meter Population","Meter Type 4","Three phase - AMI","AMI 3ph CT","$dollars","2024-06-01",null,0,0,0,0,0,0,0,0]
[null,null,null,null,null,"Non AMI - Type 5 Locally read Interval - Single Phase","Single Phase Meter Population","Direct Connect Meter Population","Meter Type 5",0,"INT 1ph","$dollars","2024-06-01",null,0,0,0,0,0,0,0,0]
[null,null,null,null,null,"Non AMI - Type 5 Locally read Interval - 3 Phase","Multi Phase Meter Population","Direct Connect Meter Population","Meter Type 5",0,"INT 3ph","$dollars","2024-06-01",null,0,0,0,0,0,0,0,0]
[null,null,null,null,null,"Non AMI - Type 5 Locally read Interval - 3 Phase - CT","Multi Phase Meter Population","Current Transformer Connected Meter Population","Meter Type 5",0,"INT 3ph CT","$dollars","2024-06-01",null,0,0,0,0,0,0,0,0]
[null,null,null,null,null,"Non AMI - Type 6 Locally read Accumulation - Single Phase","Single Phase Meter Population","Direct Connect Meter Population","Meter Type 6",0,"ACC 1ph","$dollars","2024-06-01",null,0,0,0,0,0,0,0,0]
[null,null,null,null,null,"Non AMI - Type 6 Locally read Accumulation - 3 Phase","Multi Phase Meter Population","Direct Connect Meter Population","Meter Type 6",0,"ACC 3ph","$dollars","2024-06-01",null,0,0,0,0,0,0,0,0]
[null,null,null,null,null,"Pole Top Meter Housing",0,"Other","Meter Type 4",0,"Meter housing to ensure compliance","$dollars","2024-06-01",null,0,0,0,0,0,0,0,0]
[null,null,null,null,null,0,0,0,0,0,0,"$dollars","2024-06-01",null,0,0,0,0,0,0,0,0]
[null,null,null,null,null,0,0,0,0,0,0,"$dollars","2024-06-01",null,0,0,0,0,0,0,0,0]
[null,null,null,null,null,0,0,0,0,0,0,"$dollars","2024-06-01",null,0,0,0,0,0,0,0,0]
[null,null,null,null,null,0,0,0,0,0,0,"$dollars","2024-06-01",null,0,0,0,0,0,0,0,0]
[null,null,null,null,null,0,0,0,0,0,0,"$dollars","2024-06-01",null,0,0,0,0,0,0,0,0]
[null,null,null,null,null,"Total",null,null,null,null,null,"$dollars","2024-06-01",null,{"$f":"SUM(O173:O187)","v":0},{"$f":"SUM(P173:P187)","v":0},0,0,0,0,0,{"$f":"SUM(Q188:U188)","v":0}]
[]
[null,null,null,10,{"$f":"'Input | Meters Vols & Costs'!$G$38","v":"Meter abolishments"}]
[]
[null,null,null,null,null,{"$f":"I_MeterTypes[[#Headers],[Meter Type]]","v":"Meter Type"},{"$f":"I_MeterTypes[[#Headers],[RIN Subcategory 1]]","v":"RIN Subcategory 1"},{"$f":"I_MeterTypes[[#Headers],[RIN Subcategory 2]]","v":"RIN Subcategory 2"},{"$f":"I_MeterTypes[[#Headers],[AER Type]]","v":"AER Type"},{"$f":"I_MeterTypes[[#Headers],[RIN Subcategory 3]]","v":"RIN Subcategory 3"},{"$f":"I_MeterTypes[[#Headers],[Meter Code]]","v":"Meter Code"},"Units","Basis",null,{"$f":"O$12","v":"2024-25"},{"$f":"P$12","v":"2025-26"},"2026-27","2027-28","2028-29","2029-30","2030-31","Total"]
[null,null,null,null,null,{"$f":"I_MeterTypes[Meter Type]","v":"AMI - Single Phase, single element"},{"$f":"I_MeterTypes[RIN Subcategory 1]","v":"Single Phase Meter Population"},{"$f":"I_MeterTypes[RIN Subcategory 2]","v":"Other"},{"$f":"I_MeterTypes[AER Type]","v":"Meter Type 4"},{"$f":"I_MeterTypes[RIN Subcategory 3]","v":"Single phase single element - AMI"},{"$f":"I_MeterTypes[Meter Code]","v":"AMI 1ph 1e"},"$dollars",{"$f":"Basis_Capex","v":"2024-06-01"},null,0,0,0,0,0,0,0,{"$f":"SUM(N193:U193)","v":0}]
[null,null,null,null,null,"AMI - Single Phase, two element","Single Phase Meter Population","Other","Meter Type 4","Single phase two element with contactor - AMI","AMI 1ph 2e","$dollars","2024-06-01",null,0,0,0,0,0,0,0,0]
[null,null,null,null,null,"AMI - 3 Phase DC","Multi Phase Meter Population","Direct Connect Meter Population","Meter Type 4","Three phase - AMI","AMI 3ph DC","$dollars","2024-06-01",null,0,0,0,0,0,0,0,0]
[null,null,null,null,null,"AMI 3Ph CT","Multi Phase Meter Population","Current Transformer Connected Meter Population","Meter Type 4","Three phase - AMI","AMI 3ph CT","$dollars","2024-06-01",null,0,0,0,0,0,0,0,0]
[null,null,null,null,null,"Non AMI - Type 5 Locally read Interval - Single Phase","Single Phase Meter Population","Direct Connect Meter Population","Meter Type 5",0,"INT 1ph","$dollars","2024-06-01",null,0,0,0,0,0,0,0,0]
[null,null,null,null,null,"Non AMI - Type 5 Locally read Interval - 3 Phase","Multi Phase Meter Population","Direct Connect Meter Population","Meter Type 5",0,"INT 3ph","$dollars","2024-06-01",null,0,0,0,0,0,0,0,0]
[null,null,null,null,null,"Non AMI - Type 5 Locally read Interval - 3 Phase - CT","Multi Phase Meter Population","Current Transformer Connected Meter Population","Meter Type 5",0,"INT 3ph CT","$dollars","2024-06-01",null,0,0,0,0,0,0,0,0]
[null,null,null,null,null,"Non AMI - Type 6 Locally read Accumulation - Single Phase","Single Phase Meter Population","Direct Connect Meter Population","Meter Type 6",0,"ACC 1ph","$dollars","2024-06-01",null,0,0,0,0,0,0,0,0]
[null,null,null,null,null,"Non AMI - Type 6 Locally read Accumulation - 3 Phase","Multi Phase Meter Population","Direct Connect Meter Population","Meter Type 6",0,"ACC 3ph","$dollars","2024-06-01",null,0,0,0,0,0,0,0,0]
[null,null,null,null,null,"Pole Top Meter Housing",0,"Other","Meter Type 4",0,"Meter housing to ensure compliance","$dollars","2024-06-01",null,0,0,0,0,0,0,0,0]
[null,null,null,null,null,0,0,0,0,0,0,"$dollars","2024-06-01",null,0,0,0,0,0,0,0,0]
[null,null,null,null,null,0,0,0,0,0,0,"$dollars","2024-06-01",null,0,0,0,0,0,0,0,0]
[null,null,null,null,null,0,0,0,0,0,0,"$dollars","2024-06-01",null,0,0,0,0,0,0,0,0]
[null,null,null,null,null,0,0,0,0,0,0,"$dollars","2024-06-01",null,0,0,0,0,0,0,0,0]
[null,null,null,null,null,0,0,0,0,0,0,"$dollars","2024-06-01",null,0,0,0,0,0,0,0,0]
[null,null,null,null,null,"Total",null,null,null,null,null,"$dollars","2024-06-01",null,{"$f":"SUM(O193:O207)","v":0},{"$f":"SUM(P193:P207)","v":0},0,0,0,0,0,{"$f":"SUM(Q208:U208)","v":0}]
[]
[null,null,null,"TOTAL LABOUR COST"]
[]
[null,null,null,null,null,{"$f":"I_MeterTypes[[#Headers],[Meter Type]]","v":"Meter Type"},{"$f":"I_MeterTypes[[#Headers],[RIN Subcategory 1]]","v":"RIN Subcategory 1"},{"$f":"I_MeterTypes[[#Headers],[RIN Subcategory 2]]","v":"RIN Subcategory 2"},{"$f":"I_MeterTypes[[#Headers],[AER Type]]","v":"AER Type"},{"$f":"I_MeterTypes[[#Headers],[RIN Subcategory 3]]","v":"RIN Subcategory 3"},{"$f":"I_MeterTypes[[#Headers],[Meter Code]]","v":"Meter Code"},"Units","Basis",null,{"$f":"O$12","v":"2024-25"},{"$f":"P$12","v":"2025-26"},"2026-27","2027-28","2028-29","2029-30","2030-31","Total"]
[null,null,null,null,null,{"$f":"I_MeterTypes[Meter Type]","v":"AMI - Single Phase, single element"},{"$f":"I_MeterTypes[RIN Subcategory 1]","v":"Single Phase Meter Population"},{"$f":"I_MeterTypes[RIN Subcategory 2]","v":"Other"},{"$f":"I_MeterTypes[AER Type]","v":"Meter Type 4"},{"$f":"I_MeterTypes[RIN Subcategory 3]","v":"Single phase single element - AMI"},{"$f":"I_MeterTypes[Meter Code]","v":"AMI 1ph 1e"},"$dollars",{"$f":"Basis_Capex","v":"2024-06-01"},null,{"$f":"O13+O33+O53+O73+O93+O113+O133+O153+O173+O193","v":830716.16769795271},{"$f":"P13+P33+P53+P73+P93+P113+P133+P153+P173+P193","v":854194.30488510791},879447.90087551903,904637.68199692178,10562152.507135266,19378823.035712469,18778577.300628811,{"$f":"SUM(N213:U213)","v":52188548.898932047}]
[null,null,null,null,null,"AMI - Single Phase, two element","Single Phase Meter Population","Other","Meter Type 4","Single phase two element with contactor - AMI","AMI 1ph 2e","$dollars","2024-06-01",null,{"$f":"O14+O34+O54+O74+O94+O114+O134+O154+O174+O194","v":285920.91353324882},294079.66264854377,302715.63865630294,311192.19122155284,327447.31636775314,1399310.940794135,3401798.4433261859,6322465.1065477226]
[null,null,null,null,null,"AMI - 3 Phase DC","Multi Phase Meter Population","Direct Connect Meter Population","Meter Type 4","Three phase - AMI","AMI 3ph DC","$dollars","2024-06-01",null,{"$f":"O15+O35+O55+O75+O95+O115+O135+O155+O175+O195","v":434677.06449311477},447156.89102056721,459970.51588035637,473329.26919558481,497443.10970724683,513602.54506978561,529208.87205790845,3355388.2674245639]
[null,null,null,null,null,"AMI 3Ph CT","Multi Phase Meter Population","Current Transformer Connected Meter Population","Meter Type 4","Three phase - AMI","AMI 3ph CT","$dollars","2024-06-01",null,{"$f":"O16+O36+O56+O76+O96+O116+O136+O156+O176+O196","v":24148.725805173042},25318.116651861386,25553.917548908692,26758.564213318241,27635.728317069272,28533.474726099201,29400.492892106024,187349.02015453586]
[null,null,null,null,null,"Non AMI - Type 5 Locally read Interval - Single Phase","Single Phase Meter Population","Direct Connect Meter Population","Meter Type 5",0,"INT 1ph","$dollars","2024-06-01",null,{"$f":"O17+O37+O57+O77+O97+O117+O137+O157+O177+O197","v":6182.0738061242992},6232.1517912274176,6290.1950889621385,6342.7707764902498,7074.7464491697328,7304.5695298813962,7526.5261803791418,46953.033622234376]
[null,null,null,null,null,"Non AMI - Type 5 Locally read Interval - 3 Phase","Multi Phase Meter Population","Direct Connect Meter Population","Meter Type 5",0,"INT 3ph","$dollars","2024-06-01",null,{"$f":"O18+O38+O58+O78+O98+O118+O138+O158+O178+O198","v":2318.2776772966126},2337.056921710282,2358.8231583608022,2378.5390411838439,2402.9309365304339,2432.3432631464721,2457.1102409749365,16685.081239203384]
[null,null,null,null,null,"Non AMI - Type 5 Locally read Interval - 3 Phase - CT","Multi Phase Meter Population","Current Transformer Connected Meter Population","Meter Type 5",0,"INT 3ph CT","$dollars","2024-06-01",null,{"$f":"O19+O39+O59+O79+O99+O119+O139+O159+O179+O199","v":386379.61288276868},389509.48695171362,393137.19306013366,396423.17353064055,400488.48942173895,405390.54385774536,409518.37349582277,2780846.8732005637]
[null,null,null,null,null,"Non AMI - Type 6 Locally read Accumulation - Single Phase","Single Phase Meter Population","Direct Connect Meter Population","Meter Type 6",0,"ACC 1ph","$dollars","2024-06-01",null,{"$f":"O20+O40+O60+O80+O100+O120+O140+O160+O180+O200","v":0},0,0,0,0,0,0,0]
[null,null,null,null,null,"Non AMI - Type 6 Locally read Accumulation - 3 Phase","Multi Phase Meter Population","Direct Connect Meter Population","Meter Type 6",0,"ACC 3ph","$dollars","2024-06-01",null,{"$f":"O21+O41+O61+O81+O101+O121+O141+O161+O181+O201","v":0},0,0,0,0,0,0,0]
[null,null,null,null,null,"Pole Top Meter Housing",0,"Other","Meter Type 4",0,"Meter housing to ensure compliance","$dollars","2024-06-01",null,{"$f":"O22+O42+O62+O82+O102+O122+O142+O162+O182+O202","v":0},0,734298.5781358534,857023.56502738059,865812.33357216988,0,0,2457134.4767354038]
[null,null,null,null,null,0,0,0,0,0,0,"$dollars","2024-06-01",null,{"$f":"O23+O43+O63+O83+O103+O123+O143+O163+O183+O203","v":0},0,0,0,0,0,0,0]
[null,null,null,null,null,0,0,0,0,0,0,"$dollars","2024-06-01",null,{"$f":"O24+O44+O64+O84+O104+O124+O144+O164+O184+O204","v":0},0,0,0,0,0,0,0]
[null,null,null,null,null,0,0,0,0,0,0,"$dollars","2024-06-01",null,{"$f":"O25+O45+O65+O85+O105+O125+O145+O165+O185+O205","v":0},0,0,0,0,0,0,0]
[null,null,null,null,null,0,0,0,0,0,0,"$dollars","2024-06-01",null,{"$f":"O26+O46+O66+O86+O106+O126+O146+O166+O186+O206","v":0},0,0,0,0,0,0,0]
[null,null,null,null,null,0,0,0,0,0,0,"$dollars","2024-06-01",null,{"$f":"O27+O47+O67+O87+O107+O127+O147+O167+O187+O207","v":0},0,0,0,0,0,0,0]
[null,null,null,null,null,"Total",null,null,null,null,null,"$dollars","2024-06-01",null,{"$f":"SUM(O213:O227)","v":1970342.835895679},2018827.6708707318,2803772.7624043967,2978085.7550030733,12690457.161906945,21735397.45295326,23158487.118822187,{"$f":"SUM(Q228:U228)","v":63366200.251089856}]
[]
[]
[]
[]
[]
[]
[]
[]
[]
[]
[]
[null,"b","Non-Labour Costs"]
[null,null,null,1,{"$f":"'Input | Meters Vols & Costs'!$G$29","v":"New Meter Installations - Growth"}]
[]
[null,null,null,null,null,{"$f":"I_MeterTypes[[#Headers],[Meter Type]]","v":"Meter Type"},{"$f":"I_MeterTypes[[#Headers],[RIN Subcategory 1]]","v":"RIN Subcategory 1"},{"$f":"I_MeterTypes[[#Headers],[RIN Subcategory 2]]","v":"RIN Subcategory 2"},{"$f":"I_MeterTypes[[#Headers],[AER Type]]","v":"AER Type"},{"$f":"I_MeterTypes[[#Headers],[RIN Subcategory 3]]","v":"RIN Subcategory 3"},{"$f":"I_MeterTypes[[#Headers],[Meter Code]]","v":"Meter Code"},"Units","Basis",null,{"$f":"O$12","v":"2024-25"},{"$f":"P$12","v":"2025-26"},"2026-27","2027-28","2028-29","2029-30","2030-31","Total"]
[null,null,null,null,null,{"$f":"I_MeterTypes[Meter Type]","v":"AMI - Single Phase, single element"},{"$f":"I_MeterTypes[RIN Subcategory 1]","v":"Single Phase Meter Population"},{"$f":"I_MeterTypes[RIN Subcategory 2]","v":"Other"},{"$f":"I_MeterTypes[AER Type]","v":"Meter Type 4"},{"$f":"I_MeterTypes[RIN Subcategory 3]","v":"Single phase single element - AMI"},{"$f":"I_MeterTypes[Meter Code]","v":"AMI 1ph 1e"},"$dollars",{"$f":"Basis_Capex","v":"2024-06-01"},null,3422129.1343775769,3019078.3696619957,2791922.1573959324,2475540.554777131,2144331.6857200363,1801569.0275898487,1444174.8501592812,{"$f":"SUM(N244:U244)","v":17098745.779681802}]
[null,null,null,null,null,"AMI - Single Phase, two element","Single Phase Meter Population","Other","Meter Type 4","Single phase two element with contactor - AMI","AMI 1ph 2e","$dollars","2024-06-01",null,0,0,0,0,0,0,0,0]
[null,null,null,null,null,"AMI - 3 Phase DC","Multi Phase Meter Population","Direct Connect Meter Population","Meter Type 4","Three phase - AMI","AMI 3ph DC","$dollars","2024-06-01",null,1378348.4023083267,2014725.8992285575,2536782.8128562747,3129997.719827882,3742350.4199821865,4380066.3993604388,5039231.2073801626,22221502.860943824]
[null,null,null,null,null,"AMI 3Ph CT","Multi Phase Meter Population","Current Transformer Connected Meter Population","Meter Type 4","Three phase - AMI","AMI 3ph CT","$dollars","2024-06-01",null,43034.55868095631,43034.55868095631,45694.182039845662,46117.316956529918,46526.734135649349,46967.85828425199,47392.810603612525,318768.01938180206]
[null,null,null,null,null,"Non AMI - Type 5 Locally read Interval - Single Phase","Single Phase Meter Population","Direct Connect Meter Population","Meter Type 5",0,"INT 1ph","$dollars","2024-06-01",null,0,0,0,0,0,0,0,0]
[null,null,null,null,null,"Non AMI - Type 5 Locally read Interval - 3 Phase","Multi Phase Meter Population","Direct Connect Meter Population","Meter Type 5",0,"INT 3ph","$dollars","2024-06-01",null,0,0,0,0,0,0,0,0]
[null,null,null,null,null,"Non AMI - Type 5 Locally read Interval - 3 Phase - CT","Multi Phase Meter Population","Current Transformer Connected Meter Population","Meter Type 5",0,"INT 3ph CT","$dollars","2024-06-01",null,0,0,0,0,0,0,0,0]
[null,null,null,null,null,"Non AMI - Type 6 Locally read Accumulation - Single Phase","Single Phase Meter Population","Direct Connect Meter Population","Meter Type 6",0,"ACC 1ph","$dollars","2024-06-01",null,0,0,0,0,0,0,0,0]
[null,null,null,null,null,"Non AMI - Type 6 Locally read Accumulation - 3 Phase","Multi Phase Meter Population","Direct Connect Meter Population","Meter Type 6",0,"ACC 3ph","$dollars","2024-06-01",null,0,0,0,0,0,0,0,0]
[null,null,null,null,null,"Pole Top Meter Housing",0,"Other","Meter Type 4",0,"Meter housing to ensure compliance","$dollars","2024-06-01",null,0,0,0,0,0,0,0,0]
[null,null,null,null,null,0,0,0,0,0,0,"$dollars","2024-06-01",null,0,0,0,0,0,0,0,0]
[null,null,null,null,null,0,0,0,0,0,0,"$dollars","2024-06-01",null,0,0,0,0,0,0,0,0]
[null,null,null,null,null,0,0,0,0,0,0,"$dollars","2024-06-01",null,0,0,0,0,0,0,0,0]
[null,null,null,null,null,0,0,0,0,0,0,"$dollars","2024-06-01",null,0,0,0,0,0,0,0,0]
[null,null,null,null,null,0,0,0,0,0,0,"$dollars","2024-06-01",null,0,0,0,0,0,0,0,0]
[null,null,null,null,null,"Total",null,null,null,null,null,"$dollars","2024-06-01",null,{"$f":"SUM(O244:O258)","v":4843512.0953668598},{"$f":"SUM(P244:P258)","v":5076838.8275715094},5374399.1522920523,5651655.5915615438,5933208.8398378724,6228603.2852345388,6530798.8681430556,{"$f":"SUM(Q259:U259)","v":29718665.737069059}]
[]
[null,null,null,2,{"$f":"'Input | Meters Vols & Costs'!$G$30","v":"Refurbished meters"}]
[]
[null,null,null,null,null,{"$f":"I_MeterTypes[[#Headers],[Meter Type]]","v":"Meter Type"},{"$f":"I_MeterTypes[[#Headers],[RIN Subcategory 1]]","v":"RIN Subcategory 1"},{"$f":"I_MeterTypes[[#Headers],[RIN Subcategory 2]]","v":"RIN Subcategory 2"},{"$f":"I_MeterTypes[[#Headers],[AER Type]]","v":"AER Type"},{"$f":"I_MeterTypes[[#Headers],[RIN Subcategory 3]]","v":"RIN Subcategory 3"},{"$f":"I_MeterTypes[[#Headers],[Meter Code]]","v":"Meter Code"},"Units","Basis",null,{"$f":"O$12","v":"2024-25"},{"$f":"P$12","v":"2025-26"},"2026-27","2027-28","2028-29","2029-30","2030-31","Total"]
[null,null,null,null,null,{"$f":"I_MeterTypes[Meter Type]","v":"AMI - Single Phase, single element"},{"$f":"I_MeterTypes[RIN Subcategory 1]","v":"Single Phase Meter Population"},{"$f":"I_MeterTypes[RIN Subcategory 2]","v":"Other"},{"$f":"I_MeterTypes[AER Type]","v":"Meter Type 4"},{"$f":"I_MeterTypes[RIN Subcategory 3]","v":"Single phase single element - AMI"},{"$f":"I_MeterTypes[Meter Code]","v":"AMI 1ph 1e"},"$dollars",{"$f":"Basis_Capex","v":"2024-06-01"},null,{"$f":"IF('Input | Meters Vols & Costs'!$P$142=\"Yes\",'Input| Prices'!K$59,1)*INDEX(ICM_Vol2,,O$8)*ICM_UnitCost*INDEX(ICM_UnitCostSign,$D261)","v":0},{"$f":"IF('Input | Meters Vols & Costs'!$P$142=\"Yes\",'Input| Prices'!L$59,1)*INDEX(ICM_Vol2,,P$8)*ICM_UnitCost*INDEX(ICM_UnitCostSign,$D261)","v":0},{"$f":"IF('Input | Meters Vols & Costs'!$P$142=\"Yes\",'Input| Prices'!M$59,1)*INDEX(ICM_Vol2,,Q$8)*ICM_UnitCost*INDEX(ICM_UnitCostSign,$D261)","v":0},{"$f":"IF('Input | Meters Vols & Costs'!$P$142=\"Yes\",'Input| Prices'!N$59,1)*INDEX(ICM_Vol2,,R$8)*ICM_UnitCost*INDEX(ICM_UnitCostSign,$D261)","v":0},{"$f":"IF('Input | Meters Vols & Costs'!$P$142=\"Yes\",'Input| Prices'!O$59,1)*INDEX(ICM_Vol2,,S$8)*ICM_UnitCost*INDEX(ICM_UnitCostSign,$D261)","v":0},{"$f":"IF('Input | Meters Vols & Costs'!$P$142=\"Yes\",'Input| Prices'!P$59,1)*INDEX(ICM_Vol2,,T$8)*ICM_UnitCost*INDEX(ICM_UnitCostSign,$D261)","v":0},{"$f":"IF('Input | Meters Vols & Costs'!$P$142=\"Yes\",'Input| Prices'!Q$59,1)*INDEX(ICM_Vol2,,U$8)*ICM_UnitCost*INDEX(ICM_UnitCostSign,$D261)","v":0},{"$f":"SUM(N264:U264)","v":0}]
[null,null,null,null,null,"AMI - Single Phase, two element","Single Phase Meter Population","Other","Meter Type 4","Single phase two element with contactor - AMI","AMI 1ph 2e","$dollars","2024-06-01",null,0,0,0,0,0,0,0,0]
[null,null,null,null,null,"AMI - 3 Phase DC","Multi Phase Meter Population","Direct Connect Meter Population","Meter Type 4","Three phase - AMI","AMI 3ph DC","$dollars","2024-06-01",null,0,0,0,0,0,0,0,0]
[null,null,null,null,null,"AMI 3Ph CT","Multi Phase Meter Population","Current Transformer Connected Meter Population","Meter Type 4","Three phase - AMI","AMI 3ph CT","$dollars","2024-06-01",null,0,0,0,0,0,0,0,0]
[null,null,null,null,null,"Non AMI - Type 5 Locally read Interval - Single Phase","Single Phase Meter Population","Direct Connect Meter Population","Meter Type 5",0,"INT 1ph","$dollars","2024-06-01",null,0,0,0,0,0,0,0,0]
[null,null,null,null,null,"Non AMI - Type 5 Locally read Interval - 3 Phase","Multi Phase Meter Population","Direct Connect Meter Population","Meter Type 5",0,"INT 3ph","$dollars","2024-06-01",null,0,0,0,0,0,0,0,0]
[null,null,null,null,null,"Non AMI - Type 5 Locally read Interval - 3 Phase - CT","Multi Phase Meter Population","Current Transformer Connected Meter Population","Meter Type 5",0,"INT 3ph CT","$dollars","2024-06-01",null,0,0,0,0,0,0,0,0]
[null,null,null,null,null,"Non AMI - Type 6 Locally read Accumulation - Single Phase","Single Phase Meter Population","Direct Connect Meter Population","Meter Type 6",0,"ACC 1ph","$dollars","2024-06-01",null,0,0,0,0,0,0,0,0]
[null,null,null,null,null,"Non AMI - Type 6 Locally read Accumulation - 3 Phase","Multi Phase Meter Population","Direct Connect Meter Population","Meter Type 6",0,"ACC 3ph","$dollars","2024-06-01",null,0,0,0,0,0,0,0,0]
[null,null,null,null,null,"Pole Top Meter Housing",0,"Other","Meter Type 4",0,"Meter housing to ensure compliance","$dollars","2024-06-01",null,0,0,0,0,0,0,0,0]
[null,null,null,null,null,0,0,0,0,0,0,"$dollars","2024-06-01",null,0,0,0,0,0,0,0,0]
[null,null,null,null,null,0,0,0,0,0,0,"$dollars","2024-06-01",null,0,0,0,0,0,0,0,0]
[null,null,null,null,null,0,0,0,0,0,0,"$dollars","2024-06-01",null,0,0,0,0,0,0,0,0]
[null,null,null,null,null,0,0,0,0,0,0,"$dollars","2024-06-01",null,0,0,0,0,0,0,0,0]
[null,null,null,null,null,0,0,0,0,0,0,"$dollars","2024-06-01",null,0,0,0,0,0,0,0,0]
[null,null,null,null,null,"Total",null,null,null,null,null,"$dollars","2024-06-01",null,{"$f":"SUM(O264:O278)","v":0},{"$f":"SUM(P264:P278)","v":0},0,0,0,0,0,{"$f":"SUM(Q279:U279)","v":0}]
[]
[null,null,null,3,{"$f":"'Input | Meters Vols & Costs'!$G$31","v":"Replacements - End of life"}]
[]
[null,null,null,null,null,{"$f":"I_MeterTypes[[#Headers],[Meter Type]]","v":"Meter Type"},{"$f":"I_MeterTypes[[#Headers],[RIN Subcategory 1]]","v":"RIN Subcategory 1"},{"$f":"I_MeterTypes[[#Headers],[RIN Subcategory 2]]","v":"RIN Subcategory 2"},{"$f":"I_MeterTypes[[#Headers],[AER Type]]","v":"AER Type"},{"$f":"I_MeterTypes[[#Headers],[RIN Subcategory 3]]","v":"RIN Subcategory 3"},{"$f":"I_MeterTypes[[#Headers],[Meter Code]]","v":"Meter Code"},"Units","Basis",null,{"$f":"O$12","v":"2024-25"},{"$f":"P$12","v":"2025-26"},"2026-27","2027-28","2028-29","2029-30","2030-31","Total"]
[null,null,null,null,null,{"$f":"I_MeterTypes[Meter Type]","v":"AMI - Single Phase, single element"},{"$f":"I_MeterTypes[RIN Subcategory 1]","v":"Single Phase Meter Population"},{"$f":"I_MeterTypes[RIN Subcategory 2]","v":"Other"},{"$f":"I_MeterTypes[AER Type]","v":"Meter Type 4"},{"$f":"I_MeterTypes[RIN Subcategory 3]","v":"Single phase single element - AMI"},{"$f":"I_MeterTypes[Meter Code]","v":"AMI 1ph 1e"},"$dollars",{"$f":"Basis_Capex","v":"2024-06-01"},null,0,0,0,0,7604541.2914427053,14379786.622654578,13747326.460412202,{"$f":"SUM(N284:U284)","v":35731654.374509484}]
[null,null,null,null,null,"AMI - Single Phase, two element","Single Phase Meter Population","Other","Meter Type 4","Single phase two element with contactor - AMI","AMI 1ph 2e","$dollars","2024-06-01",null,0,0,0,0,207.71643858202802,906474.53797197028,2581499.8986974442,3488182.1531079966]
[null,null,null,null,null,"AMI - 3 Phase DC","Multi Phase Meter Population","Direct Connect Meter Population","Meter Type 4","Three phase - AMI","AMI 3ph DC","$dollars","2024-06-01",null,0,0,0,0,0,0,0,0]
[null,null,null,null,null,"AMI 3Ph CT","Multi Phase Meter Population","Current Transformer Connected Meter Population","Meter Type 4","Three phase - AMI","AMI 3ph CT","$dollars","2024-06-01",null,0,0,0,0,0,0,0,0]
[null,null,null,null,null,"Non AMI - Type 5 Locally read Interval - Single Phase","Single Phase Meter Population","Direct Connect Meter Population","Meter Type 5",0,"INT 1ph","$dollars","2024-06-01",null,0,0,0,0,0,0,0,0]
[null,null,null,null,null,"Non AMI - Type 5 Locally read Interval - 3 Phase","Multi Phase Meter Population","Direct Connect Meter Population","Meter Type 5",0,"INT 3ph","$dollars","2024-06-01",null,0,0,0,0,0,0,0,0]
[null,null,null,null,null,"Non AMI - Type 5 Locally read Interval - 3 Phase - CT","Multi Phase Meter Population","Current Transformer Connected Meter Population","Meter Type 5",0,"INT 3ph CT","$dollars","2024-06-01",null,0,0,0,0,0,0,0,0]
[null,null,null,null,null,"Non AMI - Type 6 Locally read Accumulation - Single Phase","Single Phase Meter Population","Direct Connect Meter Population","Meter Type 6",0,"ACC 1ph","$dollars","2024-06-01",null,0,0,0,0,0,0,0,0]
[null,null,null,null,null,"Non AMI - Type 6 Locally read Accumulation - 3 Phase","Multi Phase Meter Population","Direct Connect Meter Population","Meter Type 6",0,"ACC 3ph","$dollars","2024-06-01",null,0,0,0,0,0,0,0,0]
[null,null,null,null,null,"Pole Top Meter Housing",0,"Other","Meter Type 4",0,"Meter housing to ensure compliance","$dollars","2024-06-01",null,0,0,0,0,0,0,0,0]
[null,null,null,null,null,0,0,0,0,0,0,"$dollars","2024-06-01",null,0,0,0,0,0,0,0,0]
[null,null,null,null,null,0,0,0,0,0,0,"$dollars","2024-06-01",null,0,0,0,0,0,0,0,0]
[null,null,null,null,null,0,0,0,0,0,0,"$dollars","2024-06-01",null,0,0,0,0,0,0,0,0]
[null,null,null,null,null,0,0,0,0,0,0,"$dollars","2024-06-01",null,0,0,0,0,0,0,0,0]
[null,null,null,null,null,0,0,0,0,0,0,"$dollars","2024-06-01",null,0,0,0,0,0,0,0,0]
[null,null,null,null,null,"Total",null,null,null,null,null,"$dollars","2024-06-01",null,{"$f":"SUM(O284:O291)","v":0},{"$f":"SUM(P284:P291)","v":0},0,0,7604749.0078812875,15286261.160626547,16328826.359109648,{"$f":"SUM(Q299:U299)","v":39219836.527617484}]
[]
[null,null,null,4,{"$f":"'Input | Meters Vols & Costs'!$G$32","v":"Replacements - Failures and faults"}]
[]
[null,null,null,null,null,{"$f":"I_MeterTypes[[#Headers],[Meter Type]]","v":"Meter Type"},{"$f":"I_MeterTypes[[#Headers],[RIN Subcategory 1]]","v":"RIN Subcategory 1"},{"$f":"I_MeterTypes[[#Headers],[RIN Subcategory 2]]","v":"RIN Subcategory 2"},{"$f":"I_MeterTypes[[#Headers],[AER Type]]","v":"AER Type"},{"$f":"I_MeterTypes[[#Headers],[RIN Subcategory 3]]","v":"RIN Subcategory 3"},{"$f":"I_MeterTypes[[#Headers],[Meter Code]]","v":"Meter Code"},"Units","Basis",null,{"$f":"O$12","v":"2024-25"},{"$f":"P$12","v":"2025-26"},"2026-27","2027-28","2028-29","2029-30","2030-31","Total"]
[null,null,null,null,null,{"$f":"I_MeterTypes[Meter Type]","v":"AMI - Single Phase, single element"},{"$f":"I_MeterTypes[RIN Subcategory 1]","v":"Single Phase Meter Population"},{"$f":"I_MeterTypes[RIN Subcategory 2]","v":"Other"},{"$f":"I_MeterTypes[AER Type]","v":"Meter Type 4"},{"$f":"I_MeterTypes[RIN Subcategory 3]","v":"Single phase single element - AMI"},{"$f":"I_MeterTypes[Meter Code]","v":"AMI 1ph 1e"},"$dollars",{"$f":"Basis_Capex","v":"2024-06-01"},null,545005.75103050296,555905.866051113,567059.47211871401,578466.56923330599,601730.38734637701,613764.99509330443,626040.29499517055,{"$f":"SUM(N304:U304)","v":4087973.3358684876}]
[null,null,null,null,null,"AMI - Single Phase, two element","Single Phase Meter Population","Other","Meter Type 4","Single phase two element with contactor - AMI","AMI 1ph 2e","$dollars","2024-06-01",null,204946.88606760098,209101.21483924153,213255.5436108821,217409.87238252265,226277.92258285574,230803.48103451289,235419.55065520314,1537214.4711728191]
[null,null,null,null,null,"AMI - 3 Phase DC","Multi Phase Meter Population","Direct Connect Meter Population","Meter Type 4","Three phase - AMI","AMI 3ph DC","$dollars","2024-06-01",null,419092.41962077498,427660.53131079971,435856.11640560598,444796.75469084916,462711.89526993671,471966.13317533542,481405.45583884214,3143489.3063121443]
[null,null,null,null,null,"AMI 3Ph CT","Multi Phase Meter Population","Current Transformer Connected Meter Population","Meter Type 4","Three phase - AMI","AMI 3ph CT","$dollars","2024-06-01",null,11822.68095630668,12295.588194558946,12295.588194558946,12768.495432811214,13053.195086216423,13314.258987940751,13580.544167699567,89130.351020092538]
[null,null,null,null,null,"Non AMI - Type 5 Locally read Interval - Single Phase","Single Phase Meter Population","Direct Connect Meter Population","Meter Type 5",0,"INT 1ph","$dollars","2024-06-01",null,0,0,0,0,0,0,0,0]
[null,null,null,null,null,"Non AMI - Type 5 Locally read Interval - 3 Phase","Multi Phase Meter Population","Direct Connect Meter Population","Meter Type 5",0,"INT 3ph","$dollars","2024-06-01",null,0,0,0,0,0,0,0,0]
[null,null,null,null,null,"Non AMI - Type 5 Locally read Interval - 3 Phase - CT","Multi Phase Meter Population","Current Transformer Connected Meter Population","Meter Type 5",0,"INT 3ph CT","$dollars","2024-06-01",null,0,0,0,0,0,0,0,0]
[null,null,null,null,null,"Non AMI - Type 6 Locally read Accumulation - Single Phase","Single Phase Meter Population","Direct Connect Meter Population","Meter Type 6",0,"ACC 1ph","$dollars","2024-06-01",null,0,0,0,0,0,0,0,0]
[null,null,null,null,null,"Non AMI - Type 6 Locally read Accumulation - 3 Phase","Multi Phase Meter Population","Direct Connect Meter Population","Meter Type 6",0,"ACC 3ph","$dollars","2024-06-01",null,0,0,0,0,0,0,0,0]
[null,null,null,null,null,"Pole Top Meter Housing",0,"Other","Meter Type 4",0,"Meter housing to ensure compliance","$dollars","2024-06-01",null,0,0,0,0,0,0,0,0]
[null,null,null,null,null,0,0,0,0,0,0,"$dollars","2024-06-01",null,0,0,0,0,0,0,0,0]
[null,null,null,null,null,0,0,0,0,0,0,"$dollars","2024-06-01",null,0,0,0,0,0,0,0,0]
[null,null,null,null,null,0,0,0,0,0,0,"$dollars","2024-06-01",null,0,0,0,0,0,0,0,0]
[null,null,null,null,null,0,0,0,0,0,0,"$dollars","2024-06-01",null,0,0,0,0,0,0,0,0]
[null,null,null,null,null,0,0,0,0,0,0,"$dollars","2024-06-01",null,0,0,0,0,0,0,0,0]
[null,null,null,null,null,"Total",null,null,null,null,null,"$dollars","2024-06-01",null,{"$f":"SUM(O304:O318)","v":1180867.7376751855},{"$f":"SUM(P304:P318)","v":1204963.2003957131},1228466.720329761,1253441.6917394891,1303773.4002853858,1329848.8682910935,1356445.8456569153,{"$f":"SUM(Q319:U319)","v":6471976.5263026441}]
[]
[null,null,null,5,{"$f":"'Input | Meters Vols & Costs'!$G$33","v":"Replacement (added) - customer initiated e.g., changing from single plase to 3 phase"}]
[]
[null,null,null,null,null,{"$f":"I_MeterTypes[[#Headers],[Meter Type]]","v":"Meter Type"},{"$f":"I_MeterTypes[[#Headers],[RIN Subcategory 1]]","v":"RIN Subcategory 1"},{"$f":"I_MeterTypes[[#Headers],[RIN Subcategory 2]]","v":"RIN Subcategory 2"},{"$f":"I_MeterTypes[[#Headers],[AER Type]]","v":"AER Type"},{"$f":"I_MeterTypes[[#Headers],[RIN Subcategory 3]]","v":"RIN Subcategory 3"},{"$f":"I_MeterTypes[[#Headers],[Meter Code]]","v":"Meter Code"},"Units","Basis",null,{"$f":"O$12","v":"2024-25"},{"$f":"P$12","v":"2025-26"},"2026-27","2027-28","2028-29","2029-30","2030-31","Total"]
[null,null,null,null,null,{"$f":"I_MeterTypes[Meter Type]","v":"AMI - Single Phase, single element"},{"$f":"I_MeterTypes[RIN Subcategory 1]","v":"Single Phase Meter Population"},{"$f":"I_MeterTypes[RIN Subcategory 2]","v":"Other"},{"$f":"I_MeterTypes[AER Type]","v":"Meter Type 4"},{"$f":"I_MeterTypes[RIN Subcategory 3]","v":"Single phase single element - AMI"},{"$f":"I_MeterTypes[Meter Code]","v":"AMI 1ph 1e"},"$dollars",{"$f":"Basis_Capex","v":"2024-06-01"},null,0,0,0,0,0,0,0,{"$f":"SUM(N324:U324)","v":0}]
[null,null,null,null,null,"AMI - Single Phase, two element","Single Phase Meter Population","Other","Meter Type 4","Single phase two element with contactor - AMI","AMI 1ph 2e","$dollars","2024-06-01",null,0,0,0,0,0,0,0,0]
[null,null,null,null,null,"AMI - 3 Phase DC","Multi Phase Meter Population","Direct Connect Meter Population","Meter Type 4","Three phase - AMI","AMI 3ph DC","$dollars","2024-06-01",null,0,1117579.7856554,1742493.1491343777,1883820.4261953835,1948146.4560247322,1991510.4143411377,2095981.1207826631,10779531.352133695]
[null,null,null,null,null,"AMI 3Ph CT","Multi Phase Meter Population","Current Transformer Connected Meter Population","Meter Type 4","Three phase - AMI","AMI 3ph CT","$dollars","2024-06-01",null,0,0,0,0,0,0,0,0]
[null,null,null,null,null,"Non AMI - Type 5 Locally read Interval - Single Phase","Single Phase Meter Population","Direct Connect Meter Population","Meter Type 5",0,"INT 1ph","$dollars","2024-06-01",null,0,0,0,0,0,0,0,0]
[null,null,null,null,null,"Non AMI - Type 5 Locally read Interval - 3 Phase","Multi Phase Meter Population","Direct Connect Meter Population","Meter Type 5",0,"INT 3ph","$dollars","2024-06-01",null,0,0,0,0,0,0,0,0]
[null,null,null,null,null,"Non AMI - Type 5 Locally read Interval - 3 Phase - CT","Multi Phase Meter Population","Current Transformer Connected Meter Population","Meter Type 5",0,"INT 3ph CT","$dollars","2024-06-01",null,0,0,0,0,0,0,0,0]
[null,null,null,null,null,"Non AMI - Type 6 Locally read Accumulation - Single Phase","Single Phase Meter Population","Direct Connect Meter Population","Meter Type 6",0,"ACC 1ph","$dollars","2024-06-01",null,0,0,0,0,0,0,0,0]
[null,null,null,null,null,"Non AMI - Type 6 Locally read Accumulation - 3 Phase","Multi Phase Meter Population","Direct Connect Meter Population","Meter Type 6",0,"ACC 3ph","$dollars","2024-06-01",null,0,0,0,0,0,0,0,0]
[null,null,null,null,null,"Pole Top Meter Housing",0,"Other","Meter Type 4",0,"Meter housing to ensure compliance","$dollars","2024-06-01",null,0,0,0,0,0,0,0,0]
[null,null,null,null,null,0,0,0,0,0,0,"$dollars","2024-06-01",null,0,0,0,0,0,0,0,0]
[null,null,null,null,null,0,0,0,0,0,0,"$dollars","2024-06-01",null,0,0,0,0,0,0,0,0]
[null,null,null,null,null,0,0,0,0,0,0,"$dollars","2024-06-01",null,0,0,0,0,0,0,0,0]
[null,null,null,null,null,0,0,0,0,0,0,"$dollars","2024-06-01",null,0,0,0,0,0,0,0,0]
[null,null,null,null,null,0,0,0,0,0,0,"$dollars","2024-06-01",null,0,0,0,0,0,0,0,0]
[null,null,null,null,null,"Total",null,null,null,null,null,"$dollars","2024-06-01",null,{"$f":"SUM(O324:O338)","v":0},{"$f":"SUM(P324:P338)","v":1117579.7856554},1742493.1491343777,1883820.4261953835,1948146.4560247322,1991510.4143411377,2095981.1207826631,{"$f":"SUM(Q339:U339)","v":9661951.5664782934}]
[]
[null,null,null,6,{"$f":"'Input | Meters Vols & Costs'!$G$34","v":"Replacement (removed meters) - customer initiated e.g., changing from single plase to 3 phase"}]
[]
[null,null,null,null,null,{"$f":"I_MeterTypes[[#Headers],[Meter Type]]","v":"Meter Type"},{"$f":"I_MeterTypes[[#Headers],[RIN Subcategory 1]]","v":"RIN Subcategory 1"},{"$f":"I_MeterTypes[[#Headers],[RIN Subcategory 2]]","v":"RIN Subcategory 2"},{"$f":"I_MeterTypes[[#Headers],[AER Type]]","v":"AER Type"},{"$f":"I_MeterTypes[[#Headers],[RIN Subcategory 3]]","v":"RIN Subcategory 3"},{"$f":"I_MeterTypes[[#Headers],[Meter Code]]","v":"Meter Code"},"Units","Basis",null,{"$f":"O$12","v":"2024-25"},{"$f":"P$12","v":"2025-26"},"2026-27","2027-28","2028-29","2029-30","2030-31","Total"]
[null,null,null,null,null,{"$f":"I_MeterTypes[Meter Type]","v":"AMI - Single Phase, single element"},{"$f":"I_MeterTypes[RIN Subcategory 1]","v":"Single Phase Meter Population"},{"$f":"I_MeterTypes[RIN Subcategory 2]","v":"Other"},{"$f":"I_MeterTypes[AER Type]","v":"Meter Type 4"},{"$f":"I_MeterTypes[RIN Subcategory 3]","v":"Single phase single element - AMI"},{"$f":"I_MeterTypes[Meter Code]","v":"AMI 1ph 1e"},"$dollars",{"$f":"Basis_Capex","v":"2024-06-01"},null,0,0,0,0,0,0,0,{"$f":"SUM(N344:U344)","v":0}]
[null,null,null,null,null,"AMI - Single Phase, two element","Single Phase Meter Population","Other","Meter Type 4","Single phase two element with contactor - AMI","AMI 1ph 2e","$dollars","2024-06-01",null,0,0,0,0,0,0,0,0]
[null,null,null,null,null,"AMI - 3 Phase DC","Multi Phase Meter Population","Direct Connect Meter Population","Meter Type 4","Three phase - AMI","AMI 3ph DC","$dollars","2024-06-01",null,0,0,0,0,0,0,0,0]
[null,null,null,null,null,"AMI 3Ph CT","Multi Phase Meter Population","Current Transformer Connected Meter Population","Meter Type 4","Three phase - AMI","AMI 3ph CT","$dollars","2024-06-01",null,0,0,0,0,0,0,0,0]
[null,null,null,null,null,"Non AMI - Type 5 Locally read Interval - Single Phase","Single Phase Meter Population","Direct Connect Meter Population","Meter Type 5",0,"INT 1ph","$dollars","2024-06-01",null,0,0,0,0,0,0,0,0]
[null,null,null,null,null,"Non AMI - Type 5 Locally read Interval - 3 Phase","Multi Phase Meter Population","Direct Connect Meter Population","Meter Type 5",0,"INT 3ph","$dollars","2024-06-01",null,0,0,0,0,0,0,0,0]
[null,null,null,null,null,"Non AMI - Type 5 Locally read Interval - 3 Phase - CT","Multi Phase Meter Population","Current Transformer Connected Meter Population","Meter Type 5",0,"INT 3ph CT","$dollars","2024-06-01",null,0,0,0,0,0,0,0,0]
[null,null,null,null,null,"Non AMI - Type 6 Locally read Accumulation - Single Phase","Single Phase Meter Population","Direct Connect Meter Population","Meter Type 6",0,"ACC 1ph","$dollars","2024-06-01",null,0,0,0,0,0,0,0,0]
[null,null,null,null,null,"Non AMI - Type 6 Locally read Accumulation - 3 Phase","Multi Phase Meter Population","Direct Connect Meter Population","Meter Type 6",0,"ACC 3ph","$dollars","2024-06-01",null,0,0,0,0,0,0,0,0]
[null,null,null,null,null,"Pole Top Meter Housing",0,"Other","Meter Type 4",0,"Meter housing to ensure compliance","$dollars","2024-06-01",null,0,0,0,0,0,0,0,0]
[null,null,null,null,null,0,0,0,0,0,0,"$dollars","2024-06-01",null,0,0,0,0,0,0,0,0]
[null,null,null,null,null,0,0,0,0,0,0,"$dollars","2024-06-01",null,0,0,0,0,0,0,0,0]
[null,null,null,null,null,0,0,0,0,0,0,"$dollars","2024-06-01",null,0,0,0,0,0,0,0,0]
[null,null,null,null,null,0,0,0,0,0,0,"$dollars","2024-06-01",null,0,0,0,0,0,0,0,0]
[null,null,null,null,null,0,0,0,0,0,0,"$dollars","2024-06-01",null,0,0,0,0,0,0,0,0]
[null,null,null,null,null,"Total",null,null,null,null,null,"$dollars","2024-06-01",null,{"$f":"SUM(O344:O358)","v":0},{"$f":"SUM(P344:P358)","v":0},0,0,0,0,0,{"$f":"SUM(Q359:U359)","v":0}]
[]
[null,null,null,7,{"$f":"'Input | Meters Vols & Costs'!$G$35","v":"Establish pole-top meter housing"}]
[]
[null,null,null,null,null,{"$f":"I_MeterTypes[[#Headers],[Meter Type]]","v":"Meter Type"},{"$f":"I_MeterTypes[[#Headers],[RIN Subcategory 1]]","v":"RIN Subcategory 1"},{"$f":"I_MeterTypes[[#Headers],[RIN Subcategory 2]]","v":"RIN Subcategory 2"},{"$f":"I_MeterTypes[[#Headers],[AER Type]]","v":"AER Type"},{"$f":"I_MeterTypes[[#Headers],[RIN Subcategory 3]]","v":"RIN Subcategory 3"},{"$f":"I_MeterTypes[[#Headers],[Meter Code]]","v":"Meter Code"},"Units","Basis",null,{"$f":"O$12","v":"2024-25"},{"$f":"P$12","v":"2025-26"},"2026-27","2027-28","2028-29","2029-30","2030-31","Total"]
[null,null,null,null,null,{"$f":"I_MeterTypes[Meter Type]","v":"AMI - Single Phase, single element"},{"$f":"I_MeterTypes[RIN Subcategory 1]","v":"Single Phase Meter Population"},{"$f":"I_MeterTypes[RIN Subcategory 2]","v":"Other"},{"$f":"I_MeterTypes[AER Type]","v":"Meter Type 4"},{"$f":"I_MeterTypes[RIN Subcategory 3]","v":"Single phase single element - AMI"},{"$f":"I_MeterTypes[Meter Code]","v":"AMI 1ph 1e"},"$dollars",{"$f":"Basis_Capex","v":"2024-06-01"},null,0,0,0,0,0,0,0,{"$f":"SUM(N364:U364)","v":0}]
[null,null,null,null,null,"AMI - Single Phase, two element","Single Phase Meter Population","Other","Meter Type 4","Single phase two element with contactor - AMI","AMI 1ph 2e","$dollars","2024-06-01",null,0,0,0,0,0,0,0,0]
[null,null,null,null,null,"AMI - 3 Phase DC","Multi Phase Meter Population","Direct Connect Meter Population","Meter Type 4","Three phase - AMI","AMI 3ph DC","$dollars","2024-06-01",null,0,0,0,0,0,0,0,0]
[null,null,null,null,null,"AMI 3Ph CT","Multi Phase Meter Population","Current Transformer Connected Meter Population","Meter Type 4","Three phase - AMI","AMI 3ph CT","$dollars","2024-06-01",null,0,0,0,0,0,0,0,0]
[null,null,null,null,null,"Non AMI - Type 5 Locally read Interval - Single Phase","Single Phase Meter Population","Direct Connect Meter Population","Meter Type 5",0,"INT 1ph","$dollars","2024-06-01",null,0,0,0,0,0,0,0,0]
[null,null,null,null,null,"Non AMI - Type 5 Locally read Interval - 3 Phase","Multi Phase Meter Population","Direct Connect Meter Population","Meter Type 5",0,"INT 3ph","$dollars","2024-06-01",null,0,0,0,0,0,0,0,0]
[null,null,null,null,null,"Non AMI - Type 5 Locally read Interval - 3 Phase - CT","Multi Phase Meter Population","Current Transformer Connected Meter Population","Meter Type 5",0,"INT 3ph CT","$dollars","2024-06-01",null,0,0,0,0,0,0,0,0]
[null,null,null,null,null,"Non AMI - Type 6 Locally read Accumulation - Single Phase","Single Phase Meter Population","Direct Connect Meter Population","Meter Type 6",0,"ACC 1ph","$dollars","2024-06-01",null,0,0,0,0,0,0,0,0]
[null,null,null,null,null,"Non AMI - Type 6 Locally read Accumulation - 3 Phase","Multi Phase Meter Population","Direct Connect Meter Population","Meter Type 6",0,"ACC 3ph","$dollars","2024-06-01",null,0,0,0,0,0,0,0,0]
[null,null,null,null,null,"Pole Top Meter Housing",0,"Other","Meter Type 4",0,"Meter housing to ensure compliance","$dollars","2024-06-01",null,0,0,400241.18321147439,463262.289023038,463262.289023038,0,0,1326765.7612575504]
[null,null,null,null,null,0,0,0,0,0,0,"$dollars","2024-06-01",null,0,0,0,0,0,0,0,0]
[null,null,null,null,null,0,0,0,0,0,0,"$dollars","2024-06-01",null,0,0,0,0,0,0,0,0]
[null,null,null,null,null,0,0,0,0,0,0,"$dollars","2024-06-01",null,0,0,0,0,0,0,0,0]
[null,null,null,null,null,0,0,0,0,0,0,"$dollars","2024-06-01",null,0,0,0,0,0,0,0,0]
[null,null,null,null,null,0,0,0,0,0,0,"$dollars","2024-06-01",null,0,0,0,0,0,0,0,0]
[null,null,null,null,null,"Total",null,null,null,null,null,"$dollars","2024-06-01",null,{"$f":"SUM(O364:O378)","v":0},{"$f":"SUM(P364:P378)","v":0},400241.18321147439,463262.289023038,463262.289023038,0,0,{"$f":"SUM(Q379:U379)","v":1326765.7612575504}]
[]
[null,null,null,8,{"$f":"'Input | Meters Vols & Costs'!$G$36","v":0}]
[]
[null,null,null,null,null,{"$f":"I_MeterTypes[[#Headers],[Meter Type]]","v":"Meter Type"},{"$f":"I_MeterTypes[[#Headers],[RIN Subcategory 1]]","v":"RIN Subcategory 1"},{"$f":"I_MeterTypes[[#Headers],[RIN Subcategory 2]]","v":"RIN Subcategory 2"},{"$f":"I_MeterTypes[[#Headers],[AER Type]]","v":"AER Type"},{"$f":"I_MeterTypes[[#Headers],[RIN Subcategory 3]]","v":"RIN Subcategory 3"},{"$f":"I_MeterTypes[[#Headers],[Meter Code]]","v":"Meter Code"},"Units","Basis",null,{"$f":"O$12","v":"2024-25"},{"$f":"P$12","v":"2025-26"},"2026-27","2027-28","2028-29","2029-30","2030-31","Total"]
[null,null,null,null,null,{"$f":"I_MeterTypes[Meter Type]","v":"AMI - Single Phase, single element"},{"$f":"I_MeterTypes[RIN Subcategory 1]","v":"Single Phase Meter Population"},{"$f":"I_MeterTypes[RIN Subcategory 2]","v":"Other"},{"$f":"I_MeterTypes[AER Type]","v":"Meter Type 4"},{"$f":"I_MeterTypes[RIN Subcategory 3]","v":"Single phase single element - AMI"},{"$f":"I_MeterTypes[Meter Code]","v":"AMI 1ph 1e"},"$dollars",{"$f":"Basis_Capex","v":"2024-06-01"},null,0,0,0,0,0,0,0,{"$f":"SUM(N384:U384)","v":0}]
[null,null,null,null,null,"AMI - Single Phase, two element","Single Phase Meter Population","Other","Meter Type 4","Single phase two element with contactor - AMI","AMI 1ph 2e","$dollars","2024-06-01",null,0,0,0,0,0,0,0,0]
[null,null,null,null,null,"AMI - 3 Phase DC","Multi Phase Meter Population","Direct Connect Meter Population","Meter Type 4","Three phase - AMI","AMI 3ph DC","$dollars","2024-06-01",null,0,0,0,0,0,0,0,0]
[null,null,null,null,null,"AMI 3Ph CT","Multi Phase Meter Population","Current Transformer Connected Meter Population","Meter Type 4","Three phase - AMI","AMI 3ph CT","$dollars","2024-06-01",null,0,0,0,0,0,0,0,0]
[null,null,null,null,null,"Non AMI - Type 5 Locally read Interval - Single Phase","Single Phase Meter Population","Direct Connect Meter Population","Meter Type 5",0,"INT 1ph","$dollars","2024-06-01",null,0,0,0,0,0,0,0,0]
[null,null,null,null,null,"Non AMI - Type 5 Locally read Interval - 3 Phase","Multi Phase Meter Population","Direct Connect Meter Population","Meter Type 5",0,"INT 3ph","$dollars","2024-06-01",null,0,0,0,0,0,0,0,0]
[null,null,null,null,null,"Non AMI - Type 5 Locally read Interval - 3 Phase - CT","Multi Phase Meter Population","Current Transformer Connected Meter Population","Meter Type 5",0,"INT 3ph CT","$dollars","2024-06-01",null,0,0,0,0,0,0,0,0]
[null,null,null,null,null,"Non AMI - Type 6 Locally read Accumulation - Single Phase","Single Phase Meter Population","Direct Connect Meter Population","Meter Type 6",0,"ACC 1ph","$dollars","2024-06-01",null,0,0,0,0,0,0,0,0]
[null,null,null,null,null,"Non AMI - Type 6 Locally read Accumulation - 3 Phase","Multi Phase Meter Population","Direct Connect Meter Population","Meter Type 6",0,"ACC 3ph","$dollars","2024-06-01",null,0,0,0,0,0,0,0,0]
[null,null,null,null,null,"Pole Top Meter Housing",0,"Other","Meter Type 4",0,"Meter housing to ensure compliance","$dollars","2024-06-01",null,0,0,0,0,0,0,0,0]
[null,null,null,null,null,0,0,0,0,0,0,"$dollars","2024-06-01",null,0,0,0,0,0,0,0,0]
[null,null,null,null,null,0,0,0,0,0,0,"$dollars","2024-06-01",null,0,0,0,0,0,0,0,0]
[null,null,null,null,null,0,0,0,0,0,0,"$dollars","2024-06-01",null,0,0,0,0,0,0,0,0]
[null,null,null,null,null,0,0,0,0,0,0,"$dollars","2024-06-01",null,0,0,0,0,0,0,0,0]
[null,null,null,null,null,0,0,0,0,0,0,"$dollars","2024-06-01",null,0,0,0,0,0,0,0,0]
[null,null,null,null,null,"Total",null,null,null,null,null,"$dollars","2024-06-01",null,{"$f":"SUM(O384:O398)","v":0},{"$f":"SUM(P384:P398)","v":0},0,0,0,0,0,{"$f":"SUM(Q399:U399)","v":0}]
[]
[null,null,null,9,{"$f":"'Input | Meters Vols & Costs'!$G$37","v":0}]
[]
[null,null,null,null,null,{"$f":"I_MeterTypes[[#Headers],[Meter Type]]","v":"Meter Type"},{"$f":"I_MeterTypes[[#Headers],[RIN Subcategory 1]]","v":"RIN Subcategory 1"},{"$f":"I_MeterTypes[[#Headers],[RIN Subcategory 2]]","v":"RIN Subcategory 2"},{"$f":"I_MeterTypes[[#Headers],[AER Type]]","v":"AER Type"},{"$f":"I_MeterTypes[[#Headers],[RIN Subcategory 3]]","v":"RIN Subcategory 3"},{"$f":"I_MeterTypes[[#Headers],[Meter Code]]","v":"Meter Code"},"Units","Basis",null,{"$f":"O$12","v":"2024-25"},{"$f":"P$12","v":"2025-26"},"2026-27","2027-28","2028-29","2029-30","2030-31","Total"]
[null,null,null,null,null,{"$f":"I_MeterTypes[Meter Type]","v":"AMI - Single Phase, single element"},{"$f":"I_MeterTypes[RIN Subcategory 1]","v":"Single Phase Meter Population"},{"$f":"I_MeterTypes[RIN Subcategory 2]","v":"Other"},{"$f":"I_MeterTypes[AER Type]","v":"Meter Type 4"},{"$f":"I_MeterTypes[RIN Subcategory 3]","v":"Single phase single element - AMI"},{"$f":"I_MeterTypes[Meter Code]","v":"AMI 1ph 1e"},"$dollars",{"$f":"Basis_Capex","v":"2024-06-01"},null,0,0,0,0,0,0,0,{"$f":"SUM(N404:U404)","v":0}]
[null,null,null,null,null,"AMI - Single Phase, two element","Single Phase Meter Population","Other","Meter Type 4","Single phase two element with contactor - AMI","AMI 1ph 2e","$dollars","2024-06-01",null,0,0,0,0,0,0,0,0]
[null,null,null,null,null,"AMI - 3 Phase DC","Multi Phase Meter Population","Direct Connect Meter Population","Meter Type 4","Three phase - AMI","AMI 3ph DC","$dollars","2024-06-01",null,0,0,0,0,0,0,0,0]
[null,null,null,null,null,"AMI 3Ph CT","Multi Phase Meter Population","Current Transformer Connected Meter Population","Meter Type 4","Three phase - AMI","AMI 3ph CT","$dollars","2024-06-01",null,0,0,0,0,0,0,0,0]
[null,null,null,null,null,"Non AMI - Type 5 Locally read Interval - Single Phase","Single Phase Meter Population","Direct Connect Meter Population","Meter Type 5",0,"INT 1ph","$dollars","2024-06-01",null,0,0,0,0,0,0,0,0]
[null,null,null,null,null,"Non AMI - Type 5 Locally read Interval - 3 Phase","Multi Phase Meter Population","Direct Connect Meter Population","Meter Type 5",0,"INT 3ph","$dollars","2024-06-01",null,0,0,0,0,0,0,0,0]
[null,null,null,null,null,"Non AMI - Type 5 Locally read Interval - 3 Phase - CT","Multi Phase Meter Population","Current Transformer Connected Meter Population","Meter Type 5",0,"INT 3ph CT","$dollars","2024-06-01",null,0,0,0,0,0,0,0,0]
[null,null,null,null,null,"Non AMI - Type 6 Locally read Accumulation - Single Phase","Single Phase Meter Population","Direct Connect Meter Population","Meter Type 6",0,"ACC 1ph","$dollars","2024-06-01",null,0,0,0,0,0,0,0,0]
[null,null,null,null,null,"Non AMI - Type 6 Locally read Accumulation - 3 Phase","Multi Phase Meter Population","Direct Connect Meter Population","Meter Type 6",0,"ACC 3ph","$dollars","2024-06-01",null,0,0,0,0,0,0,0,0]
[null,null,null,null,null,"Pole Top Meter Housing",0,"Other","Meter Type 4",0,"Meter housing to ensure compliance","$dollars","2024-06-01",null,0,0,0,0,0,0,0,0]
[null,null,null,null,null,0,0,0,0,0,0,"$dollars","2024-06-01",null,0,0,0,0,0,0,0,0]
[null,null,null,null,null,0,0,0,0,0,0,"$dollars","2024-06-01",null,0,0,0,0,0,0,0,0]
[null,null,null,null,null,0,0,0,0,0,0,"$dollars","2024-06-01",null,0,0,0,0,0,0,0,0]
[null,null,null,null,null,0,0,0,0,0,0,"$dollars","2024-06-01",null,0,0,0,0,0,0,0,0]
[null,null,null,null,null,0,0,0,0,0,0,"$dollars","2024-06-01",null,0,0,0,0,0,0,0,0]
[null,null,null,null,null,"Total",null,null,null,null,null,"$dollars","2024-06-01",null,{"$f":"SUM(O404:O418)","v":0},{"$f":"SUM(P404:P418)","v":0},0,0,0,0,0,{"$f":"SUM(Q419:U419)","v":0}]
[]
[null,null,null,10,{"$f":"'Input | Meters Vols & Costs'!$G$38","v":"Meter abolishments"}]
[]
[null,null,null,null,null,{"$f":"I_MeterTypes[[#Headers],[Meter Type]]","v":"Meter Type"},{"$f":"I_MeterTypes[[#Headers],[RIN Subcategory 1]]","v":"RIN Subcategory 1"},{"$f":"I_MeterTypes[[#Headers],[RIN Subcategory 2]]","v":"RIN Subcategory 2"},{"$f":"I_MeterTypes[[#Headers],[AER Type]]","v":"AER Type"},{"$f":"I_MeterTypes[[#Headers],[RIN Subcategory 3]]","v":"RIN Subcategory 3"},{"$f":"I_MeterTypes[[#Headers],[Meter Code]]","v":"Meter Code"},"Units","Basis",null,{"$f":"O$12","v":"2024-25"},{"$f":"P$12","v":"2025-26"},"2026-27","2027-28","2028-29","2029-30","2030-31","Total"]
[null,null,null,null,null,{"$f":"I_MeterTypes[Meter Type]","v":"AMI - Single Phase, single element"},{"$f":"I_MeterTypes[RIN Subcategory 1]","v":"Single Phase Meter Population"},{"$f":"I_MeterTypes[RIN Subcategory 2]","v":"Other"},{"$f":"I_MeterTypes[AER Type]","v":"Meter Type 4"},{"$f":"I_MeterTypes[RIN Subcategory 3]","v":"Single phase single element - AMI"},{"$f":"I_MeterTypes[Meter Code]","v":"AMI 1ph 1e"},"$dollars",{"$f":"Basis_Capex","v":"2024-06-01"},null,0,0,0,0,0,0,0,{"$f":"SUM(N424:U424)","v":0}]
[null,null,null,null,null,"AMI - Single Phase, two element","Single Phase Meter Population","Other","Meter Type 4","Single phase two element with contactor - AMI","AMI 1ph 2e","$dollars","2024-06-01",null,0,0,0,0,0,0,0,0]
[null,null,null,null,null,"AMI - 3 Phase DC","Multi Phase Meter Population","Direct Connect Meter Population","Meter Type 4","Three phase - AMI","AMI 3ph DC","$dollars","2024-06-01",null,0,0,0,0,0,0,0,0]
[null,null,null,null,null,"AMI 3Ph CT","Multi Phase Meter Population","Current Transformer Connected Meter Population","Meter Type 4","Three phase - AMI","AMI 3ph CT","$dollars","2024-06-01",null,0,0,0,0,0,0,0,0]
[null,null,null,null,null,"Non AMI - Type 5 Locally read Interval - Single Phase","Single Phase Meter Population","Direct Connect Meter Population","Meter Type 5",0,"INT 1ph","$dollars","2024-06-01",null,0,0,0,0,0,0,0,0]
[null,null,null,null,null,"Non AMI - Type 5 Locally read Interval - 3 Phase","Multi Phase Meter Population","Direct Connect Meter Population","Meter Type 5",0,"INT 3ph","$dollars","2024-06-01",null,0,0,0,0,0,0,0,0]
[null,null,null,null,null,"Non AMI - Type 5 Locally read Interval - 3 Phase - CT","Multi Phase Meter Population","Current Transformer Connected Meter Population","Meter Type 5",0,"INT 3ph CT","$dollars","2024-06-01",null,0,0,0,0,0,0,0,0]
[null,null,null,null,null,"Non AMI - Type 6 Locally read Accumulation - Single Phase","Single Phase Meter Population","Direct Connect Meter Population","Meter Type 6",0,"ACC 1ph","$dollars","2024-06-01",null,0,0,0,0,0,0,0,0]
[null,null,null,null,null,"Non AMI - Type 6 Locally read Accumulation - 3 Phase","Multi Phase Meter Population","Direct Connect Meter Population","Meter Type 6",0,"ACC 3ph","$dollars","2024-06-01",null,0,0,0,0,0,0,0,0]
[null,null,null,null,null,"Pole Top Meter Housing",0,"Other","Meter Type 4",0,"Meter housing to ensure compliance","$dollars","2024-06-01",null,0,0,0,0,0,0,0,0]
[null,null,null,null,null,0,0,0,0,0,0,"$dollars","2024-06-01",null,0,0,0,0,0,0,0,0]
[null,null,null,null,null,0,0,0,0,0,0,"$dollars","2024-06-01",null,0,0,0,0,0,0,0,0]
[null,null,null,null,null,0,0,0,0,0,0,"$dollars","2024-06-01",null,0,0,0,0,0,0,0,0]
[null,null,null,null,null,0,0,0,0,0,0,"$dollars","2024-06-01",null,0,0,0,0,0,0,0,0]
[null,null,null,null,null,0,0,0,0,0,0,"$dollars","2024-06-01",null,0,0,0,0,0,0,0,0]
[null,null,null,null,null,"Total",null,null,null,null,null,"$dollars","2024-06-01",null,{"$f":"SUM(O424:O438)","v":0},{"$f":"SUM(P424:P438)","v":0},0,0,0,0,0,{"$f":"SUM(Q439:U439)","v":0}]
[]
[null,null,null,"TOTAL NON-LABOUR COST"]
[]
[null,null,null,null,null,{"$f":"I_MeterTypes[[#Headers],[Meter Type]]","v":"Meter Type"},{"$f":"I_MeterTypes[[#Headers],[RIN Subcategory 1]]","v":"RIN Subcategory 1"},{"$f":"I_MeterTypes[[#Headers],[RIN Subcategory 2]]","v":"RIN Subcategory 2"},{"$f":"I_MeterTypes[[#Headers],[AER Type]]","v":"AER Type"},{"$f":"I_MeterTypes[[#Headers],[RIN Subcategory 3]]","v":"RIN Subcategory 3"},{"$f":"I_MeterTypes[[#Headers],[Meter Code]]","v":"Meter Code"},"Units","Basis",null,{"$f":"O$12","v":"2024-25"},{"$f":"P$12","v":"2025-26"},"2026-27","2027-28","2028-29","2029-30","2030-31","Total"]
[null,null,null,null,null,{"$f":"I_MeterTypes[Meter Type]","v":"AMI - Single Phase, single element"},{"$f":"I_MeterTypes[RIN Subcategory 1]","v":"Single Phase Meter Population"},{"$f":"I_MeterTypes[RIN Subcategory 2]","v":"Other"},{"$f":"I_MeterTypes[AER Type]","v":"Meter Type 4"},{"$f":"I_MeterTypes[RIN Subcategory 3]","v":"Single phase single element - AMI"},{"$f":"I_MeterTypes[Meter Code]","v":"AMI 1ph 1e"},"$dollars",{"$f":"Basis_Capex","v":"2024-06-01"},null,{"$f":"O244+O264+O284+O304+O324+O344+O364+O384+O404+O424","v":3967134.8854080797},{"$f":"P244+P264+P284+P304+P324+P344+P364+P384+P404+P424","v":3574984.2357131084},3358981.6295146463,3054007.1240104372,10350603.364509119,16795120.645337731,15817541.605566654,{"$f":"SUM(N444:U444)","v":56918373.490059778}]
[null,null,null,null,null,"AMI - Single Phase, two element","Single Phase Meter Population","Other","Meter Type 4","Single phase two element with contactor - AMI","AMI 1ph 2e","$dollars","2024-06-01",null,{"$f":"O245+O265+O285+O305+O325+O345+O365+O385+O405+O425","v":204946.88606760098},209101.21483924153,213255.5436108821,217409.87238252265,226485.63902143776,1137278.0190064833,2816919.4493526472,5025396.6242808159]
[null,null,null,null,null,"AMI - 3 Phase DC","Multi Phase Meter Population","Direct Connect Meter Population","Meter Type 4","Three phase - AMI","AMI 3ph DC","$dollars","2024-06-01",null,{"$f":"O246+O266+O286+O306+O326+O346+O366+O386+O406+O426","v":1797440.8219291016},3559966.2161947573,4715132.0783962579,5458614.9007141143,6153208.7712768558,6843542.9468769124,7616617.784001668,36144523.519389674]
[null,null,null,null,null,"AMI 3Ph CT","Multi Phase Meter Population","Current Transformer Connected Meter Population","Meter Type 4","Three phase - AMI","AMI 3ph CT","$dollars","2024-06-01",null,{"$f":"O247+O267+O287+O307+O327+O347+O367+O387+O407+O427","v":54857.239637262988},55330.14687551526,57989.770234404612,58885.812389341132,59579.929221865772,60282.117272192743,60973.354771312093,407898.37040189456]
[null,null,null,null,null,"Non AMI - Type 5 Locally read Interval - Single Phase","Single Phase Meter Population","Direct Connect Meter Population","Meter Type 5",0,"INT 1ph","$dollars","2024-06-01",null,{"$f":"O248+O268+O288+O308+O328+O348+O368+O388+O408+O428","v":0},0,0,0,0,0,0,0]
[null,null,null,null,null,"Non AMI - Type 5 Locally read Interval - 3 Phase","Multi Phase Meter Population","Direct Connect Meter Population","Meter Type 5",0,"INT 3ph","$dollars","2024-06-01",null,{"$f":"O249+O269+O289+O309+O329+O349+O369+O389+O409+O429","v":0},0,0,0,0,0,0,0]
[null,null,null,null,null,"Non AMI - Type 5 Locally read Interval - 3 Phase - CT","Multi Phase Meter Population","Current Transformer Connected Meter Population","Meter Type 5",0,"INT 3ph CT","$dollars","2024-06-01",null,{"$f":"O250+O270+O290+O310+O330+O350+O370+O390+O410+O430","v":0},0,0,0,0,0,0,0]
[null,null,null,null,null,"Non AMI - Type 6 Locally read Accumulation - Single Phase","Single Phase Meter Population","Direct Connect Meter Population","Meter Type 6",0,"ACC 1ph","$dollars","2024-06-01",null,{"$f":"O251+O271+O291+O311+O331+O351+O371+O391+O411+O431","v":0},0,0,0,0,0,0,0]
[null,null,null,null,null,"Non AMI - Type 6 Locally read Accumulation - 3 Phase","Multi Phase Meter Population","Direct Connect Meter Population","Meter Type 6",0,"ACC 3ph","$dollars","2024-06-01",null,{"$f":"O252+O272+O292+O312+O332+O352+O372+O392+O412+O432","v":0},0,0,0,0,0,0,0]
[null,null,null,null,null,"Pole Top Meter Housing",0,"Other","Meter Type 4",0,"Meter housing to ensure compliance","$dollars","2024-06-01",null,{"$f":"O253+O273+O293+O313+O333+O353+O373+O393+O413+O433","v":0},0,400241.18321147439,463262.289023038,463262.289023038,0,0,1326765.7612575504]
[null,null,null,null,null,0,0,0,0,0,0,"$dollars","2024-06-01",null,{"$f":"O254+O274+O294+O314+O334+O354+O374+O394+O414+O434","v":0},0,0,0,0,0,0,0]
[null,null,null,null,null,0,0,0,0,0,0,"$dollars","2024-06-01",null,{"$f":"O255+O275+O295+O315+O335+O355+O375+O395+O415+O435","v":0},0,0,0,0,0,0,0]
[null,null,null,null,null,0,0,0,0,0,0,"$dollars","2024-06-01",null,{"$f":"O256+O276+O296+O316+O336+O356+O376+O396+O416+O436","v":0},0,0,0,0,0,0,0]
[null,null,null,null,null,0,0,0,0,0,0,"$dollars","2024-06-01",null,{"$f":"O257+O277+O297+O317+O337+O357+O377+O397+O417+O437","v":0},0,0,0,0,0,0,0]
[null,null,null,null,null,0,0,0,0,0,0,"$dollars","2024-06-01",null,{"$f":"O258+O278+O298+O318+O338+O358+O378+O398+O418+O438","v":0},0,0,0,0,0,0,0]
[null,null,null,null,null,"Total",null,null,null,null,null,"$dollars","2024-06-01",null,{"$f":"SUM(O444:O458)","v":6024379.8330420451},7399381.8136226228,8745600.2049676664,9252179.9985194523,17253139.993052315,24836223.728493322,26312052.193692282,{"$f":"SUM(Q459:U459)","v":86399196.118725032}]
[]
[]
[null,"c","Total Costs"]
[]
[null,null,null,1,{"$f":"'Input | Meters Vols & Costs'!$G$29","v":"New Meter Installations - Growth"}]
[]
[null,null,null,null,null,{"$f":"I_MeterTypes[[#Headers],[Meter Type]]","v":"Meter Type"},{"$f":"I_MeterTypes[[#Headers],[RIN Subcategory 1]]","v":"RIN Subcategory 1"},{"$f":"I_MeterTypes[[#Headers],[RIN Subcategory 2]]","v":"RIN Subcategory 2"},{"$f":"I_MeterTypes[[#Headers],[AER Type]]","v":"AER Type"},{"$f":"I_MeterTypes[[#Headers],[RIN Subcategory 3]]","v":"RIN Subcategory 3"},{"$f":"I_MeterTypes[[#Headers],[Meter Code]]","v":"Meter Code"},"Units","Basis",null,{"$f":"O$12","v":"2024-25"},{"$f":"P$12","v":"2025-26"},"2026-27","2027-28","2028-29","2029-30","2030-31","Total"]
[null,null,null,null,null,{"$f":"I_MeterTypes[Meter Type]","v":"AMI - Single Phase, single element"},{"$f":"I_MeterTypes[RIN Subcategory 1]","v":"Single Phase Meter Population"},{"$f":"I_MeterTypes[RIN Subcategory 2]","v":"Other"},{"$f":"I_MeterTypes[AER Type]","v":"Meter Type 4"},{"$f":"I_MeterTypes[RIN Subcategory 3]","v":"Single phase single element - AMI"},{"$f":"I_MeterTypes[Meter Code]","v":"AMI 1ph 1e"},"$dollars",{"$f":"Basis_Capex","v":"2024-06-01"},null,{"$f":"O13+O244","v":3422129.1343775769},{"$f":"P13+P244","v":3019078.3696619957},2791922.1573959324,2475540.554777131,2144331.6857200363,1801569.0275898487,1444174.8501592812,{"$f":"SUM(N467:U467)","v":17098745.779681802}]
[null,null,null,null,null,"AMI - Single Phase, two element","Single Phase Meter Population","Other","Meter Type 4","Single phase two element with contactor - AMI","AMI 1ph 2e","$dollars","2024-06-01",null,0,{"$f":"P14+P245","v":0},0,0,0,0,0,0]
[null,null,null,null,null,"AMI - 3 Phase DC","Multi Phase Meter Population","Direct Connect Meter Population","Meter Type 4","Three phase - AMI","AMI 3ph DC","$dollars","2024-06-01",null,1378348.4023083267,{"$f":"P15+P246","v":2014725.8992285575},2536782.8128562747,3129997.719827882,3742350.4199821865,4380066.3993604388,5039231.2073801626,22221502.860943824]
[null,null,null,null,null,"AMI 3Ph CT","Multi Phase Meter Population","Current Transformer Connected Meter Population","Meter Type 4","Three phase - AMI","AMI 3ph CT","$dollars","2024-06-01",null,43034.55868095631,{"$f":"P16+P247","v":43034.55868095631},45694.182039845662,46117.316956529918,46526.734135649349,46967.85828425199,47392.810603612525,318768.01938180206]
[null,null,null,null,null,"Non AMI - Type 5 Locally read Interval - Single Phase","Single Phase Meter Population","Direct Connect Meter Population","Meter Type 5",0,"INT 1ph","$dollars","2024-06-01",null,0,{"$f":"P17+P248","v":0},0,0,0,0,0,0]
[null,null,null,null,null,"Non AMI - Type 5 Locally read Interval - 3 Phase","Multi Phase Meter Population","Direct Connect Meter Population","Meter Type 5",0,"INT 3ph","$dollars","2024-06-01",null,0,{"$f":"P18+P249","v":0},0,0,0,0,0,0]
[null,null,null,null,null,"Non AMI - Type 5 Locally read Interval - 3 Phase - CT","Multi Phase Meter Population","Current Transformer Connected Meter Population","Meter Type 5",0,"INT 3ph CT","$dollars","2024-06-01",null,0,{"$f":"P19+P250","v":0},0,0,0,0,0,0]
[null,null,null,null,null,"Non AMI - Type 6 Locally read Accumulation - Single Phase","Single Phase Meter Population","Direct Connect Meter Population","Meter Type 6",0,"ACC 1ph","$dollars","2024-06-01",null,0,{"$f":"P20+P251","v":0},0,0,0,0,0,0]
[null,null,null,null,null,"Non AMI - Type 6 Locally read Accumulation - 3 Phase","Multi Phase Meter Population","Direct Connect Meter Population","Meter Type 6",0,"ACC 3ph","$dollars","2024-06-01",null,0,{"$f":"P21+P252","v":0},0,0,0,0,0,0]
[null,null,null,null,null,"Pole Top Meter Housing",0,"Other","Meter Type 4",0,"Meter housing to ensure compliance","$dollars","2024-06-01",null,0,{"$f":"P22+P253","v":0},0,0,0,0,0,0]
[null,null,null,null,null,0,0,0,0,0,0,"$dollars","2024-06-01",null,0,{"$f":"P23+P254","v":0},0,0,0,0,0,0]
[null,null,null,null,null,0,0,0,0,0,0,"$dollars","2024-06-01",null,0,{"$f":"P24+P255","v":0},0,0,0,0,0,0]
[null,null,null,null,null,0,0,0,0,0,0,"$dollars","2024-06-01",null,0,{"$f":"P25+P256","v":0},0,0,0,0,0,0]
[null,null,null,null,null,0,0,0,0,0,0,"$dollars","2024-06-01",null,0,{"$f":"P26+P257","v":0},0,0,0,0,0,0]
[null,null,null,null,null,0,0,0,0,0,0,"$dollars","2024-06-01",null,0,{"$f":"P27+P258","v":0},0,0,0,0,0,0]
[null,null,null,null,null,"Total",null,null,null,null,null,"$dollars","2024-06-01",null,{"$f":"SUM(O467:O481)","v":4843512.0953668598},{"$f":"SUM(P467:P481)","v":5076838.8275715094},5374399.1522920523,5651655.5915615438,5933208.8398378724,6228603.2852345388,6530798.8681430556,{"$f":"SUM(Q482:U482)","v":29718665.737069059}]
[]
[null,null,null,2,{"$f":"'Input | Meters Vols & Costs'!$G$30","v":"Refurbished meters"}]
[]
[null,null,null,null,null,{"$f":"I_MeterTypes[[#Headers],[Meter Type]]","v":"Meter Type"},{"$f":"I_MeterTypes[[#Headers],[RIN Subcategory 1]]","v":"RIN Subcategory 1"},{"$f":"I_MeterTypes[[#Headers],[RIN Subcategory 2]]","v":"RIN Subcategory 2"},{"$f":"I_MeterTypes[[#Headers],[AER Type]]","v":"AER Type"},{"$f":"I_MeterTypes[[#Headers],[RIN Subcategory 3]]","v":"RIN Subcategory 3"},{"$f":"I_MeterTypes[[#Headers],[Meter Code]]","v":"Meter Code"},"Units","Basis",null,{"$f":"O$12","v":"2024-25"},{"$f":"P$12","v":"2025-26"},"2026-27","2027-28","2028-29","2029-30","2030-31","Total"]
[null,null,null,null,null,{"$f":"I_MeterTypes[Meter Type]","v":"AMI - Single Phase, single element"},{"$f":"I_MeterTypes[RIN Subcategory 1]","v":"Single Phase Meter Population"},{"$f":"I_MeterTypes[RIN Subcategory 2]","v":"Other"},{"$f":"I_MeterTypes[AER Type]","v":"Meter Type 4"},{"$f":"I_MeterTypes[RIN Subcategory 3]","v":"Single phase single element - AMI"},{"$f":"I_MeterTypes[Meter Code]","v":"AMI 1ph 1e"},"$dollars",{"$f":"Basis_Capex","v":"2024-06-01"},null,{"$f":"O33+O264","v":0},{"$f":"P33+P264","v":0},0,0,0,0,0,{"$f":"SUM(N487:U487)","v":0}]
[null,null,null,null,null,"AMI - Single Phase, two element","Single Phase Meter Population","Other","Meter Type 4","Single phase two element with contactor - AMI","AMI 1ph 2e","$dollars","2024-06-01",null,0,{"$f":"P34+P265","v":0},0,0,0,0,0,0]
[null,null,null,null,null,"AMI - 3 Phase DC","Multi Phase Meter Population","Direct Connect Meter Population","Meter Type 4","Three phase - AMI","AMI 3ph DC","$dollars","2024-06-01",null,0,{"$f":"P35+P266","v":0},0,0,0,0,0,0]
[null,null,null,null,null,"AMI 3Ph CT","Multi Phase Meter Population","Current Transformer Connected Meter Population","Meter Type 4","Three phase - AMI","AMI 3ph CT","$dollars","2024-06-01",null,0,{"$f":"P36+P267","v":0},0,0,0,0,0,0]
[null,null,null,null,null,"Non AMI - Type 5 Locally read Interval - Single Phase","Single Phase Meter Population","Direct Connect Meter Population","Meter Type 5",0,"INT 1ph","$dollars","2024-06-01",null,0,{"$f":"P37+P268","v":0},0,0,0,0,0,0]
[null,null,null,null,null,"Non AMI - Type 5 Locally read Interval - 3 Phase","Multi Phase Meter Population","Direct Connect Meter Population","Meter Type 5",0,"INT 3ph","$dollars","2024-06-01",null,0,{"$f":"P38+P269","v":0},0,0,0,0,0,0]
[null,null,null,null,null,"Non AMI - Type 5 Locally read Interval - 3 Phase - CT","Multi Phase Meter Population","Current Transformer Connected Meter Population","Meter Type 5",0,"INT 3ph CT","$dollars","2024-06-01",null,0,{"$f":"P39+P270","v":0},0,0,0,0,0,0]
[null,null,null,null,null,"Non AMI - Type 6 Locally read Accumulation - Single Phase","Single Phase Meter Population","Direct Connect Meter Population","Meter Type 6",0,"ACC 1ph","$dollars","2024-06-01",null,0,{"$f":"P40+P271","v":0},0,0,0,0,0,0]
[null,null,null,null,null,"Non AMI - Type 6 Locally read Accumulation - 3 Phase","Multi Phase Meter Population","Direct Connect Meter Population","Meter Type 6",0,"ACC 3ph","$dollars","2024-06-01",null,0,{"$f":"P41+P272","v":0},0,0,0,0,0,0]
[null,null,null,null,null,"Pole Top Meter Housing",0,"Other","Meter Type 4",0,"Meter housing to ensure compliance","$dollars","2024-06-01",null,0,{"$f":"P42+P273","v":0},0,0,0,0,0,0]
[null,null,null,null,null,0,0,0,0,0,0,"$dollars","2024-06-01",null,0,{"$f":"P43+P274","v":0},0,0,0,0,0,0]
[null,null,null,null,null,0,0,0,0,0,0,"$dollars","2024-06-01",null,0,{"$f":"P44+P275","v":0},0,0,0,0,0,0]
[null,null,null,null,null,0,0,0,0,0,0,"$dollars","2024-06-01",null,0,{"$f":"P45+P276","v":0},0,0,0,0,0,0]
[null,null,null,null,null,0,0,0,0,0,0,"$dollars","2024-06-01",null,0,{"$f":"P46+P277","v":0},0,0,0,0,0,0]
[null,null,null,null,null,0,0,0,0,0,0,"$dollars","2024-06-01",null,0,{"$f":"P47+P278","v":0},0,0,0,0,0,0]
[null,null,null,null,null,"Total",null,null,null,null,null,"$dollars","2024-06-01",null,{"$f":"SUM(O487:O501)","v":0},{"$f":"SUM(P487:P501)","v":0},0,0,0,0,0,{"$f":"SUM(Q502:U502)","v":0}]
[]
[null,null,null,3,{"$f":"'Input | Meters Vols & Costs'!$G$31","v":"Replacements - End of life"}]
[]
[null,null,null,null,null,{"$f":"I_MeterTypes[[#Headers],[Meter Type]]","v":"Meter Type"},{"$f":"I_MeterTypes[[#Headers],[RIN Subcategory 1]]","v":"RIN Subcategory 1"},{"$f":"I_MeterTypes[[#Headers],[RIN Subcategory 2]]","v":"RIN Subcategory 2"},{"$f":"I_MeterTypes[[#Headers],[AER Type]]","v":"AER Type"},{"$f":"I_MeterTypes[[#Headers],[RIN Subcategory 3]]","v":"RIN Subcategory 3"},{"$f":"I_MeterTypes[[#Headers],[Meter Code]]","v":"Meter Code"},"Units","Basis",null,{"$f":"O$12","v":"2024-25"},{"$f":"P$12","v":"2025-26"},"2026-27","2027-28","2028-29","2029-30","2030-31","Total"]
[null,null,null,null,null,{"$f":"I_MeterTypes[Meter Type]","v":"AMI - Single Phase, single element"},{"$f":"I_MeterTypes[RIN Subcategory 1]","v":"Single Phase Meter Population"},{"$f":"I_MeterTypes[RIN Subcategory 2]","v":"Other"},{"$f":"I_MeterTypes[AER Type]","v":"Meter Type 4"},{"$f":"I_MeterTypes[RIN Subcategory 3]","v":"Single phase single element - AMI"},{"$f":"I_MeterTypes[Meter Code]","v":"AMI 1ph 1e"},"$dollars",{"$f":"Basis_Capex","v":"2024-06-01"},null,{"$f":"O53+O284","v":0},{"$f":"P53+P284","v":0},0,0,17216024.74447079,32777058.127789237,31514526.805552565,{"$f":"SUM(N507:U507)","v":81507609.677812591}]
[null,null,null,null,null,"AMI - Single Phase, two element","Single Phase Meter Population","Other","Meter Type 4","Single phase two element with contactor - AMI","AMI 1ph 2e","$dollars","2024-06-01",null,0,{"$f":"P54+P285","v":0},0,0,448.00953223507145,{"$f":"T54+T285","v":1967949.1380090909},5635196.5061810948,7603593.6537224203]
[null,null,null,null,null,"AMI - 3 Phase DC","Multi Phase Meter Population","Direct Connect Meter Population","Meter Type 4","Three phase - AMI","AMI 3ph DC","$dollars","2024-06-01",null,0,{"$f":"P55+P286","v":0},0,0,0,0,0,0]
[null,null,null,null,null,"AMI 3Ph CT","Multi Phase Meter Population","Current Transformer Connected Meter Population","Meter Type 4","Three phase - AMI","AMI 3ph CT","$dollars","2024-06-01",null,0,{"$f":"P56+P287","v":0},0,0,0,0,0,0]
[null,null,null,null,null,"Non AMI - Type 5 Locally read Interval - Single Phase","Single Phase Meter Population","Direct Connect Meter Population","Meter Type 5",0,"INT 1ph","$dollars","2024-06-01",null,6182.0738061242992,{"$f":"P57+P288","v":6232.1517912274176},6290.1950889621385,6342.7707764902498,7074.7464491697328,7304.5695298813962,7526.5261803791418,46953.033622234376]
[null,null,null,null,null,"Non AMI - Type 5 Locally read Interval - 3 Phase","Multi Phase Meter Population","Direct Connect Meter Population","Meter Type 5",0,"INT 3ph","$dollars","2024-06-01",null,2318.2776772966126,{"$f":"P58+P289","v":2337.056921710282},2358.8231583608022,2378.5390411838439,2402.9309365304339,2432.3432631464721,2457.1102409749365,16685.081239203384]
[null,null,null,null,null,"Non AMI - Type 5 Locally read Interval - 3 Phase - CT","Multi Phase Meter Population","Current Transformer Connected Meter Population","Meter Type 5",0,"INT 3ph CT","$dollars","2024-06-01",null,386379.61288276868,{"$f":"P59+P290","v":389509.48695171362},393137.19306013366,396423.17353064055,400488.48942173895,405390.54385774536,409518.37349582277,2780846.8732005637]
[null,null,null,null,null,"Non AMI - Type 6 Locally read Accumulation - Single Phase","Single Phase Meter Population","Direct Connect Meter Population","Meter Type 6",0,"ACC 1ph","$dollars","2024-06-01",null,0,{"$f":"P60+P291","v":0},0,0,0,0,0,0]
[null,null,null,null,null,"Non AMI - Type 6 Locally read Accumulation - 3 Phase","Multi Phase Meter Population","Direct Connect Meter Population","Meter Type 6",0,"ACC 3ph","$dollars","2024-06-01",null,0,{"$f":"P61+P292","v":0},0,0,0,0,0,0]
[null,null,null,null,null,"Pole Top Meter Housing",0,"Other","Meter Type 4",0,"Meter housing to ensure compliance","$dollars","2024-06-01",null,0,{"$f":"P62+P293","v":0},0,0,0,0,0,0]
[null,null,null,null,null,0,0,0,0,0,0,"$dollars","2024-06-01",null,0,{"$f":"P63+P294","v":0},0,0,0,0,0,0]
[null,null,null,null,null,0,0,0,0,0,0,"$dollars","2024-06-01",null,0,{"$f":"P64+P295","v":0},0,0,0,0,0,0]
[null,null,null,null,null,0,0,0,0,0,0,"$dollars","2024-06-01",null,0,{"$f":"P65+P296","v":0},0,0,0,0,0,0]
[null,null,null,null,null,0,0,0,0,0,0,"$dollars","2024-06-01",null,0,{"$f":"P66+P297","v":0},0,0,0,0,0,0]
[null,null,null,null,null,0,0,0,0,0,0,"$dollars","2024-06-01",null,0,{"$f":"P67+P298","v":0},0,0,0,0,0,0]
[null,null,null,null,null,"Total",null,null,null,null,null,"$dollars","2024-06-01",null,{"$f":"SUM(O507:O514)","v":394879.96436618961},{"$f":"SUM(P507:P514)","v":398078.69566465134},401786.2113074566,405144.48334831465,17626438.920810465,35160134.722449109,37569225.32165084,{"$f":"SUM(Q522:U522)","v":91162729.659566194}]
[]
[null,null,null,4,{"$f":"'Input | Meters Vols & Costs'!$G$32","v":"Replacements - Failures and faults"}]
[]
[null,null,null,null,null,{"$f":"I_MeterTypes[[#Headers],[Meter Type]]","v":"Meter Type"},{"$f":"I_MeterTypes[[#Headers],[RIN Subcategory 1]]","v":"RIN Subcategory 1"},{"$f":"I_MeterTypes[[#Headers],[RIN Subcategory 2]]","v":"RIN Subcategory 2"},{"$f":"I_MeterTypes[[#Headers],[AER Type]]","v":"AER Type"},{"$f":"I_MeterTypes[[#Headers],[RIN Subcategory 3]]","v":"RIN Subcategory 3"},{"$f":"I_MeterTypes[[#Headers],[Meter Code]]","v":"Meter Code"},"Units","Basis",null,{"$f":"O$12","v":"2024-25"},{"$f":"P$12","v":"2025-26"},"2026-27","2027-28","2028-29","2029-30","2030-31","Total"]
[null,null,null,null,null,{"$f":"I_MeterTypes[Meter Type]","v":"AMI - Single Phase, single element"},{"$f":"I_MeterTypes[RIN Subcategory 1]","v":"Single Phase Meter Population"},{"$f":"I_MeterTypes[RIN Subcategory 2]","v":"Other"},{"$f":"I_MeterTypes[AER Type]","v":"Meter Type 4"},{"$f":"I_MeterTypes[RIN Subcategory 3]","v":"Single phase single element - AMI"},{"$f":"I_MeterTypes[Meter Code]","v":"AMI 1ph 1e"},"$dollars",{"$f":"Basis_Capex","v":"2024-06-01"},null,{"$f":"O73+O304","v":1375721.9187284557},{"$f":"P73+P304","v":1410100.1709362208},1446507.3729942329,1483104.2512302278,1552399.4414535598,1595316.525671117,1637417.2504836177,{"$f":"SUM(N527:U527)","v":10500566.93149743}]
[null,null,null,null,null,"AMI - Single Phase, two element","Single Phase Meter Population","Other","Meter Type 4","Single phase two element with contactor - AMI","AMI 1ph 2e","$dollars","2024-06-01",null,490867.7996008498,{"$f":"P74+P305","v":503180.8774877853},515971.18226718507,528602.06360407546,553484.94585695583,568639.82179152744,583521.38649773842,3744268.0771061173]
[null,null,null,null,null,"AMI - 3 Phase DC","Multi Phase Meter Population","Direct Connect Meter Population","Meter Type 4","Three phase - AMI","AMI 3ph DC","$dollars","2024-06-01",null,853769.48411388975,{"$f":"P75+P306","v":874817.42233136692},895826.63228596235,918126.02388643404,960155.00497718353,985568.67824512103,1010614.3278967505,6498877.5737367077]
[null,null,null,null,null,"AMI 3Ph CT","Multi Phase Meter Population","Current Transformer Connected Meter Population","Meter Type 4","Three phase - AMI","AMI 3ph CT","$dollars","2024-06-01",null,35971.406761479724,{"$f":"P76+P307","v":37613.704846420333},37849.505743467642,39527.059646129455,40688.923403285691,41847.733714039954,42981.037059805589,276479.37117462838]
[null,null,null,null,null,"Non AMI - Type 5 Locally read Interval - Single Phase","Single Phase Meter Population","Direct Connect Meter Population","Meter Type 5",0,"INT 1ph","$dollars","2024-06-01",null,0,{"$f":"P77+P308","v":0},0,0,0,0,0,0]
[null,null,null,null,null,"Non AMI - Type 5 Locally read Interval - 3 Phase","Multi Phase Meter Population","Direct Connect Meter Population","Meter Type 5",0,"INT 3ph","$dollars","2024-06-01",null,0,{"$f":"P78+P309","v":0},0,0,0,0,0,0]
[null,null,null,null,null,"Non AMI - Type 5 Locally read Interval - 3 Phase - CT","Multi Phase Meter Population","Current Transformer Connected Meter Population","Meter Type 5",0,"INT 3ph CT","$dollars","2024-06-01",null,0,{"$f":"P79+P310","v":0},0,0,0,0,0,0]
[null,null,null,null,null,"Non AMI - Type 6 Locally read Accumulation - Single Phase","Single Phase Meter Population","Direct Connect Meter Population","Meter Type 6",0,"ACC 1ph","$dollars","2024-06-01",null,0,{"$f":"P80+P311","v":0},0,0,0,0,0,0]
[null,null,null,null,null,"Non AMI - Type 6 Locally read Accumulation - 3 Phase","Multi Phase Meter Population","Direct Connect Meter Population","Meter Type 6",0,"ACC 3ph","$dollars","2024-06-01",null,0,{"$f":"P81+P312","v":0},0,0,0,0,0,0]
[null,null,null,null,null,"Pole Top Meter Housing",0,"Other","Meter Type 4",0,"Meter housing to ensure compliance","$dollars","2024-06-01",null,0,{"$f":"P82+P313","v":0},0,0,0,0,0,0]
[null,null,null,null,null,0,0,0,0,0,0,"$dollars","2024-06-01",null,0,{"$f":"P83+P314","v":0},0,0,0,0,0,0]
[null,null,null,null,null,0,0,0,0,0,0,"$dollars","2024-06-01",null,0,{"$f":"P84+P315","v":0},0,0,0,0,0,0]
[null,null,null,null,null,0,0,0,0,0,0,"$dollars","2024-06-01",null,0,{"$f":"P85+P316","v":0},0,0,0,0,0,0]
[null,null,null,null,null,0,0,0,0,0,0,"$dollars","2024-06-01",null,0,{"$f":"P86+P317","v":0},0,0,0,0,0,0]
[null,null,null,null,null,0,0,0,0,0,0,"$dollars","2024-06-01",null,0,{"$f":"P87+P318","v":0},0,0,0,0,0,0]
[null,null,null,null,null,"Total",null,null,null,null,null,"$dollars","2024-06-01",null,{"$f":"SUM(O527:O541)","v":2756330.6092046751},{"$f":"SUM(P527:P541)","v":2825712.1756017935},2896154.6932908478,2969359.3983668666,3106728.3156909849,3191372.7594218054,3274534.0019379118,{"$f":"SUM(Q542:U542)","v":15438149.168708418}]
[]
[null,null,null,5,{"$f":"'Input | Meters Vols & Costs'!$G$33","v":"Replacement (added) - customer initiated e.g., changing from single plase to 3 phase"}]
[]
[null,null,null,null,null,{"$f":"I_MeterTypes[[#Headers],[Meter Type]]","v":"Meter Type"},{"$f":"I_MeterTypes[[#Headers],[RIN Subcategory 1]]","v":"RIN Subcategory 1"},{"$f":"I_MeterTypes[[#Headers],[RIN Subcategory 2]]","v":"RIN Subcategory 2"},{"$f":"I_MeterTypes[[#Headers],[AER Type]]","v":"AER Type"},{"$f":"I_MeterTypes[[#Headers],[RIN Subcategory 3]]","v":"RIN Subcategory 3"},{"$f":"I_MeterTypes[[#Headers],[Meter Code]]","v":"Meter Code"},"Units","Basis",null,{"$f":"O$12","v":"2024-25"},{"$f":"P$12","v":"2025-26"},"2026-27","2027-28","2028-29","2029-30","2030-31","Total"]
[null,null,null,null,null,{"$f":"I_MeterTypes[Meter Type]","v":"AMI - Single Phase, single element"},{"$f":"I_MeterTypes[RIN Subcategory 1]","v":"Single Phase Meter Population"},{"$f":"I_MeterTypes[RIN Subcategory 2]","v":"Other"},{"$f":"I_MeterTypes[AER Type]","v":"Meter Type 4"},{"$f":"I_MeterTypes[RIN Subcategory 3]","v":"Single phase single element - AMI"},{"$f":"I_MeterTypes[Meter Code]","v":"AMI 1ph 1e"},"$dollars",{"$f":"Basis_Capex","v":"2024-06-01"},null,{"$f":"O93+O324","v":0},{"$f":"P93+P324","v":0},0,0,0,0,0,{"$f":"SUM(N547:U547)","v":0}]
[null,null,null,null,null,"AMI - Single Phase, two element","Single Phase Meter Population","Other","Meter Type 4","Single phase two element with contactor - AMI","AMI 1ph 2e","$dollars","2024-06-01",null,0,{"$f":"P94+P325","v":0},0,0,0,0,0,0]
[null,null,null,null,null,"AMI - 3 Phase DC","Multi Phase Meter Population","Direct Connect Meter Population","Meter Type 4","Three phase - AMI","AMI 3ph DC","$dollars","2024-06-01",null,0,{"$f":"P95+P326","v":1117579.7856554},1742493.1491343777,1883820.4261953835,1948146.4560247322,1991510.4143411377,2095981.1207826631,10779531.352133695]
[null,null,null,null,null,"AMI 3Ph CT","Multi Phase Meter Population","Current Transformer Connected Meter Population","Meter Type 4","Three phase - AMI","AMI 3ph CT","$dollars","2024-06-01",null,0,{"$f":"P96+P327","v":0},0,0,0,0,0,0]
[null,null,null,null,null,"Non AMI - Type 5 Locally read Interval - Single Phase","Single Phase Meter Population","Direct Connect Meter Population","Meter Type 5",0,"INT 1ph","$dollars","2024-06-01",null,0,{"$f":"P97+P328","v":0},0,0,0,0,0,0]
[null,null,null,null,null,"Non AMI - Type 5 Locally read Interval - 3 Phase","Multi Phase Meter Population","Direct Connect Meter Population","Meter Type 5",0,"INT 3ph","$dollars","2024-06-01",null,0,{"$f":"P98+P329","v":0},0,0,0,0,0,0]
[null,null,null,null,null,"Non AMI - Type 5 Locally read Interval - 3 Phase - CT","Multi Phase Meter Population","Current Transformer Connected Meter Population","Meter Type 5",0,"INT 3ph CT","$dollars","2024-06-01",null,0,{"$f":"P99+P330","v":0},0,0,0,0,0,0]
[null,null,null,null,null,"Non AMI - Type 6 Locally read Accumulation - Single Phase","Single Phase Meter Population","Direct Connect Meter Population","Meter Type 6",0,"ACC 1ph","$dollars","2024-06-01",null,0,{"$f":"P100+P331","v":0},0,0,0,0,0,0]
[null,null,null,null,null,"Non AMI - Type 6 Locally read Accumulation - 3 Phase","Multi Phase Meter Population","Direct Connect Meter Population","Meter Type 6",0,"ACC 3ph","$dollars","2024-06-01",null,0,{"$f":"P101+P332","v":0},0,0,0,0,0,0]
[null,null,null,null,null,"Pole Top Meter Housing",0,"Other","Meter Type 4",0,"Meter housing to ensure compliance","$dollars","2024-06-01",null,0,{"$f":"P102+P333","v":0},0,0,0,0,0,0]
[null,null,null,null,null,0,0,0,0,0,0,"$dollars","2024-06-01",null,0,{"$f":"P103+P334","v":0},0,0,0,0,0,0]
[null,null,null,null,null,0,0,0,0,0,0,"$dollars","2024-06-01",null,0,{"$f":"P104+P335","v":0},0,0,0,0,0,0]
[null,null,null,null,null,0,0,0,0,0,0,"$dollars","2024-06-01",null,0,{"$f":"P105+P336","v":0},0,0,0,0,0,0]
[null,null,null,null,null,0,0,0,0,0,0,"$dollars","2024-06-01",null,0,{"$f":"P106+P337","v":0},0,0,0,0,0,0]
[null,null,null,null,null,0,0,0,0,0,0,"$dollars","2024-06-01",null,0,{"$f":"P107+P338","v":0},0,0,0,0,0,0]
[null,null,null,null,null,"Total",null,null,null,null,null,"$dollars","2024-06-01",null,{"$f":"SUM(O547:O561)","v":0},{"$f":"SUM(P547:P561)","v":1117579.7856554},1742493.1491343777,1883820.4261953835,1948146.4560247322,1991510.4143411377,2095981.1207826631,{"$f":"SUM(Q562:U562)","v":9661951.5664782934}]
[]
[null,null,null,6,{"$f":"'Input | Meters Vols & Costs'!$G$34","v":"Replacement (removed meters) - customer initiated e.g., changing from single plase to 3 phase"}]
[]
[null,null,null,null,null,{"$f":"I_MeterTypes[[#Headers],[Meter Type]]","v":"Meter Type"},{"$f":"I_MeterTypes[[#Headers],[RIN Subcategory 1]]","v":"RIN Subcategory 1"},{"$f":"I_MeterTypes[[#Headers],[RIN Subcategory 2]]","v":"RIN Subcategory 2"},{"$f":"I_MeterTypes[[#Headers],[AER Type]]","v":"AER Type"},{"$f":"I_MeterTypes[[#Headers],[RIN Subcategory 3]]","v":"RIN Subcategory 3"},{"$f":"I_MeterTypes[[#Headers],[Meter Code]]","v":"Meter Code"},"Units","Basis",null,{"$f":"O$12","v":"2024-25"},{"$f":"P$12","v":"2025-26"},"2026-27","2027-28","2028-29","2029-30","2030-31","Total"]
[null,null,null,null,null,{"$f":"I_MeterTypes[Meter Type]","v":"AMI - Single Phase, single element"},{"$f":"I_MeterTypes[RIN Subcategory 1]","v":"Single Phase Meter Population"},{"$f":"I_MeterTypes[RIN Subcategory 2]","v":"Other"},{"$f":"I_MeterTypes[AER Type]","v":"Meter Type 4"},{"$f":"I_MeterTypes[RIN Subcategory 3]","v":"Single phase single element - AMI"},{"$f":"I_MeterTypes[Meter Code]","v":"AMI 1ph 1e"},"$dollars",{"$f":"Basis_Capex","v":"2024-06-01"},null,{"$f":"O113+O344","v":0},{"$f":"P113+P344","v":0},0,0,0,0,0,{"$f":"SUM(N567:U567)","v":0}]
[null,null,null,null,null,"AMI - Single Phase, two element","Single Phase Meter Population","Other","Meter Type 4","Single phase two element with contactor - AMI","AMI 1ph 2e","$dollars","2024-06-01",null,0,{"$f":"P114+P345","v":0},0,0,0,0,0,0]
[null,null,null,null,null,"AMI - 3 Phase DC","Multi Phase Meter Population","Direct Connect Meter Population","Meter Type 4","Three phase - AMI","AMI 3ph DC","$dollars","2024-06-01",null,0,{"$f":"P115+P346","v":0},0,0,0,0,0,0]
[null,null,null,null,null,"AMI 3Ph CT","Multi Phase Meter Population","Current Transformer Connected Meter Population","Meter Type 4","Three phase - AMI","AMI 3ph CT","$dollars","2024-06-01",null,0,{"$f":"P116+P347","v":0},0,0,0,0,0,0]
[null,null,null,null,null,"Non AMI - Type 5 Locally read Interval - Single Phase","Single Phase Meter Population","Direct Connect Meter Population","Meter Type 5",0,"INT 1ph","$dollars","2024-06-01",null,0,{"$f":"P117+P348","v":0},0,0,0,0,0,0]
[null,null,null,null,null,"Non AMI - Type 5 Locally read Interval - 3 Phase","Multi Phase Meter Population","Direct Connect Meter Population","Meter Type 5",0,"INT 3ph","$dollars","2024-06-01",null,0,{"$f":"P118+P349","v":0},0,0,0,0,0,0]
[null,null,null,null,null,"Non AMI - Type 5 Locally read Interval - 3 Phase - CT","Multi Phase Meter Population","Current Transformer Connected Meter Population","Meter Type 5",0,"INT 3ph CT","$dollars","2024-06-01",null,0,{"$f":"P119+P350","v":0},0,0,0,0,0,0]
[null,null,null,null,null,"Non AMI - Type 6 Locally read Accumulation - Single Phase","Single Phase Meter Population","Direct Connect Meter Population","Meter Type 6",0,"ACC 1ph","$dollars","2024-06-01",null,0,{"$f":"P120+P351","v":0},0,0,0,0,0,0]
[null,null,null,null,null,"Non AMI - Type 6 Locally read Accumulation - 3 Phase","Multi Phase Meter Population","Direct Connect Meter Population","Meter Type 6",0,"ACC 3ph","$dollars","2024-06-01",null,0,{"$f":"P121+P352","v":0},0,0,0,0,0,0]
[null,null,null,null,null,"Pole Top Meter Housing",0,"Other","Meter Type 4",0,"Meter housing to ensure compliance","$dollars","2024-06-01",null,0,{"$f":"P122+P353","v":0},0,0,0,0,0,0]
[null,null,null,null,null,0,0,0,0,0,0,"$dollars","2024-06-01",null,0,{"$f":"P123+P354","v":0},0,0,0,0,0,0]
[null,null,null,null,null,0,0,0,0,0,0,"$dollars","2024-06-01",null,0,{"$f":"P124+P355","v":0},0,0,0,0,0,0]
[null,null,null,null,null,0,0,0,0,0,0,"$dollars","2024-06-01",null,0,{"$f":"P125+P356","v":0},0,0,0,0,0,0]
[null,null,null,null,null,0,0,0,0,0,0,"$dollars","2024-06-01",null,0,{"$f":"P126+P357","v":0},0,0,0,0,0,0]
[null,null,null,null,null,0,0,0,0,0,0,"$dollars","2024-06-01",null,0,{"$f":"P127+P358","v":0},0,0,0,0,0,0]
[null,null,null,null,null,"Total",null,null,null,null,null,"$dollars","2024-06-01",null,{"$f":"SUM(O567:O581)","v":0},{"$f":"SUM(P567:P581)","v":0},0,0,0,0,0,{"$f":"SUM(Q582:U582)","v":0}]
[]
[null,null,null,7,{"$f":"'Input | Meters Vols & Costs'!$G$35","v":"Establish pole-top meter housing"}]
[]
[null,null,null,null,null,{"$f":"I_MeterTypes[[#Headers],[Meter Type]]","v":"Meter Type"},{"$f":"I_MeterTypes[[#Headers],[RIN Subcategory 1]]","v":"RIN Subcategory 1"},{"$f":"I_MeterTypes[[#Headers],[RIN Subcategory 2]]","v":"RIN Subcategory 2"},{"$f":"I_MeterTypes[[#Headers],[AER Type]]","v":"AER Type"},{"$f":"I_MeterTypes[[#Headers],[RIN Subcategory 3]]","v":"RIN Subcategory 3"},{"$f":"I_MeterTypes[[#Headers],[Meter Code]]","v":"Meter Code"},"Units","Basis",null,{"$f":"O$12","v":"2024-25"},{"$f":"P$12","v":"2025-26"},"2026-27","2027-28","2028-29","2029-30","2030-31","Total"]
[null,null,null,null,null,{"$f":"I_MeterTypes[Meter Type]","v":"AMI - Single Phase, single element"},{"$f":"I_MeterTypes[RIN Subcategory 1]","v":"Single Phase Meter Population"},{"$f":"I_MeterTypes[RIN Subcategory 2]","v":"Other"},{"$f":"I_MeterTypes[AER Type]","v":"Meter Type 4"},{"$f":"I_MeterTypes[RIN Subcategory 3]","v":"Single phase single element - AMI"},{"$f":"I_MeterTypes[Meter Code]","v":"AMI 1ph 1e"},"$dollars",{"$f":"Basis_Capex","v":"2024-06-01"},null,{"$f":"O133+O364","v":0},{"$f":"P133+P364","v":0},0,0,0,0,0,{"$f":"SUM(N587:U587)","v":0}]
[null,null,null,null,null,"AMI - Single Phase, two element","Single Phase Meter Population","Other","Meter Type 4","Single phase two element with contactor - AMI","AMI 1ph 2e","$dollars","2024-06-01",null,0,{"$f":"P134+P365","v":0},0,0,0,0,0,0]
[null,null,null,null,null,"AMI - 3 Phase DC","Multi Phase Meter Population","Direct Connect Meter Population","Meter Type 4","Three phase - AMI","AMI 3ph DC","$dollars","2024-06-01",null,0,{"$f":"P135+P366","v":0},0,0,0,0,0,0]
[null,null,null,null,null,"AMI 3Ph CT","Multi Phase Meter Population","Current Transformer Connected Meter Population","Meter Type 4","Three phase - AMI","AMI 3ph CT","$dollars","2024-06-01",null,0,{"$f":"P136+P367","v":0},0,0,0,0,0,0]
[null,null,null,null,null,"Non AMI - Type 5 Locally read Interval - Single Phase","Single Phase Meter Population","Direct Connect Meter Population","Meter Type 5",0,"INT 1ph","$dollars","2024-06-01",null,0,{"$f":"P137+P368","v":0},0,0,0,0,0,0]
[null,null,null,null,null,"Non AMI - Type 5 Locally read Interval - 3 Phase","Multi Phase Meter Population","Direct Connect Meter Population","Meter Type 5",0,"INT 3ph","$dollars","2024-06-01",null,0,{"$f":"P138+P369","v":0},0,0,0,0,0,0]
[null,null,null,null,null,"Non AMI - Type 5 Locally read Interval - 3 Phase - CT","Multi Phase Meter Population","Current Transformer Connected Meter Population","Meter Type 5",0,"INT 3ph CT","$dollars","2024-06-01",null,0,{"$f":"P139+P370","v":0},0,0,0,0,0,0]
[null,null,null,null,null,"Non AMI - Type 6 Locally read Accumulation - Single Phase","Single Phase Meter Population","Direct Connect Meter Population","Meter Type 6",0,"ACC 1ph","$dollars","2024-06-01",null,0,{"$f":"P140+P371","v":0},0,0,0,0,0,0]
[null,null,null,null,null,"Non AMI - Type 6 Locally read Accumulation - 3 Phase","Multi Phase Meter Population","Direct Connect Meter Population","Meter Type 6",0,"ACC 3ph","$dollars","2024-06-01",null,0,{"$f":"P141+P372","v":0},0,0,0,0,0,0]
[null,null,null,null,null,"Pole Top Meter Housing",0,"Other","Meter Type 4",0,"Meter housing to ensure compliance","$dollars","2024-06-01",null,0,{"$f":"P142+P373","v":0},1134539.7613473278,1320285.8540504186,1329074.6225952078,0,0,3783900.2379929544]
[null,null,null,null,null,0,0,0,0,0,0,"$dollars","2024-06-01",null,0,{"$f":"P143+P374","v":0},0,0,0,0,0,0]
[null,null,null,null,null,0,0,0,0,0,0,"$dollars","2024-06-01",null,0,{"$f":"P144+P375","v":0},0,0,0,0,0,0]
[null,null,null,null,null,0,0,0,0,0,0,"$dollars","2024-06-01",null,0,{"$f":"P145+P376","v":0},0,0,0,0,0,0]
[null,null,null,null,null,0,0,0,0,0,0,"$dollars","2024-06-01",null,0,{"$f":"P146+P377","v":0},0,0,0,0,0,0]
[null,null,null,null,null,0,0,0,0,0,0,"$dollars","2024-06-01",null,0,{"$f":"P147+P378","v":0},0,0,0,0,0,0]
[null,null,null,null,null,"Total",null,null,null,null,null,"$dollars","2024-06-01",null,{"$f":"SUM(O587:O601)","v":0},{"$f":"SUM(P587:P601)","v":0},1134539.7613473278,1320285.8540504186,1329074.6225952078,0,0,{"$f":"SUM(Q602:U602)","v":3783900.2379929544}]
[]
[null,null,null,8,{"$f":"'Input | Meters Vols & Costs'!$G$36","v":0}]
[]
[null,null,null,null,null,{"$f":"I_MeterTypes[[#Headers],[Meter Type]]","v":"Meter Type"},{"$f":"I_MeterTypes[[#Headers],[RIN Subcategory 1]]","v":"RIN Subcategory 1"},{"$f":"I_MeterTypes[[#Headers],[RIN Subcategory 2]]","v":"RIN Subcategory 2"},{"$f":"I_MeterTypes[[#Headers],[AER Type]]","v":"AER Type"},{"$f":"I_MeterTypes[[#Headers],[RIN Subcategory 3]]","v":"RIN Subcategory 3"},{"$f":"I_MeterTypes[[#Headers],[Meter Code]]","v":"Meter Code"},"Units","Basis",null,{"$f":"O$12","v":"2024-25"},{"$f":"P$12","v":"2025-26"},"2026-27","2027-28","2028-29","2029-30","2030-31","Total"]
[null,null,null,null,null,{"$f":"I_MeterTypes[Meter Type]","v":"AMI - Single Phase, single element"},{"$f":"I_MeterTypes[RIN Subcategory 1]","v":"Single Phase Meter Population"},{"$f":"I_MeterTypes[RIN Subcategory 2]","v":"Other"},{"$f":"I_MeterTypes[AER Type]","v":"Meter Type 4"},{"$f":"I_MeterTypes[RIN Subcategory 3]","v":"Single phase single element - AMI"},{"$f":"I_MeterTypes[Meter Code]","v":"AMI 1ph 1e"},"$dollars",{"$f":"Basis_Capex","v":"2024-06-01"},null,{"$f":"O153+O384","v":0},{"$f":"P153+P384","v":0},0,0,0,0,0,{"$f":"SUM(N607:U607)","v":0}]
[null,null,null,null,null,"AMI - Single Phase, two element","Single Phase Meter Population","Other","Meter Type 4","Single phase two element with contactor - AMI","AMI 1ph 2e","$dollars","2024-06-01",null,0,{"$f":"P154+P385","v":0},0,0,0,0,0,0]
[null,null,null,null,null,"AMI - 3 Phase DC","Multi Phase Meter Population","Direct Connect Meter Population","Meter Type 4","Three phase - AMI","AMI 3ph DC","$dollars","2024-06-01",null,0,{"$f":"P155+P386","v":0},0,0,0,0,0,0]
[null,null,null,null,null,"AMI 3Ph CT","Multi Phase Meter Population","Current Transformer Connected Meter Population","Meter Type 4","Three phase - AMI","AMI 3ph CT","$dollars","2024-06-01",null,0,{"$f":"P156+P387","v":0},0,0,0,0,0,0]
[null,null,null,null,null,"Non AMI - Type 5 Locally read Interval - Single Phase","Single Phase Meter Population","Direct Connect Meter Population","Meter Type 5",0,"INT 1ph","$dollars","2024-06-01",null,0,{"$f":"P157+P388","v":0},0,0,0,0,0,0]
[null,null,null,null,null,"Non AMI - Type 5 Locally read Interval - 3 Phase","Multi Phase Meter Population","Direct Connect Meter Population","Meter Type 5",0,"INT 3ph","$dollars","2024-06-01",null,0,{"$f":"P158+P389","v":0},0,0,0,0,0,0]
[null,null,null,null,null,"Non AMI - Type 5 Locally read Interval - 3 Phase - CT","Multi Phase Meter Population","Current Transformer Connected Meter Population","Meter Type 5",0,"INT 3ph CT","$dollars","2024-06-01",null,0,{"$f":"P159+P390","v":0},0,0,0,0,0,0]
[null,null,null,null,null,"Non AMI - Type 6 Locally read Accumulation - Single Phase","Single Phase Meter Population","Direct Connect Meter Population","Meter Type 6",0,"ACC 1ph","$dollars","2024-06-01",null,0,{"$f":"P160+P391","v":0},0,0,0,0,0,0]
[null,null,null,null,null,"Non AMI - Type 6 Locally read Accumulation - 3 Phase","Multi Phase Meter Population","Direct Connect Meter Population","Meter Type 6",0,"ACC 3ph","$dollars","2024-06-01",null,0,{"$f":"P161+P392","v":0},0,0,0,0,0,0]
[null,null,null,null,null,"Pole Top Meter Housing",0,"Other","Meter Type 4",0,"Meter housing to ensure compliance","$dollars","2024-06-01",null,0,{"$f":"P162+P393","v":0},0,0,0,0,0,0]
[null,null,null,null,null,0,0,0,0,0,0,"$dollars","2024-06-01",null,0,{"$f":"P163+P394","v":0},0,0,0,0,0,0]
[null,null,null,null,null,0,0,0,0,0,0,"$dollars","2024-06-01",null,0,{"$f":"P164+P395","v":0},0,0,0,0,0,0]
[null,null,null,null,null,0,0,0,0,0,0,"$dollars","2024-06-01",null,0,{"$f":"P165+P396","v":0},0,0,0,0,0,0]
[null,null,null,null,null,0,0,0,0,0,0,"$dollars","2024-06-01",null,0,{"$f":"P166+P397","v":0},0,0,0,0,0,0]
[null,null,null,null,null,0,0,0,0,0,0,"$dollars","2024-06-01",null,0,{"$f":"P167+P398","v":0},0,0,0,0,0,0]
[null,null,null,null,null,"Total",null,null,null,null,null,"$dollars","2024-06-01",null,{"$f":"SUM(O607:O621)","v":0},{"$f":"SUM(P607:P621)","v":0},0,0,0,0,0,{"$f":"SUM(Q622:U622)","v":0}]
[]
[null,null,null,9,{"$f":"'Input | Meters Vols & Costs'!$G$37","v":0}]
[]
[null,null,null,null,null,{"$f":"I_MeterTypes[[#Headers],[Meter Type]]","v":"Meter Type"},{"$f":"I_MeterTypes[[#Headers],[RIN Subcategory 1]]","v":"RIN Subcategory 1"},{"$f":"I_MeterTypes[[#Headers],[RIN Subcategory 2]]","v":"RIN Subcategory 2"},{"$f":"I_MeterTypes[[#Headers],[AER Type]]","v":"AER Type"},{"$f":"I_MeterTypes[[#Headers],[RIN Subcategory 3]]","v":"RIN Subcategory 3"},{"$f":"I_MeterTypes[[#Headers],[Meter Code]]","v":"Meter Code"},"Units","Basis",null,{"$f":"O$12","v":"2024-25"},{"$f":"P$12","v":"2025-26"},"2026-27","2027-28","2028-29","2029-30","2030-31","Total"]
[null,null,null,null,null,{"$f":"I_MeterTypes[Meter Type]","v":"AMI - Single Phase, single element"},{"$f":"I_MeterTypes[RIN Subcategory 1]","v":"Single Phase Meter Population"},{"$f":"I_MeterTypes[RIN Subcategory 2]","v":"Other"},{"$f":"I_MeterTypes[AER Type]","v":"Meter Type 4"},{"$f":"I_MeterTypes[RIN Subcategory 3]","v":"Single phase single element - AMI"},{"$f":"I_MeterTypes[Meter Code]","v":"AMI 1ph 1e"},"$dollars",{"$f":"Basis_Capex","v":"2024-06-01"},null,{"$f":"O173+O404","v":0},{"$f":"P173+P404","v":0},0,0,0,0,0,{"$f":"SUM(N627:U627)","v":0}]
[null,null,null,null,null,"AMI - Single Phase, two element","Single Phase Meter Population","Other","Meter Type 4","Single phase two element with contactor - AMI","AMI 1ph 2e","$dollars","2024-06-01",null,0,{"$f":"P174+P405","v":0},0,0,0,0,0,0]
[null,null,null,null,null,"AMI - 3 Phase DC","Multi Phase Meter Population","Direct Connect Meter Population","Meter Type 4","Three phase - AMI","AMI 3ph DC","$dollars","2024-06-01",null,0,{"$f":"P175+P406","v":0},0,0,0,0,0,0]
[null,null,null,null,null,"AMI 3Ph CT","Multi Phase Meter Population","Current Transformer Connected Meter Population","Meter Type 4","Three phase - AMI","AMI 3ph CT","$dollars","2024-06-01",null,0,{"$f":"P176+P407","v":0},0,0,0,0,0,0]
[null,null,null,null,null,"Non AMI - Type 5 Locally read Interval - Single Phase","Single Phase Meter Population","Direct Connect Meter Population","Meter Type 5",0,"INT 1ph","$dollars","2024-06-01",null,0,{"$f":"P177+P408","v":0},0,0,0,0,0,0]
[null,null,null,null,null,"Non AMI - Type 5 Locally read Interval - 3 Phase","Multi Phase Meter Population","Direct Connect Meter Population","Meter Type 5",0,"INT 3ph","$dollars","2024-06-01",null,0,{"$f":"P178+P409","v":0},0,0,0,0,0,0]
[null,null,null,null,null,"Non AMI - Type 5 Locally read Interval - 3 Phase - CT","Multi Phase Meter Population","Current Transformer Connected Meter Population","Meter Type 5",0,"INT 3ph CT","$dollars","2024-06-01",null,0,{"$f":"P179+P410","v":0},0,0,0,0,0,0]
[null,null,null,null,null,"Non AMI - Type 6 Locally read Accumulation - Single Phase","Single Phase Meter Population","Direct Connect Meter Population","Meter Type 6",0,"ACC 1ph","$dollars","2024-06-01",null,0,{"$f":"P180+P411","v":0},0,0,0,0,0,0]
[null,null,null,null,null,"Non AMI - Type 6 Locally read Accumulation - 3 Phase","Multi Phase Meter Population","Direct Connect Meter Population","Meter Type 6",0,"ACC 3ph","$dollars","2024-06-01",null,0,{"$f":"P181+P412","v":0},0,0,0,0,0,0]
[null,null,null,null,null,"Pole Top Meter Housing",0,"Other","Meter Type 4",0,"Meter housing to ensure compliance","$dollars","2024-06-01",null,0,{"$f":"P182+P413","v":0},0,0,0,0,0,0]
[null,null,null,null,null,0,0,0,0,0,0,"$dollars","2024-06-01",null,0,{"$f":"P183+P414","v":0},0,0,0,0,0,0]
[null,null,null,null,null,0,0,0,0,0,0,"$dollars","2024-06-01",null,0,{"$f":"P184+P415","v":0},0,0,0,0,0,0]
[null,null,null,null,null,0,0,0,0,0,0,"$dollars","2024-06-01",null,0,{"$f":"P185+P416","v":0},0,0,0,0,0,0]
[null,null,null,null,null,0,0,0,0,0,0,"$dollars","2024-06-01",null,0,{"$f":"P186+P417","v":0},0,0,0,0,0,0]
[null,null,null,null,null,0,0,0,0,0,0,"$dollars","2024-06-01",null,0,{"$f":"P187+P418","v":0},0,0,0,0,0,0]
[null,null,null,null,null,"Total",null,null,null,null,null,"$dollars","2024-06-01",null,{"$f":"SUM(O627:O641)","v":0},{"$f":"SUM(P627:P641)","v":0},0,0,0,0,0,{"$f":"SUM(Q642:U642)","v":0}]
[]
[null,null,null,10,{"$f":"'Input | Meters Vols & Costs'!$G$38","v":"Meter abolishments"}]
[]
[null,null,null,null,null,{"$f":"I_MeterTypes[[#Headers],[Meter Type]]","v":"Meter Type"},{"$f":"I_MeterTypes[[#Headers],[RIN Subcategory 1]]","v":"RIN Subcategory 1"},{"$f":"I_MeterTypes[[#Headers],[RIN Subcategory 2]]","v":"RIN Subcategory 2"},{"$f":"I_MeterTypes[[#Headers],[AER Type]]","v":"AER Type"},{"$f":"I_MeterTypes[[#Headers],[RIN Subcategory 3]]","v":"RIN Subcategory 3"},{"$f":"I_MeterTypes[[#Headers],[Meter Code]]","v":"Meter Code"},"Units","Basis",null,{"$f":"O$12","v":"2024-25"},{"$f":"P$12","v":"2025-26"},"2026-27","2027-28","2028-29","2029-30","2030-31","Total"]
[null,null,null,null,null,{"$f":"I_MeterTypes[Meter Type]","v":"AMI - Single Phase, single element"},{"$f":"I_MeterTypes[RIN Subcategory 1]","v":"Single Phase Meter Population"},{"$f":"I_MeterTypes[RIN Subcategory 2]","v":"Other"},{"$f":"I_MeterTypes[AER Type]","v":"Meter Type 4"},{"$f":"I_MeterTypes[RIN Subcategory 3]","v":"Single phase single element - AMI"},{"$f":"I_MeterTypes[Meter Code]","v":"AMI 1ph 1e"},"$dollars",{"$f":"Basis_Capex","v":"2024-06-01"},null,{"$f":"O193+O424","v":0},{"$f":"P193+P424","v":0},0,0,0,0,0,{"$f":"SUM(N647:U647)","v":0}]
[null,null,null,null,null,"AMI - Single Phase, two element","Single Phase Meter Population","Other","Meter Type 4","Single phase two element with contactor - AMI","AMI 1ph 2e","$dollars","2024-06-01",null,0,{"$f":"P194+P425","v":0},0,0,0,0,0,0]
[null,null,null,null,null,"AMI - 3 Phase DC","Multi Phase Meter Population","Direct Connect Meter Population","Meter Type 4","Three phase - AMI","AMI 3ph DC","$dollars","2024-06-01",null,0,{"$f":"P195+P426","v":0},0,0,0,0,0,0]
[null,null,null,null,null,"AMI 3Ph CT","Multi Phase Meter Population","Current Transformer Connected Meter Population","Meter Type 4","Three phase - AMI","AMI 3ph CT","$dollars","2024-06-01",null,0,{"$f":"P196+P427","v":0},0,0,0,0,0,0]
[null,null,null,null,null,"Non AMI - Type 5 Locally read Interval - Single Phase","Single Phase Meter Population","Direct Connect Meter Population","Meter Type 5",0,"INT 1ph","$dollars","2024-06-01",null,0,{"$f":"P197+P428","v":0},0,0,0,0,0,0]
[null,null,null,null,null,"Non AMI - Type 5 Locally read Interval - 3 Phase","Multi Phase Meter Population","Direct Connect Meter Population","Meter Type 5",0,"INT 3ph","$dollars","2024-06-01",null,0,{"$f":"P198+P429","v":0},0,0,0,0,0,0]
[null,null,null,null,null,"Non AMI - Type 5 Locally read Interval - 3 Phase - CT","Multi Phase Meter Population","Current Transformer Connected Meter Population","Meter Type 5",0,"INT 3ph CT","$dollars","2024-06-01",null,0,{"$f":"P199+P430","v":0},0,0,0,0,0,0]
[null,null,null,null,null,"Non AMI - Type 6 Locally read Accumulation - Single Phase","Single Phase Meter Population","Direct Connect Meter Population","Meter Type 6",0,"ACC 1ph","$dollars","2024-06-01",null,0,{"$f":"P200+P431","v":0},0,0,0,0,0,0]
[null,null,null,null,null,"Non AMI - Type 6 Locally read Accumulation - 3 Phase","Multi Phase Meter Population","Direct Connect Meter Population","Meter Type 6",0,"ACC 3ph","$dollars","2024-06-01",null,0,{"$f":"P201+P432","v":0},0,0,0,0,0,0]
[null,null,null,null,null,"Pole Top Meter Housing",0,"Other","Meter Type 4",0,"Meter housing to ensure compliance","$dollars","2024-06-01",null,0,{"$f":"P202+P433","v":0},0,0,0,0,0,0]
[null,null,null,null,null,0,0,0,0,0,0,"$dollars","2024-06-01",null,0,{"$f":"P203+P434","v":0},0,0,0,0,0,0]
[null,null,null,null,null,0,0,0,0,0,0,"$dollars","2024-06-01",null,0,{"$f":"P204+P435","v":0},0,0,0,0,0,0]
[null,null,null,null,null,0,0,0,0,0,0,"$dollars","2024-06-01",null,0,{"$f":"P205+P436","v":0},0,0,0,0,0,0]
[null,null,null,null,null,0,0,0,0,0,0,"$dollars","2024-06-01",null,0,{"$f":"P206+P437","v":0},0,0,0,0,0,0]
[null,null,null,null,null,0,0,0,0,0,0,"$dollars","2024-06-01",null,0,{"$f":"P207+P438","v":0},0,0,0,0,0,0]
[null,null,null,null,null,"Total",null,null,null,null,null,"$dollars","2024-06-01",null,{"$f":"SUM(O647:O661)","v":0},{"$f":"SUM(P647:P661)","v":0},0,0,0,0,0,{"$f":"SUM(Q662:U662)","v":0}]

{"sheet":"Calc | Capex Meters","index":12,"n_rows":164,"n_cols":24,"rows_kept":164,"cut":false,"hidden":false,"merged":[[30,4,30,21],[10,4,10,21],[71,4,71,21],[51,4,51,21]]}
[null,{"$f":"'Input|General'!B1&\" v\"&'Input|General'!$D$2","v":"AER Metering Opex & Capex Forecasting Model  v1.08"}]
[null,{"$f":"MID(CELL(\"filename\",A1),FIND(\"]\",CELL(\"filename\",A1))+1,255)","v":"Calc | Capex Meters"}]
[]
[{"$f":"PRODUCT(X48:X49,X89:X90,X110,X151,X163)","v":0},null,"Sheet Check"]
[null,"Summary: Yearly Meter Costs"]
[]
[]
[null,null,"a","Meter Costs by Labour/Non-Labour"]
[]
[null,null,null,"i","Meters - Labour Component"]
[null,null,null,null,"Unescalated"]
[null,null,null,null,null,{"$f":"I_MeterTypes[[#Headers],[Meter Type]]","v":"Meter Type"},{"$f":"I_MeterTypes[[#Headers],[RIN Subcategory 1]]","v":"RIN Subcategory 1"},{"$f":"I_MeterTypes[[#Headers],[RIN Subcategory 2]]","v":"RIN Subcategory 2"},{"$f":"I_MeterTypes[[#Headers],[AER Type]]","v":"AER Type"},{"$f":"I_MeterTypes[[#Headers],[RIN Subcategory 3]]","v":"RIN Subcategory 3"},{"$f":"I_MeterTypes[[#Headers],[Meter Code]]","v":"Meter Code"},"Units","Basis",null,{"$f":"'Input | Meters Vols & Costs'!O$171","v":"2024-25"},{"$f":"'Input | Meters Vols & Costs'!P$171","v":"2025-26"},{"$f":"'Input | Meters Vols & Costs'!Q$171","v":"2026-27"},{"$f":"'Input | Meters Vols & Costs'!R$171","v":"2027-28"},{"$f":"'Input | Meters Vols & Costs'!S$171","v":"2028-29"},{"$f":"'Input | Meters Vols & Costs'!T$171","v":"2029-30"},{"$f":"'Input | Meters Vols & Costs'!U$171","v":"2030-31"},"Total"]
[null,null,null,null,null,{"$f":"I_MeterTypes[Meter Type]","v":"AMI - Single Phase, single element"},{"$f":"I_MeterTypes[RIN Subcategory 1]","v":"Single Phase Meter Population"},{"$f":"I_MeterTypes[RIN Subcategory 2]","v":"Other"},{"$f":"I_MeterTypes[AER Type]","v":"Meter Type 4"},{"$f":"I_MeterTypes[RIN Subcategory 3]","v":"Single phase single element - AMI"},{"$f":"I_MeterTypes[Meter Code]","v":"AMI 1ph 1e"},"$dollars",{"$f":"Basis_Capex","v":"2024-06-01"},null,823904.00051909022,840382.08052947209,857243.37170288595,874487.87403933203,10106494.576726232,18318585.438725002,17572252.951762181,{"$f":"SUM(N13:U13)","v":49393350.294004194}]
[null,null,null,null,null,"AMI - Single Phase, two element","Single Phase Meter Population","Other","Meter Type 4","Single phase two element with contactor - AMI","AMI 1ph 2e","$dollars","2024-06-01",null,283576.26064377988,289324.42808926193,295072.59553474397,300820.76298022596,313321.03231785627,1322753.0370157801,3183268.986785111,5988137.1033667587]
[null,null,null,null,null,"AMI - 3 Phase DC","Multi Phase Meter Population","Direct Connect Meter Population","Meter Type 4","Three phase - AMI","AMI 3ph DC","$dollars","2024-06-01",null,431112.55841115187,439926.41516089096,448357.06074759795,457554.1286603692,475983.09976019152,485502.76175539533,495212.81699050328,3233648.8414860996]
[null,null,null,null,null,"AMI 3Ph CT","Multi Phase Meter Population","Current Transformer Connected Meter Population","Meter Type 4","Three phase - AMI","AMI 3ph CT","$dollars","2024-06-01",null,23950.697689508441,24908.725597088778,24908.725597088778,25866.753504669116,26443.505542232866,26972.375653077521,27511.823166139071,180562.60674980457]
[null,null,null,null,null,"Non AMI - Type 5 Locally read Interval - Single Phase","Single Phase Meter Population","Direct Connect Meter Population","Meter Type 5",0,"INT 1ph","$dollars","2024-06-01",null,6131.3786085141601,6131.3786085141601,6131.3786085141601,6131.3786085141601,6769.537418811613,6904.9281671878452,7043.026730531602,45243.006750587701]
[null,null,null,null,null,"Non AMI - Type 5 Locally read Interval - 3 Phase","Multi Phase Meter Population","Direct Connect Meter Population","Meter Type 5",0,"INT 3ph","$dollars","2024-06-01",null,2299.2669781928103,2299.2669781928103,2299.2669781928103,2299.2669781928103,2299.2669781928103,2299.2669781928103,2299.2669781928103,16094.868847349673]
[null,null,null,null,null,"Non AMI - Type 5 Locally read Interval - 3 Phase - CT","Multi Phase Meter Population","Current Transformer Connected Meter Population","Meter Type 5",0,"INT 3ph CT","$dollars","2024-06-01",null,383211.16303213499,383211.16303213499,383211.16303213499,383211.16303213499,383211.16303213499,383211.16303213499,383211.16303213499,2682478.141224945]
[null,null,null,null,null,"Non AMI - Type 6 Locally read Accumulation - Single Phase","Single Phase Meter Population","Direct Connect Meter Population","Meter Type 6",0,"ACC 1ph","$dollars","2024-06-01",null,0,0,0,0,0,0,0,0]
[null,null,null,null,null,"Non AMI - Type 6 Locally read Accumulation - 3 Phase","Multi Phase Meter Population","Direct Connect Meter Population","Meter Type 6",0,"ACC 3ph","$dollars","2024-06-01",null,0,0,0,0,0,0,0,0]
[null,null,null,null,null,"Pole Top Meter Housing",0,"Other","Meter Type 4",0,"Meter housing to ensure compliance","$dollars","2024-06-01",null,0,0,715758.81678852567,828460.6426387548,828460.6426387548,0,0,2372680.1020660354]
[null,null,null,null,null,0,0,0,0,0,0,"$dollars","2024-06-01",null,0,0,0,0,0,0,0,0]
[null,null,null,null,null,0,0,0,0,0,0,"$dollars","2024-06-01",null,0,0,0,0,0,0,0,0]
[null,null,null,null,null,0,0,0,0,0,0,"$dollars","2024-06-01",null,0,0,0,0,0,0,0,0]
[null,null,null,null,null,0,0,0,0,0,0,"$dollars","2024-06-01",null,0,0,0,0,0,0,0,0]
[null,null,null,null,null,0,0,0,0,0,0,"$dollars","2024-06-01",null,0,0,0,0,0,0,0,0]
[null,null,null,null,null,"Total",null,null,null,null,null,"$dollars","2024-06-01",null,{"$f":"SUM(O13:O26)","v":1954185.3258823724},{"$f":"SUM(P13:P26)","v":1986183.4579955556},{"$f":"SUM(Q13:Q27)","v":2732982.3789896839},{"$f":"SUM(R13:R27)","v":2878831.9704421926},{"$f":"SUM(S13:S27)","v":12142982.824414408},{"$f":"SUM(T13:T27)","v":20546228.971326768},{"$f":"SUM(U13:U27)","v":21670800.035444789},{"$f":"SUM(Q28:U28)","v":59971826.180617839}]
[]
[]
[null,null,null,null,"Incl Escalation of Labour Costs"]
[null,null,null,null,null,{"$f":"I_MeterTypes[[#Headers],[Meter Type]]","v":"Meter Type"},{"$f":"I_MeterTypes[[#Headers],[RIN Subcategory 1]]","v":"RIN Subcategory 1"},{"$f":"I_MeterTypes[[#Headers],[RIN Subcategory 2]]","v":"RIN Subcategory 2"},{"$f":"I_MeterTypes[[#Headers],[AER Type]]","v":"AER Type"},{"$f":"I_MeterTypes[[#Headers],[RIN Subcategory 3]]","v":"RIN Subcategory 3"},{"$f":"I_MeterTypes[[#Headers],[Meter Code]]","v":"Meter Code"},"Units","Basis",null,{"$f":"O$12","v":"2024-25"},{"$f":"P$12","v":"2025-26"},"2026-27","2027-28","2028-29","2029-30","2030-31","Total"]
[null,null,null,null,null,{"$f":"I_MeterTypes[Meter Type]","v":"AMI - Single Phase, single element"},{"$f":"I_MeterTypes[RIN Subcategory 1]","v":"Single Phase Meter Population"},{"$f":"I_MeterTypes[RIN Subcategory 2]","v":"Other"},{"$f":"I_MeterTypes[AER Type]","v":"Meter Type 4"},{"$f":"I_MeterTypes[RIN Subcategory 3]","v":"Single phase single element - AMI"},{"$f":"I_MeterTypes[Meter Code]","v":"AMI 1ph 1e"},"$dollars",{"$f":"Basis_Capex","v":"2024-06-01"},null,{"$f":"IF('Input | Meters Vols & Costs'!$P$77=\"Yes\",'Input| Prices'!K$55,1)*O13","v":830716.16769795259},{"$f":"IF('Input | Meters Vols & Costs'!$P$77=\"Yes\",'Input| Prices'!L$55,1)*P13","v":854194.30488510802},{"$f":"IF('Input | Meters Vols & Costs'!$P$77=\"Yes\",'Input| Prices'!M$55,1)*Q13","v":879447.90087551903},{"$f":"IF('Input | Meters Vols & Costs'!$P$77=\"Yes\",'Input| Prices'!N$55,1)*R13","v":904637.68199692166},{"$f":"IF('Input | Meters Vols & Costs'!$P$77=\"Yes\",'Input| Prices'!O$55,1)*S13","v":10562152.507135266},{"$f":"IF('Input | Meters Vols & Costs'!$P$77=\"Yes\",'Input| Prices'!P$55,1)*T13","v":19378823.035712466},{"$f":"IF('Input | Meters Vols & Costs'!$P$77=\"Yes\",'Input| Prices'!Q$55,1)*U13","v":18778577.300628815},{"$f":"SUM(N33:U33)","v":52188548.898932047}]
[null,null,null,null,null,"AMI - Single Phase, two element","Single Phase Meter Population","Other","Meter Type 4","Single phase two element with contactor - AMI","AMI 1ph 2e","$dollars","2024-06-01",null,{"$f":"IF('Input | Meters Vols & Costs'!$P$77=\"Yes\",'Input| Prices'!K$55,1)*O14","v":285920.91353324882},{"$f":"IF('Input | Meters Vols & Costs'!$P$77=\"Yes\",'Input| Prices'!L$55,1)*P14","v":294079.66264854377},{"$f":"IF('Input | Meters Vols & Costs'!$P$77=\"Yes\",'Input| Prices'!M$55,1)*Q14","v":302715.63865630294},{"$f":"IF('Input | Meters Vols & Costs'!$P$77=\"Yes\",'Input| Prices'!N$55,1)*R14","v":311192.19122155284},{"$f":"IF('Input | Meters Vols & Costs'!$P$77=\"Yes\",'Input| Prices'!O$55,1)*S14","v":327447.31636775308},{"$f":"IF('Input | Meters Vols & Costs'!$P$77=\"Yes\",'Input| Prices'!P$55,1)*T14","v":1399310.9407941347},{"$f":"IF('Input | Meters Vols & Costs'!$P$77=\"Yes\",'Input| Prices'!Q$55,1)*U14","v":3401798.4433261864},6322465.1065477226]
[null,null,null,null,null,"AMI - 3 Phase DC","Multi Phase Meter Population","Direct Connect Meter Population","Meter Type 4","Three phase - AMI","AMI 3ph DC","$dollars","2024-06-01",null,{"$f":"IF('Input | Meters Vols & Costs'!$P$77=\"Yes\",'Input| Prices'!K$55,1)*O15","v":434677.06449311477},{"$f":"IF('Input | Meters Vols & Costs'!$P$77=\"Yes\",'Input| Prices'!L$55,1)*P15","v":447156.89102056721},{"$f":"IF('Input | Meters Vols & Costs'!$P$77=\"Yes\",'Input| Prices'!M$55,1)*Q15","v":459970.51588035637},{"$f":"IF('Input | Meters Vols & Costs'!$P$77=\"Yes\",'Input| Prices'!N$55,1)*R15","v":473329.26919558481},{"$f":"IF('Input | Meters Vols & Costs'!$P$77=\"Yes\",'Input| Prices'!O$55,1)*S15","v":497443.10970724683},{"$f":"IF('Input | Meters Vols & Costs'!$P$77=\"Yes\",'Input| Prices'!P$55,1)*T15","v":513602.54506978556},{"$f":"IF('Input | Meters Vols & Costs'!$P$77=\"Yes\",'Input| Prices'!Q$55,1)*U15","v":529208.87205790845},3355388.2674245639]
[null,null,null,null,null,"AMI 3Ph CT","Multi Phase Meter Population","Current Transformer Connected Meter Population","Meter Type 4","Three phase - AMI","AMI 3ph CT","$dollars","2024-06-01",null,{"$f":"IF('Input | Meters Vols & Costs'!$P$77=\"Yes\",'Input| Prices'!K$55,1)*O16","v":24148.725805173046},{"$f":"IF('Input | Meters Vols & Costs'!$P$77=\"Yes\",'Input| Prices'!L$55,1)*P16","v":25318.116651861386},{"$f":"IF('Input | Meters Vols & Costs'!$P$77=\"Yes\",'Input| Prices'!M$55,1)*Q16","v":25553.917548908692},{"$f":"IF('Input | Meters Vols & Costs'!$P$77=\"Yes\",'Input| Prices'!N$55,1)*R16","v":26758.564213318241},{"$f":"IF('Input | Meters Vols & Costs'!$P$77=\"Yes\",'Input| Prices'!O$55,1)*S16","v":27635.728317069272},{"$f":"IF('Input | Meters Vols & Costs'!$P$77=\"Yes\",'Input| Prices'!P$55,1)*T16","v":28533.474726099201},{"$f":"IF('Input | Meters Vols & Costs'!$P$77=\"Yes\",'Input| Prices'!Q$55,1)*U16","v":29400.492892106024},187349.02015453586]
[null,null,null,null,null,"Non AMI - Type 5 Locally read Interval - Single Phase","Single Phase Meter Population","Direct Connect Meter Population","Meter Type 5",0,"INT 1ph","$dollars","2024-06-01",null,{"$f":"IF('Input | Meters Vols & Costs'!$P$77=\"Yes\",'Input| Prices'!K$55,1)*O17","v":6182.0738061242992},{"$f":"IF('Input | Meters Vols & Costs'!$P$77=\"Yes\",'Input| Prices'!L$55,1)*P17","v":6232.1517912274176},{"$f":"IF('Input | Meters Vols & Costs'!$P$77=\"Yes\",'Input| Prices'!M$55,1)*Q17","v":6290.1950889621385},{"$f":"IF('Input | Meters Vols & Costs'!$P$77=\"Yes\",'Input| Prices'!N$55,1)*R17","v":6342.7707764902489},{"$f":"IF('Input | Meters Vols & Costs'!$P$77=\"Yes\",'Input| Prices'!O$55,1)*S17","v":7074.7464491697328},{"$f":"IF('Input | Meters Vols & Costs'!$P$77=\"Yes\",'Input| Prices'!P$55,1)*T17","v":7304.5695298813953},{"$f":"IF('Input | Meters Vols & Costs'!$P$77=\"Yes\",'Input| Prices'!Q$55,1)*U17","v":7526.5261803791418},46953.033622234369]
[null,null,null,null,null,"Non AMI - Type 5 Locally read Interval - 3 Phase","Multi Phase Meter Population","Direct Connect Meter Population","Meter Type 5",0,"INT 3ph","$dollars","2024-06-01",null,{"$f":"IF('Input | Meters Vols & Costs'!$P$77=\"Yes\",'Input| Prices'!K$55,1)*O18","v":2318.2776772966122},{"$f":"IF('Input | Meters Vols & Costs'!$P$77=\"Yes\",'Input| Prices'!L$55,1)*P18","v":2337.056921710282},{"$f":"IF('Input | Meters Vols & Costs'!$P$77=\"Yes\",'Input| Prices'!M$55,1)*Q18","v":2358.8231583608022},{"$f":"IF('Input | Meters Vols & Costs'!$P$77=\"Yes\",'Input| Prices'!N$55,1)*R18","v":2378.5390411838434},{"$f":"IF('Input | Meters Vols & Costs'!$P$77=\"Yes\",'Input| Prices'!O$55,1)*S18","v":2402.9309365304339},{"$f":"IF('Input | Meters Vols & Costs'!$P$77=\"Yes\",'Input| Prices'!P$55,1)*T18","v":2432.3432631464721},{"$f":"IF('Input | Meters Vols & Costs'!$P$77=\"Yes\",'Input| Prices'!Q$55,1)*U18","v":2457.1102409749365},16685.081239203384]
[null,null,null,null,null,"Non AMI - Type 5 Locally read Interval - 3 Phase - CT","Multi Phase Meter Population","Current Transformer Connected Meter Population","Meter Type 5",0,"INT 3ph CT","$dollars","2024-06-01",null,{"$f":"IF('Input | Meters Vols & Costs'!$P$77=\"Yes\",'Input| Prices'!K$55,1)*O19","v":386379.61288276868},{"$f":"IF('Input | Meters Vols & Costs'!$P$77=\"Yes\",'Input| Prices'!L$55,1)*P19","v":389509.48695171362},{"$f":"IF('Input | Meters Vols & Costs'!$P$77=\"Yes\",'Input| Prices'!M$55,1)*Q19","v":393137.19306013366},{"$f":"IF('Input | Meters Vols & Costs'!$P$77=\"Yes\",'Input| Prices'!N$55,1)*R19","v":396423.17353064055},{"$f":"IF('Input | Meters Vols & Costs'!$P$77=\"Yes\",'Input| Prices'!O$55,1)*S19","v":400488.48942173895},{"$f":"IF('Input | Meters Vols & Costs'!$P$77=\"Yes\",'Input| Prices'!P$55,1)*T19","v":405390.5438577453},{"$f":"IF('Input | Meters Vols & Costs'!$P$77=\"Yes\",'Input| Prices'!Q$55,1)*U19","v":409518.37349582271},2780846.8732005637]
[null,null,null,null,null,"Non AMI - Type 6 Locally read Accumulation - Single Phase","Single Phase Meter Population","Direct Connect Meter Population","Meter Type 6",0,"ACC 1ph","$dollars","2024-06-01",null,{"$f":"IF('Input | Meters Vols & Costs'!$P$77=\"Yes\",'Input| Prices'!K$55,1)*O20","v":0},{"$f":"IF('Input | Meters Vols & Costs'!$P$77=\"Yes\",'Input| Prices'!L$55,1)*P20","v":0},{"$f":"IF('Input | Meters Vols & Costs'!$P$77=\"Yes\",'Input| Prices'!M$55,1)*Q20","v":0},{"$f":"IF('Input | Meters Vols & Costs'!$P$77=\"Yes\",'Input| Prices'!N$55,1)*R20","v":0},{"$f":"IF('Input | Meters Vols & Costs'!$P$77=\"Yes\",'Input| Prices'!O$55,1)*S20","v":0},{"$f":"IF('Input | Meters Vols & Costs'!$P$77=\"Yes\",'Input| Prices'!P$55,1)*T20","v":0},{"$f":"IF('Input | Meters Vols & Costs'!$P$77=\"Yes\",'Input| Prices'!Q$55,1)*U20","v":0},0]
[null,null,null,null,null,"Non AMI - Type 6 Locally read Accumulation - 3 Phase","Multi Phase Meter Population","Direct Connect Meter Population","Meter Type 6",0,"ACC 3ph","$dollars","2024-06-01",null,{"$f":"IF('Input | Meters Vols & Costs'!$P$77=\"Yes\",'Input| Prices'!K$55,1)*O21","v":0},{"$f":"IF('Input | Meters Vols & Costs'!$P$77=\"Yes\",'Input| Prices'!L$55,1)*P21","v":0},{"$f":"IF('Input | Meters Vols & Costs'!$P$77=\"Yes\",'Input| Prices'!M$55,1)*Q21","v":0},{"$f":"IF('Input | Meters Vols & Costs'!$P$77=\"Yes\",'Input| Prices'!N$55,1)*R21","v":0},{"$f":"IF('Input | Meters Vols & Costs'!$P$77=\"Yes\",'Input| Prices'!O$55,1)*S21","v":0},{"$f":"IF('Input | Meters Vols & Costs'!$P$77=\"Yes\",'Input| Prices'!P$55,1)*T21","v":0},{"$f":"IF('Input | Meters Vols & Costs'!$P$77=\"Yes\",'Input| Prices'!Q$55,1)*U21","v":0},0]
[null,null,null,null,null,"Pole Top Meter Housing",0,"Other","Meter Type 4",0,"Meter housing to ensure compliance","$dollars","2024-06-01",null,{"$f":"IF('Input | Meters Vols & Costs'!$P$77=\"Yes\",'Input| Prices'!K$55,1)*O22","v":0},{"$f":"IF('Input | Meters Vols & Costs'!$P$77=\"Yes\",'Input| Prices'!L$55,1)*P22","v":0},{"$f":"IF('Input | Meters Vols & Costs'!$P$77=\"Yes\",'Input| Prices'!M$55,1)*Q22","v":734298.57813585352},{"$f":"IF('Input | Meters Vols & Costs'!$P$77=\"Yes\",'Input| Prices'!N$55,1)*R22","v":857023.56502738059},{"$f":"IF('Input | Meters Vols & Costs'!$P$77=\"Yes\",'Input| Prices'!O$55,1)*S22","v":865812.33357216977},{"$f":"IF('Input | Meters Vols & Costs'!$P$77=\"Yes\",'Input| Prices'!P$55,1)*T22","v":0},{"$f":"IF('Input | Meters Vols & Costs'!$P$77=\"Yes\",'Input| Prices'!Q$55,1)*U22","v":0},2457134.4767354038]
[null,null,null,null,null,0,0,0,0,0,0,"$dollars","2024-06-01",null,{"$f":"IF('Input | Meters Vols & Costs'!$P$77=\"Yes\",'Input| Prices'!K$55,1)*O23","v":0},{"$f":"IF('Input | Meters Vols & Costs'!$P$77=\"Yes\",'Input| Prices'!L$55,1)*P23","v":0},{"$f":"IF('Input | Meters Vols & Costs'!$P$77=\"Yes\",'Input| Prices'!M$55,1)*Q23","v":0},{"$f":"IF('Input | Meters Vols & Costs'!$P$77=\"Yes\",'Input| Prices'!N$55,1)*R23","v":0},{"$f":"IF('Input | Meters Vols & Costs'!$P$77=\"Yes\",'Input| Prices'!O$55,1)*S23","v":0},{"$f":"IF('Input | Meters Vols & Costs'!$P$77=\"Yes\",'Input| Prices'!P$55,1)*T23","v":0},{"$f":"IF('Input | Meters Vols & Costs'!$P$77=\"Yes\",'Input| Prices'!Q$55,1)*U23","v":0},0]
[null,null,null,null,null,0,0,0,0,0,0,"$dollars","2024-06-01",null,{"$f":"IF('Input | Meters Vols & Costs'!$P$77=\"Yes\",'Input| Prices'!K$55,1)*O24","v":0},{"$f":"IF('Input | Meters Vols & Costs'!$P$77=\"Yes\",'Input| Prices'!L$55,1)*P24","v":0},{"$f":"IF('Input | Meters Vols & Costs'!$P$77=\"Yes\",'Input| Prices'!M$55,1)*Q24","v":0},{"$f":"IF('Input | Meters Vols & Costs'!$P$77=\"Yes\",'Input| Prices'!N$55,1)*R24","v":0},{"$f":"IF('Input | Meters Vols & Costs'!$P$77=\"Yes\",'Input| Prices'!O$55,1)*S24","v":0},{"$f":"IF('Input | Meters Vols & Costs'!$P$77=\"Yes\",'Input| Prices'!P$55,1)*T24","v":0},{"$f":"IF('Input | Meters Vols & Costs'!$P$77=\"Yes\",'Input| Prices'!Q$55,1)*U24","v":0},0]
[null,null,null,null,null,0,0,0,0,0,0,"$dollars","2024-06-01",null,{"$f":"IF('Input | Meters Vols & Costs'!$P$77=\"Yes\",'Input| Prices'!K$55,1)*O25","v":0},{"$f":"IF('Input | Meters Vols & Costs'!$P$77=\"Yes\",'Input| Prices'!L$55,1)*P25","v":0},{"$f":"IF('Input | Meters Vols & Costs'!$P$77=\"Yes\",'Input| Prices'!M$55,1)*Q25","v":0},{"$f":"IF('Input | Meters Vols & Costs'!$P$77=\"Yes\",'Input| Prices'!N$55,1)*R25","v":0},{"$f":"IF('Input | Meters Vols & Costs'!$P$77=\"Yes\",'Input| Prices'!O$55,1)*S25","v":0},{"$f":"IF('Input | Meters Vols & Costs'!$P$77=\"Yes\",'Input| Prices'!P$55,1)*T25","v":0},{"$f":"IF('Input | Meters Vols & Costs'!$P$77=\"Yes\",'Input| Prices'!Q$55,1)*U25","v":0},0]
[null,null,null,null,null,0,0,0,0,0,0,"$dollars","2024-06-01",null,{"$f":"IF('Input | Meters Vols & Costs'!$P$77=\"Yes\",'Input| Prices'!K$55,1)*O26","v":0},{"$f":"IF('Input | Meters Vols & Costs'!$P$77=\"Yes\",'Input| Prices'!L$55,1)*P26","v":0},{"$f":"IF('Input | Meters Vols & Costs'!$P$77=\"Yes\",'Input| Prices'!M$55,1)*Q26","v":0},{"$f":"IF('Input | Meters Vols & Costs'!$P$77=\"Yes\",'Input| Prices'!N$55,1)*R26","v":0},{"$f":"IF('Input | Meters Vols & Costs'!$P$77=\"Yes\",'Input| Prices'!O$55,1)*S26","v":0},{"$f":"IF('Input | Meters Vols & Costs'!$P$77=\"Yes\",'Input| Prices'!P$55,1)*T26","v":0},{"$f":"IF('Input | Meters Vols & Costs'!$P$77=\"Yes\",'Input| Prices'!Q$55,1)*U26","v":0},0]
[null,null,null,null,null,0,0,0,0,0,0,"$dollars","2024-06-01",null,{"$f":"IF('Input | Meters Vols & Costs'!$P$77=\"Yes\",'Input| Prices'!K$55,1)*O27","v":0},{"$f":"IF('Input | Meters Vols & Costs'!$P$77=\"Yes\",'Input| Prices'!L$55,1)*P27","v":0},{"$f":"IF('Input | Meters Vols & Costs'!$P$77=\"Yes\",'Input| Prices'!M$55,1)*Q27","v":0},{"$f":"IF('Input | Meters Vols & Costs'!$P$77=\"Yes\",'Input| Prices'!N$55,1)*R27","v":0},{"$f":"IF('Input | Meters Vols & Costs'!$P$77=\"Yes\",'Input| Prices'!O$55,1)*S27","v":0},{"$f":"IF('Input | Meters Vols & Costs'!$P$77=\"Yes\",'Input| Prices'!P$55,1)*T27","v":0},{"$f":"IF('Input | Meters Vols & Costs'!$P$77=\"Yes\",'Input| Prices'!Q$55,1)*U27","v":0},0]
[null,null,null,null,null,"Total",null,null,null,null,null,"$dollars","2024-06-01",null,{"$f":"SUM(O33:O47)","v":1970342.835895679},2018827.6708707318,2803772.7624043967,2978085.7550030723,12690457.161906945,21735397.452953257,23158487.118822187,{"$f":"SUM(Q48:U48)","v":63366200.251089856},null,{"$f":"(V48=SUM('Calc | Meters Detail'!V28,'Calc | Meters Detail'!V48,'Calc | Meters Detail'!V68,'Calc | Meters Detail'!V88,'Calc | Meters Detail'!V108,'Calc | Meters Detail'!V128,'Calc | Meters Detail'!V148,'Calc | Meters Detail'!V168,'Calc | Meters Detail'!V188,'Calc | Meters Detail'!V208))/1","v":1}]
[null,null,null,null,null,null,null,null,null,null,null,null,null,null,{"$f":"(O48='Calc | Meters Detail'!O228)/1","v":1},{"$f":"(P48='Calc | Meters Detail'!P228)/1","v":1},{"$f":"(Q48='Calc | Meters Detail'!Q228)/1","v":1},{"$f":"(R48='Calc | Meters Detail'!R228)/1","v":1},{"$f":"(S48='Calc | Meters Detail'!S228)/1","v":1},{"$f":"(T48='Calc | Meters Detail'!T228)/1","v":1},{"$f":"(U48='Calc | Meters Detail'!U228)/1","v":1},{"$f":"(V48='Calc | Meters Detail'!V228)/1","v":1},null,{"$f":"PRODUCT(O49:U49)","v":1}]
[]
[null,null,null,"ii","Meters - Non-Labour Component"]
[null,null,null,null,"Unescalated"]
[null,null,null,null,null,{"$f":"I_MeterTypes[[#Headers],[Meter Type]]","v":"Meter Type"},{"$f":"I_MeterTypes[[#Headers],[RIN Subcategory 1]]","v":"RIN Subcategory 1"},{"$f":"I_MeterTypes[[#Headers],[RIN Subcategory 2]]","v":"RIN Subcategory 2"},{"$f":"I_MeterTypes[[#Headers],[AER Type]]","v":"AER Type"},{"$f":"I_MeterTypes[[#Headers],[RIN Subcategory 3]]","v":"RIN Subcategory 3"},{"$f":"I_MeterTypes[[#Headers],[Meter Code]]","v":"Meter Code"},"Units","Basis",null,{"$f":"O$12","v":"2024-25"},{"$f":"P$12","v":"2025-26"},"2026-27","2027-28","2028-29","2029-30","2030-31","Total"]
[null,null,null,null,null,{"$f":"I_MeterTypes[Meter Type]","v":"AMI - Single Phase, single element"},{"$f":"I_MeterTypes[RIN Subcategory 1]","v":"Single Phase Meter Population"},{"$f":"I_MeterTypes[RIN Subcategory 2]","v":"Other"},{"$f":"I_MeterTypes[AER Type]","v":"Meter Type 4"},{"$f":"I_MeterTypes[RIN Subcategory 3]","v":"Single phase single element - AMI"},{"$f":"I_MeterTypes[Meter Code]","v":"AMI 1ph 1e"},"$dollars",{"$f":"Basis_Capex","v":"2024-06-01"},null,{"$f":"ICM_AddMetReq*ICM_UnitCost","v":3967134.8854080797},3574984.2357131084,3358981.6295146463,3054007.1240104367,10350603.364509117,16795120.645337727,15817541.605566654,{"$f":"SUM(N54:U54)","v":56918373.490059763}]
[null,null,null,null,null,"AMI - Single Phase, two element","Single Phase Meter Population","Other","Meter Type 4","Single phase two element with contactor - AMI","AMI 1ph 2e","$dollars","2024-06-01",null,204946.88606760098,209101.21483924153,213255.5436108821,217409.87238252265,226485.63902143779,1137278.0190064833,2816919.4493526476,5025396.6242808159]
[null,null,null,null,null,"AMI - 3 Phase DC","Multi Phase Meter Population","Direct Connect Meter Population","Meter Type 4","Three phase - AMI","AMI 3ph DC","$dollars","2024-06-01",null,1797440.8219291016,3559966.2161947577,4715132.0783962579,5458614.9007141143,6153208.7712768549,6843542.9468769124,7616617.7840016671,36144523.519389667]
[null,null,null,null,null,"AMI 3Ph CT","Multi Phase Meter Population","Current Transformer Connected Meter Population","Meter Type 4","Three phase - AMI","AMI 3ph CT","$dollars","2024-06-01",null,54857.239637262996,55330.14687551526,57989.770234404612,58885.812389341125,59579.929221865772,60282.117272192736,60973.354771312093,407898.37040189462]
[null,null,null,null,null,"Non AMI - Type 5 Locally read Interval - Single Phase","Single Phase Meter Population","Direct Connect Meter Population","Meter Type 5",0,"INT 1ph","$dollars","2024-06-01",null,0,0,0,0,0,0,0,0]
[null,null,null,null,null,"Non AMI - Type 5 Locally read Interval - 3 Phase","Multi Phase Meter Population","Direct Connect Meter Population","Meter Type 5",0,"INT 3ph","$dollars","2024-06-01",null,0,0,0,0,0,0,0,0]
[null,null,null,null,null,"Non AMI - Type 5 Locally read Interval - 3 Phase - CT","Multi Phase Meter Population","Current Transformer Connected Meter Population","Meter Type 5",0,"INT 3ph CT","$dollars","2024-06-01",null,0,0,0,0,0,0,0,0]
[null,null,null,null,null,"Non AMI - Type 6 Locally read Accumulation - Single Phase","Single Phase Meter Population","Direct Connect Meter Population","Meter Type 6",0,"ACC 1ph","$dollars","2024-06-01",null,0,0,0,0,0,0,0,0]
[null,null,null,null,null,"Non AMI - Type 6 Locally read Accumulation - 3 Phase","Multi Phase Meter Population","Direct Connect Meter Population","Meter Type 6",0,"ACC 3ph","$dollars","2024-06-01",null,0,0,0,0,0,0,0,0]
[null,null,null,null,null,"Pole Top Meter Housing",0,"Other","Meter Type 4",0,"Meter housing to ensure compliance","$dollars","2024-06-01",null,0,0,400241.18321147439,463262.289023038,463262.289023038,0,0,1326765.7612575504]
[null,null,null,null,null,0,0,0,0,0,0,"$dollars","2024-06-01",null,0,0,0,0,0,0,0,0]
[null,null,null,null,null,0,0,0,0,0,0,"$dollars","2024-06-01",null,0,0,0,0,0,0,0,0]
[null,null,null,null,null,0,0,0,0,0,0,"$dollars","2024-06-01",null,0,0,0,0,0,0,0,0]
[null,null,null,null,null,0,0,0,0,0,0,"$dollars","2024-06-01",null,0,0,0,0,0,0,0,0]
[null,null,null,null,null,0,0,0,0,0,0,"$dollars","2024-06-01",null,0,0,0,0,0,0,0,0]
[null,null,null,null,null,"Total",null,null,null,null,null,"$dollars","2024-06-01",null,{"$f":"SUM(O54:O68)","v":6024379.8330420451},7399381.8136226237,8745600.2049676664,9252179.9985194523,17253139.993052311,24836223.728493318,26312052.193692282,{"$f":"SUM(Q69:U69)","v":86399196.118725032}]
[]
[null,null,null,"ii","Meters - Non-Labour Component"]
[null,null,null,null,"Incl Escalation of Non-Labour Costs"]
[null,null,null,null,null,{"$f":"I_MeterTypes[[#Headers],[Meter Type]]","v":"Meter Type"},{"$f":"I_MeterTypes[[#Headers],[RIN Subcategory 1]]","v":"RIN Subcategory 1"},{"$f":"I_MeterTypes[[#Headers],[RIN Subcategory 2]]","v":"RIN Subcategory 2"},{"$f":"I_MeterTypes[[#Headers],[AER Type]]","v":"AER Type"},{"$f":"I_MeterTypes[[#Headers],[RIN Subcategory 3]]","v":"RIN Subcategory 3"},{"$f":"I_MeterTypes[[#Headers],[Meter Code]]","v":"Meter Code"},"Units","Basis",null,{"$f":"O$12","v":"2024-25"},{"$f":"P$12","v":"2025-26"},"2026-27","2027-28","2028-29","2029-30","2030-31","Total"]
[null,null,null,null,null,{"$f":"I_MeterTypes[Meter Type]","v":"AMI - Single Phase, single element"},{"$f":"I_MeterTypes[RIN Subcategory 1]","v":"Single Phase Meter Population"},{"$f":"I_MeterTypes[RIN Subcategory 2]","v":"Other"},{"$f":"I_MeterTypes[AER Type]","v":"Meter Type 4"},{"$f":"I_MeterTypes[RIN Subcategory 3]","v":"Single phase single element - AMI"},{"$f":"I_MeterTypes[Meter Code]","v":"AMI 1ph 1e"},"$dollars",{"$f":"Basis_Capex","v":"2024-06-01"},null,{"$f":"IF('Input | Meters Vols & Costs'!$P$142=\"Yes\",'Input| Prices'!K$59,1)*O54","v":3967134.8854080797},{"$f":"IF('Input | Meters Vols & Costs'!$P$142=\"Yes\",'Input| Prices'!L$59,1)*P54","v":3574984.2357131084},{"$f":"IF('Input | Meters Vols & Costs'!$P$142=\"Yes\",'Input| Prices'!M$59,1)*Q54","v":3358981.6295146463},{"$f":"IF('Input | Meters Vols & Costs'!$P$142=\"Yes\",'Input| Prices'!N$59,1)*R54","v":3054007.1240104367},{"$f":"IF('Input | Meters Vols & Costs'!$P$142=\"Yes\",'Input| Prices'!O$59,1)*S54","v":10350603.364509117},{"$f":"IF('Input | Meters Vols & Costs'!$P$142=\"Yes\",'Input| Prices'!P$59,1)*T54","v":16795120.645337727},{"$f":"IF('Input | Meters Vols & Costs'!$P$142=\"Yes\",'Input| Prices'!Q$59,1)*U54","v":15817541.605566654},{"$f":"SUM(N74:U74)","v":56918373.490059763}]
[null,null,null,null,null,"AMI - Single Phase, two element","Single Phase Meter Population","Other","Meter Type 4","Single phase two element with contactor - AMI","AMI 1ph 2e","$dollars","2024-06-01",null,{"$f":"IF('Input | Meters Vols & Costs'!$P$142=\"Yes\",'Input| Prices'!K$59,1)*O55","v":204946.88606760098},{"$f":"IF('Input | Meters Vols & Costs'!$P$142=\"Yes\",'Input| Prices'!L$59,1)*P55","v":209101.21483924153},{"$f":"IF('Input | Meters Vols & Costs'!$P$142=\"Yes\",'Input| Prices'!M$59,1)*Q55","v":213255.5436108821},{"$f":"IF('Input | Meters Vols & Costs'!$P$142=\"Yes\",'Input| Prices'!N$59,1)*R55","v":217409.87238252265},{"$f":"IF('Input | Meters Vols & Costs'!$P$142=\"Yes\",'Input| Prices'!O$59,1)*S55","v":226485.63902143779},{"$f":"IF('Input | Meters Vols & Costs'!$P$142=\"Yes\",'Input| Prices'!P$59,1)*T55","v":1137278.0190064833},{"$f":"IF('Input | Meters Vols & Costs'!$P$142=\"Yes\",'Input| Prices'!Q$59,1)*U55","v":2816919.4493526476},5025396.6242808159]
[null,null,null,null,null,"AMI - 3 Phase DC","Multi Phase Meter Population","Direct Connect Meter Population","Meter Type 4","Three phase - AMI","AMI 3ph DC","$dollars","2024-06-01",null,{"$f":"IF('Input | Meters Vols & Costs'!$P$142=\"Yes\",'Input| Prices'!K$59,1)*O56","v":1797440.8219291016},{"$f":"IF('Input | Meters Vols & Costs'!$P$142=\"Yes\",'Input| Prices'!L$59,1)*P56","v":3559966.2161947577},{"$f":"IF('Input | Meters Vols & Costs'!$P$142=\"Yes\",'Input| Prices'!M$59,1)*Q56","v":4715132.0783962579},{"$f":"IF('Input | Meters Vols & Costs'!$P$142=\"Yes\",'Input| Prices'!N$59,1)*R56","v":5458614.9007141143},{"$f":"IF('Input | Meters Vols & Costs'!$P$142=\"Yes\",'Input| Prices'!O$59,1)*S56","v":6153208.7712768549},{"$f":"IF('Input | Meters Vols & Costs'!$P$142=\"Yes\",'Input| Prices'!P$59,1)*T56","v":6843542.9468769124},{"$f":"IF('Input | Meters Vols & Costs'!$P$142=\"Yes\",'Input| Prices'!Q$59,1)*U56","v":7616617.7840016671},36144523.519389667]
[null,null,null,null,null,"AMI 3Ph CT","Multi Phase Meter Population","Current Transformer Connected Meter Population","Meter Type 4","Three phase - AMI","AMI 3ph CT","$dollars","2024-06-01",null,{"$f":"IF('Input | Meters Vols & Costs'!$P$142=\"Yes\",'Input| Prices'!K$59,1)*O57","v":54857.239637262996},{"$f":"IF('Input | Meters Vols & Costs'!$P$142=\"Yes\",'Input| Prices'!L$59,1)*P57","v":55330.14687551526},{"$f":"IF('Input | Meters Vols & Costs'!$P$142=\"Yes\",'Input| Prices'!M$59,1)*Q57","v":57989.770234404612},{"$f":"IF('Input | Meters Vols & Costs'!$P$142=\"Yes\",'Input| Prices'!N$59,1)*R57","v":58885.812389341125},{"$f":"IF('Input | Meters Vols & Costs'!$P$142=\"Yes\",'Input| Prices'!O$59,1)*S57","v":59579.929221865772},{"$f":"IF('Input | Meters Vols & Costs'!$P$142=\"Yes\",'Input| Prices'!P$59,1)*T57","v":60282.117272192736},{"$f":"IF('Input | Meters Vols & Costs'!$P$142=\"Yes\",'Input| Prices'!Q$59,1)*U57","v":60973.354771312093},407898.37040189462]
[null,null,null,null,null,"Non AMI - Type 5 Locally read Interval - Single Phase","Single Phase Meter Population","Direct Connect Meter Population","Meter Type 5",0,"INT 1ph","$dollars","2024-06-01",null,{"$f":"IF('Input | Meters Vols & Costs'!$P$142=\"Yes\",'Input| Prices'!K$59,1)*O58","v":0},{"$f":"IF('Input | Meters Vols & Costs'!$P$142=\"Yes\",'Input| Prices'!L$59,1)*P58","v":0},{"$f":"IF('Input | Meters Vols & Costs'!$P$142=\"Yes\",'Input| Prices'!M$59,1)*Q58","v":0},{"$f":"IF('Input | Meters Vols & Costs'!$P$142=\"Yes\",'Input| Prices'!N$59,1)*R58","v":0},{"$f":"IF('Input | Meters Vols & Costs'!$P$142=\"Yes\",'Input| Prices'!O$59,1)*S58","v":0},{"$f":"IF('Input | Meters Vols & Costs'!$P$142=\"Yes\",'Input| Prices'!P$59,1)*T58","v":0},{"$f":"IF('Input | Meters Vols & Costs'!$P$142=\"Yes\",'Input| Prices'!Q$59,1)*U58","v":0},0]
[null,null,null,null,null,"Non AMI - Type 5 Locally read Interval - 3 Phase","Multi Phase Meter Population","Direct Connect Meter Population","Meter Type 5",0,"INT 3ph","$dollars","2024-06-01",null,{"$f":"IF('Input | Meters Vols & Costs'!$P$142=\"Yes\",'Input| Prices'!K$59,1)*O59","v":0},{"$f":"IF('Input | Meters Vols & Costs'!$P$142=\"Yes\",'Input| Prices'!L$59,1)*P59","v":0},{"$f":"IF('Input | Meters Vols & Costs'!$P$142=\"Yes\",'Input| Prices'!M$59,1)*Q59","v":0},{"$f":"IF('Input | Meters Vols & Costs'!$P$142=\"Yes\",'Input| Prices'!N$59,1)*R59","v":0},{"$f":"IF('Input | Meters Vols & Costs'!$P$142=\"Yes\",'Input| Prices'!O$59,1)*S59","v":0},{"$f":"IF('Input | Meters Vols & Costs'!$P$142=\"Yes\",'Input| Prices'!P$59,1)*T59","v":0},{"$f":"IF('Input | Meters Vols & Costs'!$P$142=\"Yes\",'Input| Prices'!Q$59,1)*U59","v":0},0]
[null,null,null,null,null,"Non AMI - Type 5 Locally read Interval - 3 Phase - CT","Multi Phase Meter Population","Current Transformer Connected Meter Population","Meter Type 5",0,"INT 3ph CT","$dollars","2024-06-01",null,{"$f":"IF('Input | Meters Vols & Costs'!$P$142=\"Yes\",'Input| Prices'!K$59,1)*O60","v":0},{"$f":"IF('Input | Meters Vols & Costs'!$P$142=\"Yes\",'Input| Prices'!L$59,1)*P60","v":0},{"$f":"IF('Input | Meters Vols & Costs'!$P$142=\"Yes\",'Input| Prices'!M$59,1)*Q60","v":0},{"$f":"IF('Input | Meters Vols & Costs'!$P$142=\"Yes\",'Input| Prices'!N$59,1)*R60","v":0},{"$f":"IF('Input | Meters Vols & Costs'!$P$142=\"Yes\",'Input| Prices'!O$59,1)*S60","v":0},{"$f":"IF('Input | Meters Vols & Costs'!$P$142=\"Yes\",'Input| Prices'!P$59,1)*T60","v":0},{"$f":"IF('Input | Meters Vols & Costs'!$P$142=\"Yes\",'Input| Prices'!Q$59,1)*U60","v":0},0]
[null,null,null,null,null,"Non AMI - Type 6 Locally read Accumulation - Single Phase","Single Phase Meter Population","Direct Connect Meter Population","Meter Type 6",0,"ACC 1ph","$dollars","2024-06-01",null,{"$f":"IF('Input | Meters Vols & Costs'!$P$142=\"Yes\",'Input| Prices'!K$59,1)*O61","v":0},{"$f":"IF('Input | Meters Vols & Costs'!$P$142=\"Yes\",'Input| Prices'!L$59,1)*P61","v":0},{"$f":"IF('Input | Meters Vols & Costs'!$P$142=\"Yes\",'Input| Prices'!M$59,1)*Q61","v":0},{"$f":"IF('Input | Meters Vols & Costs'!$P$142=\"Yes\",'Input| Prices'!N$59,1)*R61","v":0},{"$f":"IF('Input | Meters Vols & Costs'!$P$142=\"Yes\",'Input| Prices'!O$59,1)*S61","v":0},{"$f":"IF('Input | Meters Vols & Costs'!$P$142=\"Yes\",'Input| Prices'!P$59,1)*T61","v":0},{"$f":"IF('Input | Meters Vols & Costs'!$P$142=\"Yes\",'Input| Prices'!Q$59,1)*U61","v":0},0]
[null,null,null,null,null,"Non AMI - Type 6 Locally read Accumulation - 3 Phase","Multi Phase Meter Population","Direct Connect Meter Population","Meter Type 6",0,"ACC 3ph","$dollars","2024-06-01",null,{"$f":"IF('Input | Meters Vols & Costs'!$P$142=\"Yes\",'Input| Prices'!K$59,1)*O62","v":0},{"$f":"IF('Input | Meters Vols & Costs'!$P$142=\"Yes\",'Input| Prices'!L$59,1)*P62","v":0},{"$f":"IF('Input | Meters Vols & Costs'!$P$142=\"Yes\",'Input| Prices'!M$59,1)*Q62","v":0},{"$f":"IF('Input | Meters Vols & Costs'!$P$142=\"Yes\",'Input| Prices'!N$59,1)*R62","v":0},{"$f":"IF('Input | Meters Vols & Costs'!$P$142=\"Yes\",'Input| Prices'!O$59,1)*S62","v":0},{"$f":"IF('Input | Meters Vols & Costs'!$P$142=\"Yes\",'Input| Prices'!P$59,1)*T62","v":0},{"$f":"IF('Input | Meters Vols & Costs'!$P$142=\"Yes\",'Input| Prices'!Q$59,1)*U62","v":0},0]
[null,null,null,null,null,"Pole Top Meter Housing",0,"Other","Meter Type 4",0,"Meter housing to ensure compliance","$dollars","2024-06-01",null,{"$f":"IF('Input | Meters Vols & Costs'!$P$142=\"Yes\",'Input| Prices'!K$59,1)*O63","v":0},{"$f":"IF('Input | Meters Vols & Costs'!$P$142=\"Yes\",'Input| Prices'!L$59,1)*P63","v":0},{"$f":"IF('Input | Meters Vols & Costs'!$P$142=\"Yes\",'Input| Prices'!M$59,1)*Q63","v":400241.18321147439},{"$f":"IF('Input | Meters Vols & Costs'!$P$142=\"Yes\",'Input| Prices'!N$59,1)*R63","v":463262.289023038},{"$f":"IF('Input | Meters Vols & Costs'!$P$142=\"Yes\",'Input| Prices'!O$59,1)*S63","v":463262.289023038},{"$f":"IF('Input | Meters Vols & Costs'!$P$142=\"Yes\",'Input| Prices'!P$59,1)*T63","v":0},{"$f":"IF('Input | Meters Vols & Costs'!$P$142=\"Yes\",'Input| Prices'!Q$59,1)*U63","v":0},1326765.7612575504]
[null,null,null,null,null,0,0,0,0,0,0,"$dollars","2024-06-01",null,{"$f":"IF('Input | Meters Vols & Costs'!$P$142=\"Yes\",'Input| Prices'!K$59,1)*O64","v":0},{"$f":"IF('Input | Meters Vols & Costs'!$P$142=\"Yes\",'Input| Prices'!L$59,1)*P64","v":0},{"$f":"IF('Input | Meters Vols & Costs'!$P$142=\"Yes\",'Input| Prices'!M$59,1)*Q64","v":0},{"$f":"IF('Input | Meters Vols & Costs'!$P$142=\"Yes\",'Input| Prices'!N$59,1)*R64","v":0},{"$f":"IF('Input | Meters Vols & Costs'!$P$142=\"Yes\",'Input| Prices'!O$59,1)*S64","v":0},{"$f":"IF('Input | Meters Vols & Costs'!$P$142=\"Yes\",'Input| Prices'!P$59,1)*T64","v":0},{"$f":"IF('Input | Meters Vols & Costs'!$P$142=\"Yes\",'Input| Prices'!Q$59,1)*U64","v":0},0]
[null,null,null,null,null,0,0,0,0,0,0,"$dollars","2024-06-01",null,{"$f":"IF('Input | Meters Vols & Costs'!$P$142=\"Yes\",'Input| Prices'!K$59,1)*O65","v":0},{"$f":"IF('Input | Meters Vols & Costs'!$P$142=\"Yes\",'Input| Prices'!L$59,1)*P65","v":0},{"$f":"IF('Input | Meters Vols & Costs'!$P$142=\"Yes\",'Input| Prices'!M$59,1)*Q65","v":0},{"$f":"IF('Input | Meters Vols & Costs'!$P$142=\"Yes\",'Input| Prices'!N$59,1)*R65","v":0},{"$f":"IF('Input | Meters Vols & Costs'!$P$142=\"Yes\",'Input| Prices'!O$59,1)*S65","v":0},{"$f":"IF('Input | Meters Vols & Costs'!$P$142=\"Yes\",'Input| Prices'!P$59,1)*T65","v":0},{"$f":"IF('Input | Meters Vols & Costs'!$P$142=\"Yes\",'Input| Prices'!Q$59,1)*U65","v":0},0]
[null,null,null,null,null,0,0,0,0,0,0,"$dollars","2024-06-01",null,{"$f":"IF('Input | Meters Vols & Costs'!$P$142=\"Yes\",'Input| Prices'!K$59,1)*O66","v":0},{"$f":"IF('Input | Meters Vols & Costs'!$P$142=\"Yes\",'Input| Prices'!L$59,1)*P66","v":0},{"$f":"IF('Input | Meters Vols & Costs'!$P$142=\"Yes\",'Input| Prices'!M$59,1)*Q66","v":0},{"$f":"IF('Input | Meters Vols & Costs'!$P$142=\"Yes\",'Input| Prices'!N$59,1)*R66","v":0},{"$f":"IF('Input | Meters Vols & Costs'!$P$142=\"Yes\",'Input| Prices'!O$59,1)*S66","v":0},{"$f":"IF('Input | Meters Vols & Costs'!$P$142=\"Yes\",'Input| Prices'!P$59,1)*T66","v":0},{"$f":"IF('Input | Meters Vols & Costs'!$P$142=\"Yes\",'Input| Prices'!Q$59,1)*U66","v":0},0]
[null,null,null,null,null,0,0,0,0,0,0,"$dollars","2024-06-01",null,{"$f":"IF('Input | Meters Vols & Costs'!$P$142=\"Yes\",'Input| Prices'!K$59,1)*O67","v":0},{"$f":"IF('Input | Meters Vols & Costs'!$P$142=\"Yes\",'Input| Prices'!L$59,1)*P67","v":0},{"$f":"IF('Input | Meters Vols & Costs'!$P$142=\"Yes\",'Input| Prices'!M$59,1)*Q67","v":0},{"$f":"IF('Input | Meters Vols & Costs'!$P$142=\"Yes\",'Input| Prices'!N$59,1)*R67","v":0},{"$f":"IF('Input | Meters Vols & Costs'!$P$142=\"Yes\",'Input| Prices'!O$59,1)*S67","v":0},{"$f":"IF('Input | Meters Vols & Costs'!$P$142=\"Yes\",'Input| Prices'!P$59,1)*T67","v":0},{"$f":"IF('Input | Meters Vols & Costs'!$P$142=\"Yes\",'Input| Prices'!Q$59,1)*U67","v":0},0]
[null,null,null,null,null,0,0,0,0,0,0,"$dollars","2024-06-01",null,{"$f":"IF('Input | Meters Vols & Costs'!$P$142=\"Yes\",'Input| Prices'!K$59,1)*O68","v":0},{"$f":"IF('Input | Meters Vols & Costs'!$P$142=\"Yes\",'Input| Prices'!L$59,1)*P68","v":0},{"$f":"IF('Input | Meters Vols & Costs'!$P$142=\"Yes\",'Input| Prices'!M$59,1)*Q68","v":0},{"$f":"IF('Input | Meters Vols & Costs'!$P$142=\"Yes\",'Input| Prices'!N$59,1)*R68","v":0},{"$f":"IF('Input | Meters Vols & Costs'!$P$142=\"Yes\",'Input| Prices'!O$59,1)*S68","v":0},{"$f":"IF('Input | Meters Vols & Costs'!$P$142=\"Yes\",'Input| Prices'!P$59,1)*T68","v":0},{"$f":"IF('Input | Meters Vols & Costs'!$P$142=\"Yes\",'Input| Prices'!Q$59,1)*U68","v":0},0]
[null,null,null,null,null,"Total",null,null,null,null,null,"$dollars","2024-06-01",null,{"$f":"SUM(O74:O88)","v":6024379.8330420451},7399381.8136226237,8745600.2049676664,9252179.9985194523,17253139.993052311,24836223.728493318,26312052.193692282,{"$f":"SUM(Q89:U89)","v":86399196.118725032},null,{"$f":"(V89=SUM('Calc | Meters Detail'!V259,'Calc | Meters Detail'!V279,'Calc | Meters Detail'!V299,'Calc | Meters Detail'!V319,'Calc | Meters Detail'!V339,'Calc | Meters Detail'!V359,'Calc | Meters Detail'!V379,'Calc | Meters Detail'!V399,'Calc | Meters Detail'!V419,'Calc | Meters Detail'!V439))/1","v":1}]
[null,null,null,null,null,null,null,null,null,null,null,null,null,null,{"$f":"(O69='Calc | Meters Detail'!O459)/1","v":1},{"$f":"(P89='Calc | Meters Detail'!P459)/1","v":1},{"$f":"(Q89='Calc | Meters Detail'!Q459)/1","v":1},{"$f":"(R89='Calc | Meters Detail'!R459)/1","v":1},{"$f":"(S89='Calc | Meters Detail'!S459)/1","v":1},{"$f":"(T89='Calc | Meters Detail'!T459)/1","v":1},{"$f":"(U89='Calc | Meters Detail'!U459)/1","v":1},{"$f":"(V89='Calc | Meters Detail'!V459)/1","v":1},null,{"$f":"PRODUCT(O90:U90)","v":1}]
[]
[]
[null,null,null,"iii","Total Meter Costs (SCS & ACS)"]
[null,null,null,null,null,{"$f":"I_MeterTypes[[#Headers],[Meter Type]]","v":"Meter Type"},{"$f":"I_MeterTypes[[#Headers],[RIN Subcategory 1]]","v":"RIN Subcategory 1"},{"$f":"I_MeterTypes[[#Headers],[RIN Subcategory 2]]","v":"RIN Subcategory 2"},{"$f":"I_MeterTypes[[#Headers],[AER Type]]","v":"AER Type"},{"$f":"I_MeterTypes[[#Headers],[RIN Subcategory 3]]","v":"RIN Subcategory 3"},{"$f":"I_MeterTypes[[#Headers],[Meter Code]]","v":"Meter Code"},"Units","Basis",null,{"$f":"O$12","v":"2024-25"},{"$f":"P$12","v":"2025-26"},"2026-27","2027-28","2028-29","2029-30","2030-31","Total"]
[null,null,null,null,null,{"$f":"I_MeterTypes[Meter Type]","v":"AMI - Single Phase, single element"},{"$f":"I_MeterTypes[RIN Subcategory 1]","v":"Single Phase Meter Population"},{"$f":"I_MeterTypes[RIN Subcategory 2]","v":"Other"},{"$f":"I_MeterTypes[AER Type]","v":"Meter Type 4"},{"$f":"I_MeterTypes[RIN Subcategory 3]","v":"Single phase single element - AMI"},{"$f":"I_MeterTypes[Meter Code]","v":"AMI 1ph 1e"},"$dollars",{"$f":"Basis_Capex","v":"2024-06-01"},null,{"$f":"O33+O74","v":4797851.0531060323},{"$f":"P33+P74","v":4429178.5405982165},4238429.5303901657,3958644.8060073582,20912755.871644385,36173943.681050196,34596118.906195469,{"$f":"SUM(N95:U95)","v":109106922.38899183}]
[null,null,null,null,null,"AMI - Single Phase, two element","Single Phase Meter Population","Other","Meter Type 4","Single phase two element with contactor - AMI","AMI 1ph 2e","$dollars","2024-06-01",null,{"$f":"O34+O75","v":490867.7996008498},{"$f":"P34+P75","v":503180.8774877853},515971.18226718507,528602.06360407546,553932.95538919093,2536588.9598006178,6218717.8926788345,11347861.730828539]
[null,null,null,null,null,"AMI - 3 Phase DC","Multi Phase Meter Population","Direct Connect Meter Population","Meter Type 4","Three phase - AMI","AMI 3ph DC","$dollars","2024-06-01",null,2232117.8864222164,{"$f":"P35+P76","v":4007123.1072153249},5175102.5942766145,5931944.1699096989,6650651.8809841014,7357145.4919466982,8145826.6560595753,39499911.786814228]
[null,null,null,null,null,"AMI 3Ph CT","Multi Phase Meter Population","Current Transformer Connected Meter Population","Meter Type 4","Three phase - AMI","AMI 3ph CT","$dollars","2024-06-01",null,79005.965442436049,{"$f":"P36+P77","v":80648.26352737665},83543.687783313304,85644.376602659366,87215.657538935047,88815.591998291929,90373.847663418113,595247.39055643044]
[null,null,null,null,null,"Non AMI - Type 5 Locally read Interval - Single Phase","Single Phase Meter Population","Direct Connect Meter Population","Meter Type 5",0,"INT 1ph","$dollars","2024-06-01",null,6182.0738061242992,{"$f":"P37+P78","v":6232.1517912274176},6290.1950889621385,6342.7707764902489,7074.7464491697328,7304.5695298813953,7526.5261803791418,46953.033622234369]
[null,null,null,null,null,"Non AMI - Type 5 Locally read Interval - 3 Phase","Multi Phase Meter Population","Direct Connect Meter Population","Meter Type 5",0,"INT 3ph","$dollars","2024-06-01",null,2318.2776772966122,{"$f":"P38+P79","v":2337.056921710282},2358.8231583608022,2378.5390411838434,2402.9309365304339,2432.3432631464721,2457.1102409749365,16685.081239203384]
[null,null,null,null,null,"Non AMI - Type 5 Locally read Interval - 3 Phase - CT","Multi Phase Meter Population","Current Transformer Connected Meter Population","Meter Type 5",0,"INT 3ph CT","$dollars","2024-06-01",null,386379.61288276868,{"$f":"P39+P80","v":389509.48695171362},393137.19306013366,396423.17353064055,400488.48942173895,405390.5438577453,409518.37349582271,2780846.8732005637]
[null,null,null,null,null,"Non AMI - Type 6 Locally read Accumulation - Single Phase","Single Phase Meter Population","Direct Connect Meter Population","Meter Type 6",0,"ACC 1ph","$dollars","2024-06-01",null,0,{"$f":"P40+P81","v":0},0,0,0,0,0,0]
[null,null,null,null,null,"Non AMI - Type 6 Locally read Accumulation - 3 Phase","Multi Phase Meter Population","Direct Connect Meter Population","Meter Type 6",0,"ACC 3ph","$dollars","2024-06-01",null,0,{"$f":"P41+P82","v":0},0,0,0,0,0,0]
[null,null,null,null,null,"Pole Top Meter Housing",0,"Other","Meter Type 4",0,"Meter housing to ensure compliance","$dollars","2024-06-01",null,0,{"$f":"P42+P83","v":0},1134539.7613473278,1320285.8540504186,1329074.6225952078,0,0,3783900.2379929544]
[null,null,null,null,null,0,0,0,0,0,0,"$dollars","2024-06-01",null,0,{"$f":"P43+P84","v":0},0,0,0,0,0,0]
[null,null,null,null,null,0,0,0,0,0,0,"$dollars","2024-06-01",null,0,{"$f":"P44+P85","v":0},0,0,0,0,0,0]
[null,null,null,null,null,0,0,0,0,0,0,"$dollars","2024-06-01",null,0,{"$f":"P45+P86","v":0},0,0,0,0,0,0]
[null,null,null,null,null,0,0,0,0,0,0,"$dollars","2024-06-01",null,0,{"$f":"P46+P87","v":0},0,0,0,0,0,0]
[null,null,null,null,null,0,0,0,0,0,0,"$dollars","2024-06-01",null,0,{"$f":"P47+P88","v":0},0,0,0,0,0,0]
[null,null,null,null,null,"Total",null,null,null,null,null,"$dollars","2024-06-01",null,{"$f":"SUM(O95:O108)","v":7994722.6689377241},9418209.4844933562,11549372.967372064,12230265.753522523,29943597.154959261,46571621.181446582,49470539.312514476,{"$f":"SUM(Q110:U110)","v":149765396.3698149},null,{"$f":"(V110=(V89+V48))/1","v":1}]
[]
[null,null,"b","Meter Costs by SCS/ACS"]
[]
[null,null,null,"i","Meters - SCS"]
[null,null,null,null,null,{"$f":"I_MeterTypes[[#Headers],[Meter Type]]","v":"Meter Type"},{"$f":"I_MeterTypes[[#Headers],[RIN Subcategory 1]]","v":"RIN Subcategory 1"},{"$f":"I_MeterTypes[[#Headers],[RIN Subcategory 2]]","v":"RIN Subcategory 2"},{"$f":"I_MeterTypes[[#Headers],[AER Type]]","v":"AER Type"},{"$f":"I_MeterTypes[[#Headers],[RIN Subcategory 3]]","v":"RIN Subcategory 3"},{"$f":"I_MeterTypes[[#Headers],[Meter Code]]","v":"Meter Code"},"Units","Basis",null,{"$f":"O$12","v":"2024-25"},{"$f":"P$12","v":"2025-26"},"2026-27","2027-28","2028-29","2029-30","2030-31","Total"]
[null,null,null,null,null,{"$f":"I_MeterTypes[Meter Type]","v":"AMI - Single Phase, single element"},{"$f":"I_MeterTypes[RIN Subcategory 1]","v":"Single Phase Meter Population"},{"$f":"I_MeterTypes[RIN Subcategory 2]","v":"Other"},{"$f":"I_MeterTypes[AER Type]","v":"Meter Type 4"},{"$f":"I_MeterTypes[RIN Subcategory 3]","v":"Single phase single element - AMI"},{"$f":"I_MeterTypes[Meter Code]","v":"AMI 1ph 1e"},"$dollars",{"$f":"Basis_Capex","v":"2024-06-01"},null,{"$f":"'Input | Meters Vols & Costs'!J29*ICM_D_TC1+\n'Input | Meters Vols & Costs'!J30*ICM_D_TC2+\n'Input | Meters Vols & Costs'!J31*ICM_D_TC3+\n'Input | Meters Vols & Costs'!J32*ICM_D_TC4+\n'Input | Meters Vols & Costs'!J33*ICM_D_TC5+\n'Input | Meters Vols & Costs'!J34*ICM_D_TC6+\n'Input | Meters Vols & Costs'!J35*ICM_D_TC7+\n'Input | Meters Vols & Costs'!J36*ICM_D_TC8+\n'Input | Meters Vols & Costs'!J37*ICM_D_TC9+\n'Input | Meters Vols & Costs'!J38*ICM_D_TC10","v":693424.1579155362},629720.89253963006,595376.2556018848,546250.47409138514,2347865.2730743219,3967288.6817524009,3776179.802703354,{"$f":"SUM(N116:U116)","v":12556105.537678514}]
[null,null,null,null,null,"AMI - Single Phase, two element","Single Phase Meter Population","Other","Meter Type 4","Single phase two element with contactor - AMI","AMI 1ph 2e","$dollars","2024-06-01",null,44902.868173018149,46029.225439904985,47199.237752525863,48354.666566639586,50679.013188393314,263512.95485376113,658993.86557024554,1159671.8315444887]
[null,null,null,null,null,"AMI - 3 Phase DC","Multi Phase Meter Population","Direct Connect Meter Population","Meter Type 4","Three phase - AMI","AMI 3ph DC","$dollars","2024-06-01",null,306706.10206730576,573045.26454500016,750386.24104482541,870903.97951218369,985454.66087182029,1099712.2438733699,1226180.0650313026,5812388.5569458082]
[null,null,null,null,null,"AMI 3Ph CT","Multi Phase Meter Population","Current Transformer Connected Meter Population","Meter Type 4","Three phase - AMI","AMI 3ph CT","$dollars","2024-06-01",null,10428.043972967236,10578.275653409208,11040.958273841388,11264.59416180279,11438.781362083073,11617.948009725262,11792.099187421505,78160.700621250464]
[null,null,null,null,null,"Non AMI - Type 5 Locally read Interval - Single Phase","Single Phase Meter Population","Direct Connect Meter Population","Meter Type 5",0,"INT 1ph","$dollars","2024-06-01",null,664.38835293249258,669.77024112798426,676.00816260710644,681.65847923815204,760.32400909261662,785.02312832807911,808.87684118743107,5046.0492145138614]
[null,null,null,null,null,"Non AMI - Type 5 Locally read Interval - 3 Phase","Multi Phase Meter Population","Direct Connect Meter Population","Meter Type 5",0,"INT 3ph","$dollars","2024-06-01",null,249.14563234968475,251.16384042299413,253.50306097766494,255.62192971430702,258.24333018321897,261.40427711610477,264.06598775279565,1793.1480585167701]
[null,null,null,null,null,"Non AMI - Type 5 Locally read Interval - 3 Phase - CT","Multi Phase Meter Population","Current Transformer Connected Meter Population","Meter Type 5",0,"INT 3ph CT","$dollars","2024-06-01",null,41524.272058280781,41860.640070499016,42250.510162944156,42603.654952384495,43040.555030536496,43567.379519350798,44010.997958799278,298858.00975279504]
[null,null,null,null,null,"Non AMI - Type 6 Locally read Accumulation - Single Phase","Single Phase Meter Population","Direct Connect Meter Population","Meter Type 6",0,"ACC 1ph","$dollars","2024-06-01",null,0,0,0,0,0,0,0,0]
[null,null,null,null,null,"Non AMI - Type 6 Locally read Accumulation - 3 Phase","Multi Phase Meter Population","Direct Connect Meter Population","Meter Type 6",0,"ACC 3ph","$dollars","2024-06-01",null,0,0,0,0,0,0,0,0]
[null,null,null,null,null,"Pole Top Meter Housing",0,"Other","Meter Type 4",0,"Meter housing to ensure compliance","$dollars","2024-06-01",null,0,0,226907.95226946558,264057.17081008374,265814.92451904155,0,0,756780.04759859084]
[null,null,null,null,null,0,0,0,0,0,0,"$dollars","2024-06-01",null,0,0,0,0,0,0,0,0]
[null,null,null,null,null,0,0,0,0,0,0,"$dollars","2024-06-01",null,0,0,0,0,0,0,0,0]
[null,null,null,null,null,0,0,0,0,0,0,"$dollars","2024-06-01",null,0,0,0,0,0,0,0,0]
[null,null,null,null,null,0,0,0,0,0,0,"$dollars","2024-06-01",null,0,0,0,0,0,0,0,0]
[null,null,null,null,null,0,0,0,0,0,0,"$dollars","2024-06-01",null,0,0,0,0,0,0,0,0]
[null,null,null,null,null,"Total",null,null,null,null,null,"$dollars","2024-06-01",null,{"$f":"SUM(O116:O129)","v":1097898.9781723903},1302155.2323299944,1674090.6663290721,1784371.8205034318,3705311.7753854729,5386745.6354140528,5718229.7732800636,{"$f":"SUM(O131:U131)","v":20668803.881414481}]
[]
[]
[null,null,null,"ii","Meters - ACS"]
[null,null,null,null,null,{"$f":"I_MeterTypes[[#Headers],[Meter Type]]","v":"Meter Type"},{"$f":"I_MeterTypes[[#Headers],[RIN Subcategory 1]]","v":"RIN Subcategory 1"},{"$f":"I_MeterTypes[[#Headers],[RIN Subcategory 2]]","v":"RIN Subcategory 2"},{"$f":"I_MeterTypes[[#Headers],[AER Type]]","v":"AER Type"},{"$f":"I_MeterTypes[[#Headers],[RIN Subcategory 3]]","v":"RIN Subcategory 3"},{"$f":"I_MeterTypes[[#Headers],[Meter Code]]","v":"Meter Code"},"Units","Basis",null,{"$f":"O$12","v":"2024-25"},{"$f":"P$12","v":"2025-26"},"2026-27","2027-28","2028-29","2029-30","2030-31","Total"]
[null,null,null,null,null,{"$f":"I_MeterTypes[Meter Type]","v":"AMI - Single Phase, single element"},{"$f":"I_MeterTypes[RIN Subcategory 1]","v":"Single Phase Meter Population"},{"$f":"I_MeterTypes[RIN Subcategory 2]","v":"Other"},{"$f":"I_MeterTypes[AER Type]","v":"Meter Type 4"},{"$f":"I_MeterTypes[RIN Subcategory 3]","v":"Single phase single element - AMI"},{"$f":"I_MeterTypes[Meter Code]","v":"AMI 1ph 1e"},"$dollars",{"$f":"Basis_Capex","v":"2024-06-01"},null,{"$f":"(1-'Input | Meters Vols & Costs'!J29)*ICM_D_TC1+\n(1-'Input | Meters Vols & Costs'!J30)*ICM_D_TC2+\n(1-'Input | Meters Vols & Costs'!J31)*ICM_D_TC3+\n(1-'Input | Meters Vols & Costs'!J32)*ICM_D_TC4+\n(1-'Input | Meters Vols & Costs'!J33)*ICM_D_TC5+\n(1-'Input | Meters Vols & Costs'!J34)*ICM_D_TC6+\n(1-'Input | Meters Vols & Costs'!J35)*ICM_D_TC7+\n(1-'Input | Meters Vols & Costs'!J36)*ICM_D_TC8+\n(1-'Input | Meters Vols & Costs'!J37)*ICM_D_TC9+\n(1-'Input | Meters Vols & Costs'!J38)*ICM_D_TC10","v":4104426.8951904969},3799457.6480585863,3643053.2747882809,3412394.3319159737,18564890.598570067,32206654.999297801,30819939.103492111,{"$f":"SUM(N136:U136)","v":96550816.851313323}]
[null,null,null,null,null,"AMI - Single Phase, two element","Single Phase Meter Population","Other","Meter Type 4","Single phase two element with contactor - AMI","AMI 1ph 2e","$dollars","2024-06-01",null,445964.93142783165,457151.65204788028,468771.94451465918,480247.39703743585,503253.94220079761,2273076.0049468572,5559724.0271085883,{"$f":"SUM(N137:U137)","v":10188189.89928405}]
[null,null,null,null,null,"AMI - 3 Phase DC","Multi Phase Meter Population","Direct Connect Meter Population","Meter Type 4","Three phase - AMI","AMI 3ph DC","$dollars","2024-06-01",null,1925411.7843549107,3434077.8426703243,4424716.3532317895,5061040.1903975159,5665197.2201122819,6257433.2480733274,6919646.5910282731,33687523.229868427]
[null,null,null,null,null,"AMI 3Ph CT","Multi Phase Meter Population","Current Transformer Connected Meter Population","Meter Type 4","Three phase - AMI","AMI 3ph CT","$dollars","2024-06-01",null,68577.921469468798,70069.987873967431,72502.729509471916,74379.782440856594,75776.876176851976,77197.643988566677,78581.748475996603,517086.68993517995]
[null,null,null,null,null,"Non AMI - Type 5 Locally read Interval - Single Phase","Single Phase Meter Population","Direct Connect Meter Population","Meter Type 5",0,"INT 1ph","$dollars","2024-06-01",null,5517.685453191807,5562.3815500994333,5614.1869263550325,5661.112297252098,6314.4224400771163,6519.5464015533171,6717.6493391917111,41906.984407720513]
[null,null,null,null,null,"Non AMI - Type 5 Locally read Interval - 3 Phase","Multi Phase Meter Population","Direct Connect Meter Population","Meter Type 5",0,"INT 3ph","$dollars","2024-06-01",null,2069.1320449469281,2085.8930812872882,2105.3200973831372,2122.9171114695368,2144.687606347215,2170.9389860303672,2193.0442532221409,14891.933180686614]
[null,null,null,null,null,"Non AMI - Type 5 Locally read Interval - 3 Phase - CT","Multi Phase Meter Population","Current Transformer Connected Meter Population","Meter Type 5",0,"INT 3ph CT","$dollars","2024-06-01",null,344855.34082448791,347648.84688121465,350886.68289718952,353819.51857825607,357447.93439120246,361823.16433839459,365507.37553702353,2481988.8634477686]
[null,null,null,null,null,"Non AMI - Type 6 Locally read Accumulation - Single Phase","Single Phase Meter Population","Direct Connect Meter Population","Meter Type 6",0,"ACC 1ph","$dollars","2024-06-01",null,0,0,0,0,0,0,0,0]
[null,null,null,null,null,"Non AMI - Type 6 Locally read Accumulation - 3 Phase","Multi Phase Meter Population","Direct Connect Meter Population","Meter Type 6",0,"ACC 3ph","$dollars","2024-06-01",null,0,0,0,0,0,0,0,0]
[null,null,null,null,null,"Pole Top Meter Housing",0,"Other","Meter Type 4",0,"Meter housing to ensure compliance","$dollars","2024-06-01",null,0,0,907631.8090778623,1056228.683240335,1063259.6980761662,0,0,3027120.1903943634]
[null,null,null,null,null,0,0,0,0,0,0,"$dollars","2024-06-01",null,0,0,0,0,0,0,0,0]
[null,null,null,null,null,0,0,0,0,0,0,"$dollars","2024-06-01",null,0,0,0,0,0,0,0,0]
[null,null,null,null,null,0,0,0,0,0,0,"$dollars","2024-06-01",null,0,0,0,0,0,0,0,0]
[null,null,null,null,null,0,0,0,0,0,0,"$dollars","2024-06-01",null,0,0,0,0,0,0,0,0]
[null,null,null,null,null,0,0,0,0,0,0,"$dollars","2024-06-01",null,0,0,0,0,0,0,0,0]
[null,null,null,null,null,"Total",null,null,null,null,null,"$dollars","2024-06-01",null,{"$f":"SUM(O136:O149)","v":6896823.6907653334},8116054.2521633599,9875282.3010429926,10445893.933019094,26238285.379573796,41184875.546032526,43752309.539234407,{"$f":"SUM(Q151:U151)","v":131496646.69890282},null,{"$f":"(V151+V131=V110)/1","v":0}]
[]
[]
[]
[]
["Output - Meter Capex (ACS) to Metering RFM/PTRM"]
[]
[]
[null,null,null,"Total (Including Overheads and Additional Costs)"]
[null,null,null,null,null,"Total Metering ACS",null,null,null,null,null,"Units","Basis",null,null,null,{"$f":"'Input | Meters Vols & Costs'!Q$171","v":"2026-27"},{"$f":"'Input | Meters Vols & Costs'!R$171","v":"2027-28"},{"$f":"'Input | Meters Vols & Costs'!S$171","v":"2028-29"},{"$f":"'Input | Meters Vols & Costs'!T$171","v":"2029-30"},{"$f":"'Input | Meters Vols & Costs'!U$171","v":"2030-31"},"Total"]
[null,null,null,null,null,"Overheads",null,null,null,null,null,"$dollars",{"$f":"Basis_Capex","v":"2024-06-01"},null,null,null,{"$f":"'Input | Meters Vols & Costs'!Q55*\nIF('Input | Meters Vols & Costs'!$L55=\"$millions\",10^6,IF('Input | Meters Vols & Costs'!$L55=\"$000\",10^3,1))/IF($L161=\"$millions\",10^6,IF($L161=\"$000\",10^3,1))","v":493764.11505214963},{"$f":"'Input | Meters Vols & Costs'!R55*\nIF('Input | Meters Vols & Costs'!$L55=\"$millions\",10^6,IF('Input | Meters Vols & Costs'!$L55=\"$000\",10^3,1))/IF($L161=\"$millions\",10^6,IF($L161=\"$000\",10^3,1))","v":522294.69665095472},{"$f":"'Input | Meters Vols & Costs'!S55*\nIF('Input | Meters Vols & Costs'!$L55=\"$millions\",10^6,IF('Input | Meters Vols & Costs'!$L55=\"$000\",10^3,1))/IF($L161=\"$millions\",10^6,IF($L161=\"$000\",10^3,1))","v":1311914.2689786898},{"$f":"'Input | Meters Vols & Costs'!T55*\nIF('Input | Meters Vols & Costs'!$L55=\"$millions\",10^6,IF('Input | Meters Vols & Costs'!$L55=\"$000\",10^3,1))/IF($L161=\"$millions\",10^6,IF($L161=\"$000\",10^3,1))","v":2059243.7773016263},{"$f":"'Input | Meters Vols & Costs'!U55*\nIF('Input | Meters Vols & Costs'!$L55=\"$millions\",10^6,IF('Input | Meters Vols & Costs'!$L55=\"$000\",10^3,1))/IF($L161=\"$millions\",10^6,IF($L161=\"$000\",10^3,1))","v":2187615.4769617203},{"$f":"SUM(Q161:U161)","v":6574832.3349451404}]
[null,null,null,null,null,"Additional Projects",null,null,null,null,null,"$dollars",{"$f":"Basis_Capex","v":"2024-06-01"},null,null,null,{"$f":"'Input | Meters Vols & Costs'!Q50*\nIF('Input | Meters Vols & Costs'!$L50=\"$millions\",10^6,IF('Input | Meters Vols & Costs'!$L50=\"$000\",10^3,1))/IF($L162=\"$millions\",10^6,IF($L162=\"$000\",10^3,1))","v":0},{"$f":"'Input | Meters Vols & Costs'!R50*\nIF('Input | Meters Vols & Costs'!$L50=\"$millions\",10^6,IF('Input | Meters Vols & Costs'!$L50=\"$000\",10^3,1))/IF($L162=\"$millions\",10^6,IF($L162=\"$000\",10^3,1))","v":0},{"$f":"'Input | Meters Vols & Costs'!S50*\nIF('Input | Meters Vols & Costs'!$L50=\"$millions\",10^6,IF('Input | Meters Vols & Costs'!$L50=\"$000\",10^3,1))/IF($L162=\"$millions\",10^6,IF($L162=\"$000\",10^3,1))","v":0},{"$f":"'Input | Meters Vols & Costs'!T50*\nIF('Input | Meters Vols & Costs'!$L50=\"$millions\",10^6,IF('Input | Meters Vols & Costs'!$L50=\"$000\",10^3,1))/IF($L162=\"$millions\",10^6,IF($L162=\"$000\",10^3,1))","v":0},{"$f":"'Input | Meters Vols & Costs'!U50*\nIF('Input | Meters Vols & Costs'!$L50=\"$millions\",10^6,IF('Input | Meters Vols & Costs'!$L50=\"$000\",10^3,1))/IF($L162=\"$millions\",10^6,IF($L162=\"$000\",10^3,1))","v":0},{"$f":"SUM(Q162:U162)","v":0}]
[null,null,null,null,null,"ACS Meter Costs",null,null,null,null,null,"$dollars",{"$f":"Basis_Capex","v":"2024-06-01"},null,null,null,{"$f":"'Calc | Capex Meters'!Q151","v":9875282.3010429926},{"$f":"'Calc | Capex Meters'!R151","v":10445893.933019094},{"$f":"'Calc | Capex Meters'!S151","v":26238285.379573796},{"$f":"'Calc | Capex Meters'!T151","v":41184875.546032526},{"$f":"'Calc | Capex Meters'!U151","v":43752309.539234407},{"$f":"SUM(Q163:U163)","v":131496646.69890282},null,{"$f":"(V163=V151)/1","v":1}]
[null,null,null,null,null,"Total",null,null,null,null,null,"$dollars",{"$f":"Basis_Capex","v":"2024-06-01"},null,null,null,{"$f":"SUM(Q161:Q163)","v":10369046.416095141},{"$f":"SUM(R161:R163)","v":10968188.629670048},{"$f":"SUM(S161:S163)","v":27550199.648552485},{"$f":"SUM(T161:T163)","v":43244119.32333415},{"$f":"SUM(U161:U163)","v":45939925.016196124},{"$f":"SUM(Q164:U164)","v":138071479.03384796}]

{"sheet":"Calc | Capex Comm, IT, Other","index":13,"n_rows":191,"n_cols":17,"rows_kept":191,"cut":false,"hidden":false,"merged":[[6,0,6,9]]}
[null,{"$f":"'Input|General'!B1&\" v\"&'Input|General'!$D$2","v":"AER Metering Opex & Capex Forecasting Model  v1.08"}]
[null,{"$f":"MID(CELL(\"filename\",A1),FIND(\"]\",CELL(\"filename\",A1))+1,255)","v":"Calc | Capex Comm, IT, Other"}]
[]
[]
[]
[]
["CALC | Comms"]
[]
[]
[null,"a","Equipment cost"]
[null,null,null,null,"Equipment Type","Action/Driver","Units","Basis",null,{"$f":"'Input | Comms, IT, Other'!J$82","v":"2023-24"},{"$f":"'Input | Comms, IT, Other'!K$82","v":"2024-25"},{"$f":"'Input | Comms, IT, Other'!L$82","v":"2025-26"},{"$f":"'Input | Comms, IT, Other'!M$82","v":"2026-27"},{"$f":"'Input | Comms, IT, Other'!N$82","v":"2027-28"},{"$f":"'Input | Comms, IT, Other'!O$82","v":"2028-29"},{"$f":"'Input | Comms, IT, Other'!P$82","v":"2029-30"},{"$f":"'Input | Comms, IT, Other'!Q$82","v":"2030-31"}]
[null,null,null,null,{"$f":"ICC_AllocFields","v":"Access Points"},"Growth","$dollars",{"$f":"Basis_Capex","v":"2024-06-01"},null,{"$f":"'Input | Comms, IT, Other'!J202*'Input | Comms, IT, Other'!$I45*IF('Input | Comms, IT, Other'!$H45=\"Yes\",'Input| Prices'!J$59,1)","v":0},{"$f":"'Input | Comms, IT, Other'!K202*'Input | Comms, IT, Other'!$I45*IF('Input | Comms, IT, Other'!$H45=\"Yes\",'Input| Prices'!K$59,1)","v":61452.532659999997},{"$f":"'Input | Comms, IT, Other'!L202*'Input | Comms, IT, Other'!$I45*IF('Input | Comms, IT, Other'!$H45=\"Yes\",'Input| Prices'!L$59,1)","v":61452.532659999997},{"$f":"'Input | Comms, IT, Other'!M202*'Input | Comms, IT, Other'!$I45*IF('Input | Comms, IT, Other'!$H45=\"Yes\",'Input| Prices'!M$59,1)","v":2381285.6405750001},{"$f":"'Input | Comms, IT, Other'!N202*'Input | Comms, IT, Other'!$I45*IF('Input | Comms, IT, Other'!$H45=\"Yes\",'Input| Prices'!N$59,1)","v":1951117.9119549999},{"$f":"'Input | Comms, IT, Other'!O202*'Input | Comms, IT, Other'!$I45*IF('Input | Comms, IT, Other'!$H45=\"Yes\",'Input| Prices'!O$59,1)","v":153631.33165000001},{"$f":"'Input | Comms, IT, Other'!P202*'Input | Comms, IT, Other'!$I45*IF('Input | Comms, IT, Other'!$H45=\"Yes\",'Input| Prices'!P$59,1)","v":153631.33165000001},{"$f":"'Input | Comms, IT, Other'!Q202*'Input | Comms, IT, Other'!$I45*IF('Input | Comms, IT, Other'!$H45=\"Yes\",'Input| Prices'!Q$59,1)","v":76815.665825000004}]
[null,null,null,null,"Relays","Growth","$dollars","2024-06-01",null,{"$f":"'Input | Comms, IT, Other'!J203*'Input | Comms, IT, Other'!$I46*IF('Input | Comms, IT, Other'!$H46=\"Yes\",'Input| Prices'!J$59,1)","v":0},{"$f":"'Input | Comms, IT, Other'!K203*'Input | Comms, IT, Other'!$I46*IF('Input | Comms, IT, Other'!$H46=\"Yes\",'Input| Prices'!K$59,1)","v":12701.576058000002},{"$f":"'Input | Comms, IT, Other'!L203*'Input | Comms, IT, Other'!$I46*IF('Input | Comms, IT, Other'!$H46=\"Yes\",'Input| Prices'!L$59,1)","v":12701.576058000002},{"$f":"'Input | Comms, IT, Other'!M203*'Input | Comms, IT, Other'!$I46*IF('Input | Comms, IT, Other'!$H46=\"Yes\",'Input| Prices'!M$59,1)","v":12701.576058000002},{"$f":"'Input | Comms, IT, Other'!N203*'Input | Comms, IT, Other'!$I46*IF('Input | Comms, IT, Other'!$H46=\"Yes\",'Input| Prices'!N$59,1)","v":12701.576058000002},{"$f":"'Input | Comms, IT, Other'!O203*'Input | Comms, IT, Other'!$I46*IF('Input | Comms, IT, Other'!$H46=\"Yes\",'Input| Prices'!O$59,1)","v":12701.576058000002},{"$f":"'Input | Comms, IT, Other'!P203*'Input | Comms, IT, Other'!$I46*IF('Input | Comms, IT, Other'!$H46=\"Yes\",'Input| Prices'!P$59,1)","v":12701.576058000002},{"$f":"'Input | Comms, IT, Other'!Q203*'Input | Comms, IT, Other'!$I46*IF('Input | Comms, IT, Other'!$H46=\"Yes\",'Input| Prices'!Q$59,1)","v":12701.576058000002}]
[null,null,null,null,"Antennas","Growth","$dollars","2024-06-01",null,{"$f":"'Input | Comms, IT, Other'!J204*'Input | Comms, IT, Other'!$I47*IF('Input | Comms, IT, Other'!$H47=\"Yes\",'Input| Prices'!J$59,1)","v":0},{"$f":"'Input | Comms, IT, Other'!K204*'Input | Comms, IT, Other'!$I47*IF('Input | Comms, IT, Other'!$H47=\"Yes\",'Input| Prices'!K$59,1)","v":8397.8004000000001},{"$f":"'Input | Comms, IT, Other'!L204*'Input | Comms, IT, Other'!$I47*IF('Input | Comms, IT, Other'!$H47=\"Yes\",'Input| Prices'!L$59,1)","v":8397.8004000000001},{"$f":"'Input | Comms, IT, Other'!M204*'Input | Comms, IT, Other'!$I47*IF('Input | Comms, IT, Other'!$H47=\"Yes\",'Input| Prices'!M$59,1)","v":8397.8004000000001},{"$f":"'Input | Comms, IT, Other'!N204*'Input | Comms, IT, Other'!$I47*IF('Input | Comms, IT, Other'!$H47=\"Yes\",'Input| Prices'!N$59,1)","v":8397.8004000000001},{"$f":"'Input | Comms, IT, Other'!O204*'Input | Comms, IT, Other'!$I47*IF('Input | Comms, IT, Other'!$H47=\"Yes\",'Input| Prices'!O$59,1)","v":8397.8004000000001},{"$f":"'Input | Comms, IT, Other'!P204*'Input | Comms, IT, Other'!$I47*IF('Input | Comms, IT, Other'!$H47=\"Yes\",'Input| Prices'!P$59,1)","v":8397.8004000000001},{"$f":"'Input | Comms, IT, Other'!Q204*'Input | Comms, IT, Other'!$I47*IF('Input | Comms, IT, Other'!$H47=\"Yes\",'Input| Prices'!Q$59,1)","v":8397.8004000000001}]
[null,null,null,null,"Batteries","Growth","$dollars","2024-06-01",null,{"$f":"'Input | Comms, IT, Other'!J205*'Input | Comms, IT, Other'!$I48*IF('Input | Comms, IT, Other'!$H48=\"Yes\",'Input| Prices'!J$59,1)","v":0},{"$f":"'Input | Comms, IT, Other'!K205*'Input | Comms, IT, Other'!$I48*IF('Input | Comms, IT, Other'!$H48=\"Yes\",'Input| Prices'!K$59,1)","v":0},{"$f":"'Input | Comms, IT, Other'!L205*'Input | Comms, IT, Other'!$I48*IF('Input | Comms, IT, Other'!$H48=\"Yes\",'Input| Prices'!L$59,1)","v":0},{"$f":"'Input | Comms, IT, Other'!M205*'Input | Comms, IT, Other'!$I48*IF('Input | Comms, IT, Other'!$H48=\"Yes\",'Input| Prices'!M$59,1)","v":0},{"$f":"'Input | Comms, IT, Other'!N205*'Input | Comms, IT, Other'!$I48*IF('Input | Comms, IT, Other'!$H48=\"Yes\",'Input| Prices'!N$59,1)","v":0},{"$f":"'Input | Comms, IT, Other'!O205*'Input | Comms, IT, Other'!$I48*IF('Input | Comms, IT, Other'!$H48=\"Yes\",'Input| Prices'!O$59,1)","v":0},{"$f":"'Input | Comms, IT, Other'!P205*'Input | Comms, IT, Other'!$I48*IF('Input | Comms, IT, Other'!$H48=\"Yes\",'Input| Prices'!P$59,1)","v":0},{"$f":"'Input | Comms, IT, Other'!Q205*'Input | Comms, IT, Other'!$I48*IF('Input | Comms, IT, Other'!$H48=\"Yes\",'Input| Prices'!Q$59,1)","v":0}]
[null,null,null,null,"Access Points","Replacements - faults and failures","$dollars","2024-06-01",null,{"$f":"'Input | Comms, IT, Other'!J206*'Input | Comms, IT, Other'!$I49*IF('Input | Comms, IT, Other'!$H49=\"Yes\",'Input| Prices'!J$59,1)","v":0},{"$f":"'Input | Comms, IT, Other'!K206*'Input | Comms, IT, Other'!$I49*IF('Input | Comms, IT, Other'!$H49=\"Yes\",'Input| Prices'!K$59,1)","v":184357.59797999999},{"$f":"'Input | Comms, IT, Other'!L206*'Input | Comms, IT, Other'!$I49*IF('Input | Comms, IT, Other'!$H49=\"Yes\",'Input| Prices'!L$59,1)","v":184357.59797999999},{"$f":"'Input | Comms, IT, Other'!M206*'Input | Comms, IT, Other'!$I49*IF('Input | Comms, IT, Other'!$H49=\"Yes\",'Input| Prices'!M$59,1)","v":215083.86430999998},{"$f":"'Input | Comms, IT, Other'!N206*'Input | Comms, IT, Other'!$I49*IF('Input | Comms, IT, Other'!$H49=\"Yes\",'Input| Prices'!N$59,1)","v":230446.99747499998},{"$f":"'Input | Comms, IT, Other'!O206*'Input | Comms, IT, Other'!$I49*IF('Input | Comms, IT, Other'!$H49=\"Yes\",'Input| Prices'!O$59,1)","v":215083.86430999998},{"$f":"'Input | Comms, IT, Other'!P206*'Input | Comms, IT, Other'!$I49*IF('Input | Comms, IT, Other'!$H49=\"Yes\",'Input| Prices'!P$59,1)","v":245810.13063999999},{"$f":"'Input | Comms, IT, Other'!Q206*'Input | Comms, IT, Other'!$I49*IF('Input | Comms, IT, Other'!$H49=\"Yes\",'Input| Prices'!Q$59,1)","v":276536.39697}]
[null,null,null,null,"Batteries","Replacements - faults and failures","$dollars","2024-06-01",null,{"$f":"'Input | Comms, IT, Other'!J207*'Input | Comms, IT, Other'!$I50*IF('Input | Comms, IT, Other'!$H50=\"Yes\",'Input| Prices'!J$59,1)","v":0},{"$f":"'Input | Comms, IT, Other'!K207*'Input | Comms, IT, Other'!$I50*IF('Input | Comms, IT, Other'!$H50=\"Yes\",'Input| Prices'!K$59,1)","v":4569.4472120000009},{"$f":"'Input | Comms, IT, Other'!L207*'Input | Comms, IT, Other'!$I50*IF('Input | Comms, IT, Other'!$H50=\"Yes\",'Input| Prices'!L$59,1)","v":4569.4472120000009},{"$f":"'Input | Comms, IT, Other'!M207*'Input | Comms, IT, Other'!$I50*IF('Input | Comms, IT, Other'!$H50=\"Yes\",'Input| Prices'!M$59,1)","v":5711.8090150000007},{"$f":"'Input | Comms, IT, Other'!N207*'Input | Comms, IT, Other'!$I50*IF('Input | Comms, IT, Other'!$H50=\"Yes\",'Input| Prices'!N$59,1)","v":5711.8090150000007},{"$f":"'Input | Comms, IT, Other'!O207*'Input | Comms, IT, Other'!$I50*IF('Input | Comms, IT, Other'!$H50=\"Yes\",'Input| Prices'!O$59,1)","v":5711.8090150000007},{"$f":"'Input | Comms, IT, Other'!P207*'Input | Comms, IT, Other'!$I50*IF('Input | Comms, IT, Other'!$H50=\"Yes\",'Input| Prices'!P$59,1)","v":5711.8090150000007},{"$f":"'Input | Comms, IT, Other'!Q207*'Input | Comms, IT, Other'!$I50*IF('Input | Comms, IT, Other'!$H50=\"Yes\",'Input| Prices'!Q$59,1)","v":5226.2834591362971}]
[null,null,null,null,"Modems","Replacements - faults and failures","$dollars","2024-06-01",null,{"$f":"'Input | Comms, IT, Other'!J208*'Input | Comms, IT, Other'!$I51*IF('Input | Comms, IT, Other'!$H51=\"Yes\",'Input| Prices'!J$59,1)","v":0},{"$f":"'Input | Comms, IT, Other'!K208*'Input | Comms, IT, Other'!$I51*IF('Input | Comms, IT, Other'!$H51=\"Yes\",'Input| Prices'!K$59,1)","v":997966.65},{"$f":"'Input | Comms, IT, Other'!L208*'Input | Comms, IT, Other'!$I51*IF('Input | Comms, IT, Other'!$H51=\"Yes\",'Input| Prices'!L$59,1)","v":1010441.233125},{"$f":"'Input | Comms, IT, Other'!M208*'Input | Comms, IT, Other'!$I51*IF('Input | Comms, IT, Other'!$H51=\"Yes\",'Input| Prices'!M$59,1)","v":1023315.00291},{"$f":"'Input | Comms, IT, Other'!N208*'Input | Comms, IT, Other'!$I51*IF('Input | Comms, IT, Other'!$H51=\"Yes\",'Input| Prices'!N$59,1)","v":1035789.586035},{"$f":"'Input | Comms, IT, Other'!O208*'Input | Comms, IT, Other'!$I51*IF('Input | Comms, IT, Other'!$H51=\"Yes\",'Input| Prices'!O$59,1)","v":1048663.3558199999},{"$f":"'Input | Comms, IT, Other'!P208*'Input | Comms, IT, Other'!$I51*IF('Input | Comms, IT, Other'!$H51=\"Yes\",'Input| Prices'!P$59,1)","v":1061736.718935},{"$f":"'Input | Comms, IT, Other'!Q208*'Input | Comms, IT, Other'!$I51*IF('Input | Comms, IT, Other'!$H51=\"Yes\",'Input| Prices'!Q$59,1)","v":1075009.6753800001}]
[null,null,null,null,"MicroAP 4G","Replacements - faults and failures","$dollars","2024-06-01",null,{"$f":"'Input | Comms, IT, Other'!J209*'Input | Comms, IT, Other'!$I52*IF('Input | Comms, IT, Other'!$H52=\"Yes\",'Input| Prices'!J$59,1)","v":0},{"$f":"'Input | Comms, IT, Other'!K209*'Input | Comms, IT, Other'!$I52*IF('Input | Comms, IT, Other'!$H52=\"Yes\",'Input| Prices'!K$59,1)","v":42467.767199999995},{"$f":"'Input | Comms, IT, Other'!L209*'Input | Comms, IT, Other'!$I52*IF('Input | Comms, IT, Other'!$H52=\"Yes\",'Input| Prices'!L$59,1)","v":42467.767199999995},{"$f":"'Input | Comms, IT, Other'!M209*'Input | Comms, IT, Other'!$I52*IF('Input | Comms, IT, Other'!$H52=\"Yes\",'Input| Prices'!M$59,1)","v":42467.767199999995},{"$f":"'Input | Comms, IT, Other'!N209*'Input | Comms, IT, Other'!$I52*IF('Input | Comms, IT, Other'!$H52=\"Yes\",'Input| Prices'!N$59,1)","v":42467.767199999995},{"$f":"'Input | Comms, IT, Other'!O209*'Input | Comms, IT, Other'!$I52*IF('Input | Comms, IT, Other'!$H52=\"Yes\",'Input| Prices'!O$59,1)","v":42467.767199999995},{"$f":"'Input | Comms, IT, Other'!P209*'Input | Comms, IT, Other'!$I52*IF('Input | Comms, IT, Other'!$H52=\"Yes\",'Input| Prices'!P$59,1)","v":42467.767199999995},{"$f":"'Input | Comms, IT, Other'!Q209*'Input | Comms, IT, Other'!$I52*IF('Input | Comms, IT, Other'!$H52=\"Yes\",'Input| Prices'!Q$59,1)","v":42467.767199999995}]
[null,null,null,null,"MicroAP 4G","Growth","$dollars","2024-06-01",null,{"$f":"'Input | Comms, IT, Other'!J210*'Input | Comms, IT, Other'!$I53*IF('Input | Comms, IT, Other'!$H53=\"Yes\",'Input| Prices'!J$59,1)","v":0},{"$f":"'Input | Comms, IT, Other'!K210*'Input | Comms, IT, Other'!$I53*IF('Input | Comms, IT, Other'!$H53=\"Yes\",'Input| Prices'!K$59,1)","v":4246.7767199999998},{"$f":"'Input | Comms, IT, Other'!L210*'Input | Comms, IT, Other'!$I53*IF('Input | Comms, IT, Other'!$H53=\"Yes\",'Input| Prices'!L$59,1)","v":4246.7767199999998},{"$f":"'Input | Comms, IT, Other'!M210*'Input | Comms, IT, Other'!$I53*IF('Input | Comms, IT, Other'!$H53=\"Yes\",'Input| Prices'!M$59,1)","v":131650.07832},{"$f":"'Input | Comms, IT, Other'!N210*'Input | Comms, IT, Other'!$I53*IF('Input | Comms, IT, Other'!$H53=\"Yes\",'Input| Prices'!N$59,1)","v":89182.311119999998},{"$f":"'Input | Comms, IT, Other'!O210*'Input | Comms, IT, Other'!$I53*IF('Input | Comms, IT, Other'!$H53=\"Yes\",'Input| Prices'!O$59,1)","v":4246.7767199999998},{"$f":"'Input | Comms, IT, Other'!P210*'Input | Comms, IT, Other'!$I53*IF('Input | Comms, IT, Other'!$H53=\"Yes\",'Input| Prices'!P$59,1)","v":4246.7767199999998},{"$f":"'Input | Comms, IT, Other'!Q210*'Input | Comms, IT, Other'!$I53*IF('Input | Comms, IT, Other'!$H53=\"Yes\",'Input| Prices'!Q$59,1)","v":4246.7767199999998}]
[null,null,null,null,0,0,"$dollars","2024-06-01",null,{"$f":"'Input | Comms, IT, Other'!J211*'Input | Comms, IT, Other'!$I54*IF('Input | Comms, IT, Other'!$H54=\"Yes\",'Input| Prices'!J$59,1)","v":0},{"$f":"'Input | Comms, IT, Other'!K211*'Input | Comms, IT, Other'!$I54*IF('Input | Comms, IT, Other'!$H54=\"Yes\",'Input| Prices'!K$59,1)","v":0},{"$f":"'Input | Comms, IT, Other'!L211*'Input | Comms, IT, Other'!$I54*IF('Input | Comms, IT, Other'!$H54=\"Yes\",'Input| Prices'!L$59,1)","v":0},{"$f":"'Input | Comms, IT, Other'!M211*'Input | Comms, IT, Other'!$I54*IF('Input | Comms, IT, Other'!$H54=\"Yes\",'Input| Prices'!M$59,1)","v":0},{"$f":"'Input | Comms, IT, Other'!N211*'Input | Comms, IT, Other'!$I54*IF('Input | Comms, IT, Other'!$H54=\"Yes\",'Input| Prices'!N$59,1)","v":0},{"$f":"'Input | Comms, IT, Other'!O211*'Input | Comms, IT, Other'!$I54*IF('Input | Comms, IT, Other'!$H54=\"Yes\",'Input| Prices'!O$59,1)","v":0},{"$f":"'Input | Comms, IT, Other'!P211*'Input | Comms, IT, Other'!$I54*IF('Input | Comms, IT, Other'!$H54=\"Yes\",'Input| Prices'!P$59,1)","v":0},{"$f":"'Input | Comms, IT, Other'!Q211*'Input | Comms, IT, Other'!$I54*IF('Input | Comms, IT, Other'!$H54=\"Yes\",'Input| Prices'!Q$59,1)","v":0}]
[null,null,null,null,0,0,"$dollars","2024-06-01",null,{"$f":"'Input | Comms, IT, Other'!J212*'Input | Comms, IT, Other'!$I55*IF('Input | Comms, IT, Other'!$H55=\"Yes\",'Input| Prices'!J$59,1)","v":0},{"$f":"'Input | Comms, IT, Other'!K212*'Input | Comms, IT, Other'!$I55*IF('Input | Comms, IT, Other'!$H55=\"Yes\",'Input| Prices'!K$59,1)","v":0},{"$f":"'Input | Comms, IT, Other'!L212*'Input | Comms, IT, Other'!$I55*IF('Input | Comms, IT, Other'!$H55=\"Yes\",'Input| Prices'!L$59,1)","v":0},{"$f":"'Input | Comms, IT, Other'!M212*'Input | Comms, IT, Other'!$I55*IF('Input | Comms, IT, Other'!$H55=\"Yes\",'Input| Prices'!M$59,1)","v":0},{"$f":"'Input | Comms, IT, Other'!N212*'Input | Comms, IT, Other'!$I55*IF('Input | Comms, IT, Other'!$H55=\"Yes\",'Input| Prices'!N$59,1)","v":0},{"$f":"'Input | Comms, IT, Other'!O212*'Input | Comms, IT, Other'!$I55*IF('Input | Comms, IT, Other'!$H55=\"Yes\",'Input| Prices'!O$59,1)","v":0},{"$f":"'Input | Comms, IT, Other'!P212*'Input | Comms, IT, Other'!$I55*IF('Input | Comms, IT, Other'!$H55=\"Yes\",'Input| Prices'!P$59,1)","v":0},{"$f":"'Input | Comms, IT, Other'!Q212*'Input | Comms, IT, Other'!$I55*IF('Input | Comms, IT, Other'!$H55=\"Yes\",'Input| Prices'!Q$59,1)","v":0}]
[null,null,null,null,0,0,"$dollars","2024-06-01",null,{"$f":"'Input | Comms, IT, Other'!J213*'Input | Comms, IT, Other'!$I56*IF('Input | Comms, IT, Other'!$H56=\"Yes\",'Input| Prices'!J$59,1)","v":0},{"$f":"'Input | Comms, IT, Other'!K213*'Input | Comms, IT, Other'!$I56*IF('Input | Comms, IT, Other'!$H56=\"Yes\",'Input| Prices'!K$59,1)","v":0},{"$f":"'Input | Comms, IT, Other'!L213*'Input | Comms, IT, Other'!$I56*IF('Input | Comms, IT, Other'!$H56=\"Yes\",'Input| Prices'!L$59,1)","v":0},{"$f":"'Input | Comms, IT, Other'!M213*'Input | Comms, IT, Other'!$I56*IF('Input | Comms, IT, Other'!$H56=\"Yes\",'Input| Prices'!M$59,1)","v":0},{"$f":"'Input | Comms, IT, Other'!N213*'Input | Comms, IT, Other'!$I56*IF('Input | Comms, IT, Other'!$H56=\"Yes\",'Input| Prices'!N$59,1)","v":0},{"$f":"'Input | Comms, IT, Other'!O213*'Input | Comms, IT, Other'!$I56*IF('Input | Comms, IT, Other'!$H56=\"Yes\",'Input| Prices'!O$59,1)","v":0},{"$f":"'Input | Comms, IT, Other'!P213*'Input | Comms, IT, Other'!$I56*IF('Input | Comms, IT, Other'!$H56=\"Yes\",'Input| Prices'!P$59,1)","v":0},{"$f":"'Input | Comms, IT, Other'!Q213*'Input | Comms, IT, Other'!$I56*IF('Input | Comms, IT, Other'!$H56=\"Yes\",'Input| Prices'!Q$59,1)","v":0}]
[null,null,null,null,0,0,"$dollars","2024-06-01",null,{"$f":"'Input | Comms, IT, Other'!J214*'Input | Comms, IT, Other'!$I57*IF('Input | Comms, IT, Other'!$H57=\"Yes\",'Input| Prices'!J$59,1)","v":0},{"$f":"'Input | Comms, IT, Other'!K214*'Input | Comms, IT, Other'!$I57*IF('Input | Comms, IT, Other'!$H57=\"Yes\",'Input| Prices'!K$59,1)","v":0},{"$f":"'Input | Comms, IT, Other'!L214*'Input | Comms, IT, Other'!$I57*IF('Input | Comms, IT, Other'!$H57=\"Yes\",'Input| Prices'!L$59,1)","v":0},{"$f":"'Input | Comms, IT, Other'!M214*'Input | Comms, IT, Other'!$I57*IF('Input | Comms, IT, Other'!$H57=\"Yes\",'Input| Prices'!M$59,1)","v":0},{"$f":"'Input | Comms, IT, Other'!N214*'Input | Comms, IT, Other'!$I57*IF('Input | Comms, IT, Other'!$H57=\"Yes\",'Input| Prices'!N$59,1)","v":0},{"$f":"'Input | Comms, IT, Other'!O214*'Input | Comms, IT, Other'!$I57*IF('Input | Comms, IT, Other'!$H57=\"Yes\",'Input| Prices'!O$59,1)","v":0},{"$f":"'Input | Comms, IT, Other'!P214*'Input | Comms, IT, Other'!$I57*IF('Input | Comms, IT, Other'!$H57=\"Yes\",'Input| Prices'!P$59,1)","v":0},{"$f":"'Input | Comms, IT, Other'!Q214*'Input | Comms, IT, Other'!$I57*IF('Input | Comms, IT, Other'!$H57=\"Yes\",'Input| Prices'!Q$59,1)","v":0}]
[null,null,null,null,0,0,"$dollars","2024-06-01",null,{"$f":"'Input | Comms, IT, Other'!J215*'Input | Comms, IT, Other'!$I58*IF('Input | Comms, IT, Other'!$H58=\"Yes\",'Input| Prices'!J$59,1)","v":0},{"$f":"'Input | Comms, IT, Other'!K215*'Input | Comms, IT, Other'!$I58*IF('Input | Comms, IT, Other'!$H58=\"Yes\",'Input| Prices'!K$59,1)","v":0},{"$f":"'Input | Comms, IT, Other'!L215*'Input | Comms, IT, Other'!$I58*IF('Input | Comms, IT, Other'!$H58=\"Yes\",'Input| Prices'!L$59,1)","v":0},{"$f":"'Input | Comms, IT, Other'!M215*'Input | Comms, IT, Other'!$I58*IF('Input | Comms, IT, Other'!$H58=\"Yes\",'Input| Prices'!M$59,1)","v":0},{"$f":"'Input | Comms, IT, Other'!N215*'Input | Comms, IT, Other'!$I58*IF('Input | Comms, IT, Other'!$H58=\"Yes\",'Input| Prices'!N$59,1)","v":0},{"$f":"'Input | Comms, IT, Other'!O215*'Input | Comms, IT, Other'!$I58*IF('Input | Comms, IT, Other'!$H58=\"Yes\",'Input| Prices'!O$59,1)","v":0},{"$f":"'Input | Comms, IT, Other'!P215*'Input | Comms, IT, Other'!$I58*IF('Input | Comms, IT, Other'!$H58=\"Yes\",'Input| Prices'!P$59,1)","v":0},{"$f":"'Input | Comms, IT, Other'!Q215*'Input | Comms, IT, Other'!$I58*IF('Input | Comms, IT, Other'!$H58=\"Yes\",'Input| Prices'!Q$59,1)","v":0}]
[null,null,null,null,0,0,"$dollars","2024-06-01",null,{"$f":"'Input | Comms, IT, Other'!J216*'Input | Comms, IT, Other'!$I59*IF('Input | Comms, IT, Other'!$H59=\"Yes\",'Input| Prices'!J$59,1)","v":0},{"$f":"'Input | Comms, IT, Other'!K216*'Input | Comms, IT, Other'!$I59*IF('Input | Comms, IT, Other'!$H59=\"Yes\",'Input| Prices'!K$59,1)","v":0},{"$f":"'Input | Comms, IT, Other'!L216*'Input | Comms, IT, Other'!$I59*IF('Input | Comms, IT, Other'!$H59=\"Yes\",'Input| Prices'!L$59,1)","v":0},{"$f":"'Input | Comms, IT, Other'!M216*'Input | Comms, IT, Other'!$I59*IF('Input | Comms, IT, Other'!$H59=\"Yes\",'Input| Prices'!M$59,1)","v":0},{"$f":"'Input | Comms, IT, Other'!N216*'Input | Comms, IT, Other'!$I59*IF('Input | Comms, IT, Other'!$H59=\"Yes\",'Input| Prices'!N$59,1)","v":0},{"$f":"'Input | Comms, IT, Other'!O216*'Input | Comms, IT, Other'!$I59*IF('Input | Comms, IT, Other'!$H59=\"Yes\",'Input| Prices'!O$59,1)","v":0},{"$f":"'Input | Comms, IT, Other'!P216*'Input | Comms, IT, Other'!$I59*IF('Input | Comms, IT, Other'!$H59=\"Yes\",'Input| Prices'!P$59,1)","v":0},{"$f":"'Input | Comms, IT, Other'!Q216*'Input | Comms, IT, Other'!$I59*IF('Input | Comms, IT, Other'!$H59=\"Yes\",'Input| Prices'!Q$59,1)","v":0}]
[null,null,null,null,0,0,"$dollars","2024-06-01",null,{"$f":"'Input | Comms, IT, Other'!J217*'Input | Comms, IT, Other'!$I60*IF('Input | Comms, IT, Other'!$H60=\"Yes\",'Input| Prices'!J$59,1)","v":0},{"$f":"'Input | Comms, IT, Other'!K217*'Input | Comms, IT, Other'!$I60*IF('Input | Comms, IT, Other'!$H60=\"Yes\",'Input| Prices'!K$59,1)","v":0},{"$f":"'Input | Comms, IT, Other'!L217*'Input | Comms, IT, Other'!$I60*IF('Input | Comms, IT, Other'!$H60=\"Yes\",'Input| Prices'!L$59,1)","v":0},{"$f":"'Input | Comms, IT, Other'!M217*'Input | Comms, IT, Other'!$I60*IF('Input | Comms, IT, Other'!$H60=\"Yes\",'Input| Prices'!M$59,1)","v":0},{"$f":"'Input | Comms, IT, Other'!N217*'Input | Comms, IT, Other'!$I60*IF('Input | Comms, IT, Other'!$H60=\"Yes\",'Input| Prices'!N$59,1)","v":0},{"$f":"'Input | Comms, IT, Other'!O217*'Input | Comms, IT, Other'!$I60*IF('Input | Comms, IT, Other'!$H60=\"Yes\",'Input| Prices'!O$59,1)","v":0},{"$f":"'Input | Comms, IT, Other'!P217*'Input | Comms, IT, Other'!$I60*IF('Input | Comms, IT, Other'!$H60=\"Yes\",'Input| Prices'!P$59,1)","v":0},{"$f":"'Input | Comms, IT, Other'!Q217*'Input | Comms, IT, Other'!$I60*IF('Input | Comms, IT, Other'!$H60=\"Yes\",'Input| Prices'!Q$59,1)","v":0}]
[null,null,null,null,0,0,"$dollars","2024-06-01",null,{"$f":"'Input | Comms, IT, Other'!J218*'Input | Comms, IT, Other'!$I61*IF('Input | Comms, IT, Other'!$H61=\"Yes\",'Input| Prices'!J$59,1)","v":0},{"$f":"'Input | Comms, IT, Other'!K218*'Input | Comms, IT, Other'!$I61*IF('Input | Comms, IT, Other'!$H61=\"Yes\",'Input| Prices'!K$59,1)","v":0},{"$f":"'Input | Comms, IT, Other'!L218*'Input | Comms, IT, Other'!$I61*IF('Input | Comms, IT, Other'!$H61=\"Yes\",'Input| Prices'!L$59,1)","v":0},{"$f":"'Input | Comms, IT, Other'!M218*'Input | Comms, IT, Other'!$I61*IF('Input | Comms, IT, Other'!$H61=\"Yes\",'Input| Prices'!M$59,1)","v":0},{"$f":"'Input | Comms, IT, Other'!N218*'Input | Comms, IT, Other'!$I61*IF('Input | Comms, IT, Other'!$H61=\"Yes\",'Input| Prices'!N$59,1)","v":0},{"$f":"'Input | Comms, IT, Other'!O218*'Input | Comms, IT, Other'!$I61*IF('Input | Comms, IT, Other'!$H61=\"Yes\",'Input| Prices'!O$59,1)","v":0},{"$f":"'Input | Comms, IT, Other'!P218*'Input | Comms, IT, Other'!$I61*IF('Input | Comms, IT, Other'!$H61=\"Yes\",'Input| Prices'!P$59,1)","v":0},{"$f":"'Input | Comms, IT, Other'!Q218*'Input | Comms, IT, Other'!$I61*IF('Input | Comms, IT, Other'!$H61=\"Yes\",'Input| Prices'!Q$59,1)","v":0}]
[null,null,null,null,0,0,"$dollars","2024-06-01",null,{"$f":"'Input | Comms, IT, Other'!J219*'Input | Comms, IT, Other'!$I62*IF('Input | Comms, IT, Other'!$H62=\"Yes\",'Input| Prices'!J$59,1)","v":0},{"$f":"'Input | Comms, IT, Other'!K219*'Input | Comms, IT, Other'!$I62*IF('Input | Comms, IT, Other'!$H62=\"Yes\",'Input| Prices'!K$59,1)","v":0},{"$f":"'Input | Comms, IT, Other'!L219*'Input | Comms, IT, Other'!$I62*IF('Input | Comms, IT, Other'!$H62=\"Yes\",'Input| Prices'!L$59,1)","v":0},{"$f":"'Input | Comms, IT, Other'!M219*'Input | Comms, IT, Other'!$I62*IF('Input | Comms, IT, Other'!$H62=\"Yes\",'Input| Prices'!M$59,1)","v":0},{"$f":"'Input | Comms, IT, Other'!N219*'Input | Comms, IT, Other'!$I62*IF('Input | Comms, IT, Other'!$H62=\"Yes\",'Input| Prices'!N$59,1)","v":0},{"$f":"'Input | Comms, IT, Other'!O219*'Input | Comms, IT, Other'!$I62*IF('Input | Comms, IT, Other'!$H62=\"Yes\",'Input| Prices'!O$59,1)","v":0},{"$f":"'Input | Comms, IT, Other'!P219*'Input | Comms, IT, Other'!$I62*IF('Input | Comms, IT, Other'!$H62=\"Yes\",'Input| Prices'!P$59,1)","v":0},{"$f":"'Input | Comms, IT, Other'!Q219*'Input | Comms, IT, Other'!$I62*IF('Input | Comms, IT, Other'!$H62=\"Yes\",'Input| Prices'!Q$59,1)","v":0}]
[null,null,null,null,0,0,"$dollars","2024-06-01",null,{"$f":"'Input | Comms, IT, Other'!J220*'Input | Comms, IT, Other'!$I63*IF('Input | Comms, IT, Other'!$H63=\"Yes\",'Input| Prices'!J$59,1)","v":0},{"$f":"'Input | Comms, IT, Other'!K220*'Input | Comms, IT, Other'!$I63*IF('Input | Comms, IT, Other'!$H63=\"Yes\",'Input| Prices'!K$59,1)","v":0},{"$f":"'Input | Comms, IT, Other'!L220*'Input | Comms, IT, Other'!$I63*IF('Input | Comms, IT, Other'!$H63=\"Yes\",'Input| Prices'!L$59,1)","v":0},{"$f":"'Input | Comms, IT, Other'!M220*'Input | Comms, IT, Other'!$I63*IF('Input | Comms, IT, Other'!$H63=\"Yes\",'Input| Prices'!M$59,1)","v":0},{"$f":"'Input | Comms, IT, Other'!N220*'Input | Comms, IT, Other'!$I63*IF('Input | Comms, IT, Other'!$H63=\"Yes\",'Input| Prices'!N$59,1)","v":0},{"$f":"'Input | Comms, IT, Other'!O220*'Input | Comms, IT, Other'!$I63*IF('Input | Comms, IT, Other'!$H63=\"Yes\",'Input| Prices'!O$59,1)","v":0},{"$f":"'Input | Comms, IT, Other'!P220*'Input | Comms, IT, Other'!$I63*IF('Input | Comms, IT, Other'!$H63=\"Yes\",'Input| Prices'!P$59,1)","v":0},{"$f":"'Input | Comms, IT, Other'!Q220*'Input | Comms, IT, Other'!$I63*IF('Input | Comms, IT, Other'!$H63=\"Yes\",'Input| Prices'!Q$59,1)","v":0}]
[null,null,null,null,0,0,"$dollars","2024-06-01",null,{"$f":"'Input | Comms, IT, Other'!J221*'Input | Comms, IT, Other'!$I64*IF('Input | Comms, IT, Other'!$H64=\"Yes\",'Input| Prices'!J$59,1)","v":0},{"$f":"'Input | Comms, IT, Other'!K221*'Input | Comms, IT, Other'!$I64*IF('Input | Comms, IT, Other'!$H64=\"Yes\",'Input| Prices'!K$59,1)","v":0},{"$f":"'Input | Comms, IT, Other'!L221*'Input | Comms, IT, Other'!$I64*IF('Input | Comms, IT, Other'!$H64=\"Yes\",'Input| Prices'!L$59,1)","v":0},{"$f":"'Input | Comms, IT, Other'!M221*'Input | Comms, IT, Other'!$I64*IF('Input | Comms, IT, Other'!$H64=\"Yes\",'Input| Prices'!M$59,1)","v":0},{"$f":"'Input | Comms, IT, Other'!N221*'Input | Comms, IT, Other'!$I64*IF('Input | Comms, IT, Other'!$H64=\"Yes\",'Input| Prices'!N$59,1)","v":0},{"$f":"'Input | Comms, IT, Other'!O221*'Input | Comms, IT, Other'!$I64*IF('Input | Comms, IT, Other'!$H64=\"Yes\",'Input| Prices'!O$59,1)","v":0},{"$f":"'Input | Comms, IT, Other'!P221*'Input | Comms, IT, Other'!$I64*IF('Input | Comms, IT, Other'!$H64=\"Yes\",'Input| Prices'!P$59,1)","v":0},{"$f":"'Input | Comms, IT, Other'!Q221*'Input | Comms, IT, Other'!$I64*IF('Input | Comms, IT, Other'!$H64=\"Yes\",'Input| Prices'!Q$59,1)","v":0}]
[null,null,null,null,"Total",null,null,"2024-06-01",null,{"$f":"SUM(J12:J31)","v":0},1316160.1482299999,1328634.7313550001,3820613.5387880001,3375815.7592580002,1490904.2811729999,1534703.910618,1501401.9420121363]
[]
[null,"b","Installation cost"]
[null,null,null,null,"Equipment Type","Action/Driver","Units","Basis",null,{"$f":"'Input | Comms, IT, Other'!J$82","v":"2023-24"},{"$f":"'Input | Comms, IT, Other'!K$82","v":"2024-25"},{"$f":"'Input | Comms, IT, Other'!L$82","v":"2025-26"},{"$f":"'Input | Comms, IT, Other'!M$82","v":"2026-27"},{"$f":"'Input | Comms, IT, Other'!N$82","v":"2027-28"},{"$f":"'Input | Comms, IT, Other'!O$82","v":"2028-29"},{"$f":"'Input | Comms, IT, Other'!P$82","v":"2029-30"},{"$f":"'Input | Comms, IT, Other'!Q$82","v":"2030-31"}]
[null,null,null,null,{"$f":"ICC_AllocFields","v":"Access Points"},"Growth","$dollars",{"$f":"Basis_Capex","v":"2024-06-01"},null,{"$f":"'Input | Comms, IT, Other'!J202*'Input | Comms, IT, Other'!$L45*IF('Input | Comms, IT, Other'!$K45=\"Yes\",'Input| Prices'!J$55,1)","v":0},{"$f":"'Input | Comms, IT, Other'!K202*'Input | Comms, IT, Other'!$L45*IF('Input | Comms, IT, Other'!$K45=\"Yes\",'Input| Prices'!K$55,1)","v":3600},{"$f":"'Input | Comms, IT, Other'!L202*'Input | Comms, IT, Other'!$L45*IF('Input | Comms, IT, Other'!$K45=\"Yes\",'Input| Prices'!L$55,1)","v":3600},{"$f":"'Input | Comms, IT, Other'!M202*'Input | Comms, IT, Other'!$L45*IF('Input | Comms, IT, Other'!$K45=\"Yes\",'Input| Prices'!M$55,1)","v":139500},{"$f":"'Input | Comms, IT, Other'!N202*'Input | Comms, IT, Other'!$L45*IF('Input | Comms, IT, Other'!$K45=\"Yes\",'Input| Prices'!N$55,1)","v":114300},{"$f":"'Input | Comms, IT, Other'!O202*'Input | Comms, IT, Other'!$L45*IF('Input | Comms, IT, Other'!$K45=\"Yes\",'Input| Prices'!O$55,1)","v":9000},{"$f":"'Input | Comms, IT, Other'!P202*'Input | Comms, IT, Other'!$L45*IF('Input | Comms, IT, Other'!$K45=\"Yes\",'Input| Prices'!P$55,1)","v":9000},{"$f":"'Input | Comms, IT, Other'!Q202*'Input | Comms, IT, Other'!$L45*IF('Input | Comms, IT, Other'!$K45=\"Yes\",'Input| Prices'!Q$55,1)","v":4500}]
[null,null,null,null,"Relays","Growth","$dollars","2024-06-01",null,{"$f":"'Input | Comms, IT, Other'!J203*'Input | Comms, IT, Other'!$L46*IF('Input | Comms, IT, Other'!$K46=\"Yes\",'Input| Prices'!J$55,1)","v":0},{"$f":"'Input | Comms, IT, Other'!K203*'Input | Comms, IT, Other'!$L46*IF('Input | Comms, IT, Other'!$K46=\"Yes\",'Input| Prices'!K$55,1)","v":2700},{"$f":"'Input | Comms, IT, Other'!L203*'Input | Comms, IT, Other'!$L46*IF('Input | Comms, IT, Other'!$K46=\"Yes\",'Input| Prices'!L$55,1)","v":2700},{"$f":"'Input | Comms, IT, Other'!M203*'Input | Comms, IT, Other'!$L46*IF('Input | Comms, IT, Other'!$K46=\"Yes\",'Input| Prices'!M$55,1)","v":2700},{"$f":"'Input | Comms, IT, Other'!N203*'Input | Comms, IT, Other'!$L46*IF('Input | Comms, IT, Other'!$K46=\"Yes\",'Input| Prices'!N$55,1)","v":2700},{"$f":"'Input | Comms, IT, Other'!O203*'Input | Comms, IT, Other'!$L46*IF('Input | Comms, IT, Other'!$K46=\"Yes\",'Input| Prices'!O$55,1)","v":2700},{"$f":"'Input | Comms, IT, Other'!P203*'Input | Comms, IT, Other'!$L46*IF('Input | Comms, IT, Other'!$K46=\"Yes\",'Input| Prices'!P$55,1)","v":2700},{"$f":"'Input | Comms, IT, Other'!Q203*'Input | Comms, IT, Other'!$L46*IF('Input | Comms, IT, Other'!$K46=\"Yes\",'Input| Prices'!Q$55,1)","v":2700}]
[null,null,null,null,"Antennas","Growth","$dollars","2024-06-01",null,{"$f":"'Input | Comms, IT, Other'!J204*'Input | Comms, IT, Other'!$L47*IF('Input | Comms, IT, Other'!$K47=\"Yes\",'Input| Prices'!J$55,1)","v":0},{"$f":"'Input | Comms, IT, Other'!K204*'Input | Comms, IT, Other'!$L47*IF('Input | Comms, IT, Other'!$K47=\"Yes\",'Input| Prices'!K$55,1)","v":9000},{"$f":"'Input | Comms, IT, Other'!L204*'Input | Comms, IT, Other'!$L47*IF('Input | Comms, IT, Other'!$K47=\"Yes\",'Input| Prices'!L$55,1)","v":9000},{"$f":"'Input | Comms, IT, Other'!M204*'Input | Comms, IT, Other'!$L47*IF('Input | Comms, IT, Other'!$K47=\"Yes\",'Input| Prices'!M$55,1)","v":9000},{"$f":"'Input | Comms, IT, Other'!N204*'Input | Comms, IT, Other'!$L47*IF('Input | Comms, IT, Other'!$K47=\"Yes\",'Input| Prices'!N$55,1)","v":9000},{"$f":"'Input | Comms, IT, Other'!O204*'Input | Comms, IT, Other'!$L47*IF('Input | Comms, IT, Other'!$K47=\"Yes\",'Input| Prices'!O$55,1)","v":9000},{"$f":"'Input | Comms, IT, Other'!P204*'Input | Comms, IT, Other'!$L47*IF('Input | Comms, IT, Other'!$K47=\"Yes\",'Input| Prices'!P$55,1)","v":9000},{"$f":"'Input | Comms, IT, Other'!Q204*'Input | Comms, IT, Other'!$L47*IF('Input | Comms, IT, Other'!$K47=\"Yes\",'Input| Prices'!Q$55,1)","v":9000}]
[null,null,null,null,"Batteries","Growth","$dollars","2024-06-01",null,{"$f":"'Input | Comms, IT, Other'!J205*'Input | Comms, IT, Other'!$L48*IF('Input | Comms, IT, Other'!$K48=\"Yes\",'Input| Prices'!J$55,1)","v":0},{"$f":"'Input | Comms, IT, Other'!K205*'Input | Comms, IT, Other'!$L48*IF('Input | Comms, IT, Other'!$K48=\"Yes\",'Input| Prices'!K$55,1)","v":0},{"$f":"'Input | Comms, IT, Other'!L205*'Input | Comms, IT, Other'!$L48*IF('Input | Comms, IT, Other'!$K48=\"Yes\",'Input| Prices'!L$55,1)","v":0},{"$f":"'Input | Comms, IT, Other'!M205*'Input | Comms, IT, Other'!$L48*IF('Input | Comms, IT, Other'!$K48=\"Yes\",'Input| Prices'!M$55,1)","v":0},{"$f":"'Input | Comms, IT, Other'!N205*'Input | Comms, IT, Other'!$L48*IF('Input | Comms, IT, Other'!$K48=\"Yes\",'Input| Prices'!N$55,1)","v":0},{"$f":"'Input | Comms, IT, Other'!O205*'Input | Comms, IT, Other'!$L48*IF('Input | Comms, IT, Other'!$K48=\"Yes\",'Input| Prices'!O$55,1)","v":0},{"$f":"'Input | Comms, IT, Other'!P205*'Input | Comms, IT, Other'!$L48*IF('Input | Comms, IT, Other'!$K48=\"Yes\",'Input| Prices'!P$55,1)","v":0},{"$f":"'Input | Comms, IT, Other'!Q205*'Input | Comms, IT, Other'!$L48*IF('Input | Comms, IT, Other'!$K48=\"Yes\",'Input| Prices'!Q$55,1)","v":0}]
[null,null,null,null,"Access Points","Replacements - faults and failures","$dollars","2024-06-01",null,{"$f":"'Input | Comms, IT, Other'!J206*'Input | Comms, IT, Other'!$L49*IF('Input | Comms, IT, Other'!$K49=\"Yes\",'Input| Prices'!J$55,1)","v":0},{"$f":"'Input | Comms, IT, Other'!K206*'Input | Comms, IT, Other'!$L49*IF('Input | Comms, IT, Other'!$K49=\"Yes\",'Input| Prices'!K$55,1)","v":10800},{"$f":"'Input | Comms, IT, Other'!L206*'Input | Comms, IT, Other'!$L49*IF('Input | Comms, IT, Other'!$K49=\"Yes\",'Input| Prices'!L$55,1)","v":10800},{"$f":"'Input | Comms, IT, Other'!M206*'Input | Comms, IT, Other'!$L49*IF('Input | Comms, IT, Other'!$K49=\"Yes\",'Input| Prices'!M$55,1)","v":12600},{"$f":"'Input | Comms, IT, Other'!N206*'Input | Comms, IT, Other'!$L49*IF('Input | Comms, IT, Other'!$K49=\"Yes\",'Input| Prices'!N$55,1)","v":13500},{"$f":"'Input | Comms, IT, Other'!O206*'Input | Comms, IT, Other'!$L49*IF('Input | Comms, IT, Other'!$K49=\"Yes\",'Input| Prices'!O$55,1)","v":12600},{"$f":"'Input | Comms, IT, Other'!P206*'Input | Comms, IT, Other'!$L49*IF('Input | Comms, IT, Other'!$K49=\"Yes\",'Input| Prices'!P$55,1)","v":14400},{"$f":"'Input | Comms, IT, Other'!Q206*'Input | Comms, IT, Other'!$L49*IF('Input | Comms, IT, Other'!$K49=\"Yes\",'Input| Prices'!Q$55,1)","v":16200}]
[null,null,null,null,"Batteries","Replacements - faults and failures","$dollars","2024-06-01",null,{"$f":"'Input | Comms, IT, Other'!J207*'Input | Comms, IT, Other'!$L50*IF('Input | Comms, IT, Other'!$K50=\"Yes\",'Input| Prices'!J$55,1)","v":0},{"$f":"'Input | Comms, IT, Other'!K207*'Input | Comms, IT, Other'!$L50*IF('Input | Comms, IT, Other'!$K50=\"Yes\",'Input| Prices'!K$55,1)","v":3600},{"$f":"'Input | Comms, IT, Other'!L207*'Input | Comms, IT, Other'!$L50*IF('Input | Comms, IT, Other'!$K50=\"Yes\",'Input| Prices'!L$55,1)","v":3600},{"$f":"'Input | Comms, IT, Other'!M207*'Input | Comms, IT, Other'!$L50*IF('Input | Comms, IT, Other'!$K50=\"Yes\",'Input| Prices'!M$55,1)","v":4500},{"$f":"'Input | Comms, IT, Other'!N207*'Input | Comms, IT, Other'!$L50*IF('Input | Comms, IT, Other'!$K50=\"Yes\",'Input| Prices'!N$55,1)","v":4500},{"$f":"'Input | Comms, IT, Other'!O207*'Input | Comms, IT, Other'!$L50*IF('Input | Comms, IT, Other'!$K50=\"Yes\",'Input| Prices'!O$55,1)","v":4500},{"$f":"'Input | Comms, IT, Other'!P207*'Input | Comms, IT, Other'!$L50*IF('Input | Comms, IT, Other'!$K50=\"Yes\",'Input| Prices'!P$55,1)","v":4500},{"$f":"'Input | Comms, IT, Other'!Q207*'Input | Comms, IT, Other'!$L50*IF('Input | Comms, IT, Other'!$K50=\"Yes\",'Input| Prices'!Q$55,1)","v":4117.4828332584457}]
[null,null,null,null,"Modems","Replacements - faults and failures","$dollars","2024-06-01",null,{"$f":"'Input | Comms, IT, Other'!J208*'Input | Comms, IT, Other'!$L51*IF('Input | Comms, IT, Other'!$K51=\"Yes\",'Input| Prices'!J$55,1)","v":0},{"$f":"'Input | Comms, IT, Other'!K208*'Input | Comms, IT, Other'!$L51*IF('Input | Comms, IT, Other'!$K51=\"Yes\",'Input| Prices'!K$55,1)","v":450000},{"$f":"'Input | Comms, IT, Other'!L208*'Input | Comms, IT, Other'!$L51*IF('Input | Comms, IT, Other'!$K51=\"Yes\",'Input| Prices'!L$55,1)","v":455625},{"$f":"'Input | Comms, IT, Other'!M208*'Input | Comms, IT, Other'!$L51*IF('Input | Comms, IT, Other'!$K51=\"Yes\",'Input| Prices'!M$55,1)","v":461430},{"$f":"'Input | Comms, IT, Other'!N208*'Input | Comms, IT, Other'!$L51*IF('Input | Comms, IT, Other'!$K51=\"Yes\",'Input| Prices'!N$55,1)","v":467055},{"$f":"'Input | Comms, IT, Other'!O208*'Input | Comms, IT, Other'!$L51*IF('Input | Comms, IT, Other'!$K51=\"Yes\",'Input| Prices'!O$55,1)","v":472860},{"$f":"'Input | Comms, IT, Other'!P208*'Input | Comms, IT, Other'!$L51*IF('Input | Comms, IT, Other'!$K51=\"Yes\",'Input| Prices'!P$55,1)","v":478755},{"$f":"'Input | Comms, IT, Other'!Q208*'Input | Comms, IT, Other'!$L51*IF('Input | Comms, IT, Other'!$K51=\"Yes\",'Input| Prices'!Q$55,1)","v":484740}]
[null,null,null,null,"MicroAP 4G","Replacements - faults and failures","$dollars","2024-06-01",null,{"$f":"'Input | Comms, IT, Other'!J209*'Input | Comms, IT, Other'!$L52*IF('Input | Comms, IT, Other'!$K52=\"Yes\",'Input| Prices'!J$55,1)","v":0},{"$f":"'Input | Comms, IT, Other'!K209*'Input | Comms, IT, Other'!$L52*IF('Input | Comms, IT, Other'!$K52=\"Yes\",'Input| Prices'!K$55,1)","v":7200},{"$f":"'Input | Comms, IT, Other'!L209*'Input | Comms, IT, Other'!$L52*IF('Input | Comms, IT, Other'!$K52=\"Yes\",'Input| Prices'!L$55,1)","v":7200},{"$f":"'Input | Comms, IT, Other'!M209*'Input | Comms, IT, Other'!$L52*IF('Input | Comms, IT, Other'!$K52=\"Yes\",'Input| Prices'!M$55,1)","v":7200},{"$f":"'Input | Comms, IT, Other'!N209*'Input | Comms, IT, Other'!$L52*IF('Input | Comms, IT, Other'!$K52=\"Yes\",'Input| Prices'!N$55,1)","v":7200},{"$f":"'Input | Comms, IT, Other'!O209*'Input | Comms, IT, Other'!$L52*IF('Input | Comms, IT, Other'!$K52=\"Yes\",'Input| Prices'!O$55,1)","v":7200},{"$f":"'Input | Comms, IT, Other'!P209*'Input | Comms, IT, Other'!$L52*IF('Input | Comms, IT, Other'!$K52=\"Yes\",'Input| Prices'!P$55,1)","v":7200},{"$f":"'Input | Comms, IT, Other'!Q209*'Input | Comms, IT, Other'!$L52*IF('Input | Comms, IT, Other'!$K52=\"Yes\",'Input| Prices'!Q$55,1)","v":7200}]
[null,null,null,null,"MicroAP 4G","Growth","$dollars","2024-06-01",null,{"$f":"'Input | Comms, IT, Other'!J210*'Input | Comms, IT, Other'!$L53*IF('Input | Comms, IT, Other'!$K53=\"Yes\",'Input| Prices'!J$55,1)","v":0},{"$f":"'Input | Comms, IT, Other'!K210*'Input | Comms, IT, Other'!$L53*IF('Input | Comms, IT, Other'!$K53=\"Yes\",'Input| Prices'!K$55,1)","v":720},{"$f":"'Input | Comms, IT, Other'!L210*'Input | Comms, IT, Other'!$L53*IF('Input | Comms, IT, Other'!$K53=\"Yes\",'Input| Prices'!L$55,1)","v":720},{"$f":"'Input | Comms, IT, Other'!M210*'Input | Comms, IT, Other'!$L53*IF('Input | Comms, IT, Other'!$K53=\"Yes\",'Input| Prices'!M$55,1)","v":22320},{"$f":"'Input | Comms, IT, Other'!N210*'Input | Comms, IT, Other'!$L53*IF('Input | Comms, IT, Other'!$K53=\"Yes\",'Input| Prices'!N$55,1)","v":15120},{"$f":"'Input | Comms, IT, Other'!O210*'Input | Comms, IT, Other'!$L53*IF('Input | Comms, IT, Other'!$K53=\"Yes\",'Input| Prices'!O$55,1)","v":720},{"$f":"'Input | Comms, IT, Other'!P210*'Input | Comms, IT, Other'!$L53*IF('Input | Comms, IT, Other'!$K53=\"Yes\",'Input| Prices'!P$55,1)","v":720},{"$f":"'Input | Comms, IT, Other'!Q210*'Input | Comms, IT, Other'!$L53*IF('Input | Comms, IT, Other'!$K53=\"Yes\",'Input| Prices'!Q$55,1)","v":720}]
[null,null,null,null,0,0,"$dollars","2024-06-01",null,{"$f":"'Input | Comms, IT, Other'!J211*'Input | Comms, IT, Other'!$L54*IF('Input | Comms, IT, Other'!$K54=\"Yes\",'Input| Prices'!J$55,1)","v":0},{"$f":"'Input | Comms, IT, Other'!K211*'Input | Comms, IT, Other'!$L54*IF('Input | Comms, IT, Other'!$K54=\"Yes\",'Input| Prices'!K$55,1)","v":0},{"$f":"'Input | Comms, IT, Other'!L211*'Input | Comms, IT, Other'!$L54*IF('Input | Comms, IT, Other'!$K54=\"Yes\",'Input| Prices'!L$55,1)","v":0},{"$f":"'Input | Comms, IT, Other'!M211*'Input | Comms, IT, Other'!$L54*IF('Input | Comms, IT, Other'!$K54=\"Yes\",'Input| Prices'!M$55,1)","v":0},{"$f":"'Input | Comms, IT, Other'!N211*'Input | Comms, IT, Other'!$L54*IF('Input | Comms, IT, Other'!$K54=\"Yes\",'Input| Prices'!N$55,1)","v":0},{"$f":"'Input | Comms, IT, Other'!O211*'Input | Comms, IT, Other'!$L54*IF('Input | Comms, IT, Other'!$K54=\"Yes\",'Input| Prices'!O$55,1)","v":0},{"$f":"'Input | Comms, IT, Other'!P211*'Input | Comms, IT, Other'!$L54*IF('Input | Comms, IT, Other'!$K54=\"Yes\",'Input| Prices'!P$55,1)","v":0},{"$f":"'Input | Comms, IT, Other'!Q211*'Input | Comms, IT, Other'!$L54*IF('Input | Comms, IT, Other'!$K54=\"Yes\",'Input| Prices'!Q$55,1)","v":0}]
[null,null,null,null,0,0,"$dollars","2024-06-01",null,{"$f":"'Input | Comms, IT, Other'!J212*'Input | Comms, IT, Other'!$L55*IF('Input | Comms, IT, Other'!$K55=\"Yes\",'Input| Prices'!J$55,1)","v":0},{"$f":"'Input | Comms, IT, Other'!K212*'Input | Comms, IT, Other'!$L55*IF('Input | Comms, IT, Other'!$K55=\"Yes\",'Input| Prices'!K$55,1)","v":0},{"$f":"'Input | Comms, IT, Other'!L212*'Input | Comms, IT, Other'!$L55*IF('Input | Comms, IT, Other'!$K55=\"Yes\",'Input| Prices'!L$55,1)","v":0},{"$f":"'Input | Comms, IT, Other'!M212*'Input | Comms, IT, Other'!$L55*IF('Input | Comms, IT, Other'!$K55=\"Yes\",'Input| Prices'!M$55,1)","v":0},{"$f":"'Input | Comms, IT, Other'!N212*'Input | Comms, IT, Other'!$L55*IF('Input | Comms, IT, Other'!$K55=\"Yes\",'Input| Prices'!N$55,1)","v":0},{"$f":"'Input | Comms, IT, Other'!O212*'Input | Comms, IT, Other'!$L55*IF('Input | Comms, IT, Other'!$K55=\"Yes\",'Input| Prices'!O$55,1)","v":0},{"$f":"'Input | Comms, IT, Other'!P212*'Input | Comms, IT, Other'!$L55*IF('Input | Comms, IT, Other'!$K55=\"Yes\",'Input| Prices'!P$55,1)","v":0},{"$f":"'Input | Comms, IT, Other'!Q212*'Input | Comms, IT, Other'!$L55*IF('Input | Comms, IT, Other'!$K55=\"Yes\",'Input| Prices'!Q$55,1)","v":0}]
[null,null,null,null,0,0,"$dollars","2024-06-01",null,{"$f":"'Input | Comms, IT, Other'!J213*'Input | Comms, IT, Other'!$L56*IF('Input | Comms, IT, Other'!$K56=\"Yes\",'Input| Prices'!J$55,1)","v":0},{"$f":"'Input | Comms, IT, Other'!K213*'Input | Comms, IT, Other'!$L56*IF('Input | Comms, IT, Other'!$K56=\"Yes\",'Input| Prices'!K$55,1)","v":0},{"$f":"'Input | Comms, IT, Other'!L213*'Input | Comms, IT, Other'!$L56*IF('Input | Comms, IT, Other'!$K56=\"Yes\",'Input| Prices'!L$55,1)","v":0},{"$f":"'Input | Comms, IT, Other'!M213*'Input | Comms, IT, Other'!$L56*IF('Input | Comms, IT, Other'!$K56=\"Yes\",'Input| Prices'!M$55,1)","v":0},{"$f":"'Input | Comms, IT, Other'!N213*'Input | Comms, IT, Other'!$L56*IF('Input | Comms, IT, Other'!$K56=\"Yes\",'Input| Prices'!N$55,1)","v":0},{"$f":"'Input | Comms, IT, Other'!O213*'Input | Comms, IT, Other'!$L56*IF('Input | Comms, IT, Other'!$K56=\"Yes\",'Input| Prices'!O$55,1)","v":0},{"$f":"'Input | Comms, IT, Other'!P213*'Input | Comms, IT, Other'!$L56*IF('Input | Comms, IT, Other'!$K56=\"Yes\",'Input| Prices'!P$55,1)","v":0},{"$f":"'Input | Comms, IT, Other'!Q213*'Input | Comms, IT, Other'!$L56*IF('Input | Comms, IT, Other'!$K56=\"Yes\",'Input| Prices'!Q$55,1)","v":0}]
[null,null,null,null,0,0,"$dollars","2024-06-01",null,{"$f":"'Input | Comms, IT, Other'!J214*'Input | Comms, IT, Other'!$L57*IF('Input | Comms, IT, Other'!$K57=\"Yes\",'Input| Prices'!J$55,1)","v":0},{"$f":"'Input | Comms, IT, Other'!K214*'Input | Comms, IT, Other'!$L57*IF('Input | Comms, IT, Other'!$K57=\"Yes\",'Input| Prices'!K$55,1)","v":0},{"$f":"'Input | Comms, IT, Other'!L214*'Input | Comms, IT, Other'!$L57*IF('Input | Comms, IT, Other'!$K57=\"Yes\",'Input| Prices'!L$55,1)","v":0},{"$f":"'Input | Comms, IT, Other'!M214*'Input | Comms, IT, Other'!$L57*IF('Input | Comms, IT, Other'!$K57=\"Yes\",'Input| Prices'!M$55,1)","v":0},{"$f":"'Input | Comms, IT, Other'!N214*'Input | Comms, IT, Other'!$L57*IF('Input | Comms, IT, Other'!$K57=\"Yes\",'Input| Prices'!N$55,1)","v":0},{"$f":"'Input | Comms, IT, Other'!O214*'Input | Comms, IT, Other'!$L57*IF('Input | Comms, IT, Other'!$K57=\"Yes\",'Input| Prices'!O$55,1)","v":0},{"$f":"'Input | Comms, IT, Other'!P214*'Input | Comms, IT, Other'!$L57*IF('Input | Comms, IT, Other'!$K57=\"Yes\",'Input| Prices'!P$55,1)","v":0},{"$f":"'Input | Comms, IT, Other'!Q214*'Input | Comms, IT, Other'!$L57*IF('Input | Comms, IT, Other'!$K57=\"Yes\",'Input| Prices'!Q$55,1)","v":0}]
[null,null,null,null,0,0,"$dollars","2024-06-01",null,{"$f":"'Input | Comms, IT, Other'!J215*'Input | Comms, IT, Other'!$L58*IF('Input | Comms, IT, Other'!$K58=\"Yes\",'Input| Prices'!J$55,1)","v":0},{"$f":"'Input | Comms, IT, Other'!K215*'Input | Comms, IT, Other'!$L58*IF('Input | Comms, IT, Other'!$K58=\"Yes\",'Input| Prices'!K$55,1)","v":0},{"$f":"'Input | Comms, IT, Other'!L215*'Input | Comms, IT, Other'!$L58*IF('Input | Comms, IT, Other'!$K58=\"Yes\",'Input| Prices'!L$55,1)","v":0},{"$f":"'Input | Comms, IT, Other'!M215*'Input | Comms, IT, Other'!$L58*IF('Input | Comms, IT, Other'!$K58=\"Yes\",'Input| Prices'!M$55,1)","v":0},{"$f":"'Input | Comms, IT, Other'!N215*'Input | Comms, IT, Other'!$L58*IF('Input | Comms, IT, Other'!$K58=\"Yes\",'Input| Prices'!N$55,1)","v":0},{"$f":"'Input | Comms, IT, Other'!O215*'Input | Comms, IT, Other'!$L58*IF('Input | Comms, IT, Other'!$K58=\"Yes\",'Input| Prices'!O$55,1)","v":0},{"$f":"'Input | Comms, IT, Other'!P215*'Input | Comms, IT, Other'!$L58*IF('Input | Comms, IT, Other'!$K58=\"Yes\",'Input| Prices'!P$55,1)","v":0},{"$f":"'Input | Comms, IT, Other'!Q215*'Input | Comms, IT, Other'!$L58*IF('Input | Comms, IT, Other'!$K58=\"Yes\",'Input| Prices'!Q$55,1)","v":0}]
[null,null,null,null,0,0,"$dollars","2024-06-01",null,{"$f":"'Input | Comms, IT, Other'!J216*'Input | Comms, IT, Other'!$L59*IF('Input | Comms, IT, Other'!$K59=\"Yes\",'Input| Prices'!J$55,1)","v":0},{"$f":"'Input | Comms, IT, Other'!K216*'Input | Comms, IT, Other'!$L59*IF('Input | Comms, IT, Other'!$K59=\"Yes\",'Input| Prices'!K$55,1)","v":0},{"$f":"'Input | Comms, IT, Other'!L216*'Input | Comms, IT, Other'!$L59*IF('Input | Comms, IT, Other'!$K59=\"Yes\",'Input| Prices'!L$55,1)","v":0},{"$f":"'Input | Comms, IT, Other'!M216*'Input | Comms, IT, Other'!$L59*IF('Input | Comms, IT, Other'!$K59=\"Yes\",'Input| Prices'!M$55,1)","v":0},{"$f":"'Input | Comms, IT, Other'!N216*'Input | Comms, IT, Other'!$L59*IF('Input | Comms, IT, Other'!$K59=\"Yes\",'Input| Prices'!N$55,1)","v":0},{"$f":"'Input | Comms, IT, Other'!O216*'Input | Comms, IT, Other'!$L59*IF('Input | Comms, IT, Other'!$K59=\"Yes\",'Input| Prices'!O$55,1)","v":0},{"$f":"'Input | Comms, IT, Other'!P216*'Input | Comms, IT, Other'!$L59*IF('Input | Comms, IT, Other'!$K59=\"Yes\",'Input| Prices'!P$55,1)","v":0},{"$f":"'Input | Comms, IT, Other'!Q216*'Input | Comms, IT, Other'!$L59*IF('Input | Comms, IT, Other'!$K59=\"Yes\",'Input| Prices'!Q$55,1)","v":0}]
[null,null,null,null,0,0,"$dollars","2024-06-01",null,{"$f":"'Input | Comms, IT, Other'!J217*'Input | Comms, IT, Other'!$L60*IF('Input | Comms, IT, Other'!$K60=\"Yes\",'Input| Prices'!J$55,1)","v":0},{"$f":"'Input | Comms, IT, Other'!K217*'Input | Comms, IT, Other'!$L60*IF('Input | Comms, IT, Other'!$K60=\"Yes\",'Input| Prices'!K$55,1)","v":0},{"$f":"'Input | Comms, IT, Other'!L217*'Input | Comms, IT, Other'!$L60*IF('Input | Comms, IT, Other'!$K60=\"Yes\",'Input| Prices'!L$55,1)","v":0},{"$f":"'Input | Comms, IT, Other'!M217*'Input | Comms, IT, Other'!$L60*IF('Input | Comms, IT, Other'!$K60=\"Yes\",'Input| Prices'!M$55,1)","v":0},{"$f":"'Input | Comms, IT, Other'!N217*'Input | Comms, IT, Other'!$L60*IF('Input | Comms, IT, Other'!$K60=\"Yes\",'Input| Prices'!N$55,1)","v":0},{"$f":"'Input | Comms, IT, Other'!O217*'Input | Comms, IT, Other'!$L60*IF('Input | Comms, IT, Other'!$K60=\"Yes\",'Input| Prices'!O$55,1)","v":0},{"$f":"'Input | Comms, IT, Other'!P217*'Input | Comms, IT, Other'!$L60*IF('Input | Comms, IT, Other'!$K60=\"Yes\",'Input| Prices'!P$55,1)","v":0},{"$f":"'Input | Comms, IT, Other'!Q217*'Input | Comms, IT, Other'!$L60*IF('Input | Comms, IT, Other'!$K60=\"Yes\",'Input| Prices'!Q$55,1)","v":0}]
[null,null,null,null,0,0,"$dollars","2024-06-01",null,{"$f":"'Input | Comms, IT, Other'!J218*'Input | Comms, IT, Other'!$L61*IF('Input | Comms, IT, Other'!$K61=\"Yes\",'Input| Prices'!J$55,1)","v":0},{"$f":"'Input | Comms, IT, Other'!K218*'Input | Comms, IT, Other'!$L61*IF('Input | Comms, IT, Other'!$K61=\"Yes\",'Input| Prices'!K$55,1)","v":0},{"$f":"'Input | Comms, IT, Other'!L218*'Input | Comms, IT, Other'!$L61*IF('Input | Comms, IT, Other'!$K61=\"Yes\",'Input| Prices'!L$55,1)","v":0},{"$f":"'Input | Comms, IT, Other'!M218*'Input | Comms, IT, Other'!$L61*IF('Input | Comms, IT, Other'!$K61=\"Yes\",'Input| Prices'!M$55,1)","v":0},{"$f":"'Input | Comms, IT, Other'!N218*'Input | Comms, IT, Other'!$L61*IF('Input | Comms, IT, Other'!$K61=\"Yes\",'Input| Prices'!N$55,1)","v":0},{"$f":"'Input | Comms, IT, Other'!O218*'Input | Comms, IT, Other'!$L61*IF('Input | Comms, IT, Other'!$K61=\"Yes\",'Input| Prices'!O$55,1)","v":0},{"$f":"'Input | Comms, IT, Other'!P218*'Input | Comms, IT, Other'!$L61*IF('Input | Comms, IT, Other'!$K61=\"Yes\",'Input| Prices'!P$55,1)","v":0},{"$f":"'Input | Comms, IT, Other'!Q218*'Input | Comms, IT, Other'!$L61*IF('Input | Comms, IT, Other'!$K61=\"Yes\",'Input| Prices'!Q$55,1)","v":0}]
[null,null,null,null,0,0,"$dollars","2024-06-01",null,{"$f":"'Input | Comms, IT, Other'!J219*'Input | Comms, IT, Other'!$L62*IF('Input | Comms, IT, Other'!$K62=\"Yes\",'Input| Prices'!J$55,1)","v":0},{"$f":"'Input | Comms, IT, Other'!K219*'Input | Comms, IT, Other'!$L62*IF('Input | Comms, IT, Other'!$K62=\"Yes\",'Input| Prices'!K$55,1)","v":0},{"$f":"'Input | Comms, IT, Other'!L219*'Input | Comms, IT, Other'!$L62*IF('Input | Comms, IT, Other'!$K62=\"Yes\",'Input| Prices'!L$55,1)","v":0},{"$f":"'Input | Comms, IT, Other'!M219*'Input | Comms, IT, Other'!$L62*IF('Input | Comms, IT, Other'!$K62=\"Yes\",'Input| Prices'!M$55,1)","v":0},{"$f":"'Input | Comms, IT, Other'!N219*'Input | Comms, IT, Other'!$L62*IF('Input | Comms, IT, Other'!$K62=\"Yes\",'Input| Prices'!N$55,1)","v":0},{"$f":"'Input | Comms, IT, Other'!O219*'Input | Comms, IT, Other'!$L62*IF('Input | Comms, IT, Other'!$K62=\"Yes\",'Input| Prices'!O$55,1)","v":0},{"$f":"'Input | Comms, IT, Other'!P219*'Input | Comms, IT, Other'!$L62*IF('Input | Comms, IT, Other'!$K62=\"Yes\",'Input| Prices'!P$55,1)","v":0},{"$f":"'Input | Comms, IT, Other'!Q219*'Input | Comms, IT, Other'!$L62*IF('Input | Comms, IT, Other'!$K62=\"Yes\",'Input| Prices'!Q$55,1)","v":0}]
[null,null,null,null,0,0,"$dollars","2024-06-01",null,{"$f":"'Input | Comms, IT, Other'!J220*'Input | Comms, IT, Other'!$L63*IF('Input | Comms, IT, Other'!$K63=\"Yes\",'Input| Prices'!J$55,1)","v":0},{"$f":"'Input | Comms, IT, Other'!K220*'Input | Comms, IT, Other'!$L63*IF('Input | Comms, IT, Other'!$K63=\"Yes\",'Input| Prices'!K$55,1)","v":0},{"$f":"'Input | Comms, IT, Other'!L220*'Input | Comms, IT, Other'!$L63*IF('Input | Comms, IT, Other'!$K63=\"Yes\",'Input| Prices'!L$55,1)","v":0},{"$f":"'Input | Comms, IT, Other'!M220*'Input | Comms, IT, Other'!$L63*IF('Input | Comms, IT, Other'!$K63=\"Yes\",'Input| Prices'!M$55,1)","v":0},{"$f":"'Input | Comms, IT, Other'!N220*'Input | Comms, IT, Other'!$L63*IF('Input | Comms, IT, Other'!$K63=\"Yes\",'Input| Prices'!N$55,1)","v":0},{"$f":"'Input | Comms, IT, Other'!O220*'Input | Comms, IT, Other'!$L63*IF('Input | Comms, IT, Other'!$K63=\"Yes\",'Input| Prices'!O$55,1)","v":0},{"$f":"'Input | Comms, IT, Other'!P220*'Input | Comms, IT, Other'!$L63*IF('Input | Comms, IT, Other'!$K63=\"Yes\",'Input| Prices'!P$55,1)","v":0},{"$f":"'Input | Comms, IT, Other'!Q220*'Input | Comms, IT, Other'!$L63*IF('Input | Comms, IT, Other'!$K63=\"Yes\",'Input| Prices'!Q$55,1)","v":0}]
[null,null,null,null,0,0,"$dollars","2024-06-01",null,{"$f":"'Input | Comms, IT, Other'!J221*'Input | Comms, IT, Other'!$L64*IF('Input | Comms, IT, Other'!$K64=\"Yes\",'Input| Prices'!J$55,1)","v":0},{"$f":"'Input | Comms, IT, Other'!K221*'Input | Comms, IT, Other'!$L64*IF('Input | Comms, IT, Other'!$K64=\"Yes\",'Input| Prices'!K$55,1)","v":0},{"$f":"'Input | Comms, IT, Other'!L221*'Input | Comms, IT, Other'!$L64*IF('Input | Comms, IT, Other'!$K64=\"Yes\",'Input| Prices'!L$55,1)","v":0},{"$f":"'Input | Comms, IT, Other'!M221*'Input | Comms, IT, Other'!$L64*IF('Input | Comms, IT, Other'!$K64=\"Yes\",'Input| Prices'!M$55,1)","v":0},{"$f":"'Input | Comms, IT, Other'!N221*'Input | Comms, IT, Other'!$L64*IF('Input | Comms, IT, Other'!$K64=\"Yes\",'Input| Prices'!N$55,1)","v":0},{"$f":"'Input | Comms, IT, Other'!O221*'Input | Comms, IT, Other'!$L64*IF('Input | Comms, IT, Other'!$K64=\"Yes\",'Input| Prices'!O$55,1)","v":0},{"$f":"'Input | Comms, IT, Other'!P221*'Input | Comms, IT, Other'!$L64*IF('Input | Comms, IT, Other'!$K64=\"Yes\",'Input| Prices'!P$55,1)","v":0},{"$f":"'Input | Comms, IT, Other'!Q221*'Input | Comms, IT, Other'!$L64*IF('Input | Comms, IT, Other'!$K64=\"Yes\",'Input| Prices'!Q$55,1)","v":0}]
[null,null,null,null,"Total",null,null,"2024-06-01",null,{"$f":"SUM(J36:J55)","v":0},487620,493245,659250,633375,518580,526275,529177.48283325846]
[]
[null,"e","Overheads cost"]
[null,null,null,null,"Equipment Type","Action/Driver","Units","Basis",null,{"$f":"'Input | Comms, IT, Other'!J$82","v":"2023-24"},{"$f":"'Input | Comms, IT, Other'!K$82","v":"2024-25"},{"$f":"'Input | Comms, IT, Other'!L$82","v":"2025-26"},{"$f":"'Input | Comms, IT, Other'!M$82","v":"2026-27"},{"$f":"'Input | Comms, IT, Other'!N$82","v":"2027-28"},{"$f":"'Input | Comms, IT, Other'!O$82","v":"2028-29"},{"$f":"'Input | Comms, IT, Other'!P$82","v":"2029-30"},{"$f":"'Input | Comms, IT, Other'!Q$82","v":"2030-31"}]
[null,null,null,null,{"$f":"ICC_AllocFields","v":"Access Points"},"Growth","$dollars",{"$f":"Basis_Capex","v":"2024-06-01"},null,{"$f":"'Input | Comms, IT, Other'!$N45*(J12+J36)","v":0},{"$f":"'Input | Comms, IT, Other'!$N45*(K12+K36)","v":3252.6266329999999},{"$f":"'Input | Comms, IT, Other'!$N45*(L12+L36)","v":3252.6266329999999},{"$f":"'Input | Comms, IT, Other'!$N45*(M12+M36)","v":126039.28202875001},{"$f":"'Input | Comms, IT, Other'!$N45*(N12+N36)","v":103270.89559775},{"$f":"'Input | Comms, IT, Other'!$N45*(O12+O36)","v":8131.5665825000005},{"$f":"'Input | Comms, IT, Other'!$N45*(P12+P36)","v":8131.5665825000005},{"$f":"'Input | Comms, IT, Other'!$N45*(Q12+Q36)","v":4065.7832912500003}]
[null,null,null,null,"Relays","Growth","$dollars","2024-06-01",null,{"$f":"'Input | Comms, IT, Other'!$N46*(J13+J37)","v":0},{"$f":"'Input | Comms, IT, Other'!$N46*(K13+K37)","v":770.07880290000014},{"$f":"'Input | Comms, IT, Other'!$N46*(L13+L37)","v":770.07880290000014},{"$f":"'Input | Comms, IT, Other'!$N46*(M13+M37)","v":770.07880290000014},{"$f":"'Input | Comms, IT, Other'!$N46*(N13+N37)","v":770.07880290000014},{"$f":"'Input | Comms, IT, Other'!$N46*(O13+O37)","v":770.07880290000014},{"$f":"'Input | Comms, IT, Other'!$N46*(P13+P37)","v":770.07880290000014},{"$f":"'Input | Comms, IT, Other'!$N46*(Q13+Q37)","v":770.07880290000014}]
[null,null,null,null,"Antennas","Growth","$dollars","2024-06-01",null,{"$f":"'Input | Comms, IT, Other'!$N47*(J14+J38)","v":0},{"$f":"'Input | Comms, IT, Other'!$N47*(K14+K38)","v":869.89002000000005},{"$f":"'Input | Comms, IT, Other'!$N47*(L14+L38)","v":869.89002000000005},{"$f":"'Input | Comms, IT, Other'!$N47*(M14+M38)","v":869.89002000000005},{"$f":"'Input | Comms, IT, Other'!$N47*(N14+N38)","v":869.89002000000005},{"$f":"'Input | Comms, IT, Other'!$N47*(O14+O38)","v":869.89002000000005},{"$f":"'Input | Comms, IT, Other'!$N47*(P14+P38)","v":869.89002000000005},{"$f":"'Input | Comms, IT, Other'!$N47*(Q14+Q38)","v":869.89002000000005}]
[null,null,null,null,"Batteries","Growth","$dollars","2024-06-01",null,{"$f":"'Input | Comms, IT, Other'!$N48*(J15+J39)","v":0},{"$f":"'Input | Comms, IT, Other'!$N48*(K15+K39)","v":0},{"$f":"'Input | Comms, IT, Other'!$N48*(L15+L39)","v":0},{"$f":"'Input | Comms, IT, Other'!$N48*(M15+M39)","v":0},{"$f":"'Input | Comms, IT, Other'!$N48*(N15+N39)","v":0},{"$f":"'Input | Comms, IT, Other'!$N48*(O15+O39)","v":0},{"$f":"'Input | Comms, IT, Other'!$N48*(P15+P39)","v":0},{"$f":"'Input | Comms, IT, Other'!$N48*(Q15+Q39)","v":0}]
[null,null,null,null,"Access Points","Replacements - faults and failures","$dollars","2024-06-01",null,{"$f":"'Input | Comms, IT, Other'!$N49*(J16+J40)","v":0},{"$f":"'Input | Comms, IT, Other'!$N49*(K16+K40)","v":9757.8798989999996},{"$f":"'Input | Comms, IT, Other'!$N49*(L16+L40)","v":9757.8798989999996},{"$f":"'Input | Comms, IT, Other'!$N49*(M16+M40)","v":11384.193215499999},{"$f":"'Input | Comms, IT, Other'!$N49*(N16+N40)","v":12197.349873749999},{"$f":"'Input | Comms, IT, Other'!$N49*(O16+O40)","v":11384.193215499999},{"$f":"'Input | Comms, IT, Other'!$N49*(P16+P40)","v":13010.506531999999},{"$f":"'Input | Comms, IT, Other'!$N49*(Q16+Q40)","v":14636.819848500001}]
[null,null,null,null,"Batteries","Replacements - faults and failures","$dollars","2024-06-01",null,{"$f":"'Input | Comms, IT, Other'!$N50*(J17+J41)","v":0},{"$f":"'Input | Comms, IT, Other'!$N50*(K17+K41)","v":408.47236060000006},{"$f":"'Input | Comms, IT, Other'!$N50*(L17+L41)","v":408.47236060000006},{"$f":"'Input | Comms, IT, Other'!$N50*(M17+M41)","v":510.59045075000006},{"$f":"'Input | Comms, IT, Other'!$N50*(N17+N41)","v":510.59045075000006},{"$f":"'Input | Comms, IT, Other'!$N50*(O17+O41)","v":510.59045075000006},{"$f":"'Input | Comms, IT, Other'!$N50*(P17+P41)","v":510.59045075000006},{"$f":"'Input | Comms, IT, Other'!$N50*(Q17+Q41)","v":467.18831461973718}]
[null,null,null,null,"Modems","Replacements - faults and failures","$dollars","2024-06-01",null,{"$f":"'Input | Comms, IT, Other'!$N51*(J18+J42)","v":0},{"$f":"'Input | Comms, IT, Other'!$N51*(K18+K42)","v":72398.332500000004},{"$f":"'Input | Comms, IT, Other'!$N51*(L18+L42)","v":73303.311656250007},{"$f":"'Input | Comms, IT, Other'!$N51*(M18+M42)","v":74237.250145500002},{"$f":"'Input | Comms, IT, Other'!$N51*(N18+N42)","v":75142.229301750005},{"$f":"'Input | Comms, IT, Other'!$N51*(O18+O42)","v":76076.167791},{"$f":"'Input | Comms, IT, Other'!$N51*(P18+P42)","v":77024.585946749998},{"$f":"'Input | Comms, IT, Other'!$N51*(Q18+Q42)","v":77987.483769000013}]
[null,null,null,null,"MicroAP 4G","Replacements - faults and failures","$dollars","2024-06-01",null,{"$f":"'Input | Comms, IT, Other'!$N52*(J19+J43)","v":0},{"$f":"'Input | Comms, IT, Other'!$N52*(K19+K43)","v":2483.3883599999999},{"$f":"'Input | Comms, IT, Other'!$N52*(L19+L43)","v":2483.3883599999999},{"$f":"'Input | Comms, IT, Other'!$N52*(M19+M43)","v":2483.3883599999999},{"$f":"'Input | Comms, IT, Other'!$N52*(N19+N43)","v":2483.3883599999999},{"$f":"'Input | Comms, IT, Other'!$N52*(O19+O43)","v":2483.3883599999999},{"$f":"'Input | Comms, IT, Other'!$N52*(P19+P43)","v":2483.3883599999999},{"$f":"'Input | Comms, IT, Other'!$N52*(Q19+Q43)","v":2483.3883599999999}]
[null,null,null,null,"MicroAP 4G","Growth","$dollars","2024-06-01",null,{"$f":"'Input | Comms, IT, Other'!$N53*(J20+J44)","v":0},{"$f":"'Input | Comms, IT, Other'!$N53*(K20+K44)","v":248.33883600000001},{"$f":"'Input | Comms, IT, Other'!$N53*(L20+L44)","v":248.33883600000001},{"$f":"'Input | Comms, IT, Other'!$N53*(M20+M44)","v":7698.5039160000006},{"$f":"'Input | Comms, IT, Other'!$N53*(N20+N44)","v":5215.1155560000007},{"$f":"'Input | Comms, IT, Other'!$N53*(O20+O44)","v":248.33883600000001},{"$f":"'Input | Comms, IT, Other'!$N53*(P20+P44)","v":248.33883600000001},{"$f":"'Input | Comms, IT, Other'!$N53*(Q20+Q44)","v":248.33883600000001}]
[null,null,null,null,0,0,"$dollars","2024-06-01",null,{"$f":"'Input | Comms, IT, Other'!$N54*(J21+J45)","v":0},{"$f":"'Input | Comms, IT, Other'!$N54*(K21+K45)","v":0},{"$f":"'Input | Comms, IT, Other'!$N54*(L21+L45)","v":0},{"$f":"'Input | Comms, IT, Other'!$N54*(M21+M45)","v":0},{"$f":"'Input | Comms, IT, Other'!$N54*(N21+N45)","v":0},{"$f":"'Input | Comms, IT, Other'!$N54*(O21+O45)","v":0},{"$f":"'Input | Comms, IT, Other'!$N54*(P21+P45)","v":0},{"$f":"'Input | Comms, IT, Other'!$N54*(Q21+Q45)","v":0}]
[null,null,null,null,0,0,"$dollars","2024-06-01",null,{"$f":"'Input | Comms, IT, Other'!$N55*(J22+J46)","v":0},{"$f":"'Input | Comms, IT, Other'!$N55*(K22+K46)","v":0},{"$f":"'Input | Comms, IT, Other'!$N55*(L22+L46)","v":0},{"$f":"'Input | Comms, IT, Other'!$N55*(M22+M46)","v":0},{"$f":"'Input | Comms, IT, Other'!$N55*(N22+N46)","v":0},{"$f":"'Input | Comms, IT, Other'!$N55*(O22+O46)","v":0},{"$f":"'Input | Comms, IT, Other'!$N55*(P22+P46)","v":0},{"$f":"'Input | Comms, IT, Other'!$N55*(Q22+Q46)","v":0}]
[null,null,null,null,0,0,"$dollars","2024-06-01",null,{"$f":"'Input | Comms, IT, Other'!$N56*(J23+J47)","v":0},{"$f":"'Input | Comms, IT, Other'!$N56*(K23+K47)","v":0},{"$f":"'Input | Comms, IT, Other'!$N56*(L23+L47)","v":0},{"$f":"'Input | Comms, IT, Other'!$N56*(M23+M47)","v":0},{"$f":"'Input | Comms, IT, Other'!$N56*(N23+N47)","v":0},{"$f":"'Input | Comms, IT, Other'!$N56*(O23+O47)","v":0},{"$f":"'Input | Comms, IT, Other'!$N56*(P23+P47)","v":0},{"$f":"'Input | Comms, IT, Other'!$N56*(Q23+Q47)","v":0}]
[null,null,null,null,0,0,"$dollars","2024-06-01",null,{"$f":"'Input | Comms, IT, Other'!$N57*(J24+J48)","v":0},{"$f":"'Input | Comms, IT, Other'!$N57*(K24+K48)","v":0},{"$f":"'Input | Comms, IT, Other'!$N57*(L24+L48)","v":0},{"$f":"'Input | Comms, IT, Other'!$N57*(M24+M48)","v":0},{"$f":"'Input | Comms, IT, Other'!$N57*(N24+N48)","v":0},{"$f":"'Input | Comms, IT, Other'!$N57*(O24+O48)","v":0},{"$f":"'Input | Comms, IT, Other'!$N57*(P24+P48)","v":0},{"$f":"'Input | Comms, IT, Other'!$N57*(Q24+Q48)","v":0}]
[null,null,null,null,0,0,"$dollars","2024-06-01",null,{"$f":"'Input | Comms, IT, Other'!$N58*(J25+J49)","v":0},{"$f":"'Input | Comms, IT, Other'!$N58*(K25+K49)","v":0},{"$f":"'Input | Comms, IT, Other'!$N58*(L25+L49)","v":0},{"$f":"'Input | Comms, IT, Other'!$N58*(M25+M49)","v":0},{"$f":"'Input | Comms, IT, Other'!$N58*(N25+N49)","v":0},{"$f":"'Input | Comms, IT, Other'!$N58*(O25+O49)","v":0},{"$f":"'Input | Comms, IT, Other'!$N58*(P25+P49)","v":0},{"$f":"'Input | Comms, IT, Other'!$N58*(Q25+Q49)","v":0}]
[null,null,null,null,0,0,"$dollars","2024-06-01",null,{"$f":"'Input | Comms, IT, Other'!$N59*(J26+J50)","v":0},{"$f":"'Input | Comms, IT, Other'!$N59*(K26+K50)","v":0},{"$f":"'Input | Comms, IT, Other'!$N59*(L26+L50)","v":0},{"$f":"'Input | Comms, IT, Other'!$N59*(M26+M50)","v":0},{"$f":"'Input | Comms, IT, Other'!$N59*(N26+N50)","v":0},{"$f":"'Input | Comms, IT, Other'!$N59*(O26+O50)","v":0},{"$f":"'Input | Comms, IT, Other'!$N59*(P26+P50)","v":0},{"$f":"'Input | Comms, IT, Other'!$N59*(Q26+Q50)","v":0}]
[null,null,null,null,0,0,"$dollars","2024-06-01",null,{"$f":"'Input | Comms, IT, Other'!$N60*(J27+J51)","v":0},{"$f":"'Input | Comms, IT, Other'!$N60*(K27+K51)","v":0},{"$f":"'Input | Comms, IT, Other'!$N60*(L27+L51)","v":0},{"$f":"'Input | Comms, IT, Other'!$N60*(M27+M51)","v":0},{"$f":"'Input | Comms, IT, Other'!$N60*(N27+N51)","v":0},{"$f":"'Input | Comms, IT, Other'!$N60*(O27+O51)","v":0},{"$f":"'Input | Comms, IT, Other'!$N60*(P27+P51)","v":0},{"$f":"'Input | Comms, IT, Other'!$N60*(Q27+Q51)","v":0}]
[null,null,null,null,0,0,"$dollars","2024-06-01",null,{"$f":"'Input | Comms, IT, Other'!$N61*(J28+J52)","v":0},{"$f":"'Input | Comms, IT, Other'!$N61*(K28+K52)","v":0},{"$f":"'Input | Comms, IT, Other'!$N61*(L28+L52)","v":0},{"$f":"'Input | Comms, IT, Other'!$N61*(M28+M52)","v":0},{"$f":"'Input | Comms, IT, Other'!$N61*(N28+N52)","v":0},{"$f":"'Input | Comms, IT, Other'!$N61*(O28+O52)","v":0},{"$f":"'Input | Comms, IT, Other'!$N61*(P28+P52)","v":0},{"$f":"'Input | Comms, IT, Other'!$N61*(Q28+Q52)","v":0}]
[null,null,null,null,0,0,"$dollars","2024-06-01",null,{"$f":"'Input | Comms, IT, Other'!$N62*(J29+J53)","v":0},{"$f":"'Input | Comms, IT, Other'!$N62*(K29+K53)","v":0},{"$f":"'Input | Comms, IT, Other'!$N62*(L29+L53)","v":0},{"$f":"'Input | Comms, IT, Other'!$N62*(M29+M53)","v":0},{"$f":"'Input | Comms, IT, Other'!$N62*(N29+N53)","v":0},{"$f":"'Input | Comms, IT, Other'!$N62*(O29+O53)","v":0},{"$f":"'Input | Comms, IT, Other'!$N62*(P29+P53)","v":0},{"$f":"'Input | Comms, IT, Other'!$N62*(Q29+Q53)","v":0}]
[null,null,null,null,0,0,"$dollars","2024-06-01",null,{"$f":"'Input | Comms, IT, Other'!$N63*(J30+J54)","v":0},{"$f":"'Input | Comms, IT, Other'!$N63*(K30+K54)","v":0},{"$f":"'Input | Comms, IT, Other'!$N63*(L30+L54)","v":0},{"$f":"'Input | Comms, IT, Other'!$N63*(M30+M54)","v":0},{"$f":"'Input | Comms, IT, Other'!$N63*(N30+N54)","v":0},{"$f":"'Input | Comms, IT, Other'!$N63*(O30+O54)","v":0},{"$f":"'Input | Comms, IT, Other'!$N63*(P30+P54)","v":0},{"$f":"'Input | Comms, IT, Other'!$N63*(Q30+Q54)","v":0}]
[null,null,null,null,0,0,"$dollars","2024-06-01",null,{"$f":"'Input | Comms, IT, Other'!$N64*(J31+J55)","v":0},{"$f":"'Input | Comms, IT, Other'!$N64*(K31+K55)","v":0},{"$f":"'Input | Comms, IT, Other'!$N64*(L31+L55)","v":0},{"$f":"'Input | Comms, IT, Other'!$N64*(M31+M55)","v":0},{"$f":"'Input | Comms, IT, Other'!$N64*(N31+N55)","v":0},{"$f":"'Input | Comms, IT, Other'!$N64*(O31+O55)","v":0},{"$f":"'Input | Comms, IT, Other'!$N64*(P31+P55)","v":0},{"$f":"'Input | Comms, IT, Other'!$N64*(Q31+Q55)","v":0}]
[null,null,null,null,"Total",null,"$dollars","2024-06-01",null,{"$f":"SUM(J60:J79)","v":0},90189.007411500002,91093.986567750006,223993.1769394,200459.53796290001,100474.21405864999,103048.94553089999,101528.97124226973]
[]
[]
[]
["CALC | Capex Allocation"]
[]
[]
[null,null,null,null,null,null,null,null,null,1,2,3,4,5,6,7,8]
[null,null,null,null,null,null,null,null,null,{"$f":"'Input | Comms, IT, Other'!J$82","v":"2023-24"},{"$f":"'Input | Comms, IT, Other'!K$82","v":"2024-25"},{"$f":"'Input | Comms, IT, Other'!L$82","v":"2025-26"},{"$f":"'Input | Comms, IT, Other'!M$82","v":"2026-27"},{"$f":"'Input | Comms, IT, Other'!N$82","v":"2027-28"},{"$f":"'Input | Comms, IT, Other'!O$82","v":"2028-29"},{"$f":"'Input | Comms, IT, Other'!P$82","v":"2029-30"},{"$f":"'Input | Comms, IT, Other'!Q$82","v":"2030-31"}]
[null,"a","Comms"]
[]
[null,null,null,null,null,"ACS","Units","Basis",null,{"$f":"'Input | Comms, IT, Other'!J$82","v":"2023-24"},{"$f":"'Input | Comms, IT, Other'!K$82","v":"2024-25"},{"$f":"'Input | Comms, IT, Other'!L$82","v":"2025-26"},{"$f":"'Input | Comms, IT, Other'!M$82","v":"2026-27"},{"$f":"'Input | Comms, IT, Other'!N$82","v":"2027-28"},{"$f":"'Input | Comms, IT, Other'!O$82","v":"2028-29"},{"$f":"'Input | Comms, IT, Other'!P$82","v":"2029-30"},{"$f":"'Input | Comms, IT, Other'!Q$82","v":"2030-31"}]
[null,null,null,null,null,"Equipment cost","$dollars",{"$f":"Basis_Capex","v":"2024-06-01"},null,{"$f":"SUMPRODUCT(INDEX(ICC_Calc_Equip,,J$87),(1-ICC_ScsAlloc))","v":0},{"$f":"SUMPRODUCT(INDEX(ICC_Calc_Equip,,K$87),(1-ICC_ScsAlloc))","v":658080.07411499997},{"$f":"SUMPRODUCT(INDEX(ICC_Calc_Equip,,L$87),(1-ICC_ScsAlloc))","v":664317.36567750003},{"$f":"SUMPRODUCT(INDEX(ICC_Calc_Equip,,M$87),(1-ICC_ScsAlloc))","v":1910306.7693940001},{"$f":"SUMPRODUCT(INDEX(ICC_Calc_Equip,,N$87),(1-ICC_ScsAlloc))","v":1687907.8796290001},{"$f":"SUMPRODUCT(INDEX(ICC_Calc_Equip,,O$87),(1-ICC_ScsAlloc))","v":745452.14058649994},{"$f":"SUMPRODUCT(INDEX(ICC_Calc_Equip,,P$87),(1-ICC_ScsAlloc))","v":767351.95530899998},{"$f":"SUMPRODUCT(INDEX(ICC_Calc_Equip,,Q$87),(1-ICC_ScsAlloc))","v":750700.97100606817}]
[null,null,null,null,null,"Installation cost","$dollars",{"$f":"Basis_Capex","v":"2024-06-01"},null,{"$f":"SUMPRODUCT(INDEX(ICC_Calc_Install,,J$87),(1-ICC_ScsAlloc))","v":0},{"$f":"SUMPRODUCT(INDEX(ICC_Calc_Install,,K$87),(1-ICC_ScsAlloc))","v":243810},{"$f":"SUMPRODUCT(INDEX(ICC_Calc_Install,,L$87),(1-ICC_ScsAlloc))","v":246622.5},{"$f":"SUMPRODUCT(INDEX(ICC_Calc_Install,,M$87),(1-ICC_ScsAlloc))","v":329625},{"$f":"SUMPRODUCT(INDEX(ICC_Calc_Install,,N$87),(1-ICC_ScsAlloc))","v":316687.5},{"$f":"SUMPRODUCT(INDEX(ICC_Calc_Install,,O$87),(1-ICC_ScsAlloc))","v":259290},{"$f":"SUMPRODUCT(INDEX(ICC_Calc_Install,,P$87),(1-ICC_ScsAlloc))","v":263137.5},{"$f":"SUMPRODUCT(INDEX(ICC_Calc_Install,,Q$87),(1-ICC_ScsAlloc))","v":264588.74141662923}]
[null,null,null,null,null,"Project cost","$dollars",{"$f":"Basis_Capex","v":"2024-06-01"},null,{"$f":"SUMPRODUCT(INDEX(ICC_ProjectComCost,,J$87),(1-ICC_ProjectComSCS),(ICC_ProjectComInclLab*('Input| Prices'!J$55-1)+1),ICC_ProjectComLabWeight)\n+SUMPRODUCT(INDEX(ICC_ProjectComCost,,J$87),(1-ICC_ProjectComSCS),(ICC_ProjectComInclNonLab*('Input| Prices'!J$59-1)+1),(1-ICC_ProjectComLabWeight))","v":0},{"$f":"SUMPRODUCT(INDEX(ICC_ProjectComCost,,K$87),(1-ICC_ProjectComSCS),(ICC_ProjectComInclLab*('Input| Prices'!K$55-1)+1),ICC_ProjectComLabWeight)\n+SUMPRODUCT(INDEX(ICC_ProjectComCost,,K$87),(1-ICC_ProjectComSCS),(ICC_ProjectComInclNonLab*('Input| Prices'!K$59-1)+1),(1-ICC_ProjectComLabWeight))","v":0},{"$f":"SUMPRODUCT(INDEX(ICC_ProjectComCost,,L$87),(1-ICC_ProjectComSCS),(ICC_ProjectComInclLab*('Input| Prices'!L$55-1)+1),ICC_ProjectComLabWeight)\n+SUMPRODUCT(INDEX(ICC_ProjectComCost,,L$87),(1-ICC_ProjectComSCS),(ICC_ProjectComInclNonLab*('Input| Prices'!L$59-1)+1),(1-ICC_ProjectComLabWeight))","v":0},{"$f":"SUMPRODUCT(INDEX(ICC_ProjectComCost,,M$87),(1-ICC_ProjectComSCS),(ICC_ProjectComInclLab*('Input| Prices'!M$55-1)+1),ICC_ProjectComLabWeight)\n+SUMPRODUCT(INDEX(ICC_ProjectComCost,,M$87),(1-ICC_ProjectComSCS),(ICC_ProjectComInclNonLab*('Input| Prices'!M$59-1)+1),(1-ICC_ProjectComLabWeight))","v":0},{"$f":"SUMPRODUCT(INDEX(ICC_ProjectComCost,,N$87),(1-ICC_ProjectComSCS),(ICC_ProjectComInclLab*('Input| Prices'!N$55-1)+1),ICC_ProjectComLabWeight)\n+SUMPRODUCT(INDEX(ICC_ProjectComCost,,N$87),(1-ICC_ProjectComSCS),(ICC_ProjectComInclNonLab*('Input| Prices'!N$59-1)+1),(1-ICC_ProjectComLabWeight))","v":0},{"$f":"SUMPRODUCT(INDEX(ICC_ProjectComCost,,O$87),(1-ICC_ProjectComSCS),(ICC_ProjectComInclLab*('Input| Prices'!O$55-1)+1),ICC_ProjectComLabWeight)\n+SUMPRODUCT(INDEX(ICC_ProjectComCost,,O$87),(1-ICC_ProjectComSCS),(ICC_ProjectComInclNonLab*('Input| Prices'!O$59-1)+1),(1-ICC_ProjectComLabWeight))","v":0},{"$f":"SUMPRODUCT(INDEX(ICC_ProjectComCost,,P$87),(1-ICC_ProjectComSCS),(ICC_ProjectComInclLab*('Input| Prices'!P$55-1)+1),ICC_ProjectComLabWeight)\n+SUMPRODUCT(INDEX(ICC_ProjectComCost,,P$87),(1-ICC_ProjectComSCS),(ICC_ProjectComInclNonLab*('Input| Prices'!P$59-1)+1),(1-ICC_ProjectComLabWeight))","v":0},{"$f":"SUMPRODUCT(INDEX(ICC_ProjectComCost,,Q$87),(1-ICC_ProjectComSCS),(ICC_ProjectComInclLab*('Input| Prices'!Q$55-1)+1),ICC_ProjectComLabWeight)\n+SUMPRODUCT(INDEX(ICC_ProjectComCost,,Q$87),(1-ICC_ProjectComSCS),(ICC_ProjectComInclNonLab*('Input| Prices'!Q$59-1)+1),(1-ICC_ProjectComLabWeight))","v":0}]
[null,null,null,null,null,"Overheads","$dollars",{"$f":"Basis_Capex","v":"2024-06-01"},null,{"$f":"SUMPRODUCT(INDEX(ICC_ProjectComCost,,J$87),(1-ICC_ProjectComSCS),(ICC_ProjectComOH))+\nSUMPRODUCT(J$60:J$79,1-ICC_ScsAlloc)","v":0},{"$f":"SUMPRODUCT(INDEX(ICC_ProjectComCost,,K$87),(1-ICC_ProjectComSCS),(ICC_ProjectComOH))+\nSUMPRODUCT(K$60:K$79,1-ICC_ScsAlloc)","v":45094.503705750001},{"$f":"SUMPRODUCT(INDEX(ICC_ProjectComCost,,L$87),(1-ICC_ProjectComSCS),(ICC_ProjectComOH))+\nSUMPRODUCT(L$60:L$79,1-ICC_ScsAlloc)","v":45546.993283875003},{"$f":"SUMPRODUCT(INDEX(ICC_ProjectComCost,,M$87),(1-ICC_ProjectComSCS),(ICC_ProjectComOH))+\nSUMPRODUCT(M$60:M$79,1-ICC_ScsAlloc)","v":111996.5884697},{"$f":"SUMPRODUCT(INDEX(ICC_ProjectComCost,,N$87),(1-ICC_ProjectComSCS),(ICC_ProjectComOH))+\nSUMPRODUCT(N$60:N$79,1-ICC_ScsAlloc)","v":100229.76898145},{"$f":"SUMPRODUCT(INDEX(ICC_ProjectComCost,,O$87),(1-ICC_ProjectComSCS),(ICC_ProjectComOH))+\nSUMPRODUCT(O$60:O$79,1-ICC_ScsAlloc)","v":50237.107029324994},{"$f":"SUMPRODUCT(INDEX(ICC_ProjectComCost,,P$87),(1-ICC_ProjectComSCS),(ICC_ProjectComOH))+\nSUMPRODUCT(P$60:P$79,1-ICC_ScsAlloc)","v":51524.472765449995},{"$f":"SUMPRODUCT(INDEX(ICC_ProjectComCost,,Q$87),(1-ICC_ProjectComSCS),(ICC_ProjectComOH))+\nSUMPRODUCT(Q$60:Q$79,1-ICC_ScsAlloc)","v":50764.485621134867}]
[null,null,null,null,null,"Total","$dollars",{"$f":"Basis_Capex","v":"2024-06-01"},null,{"$f":"SUM(J92:J95)","v":0},{"$f":"SUM(K92:K95)","v":946984.57782074995},956486.85896137508,2351928.3578637,2104825.1486104503,1054979.2476158249,1082013.92807445,1066054.1980438321]
[]
[null,null,null,null,null,"SCS","Units","Basis",null,{"$f":"'Input | Comms, IT, Other'!J$82","v":"2023-24"},{"$f":"'Input | Comms, IT, Other'!K$82","v":"2024-25"},{"$f":"'Input | Comms, IT, Other'!L$82","v":"2025-26"},{"$f":"'Input | Comms, IT, Other'!M$82","v":"2026-27"},{"$f":"'Input | Comms, IT, Other'!N$82","v":"2027-28"},{"$f":"'Input | Comms, IT, Other'!O$82","v":"2028-29"},{"$f":"'Input | Comms, IT, Other'!P$82","v":"2029-30"},{"$f":"'Input | Comms, IT, Other'!Q$82","v":"2030-31"}]
[null,null,null,null,null,"Equipment cost","$dollars",{"$f":"Basis_Capex","v":"2024-06-01"},null,{"$f":"SUMPRODUCT(INDEX(ICC_Calc_Equip,,J$87),(ICC_ScsAlloc))","v":0},658080.07411499997,664317.36567750003,1910306.7693940001,{"$f":"SUMPRODUCT(INDEX(ICC_Calc_Equip,,N$87),(ICC_ScsAlloc))","v":1687907.8796290001},745452.14058649994,767351.95530899998,750700.97100606817]
[null,null,null,null,null,"Installation cost","$dollars",{"$f":"Basis_Capex","v":"2024-06-01"},null,{"$f":"SUMPRODUCT(INDEX(ICC_Calc_Install,,J$87),ICC_ScsAlloc)","v":0},243810,246622.5,329625,316687.5,259290,263137.5,264588.74141662923]
[null,null,null,null,null,"Project cost","$dollars",{"$f":"Basis_Capex","v":"2024-06-01"},null,{"$f":"SUMPRODUCT(INDEX(ICC_ProjectComCost,,J$87),(ICC_ProjectComSCS),ICC_ProjectComInclLab,ICC_ProjectComLabWeight)*'Input| Prices'!J$55\n+SUMPRODUCT(INDEX(ICC_ProjectComCost,,J$87),(ICC_ProjectComSCS),ICC_ProjectComInclNonLab,(1-ICC_ProjectComLabWeight))*'Input| Prices'!J$59","v":0},{"$f":"SUMPRODUCT(INDEX(ICC_ProjectComCost,,K$87),(ICC_ProjectComSCS),ICC_ProjectComInclLab,ICC_ProjectComLabWeight)*'Input| Prices'!K$55\n+SUMPRODUCT(INDEX(ICC_ProjectComCost,,K$87),(ICC_ProjectComSCS),ICC_ProjectComInclNonLab,(1-ICC_ProjectComLabWeight))*'Input| Prices'!K$59","v":0},{"$f":"SUMPRODUCT(INDEX(ICC_ProjectComCost,,L$87),(ICC_ProjectComSCS),ICC_ProjectComInclLab,ICC_ProjectComLabWeight)*'Input| Prices'!L$55\n+SUMPRODUCT(INDEX(ICC_ProjectComCost,,L$87),(ICC_ProjectComSCS),ICC_ProjectComInclNonLab,(1-ICC_ProjectComLabWeight))*'Input| Prices'!L$59","v":0},{"$f":"SUMPRODUCT(INDEX(ICC_ProjectComCost,,M$87),(ICC_ProjectComSCS),ICC_ProjectComInclLab,ICC_ProjectComLabWeight)*'Input| Prices'!M$55\n+SUMPRODUCT(INDEX(ICC_ProjectComCost,,M$87),(ICC_ProjectComSCS),ICC_ProjectComInclNonLab,(1-ICC_ProjectComLabWeight))*'Input| Prices'!M$59","v":0},{"$f":"SUMPRODUCT(INDEX(ICC_ProjectComCost,,N$87),(ICC_ProjectComSCS),ICC_ProjectComInclLab,ICC_ProjectComLabWeight)*'Input| Prices'!N$55\n+SUMPRODUCT(INDEX(ICC_ProjectComCost,,N$87),(ICC_ProjectComSCS),ICC_ProjectComInclNonLab,(1-ICC_ProjectComLabWeight))*'Input| Prices'!N$59","v":0},{"$f":"SUMPRODUCT(INDEX(ICC_ProjectComCost,,O$87),(ICC_ProjectComSCS),ICC_ProjectComInclLab,ICC_ProjectComLabWeight)*'Input| Prices'!O$55\n+SUMPRODUCT(INDEX(ICC_ProjectComCost,,O$87),(ICC_ProjectComSCS),ICC_ProjectComInclNonLab,(1-ICC_ProjectComLabWeight))*'Input| Prices'!O$59","v":0},{"$f":"SUMPRODUCT(INDEX(ICC_ProjectComCost,,P$87),(ICC_ProjectComSCS),ICC_ProjectComInclLab,ICC_ProjectComLabWeight)*'Input| Prices'!P$55\n+SUMPRODUCT(INDEX(ICC_ProjectComCost,,P$87),(ICC_ProjectComSCS),ICC_ProjectComInclNonLab,(1-ICC_ProjectComLabWeight))*'Input| Prices'!P$59","v":0},{"$f":"SUMPRODUCT(INDEX(ICC_ProjectComCost,,Q$87),(ICC_ProjectComSCS),ICC_ProjectComInclLab,ICC_ProjectComLabWeight)*'Input| Prices'!Q$55\n+SUMPRODUCT(INDEX(ICC_ProjectComCost,,Q$87),(ICC_ProjectComSCS),ICC_ProjectComInclNonLab,(1-ICC_ProjectComLabWeight))*'Input| Prices'!Q$59","v":0}]
[null,null,null,null,null,"Overheads","$dollars",{"$f":"Basis_Capex","v":"2024-06-01"},null,{"$f":"SUMPRODUCT(INDEX(ICC_ProjectComCost,,J$87),(ICC_ProjectComSCS),(ICC_ProjectComOH))+\nSUMPRODUCT(J$60:J$79,ICC_ScsAlloc)","v":0},45094.503705750001,45546.993283875003,111996.5884697,100229.76898145,50237.107029324994,51524.472765449995,50764.485621134867]
[null,null,null,null,null,"Total","$dollars",{"$f":"Basis_Capex","v":"2024-06-01"},null,{"$f":"SUM(J99:J102)","v":0},{"$f":"SUM(K99:K102)","v":946984.57782074995},956486.85896137508,2351928.3578637,2104825.1486104503,1054979.2476158249,1082013.92807445,1066054.1980438321]
[]
[null,null,null,null,"Comms","GRAND TOTAL",null,null,null,null,null,{"$f":"L96+L103","v":1912973.7179227502},4703856.7157274,4209650.2972209007,2109958.4952316498,2164027.8561489,2132108.3960876642]
[]
[null,"b","IT"]
[null,null,null,null,null,"ACS","Units","Basis",null,{"$f":"'Input | Comms, IT, Other'!J$82","v":"2023-24"},{"$f":"'Input | Comms, IT, Other'!K$82","v":"2024-25"},{"$f":"'Input | Comms, IT, Other'!L$82","v":"2025-26"},{"$f":"'Input | Comms, IT, Other'!M$82","v":"2026-27"},{"$f":"'Input | Comms, IT, Other'!N$82","v":"2027-28"},{"$f":"'Input | Comms, IT, Other'!O$82","v":"2028-29"},{"$f":"'Input | Comms, IT, Other'!P$82","v":"2029-30"},{"$f":"'Input | Comms, IT, Other'!Q$82","v":"2030-31"}]
[null,null,null,null,null,"Project cost","$dollars",{"$f":"Basis_Capex","v":"2024-06-01"},null,{"$f":"SUMPRODUCT(INDEX(ICC_ProjectITCost,,J$87),(1-ICC_ProjectITSCS),(ICC_ProjectITInclLab*('Input| Prices'!J$55-1)+1),ICC_ProjectITLabWeight)\n+SUMPRODUCT(INDEX(ICC_ProjectITCost,,J$87),(1-ICC_ProjectITSCS),(ICC_ProjectITInclNonLab*('Input| Prices'!J$59-1)+1),(1-ICC_ProjectITLabWeight))","v":0},{"$f":"SUMPRODUCT(INDEX(ICC_ProjectITCost,,K$87),(1-ICC_ProjectITSCS),(ICC_ProjectITInclLab*('Input| Prices'!K$55-1)+1),ICC_ProjectITLabWeight)\n+SUMPRODUCT(INDEX(ICC_ProjectITCost,,K$87),(1-ICC_ProjectITSCS),(ICC_ProjectITInclNonLab*('Input| Prices'!K$59-1)+1),(1-ICC_ProjectITLabWeight))","v":0},{"$f":"SUMPRODUCT(INDEX(ICC_ProjectITCost,,L$87),(1-ICC_ProjectITSCS),(ICC_ProjectITInclLab*('Input| Prices'!L$55-1)+1),ICC_ProjectITLabWeight)\n+SUMPRODUCT(INDEX(ICC_ProjectITCost,,L$87),(1-ICC_ProjectITSCS),(ICC_ProjectITInclNonLab*('Input| Prices'!L$59-1)+1),(1-ICC_ProjectITLabWeight))","v":0},{"$f":"SUMPRODUCT(INDEX(ICC_ProjectITCost,,M$87),(1-ICC_ProjectITSCS),(ICC_ProjectITInclLab*('Input| Prices'!M$55-1)+1),ICC_ProjectITLabWeight)\n+SUMPRODUCT(INDEX(ICC_ProjectITCost,,M$87),(1-ICC_ProjectITSCS),(ICC_ProjectITInclNonLab*('Input| Prices'!M$59-1)+1),(1-ICC_ProjectITLabWeight))","v":2851493.6661539963},{"$f":"SUMPRODUCT(INDEX(ICC_ProjectITCost,,N$87),(1-ICC_ProjectITSCS),(ICC_ProjectITInclLab*('Input| Prices'!N$55-1)+1),ICC_ProjectITLabWeight)\n+SUMPRODUCT(INDEX(ICC_ProjectITCost,,N$87),(1-ICC_ProjectITSCS),(ICC_ProjectITInclNonLab*('Input| Prices'!N$59-1)+1),(1-ICC_ProjectITLabWeight))","v":2663644.7309813779},{"$f":"SUMPRODUCT(INDEX(ICC_ProjectITCost,,O$87),(1-ICC_ProjectITSCS),(ICC_ProjectITInclLab*('Input| Prices'!O$55-1)+1),ICC_ProjectITLabWeight)\n+SUMPRODUCT(INDEX(ICC_ProjectITCost,,O$87),(1-ICC_ProjectITSCS),(ICC_ProjectITInclNonLab*('Input| Prices'!O$59-1)+1),(1-ICC_ProjectITLabWeight))","v":4024842.1794247199},{"$f":"SUMPRODUCT(INDEX(ICC_ProjectITCost,,P$87),(1-ICC_ProjectITSCS),(ICC_ProjectITInclLab*('Input| Prices'!P$55-1)+1),ICC_ProjectITLabWeight)\n+SUMPRODUCT(INDEX(ICC_ProjectITCost,,P$87),(1-ICC_ProjectITSCS),(ICC_ProjectITInclNonLab*('Input| Prices'!P$59-1)+1),(1-ICC_ProjectITLabWeight))","v":2498623.6012223647},{"$f":"SUMPRODUCT(INDEX(ICC_ProjectITCost,,Q$87),(1-ICC_ProjectITSCS),(ICC_ProjectITInclLab*('Input| Prices'!Q$55-1)+1),ICC_ProjectITLabWeight)\n+SUMPRODUCT(INDEX(ICC_ProjectITCost,,Q$87),(1-ICC_ProjectITSCS),(ICC_ProjectITInclNonLab*('Input| Prices'!Q$59-1)+1),(1-ICC_ProjectITLabWeight))","v":0}]
[null,null,null,null,null,"Overheads","$dollars",{"$f":"Basis_Capex","v":"2024-06-01"},null,{"$f":"SUMPRODUCT(INDEX('Input | Comms, IT, Other'!$J$110:$Q$119,,J$87),(1-ICC_ProjectITSCS),(ICC_ProjectITOH))","v":0},{"$f":"SUMPRODUCT(INDEX('Input | Comms, IT, Other'!$J$110:$Q$119,,K$87),(1-ICC_ProjectITSCS),(ICC_ProjectITOH))","v":0},{"$f":"SUMPRODUCT(INDEX('Input | Comms, IT, Other'!$J$110:$Q$119,,L$87),(1-ICC_ProjectITSCS),(ICC_ProjectITOH))","v":0},{"$f":"SUMPRODUCT(INDEX('Input | Comms, IT, Other'!$J$110:$Q$119,,M$87),(1-ICC_ProjectITSCS),(ICC_ProjectITOH))","v":140000},{"$f":"SUMPRODUCT(INDEX('Input | Comms, IT, Other'!$J$110:$Q$119,,N$87),(1-ICC_ProjectITSCS),(ICC_ProjectITOH))","v":130000},{"$f":"SUMPRODUCT(INDEX('Input | Comms, IT, Other'!$J$110:$Q$119,,O$87),(1-ICC_ProjectITSCS),(ICC_ProjectITOH))","v":195000},{"$f":"SUMPRODUCT(INDEX('Input | Comms, IT, Other'!$J$110:$Q$119,,P$87),(1-ICC_ProjectITSCS),(ICC_ProjectITOH))","v":120000},{"$f":"SUMPRODUCT(INDEX('Input | Comms, IT, Other'!$J$110:$Q$119,,Q$87),(1-ICC_ProjectITSCS),(ICC_ProjectITOH))","v":0}]
[null,null,null,null,null,"Total","$dollars",{"$f":"Basis_Capex","v":"2024-06-01"},null,{"$f":"SUM(J109:J110)","v":0},{"$f":"SUM(K109:K110)","v":0},{"$f":"SUM(L109:L110)","v":0},2991493.6661539963,2793644.7309813779,4219842.1794247199,2618623.6012223647,0]
[]
[null,null,null,null,null,"SCS","Units","Basis",null,{"$f":"'Input | Comms, IT, Other'!J$82","v":"2023-24"},{"$f":"'Input | Comms, IT, Other'!K$82","v":"2024-25"},{"$f":"'Input | Comms, IT, Other'!L$82","v":"2025-26"},{"$f":"'Input | Comms, IT, Other'!M$82","v":"2026-27"},{"$f":"'Input | Comms, IT, Other'!N$82","v":"2027-28"},{"$f":"'Input | Comms, IT, Other'!O$82","v":"2028-29"},{"$f":"'Input | Comms, IT, Other'!P$82","v":"2029-30"},{"$f":"'Input | Comms, IT, Other'!Q$82","v":"2030-31"}]
[null,null,null,null,null,"Project cost","$dollars",{"$f":"Basis_Capex","v":"2024-06-01"},null,{"$f":"SUMPRODUCT(INDEX(ICC_ProjectITCost,,J$87),(ICC_ProjectITSCS),(ICC_ProjectITInclLab*('Input| Prices'!J$55-1)+1),ICC_ProjectITLabWeight)\n+SUMPRODUCT(INDEX(ICC_ProjectITCost,,J$87),(ICC_ProjectITSCS),(ICC_ProjectITInclNonLab*('Input| Prices'!J$59-1)+1),(1-ICC_ProjectITLabWeight))","v":0},{"$f":"SUMPRODUCT(INDEX(ICC_ProjectITCost,,K$87),(ICC_ProjectITSCS),(ICC_ProjectITInclLab*('Input| Prices'!K$55-1)+1),ICC_ProjectITLabWeight)\n+SUMPRODUCT(INDEX(ICC_ProjectITCost,,K$87),(ICC_ProjectITSCS),(ICC_ProjectITInclNonLab*('Input| Prices'!K$59-1)+1),(1-ICC_ProjectITLabWeight))","v":0},{"$f":"SUMPRODUCT(INDEX(ICC_ProjectITCost,,L$87),(ICC_ProjectITSCS),(ICC_ProjectITInclLab*('Input| Prices'!L$55-1)+1),ICC_ProjectITLabWeight)\n+SUMPRODUCT(INDEX(ICC_ProjectITCost,,L$87),(ICC_ProjectITSCS),(ICC_ProjectITInclNonLab*('Input| Prices'!L$59-1)+1),(1-ICC_ProjectITLabWeight))","v":0},{"$f":"SUMPRODUCT(INDEX(ICC_ProjectITCost,,M$87),(ICC_ProjectITSCS),(ICC_ProjectITInclLab*('Input| Prices'!M$55-1)+1),ICC_ProjectITLabWeight)\n+SUMPRODUCT(INDEX(ICC_ProjectITCost,,M$87),(ICC_ProjectITSCS),(ICC_ProjectITInclNonLab*('Input| Prices'!M$59-1)+1),(1-ICC_ProjectITLabWeight))","v":0},{"$f":"SUMPRODUCT(INDEX(ICC_ProjectITCost,,N$87),(ICC_ProjectITSCS),(ICC_ProjectITInclLab*('Input| Prices'!N$55-1)+1),ICC_ProjectITLabWeight)\n+SUMPRODUCT(INDEX(ICC_ProjectITCost,,N$87),(ICC_ProjectITSCS),(ICC_ProjectITInclNonLab*('Input| Prices'!N$59-1)+1),(1-ICC_ProjectITLabWeight))","v":1536718.1140277181},{"$f":"SUMPRODUCT(INDEX(ICC_ProjectITCost,,O$87),(ICC_ProjectITSCS),(ICC_ProjectITInclLab*('Input| Prices'!O$55-1)+1),ICC_ProjectITLabWeight)\n+SUMPRODUCT(INDEX(ICC_ProjectITCost,,O$87),(ICC_ProjectITSCS),(ICC_ProjectITInclNonLab*('Input| Prices'!O$59-1)+1),(1-ICC_ProjectITLabWeight))","v":2373624.8750453475},{"$f":"SUMPRODUCT(INDEX(ICC_ProjectITCost,,P$87),(ICC_ProjectITSCS),(ICC_ProjectITInclLab*('Input| Prices'!P$55-1)+1),ICC_ProjectITLabWeight)\n+SUMPRODUCT(INDEX(ICC_ProjectITCost,,P$87),(ICC_ProjectITSCS),(ICC_ProjectITInclNonLab*('Input| Prices'!P$59-1)+1),(1-ICC_ProjectITLabWeight))","v":832874.53374078823},{"$f":"SUMPRODUCT(INDEX(ICC_ProjectITCost,,Q$87),(ICC_ProjectITSCS),(ICC_ProjectITInclLab*('Input| Prices'!Q$55-1)+1),ICC_ProjectITLabWeight)\n+SUMPRODUCT(INDEX(ICC_ProjectITCost,,Q$87),(ICC_ProjectITSCS),(ICC_ProjectITInclNonLab*('Input| Prices'!Q$59-1)+1),(1-ICC_ProjectITLabWeight))","v":0}]
[null,null,null,null,null,"Overheads","$dollars",{"$f":"Basis_Capex","v":"2024-06-01"},null,{"$f":"SUMPRODUCT(INDEX('Input | Comms, IT, Other'!$J$110:$Q$119,,J$87),(ICC_ProjectITSCS),(ICC_ProjectITOH))","v":0},{"$f":"SUMPRODUCT(INDEX('Input | Comms, IT, Other'!$J$110:$Q$119,,K$87),(ICC_ProjectITSCS),(ICC_ProjectITOH))","v":0},{"$f":"SUMPRODUCT(INDEX('Input | Comms, IT, Other'!$J$110:$Q$119,,L$87),(ICC_ProjectITSCS),(ICC_ProjectITOH))","v":0},{"$f":"SUMPRODUCT(INDEX('Input | Comms, IT, Other'!$J$110:$Q$119,,M$87),(ICC_ProjectITSCS),(ICC_ProjectITOH))","v":0},{"$f":"SUMPRODUCT(INDEX('Input | Comms, IT, Other'!$J$110:$Q$119,,N$87),(ICC_ProjectITSCS),(ICC_ProjectITOH))","v":75000},{"$f":"SUMPRODUCT(INDEX('Input | Comms, IT, Other'!$J$110:$Q$119,,O$87),(ICC_ProjectITSCS),(ICC_ProjectITOH))","v":115000},{"$f":"SUMPRODUCT(INDEX('Input | Comms, IT, Other'!$J$110:$Q$119,,P$87),(ICC_ProjectITSCS),(ICC_ProjectITOH))","v":40000},{"$f":"SUMPRODUCT(INDEX('Input | Comms, IT, Other'!$J$110:$Q$119,,Q$87),(ICC_ProjectITSCS),(ICC_ProjectITOH))","v":0}]
[null,null,null,null,null,"Total","$dollars",{"$f":"Basis_Capex","v":"2024-06-01"},null,{"$f":"SUM(J114:J115)","v":0},{"$f":"SUM(K114:K115)","v":0},{"$f":"SUM(L114:L115)","v":0},0,1611718.1140277181,2488624.8750453475,872874.53374078823,0]
[]
[null,null,null,null,"IT","GRAND TOTAL",null,null,null,null,null,{"$f":"L111+L116","v":0},{"$f":"M111+M116","v":2991493.6661539963},4405362.845009096,6708467.0544700678,3491498.1349631529,0]
[]
[null,"c",{"$f":"'Input | Comms, IT, Other'!C122","v":"Other"}]
[null,null,null,null,null,"ACS","Units","Basis",null,{"$f":"'Input | Comms, IT, Other'!J$82","v":"2023-24"},{"$f":"'Input | Comms, IT, Other'!K$82","v":"2024-25"},{"$f":"'Input | Comms, IT, Other'!L$82","v":"2025-26"},{"$f":"'Input | Comms, IT, Other'!M$82","v":"2026-27"},{"$f":"'Input | Comms, IT, Other'!N$82","v":"2027-28"},{"$f":"'Input | Comms, IT, Other'!O$82","v":"2028-29"},{"$f":"'Input | Comms, IT, Other'!P$82","v":"2029-30"},{"$f":"'Input | Comms, IT, Other'!Q$82","v":"2030-31"}]
[null,null,null,null,null,"Project cost",{"$f":"'Input | Comms, IT, Other'!$G$124","v":"$dollars"},{"$f":"Basis_Capex","v":"2024-06-01"},null,{"$f":"SUMPRODUCT(INDEX('Input | Comms, IT, Other'!$J$124:$Q$127,,J$87),(1-ICC_ProjectO1SCS))","v":0},{"$f":"SUMPRODUCT(INDEX('Input | Comms, IT, Other'!$J$124:$Q$127,,K$87),(1-ICC_ProjectO1SCS))","v":0},{"$f":"SUMPRODUCT(INDEX('Input | Comms, IT, Other'!$J$124:$Q$127,,L$87),(1-ICC_ProjectO1SCS))","v":0},{"$f":"SUMPRODUCT(INDEX('Input | Comms, IT, Other'!$J$124:$Q$127,,M$87),(1-ICC_ProjectO1SCS))","v":0},{"$f":"SUMPRODUCT(INDEX('Input | Comms, IT, Other'!$J$124:$Q$127,,N$87),(1-ICC_ProjectO1SCS))","v":0},{"$f":"SUMPRODUCT(INDEX('Input | Comms, IT, Other'!$J$124:$Q$127,,O$87),(1-ICC_ProjectO1SCS))","v":0},{"$f":"SUMPRODUCT(INDEX('Input | Comms, IT, Other'!$J$124:$Q$127,,P$87),(1-ICC_ProjectO1SCS))","v":0},{"$f":"SUMPRODUCT(INDEX('Input | Comms, IT, Other'!$J$124:$Q$127,,Q$87),(1-ICC_ProjectO1SCS))","v":0}]
[null,null,null,null,null,"Overheads",{"$f":"G122","v":"$dollars"},{"$f":"Basis_Capex","v":"2024-06-01"},null,{"$f":"SUMPRODUCT(INDEX('Input | Comms, IT, Other'!$J$124:$Q$127,,J$87),(1-ICC_ProjectO1SCS),(ICC_ProjectO1OH))","v":0},{"$f":"SUMPRODUCT(INDEX('Input | Comms, IT, Other'!$J$124:$Q$127,,K$87),(1-ICC_ProjectO1SCS),(ICC_ProjectO1OH))","v":0},{"$f":"SUMPRODUCT(INDEX('Input | Comms, IT, Other'!$J$124:$Q$127,,L$87),(1-ICC_ProjectO1SCS),(ICC_ProjectO1OH))","v":0},{"$f":"SUMPRODUCT(INDEX('Input | Comms, IT, Other'!$J$124:$Q$127,,M$87),(1-ICC_ProjectO1SCS),(ICC_ProjectO1OH))","v":0},{"$f":"SUMPRODUCT(INDEX('Input | Comms, IT, Other'!$J$124:$Q$127,,N$87),(1-ICC_ProjectO1SCS),(ICC_ProjectO1OH))","v":0},{"$f":"SUMPRODUCT(INDEX('Input | Comms, IT, Other'!$J$124:$Q$127,,O$87),(1-ICC_ProjectO1SCS),(ICC_ProjectO1OH))","v":0},{"$f":"SUMPRODUCT(INDEX('Input | Comms, IT, Other'!$J$124:$Q$127,,P$87),(1-ICC_ProjectO1SCS),(ICC_ProjectO1OH))","v":0},{"$f":"SUMPRODUCT(INDEX('Input | Comms, IT, Other'!$J$124:$Q$127,,Q$87),(1-ICC_ProjectO1SCS),(ICC_ProjectO1OH))","v":0}]
[null,null,null,null,null,"Total",{"$f":"G122","v":"$dollars"},{"$f":"Basis_Capex","v":"2024-06-01"},null,{"$f":"SUM(J122:J123)","v":0},{"$f":"SUM(K122:K123)","v":0},{"$f":"SUM(L122:L123)","v":0},0,0,0,0,0]
[]
[null,null,null,null,null,"SCS","Units","Basis",null,{"$f":"'Input | Comms, IT, Other'!J$82","v":"2023-24"},{"$f":"'Input | Comms, IT, Other'!K$82","v":"2024-25"},{"$f":"'Input | Comms, IT, Other'!L$82","v":"2025-26"},{"$f":"'Input | Comms, IT, Other'!M$82","v":"2026-27"},{"$f":"'Input | Comms, IT, Other'!N$82","v":"2027-28"},{"$f":"'Input | Comms, IT, Other'!O$82","v":"2028-29"},{"$f":"'Input | Comms, IT, Other'!P$82","v":"2029-30"},{"$f":"'Input | Comms, IT, Other'!Q$82","v":"2030-31"}]
[null,null,null,null,null,"Project cost",{"$f":"'Input | Comms, IT, Other'!$G$124","v":"$dollars"},{"$f":"Basis_Capex","v":"2024-06-01"},null,{"$f":"SUMPRODUCT(INDEX('Input | Comms, IT, Other'!$J$124:$Q$127,,J$87),(ICC_ProjectO1SCS))","v":0},{"$f":"SUMPRODUCT(INDEX('Input | Comms, IT, Other'!$J$124:$Q$127,,K$87),(ICC_ProjectO1SCS))","v":0},{"$f":"SUMPRODUCT(INDEX('Input | Comms, IT, Other'!$J$124:$Q$127,,L$87),(ICC_ProjectO1SCS))","v":0},{"$f":"SUMPRODUCT(INDEX('Input | Comms, IT, Other'!$J$124:$Q$127,,M$87),(ICC_ProjectO1SCS))","v":0},{"$f":"SUMPRODUCT(INDEX('Input | Comms, IT, Other'!$J$124:$Q$127,,N$87),(ICC_ProjectO1SCS))","v":0},{"$f":"SUMPRODUCT(INDEX('Input | Comms, IT, Other'!$J$124:$Q$127,,O$87),(ICC_ProjectO1SCS))","v":0},{"$f":"SUMPRODUCT(INDEX('Input | Comms, IT, Other'!$J$124:$Q$127,,P$87),(ICC_ProjectO1SCS))","v":0},{"$f":"SUMPRODUCT(INDEX('Input | Comms, IT, Other'!$J$124:$Q$127,,Q$87),(ICC_ProjectO1SCS))","v":0}]
[null,null,null,null,null,"Overheads",{"$f":"G127","v":"$dollars"},{"$f":"Basis_Capex","v":"2024-06-01"},null,{"$f":"SUMPRODUCT(INDEX('Input | Comms, IT, Other'!$J$124:$Q$127,,J$87),(ICC_ProjectO1SCS),(ICC_ProjectO1OH))","v":0},{"$f":"SUMPRODUCT(INDEX('Input | Comms, IT, Other'!$J$124:$Q$127,,K$87),(ICC_ProjectO1SCS),(ICC_ProjectO1OH))","v":0},{"$f":"SUMPRODUCT(INDEX('Input | Comms, IT, Other'!$J$124:$Q$127,,L$87),(ICC_ProjectO1SCS),(ICC_ProjectO1OH))","v":0},{"$f":"SUMPRODUCT(INDEX('Input | Comms, IT, Other'!$J$124:$Q$127,,M$87),(ICC_ProjectO1SCS),(ICC_ProjectO1OH))","v":0},{"$f":"SUMPRODUCT(INDEX('Input | Comms, IT, Other'!$J$124:$Q$127,,N$87),(ICC_ProjectO1SCS),(ICC_ProjectO1OH))","v":0},{"$f":"SUMPRODUCT(INDEX('Input | Comms, IT, Other'!$J$124:$Q$127,,O$87),(ICC_ProjectO1SCS),(ICC_ProjectO1OH))","v":0},{"$f":"SUMPRODUCT(INDEX('Input | Comms, IT, Other'!$J$124:$Q$127,,P$87),(ICC_ProjectO1SCS),(ICC_ProjectO1OH))","v":0},{"$f":"SUMPRODUCT(INDEX('Input | Comms, IT, Other'!$J$124:$Q$127,,Q$87),(ICC_ProjectO1SCS),(ICC_ProjectO1OH))","v":0}]
[null,null,null,null,null,"Total",{"$f":"G127","v":"$dollars"},{"$f":"Basis_Capex","v":"2024-06-01"},null,{"$f":"SUM(J127:J128)","v":0},{"$f":"SUM(K127:K128)","v":0},{"$f":"SUM(L127:L128)","v":0},0,0,0,0,0]
[]
[null,null,null,null,{"$f":"C120","v":"Other"},"GRAND TOTAL",null,null,null,null,null,{"$f":"L124+L129","v":0},{"$f":"M124+M129","v":0},0,0,0,0]
[]
[null,"d",{"$f":"'Input | Comms, IT, Other'!C129","v":"Capitalised Leases FY2022"}]
[null,null,null,null,null,"ACS","Units","Basis",null,{"$f":"'Input | Comms, IT, Other'!J$82","v":"2023-24"},{"$f":"'Input | Comms, IT, Other'!K$82","v":"2024-25"},{"$f":"'Input | Comms, IT, Other'!L$82","v":"2025-26"},{"$f":"'Input | Comms, IT, Other'!M$82","v":"2026-27"},{"$f":"'Input | Comms, IT, Other'!N$82","v":"2027-28"},{"$f":"'Input | Comms, IT, Other'!O$82","v":"2028-29"},{"$f":"'Input | Comms, IT, Other'!P$82","v":"2029-30"},{"$f":"'Input | Comms, IT, Other'!Q$82","v":"2030-31"}]
[null,null,null,null,null,"Project cost",{"$f":"'Input | Comms, IT, Other'!$G$131","v":"$dollars"},{"$f":"Basis_Capex","v":"2024-06-01"},null,{"$f":"SUMPRODUCT(INDEX('Input | Comms, IT, Other'!$J$131:$Q$134,,J$87),(1-ICC_ProjectO2SCS))","v":0},{"$f":"SUMPRODUCT(INDEX('Input | Comms, IT, Other'!$J$131:$Q$134,,K$87),(1-ICC_ProjectO2SCS))","v":0},{"$f":"SUMPRODUCT(INDEX('Input | Comms, IT, Other'!$J$131:$Q$134,,L$87),(1-ICC_ProjectO2SCS))","v":0},{"$f":"SUMPRODUCT(INDEX('Input | Comms, IT, Other'!$J$131:$Q$134,,M$87),(1-ICC_ProjectO2SCS))","v":0},{"$f":"SUMPRODUCT(INDEX('Input | Comms, IT, Other'!$J$131:$Q$134,,N$87),(1-ICC_ProjectO2SCS))","v":0},{"$f":"SUMPRODUCT(INDEX('Input | Comms, IT, Other'!$J$131:$Q$134,,O$87),(1-ICC_ProjectO2SCS))","v":0},{"$f":"SUMPRODUCT(INDEX('Input | Comms, IT, Other'!$J$131:$Q$134,,P$87),(1-ICC_ProjectO2SCS))","v":0},{"$f":"SUMPRODUCT(INDEX('Input | Comms, IT, Other'!$J$131:$Q$134,,Q$87),(1-ICC_ProjectO2SCS))","v":0}]
[null,null,null,null,null,"Overheads",{"$f":"G135","v":"$dollars"},{"$f":"Basis_Capex","v":"2024-06-01"},null,{"$f":"SUMPRODUCT(INDEX('Input | Comms, IT, Other'!$J$131:$Q$134,,J$87),(1-ICC_ProjectO2SCS),(ICC_ProjectO2OH))","v":0},{"$f":"SUMPRODUCT(INDEX('Input | Comms, IT, Other'!$J$131:$Q$134,,K$87),(1-ICC_ProjectO2SCS),(ICC_ProjectO2OH))","v":0},{"$f":"SUMPRODUCT(INDEX('Input | Comms, IT, Other'!$J$131:$Q$134,,L$87),(1-ICC_ProjectO2SCS),(ICC_ProjectO2OH))","v":0},{"$f":"SUMPRODUCT(INDEX('Input | Comms, IT, Other'!$J$131:$Q$134,,M$87),(1-ICC_ProjectO2SCS),(ICC_ProjectO2OH))","v":0},{"$f":"SUMPRODUCT(INDEX('Input | Comms, IT, Other'!$J$131:$Q$134,,N$87),(1-ICC_ProjectO2SCS),(ICC_ProjectO2OH))","v":0},{"$f":"SUMPRODUCT(INDEX('Input | Comms, IT, Other'!$J$131:$Q$134,,O$87),(1-ICC_ProjectO2SCS),(ICC_ProjectO2OH))","v":0},{"$f":"SUMPRODUCT(INDEX('Input | Comms, IT, Other'!$J$131:$Q$134,,P$87),(1-ICC_ProjectO2SCS),(ICC_ProjectO2OH))","v":0},{"$f":"SUMPRODUCT(INDEX('Input | Comms, IT, Other'!$J$131:$Q$134,,Q$87),(1-ICC_ProjectO2SCS),(ICC_ProjectO2OH))","v":0}]
[null,null,null,null,null,"Total",{"$f":"G135","v":"$dollars"},{"$f":"Basis_Capex","v":"2024-06-01"},null,{"$f":"SUM(J135:J136)","v":0},{"$f":"SUM(K135:K136)","v":0},{"$f":"SUM(L135:L136)","v":0},0,0,0,0,0]
[]
[null,null,null,null,null,"SCS","Units","Basis",null,{"$f":"'Input | Comms, IT, Other'!J$82","v":"2023-24"},{"$f":"'Input | Comms, IT, Other'!K$82","v":"2024-25"},{"$f":"'Input | Comms, IT, Other'!L$82","v":"2025-26"},{"$f":"'Input | Comms, IT, Other'!M$82","v":"2026-27"},{"$f":"'Input | Comms, IT, Other'!N$82","v":"2027-28"},{"$f":"'Input | Comms, IT, Other'!O$82","v":"2028-29"},{"$f":"'Input | Comms, IT, Other'!P$82","v":"2029-30"},{"$f":"'Input | Comms, IT, Other'!Q$82","v":"2030-31"}]
[null,null,null,null,null,"Project cost",{"$f":"'Input | Comms, IT, Other'!$G$131","v":"$dollars"},{"$f":"Basis_Capex","v":"2024-06-01"},null,{"$f":"SUMPRODUCT(INDEX('Input | Comms, IT, Other'!$J$131:$Q$134,,J$87),(ICC_ProjectO2SCS))","v":0},{"$f":"SUMPRODUCT(INDEX('Input | Comms, IT, Other'!$J$131:$Q$134,,K$87),(ICC_ProjectO2SCS))","v":0},{"$f":"SUMPRODUCT(INDEX('Input | Comms, IT, Other'!$J$131:$Q$134,,L$87),(ICC_ProjectO2SCS))","v":0},{"$f":"SUMPRODUCT(INDEX('Input | Comms, IT, Other'!$J$131:$Q$134,,M$87),(ICC_ProjectO2SCS))","v":0},{"$f":"SUMPRODUCT(INDEX('Input | Comms, IT, Other'!$J$131:$Q$134,,N$87),(ICC_ProjectO2SCS))","v":0},{"$f":"SUMPRODUCT(INDEX('Input | Comms, IT, Other'!$J$131:$Q$134,,O$87),(ICC_ProjectO2SCS))","v":0},{"$f":"SUMPRODUCT(INDEX('Input | Comms, IT, Other'!$J$131:$Q$134,,P$87),(ICC_ProjectO2SCS))","v":0},{"$f":"SUMPRODUCT(INDEX('Input | Comms, IT, Other'!$J$131:$Q$134,,Q$87),(ICC_ProjectO2SCS))","v":0}]
[null,null,null,null,null,"Overheads",{"$f":"G140","v":"$dollars"},{"$f":"Basis_Capex","v":"2024-06-01"},null,{"$f":"SUMPRODUCT(INDEX('Input | Comms, IT, Other'!$J$131:$Q$134,,J$87),(ICC_ProjectO2SCS),(ICC_ProjectO2OH))","v":0},{"$f":"SUMPRODUCT(INDEX('Input | Comms, IT, Other'!$J$131:$Q$134,,K$87),(ICC_ProjectO2SCS),(ICC_ProjectO2OH))","v":0},{"$f":"SUMPRODUCT(INDEX('Input | Comms, IT, Other'!$J$131:$Q$134,,L$87),(ICC_ProjectO2SCS),(ICC_ProjectO2OH))","v":0},{"$f":"SUMPRODUCT(INDEX('Input | Comms, IT, Other'!$J$131:$Q$134,,M$87),(ICC_ProjectO2SCS),(ICC_ProjectO2OH))","v":0},{"$f":"SUMPRODUCT(INDEX('Input | Comms, IT, Other'!$J$131:$Q$134,,N$87),(ICC_ProjectO2SCS),(ICC_ProjectO2OH))","v":0},{"$f":"SUMPRODUCT(INDEX('Input | Comms, IT, Other'!$J$131:$Q$134,,O$87),(ICC_ProjectO2SCS),(ICC_ProjectO2OH))","v":0},{"$f":"SUMPRODUCT(INDEX('Input | Comms, IT, Other'!$J$131:$Q$134,,P$87),(ICC_ProjectO2SCS),(ICC_ProjectO2OH))","v":0},{"$f":"SUMPRODUCT(INDEX('Input | Comms, IT, Other'!$J$131:$Q$134,,Q$87),(ICC_ProjectO2SCS),(ICC_ProjectO2OH))","v":0}]
[null,null,null,null,null,"Total",{"$f":"G140","v":"$dollars"},{"$f":"Basis_Capex","v":"2024-06-01"},null,{"$f":"SUM(J140:J141)","v":0},{"$f":"SUM(K140:K141)","v":0},{"$f":"SUM(L140:L141)","v":0},0,0,0,0,0]
[]
[null,null,null,null,{"$f":"C133","v":"Capitalised Leases FY2022"},"GRAND TOTAL",null,null,null,null,null,{"$f":"L137+L142","v":0},{"$f":"M137+M142","v":0},0,0,0,0]
[]
[null,"e",{"$f":"'Input | Comms, IT, Other'!C136","v":"Capitalised Leases FY2025"}]
[null,null,null,null,null,"ACS","Units","Basis",null,{"$f":"'Input | Comms, IT, Other'!J$82","v":"2023-24"},{"$f":"'Input | Comms, IT, Other'!K$82","v":"2024-25"},{"$f":"'Input | Comms, IT, Other'!L$82","v":"2025-26"},{"$f":"'Input | Comms, IT, Other'!M$82","v":"2026-27"},{"$f":"'Input | Comms, IT, Other'!N$82","v":"2027-28"},{"$f":"'Input | Comms, IT, Other'!O$82","v":"2028-29"},{"$f":"'Input | Comms, IT, Other'!P$82","v":"2029-30"},{"$f":"'Input | Comms, IT, Other'!Q$82","v":"2030-31"}]
[null,null,null,null,null,"Project cost",{"$f":"'Input | Comms, IT, Other'!$G$138","v":"$dollars"},{"$f":"Basis_Capex","v":"2024-06-01"},null,{"$f":"SUMPRODUCT(INDEX('Input | Comms, IT, Other'!$J$138:$Q$141,,J$87),(1-ICC_ProjectO3SCS))","v":0},{"$f":"SUMPRODUCT(INDEX('Input | Comms, IT, Other'!$J$138:$Q$141,,K$87),(1-ICC_ProjectO3SCS))","v":0},{"$f":"SUMPRODUCT(INDEX('Input | Comms, IT, Other'!$J$138:$Q$141,,L$87),(1-ICC_ProjectO3SCS))","v":0},{"$f":"SUMPRODUCT(INDEX('Input | Comms, IT, Other'!$J$138:$Q$141,,M$87),(1-ICC_ProjectO3SCS))","v":0},{"$f":"SUMPRODUCT(INDEX('Input | Comms, IT, Other'!$J$138:$Q$141,,N$87),(1-ICC_ProjectO3SCS))","v":0},{"$f":"SUMPRODUCT(INDEX('Input | Comms, IT, Other'!$J$138:$Q$141,,O$87),(1-ICC_ProjectO3SCS))","v":0},{"$f":"SUMPRODUCT(INDEX('Input | Comms, IT, Other'!$J$138:$Q$141,,P$87),(1-ICC_ProjectO3SCS))","v":0},{"$f":"SUMPRODUCT(INDEX('Input | Comms, IT, Other'!$J$138:$Q$141,,Q$87),(1-ICC_ProjectO3SCS))","v":0}]
[null,null,null,null,null,"Overheads",{"$f":"G148","v":"$dollars"},{"$f":"Basis_Capex","v":"2024-06-01"},null,{"$f":"SUMPRODUCT(INDEX('Input | Comms, IT, Other'!$J$138:$Q$141,,J$87),(1-ICC_ProjectO3SCS),(ICC_ProjectO3OH))","v":0},{"$f":"SUMPRODUCT(INDEX('Input | Comms, IT, Other'!$J$138:$Q$141,,K$87),(1-ICC_ProjectO3SCS),(ICC_ProjectO3OH))","v":0},{"$f":"SUMPRODUCT(INDEX('Input | Comms, IT, Other'!$J$138:$Q$141,,L$87),(1-ICC_ProjectO3SCS),(ICC_ProjectO3OH))","v":0},{"$f":"SUMPRODUCT(INDEX('Input | Comms, IT, Other'!$J$138:$Q$141,,M$87),(1-ICC_ProjectO3SCS),(ICC_ProjectO3OH))","v":0},{"$f":"SUMPRODUCT(INDEX('Input | Comms, IT, Other'!$J$138:$Q$141,,N$87),(1-ICC_ProjectO3SCS),(ICC_ProjectO3OH))","v":0},{"$f":"SUMPRODUCT(INDEX('Input | Comms, IT, Other'!$J$138:$Q$141,,O$87),(1-ICC_ProjectO3SCS),(ICC_ProjectO3OH))","v":0},{"$f":"SUMPRODUCT(INDEX('Input | Comms, IT, Other'!$J$138:$Q$141,,P$87),(1-ICC_ProjectO3SCS),(ICC_ProjectO3OH))","v":0},{"$f":"SUMPRODUCT(INDEX('Input | Comms, IT, Other'!$J$138:$Q$141,,Q$87),(1-ICC_ProjectO3SCS),(ICC_ProjectO3OH))","v":0}]
[null,null,null,null,null,"Total",{"$f":"G148","v":"$dollars"},{"$f":"Basis_Capex","v":"2024-06-01"},null,{"$f":"SUM(J148:J149)","v":0},{"$f":"SUM(K148:K149)","v":0},{"$f":"SUM(L148:L149)","v":0},0,0,0,0,0]
[]
[null,null,null,null,null,"SCS","Units","Basis",null,{"$f":"'Input | Comms, IT, Other'!J$82","v":"2023-24"},{"$f":"'Input | Comms, IT, Other'!K$82","v":"2024-25"},{"$f":"'Input | Comms, IT, Other'!L$82","v":"2025-26"},{"$f":"'Input | Comms, IT, Other'!M$82","v":"2026-27"},{"$f":"'Input | Comms, IT, Other'!N$82","v":"2027-28"},{"$f":"'Input | Comms, IT, Other'!O$82","v":"2028-29"},{"$f":"'Input | Comms, IT, Other'!P$82","v":"2029-30"},{"$f":"'Input | Comms, IT, Other'!Q$82","v":"2030-31"}]
[null,null,null,null,null,"Project cost",{"$f":"'Input | Comms, IT, Other'!$G$138","v":"$dollars"},{"$f":"Basis_Capex","v":"2024-06-01"},null,{"$f":"SUMPRODUCT(INDEX('Input | Comms, IT, Other'!$J$138:$Q$141,,J$87),(ICC_ProjectO3SCS))","v":0},{"$f":"SUMPRODUCT(INDEX('Input | Comms, IT, Other'!$J$138:$Q$141,,K$87),(ICC_ProjectO3SCS))","v":0},{"$f":"SUMPRODUCT(INDEX('Input | Comms, IT, Other'!$J$138:$Q$141,,L$87),(ICC_ProjectO3SCS))","v":0},{"$f":"SUMPRODUCT(INDEX('Input | Comms, IT, Other'!$J$138:$Q$141,,M$87),(ICC_ProjectO3SCS))","v":0},{"$f":"SUMPRODUCT(INDEX('Input | Comms, IT, Other'!$J$138:$Q$141,,N$87),(ICC_ProjectO3SCS))","v":0},{"$f":"SUMPRODUCT(INDEX('Input | Comms, IT, Other'!$J$138:$Q$141,,O$87),(ICC_ProjectO3SCS))","v":0},{"$f":"SUMPRODUCT(INDEX('Input | Comms, IT, Other'!$J$138:$Q$141,,P$87),(ICC_ProjectO3SCS))","v":0},{"$f":"SUMPRODUCT(INDEX('Input | Comms, IT, Other'!$J$138:$Q$141,,Q$87),(ICC_ProjectO3SCS))","v":0}]
[null,null,null,null,null,"Overheads",{"$f":"G153","v":"$dollars"},{"$f":"Basis_Capex","v":"2024-06-01"},null,{"$f":"SUMPRODUCT(INDEX('Input | Comms, IT, Other'!$J$138:$Q$141,,J$87),(ICC_ProjectO3SCS),(ICC_ProjectO3OH))","v":0},{"$f":"SUMPRODUCT(INDEX('Input | Comms, IT, Other'!$J$138:$Q$141,,K$87),(ICC_ProjectO3SCS),(ICC_ProjectO3OH))","v":0},{"$f":"SUMPRODUCT(INDEX('Input | Comms, IT, Other'!$J$138:$Q$141,,L$87),(ICC_ProjectO3SCS),(ICC_ProjectO3OH))","v":0},{"$f":"SUMPRODUCT(INDEX('Input | Comms, IT, Other'!$J$138:$Q$141,,M$87),(ICC_ProjectO3SCS),(ICC_ProjectO3OH))","v":0},{"$f":"SUMPRODUCT(INDEX('Input | Comms, IT, Other'!$J$138:$Q$141,,N$87),(ICC_ProjectO3SCS),(ICC_ProjectO3OH))","v":0},{"$f":"SUMPRODUCT(INDEX('Input | Comms, IT, Other'!$J$138:$Q$141,,O$87),(ICC_ProjectO3SCS),(ICC_ProjectO3OH))","v":0},{"$f":"SUMPRODUCT(INDEX('Input | Comms, IT, Other'!$J$138:$Q$141,,P$87),(ICC_ProjectO3SCS),(ICC_ProjectO3OH))","v":0},{"$f":"SUMPRODUCT(INDEX('Input | Comms, IT, Other'!$J$138:$Q$141,,Q$87),(ICC_ProjectO3SCS),(ICC_ProjectO3OH))","v":0}]
[null,null,null,null,null,"Total",{"$f":"G153","v":"$dollars"},{"$f":"Basis_Capex","v":"2024-06-01"},null,{"$f":"SUM(J153:J154)","v":0},{"$f":"SUM(K153:K154)","v":0},{"$f":"SUM(L153:L154)","v":0},0,0,0,0,0]
[]
[null,null,null,null,{"$f":"C146","v":"Capitalised Leases FY2025"},"GRAND TOTAL",null,null,null,null,null,{"$f":"L150+L155","v":0},{"$f":"M150+M155","v":0},0,0,0,0]
[]
[null,"f",{"$f":"'Input | Comms, IT, Other'!C143","v":"Capitalised Leases FY2026"}]
[null,null,null,null,null,"ACS","Units","Basis",null,{"$f":"'Input | Comms, IT, Other'!J$82","v":"2023-24"},{"$f":"'Input | Comms, IT, Other'!K$82","v":"2024-25"},{"$f":"'Input | Comms, IT, Other'!L$82","v":"2025-26"},{"$f":"'Input | Comms, IT, Other'!M$82","v":"2026-27"},{"$f":"'Input | Comms, IT, Other'!N$82","v":"2027-28"},{"$f":"'Input | Comms, IT, Other'!O$82","v":"2028-29"},{"$f":"'Input | Comms, IT, Other'!P$82","v":"2029-30"},{"$f":"'Input | Comms, IT, Other'!Q$82","v":"2030-31"}]
[null,null,null,null,null,"Project cost",{"$f":"'Input | Comms, IT, Other'!$G$145","v":"$000"},{"$f":"Basis_Capex","v":"2024-06-01"},null,{"$f":"SUMPRODUCT(INDEX('Input | Comms, IT, Other'!$J$145:$Q$148,,J$87),(1-ICC_ProjectO4SCS))","v":0},{"$f":"SUMPRODUCT(INDEX('Input | Comms, IT, Other'!$J$145:$Q$148,,K$87),(1-ICC_ProjectO4SCS))","v":0},{"$f":"SUMPRODUCT(INDEX('Input | Comms, IT, Other'!$J$145:$Q$148,,L$87),(1-ICC_ProjectO4SCS))","v":0},{"$f":"SUMPRODUCT(INDEX('Input | Comms, IT, Other'!$J$145:$Q$148,,M$87),(1-ICC_ProjectO4SCS))","v":0},{"$f":"SUMPRODUCT(INDEX('Input | Comms, IT, Other'!$J$145:$Q$148,,N$87),(1-ICC_ProjectO4SCS))","v":0},{"$f":"SUMPRODUCT(INDEX('Input | Comms, IT, Other'!$J$145:$Q$148,,O$87),(1-ICC_ProjectO4SCS))","v":0},{"$f":"SUMPRODUCT(INDEX('Input | Comms, IT, Other'!$J$145:$Q$148,,P$87),(1-ICC_ProjectO4SCS))","v":0},{"$f":"SUMPRODUCT(INDEX('Input | Comms, IT, Other'!$J$145:$Q$148,,Q$87),(1-ICC_ProjectO4SCS))","v":0}]
[null,null,null,null,null,"Overheads",{"$f":"G161","v":"$000"},{"$f":"Basis_Capex","v":"2024-06-01"},null,{"$f":"SUMPRODUCT(INDEX('Input | Comms, IT, Other'!$J$145:$Q$148,,J$87),(1-ICC_ProjectO4SCS),(ICC_ProjectO4OH))","v":0},{"$f":"SUMPRODUCT(INDEX('Input | Comms, IT, Other'!$J$145:$Q$148,,K$87),(1-ICC_ProjectO4SCS),(ICC_ProjectO4OH))","v":0},{"$f":"SUMPRODUCT(INDEX('Input | Comms, IT, Other'!$J$145:$Q$148,,L$87),(1-ICC_ProjectO4SCS),(ICC_ProjectO4OH))","v":0},{"$f":"SUMPRODUCT(INDEX('Input | Comms, IT, Other'!$J$145:$Q$148,,M$87),(1-ICC_ProjectO4SCS),(ICC_ProjectO4OH))","v":0},{"$f":"SUMPRODUCT(INDEX('Input | Comms, IT, Other'!$J$145:$Q$148,,N$87),(1-ICC_ProjectO4SCS),(ICC_ProjectO4OH))","v":0},{"$f":"SUMPRODUCT(INDEX('Input | Comms, IT, Other'!$J$145:$Q$148,,O$87),(1-ICC_ProjectO4SCS),(ICC_ProjectO4OH))","v":0},{"$f":"SUMPRODUCT(INDEX('Input | Comms, IT, Other'!$J$145:$Q$148,,P$87),(1-ICC_ProjectO4SCS),(ICC_ProjectO4OH))","v":0},{"$f":"SUMPRODUCT(INDEX('Input | Comms, IT, Other'!$J$145:$Q$148,,Q$87),(1-ICC_ProjectO4SCS),(ICC_ProjectO4OH))","v":0}]
[null,null,null,null,null,"Total",{"$f":"G161","v":"$000"},{"$f":"Basis_Capex","v":"2024-06-01"},null,{"$f":"SUM(J161:J162)","v":0},{"$f":"SUM(K161:K162)","v":0},{"$f":"SUM(L161:L162)","v":0},0,0,0,0,0]
[]
[null,null,null,null,null,"SCS","Units","Basis",null,{"$f":"'Input | Comms, IT, Other'!J$82","v":"2023-24"},{"$f":"'Input | Comms, IT, Other'!K$82","v":"2024-25"},{"$f":"'Input | Comms, IT, Other'!L$82","v":"2025-26"},{"$f":"'Input | Comms, IT, Other'!M$82","v":"2026-27"},{"$f":"'Input | Comms, IT, Other'!N$82","v":"2027-28"},{"$f":"'Input | Comms, IT, Other'!O$82","v":"2028-29"},{"$f":"'Input | Comms, IT, Other'!P$82","v":"2029-30"},{"$f":"'Input | Comms, IT, Other'!Q$82","v":"2030-31"}]
[null,null,null,null,null,"Project cost",{"$f":"'Input | Comms, IT, Other'!$G$145","v":"$000"},{"$f":"Basis_Capex","v":"2024-06-01"},null,{"$f":"SUMPRODUCT(INDEX('Input | Comms, IT, Other'!$J$145:$Q$148,,J$87),(ICC_ProjectO4SCS))","v":0},{"$f":"SUMPRODUCT(INDEX('Input | Comms, IT, Other'!$J$145:$Q$148,,K$87),(ICC_ProjectO4SCS))","v":0},{"$f":"SUMPRODUCT(INDEX('Input | Comms, IT, Other'!$J$145:$Q$148,,L$87),(ICC_ProjectO4SCS))","v":0},{"$f":"SUMPRODUCT(INDEX('Input | Comms, IT, Other'!$J$145:$Q$148,,M$87),(ICC_ProjectO4SCS))","v":0},{"$f":"SUMPRODUCT(INDEX('Input | Comms, IT, Other'!$J$145:$Q$148,,N$87),(ICC_ProjectO4SCS))","v":0},{"$f":"SUMPRODUCT(INDEX('Input | Comms, IT, Other'!$J$145:$Q$148,,O$87),(ICC_ProjectO4SCS))","v":0},{"$f":"SUMPRODUCT(INDEX('Input | Comms, IT, Other'!$J$145:$Q$148,,P$87),(ICC_ProjectO4SCS))","v":0},{"$f":"SUMPRODUCT(INDEX('Input | Comms, IT, Other'!$J$145:$Q$148,,Q$87),(ICC_ProjectO4SCS))","v":0}]
[null,null,null,null,null,"Overheads",{"$f":"G166","v":"$000"},{"$f":"Basis_Capex","v":"2024-06-01"},null,{"$f":"SUMPRODUCT(INDEX('Input | Comms, IT, Other'!$J$145:$Q$148,,J$87),(ICC_ProjectO4SCS),(ICC_ProjectO4OH))","v":0},{"$f":"SUMPRODUCT(INDEX('Input | Comms, IT, Other'!$J$145:$Q$148,,K$87),(ICC_ProjectO4SCS),(ICC_ProjectO4OH))","v":0},{"$f":"SUMPRODUCT(INDEX('Input | Comms, IT, Other'!$J$145:$Q$148,,L$87),(ICC_ProjectO4SCS),(ICC_ProjectO4OH))","v":0},{"$f":"SUMPRODUCT(INDEX('Input | Comms, IT, Other'!$J$145:$Q$148,,M$87),(ICC_ProjectO4SCS),(ICC_ProjectO4OH))","v":0},{"$f":"SUMPRODUCT(INDEX('Input | Comms, IT, Other'!$J$145:$Q$148,,N$87),(ICC_ProjectO4SCS),(ICC_ProjectO4OH))","v":0},{"$f":"SUMPRODUCT(INDEX('Input | Comms, IT, Other'!$J$145:$Q$148,,O$87),(ICC_ProjectO4SCS),(ICC_ProjectO4OH))","v":0},{"$f":"SUMPRODUCT(INDEX('Input | Comms, IT, Other'!$J$145:$Q$148,,P$87),(ICC_ProjectO4SCS),(ICC_ProjectO4OH))","v":0},{"$f":"SUMPRODUCT(INDEX('Input | Comms, IT, Other'!$J$145:$Q$148,,Q$87),(ICC_ProjectO4SCS),(ICC_ProjectO4OH))","v":0}]
[null,null,null,null,null,"Total",{"$f":"G166","v":"$000"},{"$f":"Basis_Capex","v":"2024-06-01"},null,{"$f":"SUM(J166:J167)","v":0},{"$f":"SUM(K166:K167)","v":0},{"$f":"SUM(L166:L167)","v":0},0,0,0,0,0]
[]
[null,null,null,null,{"$f":"C159","v":"Capitalised Leases FY2026"},"GRAND TOTAL",null,null,null,null,null,{"$f":"L163+L168","v":0},{"$f":"M163+M168","v":0},0,0,0,0]
[]
[]
[]
[]
[]
[]
[]
[]
[]
[]
["Output - Comms/IT Capex (ACS) to Metering RFM/PTRM"]
[]
[null,null,null,null,"Metering Outputs for RFM/PTRM"]
[null,null,null,null,null,"ACS","Units","Basis",null,{"$f":"'Input | Comms, IT, Other'!J$82","v":"2023-24"},{"$f":"'Input | Comms, IT, Other'!K$82","v":"2024-25"},{"$f":"'Input | Comms, IT, Other'!L$82","v":"2025-26"},{"$f":"'Input | Comms, IT, Other'!M$82","v":"2026-27"},{"$f":"'Input | Comms, IT, Other'!N$82","v":"2027-28"},{"$f":"'Input | Comms, IT, Other'!O$82","v":"2028-29"},{"$f":"'Input | Comms, IT, Other'!P$82","v":"2029-30"},{"$f":"'Input | Comms, IT, Other'!Q$82","v":"2030-31"}]
[null,null,null,null,null,"Comms","$dollars",{"$f":"Basis_Capex","v":"2024-06-01"},null,{"$f":"'Calc | Capex Comm, IT, Other'!J96","v":0},{"$f":"'Calc | Capex Comm, IT, Other'!K96","v":946984.57782074995},{"$f":"'Calc | Capex Comm, IT, Other'!L96","v":956486.85896137508},{"$f":"'Calc | Capex Comm, IT, Other'!M96","v":2351928.3578637},{"$f":"'Calc | Capex Comm, IT, Other'!N96","v":2104825.1486104503},{"$f":"'Calc | Capex Comm, IT, Other'!O96","v":1054979.2476158249},{"$f":"'Calc | Capex Comm, IT, Other'!P96","v":1082013.92807445},{"$f":"'Calc | Capex Comm, IT, Other'!Q96","v":1066054.1980438321}]
[null,null,null,null,null,"IT","$dollars","2024-06-01",null,{"$f":"'Calc | Capex Comm, IT, Other'!J111","v":0},{"$f":"'Calc | Capex Comm, IT, Other'!K111","v":0},{"$f":"'Calc | Capex Comm, IT, Other'!L111","v":0},{"$f":"'Calc | Capex Comm, IT, Other'!M111","v":2991493.6661539963},{"$f":"'Calc | Capex Comm, IT, Other'!N111","v":2793644.7309813779},{"$f":"'Calc | Capex Comm, IT, Other'!O111","v":4219842.1794247199},{"$f":"'Calc | Capex Comm, IT, Other'!P111","v":2618623.6012223647},{"$f":"'Calc | Capex Comm, IT, Other'!Q111","v":0}]
[null,null,null,null,null,{"$f":"C120","v":"Other"},"$dollars","2024-06-01",null,{"$f":"J124*\nIF($G124=\"$millions\",10^6,IF($G124=\"$000\",10^3,1))","v":0},{"$f":"K124*\nIF($G124=\"$millions\",10^6,IF($G124=\"$000\",10^3,1))","v":0},0,0,0,0,0,0]
[null,null,null,null,null,{"$f":"C133","v":"Capitalised Leases FY2022"},"$dollars","2024-06-01",null,{"$f":"J137*\nIF($G137=\"$millions\",10^6,IF($G137=\"$000\",10^3,1))","v":0},{"$f":"K137*\nIF($G137=\"$millions\",10^6,IF($G137=\"$000\",10^3,1))","v":0},0,0,0,0,0,0]
[null,null,null,null,null,{"$f":"C146","v":"Capitalised Leases FY2025"},"$dollars","2024-06-01",null,{"$f":"J150*\nIF($G150=\"$millions\",10^6,IF($G150=\"$000\",10^3,1))","v":0},{"$f":"K150*\nIF($G150=\"$millions\",10^6,IF($G150=\"$000\",10^3,1))","v":0},0,0,0,0,0,0]
[null,null,null,null,null,{"$f":"C159","v":"Capitalised Leases FY2026"},"$dollars","2024-06-01",null,{"$f":"J163*\nIF($G163=\"$millions\",10^6,IF($G163=\"$000\",10^3,1))","v":0},{"$f":"K163*\nIF($G163=\"$millions\",10^6,IF($G163=\"$000\",10^3,1))","v":0},0,0,0,0,0,0]
[null,null,null,null,null,"Total","$dollars","2024-06-01",null,{"$f":"J185+J186","v":0},{"$f":"K185+K186","v":946984.57782074995},{"$f":"L185+L186","v":956486.85896137508},5343422.0240176963,4898469.8795918282,5274821.4270405453,3700637.5292968145,1066054.1980438321]

{"sheet":"Outputs","index":14,"n_rows":0,"n_cols":0,"rows_kept":0,"cut":false,"hidden":false,"merged":[]}

{"sheet":"Output | PTRM","index":15,"n_rows":59,"n_cols":12,"rows_kept":59,"cut":false,"hidden":false,"merged":[]}
[null,{"$f":"'Input|General'!B1&\" v\"&'Input|General'!$D$2","v":"AER Metering Opex & Capex Forecasting Model  v1.08"},null,null,null,"Input| Prices'!M$34"]
[null,{"$f":"MID(CELL(\"filename\",A1),FIND(\"]\",CELL(\"filename\",A1))+1,255)","v":"Output | PTRM"}]
[]
[]
[]
[]
[null,"Forecast Capex"]
[]
[null,"Gross capital expenditure"]
[null,null,null,"Units","Output Basis",null,{"$f":"FPFirstYear","v":"2026-27"},{"$f":"(LEFT(G10,4)+1&IF(MID(G10,5,1)=\"\",\"\",\"-\"&TEXT(MOD(MID(G10,6,2)+1,100),\"00\")))","v":"2027-28"},{"$f":"(LEFT(H10,4)+1&IF(MID(H10,5,1)=\"\",\"\",\"-\"&TEXT(MOD(MID(H10,6,2)+1,100),\"00\")))","v":"2028-29"},{"$f":"(LEFT(I10,4)+1&IF(MID(I10,5,1)=\"\",\"\",\"-\"&TEXT(MOD(MID(I10,6,2)+1,100),\"00\")))","v":"2029-30"},{"$f":"(LEFT(J10,4)+1&IF(MID(J10,5,1)=\"\",\"\",\"-\"&TEXT(MOD(MID(J10,6,2)+1,100),\"00\")))","v":"2030-31"},"Total"]
[null,null,"Meters","$millions",{"$f":"Basis_Ptrm","v":"2026-06-01"},null,{"$f":"'Calc | Capex Meters'!Q164*\nIF('Calc | Capex Meters'!$L$164=\"$millions\",10^6,IF('Calc | Capex Meters'!$L$164=\"$000\",10^3,1))/IF($D11=\"$millions\",10^6,IF($D11=\"$000\",10^3,1))\n*'Input| Prices'!M$34","v":11.297438615180111},{"$f":"'Calc | Capex Meters'!R164*\nIF('Calc | Capex Meters'!$L$164=\"$millions\",10^6,IF('Calc | Capex Meters'!$L$164=\"$000\",10^3,1))/IF($D11=\"$millions\",10^6,IF($D11=\"$000\",10^3,1))\n*'Input| Prices'!N$34","v":11.95022500536532},{"$f":"'Calc | Capex Meters'!S164*\nIF('Calc | Capex Meters'!$L$164=\"$millions\",10^6,IF('Calc | Capex Meters'!$L$164=\"$000\",10^3,1))/IF($D11=\"$millions\",10^6,IF($D11=\"$000\",10^3,1))\n*'Input| Prices'!O$34","v":30.01690578627867},{"$f":"'Calc | Capex Meters'!T164*\nIF('Calc | Capex Meters'!$L$164=\"$millions\",10^6,IF('Calc | Capex Meters'!$L$164=\"$000\",10^3,1))/IF($D11=\"$millions\",10^6,IF($D11=\"$000\",10^3,1))\n*'Input| Prices'!P$34","v":47.115979996439521},{"$f":"'Calc | Capex Meters'!U164*\nIF('Calc | Capex Meters'!$L$164=\"$millions\",10^6,IF('Calc | Capex Meters'!$L$164=\"$000\",10^3,1))/IF($D11=\"$millions\",10^6,IF($D11=\"$000\",10^3,1))\n*'Input| Prices'!Q$34","v":50.053154555354318},{"$f":"IFERROR(SUM(G11:K11),\"\")","v":150.43370395861794}]
[null,null,"Comms","$millions","2026-06-01",null,{"$f":"'Calc | Capex Comm, IT, Other'!M185*\nIF('Calc | Capex Comm, IT, Other'!$G185=\"$millions\",10^6,IF('Calc | Capex Comm, IT, Other'!$G185=\"$000\",10^3,1))/IF($D12=\"$millions\",10^6,IF($D12=\"$000\",10^3,1))\n*'Input| Prices'!M$34","v":2.5625081790571},{"$f":"'Calc | Capex Comm, IT, Other'!N185*\nIF('Calc | Capex Comm, IT, Other'!$G185=\"$millions\",10^6,IF('Calc | Capex Comm, IT, Other'!$G185=\"$000\",10^3,1))/IF($D12=\"$millions\",10^6,IF($D12=\"$000\",10^3,1))\n*'Input| Prices'!N$34","v":2.293280592823197},{"$f":"'Calc | Capex Comm, IT, Other'!O185*\nIF('Calc | Capex Comm, IT, Other'!$G185=\"$millions\",10^6,IF('Calc | Capex Comm, IT, Other'!$G185=\"$000\",10^3,1))/IF($D12=\"$millions\",10^6,IF($D12=\"$000\",10^3,1))\n*'Input| Prices'!O$34","v":1.1494367767250353},{"$f":"'Calc | Capex Comm, IT, Other'!P185*\nIF('Calc | Capex Comm, IT, Other'!$G185=\"$millions\",10^6,IF('Calc | Capex Comm, IT, Other'!$G185=\"$000\",10^3,1))/IF($D12=\"$millions\",10^6,IF($D12=\"$000\",10^3,1))\n*'Input| Prices'!P$34","v":1.1788920063292005},{"$f":"'Calc | Capex Comm, IT, Other'!Q185*\nIF('Calc | Capex Comm, IT, Other'!$G185=\"$millions\",10^6,IF('Calc | Capex Comm, IT, Other'!$G185=\"$000\",10^3,1))/IF($D12=\"$millions\",10^6,IF($D12=\"$000\",10^3,1))\n*'Input| Prices'!Q$34","v":1.161503322442524},8.3456208773770566]
[null,null,"IT","$millions","2026-06-01",null,{"$f":"'Calc | Capex Comm, IT, Other'!M186*\nIF('Calc | Capex Comm, IT, Other'!$G186=\"$millions\",10^6,IF('Calc | Capex Comm, IT, Other'!$G186=\"$000\",10^3,1))/IF($D13=\"$millions\",10^6,IF($D13=\"$000\",10^3,1))\n*'Input| Prices'!M$34","v":3.2593369442936804},{"$f":"'Calc | Capex Comm, IT, Other'!N186*\nIF('Calc | Capex Comm, IT, Other'!$G186=\"$millions\",10^6,IF('Calc | Capex Comm, IT, Other'!$G186=\"$000\",10^3,1))/IF($D13=\"$millions\",10^6,IF($D13=\"$000\",10^3,1))\n*'Input| Prices'!N$34","v":3.0437736118042156},{"$f":"'Calc | Capex Comm, IT, Other'!O186*\nIF('Calc | Capex Comm, IT, Other'!$G186=\"$millions\",10^6,IF('Calc | Capex Comm, IT, Other'!$G186=\"$000\",10^3,1))/IF($D13=\"$millions\",10^6,IF($D13=\"$000\",10^3,1))\n*'Input| Prices'!O$34","v":4.5976655976579055},{"$f":"'Calc | Capex Comm, IT, Other'!P186*\nIF('Calc | Capex Comm, IT, Other'!$G186=\"$millions\",10^6,IF('Calc | Capex Comm, IT, Other'!$G186=\"$000\",10^3,1))/IF($D13=\"$millions\",10^6,IF($D13=\"$000\",10^3,1))\n*'Input| Prices'!P$34","v":2.8530819714675775},{"$f":"'Calc | Capex Comm, IT, Other'!Q186*\nIF('Calc | Capex Comm, IT, Other'!$G186=\"$millions\",10^6,IF('Calc | Capex Comm, IT, Other'!$G186=\"$000\",10^3,1))/IF($D13=\"$millions\",10^6,IF($D13=\"$000\",10^3,1))\n*'Input| Prices'!Q$34","v":0},13.753858125223379]
[null,null,{"$f":"'Calc | Capex Comm, IT, Other'!$F$187","v":"Other"},"$millions","2026-06-01",null,{"$f":"'Calc | Capex Comm, IT, Other'!M187*\nIF('Calc | Capex Comm, IT, Other'!$G187=\"$millions\",10^6,IF('Calc | Capex Comm, IT, Other'!$G187=\"$000\",10^3,1))/IF($D14=\"$millions\",10^6,IF($D14=\"$000\",10^3,1))\n*'Input| Prices'!M$34","v":0},{"$f":"'Calc | Capex Comm, IT, Other'!N187*\nIF('Calc | Capex Comm, IT, Other'!$G187=\"$millions\",10^6,IF('Calc | Capex Comm, IT, Other'!$G187=\"$000\",10^3,1))/IF($D14=\"$millions\",10^6,IF($D14=\"$000\",10^3,1))\n*'Input| Prices'!N$34","v":0},{"$f":"'Calc | Capex Comm, IT, Other'!O187*\nIF('Calc | Capex Comm, IT, Other'!$G187=\"$millions\",10^6,IF('Calc | Capex Comm, IT, Other'!$G187=\"$000\",10^3,1))/IF($D14=\"$millions\",10^6,IF($D14=\"$000\",10^3,1))\n*'Input| Prices'!O$34","v":0},{"$f":"'Calc | Capex Comm, IT, Other'!P187*\nIF('Calc | Capex Comm, IT, Other'!$G187=\"$millions\",10^6,IF('Calc | Capex Comm, IT, Other'!$G187=\"$000\",10^3,1))/IF($D14=\"$millions\",10^6,IF($D14=\"$000\",10^3,1))\n*'Input| Prices'!P$34","v":0},{"$f":"'Calc | Capex Comm, IT, Other'!Q187*\nIF('Calc | Capex Comm, IT, Other'!$G187=\"$millions\",10^6,IF('Calc | Capex Comm, IT, Other'!$G187=\"$000\",10^3,1))/IF($D14=\"$millions\",10^6,IF($D14=\"$000\",10^3,1))\n*'Input| Prices'!Q$34","v":0},0]
[null,null,{"$f":"'Calc | Capex Comm, IT, Other'!$F$188","v":"Capitalised Leases FY2022"},"$millions","2026-06-01",null,{"$f":"'Calc | Capex Comm, IT, Other'!M188*\nIF('Calc | Capex Comm, IT, Other'!$G188=\"$millions\",10^6,IF('Calc | Capex Comm, IT, Other'!$G188=\"$000\",10^3,1))/IF($D15=\"$millions\",10^6,IF($D15=\"$000\",10^3,1))\n*'Input| Prices'!M$34","v":0},{"$f":"'Calc | Capex Comm, IT, Other'!N188*\nIF('Calc | Capex Comm, IT, Other'!$G188=\"$millions\",10^6,IF('Calc | Capex Comm, IT, Other'!$G188=\"$000\",10^3,1))/IF($D15=\"$millions\",10^6,IF($D15=\"$000\",10^3,1))\n*'Input| Prices'!N$34","v":0},{"$f":"'Calc | Capex Comm, IT, Other'!O188*\nIF('Calc | Capex Comm, IT, Other'!$G188=\"$millions\",10^6,IF('Calc | Capex Comm, IT, Other'!$G188=\"$000\",10^3,1))/IF($D15=\"$millions\",10^6,IF($D15=\"$000\",10^3,1))\n*'Input| Prices'!O$34","v":0},{"$f":"'Calc | Capex Comm, IT, Other'!P188*\nIF('Calc | Capex Comm, IT, Other'!$G188=\"$millions\",10^6,IF('Calc | Capex Comm, IT, Other'!$G188=\"$000\",10^3,1))/IF($D15=\"$millions\",10^6,IF($D15=\"$000\",10^3,1))\n*'Input| Prices'!P$34","v":0},{"$f":"'Calc | Capex Comm, IT, Other'!Q188*\nIF('Calc | Capex Comm, IT, Other'!$G188=\"$millions\",10^6,IF('Calc | Capex Comm, IT, Other'!$G188=\"$000\",10^3,1))/IF($D15=\"$millions\",10^6,IF($D15=\"$000\",10^3,1))\n*'Input| Prices'!Q$34","v":0},0]
[null,null,{"$f":"'Calc | Capex Comm, IT, Other'!$F$189","v":"Capitalised Leases FY2025"},"$millions","2026-06-01",null,{"$f":"'Calc | Capex Comm, IT, Other'!M189*\nIF('Calc | Capex Comm, IT, Other'!$G189=\"$millions\",10^6,IF('Calc | Capex Comm, IT, Other'!$G189=\"$000\",10^3,1))/IF($D16=\"$millions\",10^6,IF($D16=\"$000\",10^3,1))\n*'Input| Prices'!M$34","v":0},{"$f":"'Calc | Capex Comm, IT, Other'!N189*\nIF('Calc | Capex Comm, IT, Other'!$G189=\"$millions\",10^6,IF('Calc | Capex Comm, IT, Other'!$G189=\"$000\",10^3,1))/IF($D16=\"$millions\",10^6,IF($D16=\"$000\",10^3,1))\n*'Input| Prices'!N$34","v":0},{"$f":"'Calc | Capex Comm, IT, Other'!O189*\nIF('Calc | Capex Comm, IT, Other'!$G189=\"$millions\",10^6,IF('Calc | Capex Comm, IT, Other'!$G189=\"$000\",10^3,1))/IF($D16=\"$millions\",10^6,IF($D16=\"$000\",10^3,1))\n*'Input| Prices'!O$34","v":0},{"$f":"'Calc | Capex Comm, IT, Other'!P189*\nIF('Calc | Capex Comm, IT, Other'!$G189=\"$millions\",10^6,IF('Calc | Capex Comm, IT, Other'!$G189=\"$000\",10^3,1))/IF($D16=\"$millions\",10^6,IF($D16=\"$000\",10^3,1))\n*'Input| Prices'!P$34","v":0},{"$f":"'Calc | Capex Comm, IT, Other'!Q189*\nIF('Calc | Capex Comm, IT, Other'!$G189=\"$millions\",10^6,IF('Calc | Capex Comm, IT, Other'!$G189=\"$000\",10^3,1))/IF($D16=\"$millions\",10^6,IF($D16=\"$000\",10^3,1))\n*'Input| Prices'!Q$34","v":0},0]
[null,null,{"$f":"'Calc | Capex Comm, IT, Other'!$F$190","v":"Capitalised Leases FY2026"},"$millions","2026-06-01",null,{"$f":"'Calc | Capex Comm, IT, Other'!M190*\nIF('Calc | Capex Comm, IT, Other'!$G190=\"$millions\",10^6,IF('Calc | Capex Comm, IT, Other'!$G190=\"$000\",10^3,1))/IF($D17=\"$millions\",10^6,IF($D17=\"$000\",10^3,1))\n*'Input| Prices'!M$34","v":0},{"$f":"'Calc | Capex Comm, IT, Other'!N190*\nIF('Calc | Capex Comm, IT, Other'!$G190=\"$millions\",10^6,IF('Calc | Capex Comm, IT, Other'!$G190=\"$000\",10^3,1))/IF($D17=\"$millions\",10^6,IF($D17=\"$000\",10^3,1))\n*'Input| Prices'!N$34","v":0},{"$f":"'Calc | Capex Comm, IT, Other'!O190*\nIF('Calc | Capex Comm, IT, Other'!$G190=\"$millions\",10^6,IF('Calc | Capex Comm, IT, Other'!$G190=\"$000\",10^3,1))/IF($D17=\"$millions\",10^6,IF($D17=\"$000\",10^3,1))\n*'Input| Prices'!O$34","v":0},{"$f":"'Calc | Capex Comm, IT, Other'!P190*\nIF('Calc | Capex Comm, IT, Other'!$G190=\"$millions\",10^6,IF('Calc | Capex Comm, IT, Other'!$G190=\"$000\",10^3,1))/IF($D17=\"$millions\",10^6,IF($D17=\"$000\",10^3,1))\n*'Input| Prices'!P$34","v":0},{"$f":"'Calc | Capex Comm, IT, Other'!Q190*\nIF('Calc | Capex Comm, IT, Other'!$G190=\"$millions\",10^6,IF('Calc | Capex Comm, IT, Other'!$G190=\"$000\",10^3,1))/IF($D17=\"$millions\",10^6,IF($D17=\"$000\",10^3,1))\n*'Input| Prices'!Q$34","v":0},0]
[null,null,"Total","$millions","2026-06-01",null,{"$f":"IFERROR(SUM(G11:G17),\"\")","v":17.119283738530889},17.287279209992732,35.764008160661611,51.147953974236295,51.214657877796839,172.53318296121839]
[]
[null,"Asset Disposal"]
[null,null,null,"Units","Output Basis",null,{"$f":"FPFirstYear","v":"2026-27"},{"$f":"(LEFT(G21,4)+1&IF(MID(G21,5,1)=\"\",\"\",\"-\"&TEXT(MOD(MID(G21,6,2)+1,100),\"00\")))","v":"2027-28"},{"$f":"(LEFT(H21,4)+1&IF(MID(H21,5,1)=\"\",\"\",\"-\"&TEXT(MOD(MID(H21,6,2)+1,100),\"00\")))","v":"2028-29"},{"$f":"(LEFT(I21,4)+1&IF(MID(I21,5,1)=\"\",\"\",\"-\"&TEXT(MOD(MID(I21,6,2)+1,100),\"00\")))","v":"2029-30"},{"$f":"(LEFT(J21,4)+1&IF(MID(J21,5,1)=\"\",\"\",\"-\"&TEXT(MOD(MID(J21,6,2)+1,100),\"00\")))","v":"2030-31"},"Total"]
[null,null,"Meters","$millions",{"$f":"Basis_Ptrm","v":"2026-06-01"},null,{"$f":"'Input | Meters Vols & Costs'!Q62*\nIF('Input | Meters Vols & Costs'!$L$62=\"$millions\",10^6,IF('Input | Meters Vols & Costs'!$L$62=\"$000\",10^3,1))/IF($D22=\"$millions\",10^6,IF($D22=\"$000\",10^3,1))*\n'Input| Prices'!M$34","v":0},{"$f":"'Input | Meters Vols & Costs'!R62*\nIF('Input | Meters Vols & Costs'!$L$62=\"$millions\",10^6,IF('Input | Meters Vols & Costs'!$L$62=\"$000\",10^3,1))/IF($D22=\"$millions\",10^6,IF($D22=\"$000\",10^3,1))*\n'Input| Prices'!N$34","v":0},{"$f":"'Input | Meters Vols & Costs'!S62*\nIF('Input | Meters Vols & Costs'!$L$62=\"$millions\",10^6,IF('Input | Meters Vols & Costs'!$L$62=\"$000\",10^3,1))/IF($D22=\"$millions\",10^6,IF($D22=\"$000\",10^3,1))*\n'Input| Prices'!O$34","v":0},{"$f":"'Input | Meters Vols & Costs'!T62*\nIF('Input | Meters Vols & Costs'!$L$62=\"$millions\",10^6,IF('Input | Meters Vols & Costs'!$L$62=\"$000\",10^3,1))/IF($D22=\"$millions\",10^6,IF($D22=\"$000\",10^3,1))*\n'Input| Prices'!P$34","v":0},{"$f":"'Input | Meters Vols & Costs'!U62*\nIF('Input | Meters Vols & Costs'!$L$62=\"$millions\",10^6,IF('Input | Meters Vols & Costs'!$L$62=\"$000\",10^3,1))/IF($D22=\"$millions\",10^6,IF($D22=\"$000\",10^3,1))*\n'Input| Prices'!Q$34","v":0},{"$f":"IFERROR(SUM(G22:K22),\"\")","v":0}]
[null,null,"Comms","$millions","2026-06-01"]
[null,null,"IT","$millions","2026-06-01"]
[null,null,{"$f":"'Calc | Capex Comm, IT, Other'!$F$187","v":"Other"},"$millions","2026-06-01"]
[null,null,{"$f":"'Calc | Capex Comm, IT, Other'!$F$188","v":"Capitalised Leases FY2022"},"$millions","2026-06-01"]
[null,null,{"$f":"'Calc | Capex Comm, IT, Other'!$F$189","v":"Capitalised Leases FY2025"},"$millions","2026-06-01"]
[null,null,{"$f":"'Calc | Capex Comm, IT, Other'!$F$190","v":"Capitalised Leases FY2026"},"$millions","2026-06-01"]
[null,null,"Total","$millions","2026-06-01",null,{"$f":"IFERROR(SUM(G22:G28),\"\")","v":0},0,0,0,0,0]
[]
[null,"Capital Contributions"]
[null,null,null,"Units","Output Basis",null,{"$f":"FPFirstYear","v":"2026-27"},{"$f":"(LEFT(G32,4)+1&IF(MID(G32,5,1)=\"\",\"\",\"-\"&TEXT(MOD(MID(G32,6,2)+1,100),\"00\")))","v":"2027-28"},{"$f":"(LEFT(H32,4)+1&IF(MID(H32,5,1)=\"\",\"\",\"-\"&TEXT(MOD(MID(H32,6,2)+1,100),\"00\")))","v":"2028-29"},{"$f":"(LEFT(I32,4)+1&IF(MID(I32,5,1)=\"\",\"\",\"-\"&TEXT(MOD(MID(I32,6,2)+1,100),\"00\")))","v":"2029-30"},{"$f":"(LEFT(J32,4)+1&IF(MID(J32,5,1)=\"\",\"\",\"-\"&TEXT(MOD(MID(J32,6,2)+1,100),\"00\")))","v":"2030-31"},"Total"]
[null,null,"Meters","$millions",{"$f":"Basis_Ptrm","v":"2026-06-01"},null,{"$f":"'Input | Meters Vols & Costs'!Q68*\nIF('Input | Meters Vols & Costs'!$L$68=\"$millions\",10^6,IF('Input | Meters Vols & Costs'!$L$68=\"$000\",10^3,1))/IF($D33=\"$millions\",10^6,IF($D33=\"$000\",10^3,1))*\n'Input| Prices'!M$34","v":0},{"$f":"'Input | Meters Vols & Costs'!R68*\nIF('Input | Meters Vols & Costs'!$L$68=\"$millions\",10^6,IF('Input | Meters Vols & Costs'!$L$68=\"$000\",10^3,1))/IF($D33=\"$millions\",10^6,IF($D33=\"$000\",10^3,1))*\n'Input| Prices'!N$34","v":0},{"$f":"'Input | Meters Vols & Costs'!S68*\nIF('Input | Meters Vols & Costs'!$L$68=\"$millions\",10^6,IF('Input | Meters Vols & Costs'!$L$68=\"$000\",10^3,1))/IF($D33=\"$millions\",10^6,IF($D33=\"$000\",10^3,1))*\n'Input| Prices'!O$34","v":0},{"$f":"'Input | Meters Vols & Costs'!T68*\nIF('Input | Meters Vols & Costs'!$L$68=\"$millions\",10^6,IF('Input | Meters Vols & Costs'!$L$68=\"$000\",10^3,1))/IF($D33=\"$millions\",10^6,IF($D33=\"$000\",10^3,1))*\n'Input| Prices'!P$34","v":0},{"$f":"'Input | Meters Vols & Costs'!U68*\nIF('Input | Meters Vols & Costs'!$L$68=\"$millions\",10^6,IF('Input | Meters Vols & Costs'!$L$68=\"$000\",10^3,1))/IF($D33=\"$millions\",10^6,IF($D33=\"$000\",10^3,1))*\n'Input| Prices'!Q$34","v":0},{"$f":"IFERROR(SUM(G33:K33),\"\")","v":0}]
[null,null,"Comms","$millions","2026-06-01"]
[null,null,"IT","$millions","2026-06-01"]
[null,null,{"$f":"'Calc | Capex Comm, IT, Other'!$F$187","v":"Other"},"$millions","2026-06-01"]
[null,null,{"$f":"'Calc | Capex Comm, IT, Other'!$F$188","v":"Capitalised Leases FY2022"},"$millions","2026-06-01"]
[null,null,{"$f":"'Calc | Capex Comm, IT, Other'!$F$189","v":"Capitalised Leases FY2025"},"$millions","2026-06-01"]
[null,null,{"$f":"'Calc | Capex Comm, IT, Other'!$F$190","v":"Capitalised Leases FY2026"},"$millions","2026-06-01"]
[null,null,"Total","$millions","2026-06-01",null,{"$f":"IFERROR(SUM(G33:G39),\"\")","v":0},0,0,0,0,0]
[]
[null,"Net Capex"]
[null,null,null,"Units","Output Basis",null,{"$f":"FPFirstYear","v":"2026-27"},{"$f":"(LEFT(G43,4)+1&IF(MID(G43,5,1)=\"\",\"\",\"-\"&TEXT(MOD(MID(G43,6,2)+1,100),\"00\")))","v":"2027-28"},{"$f":"(LEFT(H43,4)+1&IF(MID(H43,5,1)=\"\",\"\",\"-\"&TEXT(MOD(MID(H43,6,2)+1,100),\"00\")))","v":"2028-29"},{"$f":"(LEFT(I43,4)+1&IF(MID(I43,5,1)=\"\",\"\",\"-\"&TEXT(MOD(MID(I43,6,2)+1,100),\"00\")))","v":"2029-30"},{"$f":"(LEFT(J43,4)+1&IF(MID(J43,5,1)=\"\",\"\",\"-\"&TEXT(MOD(MID(J43,6,2)+1,100),\"00\")))","v":"2030-31"},"Total"]
[null,null,"Meters","$millions",{"$f":"Basis_Ptrm","v":"2026-06-01"},null,{"$f":"G11-SUM(G22,G33)","v":11.297438615180111},11.95022500536532,30.01690578627867,47.115979996439521,50.053154555354318,{"$f":"IFERROR(SUM(G44:K44),\"\")","v":150.43370395861794}]
[null,null,"Comms","$millions","2026-06-01",null,2.5625081790571,2.293280592823197,1.1494367767250353,1.1788920063292005,1.161503322442524,8.3456208773770566]
[null,null,"IT","$millions","2026-06-01",null,3.2593369442936804,3.0437736118042156,4.5976655976579055,2.8530819714675775,0,13.753858125223379]
[null,null,{"$f":"'Calc | Capex Comm, IT, Other'!$F$187","v":"Other"},"$millions","2026-06-01",null,0,0,0,0,0,0]
[null,null,{"$f":"'Calc | Capex Comm, IT, Other'!$F$188","v":"Capitalised Leases FY2022"},"$millions","2026-06-01",null,0,0,0,0,0,0]
[null,null,{"$f":"'Calc | Capex Comm, IT, Other'!$F$189","v":"Capitalised Leases FY2025"},"$millions","2026-06-01",null,0,0,0,0,0,0]
[null,null,{"$f":"'Calc | Capex Comm, IT, Other'!$F$190","v":"Capitalised Leases FY2026"},"$millions","2026-06-01",null,0,0,0,0,0,0]
[null,null,"Total","$millions","2026-06-01",null,{"$f":"IFERROR(SUM(G44:G50),\"\")","v":17.119283738530889},17.287279209992732,35.764008160661611,51.147953974236295,51.214657877796839,172.53318296121839]
[]
[]
[null,"Total forecast opex, excluding debt raising cost"]
[]
[]
[]
[null,null,null,"Units","Basis",null,{"$f":"G$10","v":"2026-27"},{"$f":"H$10","v":"2027-28"},{"$f":"I$10","v":"2028-29"},{"$f":"J$10","v":"2029-30"},{"$f":"K$10","v":"2030-31"},{"$f":"L10","v":"Total"}]
[null,null,"Opex","$millions",{"$f":"Basis_Ptrm","v":"2026-06-01"},null,{"$f":"'Calc | Opex'!R53*'Input| Prices'!M33","v":11.321241739509972},{"$f":"'Calc | Opex'!S53*'Input| Prices'!N33","v":11.619964875153654},{"$f":"'Calc | Opex'!T53*'Input| Prices'!O33","v":12.374765280047773},{"$f":"'Calc | Opex'!U53*'Input| Prices'!P33","v":12.982798983951945},{"$f":"'Calc | Opex'!V53*'Input| Prices'!Q33","v":13.365072837744256},{"$f":"IFERROR(SUM(G59:K59),\"\")","v":61.663843716407605}]

{"sheet":"Output | RFM","index":16,"n_rows":51,"n_cols":12,"rows_kept":51,"cut":false,"hidden":false,"merged":[]}
[null,{"$f":"'Input|General'!B1&\" v\"&'Input|General'!$D$2","v":"AER Metering Opex & Capex Forecasting Model  v1.08"}]
[null,{"$f":"MID(CELL(\"filename\",A1),FIND(\"]\",CELL(\"filename\",A1))+1,255)","v":"Output | RFM"}]
[]
[]
[]
[]
[null,"Forecast Capex"]
[]
[null,"Gross capital expenditure"]
[null,null,null,"Units","Output Basis",null,{"$f":"FPFirstYear","v":"2026-27"},{"$f":"(LEFT(G10,4)+1&IF(MID(G10,5,1)=\"\",\"\",\"-\"&TEXT(MOD(MID(G10,6,2)+1,100),\"00\")))","v":"2027-28"},{"$f":"(LEFT(H10,4)+1&IF(MID(H10,5,1)=\"\",\"\",\"-\"&TEXT(MOD(MID(H10,6,2)+1,100),\"00\")))","v":"2028-29"},{"$f":"(LEFT(I10,4)+1&IF(MID(I10,5,1)=\"\",\"\",\"-\"&TEXT(MOD(MID(I10,6,2)+1,100),\"00\")))","v":"2029-30"},{"$f":"(LEFT(J10,4)+1&IF(MID(J10,5,1)=\"\",\"\",\"-\"&TEXT(MOD(MID(J10,6,2)+1,100),\"00\")))","v":"2030-31"},"Total"]
[null,null,"Meters","$millions",{"$f":"Basis_Rfm","v":"nominal"},null,{"$f":"'Output | PTRM'!G11*\nIF('Output | PTRM'!$D11=\"$millions\",10^6,IF('Output | PTRM'!$D11=\"$000\",10^3,1))/IF($D11=\"$millions\",10^6,IF($D11=\"$000\",10^3,1))*\n'Input| Prices'!M$35","v":11.591172019174794},{"$f":"'Output | PTRM'!H11*\nIF('Output | PTRM'!$D11=\"$millions\",10^6,IF('Output | PTRM'!$D11=\"$000\",10^3,1))/IF($D11=\"$millions\",10^6,IF($D11=\"$000\",10^3,1))*\n'Input| Prices'!N$35","v":12.579715057747944},{"$f":"'Output | PTRM'!I11*\nIF('Output | PTRM'!$D11=\"$millions\",10^6,IF('Output | PTRM'!$D11=\"$000\",10^3,1))/IF($D11=\"$millions\",10^6,IF($D11=\"$000\",10^3,1))*\n'Input| Prices'!O$35","v":32.419626299679081},{"$f":"'Output | PTRM'!J11*\nIF('Output | PTRM'!$D11=\"$millions\",10^6,IF('Output | PTRM'!$D11=\"$000\",10^3,1))/IF($D11=\"$millions\",10^6,IF($D11=\"$000\",10^3,1))*\n'Input| Prices'!P$35","v":52.21047830366453},{"$f":"'Output | PTRM'!K11*\nIF('Output | PTRM'!$D11=\"$millions\",10^6,IF('Output | PTRM'!$D11=\"$000\",10^3,1))/IF($D11=\"$millions\",10^6,IF($D11=\"$000\",10^3,1))*\n'Input| Prices'!Q$35","v":56.907336274941358},{"$f":"IFERROR(SUM(G11:K11),\"\")","v":165.70832795520772}]
[null,null,"Comms","$millions","nominal",null,{"$f":"'Output | PTRM'!G12*\nIF('Output | PTRM'!$D12=\"$millions\",10^6,IF('Output | PTRM'!$D12=\"$000\",10^3,1))/IF($D12=\"$millions\",10^6,IF($D12=\"$000\",10^3,1))*\n'Input| Prices'!M$35","v":2.6291333917125845},{"$f":"'Output | PTRM'!H12*\nIF('Output | PTRM'!$D12=\"$millions\",10^6,IF('Output | PTRM'!$D12=\"$000\",10^3,1))/IF($D12=\"$millions\",10^6,IF($D12=\"$000\",10^3,1))*\n'Input| Prices'!N$35","v":2.4140814413307514},{"$f":"'Output | PTRM'!I12*\nIF('Output | PTRM'!$D12=\"$millions\",10^6,IF('Output | PTRM'!$D12=\"$000\",10^3,1))/IF($D12=\"$millions\",10^6,IF($D12=\"$000\",10^3,1))*\n'Input| Prices'!O$35","v":1.2414441055935743},{"$f":"'Output | PTRM'!J12*\nIF('Output | PTRM'!$D12=\"$millions\",10^6,IF('Output | PTRM'!$D12=\"$000\",10^3,1))/IF($D12=\"$millions\",10^6,IF($D12=\"$000\",10^3,1))*\n'Input| Prices'!P$35","v":1.306361780514075},{"$f":"'Output | PTRM'!K12*\nIF('Output | PTRM'!$D12=\"$millions\",10^6,IF('Output | PTRM'!$D12=\"$000\",10^3,1))/IF($D12=\"$millions\",10^6,IF($D12=\"$000\",10^3,1))*\n'Input| Prices'!Q$35","v":1.3205573303396851},8.9115780494906716]
[null,null,"IT","$millions","nominal",null,{"$f":"'Output | PTRM'!G13*\nIF('Output | PTRM'!$D13=\"$millions\",10^6,IF('Output | PTRM'!$D13=\"$000\",10^3,1))/IF($D13=\"$millions\",10^6,IF($D13=\"$000\",10^3,1))*\n'Input| Prices'!M$35","v":3.3440797048453166},{"$f":"'Output | PTRM'!H13*\nIF('Output | PTRM'!$D13=\"$millions\",10^6,IF('Output | PTRM'!$D13=\"$000\",10^3,1))/IF($D13=\"$millions\",10^6,IF($D13=\"$000\",10^3,1))*\n'Input| Prices'!N$35","v":3.2041074305796142},{"$f":"'Output | PTRM'!I13*\nIF('Output | PTRM'!$D13=\"$millions\",10^6,IF('Output | PTRM'!$D13=\"$000\",10^3,1))/IF($D13=\"$millions\",10^6,IF($D13=\"$000\",10^3,1))*\n'Input| Prices'!O$35","v":4.9656883886778171},{"$f":"'Output | PTRM'!J13*\nIF('Output | PTRM'!$D13=\"$millions\",10^6,IF('Output | PTRM'!$D13=\"$000\",10^3,1))/IF($D13=\"$millions\",10^6,IF($D13=\"$000\",10^3,1))*\n'Input| Prices'!P$35","v":3.1615764838413867},{"$f":"'Output | PTRM'!K13*\nIF('Output | PTRM'!$D13=\"$millions\",10^6,IF('Output | PTRM'!$D13=\"$000\",10^3,1))/IF($D13=\"$millions\",10^6,IF($D13=\"$000\",10^3,1))*\n'Input| Prices'!Q$35","v":0},14.675452007944134]
[null,null,{"$f":"'Calc | Capex Comm, IT, Other'!$F$187","v":"Other"},"$millions","nominal",null,{"$f":"'Output | PTRM'!G14*\nIF('Output | PTRM'!$D14=\"$millions\",10^6,IF('Output | PTRM'!$D14=\"$000\",10^3,1))/IF($D14=\"$millions\",10^6,IF($D14=\"$000\",10^3,1))*\n'Input| Prices'!M$35","v":0},{"$f":"'Output | PTRM'!H14*\nIF('Output | PTRM'!$D14=\"$millions\",10^6,IF('Output | PTRM'!$D14=\"$000\",10^3,1))/IF($D14=\"$millions\",10^6,IF($D14=\"$000\",10^3,1))*\n'Input| Prices'!N$35","v":0},{"$f":"'Output | PTRM'!I14*\nIF('Output | PTRM'!$D14=\"$millions\",10^6,IF('Output | PTRM'!$D14=\"$000\",10^3,1))/IF($D14=\"$millions\",10^6,IF($D14=\"$000\",10^3,1))*\n'Input| Prices'!O$35","v":0},{"$f":"'Output | PTRM'!J14*\nIF('Output | PTRM'!$D14=\"$millions\",10^6,IF('Output | PTRM'!$D14=\"$000\",10^3,1))/IF($D14=\"$millions\",10^6,IF($D14=\"$000\",10^3,1))*\n'Input| Prices'!P$35","v":0},{"$f":"'Output | PTRM'!K14*\nIF('Output | PTRM'!$D14=\"$millions\",10^6,IF('Output | PTRM'!$D14=\"$000\",10^3,1))/IF($D14=\"$millions\",10^6,IF($D14=\"$000\",10^3,1))*\n'Input| Prices'!Q$35","v":0},0]
[null,null,{"$f":"'Calc | Capex Comm, IT, Other'!$F$188","v":"Capitalised Leases FY2022"},"$millions","nominal",null,{"$f":"'Output | PTRM'!G15*\nIF('Output | PTRM'!$D15=\"$millions\",10^6,IF('Output | PTRM'!$D15=\"$000\",10^3,1))/IF($D15=\"$millions\",10^6,IF($D15=\"$000\",10^3,1))*\n'Input| Prices'!M$35","v":0},{"$f":"'Output | PTRM'!H15*\nIF('Output | PTRM'!$D15=\"$millions\",10^6,IF('Output | PTRM'!$D15=\"$000\",10^3,1))/IF($D15=\"$millions\",10^6,IF($D15=\"$000\",10^3,1))*\n'Input| Prices'!N$35","v":0},{"$f":"'Output | PTRM'!I15*\nIF('Output | PTRM'!$D15=\"$millions\",10^6,IF('Output | PTRM'!$D15=\"$000\",10^3,1))/IF($D15=\"$millions\",10^6,IF($D15=\"$000\",10^3,1))*\n'Input| Prices'!O$35","v":0},{"$f":"'Output | PTRM'!J15*\nIF('Output | PTRM'!$D15=\"$millions\",10^6,IF('Output | PTRM'!$D15=\"$000\",10^3,1))/IF($D15=\"$millions\",10^6,IF($D15=\"$000\",10^3,1))*\n'Input| Prices'!P$35","v":0},{"$f":"'Output | PTRM'!K15*\nIF('Output | PTRM'!$D15=\"$millions\",10^6,IF('Output | PTRM'!$D15=\"$000\",10^3,1))/IF($D15=\"$millions\",10^6,IF($D15=\"$000\",10^3,1))*\n'Input| Prices'!Q$35","v":0},0]
[null,null,{"$f":"'Calc | Capex Comm, IT, Other'!$F$189","v":"Capitalised Leases FY2025"},"$millions","nominal",null,{"$f":"'Output | PTRM'!G16*\nIF('Output | PTRM'!$D16=\"$millions\",10^6,IF('Output | PTRM'!$D16=\"$000\",10^3,1))/IF($D16=\"$millions\",10^6,IF($D16=\"$000\",10^3,1))*\n'Input| Prices'!M$35","v":0},{"$f":"'Output | PTRM'!H16*\nIF('Output | PTRM'!$D16=\"$millions\",10^6,IF('Output | PTRM'!$D16=\"$000\",10^3,1))/IF($D16=\"$millions\",10^6,IF($D16=\"$000\",10^3,1))*\n'Input| Prices'!N$35","v":0},{"$f":"'Output | PTRM'!I16*\nIF('Output | PTRM'!$D16=\"$millions\",10^6,IF('Output | PTRM'!$D16=\"$000\",10^3,1))/IF($D16=\"$millions\",10^6,IF($D16=\"$000\",10^3,1))*\n'Input| Prices'!O$35","v":0},{"$f":"'Output | PTRM'!J16*\nIF('Output | PTRM'!$D16=\"$millions\",10^6,IF('Output | PTRM'!$D16=\"$000\",10^3,1))/IF($D16=\"$millions\",10^6,IF($D16=\"$000\",10^3,1))*\n'Input| Prices'!P$35","v":0},{"$f":"'Output | PTRM'!K16*\nIF('Output | PTRM'!$D16=\"$millions\",10^6,IF('Output | PTRM'!$D16=\"$000\",10^3,1))/IF($D16=\"$millions\",10^6,IF($D16=\"$000\",10^3,1))*\n'Input| Prices'!Q$35","v":0},0]
[null,null,{"$f":"'Calc | Capex Comm, IT, Other'!$F$190","v":"Capitalised Leases FY2026"},"$millions","nominal",null,{"$f":"'Output | PTRM'!G17*\nIF('Output | PTRM'!$D17=\"$millions\",10^6,IF('Output | PTRM'!$D17=\"$000\",10^3,1))/IF($D17=\"$millions\",10^6,IF($D17=\"$000\",10^3,1))*\n'Input| Prices'!M$35","v":0},{"$f":"'Output | PTRM'!H17*\nIF('Output | PTRM'!$D17=\"$millions\",10^6,IF('Output | PTRM'!$D17=\"$000\",10^3,1))/IF($D17=\"$millions\",10^6,IF($D17=\"$000\",10^3,1))*\n'Input| Prices'!N$35","v":0},{"$f":"'Output | PTRM'!I17*\nIF('Output | PTRM'!$D17=\"$millions\",10^6,IF('Output | PTRM'!$D17=\"$000\",10^3,1))/IF($D17=\"$millions\",10^6,IF($D17=\"$000\",10^3,1))*\n'Input| Prices'!O$35","v":0},{"$f":"'Output | PTRM'!J17*\nIF('Output | PTRM'!$D17=\"$millions\",10^6,IF('Output | PTRM'!$D17=\"$000\",10^3,1))/IF($D17=\"$millions\",10^6,IF($D17=\"$000\",10^3,1))*\n'Input| Prices'!P$35","v":0},{"$f":"'Output | PTRM'!K17*\nIF('Output | PTRM'!$D17=\"$millions\",10^6,IF('Output | PTRM'!$D17=\"$000\",10^3,1))/IF($D17=\"$millions\",10^6,IF($D17=\"$000\",10^3,1))*\n'Input| Prices'!Q$35","v":0},0]
[null,null,"Total","$millions","nominal",null,{"$f":"IFERROR(SUM(G11:G17),\"\")","v":17.564385115732694},18.19790392965831,38.626758793950472,56.678416568019991,58.227893605281039,189.29535801264254]
[]
[null,"Asset Disposal"]
[null,null,null,"Units","Output Basis",null,{"$f":"FPFirstYear","v":"2026-27"},{"$f":"(LEFT(G21,4)+1&IF(MID(G21,5,1)=\"\",\"\",\"-\"&TEXT(MOD(MID(G21,6,2)+1,100),\"00\")))","v":"2027-28"},{"$f":"(LEFT(H21,4)+1&IF(MID(H21,5,1)=\"\",\"\",\"-\"&TEXT(MOD(MID(H21,6,2)+1,100),\"00\")))","v":"2028-29"},{"$f":"(LEFT(I21,4)+1&IF(MID(I21,5,1)=\"\",\"\",\"-\"&TEXT(MOD(MID(I21,6,2)+1,100),\"00\")))","v":"2029-30"},{"$f":"(LEFT(J21,4)+1&IF(MID(J21,5,1)=\"\",\"\",\"-\"&TEXT(MOD(MID(J21,6,2)+1,100),\"00\")))","v":"2030-31"},"Total"]
[null,null,"Meters","$millions",{"$f":"Basis_Rfm","v":"nominal"},null,{"$f":"'Output | PTRM'!G22*\nIF('Output | PTRM'!$D22=\"$millions\",10^6,IF('Output | PTRM'!$D22=\"$000\",10^3,1))/IF($D22=\"$millions\",10^6,IF($D22=\"$000\",10^3,1))*\n'Input| Prices'!M$35","v":0},{"$f":"'Output | PTRM'!H22*\nIF('Output | PTRM'!$D22=\"$millions\",10^6,IF('Output | PTRM'!$D22=\"$000\",10^3,1))/IF($D22=\"$millions\",10^6,IF($D22=\"$000\",10^3,1))*\n'Input| Prices'!N$35","v":0},{"$f":"'Output | PTRM'!I22*\nIF('Output | PTRM'!$D22=\"$millions\",10^6,IF('Output | PTRM'!$D22=\"$000\",10^3,1))/IF($D22=\"$millions\",10^6,IF($D22=\"$000\",10^3,1))*\n'Input| Prices'!O$35","v":0},{"$f":"'Output | PTRM'!J22*\nIF('Output | PTRM'!$D22=\"$millions\",10^6,IF('Output | PTRM'!$D22=\"$000\",10^3,1))/IF($D22=\"$millions\",10^6,IF($D22=\"$000\",10^3,1))*\n'Input| Prices'!P$35","v":0},{"$f":"'Output | PTRM'!K22*\nIF('Output | PTRM'!$D22=\"$millions\",10^6,IF('Output | PTRM'!$D22=\"$000\",10^3,1))/IF($D22=\"$millions\",10^6,IF($D22=\"$000\",10^3,1))*\n'Input| Prices'!Q$35","v":0},{"$f":"IFERROR(SUM(G22:K22),\"\")","v":0}]
[null,null,"Comms","$millions","nominal"]
[null,null,"IT","$millions","nominal"]
[null,null,{"$f":"'Calc | Capex Comm, IT, Other'!$F$187","v":"Other"},"$millions","nominal"]
[null,null,{"$f":"'Calc | Capex Comm, IT, Other'!$F$188","v":"Capitalised Leases FY2022"},"$millions","nominal"]
[null,null,{"$f":"'Calc | Capex Comm, IT, Other'!$F$189","v":"Capitalised Leases FY2025"},"$millions","nominal"]
[null,null,{"$f":"'Calc | Capex Comm, IT, Other'!$F$190","v":"Capitalised Leases FY2026"},"$millions","nominal"]
[null,null,"Total","$millions","nominal",null,{"$f":"IFERROR(SUM(G22:G28),\"\")","v":0},0,0,0,0,0]
[]
[null,"Capital Contributions"]
[null,null,null,"Units","Output Basis",null,{"$f":"FPFirstYear","v":"2026-27"},{"$f":"(LEFT(G32,4)+1&IF(MID(G32,5,1)=\"\",\"\",\"-\"&TEXT(MOD(MID(G32,6,2)+1,100),\"00\")))","v":"2027-28"},{"$f":"(LEFT(H32,4)+1&IF(MID(H32,5,1)=\"\",\"\",\"-\"&TEXT(MOD(MID(H32,6,2)+1,100),\"00\")))","v":"2028-29"},{"$f":"(LEFT(I32,4)+1&IF(MID(I32,5,1)=\"\",\"\",\"-\"&TEXT(MOD(MID(I32,6,2)+1,100),\"00\")))","v":"2029-30"},{"$f":"(LEFT(J32,4)+1&IF(MID(J32,5,1)=\"\",\"\",\"-\"&TEXT(MOD(MID(J32,6,2)+1,100),\"00\")))","v":"2030-31"},"Total"]
[null,null,"Meters","$millions",{"$f":"Basis_Rfm","v":"nominal"},null,{"$f":"'Output | PTRM'!G33*\nIF('Output | PTRM'!$D33=\"$millions\",10^6,IF('Output | PTRM'!$D33=\"$000\",10^3,1))/IF($D33=\"$millions\",10^6,IF($D33=\"$000\",10^3,1))*\n'Input| Prices'!M$35","v":0},{"$f":"'Output | PTRM'!H33*\nIF('Output | PTRM'!$D33=\"$millions\",10^6,IF('Output | PTRM'!$D33=\"$000\",10^3,1))/IF($D33=\"$millions\",10^6,IF($D33=\"$000\",10^3,1))*\n'Input| Prices'!N$35","v":0},{"$f":"'Output | PTRM'!I33*\nIF('Output | PTRM'!$D33=\"$millions\",10^6,IF('Output | PTRM'!$D33=\"$000\",10^3,1))/IF($D33=\"$millions\",10^6,IF($D33=\"$000\",10^3,1))*\n'Input| Prices'!O$35","v":0},{"$f":"'Output | PTRM'!J33*\nIF('Output | PTRM'!$D33=\"$millions\",10^6,IF('Output | PTRM'!$D33=\"$000\",10^3,1))/IF($D33=\"$millions\",10^6,IF($D33=\"$000\",10^3,1))*\n'Input| Prices'!P$35","v":0},{"$f":"'Output | PTRM'!K33*\nIF('Output | PTRM'!$D33=\"$millions\",10^6,IF('Output | PTRM'!$D33=\"$000\",10^3,1))/IF($D33=\"$millions\",10^6,IF($D33=\"$000\",10^3,1))*\n'Input| Prices'!Q$35","v":0},{"$f":"IFERROR(SUM(G33:K33),\"\")","v":0}]
[null,null,"Comms","$millions","nominal"]
[null,null,"IT","$millions","nominal"]
[null,null,{"$f":"'Calc | Capex Comm, IT, Other'!$F$187","v":"Other"},"$millions","nominal"]
[null,null,{"$f":"'Calc | Capex Comm, IT, Other'!$F$188","v":"Capitalised Leases FY2022"},"$millions","nominal"]
[null,null,{"$f":"'Calc | Capex Comm, IT, Other'!$F$189","v":"Capitalised Leases FY2025"},"$millions","nominal"]
[null,null,{"$f":"'Calc | Capex Comm, IT, Other'!$F$190","v":"Capitalised Leases FY2026"},"$millions","nominal"]
[null,null,"Total","$millions","nominal",null,{"$f":"IFERROR(SUM(G33:G39),\"\")","v":0},0,0,0,0,0]
[]
[null,"Net Capex"]
[null,null,null,"Units","Output Basis",null,{"$f":"FPFirstYear","v":"2026-27"},{"$f":"(LEFT(G43,4)+1&IF(MID(G43,5,1)=\"\",\"\",\"-\"&TEXT(MOD(MID(G43,6,2)+1,100),\"00\")))","v":"2027-28"},{"$f":"(LEFT(H43,4)+1&IF(MID(H43,5,1)=\"\",\"\",\"-\"&TEXT(MOD(MID(H43,6,2)+1,100),\"00\")))","v":"2028-29"},{"$f":"(LEFT(I43,4)+1&IF(MID(I43,5,1)=\"\",\"\",\"-\"&TEXT(MOD(MID(I43,6,2)+1,100),\"00\")))","v":"2029-30"},{"$f":"(LEFT(J43,4)+1&IF(MID(J43,5,1)=\"\",\"\",\"-\"&TEXT(MOD(MID(J43,6,2)+1,100),\"00\")))","v":"2030-31"},"Total"]
[null,null,"Meters","$millions",{"$f":"Basis_Rfm","v":"nominal"},null,{"$f":"G11-SUM(G22,G33)","v":11.591172019174794},12.579715057747944,32.419626299679081,52.21047830366453,56.907336274941358,{"$f":"IFERROR(SUM(G44:K44),\"\")","v":165.70832795520772}]
[null,null,"Comms","$millions","nominal",null,2.6291333917125845,2.4140814413307514,1.2414441055935743,1.306361780514075,1.3205573303396851,8.9115780494906716]
[null,null,"IT","$millions","nominal",null,3.3440797048453166,3.2041074305796142,4.9656883886778171,3.1615764838413867,0,14.675452007944134]
[null,null,{"$f":"'Calc | Capex Comm, IT, Other'!$F$187","v":"Other"},"$millions","nominal",null,0,0,0,0,0,0]
[null,null,{"$f":"'Calc | Capex Comm, IT, Other'!$F$188","v":"Capitalised Leases FY2022"},"$millions","nominal",null,0,0,0,0,0,0]
[null,null,{"$f":"'Calc | Capex Comm, IT, Other'!$F$189","v":"Capitalised Leases FY2025"},"$millions","nominal",null,0,0,0,0,0,0]
[null,null,{"$f":"'Calc | Capex Comm, IT, Other'!$F$190","v":"Capitalised Leases FY2026"},"$millions","nominal",null,0,0,0,0,0,0]
[null,null,"Total","$millions","nominal",null,{"$f":"IFERROR(SUM(G44:G50),\"\")","v":17.564385115732694},18.19790392965831,38.626758793950472,56.678416568019991,58.227893605281039,189.29535801264254]

{"sheet":"Lookup|Tables","index":17,"n_rows":142,"n_cols":9,"rows_kept":142,"cut":false,"hidden":false,"merged":[]}
[]
[]
[]
[]
[]
[]
[null,"Unit Denominations"]
[]
[null,null,{"$f":"B7","v":"Unit Denominations"},"Source",null,null,"Ref"]
[null,null,"Dollars","AER",null,null,"$dollars"]
[null,null,"Thousands","AER",null,null,"$000"]
[null,null,"Millions","AER",null,null,"$millions"]
[]
[null,null,"Percent","AER",null,null,"Per cent"]
[null,null,"Unit","AER",null,null,"unit"]
[null,null,"Number","AER",null,null,"number"]
[null,null,"Factor","AER",null,null,"factor"]
[]
[null,null,"Actual","AER",null,null,"Actual"]
[null,null,"Estimate","AER",null,null,"Estimate"]
[]
[null,"Months"]
[]
[null,null,{"$f":"B22","v":"Months"},"Source",null,null,"Ref"]
[null,null,"month 1","AER",null,null,"2000-01-01"]
[null,null,"month 2","AER",null,null,"2000-02-01"]
[null,null,"month 3","AER",null,null,"2000-03-01"]
[null,null,"month 4","AER",null,null,"2000-04-01"]
[null,null,"month 5","AER",null,null,"2000-05-01"]
[null,null,"month 6","AER",null,null,"2000-06-01"]
[null,null,"month 7","AER",null,null,"2000-07-01"]
[null,null,"month 8","AER",null,null,"2000-08-01"]
[null,null,"month 9","AER",null,null,"2000-09-01"]
[null,null,"month 10","AER",null,null,"2000-10-01"]
[null,null,"month 11","AER",null,null,"2000-11-01"]
[null,null,"month 12","AER",null,null,"2000-12-01"]
[]
[null,"Years"]
[]
[null,null,{"$f":"B38","v":"Years"},"Source",null,null,"Calendar Year","Year Ending","Financial Year"]
[null,null,"2011-06-01","AER",null,null,2011,{"$f":"DATE(G41,MONTH('Input|General'!$J$14),1)","v":"2011-06-01"},{"$f":"G41-1&\"-\"&RIGHT(G41,2)","v":"2010-11"}]
[null,null,"2012-06-01","AER",null,null,2012,{"$f":"DATE(G42,MONTH('Input|General'!$J$14),1)","v":"2012-06-01"},{"$f":"G42-1&\"-\"&RIGHT(G42,2)","v":"2011-12"}]
[null,null,"2013-06-01","AER",null,null,2013,{"$f":"DATE(G43,MONTH('Input|General'!$J$14),1)","v":"2013-06-01"},"2012-13"]
[null,null,"2014-06-01","AER",null,null,2014,{"$f":"DATE(G44,MONTH('Input|General'!$J$14),1)","v":"2014-06-01"},"2013-14"]
[null,null,"2015-06-01","AER",null,null,2015,{"$f":"DATE(G45,MONTH('Input|General'!$J$14),1)","v":"2015-06-01"},"2014-15"]
[null,null,"2016-06-01","AER",null,null,2016,{"$f":"DATE(G46,MONTH('Input|General'!$J$14),1)","v":"2016-06-01"},"2015-16"]
[null,null,"2017-06-01","AER",null,null,2017,{"$f":"DATE(G47,MONTH('Input|General'!$J$14),1)","v":"2017-06-01"},"2016-17"]
[null,null,"2018-06-01","AER",null,null,2018,{"$f":"DATE(G48,MONTH('Input|General'!$J$14),1)","v":"2018-06-01"},"2017-18"]
[null,null,"2019-06-01","AER",null,null,2019,{"$f":"DATE(G49,MONTH('Input|General'!$J$14),1)","v":"2019-06-01"},"2018-19"]
[null,null,"2020-06-01","AER",null,null,2020,{"$f":"DATE(G50,MONTH('Input|General'!$J$14),1)","v":"2020-06-01"},"2019-20"]
[null,null,"2021-06-01","AER",null,null,2021,{"$f":"DATE(G51,MONTH('Input|General'!$J$14),1)","v":"2021-06-01"},"2020-21"]
[null,null,"2022-06-01","AER",null,null,2022,{"$f":"DATE(G52,MONTH('Input|General'!$J$14),1)","v":"2022-06-01"},"2021-22"]
[null,null,"2023-06-01","AER",null,null,2023,{"$f":"DATE(G53,MONTH('Input|General'!$J$14),1)","v":"2023-06-01"},"2022-23"]
[null,null,"2024-06-01","AER",null,null,2024,{"$f":"DATE(G54,MONTH('Input|General'!$J$14),1)","v":"2024-06-01"},"2023-24"]
[null,null,"2025-06-01","AER",null,null,2025,{"$f":"DATE(G55,MONTH('Input|General'!$J$14),1)","v":"2025-06-01"},"2024-25"]
[null,null,"2026-06-01","AER",null,null,2026,{"$f":"DATE(G56,MONTH('Input|General'!$J$14),1)","v":"2026-06-01"},"2025-26"]
[null,null,"2027-06-01","AER",null,null,2027,{"$f":"DATE(G57,MONTH('Input|General'!$J$14),1)","v":"2027-06-01"},"2026-27"]
[null,null,"2028-06-01","AER",null,null,2028,{"$f":"DATE(G58,MONTH('Input|General'!$J$14),1)","v":"2028-06-01"},"2027-28"]
[null,null,"2029-06-01","AER",null,null,2029,{"$f":"DATE(G59,MONTH('Input|General'!$J$14),1)","v":"2029-06-01"},"2028-29"]
[null,null,"2030-06-01","AER",null,null,2030,{"$f":"DATE(G60,MONTH('Input|General'!$J$14),1)","v":"2030-06-01"},"2029-30"]
[null,null,null,null,null,null,"nominal","nominal"]
[null,"Regulatory years"]
[]
[]
[null,null,"Valid Opex Base Years",null,null,null,"Year"]
[null,null,null,"calculated",null,null,{"$f":"G67-1","v":2024}]
[null,null,null,"calculated",null,null,{"$f":"G68-1","v":2025}]
[null,null,"Forecast Period Year -1","calculated",null,null,{"$f":"IF(MONTH('Input|General'!$J$14)=6,LEFT(PPLastYear,4)+1,PPLastYear)","v":2026}]
[]
[null,"Rate of change"]
[]
[null,null,{"$f":"B70","v":"Rate of change"},"Source",null,null,"Year"]
[null,null,"Option 1","AER",null,null,"Base"]
[null,null,"Option 2","AER",null,null,"Final"]
[]
[]
[null,null,"Valid $real 20xx's","Year"]
[null,null,null,{"$f":"D79-1","v":2024}]
[null,null,null,{"$f":"D80-1","v":2025}]
[null,null,null,{"$f":"D81-1","v":2026}]
[null,null,null,{"$f":"IF(MONTH('Input|General'!$J$14)=6,LEFT(PPLastYear,4)+2,PPLastYear+1)","v":2027}]
[null,null,null,"nominal"]
[]
[null,null,"Mid/End Year"]
[null,null,null,"Mid Year"]
[null,null,null,"End Year"]
[]
[null,"Capex Inputs"]
[]
[null,null,{"$f":"B88","v":"Capex Inputs"},"Operation",null,"Operation"]
[null,null,null,"Add",null,"Include"]
[null,null,null,"No Effect",null,"Exclude"]
[null,null,null,"Subtract",null,"Subtract"]
[]
[]
[null,null,"Comms Volume Basis"]
[null,null,null,"Volume basis options"]
[null,null,null,"Proportionate to meter population"]
[null,null,null,"Proportionate to population of equipment type"]
[null,null,null,"Enter annual volume"]
[]
[null,null,"RIN Subcategories"]
[]
[null,null,null,"Meter Type","Classification","RIN Subcategory 1","RIN Subcategory 2","AER Type","RIN Subcategory 3"]
[null,null,null,"AMI - Single Phase, single element","Cat1","Single Phase Meter Population","Direct Connect Meter Population","Meter Type 4","Single phase single element - AMI"]
[null,null,null,"AMI - Single Phase, two elements with 31.5A load control","Cat3","Multi Phase Meter Population","Current Transformer Connected Meter Population","Meter Type 5","Single phase two element with contactor - AMI"]
[null,null,null,"AMI - 3 Phase with no load control","Cat4",null,"Other","Meter Type 6","Three phase - AMI"]
[null,null,null,"AMI - Single Phase, single element, with 31.5A load control","Cat2",null,null,null,"Single phase single element with contactor - AMI"]
[null,null,null,"AMI - 3 Phase with 31.5A and 2A  load control","Cat5b",null,null,null,"Three phase direct connected meter with contactor - AMI"]
[null,null,null,"AMI - 3 Phase CT connect","Cat6a",null,null,null,"Three phase Current transformer connected meter - AMI"]
[null,null,null,"AMI - 3 Phase CT & VT connect","Cat6b",null,null,null,"Single phase non off peak - MRIM"]
[null,null,null,null,null,null,null,null,"Single phase non off peak - Accumulation"]
[null,null,null,"Non AMI - Type 5 Locally read Interval - Single Phase","Interval",null,null,null,"Multi phase direct connect - MRIM"]
[null,null,null,"Non AMI - Type 6 Locally read Accumulation - Single Phase","Accumulation",null,null,null,"Multi phase Current transformer connected meter - MRIM"]
[null,null,null,null,null,null,null,null,"Multi phase direct connect - Accumulation"]
[null,null,null,"Non AMI - Type 5 Locally read Interval - 3 Phase","Interval Multi",null,null,null,"Multi phase Current transformer connected meter - Accumulation"]
[null,null,null,"Non AMI - Type 6 Locally read Accumulation - 3 Phase","Accumulation Multi"]
[]
[null,null,"Metering Overheads"]
[null,null,null,"Method"]
[null,null,null,"Fixed proportion"]
[null,null,null,"Fixed number"]
[null,null,null,"Entered Value"]
[]
[]
[null,"Misc"]
[]
[null,null,null,"Y/N"]
[null,null,null,"Yes"]
[null,null,null,"No"]
[]
[]
[]
[]
[]
[]
[]
[]
[]
[]
[]
[null,"End"]