## Index
CitiPower 2026-27
AER Capex Forecast Model
| Index | Overall Check: | 0 | NOTE: if there is an error code here you can unhide the Model Validation tab to help you identify the error source.
A guide to the cell colours used in this workbook
| Input | This is where you must enter data. Green cells are in all of the green worksheets, and not in any other worksheet.
| Input - optional | Entering data into these cells is optional. Most relate to decisions you make about the forecasting and allocation of capitalised overheads.
| Do not edit cell | These cells are found in table 12 only. They cover a dynamic that depends on your selection of base year for inputs. Please only enter data in the green cells.
| Formula - do not edit | These cells have formulas and validations in them, including when they appear blank. Please do not edit these cells. All cells in the blue and orange worksheets are this type.
Worksheet summary
| Worksheet name (links) | Check |  | Input required? | Description
| Input¦ Setup | N/A |  | Y | Sets up the model with relevant years and output categories
| Input¦ Escalations | N/A |  | Y | Sets up the inflation and labour escalations
| Input¦ Projects | 0 |  | Y | Forecast direct costs and other relevant forecast parameters are entered here.
| Input¦ Disposals | 0 |  | Y | Input for forecast disposals by PTRM category.
| Input¦ Type 2 capcons | 0 |  | Y | Input for type 2 capital contributions (a definition is given at table 24)
| Input¦ Expensing | 0 |  | Y | Input for forecast immediate expensing by PTRM category.
| Input¦ Overheads | 0 |  | Y | Input tables used to calculate forecast capitalised overheads.
| Calc¦ Overheads Allocation | 0 |  | N | Calculation tables for forecast capitalised overheads and yearly allocation rates.
| Calc¦ Project Costs | 0 |  | N | Calculation tables for forecast capex outputs.
| Output¦ PTRM (D) | 0 |  | N | Produces forecast capex and immediate expensing tables in PTRM format for distribution assets.
| Output¦ PTRM (T) | 0 |  | N | Produces forecast capex and immediate expensing tables in PTRM format for transmission assets.
| Output¦ RIN | 0 |  | N | Produces forecast capex tables analogous to Reset RIN table 2.1.1.
| Output¦ AER | 0 |  | N | Produces forecast capex by capex drivers that align with AER's standard assessment approach.
| Model Validation | 0 |  | N | Hidden tab. Compiles all validation cells in the model to facilitate troubleshooting.
Table listing and description
| Table name | Worksheet |  | Input required? | Description
| 1. Business name | Input¦ Setup |  | Y | Please enter your business name. This is shown in cell A1 in each worksheet in the model.
| 2. Financial years | Input¦ Setup |  | N | Provides reference range for FY drop-down boxes, based on your input in table 10.
| 3. RIN categories | Input¦ Setup |  | N | Aligns with Reset RIN table 2.1.1.
| 4. AER categories | Input¦ Setup |  | N | Aligns with AER's current assessment categories.
| 5. Months | Input¦ Setup |  | N | Provides reference range for month drop-down boxes (i.e. June for end-year and December for mid-year).
| 6. Overhead switch | Input¦ Setup |  | N | Assigns yes or no response in table 18 as to whether the project attracts capitalised overheads.
| 7. Distribution/transmission switch | Input¦ Setup |  | N | Assigns Distribution or Transmission response in table 9.
| 8. Overhead allocation method | Input¦ Setup |  | N | Assigns the methodology for allocating overheads in table 35.
| 9. PTRM asset classes | Input¦ Setup |  | Y | Please enter your PTRM classes.
| 10. Inflation table setup | Input¦ Escalations |  | Y | Please enter the first year of the forecast regulatory control period, and the real year basis for cost inputs. Please ensure it is in YYYY-YY format
| 11. Inflation | Input¦ Escalations |  | Y | Calculates CPI escalators. Please enter CPI (year-on-year change, lagged 12-months).
| 12. Forecast real price escalation | Input¦ Escalations |  | N | Calculates real price escalators. Please enter forecast yearly escalation for internal labour, contract labour and non-labour.
| 13. Project Details | Input¦ Projects |  | Y | Please enter full list of forecast projects and programs. The 'Unique ID' input refers to your own internal project code.
| 14. RIN and optional DNSP mapping categories | Input¦ Projects |  | Y | Please allocate project to a RIN category. You can also add a DNSP-defined category for your internal validation purposes (optional), but note this will not map to an output table.
| 15. Unescalated direct costs (excluding type 2 capital contributions) ($'000s 2025-26 June) | Input¦ Projects |  | Y | Please enter annual forecast direct capex for each project and in real dollars as set out in table 10. Where applicable, rebates are to be included in gross connections capex. For clarity, 'direct costs' means all costs excluding capitalised overheads.
| 16. Type 1 capital contributions included in table 15 ($'000s 2025-26 June) | Input¦ Projects |  | Y | Please enter total type 1 capital contributions, as defined in table 24.
| 17. Cost components as % of direct costs | Input¦ Projects |  | Y | Please enter the proportion of internal labour, contract labour and non-labour costs to total direct costs for each project (average over regulatory control period).
| 18. Capitalised overheads allocation | Input¦ Projects |  | Y | Please indicate whether each project attracts capitalised network and/or corporate overheads.
| 19. Allocation of capitalised overheads - DNSP defined | Input¦ Projects |  | optional | The model allows for allocation of overheads by direct costs, internal labour or a custom allocation method. Please complete this table only if you wish to do a custom allocation method.
| 20. AER categories as % of direct costs (i.e. total costs reported in table 15, excluding capitalised overheads) | Input¦ Projects |  | Y | Please enter the proportion of directs costs for each project and program to be allocated to each AER category.
| 21. PTRM asset classes as % of direct costs (i.e. total costs reported in table 15, excluding capitalised overheads) | Input¦ Projects |  | Y | Please enter the proportion of directs costs for each project and program to be allocated to each PTRM asset class.
| 22. Forecast asset disposals ($'000s 2025-26 June) | Input¦ Disposals |  | Y | Please enter your forecast asset disposals by PTRM asset class.
| 23. Forecast asset disposals ($'000s June 2026) | Input¦ Disposals |  | N | Converts table 22 data to correct real year basis.
| 24. Forecast type 2 capital contributions ($'000s 2025-26 June) | Input¦ Type 2 capcons |  | Y | Please enter your forecast type 2 capital contributions by RIN category. The definitions for type 1 and type 2 capcons are given at this table.
| 25. Cost components of type 2 capital contributions | Input¦ Type 2 capcons |  | Y | Please enter internal labour, contract labour and non-labour costs as a proportion of forecast type 2 capcons.
| 26. Real price escalators for type 2 capital contributions | Input¦ Type 2 capcons |  | N | Calculates real price escalation based on the inputs from table 25.
| 27. Forecast type 2 capital contributions, escalated ($'000s June 2026) | Input¦ Type 2 capcons |  | N | Converts table 24 data to correct escalated, real year basis.
| 28. Immediate expensing (% to be immediately expensed) | Input¦ Expensing |  | Y | Please enter forecast immediate expensing of capex as a percentage of total gross capex by PTRM asset class.
| 29. Immediate expensing (% to be immediately expensed) - Distribution | Input¦ Expensing |  | N | Filters the immediate expensing for distribution assets
| 30. Immediate expensing (% to be immediately expensed) - Transmission | Input¦ Expensing |  | N | Filterts the immediate expensing for transmission assets
| 31. Forecast capitalised overheads for current period | Input¦ Overheads |  | Y | Please enter forecast costs for the current period. If costs for year 4 are actuals, please enter them in table 33 only.
| 32. Forecast capitalised overheads for forecast period - alternative method | Input¦ Overheads |  | optional | OPTIONAL: please enter unescalated capitalised overheads in this table only if you wish to enter a substitute forecast for capitalised overheads instead of the default methodology (i.e. based on historicals).
| 33. Historical expenditure (nominal) | Input¦ Overheads |  | Y | Please enter historical actual gross capex in nominal terms. Do not enter any forecast/estimated current period capex.
| 34. Forecast cost components of capitalised overheads | Input¦ Overheads |  | Y | Please enter internal labour, contract labour and non-labour costs as a proportion of capitalised overheads.
| 35. Select an overheads allocation method | Input¦ Overheads |  | Y | Please specify method to allocate capitalised overheads: allocation by direct costs, internal labour or own method (if you select own method, than instructions will appear below your selection).
| 36. Overheads rate to be applied to forecast escalated direct costs (%) | Calc¦ Overheads Allocation |  | N | Rate at which capitalised overheads are allocated to costs attracting overheads for each project.
| 37. Capitalised overheads ($'000s June 2026) | Calc¦ Overheads Allocation |  | N | Inflates historical actual capitalised overheads from nominal to real regulatory base dollars using CPI.
| 38. Total costs that attract capitalised overheads ($'000s June 2026) | Calc¦ Overheads Allocation |  | N | Inflates historical actual costs that attracts capitalised overheads from nominal to real regulatory base dollars using CPI.
| 39. Escalated costs that attract overheads ($'000s June 2026) | Calc¦ Overheads Allocation |  | N | Default method of forecasting capitalised overheads: compiles forecast direct capex that attracts capitalised overheads.
| 40. Escalated capitalised internal labour costs that attract overheads ($'000s June 2026) | Calc¦ Overheads Allocation |  | N | Default method of forecasting capitalised overheads: compiles forecast capitalised internal labour that attracts capitalised overheads.
| 41. Change in costs attracting capitalised overheads | Calc¦ Overheads Allocation |  | N | Default method of forecasting capitalised overheads: calculates the change in costs that attract capitalised overheads between current period actuals and forecast.
| 42. Unescalated capitalised overheads ($'000s June 2026) | Calc¦ Overheads Allocation |  | N | Default method of forecasting capitalised overheads: calculates forecast capitalised overheads based on the change in costs attracting overheads and assuming 25 per cent of capitalised overheads vary with changes in these costs.
| 43. Annual unescalated capitalised overheads ($'000s June 2026) | Calc¦ Overheads Allocation |  | N | Calculates annual forecast capitalised overheads either using data input by the distributor in table 33 or based on the overhead rate calculated in table 42.
| 44. Real cost escalation - cumulative | Calc¦ Overheads Allocation |  | N | Calculates real cost escalation applicable to forecast capitalised overheads.
| 45. Forecast capitalised overheads | Calc¦ Overheads Allocation |  | N | Output: total forecast capitalised overheads to be allocated to gross capex.
| 46. Direct unescalated costs, $000s ($2026 June) | Calc¦ Project Costs |  | N | Inflates forecast direct costs from real base year for inputs to real regulatory base dollars using CPI.
| 47. Compound real cost escalation rates | Calc¦ Project Costs |  | N | Calculates real price escalators for each project and program based on the proportion of internal labour, contract labour and non-labour costs to total gross direct capex.
| 48. Direct escalated costs ($'000s June 2026) | Calc¦ Project Costs |  | N | Escalates direct costs using real price escalators.
| 49. Direct escalated type 1 (cash) capcons ($'000s June 2026) | Calc¦ Project Costs |  | N | Calculates escalated type 1 capital contributions.
| 50. Network overheads ($'000s June 2026) | Calc¦ Project Costs |  | N | Applies overhead rate based on selection in table 35 to calculate allocation of capitalised network overheads.
| 51. Corporate overheads ($'000s June 2026) | Calc¦ Project Costs |  | N | Applies overhead rate based on selection in table 35 to calculate allocation of capitalised corporate overheads.
| 52. Total capitalised overheads ($'000s June 2026) | Calc¦ Project Costs |  | N | Sums the total capitalised overheads.
| 53. Total overheads allocated to type 1 contributions ($'000s June 2026) | Calc¦ Project Costs |  | N | Calculates allocation of capitalised overheads to type 1 capital contributions.
| 54. Total escalated costs (excl. type 2 capcons) ($'000s June 2026) | Calc¦ Project Costs |  | N | Calculates escalated gross capex (excluding type 2 capital contributions) for input into PTRM table.
| 55. Allocation to distribution and transmission | Calc¦ Project Costs |  | N | Calculates proportion of costs allocated to either distribution or transmission, based on the PTRM asset class.
| 56. Forecast gross capital expenditure – as incurred ($millions June 2026) (Distribution) | Output¦ PTRM (D) |  | N | Output - distribution: gross forecast capex by PTRM asset class.
| 57. Forecast capital contributions – Type 1 – as incurred ($millions June 2026) (Distribution) | Output¦ PTRM (D) |  | N | Output - distribution: forecast type 1 (cash) capital contributions by PTRM asset class.
| 58. Forecast asset disposals – as incurred ($millions June 2026) (Distribution) | Output¦ PTRM (D) |  | N | Output - distribution: forecast asset disposals by PTRM asset class.
| 59. Forecast net capital expenditure – as incurred ($millions June 2026) (Distribution) | Output¦ PTRM (D) |  | N | Output - distribution: net forecast capex by PTRM asset class.
| 60. Forecast immediate expensing of capital expenditure – as incurred ($millions June 2026) (Distribution) | Output¦ PTRM (D) |  | N | Output - distribution: immediate expensing of capex by PTRM asset class.
| 61. Forecast gross capital expenditure – as incurred ($millions June 2026) (Transmission) | Output¦ PTRM (T) |  | N | Output - transmission: gross forecast capex by PTRM asset class.
| 62. Forecast capital contributions – Type 1 – as incurred ($millions June 2026) (Transmission) | Output¦ PTRM (T) |  | N | Output - transmission: forecast type 1 (cash) capital contributions by PTRM asset class.
| 63. Forecast asset disposals – as incurred ($millions June 2026) (Transmission) | Output¦ PTRM (T) |  | N | Output - transmission: forecast asset disposals by PTRM asset class.
| 64. Forecast net capital expenditure – as incurred ($millions June 2026) (Transmission) | Output¦ PTRM (T) |  | N | Output - transmission: net forecast capex by PTRM asset class.
| 65. Forecast immediate expensing of capital expenditure – as incurred ($millions June 2026) (Transmission) | Output¦ PTRM (T) |  | N | Output - transmission: immediate expensing of capex by PTRM asset class.
| 66. RIN capex drivers: forecast capex ($000s June 2026) | Output¦ RIN |  | N | Output: forecast capex - including gifted assets - by RIN category.
| 67. AER categories: forecast capex ($000s June 2026) | Output¦ AER |  | N | Output: forecast capex by AER category.

## Input¦ Setup
CitiPower 2026-27
| AER Capex Forecast Model | Key: |  | Input | Formula - do not edit
Input¦ Setup
1. Business name |  |  |  | CitiPower
| 2. Financial years |  |  | 9. PTRM asset classes | Distribution or transmission
| 2019-20 |  | 1 | Subtransmission | Dx
| 2020-21 |  | 2 | Distribution system assets | Dx
| 2021-22 |  | 3 | SCADA/Network control | Dx
| 2022-23 |  | 4 | Non-network general assets - IT | Dx
| 2023-24 |  | 5 | Non-network general assets - Other | Dx
| 2024-25 |  | 6 | Land | Dx
| 2025-26 |  | 7 | Accelerated depreciation assets | Dx
| 2026-27 |  | 8 | in-house software | Dx
|  |  | 9 | Equity raising costs | Dx
10
| 3. RIN categories |  | 11
| Replacement |  | 12
| Augmentation |  | 13
| Connections |  | 14
| Non-network capex |  | 15
| Capitalised network overheads |  | 16
| Capitalised corporate overheads |  | 17
18
19
| 4. AER categories |  | 20
| Replacement |  | 21
| DER capex |  | 22
| Augmentation |  | 23
| Connections |  | 24
| ICT capex |  | 25
| Property capex |  | 26
| Fleet capex |  | 27
| Other non-network capex |  | 28
29
30
| 5. Months |  | 31
| June |  | 32
| December |  | 33
34
35
| 6. Overhead switch |  | 36
| Yes |  | 37
| No |  | 38
39
| 7. Distribution/transmission switch |  | 40
| Dx |  | 41
| Tx |  | 42
43
| 8. Overhead allocation method |  | 44
| Direct costs |  | 45
| Internal labour |  | 46
| DNSP defined |  | 47
48
49
50

## Input¦ Escalations
CitiPower 2026-27
| AER Capex Forecast Model |  | Key: | Input | Do not edit cell |  |  | Formula - do not edit
Input¦ Escalations
10. Inflation table setup
|  |  | Year | Month
| First year of forecast regulatory control period (YYYY-YY) |  | 2026-27
| Base year for inputs |  | 2025-26 | June
| Base year for outputs |  | 2026 | June
| 11. Inflation |  | NOTE: please use a one year-lagged CPI series.
|  |  | 2020-21 | 2021-22 | 2022-23 | 2023-24 | 2024-25 | 2025-26 | 2026-27 | June 2026
| CPI year on year change (%) - lagged one year (actual/estimate) |  | 1.84% | 0.8606% | 3.498% | 7.832% | 4.052% | 3% | 1.366%
June 2026 estimate
| Cumulative Inflation Index |  | 1.0184 | 1.0272 | 1.0631 | 1.1464 | 1.1928 | 1.2286 | 1.2454
| Index: Nominal June to Real 2026 June |  | 1.2064 | 1.1961 | 1.1557 | 1.0717 | 1.03 | 1 | 0.98653
Real 2025-26 June to Real 2026 June | bar: NOTE: please use a one year-lagged CPI series. June 2026
| 12. Forecast real price escalation |  | NOTE: please use a one year-lagged CPI series. 2020-21: NOTE: because you selected 2025-26 June for inputs, please ensure you enter 6-month escalations for 2026-27
[7 empty] | 2024-25 | 2025-26 | 2026-27 | 2027-28 | 2028-29 | 2029-30 | 2030-31
Annual escalation
| Internal labour | [5 empty] | 2.38% | 2.76% | 1.499% | 0.8538% | 1.05% | 1.212% | 1.136%
| Contract labour | [5 empty] | 2.38% | 2.76% | 1.499% | 0.8538% | 1.05% | 1.212% | 1.136%
Non-labour | bar: 2024-25 to 2030-31
Index
| Internal labour | 1 | 1 | 1 | 1 | 1 | 1.0238 | 1.0521 | 1.0678 | 1.0769 | 1.0883 | 1.1014 | 1.1139
| Contract labour | 1 | 1 | 1 | 1 | 1 | 1.0238 | 1.0521 | 1.0678 | 1.0769 | 1.0883 | 1.1014 | 1.1139
| Non-labour | 1 | 1 | 1 | 1 | 1 | bar: 2024-25 to 2030-31
Cumulative
| Internal labour |  | 0% | 0% | 0% | 0% | 2.38% | 5.206% | 6.783% | 7.694% | 8.825% | 10.14% | 11.39%
| Contract labour |  | 0% | 0% | 0% | 0% | 2.38% | 5.206% | 6.783% | 7.694% | 8.825% | 10.14% | 11.39%
| Non-labour |  | 0% | 0% | 0% | 0% | bar: 2024-25 to 2030-31
Note: the grey cells below the enable conditional formatting in table 12. Do not delete.
|  |  | 1 | 1 | 1
|  |  | 0 | 0 | 0 | 0

## Input¦ Projects
CitiPower 2026-27
|  | AER Capex Forecast Model | Sheet Validation | 0 |  |  | Key: | Input | Input - optional | Formula - do not edit
Input¦ Projects
[7 empty] | Total annual direct costs excl. type 2 capcons, unescalated (note: please include type 1 capital contributions as defined in table 24 and rebates where applicable) | [6 empty] | Total annual type 1 capital contributions, direct costs, unescalated (note: see table 24 for definitions of type 1 and 2 capcons) | [12 empty] | 0 | 0
[7 empty] | 0 | 0 | 338878.782 | 342091.5176 | 295574.4261 | 312034.0898 | 315823.1847 | 0 | 0 | 99293.545 | 98308.3263 | 94482.2369 | 141003.3223 | 158483.2955 | [6 empty] | NOTE: fill in table only if you select 'DNSP defined' overhead allocation in table 35 | [10 empty] | 1 | 2 | 3 | 4 | 5 | 6 | 7 | 8 | 9 | 10 | 11 | 12 | 13 | 14 | 15 | 16 | 17 | 18 | 19 | 20 | 21 | 22 | 23 | 24 | 25 | 26 | 27 | 28 | 29 | 30 | 31 | 32 | 33 | 34 | 35 | 36 | 37 | 38 | 39 | 40 | 41 | 42 | 43 | 44 | 45 | 46 | 47 | 48 | 49 | 50
|  | 13. Project Details |  |  | 14. RIN and optional DNSP mapping categories |  | 15. Unescalated direct costs (excluding type 2 capital contributions) ($'000s 2025-26 June) | [6 empty] | 16. Type 1 capital contributions included in table 15 ($'000s 2025-26 June) | [6 empty] | 17. Cost components as % of direct costs |  |  |  | 18. Capitalised overheads allocation |  | 19. Allocation of capitalised overheads - DNSP defined |  | 20. AER categories as % of direct costs (i.e. total costs reported in table 15, excluding capitalised overheads) | [8 empty] | 1: 21. PTRM asset classes as % of direct costs (i.e. total costs reported in table 15, excluding capitalised overheads)
[24 empty] | 0 |  |  | % of total capitalised overheads allocated to project: | [9 empty] | 0 | [50 empty] | 0 | bar: 1 to 9
|  | Project/Program Inputs | Unique ID |  | RIN categories | DNSP category (free-fill) | 2024-25 | 2025-26 | 2026-27 | 2027-28 | 2028-29 | 2029-30 | 2030-31 | 2024-25 | 2025-26 | 2026-27 | 2027-28 | 2028-29 | 2029-30 | 2030-31 | Internal labour | Contract labour | Non-labour |  | Network Overheads Applies | Corporate Overheads Applies | % of total network overheads | % of total corporate overheads | Replacement | DER capex | Augmentation | Connections | ICT capex | Property capex | Fleet capex | Other non-network capex |  | Subtransmission | Distribution system assets | SCADA/Network control | Non-network general assets - IT | Non-network general assets - Other | Land | Accelerated depreciation assets | in-house software | Equity raising costs
| 1 | LV pole replacement | 1 |  | Replacement | Replacement |  |  | 4766.21 | 4766.21 | 4766.21 | 4766.21 | 4766.21 |  |  | 0 | 0 | 0 | 0 | 0 | 59.83% | 0% | 40.17% |  | Yes | No |  |  | 100% | 0% | 0% |  | 0% |  | 0% |  |  | 13% | 87% | 0% | 0% | 0% | 0%
| 2 | HV pole replacement | 2 |  | Replacement | Replacement |  |  | 2125.9017 | 2125.9017 | 2125.9017 | 2125.9017 | 2125.9017 |  |  | 0 | 0 | 0 | 0 | 0 | 59.83% | 0% | 40.17% |  | Yes | No |  |  | 100% | 0% | 0% |  | 0% |  | 0% |  |  | 13% | 87% | 0% | 0% | 0% | 0%
| 3 | LV pole top replacement | 3 |  | Replacement | Replacement |  |  | 5290.4315 | 4757.2345 | 4720.4623 | 3886.9589 | 4395.6411 |  |  | 0 | 0 | 0 | 0 | 0 | 59.83% | 0% | 40.17% |  | Yes | No |  |  | 100% | 0% | 0% |  | 0% |  | 0% |  |  | 13% | 87% | 0% | 0% | 0% | 0%
| 4 | HV pole top replacement | 4 |  | Replacement | Replacement |  |  | 1987.4479 | 1437.4854 | 1670.5203 | 1623.9133 | 1493.4138 |  |  | 0 | 0 | 0 | 0 | 0 | 59.83% | 0% | 40.17% |  | Yes | No |  |  | 100% | 0% | 0% |  | 0% |  | 0% |  |  | 13% | 87% | 0% | 0% | 0% | 0%
| 5 | Unplanned line maintenance | 5 |  | Replacement | Replacement |  |  | 1283.8107 | 1284.1338 | 1284.2064 | 1284.5158 | 1284.5995 |  |  | 0 | 0 | 0 | 0 | 0 | 59.83% | 0% | 40.17% |  | Yes | No |  |  | 100% | 0% | 0% |  | 0% |  | 0% |  |  | 13% | 87% | 0% | 0% | 0% | 0%
| 6 | Pole reinforcement | 6 |  | Replacement | Replacement |  |  | 469.7061 | 469.7061 | 469.7061 | 469.7061 | 469.7061 |  |  | 0 | 0 | 0 | 0 | 0 | 59.83% | 0% | 40.17% |  | Yes | No |  |  | 100% | 0% | 0% |  | 0% |  | 0% |  |  | 13% | 87% | 0% | 0% | 0% | 0%
| 7 | Corrective HV cable replacement | 7 |  | Replacement | Replacement |  |  | 5341.7758 | 5341.7758 | 5341.7758 | 5341.7758 | 5341.7758 |  |  | 0 | 0 | 0 | 0 | 0 | 59.83% | 0% | 40.17% |  | Yes | No |  |  | 100% | 0% | 0% |  | 0% |  | 0% |  |  | 13% | 87% | 0% | 0% | 0% | 0%
| 8 | Risk-based HV cable replacement | 8 |  | Replacement | Replacement |  |  | 1624.8525 | 1624.8525 | 1624.8525 | 1624.8525 | 1624.8525 |  |  | 0 | 0 | 0 | 0 | 0 | 59.83% | 0% | 40.17% |  | Yes | No |  |  | 100% | 0% | 0% |  | 0% |  | 0% |  |  | 13% | 87% | 0% | 0% | 0% | 0%
| 9 | Risk-based HV UG cabus box replacement | 9 |  | Replacement | Replacement |  |  | 2081.1466 | 2081.1466 | 2081.1466 | 2081.1466 | 2081.1466 |  |  | 0 | 0 | 0 | 0 | 0 | 59.83% | 0% | 40.17% |  | Yes | No |  |  | 100% | 0% | 0% |  | 0% |  | 0% |  |  | 13% | 87% | 0% | 0% | 0% | 0%
| 10 | Corrective LV cable replacement | 10 |  | Replacement | Replacement |  |  | 935.6888 | 935.6888 | 935.6888 | 935.6888 | 935.6888 |  |  | 0 | 0 | 0 | 0 | 0 | 59.83% | 0% | 40.17% |  | Yes | No |  |  | 100% | 0% | 0% |  | 0% |  | 0% |  |  | 13% | 87% | 0% | 0% | 0% | 0%
| 11 | Service lines | 11 |  | Replacement | Replacement |  |  | 595.278 | 587.7198 | 604.3479 | 528.7656 | 583.1848 |  |  | 0 | 0 | 0 | 0 | 0 | 59.83% | 0% | 40.17% |  | Yes | No |  |  | 100% | 0% | 0% |  | 0% |  | 0% |  |  | 13% | 87% | 0% | 0% | 0% | 0%
| 12 | ZSS transformer replacement | 12 |  | Replacement | Replacement |  |  | 5638.4499 | 2819.225 | 2383.8659 | 6835.9236 | 4136.3837 |  |  | 0 | 0 | 0 | 0 | 0 | 59.83% | 0% | 40.17% |  | Yes | No |  |  | 100% | 0% | 0% |  | 0% |  | 0% |  |  | 11.7% | 78.3% | 10% | 0% | 0% | 0%
| 13 | Transformer refurbishment | 13 |  | Replacement | Replacement |  |  | 1179.6874 | 1179.6874 | 1179.6874 | 1179.6874 | 0 |  |  | 0 | 0 | 0 | 0 | 0 | 59.83% | 0% | 40.17% |  | Yes | No |  |  | 100% | 0% | 0% |  | 0% |  | 0% |  |  | 13% | 87% | 0% | 0% | 0% | 0%
| 14 | Minor station works | 14 |  | Replacement | Replacement |  |  | 222.5825 | 500.8107 | 222.5825 | 222.5825 | 1667.0045 |  |  | 0 | 0 | 0 | 0 | 0 | 59.83% | 0% | 40.17% |  | Yes | No |  |  | 100% | 0% | 0% |  | 0% |  | 0% |  |  | 13% | 87% | 0% | 0% | 0% | 0%
| 15 | Defective indoor transformer replacement | 15 |  | Replacement | Replacement |  |  | 1831.2748 | 1831.2748 | 1831.2748 | 1831.2748 | 1831.2748 |  |  | 0 | 0 | 0 | 0 | 0 | 59.83% | 0% | 40.17% |  | Yes | No |  |  | 100% | 0% | 0% |  | 0% |  | 0% |  |  | 12.88% | 86.18% | 0.9371% | 0% | 0% | 0%
| 16 | Defective kiosk transformer replacement | 16 |  | Replacement | Replacement |  |  | 839.6119 | 839.6119 | 839.6119 | 839.6119 | 839.6119 |  |  | 0 | 0 | 0 | 0 | 0 | 59.83% | 0% | 40.17% |  | Yes | No |  |  | 100% | 0% | 0% |  | 0% |  | 0% |  |  | 13% | 87% | 0% | 0% | 0% | 0%
| 17 | Other distribution works | 17 |  | Replacement | Replacement |  |  | 522.83 | 521.9948 | 521.7013 | 521.9626 | 522.9307 |  |  | 0 | 0 | 0 | 0 | 0 | 59.83% | 0% | 40.17% |  | Yes | No |  |  | 100% | 0% | 0% |  | 0% |  | 0% |  |  | 13% | 87% | 0% | 0% | 0% | 0%
| 18 | Defective ground transformer replacement | 18 |  | Replacement | Replacement |  |  | 205.9137 | 205.9137 | 205.9137 | 205.9137 | 205.9137 |  |  | 0 | 0 | 0 | 0 | 0 | 59.83% | 0% | 40.17% |  | Yes | No |  |  | 100% | 0% | 0% |  | 0% |  | 0% |  |  | 13% | 87% | 0% | 0% | 0% | 0%
| 19 | ZSS switchboard replacement | 19 |  | Replacement | Replacement |  |  | 21570.8076 | 22413.4958 | 15819.5373 | 10478.0741 | 5107.0819 |  |  | 0 | 0 | 0 | 0 | 0 | 59.83% | 0% | 40.17% |  | Yes | No |  |  | 100% | 0% | 0% |  | 0% |  | 0% |  |  | 8.865% | 59.33% | 31.81% | 0% | 0% | 0%
| 20 | Inoperable RMUs | 20 |  | Replacement | Replacement |  |  | 2777.83 | 2777.83 | 2777.83 | 2777.83 | 2777.83 |  |  | 0 | 0 | 0 | 0 | 0 | 59.83% | 0% | 40.17% |  | Yes | No |  |  | 100% | 0% | 0% |  | 0% |  | 0% |  |  | 13% | 87% | 0% | 0% | 0% | 0%
| 21 | Defective switches | 21 |  | Replacement | Replacement |  |  | 6884.225 | 6031.5034 | 5895.4854 | 6079.3249 | 6143.9242 |  |  | 0 | 0 | 0 | 0 | 0 | 59.83% | 0% | 40.17% |  | Yes | No |  |  | 100% | 0% | 0% |  | 0% |  | 0% |  |  | 12.97% | 86.83% | 0.1953% | 0% | 0% | 0%
| 22 | CRO switch program | 22 |  | Replacement | Replacement |  |  | 1146.3 | 1146.3 | 1146.3 | 1146.3 | 1146.3 |  |  | 0 | 0 | 0 | 0 | 0 | 59.83% | 0% | 40.17% |  | Yes | No |  |  | 100% | 0% | 0% |  | 0% |  | 0% |  |  | 13% | 87% | 0% | 0% | 0% | 0%
| 23 | Defective fuses, surge diverters and ACRs | 23 |  | Replacement | Replacement |  |  | 243.3539 | 243.3539 | 243.3539 | 243.3539 | 243.3539 |  |  | 0 | 0 | 0 | 0 | 0 | 59.83% | 0% | 40.17% |  | Yes | No |  |  | 100% | 0% | 0% |  | 0% |  | 0% |  |  | 12.94% | 86.6% | 0.4554% | 0% | 0% | 0%
| 24 | Relay replacements | 24 |  | Replacement | Replacement |  |  | 3179.8274 | 5595.1071 | 0 | 0 | 0 |  |  | 0 | 0 | 0 | 0 | 0 | 59.83% | 0% | 40.17% |  | Yes | No |  |  | 100% | 0% | 0% |  | 0% |  | 0% |  |  | 0% | 0% | 100% | 0% | 0% | 0%
| 25 | Secondary defects, batteries and chargers | 25 |  | Replacement | Replacement |  |  | 687.8913 | 687.8913 | 687.8913 | 687.8913 | 687.8913 |  |  | 0 | 0 | 0 | 0 | 0 | 59.83% | 0% | 40.17% |  | Yes | No |  |  | 100% | 0% | 0% |  | 0% |  | 0% |  |  | 0% | 0% | 100% | 0% | 0% | 0%
| 26 | Underground pits and pillars | 26 |  | Replacement | Replacement |  |  | 2702.2192 | 2717.7713 | 2741.0995 | 2756.6516 | 2779.9798 |  |  | 0 | 0 | 0 | 0 | 0 | 59.83% | 0% | 40.17% |  | Yes | No |  |  | 100% | 0% | 0% |  | 0% |  | 0% |  |  | 13% | 87% | 0% | 0% | 0% | 0%
| 27 | Environmental | 27 |  | Replacement | Replacement |  |  | 792.8553 | 792.8553 | 792.8553 | 792.8553 | 792.8553 |  |  | 0 | 0 | 0 | 0 | 0 | 59.83% | 0% | 40.17% |  | Yes | No |  |  | 100% | 0% | 0% |  | 0% |  | 0% |  |  | 13% | 87% | 0% | 0% | 0% | 0%
| 28 | Miscellaneous plant and station | 28 |  | Replacement | Replacement |  |  | 622.3661 | 704.2225 | 703.8485 | 662.7361 | 622.5128 |  |  | 0 | 0 | 0 | 0 | 0 | 59.83% | 0% | 40.17% |  | Yes | No |  |  | 100% | 0% | 0% |  | 0% |  | 0% |  |  | 13% | 87% | 0% | 0% | 0% | 0%
| 29 | Innovation fund | 29 |  | Replacement | Replacement |  |  | 577.5 | 577.5 | 385 | 385 | 385 |  |  | 0 | 0 | 0 | 0 | 0 | 59.83% | 0% | 40.17% |  | Yes | No |  |  | 100% | 0% | 0% |  | 0% |  | 0% |  |  | 13% | 87% | 0% | 0% | 0% | 0%
| 30 | Not used | 30 |  | Replacement | Replacement |  |  | 0 | 0 | 0 | 0 | 0 |  |  | 0 | 0 | 0 | 0 | 0 | 59.83% | 0% | 40.17% |  | Yes | No |  |  | 100% | 0% | 0% |  | 0% |  | 0% |  |  | 0% | 0% | 0% | 0% | 0% | 0%
| 31 | Communications | 31 |  | Augmentation | Augmentation |  |  | 684.0281 | 1072.9658 | 1318.7737 | 634.7456 | 245.8079 |  |  | 0 | 0 | 0 | 0 | 0 | 38.31% | 0% | 61.69% |  | Yes | No |  |  | 0% | 0% | 100% |  | 0% |  | 0% |  |  | 0% | 0% | 100% | 0% | 0% | 0%
| 32 | HV feeder program | 32 |  | Augmentation | Augmentation |  |  | 2630.744 | 3293.4958 | 1253.527 | 1620.7882 | 116.8358 |  |  | 0 | 0 | 0 | 0 | 0 | 38.31% | 0% | 61.69% |  | Yes | No |  |  | 0% | 0% | 100% |  | 0% |  | 0% |  |  | 13% | 87% | 0% | 0% | 0% | 0%
| 33 | System security | 33 |  | Augmentation | Augmentation |  |  | 4325.1686 | 1669.369 | 2782.2816 | 2782.2816 | 2225.8253 |  |  | 0 | 0 | 0 | 0 | 0 | 38.31% | 0% | 61.69% |  | Yes | No |  |  | 0% | 0% | 100% |  | 0% |  | 0% |  |  | 3.554% | 23.79% | 72.66% | 0% | 0% | 0%
| 34 | Metering | 34 |  | Augmentation | Augmentation |  |  | 172.7146 | 174.8587 | 177.1603 | 179.6344 | 182.2977 |  |  | 0 | 0 | 0 | 0 | 0 | 38.31% | 0% | 61.69% |  | Yes | No |  |  | 0% | 0% | 100% |  | 0% |  | 0% |  |  | 0% | 0% | 100% | 0% | 0% | 0%
| 35 | ZSS capacity upgrades | 35 |  | Augmentation | Augmentation |  |  | 14167.0572 | 14167.0572 | 0 | 0 | 0 |  |  | 0 | 0 | 0 | 0 | 0 | 38.31% | 0% | 61.69% |  | Yes | No |  |  | 0% | 0% | 100% |  | 0% |  | 0% |  |  | 13% | 87% | 0% | 0% | 0% | 0%
| 36 | Customer-driven electrification | 36 |  | Augmentation | Augmentation |  |  | 3635.6839 | 4724.4189 | 9199.5266 | 10272.8299 | 11588.2771 |  |  | 0 | 0 | 0 | 0 | 0 | 38.31% | 0% | 61.69% |  | Yes | No |  |  | 0% | 0% | 100% |  | 0% |  | 0% |  |  | 13% | 87% | 0% | 0% | 0% | 0%
| 37 | CBD security of supply | 37 |  | Augmentation | Augmentation |  |  | 8813.0076 | 10316.484 | 0 | 0 | 0 |  |  | 0 | 0 | 0 | 0 | 0 | 38.31% | 0% | 61.69% |  | Yes | No |  |  | 0% | 0% | 100% |  | 0% |  | 0% |  |  | 13% | 87% | 0% | 0% | 0% | 0%
| 38 | Brunswick modernisation program | 38 |  | Augmentation | Augmentation |  |  | 26876.8404 | 19474.8584 | 0 | 6076.503 | 6076.503 |  |  | 0 | 0 | 0 | 0 | 0 | 38.31% | 0% | 61.69% |  | Yes | No |  |  | 0% | 0% | 100% |  | 0% |  | 0% |  |  | 13% | 87% | 0% | 0% | 0% | 0%
| 39 | Asset relocations | 39 |  | Augmentation | Augmentation |  |  | 4546.686 | 4546.686 | 4546.686 | 4546.686 | 4546.686 |  |  | 0 | 0 | 0 | 0 | 0 | 38.31% | 0% | 61.69% |  | Yes | No |  |  | 0% | 0% | 100% |  | 0% |  | 0% |  |  | 13% | 87% | 0% | 0% | 0% | 0%
| 40 | Network innovation | 40 |  | Augmentation | Augmentation |  |  | 577.5 | 577.5 | 385 | 385 | 385 |  |  | 0 | 0 | 0 | 0 | 0 | 38.31% | 0% | 61.69% |  | Yes | No |  |  | 0% | 0% | 100% |  | 0% |  | 0% |  |  | 13% | 87% | 0% | 0% | 0% | 0%
| 41 | Operational technology | 41 |  | Augmentation | Augmentation |  |  | 1072.9876 | 1072.9876 | 1072.9876 | 1072.9876 | 1072.9876 |  |  | 0 | 0 | 0 | 0 | 0 | 38.31% | 0% | 61.69% |  | Yes | No |  |  | 0% | 0% | 100% |  | 0% |  | 0% |  |  | 0% | 0% | 100% | 0% | 0% | 0%
| 42 | Fishermans Bend modernisation | 42 |  | Augmentation | Augmentation |  |  | 0 | 2488.8616 | 2488.8616 | 0 | 0 |  |  | 0 | 0 | 0 | 0 | 0 | 38.31% | 0% | 61.69% |  | Yes | No |  |  | 0% | 0% | 100% |  | 0% |  | 0% |  |  | 13% | 87% | 0% | 0% | 0% | 0%
| 43 | Residential simple connection LV | 43 |  | Connections | Connections |  |  | 0 | 0 | 0 | 0 | 0 |  |  | 0 | 0 | 0 | 0 | 0 | 32% | 0% | 68% |  | Yes | No |  |  | 0% | 0% | 0% | 100% | 0% | 0% | 0% | 0% |  | 9% | 91% | 0% | 0% | 0% | 0% | 0% | 0% | 0%
| 44 | Residential complex connection LV | 44 |  | Connections | Connections |  |  | 45195.4049 | 43128.4089 | 38868.4167 | 37455.4242 | 39350.7623 |  |  | 25289.2795 | 24132.6831 | 21748.9866 | 20958.3406 | 22018.8851 | 32% | 0% | 68% |  | Yes | No |  |  | 0% | 0% | 0% | 100% | 0% | 0% | 0% | 0% |  | 9% | 91% | 0% | 0% | 0% | 0% | 0% | 0% | 0%
| 45 | Residential complex connection HV | 45 |  | Connections | Connections |  |  | 47392.5974 | 45225.1135 | 40758.0202 | 39276.3345 | 41263.8152 |  |  | 28503.9399 | 27200.3222 | 24513.6208 | 23622.4714 | 24817.8276 | 32% | 0% | 68% |  | Yes | No |  |  | 0% | 0% | 0% | 100% | 0% | 0% | 0% | 0% |  | 9% | 91% | 0% | 0% | 0% | 0% | 0% | 0% | 0%
| 46 | Commercial/Industrial simple connection LV | 46 |  | Connections | Connections |  |  | 3559.6314 | 3666.2127 | 3763.5941 | 3841.3157 | 4002.2574 |  |  | 1448.8097 | 1492.1895 | 1531.8248 | 1563.4584 | 1628.9634 | 32% | 0% | 68% |  | Yes | No |  |  | 0% | 0% | 0% | 100% | 0% | 0% | 0% | 0% |  | 9% | 91% | 0% | 0% | 0% | 0% | 0% | 0% | 0%
| 47 | Commercial/Industrial complex connection HV (customer connected at LV, minor HV works) | 47 |  | Connections | Connections |  |  | 36163.4797 | 37246.2736 | 38235.6046 | 39025.2034 | 40660.264 |  |  | 36163.4797 | 37246.2736 | 38235.6046 | 39025.2034 | 40660.264 | 32% | 0% | 68% |  | Yes | No |  |  | 0% | 0% | 0% | 100% | 0% | 0% | 0% | 0% |  | 9% | 91% | 0% | 0% | 0% | 0% | 0% | 0% | 0%
| 48 | Commercial/Industrial complex connection HV (customer connected at LV, upstream asset works) | 48 |  | Connections | Connections |  |  | 11770.3412 | 12122.7646 | 12444.768 | 12701.7634 | 13233.9362 |  |  | 7091.1547 | 7303.4755 | 7497.4696 | 7652.2989 | 7972.9115 | 32% | 0% | 68% |  | Yes | No |  |  | 0% | 0% | 0% | 100% | 0% | 0% | 0% | 0% |  | 9% | 91% | 0% | 0% | 0% | 0% | 0% | 0% | 0%
| 49 | Commercial/Industrial complex connection HV (customer connected at HV) | 49 |  | Connections | Connections |  |  | 783.2284 | 806.6796 | 828.1065 | 845.2076 | 880.6198 |  |  | 781.4592 | 804.8573 | 826.2358 | 843.2983 | 878.6305 | 32% | 0% | 68% |  | Yes | No |  |  | 0% | 0% | 0% | 100% | 0% | 0% | 0% | 0% |  | 9% | 91% | 0% | 0% | 0% | 0% | 0% | 0% | 0%
| 50 | Commercial/Industrial complex connection sub-transmission | 50 |  | Connections | Connections |  |  | 0 | 0 | 0 | 0 | 0 |  |  | 0 | 0 | 0 | 0 | 0 | 32% | 0% | 68% |  | Yes | No |  |  | 0% | 0% | 0% | 100% | 0% | 0% | 0% | 0% |  | 9% | 91% | 0% | 0% | 0% | 0% | 0% | 0% | 0%
| 51 | Subdivision complex connection LV | 51 |  | Connections | Connections |  |  | 0 | 0 | 0 | 0 | 0 |  |  | 0 | 0 | 0 | 0 | 0 | 32% | 0% | 68% |  | Yes | No |  |  | 0% | 0% | 0% | 100% | 0% | 0% | 0% | 0% |  | 9% | 91% | 0% | 0% | 0% | 0% | 0% | 0% | 0%
| 52 | Subdivision complex connection HV (no upstream asset works) | 52 |  | Connections | Connections |  |  | 0 | 0 | 0 | 0 | 0 |  |  | 0 | 0 | 0 | 0 | 0 | 32% | 0% | 68% |  | Yes | No |  |  | 0% | 0% | 0% | 100% | 0% | 0% | 0% | 0% |  | 9% | 91% | 0% | 0% | 0% | 0% | 0% | 0% | 0%
| 53 | Subdivision complex connection HV (with upstream asset works) | 53 |  | Connections | Connections |  |  | 0 | 0 | 0 | 0 | 0 |  |  | 0 | 0 | 0 | 0 | 0 | 32% | 0% | 68% |  | Yes | No |  |  | 0% | 0% | 0% | 100% | 0% | 0% | 0% | 0% |  | 9% | 91% | 0% | 0% | 0% | 0% | 0% | 0% | 0%
| 54 | Embedded generation simple connection LV | 54 |  | Connections | Connections |  |  | 15.4223 | 128.525 | 128.4948 | 89.9388 | 89.9384 |  |  | 15.4223 | 128.525 | 128.4948 | 89.9388 | 89.9384 | 32% | 0% | 68% |  | Yes | No |  |  | 0% | 0% | 0% | 100% | 0% | 0% | 0% | 0% |  | 9% | 91% | 0% | 0% | 0% | 0% | 0% | 0% | 0%
| 55 | Embedded generation complex connection HV (small capacity) | 55 |  | Connections | Connections |  |  | 0 | 0 | 0 | 0 | 0 |  |  | 0 | 0 | 0 | 0 | 0 | 32% | 0% | 68% |  | Yes | No |  |  | 0% | 0% | 0% | 100% | 0% | 0% | 0% | 0% |  | 9% | 91% | 0% | 0% | 0% | 0% | 0% | 0% | 0%
| 56 | Embedded generation complex connection HV (large capacity) | 56 |  | Connections | Connections |  |  | 0 | 0 | 0 | 0 | 0 |  |  | 0 | 0 | 0 | 0 | 0 | 32% | 0% | 68% |  | Yes | No |  |  | 0% | 0% | 0% | 100% | 0% | 0% | 0% | 0% |  | 9% | 91% | 0% | 0% | 0% | 0% | 0% | 0% | 0%
| 57 | Grid connected batteries | 57 |  | Connections | Connections |  |  | 0 | 0 | 0 | 0 | 0 |  |  | 0 | 0 | 0 | 0 | 0 | 32% | 0% | 68% |  | Yes | No |  |  | 0% | 0% | 0% | 100% | 0% | 0% | 0% | 0% |  | 9% | 91% | 0% | 0% | 0% | 0% | 0% | 0% | 0%
| 58 | Data centres | 58 |  | Connections | Connections |  |  | 0 | 0 | 0 | 55586.25 | 71077.5 |  |  | 0 | 0 | 0 | 47248.3125 | 60415.875 | 32% | 0% | 68% |  | Yes | No |  |  | 0% | 0% | 0% | 100% | 0% | 0% | 0% | 0% |  | 9% | 91% | 0% | 0% | 0% | 0% | 0% | 0% | 0%
| 59 | Market systems | 59 |  | Non-network capex | IT |  |  | 3379.7178 | 217.1973 | 0 | 0 | 2859.4206 |  |  | 0 | 0 | 0 | 0 | 0 | 94.79% | 0% | 5.207% |  | No | No | [6 empty] | 100% | [7 empty] | 20% | 0% | 0% | 0% | 80%
| 60 | End user device management | 60 |  | Non-network capex | IT |  |  | 1755.6052 | 1365.0482 | 1955.2934 | 2706.433 | 2069.8643 |  |  | 0 | 0 | 0 | 0 | 0 | 16.04% | 83.96% | 0% |  | No | No | [6 empty] | 100% | [7 empty] | 20% | 0% | 0% | 0% | 80%
| 61 | EMS | 61 |  | Non-network capex | IT |  |  | 2777.8174 | 1385.7634 | 1686.1392 | 1311.16 | 1103.5964 |  |  | 0 | 0 | 0 | 0 | 0 | 55.43% | 27.73% | 16.85% |  | No | No | [6 empty] | 100% | [7 empty] | 20% | 0% | 0% | 0% | 80%
| 62 | Facilities security | 62 |  | Non-network capex | IT |  |  | 563.5328 | 627.1299 | 563.5328 | 563.5328 | 595.3314 |  |  | 0 | 0 | 0 | 0 | 0 | 33.11% | 0% | 66.89% |  | No | No | [6 empty] | 100% | [7 empty] | 20% | 0% | 0% | 0% | 80%
| 63 | Cyber security | 63 |  | Non-network capex | IT |  |  | 1041.6881 | 1316.1791 | 1183.0088 | 964.0142 | 708.8758 |  |  | 0 | 0 | 0 | 0 | 0 | 73.84% | 5.497% | 20.66% |  | No | No | [6 empty] | 100% | [7 empty] | 20% | 0% | 0% | 0% | 80%
| 64 | ERP & billing systems | 64 |  | Non-network capex | IT |  |  | 4716.5163 | 9644.4831 | 6382.1256 | 6108.5309 | 2485.3113 |  |  | 0 | 0 | 0 | 0 | 0 | 48.97% | 12.13% | 38.9% |  | No | No | [6 empty] | 100% | [7 empty] | 20% | 0% | 0% | 0% | 80%
| 65 | Market compliance | 65 |  | Non-network capex | IT |  |  | 1381.7364 | 1381.7364 | 1381.7364 | 1381.7364 | 1381.7364 |  |  | 0 | 0 | 0 | 0 | 0 | 93% | 6% | 1% |  | No | No | [6 empty] | 100% | [7 empty] | 20% | 0% | 0% | 0% | 80%
| 66 | Customer enablement | 66 |  | Non-network capex | IT |  |  | 379.9818 | 196.852 | 3505.6748 | 166.9369 | 0 |  |  | 0 | 0 | 0 | 0 | 0 | 100% | 0% | 0% |  | No | No | [6 empty] | 100% | [7 empty] | 20% | 0% | 0% | 0% | 80%
| 67 | Telephony | 67 |  | Non-network capex | IT |  |  | 273.1357 | 1514.4782 | 586.4886 | 430.0027 | 71.859 |  |  | 0 | 0 | 0 | 0 | 0 | 28.85% | 63.34% | 7.813% |  | No | No | [6 empty] | 100% | [7 empty] | 20% | 0% | 0% | 0% | 80%
| 68 | Network management | 68 |  | Non-network capex | IT |  |  | 3152.8531 | 2981.4609 | 2626.2034 | 4006.4324 | 2913.9358 |  |  | 0 | 0 | 0 | 0 | 0 | 70.63% | 20.08% | 9.289% |  | No | No | [6 empty] | 100% | [7 empty] | 20% | 0% | 0% | 0% | 80%
| 69 | Infrastructure refresh | 69 |  | Non-network capex | IT |  |  | 4831.1072 | 2975.5787 | 2641.3501 | 1828.1671 | 1229.697 |  |  | 0 | 0 | 0 | 0 | 0 | 61.35% | 0% | 38.65% |  | No | No | [6 empty] | 100% | [7 empty] | 20% | 0% | 0% | 0% | 80%
| 70 | Market interface technology enhancements | 70 |  | Non-network capex | IT |  |  | 145.1349 | 6566.0488 | 1906.5262 | 1066.9672 | 0 |  |  | 0 | 0 | 0 | 0 | 0 | 69% | 7.212% | 23.79% |  | No | No | [6 empty] | 100% | [7 empty] | 20% | 0% | 0% | 0% | 80%
| 71 | Flexible trading arrangements | 71 |  | Non-network capex | IT |  |  | 2181.0762 | 0 | 0 | 0 | 0 |  |  | 0 | 0 | 0 | 0 | 0 | 62% | 38% | 0% |  | No | No | [6 empty] | 100% | [7 empty] | 20% | 0% | 0% | 0% | 80%
| 72 | Network data visibility | 72 |  | Non-network capex | CER IT |  |  | 281.0765 | 391.8036 | 0 | 0 | 0 |  |  | 0 | 0 | 0 | 0 | 0 | 100% | 0% | 0% |  | No | No |  |  |  | 100% | [10 empty] | 100%
| 73 | Flexible services | 73 |  | Non-network capex | CER IT |  |  | 3120.3353 | 1259.9003 | 1355.1198 | 2235.2351 | 1147.7399 |  |  | 0 | 0 | 0 | 0 | 0 | 78.73% | 3.076% | 18.2% |  | No | No |  |  |  | 100% | [10 empty] | 100%
| 74 | Non-network procurement platform | 74 |  | Non-network capex | CER IT |  |  | 1234.8729 | 0 | 0 | 0 | 0 |  |  | 0 | 0 | 0 | 0 | 0 | 41.33% | 0% | 58.67% |  | No | No |  |  |  | 100% | [10 empty] | 100%
| 75 | CER integration: IT | 75 |  | Non-network capex | CER IT |  |  | 0 | 0 | 0 | 0 | 0 |  |  | 0 | 0 | 0 | 0 | 0 | 73.35% | 1.025% | 25.62% |  | No | No |  |  |  | 100% | [7 empty] | 0% | 0% |  | 100%
| 76 | CER integration: Augmentation | 76 |  | Augmentation | CER Augmentation |  |  | 1.1129e-07 | 0 | 0 | 0 | 0 |  |  | 0 | 0 | 0 | 0 | 0 | 38.31% | 0% | 61.69% |  | Yes | No |  |  | 0% | 100% | 0% |  | 0% |  | 0% |  |  | 13% | 87% | 0% | 0% | 0% | 0%
| 77 | Fleet | 77 |  | Non-network capex | Fleet |  |  | 6765.9102 | 4632.7604 | 2639.7749 | 3308.9721 | 3396.511 |  |  | 0 | 0 | 0 | 0 | 0 | 0% | 20% | 80% |  | No | No | [8 empty] | 100% | [6 empty] | 100%
| 78 | Tools | 78 |  | Non-network capex | Tools |  |  | 1376.1241 | 1376.1241 | 1376.1241 | 1376.1241 | 1376.1241 |  |  | 0 | 0 | 0 | 0 | 0 | 0% | 20% | 80% |  | No | No | [9 empty] | 100% | [5 empty] | 100%
| 79 | Property recurrent expenditure | 79 |  | Non-network capex | Property |  |  | 2911.2217 | 1358.6533 | 3027.1375 | 1025.8373 | 2491.8991 |  |  | 0 | 0 | 0 | 0 | 0 | 9.163% | 20% | 70.84% |  | No | No | [7 empty] | 100% | [7 empty] | 100%
| 80 | Training facility development | 80 |  | Non-network capex | Property |  |  | 6099.0395 | 3366.1156 | 0 | 0 | 0 |  |  | 0 | 0 | 0 | 0 | 0 | 0% | 16.03% | 83.97% |  | No | No | [7 empty] | 100% | [7 empty] | 100%
| 81 | Head office refurbishment | 81 |  | Non-network capex | Property |  |  | 0 | 0 | 2066.4291 | 4844.705 | 0 |  |  | 0 | 0 | 0 | 0 | 0 | 0% | 38.2% | 61.8% |  | No | No | [7 empty] | 100% | [7 empty] | 100%
| 82 | Burnley depot redevelopment | 82 |  | Non-network capex | Property |  |  | 0 | 16632.4795 | 38437.295 | 0 | 0 |  |  | 0 | 0 | 0 | 0 | 0 | 0% | 29.97% | 70.03% |  | No | No | [7 empty] | 100% | [7 empty] | 100%
83
84
85
86
87
88
89
90
91
92
93
94
95
96
97
98
99
100
101
102
103
104
105
106
107
108
109
110
111
112
113
114
115
116
117
118
119
120
121
122
123
124
125
126
127
128
129
130
131
132
133
134
135
136
137
138
139
140
141
142
143
144
145
146
147
148
149
150
151
152
153
154
155
156
157
158
159
160
161
162
163
164
165
166
167
168
169
170
171
172
173
174
175
176
177
178
179
180
181
182
183
184
185
186
187
188
189
190
191
192
193
194
195
196
197
198
199
200
201
202
203
204
205
206
207
208
209
210
211
212
213
214
215
216
217
218
219
220
221
222
223
224
225
226
227
228
229
230
231
232
233
234
235
236
237
238
239
240
241
242
243
244
245
246
247
248
249
250
251
252
253
254
255
256
257
258
259
260
261
262
263
264
265
266
267
268
269
270
271
272
273
274
275
276
277
278
279
280
281
282
283
284
285
286
287
288
289
290
291
292
293
294
295
296
297
298
299
300
301
302
303
304
305
306
307
308
309
310
311
312
313
314
315
316
317
318
319
320
321
322
323
324
325
326
327
328
329
330
331
332
333
334
335
336
337
338
339
340
341
342
343
344
345
346
347
348
349
350
351
352
353
354
355
356
357
358
359
360
361
362
363
364
365
366
367
368
369
370
371
372
373
374
375
376
377
378
379
380
381
382
383
384
385
386
387
388
389
390
391
392
393
394
395
396
397
398
399
400
401
402
403
404
405
406
407
408
409
410
411
412
413
414
415
416
417
418
419
420
421
422
423
424
425
426
427
428
429
430
431
432
433
434
435
436
437
438
439
440
441
442
443
444
445
446
447
448
449
450
451
452
453
454
455
456
457
458
459
460
461
462
463
464
465
466
467
468
469
470
471
472
473
474
475
476
477
478
479
480
481
482
483
484
485
486
487
488
489
490
491
492
493
494
495
496
497
498
499
500
501
502
503
504
505
506
507
508
509
510
511
512
513
514
515
516
517
518
519
520
521
522
523
524
525
526
527
528
529
530
531
532
533
534
535
536
537
538
539
540
541
542
543
544
545
546
547
548
549
550
551
552
553
554
555
556
557
558
559
560
561
562
563
564
565
566
567
568
569
570
571
572
573
574
575
576
577
578
579
580
581
582
583
584
585
586
587
588
589
590
591
592
593
594
595
596
597
598
599
600
601
602
603
604
605
606
607
608
609
610
611
612
613
614
615
616
617
618
619
620
621
622
623
624
625
626
627
628
629
630
631
632
633
634
635
636
637
638
639
640
641
642
643
644
645
646
647
648
649
650
651
652
653
654
655
656
657
658
659
660
661
662
663
664
665
666
667
668
669
670
671
672
673
674
675
676
677
678
679
680
681
682
683
684
685
686
687
688
689
690
691
692
693
694
695
696
697
698
699
700
701
702
703
704
705
706
707
708
709
710
711
712
713
714
715
716
717
718
719
720
721
722
723
724
725
726
727
728
729
730
731
732
733
734
735
736
737
738
739
740
741
742
743
744
745
746
747
748
749
750
751
752
753
754
755
756
757
758
759
760
761
762
763
764
765
766
767
768
769
770
771
772
773
774
775
776
777
778
779
780
781
782
783
784
785
786
787
788
789
790
791
792
793
794
795
796
797
798
799
800
801
802
803
804
805
806
807
808
809
810
811
812
813
814
815
816
817
818
819
820
821
822
823
824
825
826
827
828
829
830
831
832
833
834
835
836
837
838
839
840
841
842
843
844
845
846
847
848
849
850
851
852
853
854
855
856
857
858
859
860
861
862
863
864
865
866
867
868
869
870
871
872
873
874
875
876
877
878
879
880
881
882
883
884
885
886
887
888
889
890
891
892
893
894
895
896
897
898
899
900
901
902
903
904
905
906
907
908
909
910
911
912
913
914
915
916
917
918
919
920
921
922
923
924
925
926
927
928
929
930
931
932
933
934
935
936
937
938
939
940
941
942
943
944
945
946
947
948
949
950
951
952
953
954
955
956
957
958
959
960
961
962
963
964
965
966
967
968
969
970
971
972
973
974
975
976
977
978
979
980
981
982
983
984
985
986
987
988
989
990
991
992
993
994
995
996
997
998
999
1000

## Input¦ Disposals
CitiPower 2026-27
|  | AER Capex Forecast Model |  | Sheet Validation |  | 0 |  | Key: | Input | Formula - do not edit
Input¦ Disposals
|  |  | 22. Forecast asset disposals ($'000s 2025-26 June) | [9 empty] | 23. Forecast asset disposals ($'000s June 2026)
[13 empty] | 0 | 0 | 0 | 0 | 0 | 0 | 0
|  | PTRM asset class | 2024-25 | 2025-26 | 2026-27 | 2027-28 | 2028-29 | 2029-30 | 2030-31 | Forecast period | PTRM asset class | Sector | 2024-25 | 2025-26 | 2026-27 | 2027-28 | 2028-29 | 2029-30 | 2030-31 | Forecast period
| 1 | Subtransmission |  |  | 0 | 0 | 0 | 0 | 0 |  | Subtransmission | Dx | 0 | 0 | 0 | 0 | 0 | 0 | 0
| 2 | Distribution system assets |  |  | 0 | 0 | 0 | 0 | 0 |  | Distribution system assets | Dx | 0 | 0 | 0 | 0 | 0 | 0 | 0
| 3 | SCADA/Network control |  |  | 0 | 0 | 0 | 0 | 0 |  | SCADA/Network control | Dx | 0 | 0 | 0 | 0 | 0 | 0 | 0
| 4 | Non-network general assets - IT |  |  | 0 | 0 | 0 | 0 | 0 |  | Non-network general assets - IT | Dx | 0 | 0 | 0 | 0 | 0 | 0 | 0
| 5 | Non-network general assets - Other |  |  | 145.4376 | 145.4376 | 145.4376 | 145.4376 | 145.4376 | 727.1882 | Non-network general assets - Other | Dx | 0 | 0 | 145.4376 | 145.4376 | 145.4376 | 145.4376 | 145.4376 | 727.1882
| 6 | Land |  |  | 0 | 0 | 0 | 0 | 0 |  | Land | Dx | 0 | 0 | 0 | 0 | 0 | 0 | 0
| 7 | Accelerated depreciation assets |  |  | 0 | 0 | 0 | 0 | 0 |  | Accelerated depreciation assets | Dx | 0 | 0 | 0 | 0 | 0 | 0 | 0
| 8 | in-house software |  |  | 0 | 0 | 0 | 0 | 0 |  | in-house software | Dx | 0 | 0 | 0 | 0 | 0 | 0 | 0
| 9 | Equity raising costs |  |  | 0 | 0 | 0 | 0 | 0 |  | Equity raising costs | Dx | 0 | 0 | 0 | 0 | 0 | 0 | 0
| 10 | [11 empty] | 0 | 0 | 0 | 0 | 0 | 0 | 0
| 11 | [11 empty] | 0 | 0 | 0 | 0 | 0 | 0 | 0
| 12 | [11 empty] | 0 | 0 | 0 | 0 | 0 | 0 | 0
| 13 | [11 empty] | 0 | 0 | 0 | 0 | 0 | 0 | 0
| 14 | [11 empty] | 0 | 0 | 0 | 0 | 0 | 0 | 0
| 15 | [11 empty] | 0 | 0 | 0 | 0 | 0 | 0 | 0
| 16 | [11 empty] | 0 | 0 | 0 | 0 | 0 | 0 | 0
| 17 | [11 empty] | 0 | 0 | 0 | 0 | 0 | 0 | 0
| 18 | [11 empty] | 0 | 0 | 0 | 0 | 0 | 0 | 0
| 19 | [11 empty] | 0 | 0 | 0 | 0 | 0 | 0 | 0
| 20 | [11 empty] | 0 | 0 | 0 | 0 | 0 | 0 | 0
| 21 | [11 empty] | 0 | 0 | 0 | 0 | 0 | 0 | 0
| 22 | [11 empty] | 0 | 0 | 0 | 0 | 0 | 0 | 0
| 23 | [11 empty] | 0 | 0 | 0 | 0 | 0 | 0 | 0
| 24 | [11 empty] | 0 | 0 | 0 | 0 | 0 | 0 | 0
| 25 | [11 empty] | 0 | 0 | 0 | 0 | 0 | 0 | 0
| 26 | [11 empty] | 0 | 0 | 0 | 0 | 0 | 0 | 0
| 27 | [11 empty] | 0 | 0 | 0 | 0 | 0 | 0 | 0
| 28 | [11 empty] | 0 | 0 | 0 | 0 | 0 | 0 | 0
| 29 | [11 empty] | 0 | 0 | 0 | 0 | 0 | 0 | 0
| 30 | [11 empty] | 0 | 0 | 0 | 0 | 0 | 0 | 0
| 31 | [11 empty] | 0 | 0 | 0 | 0 | 0 | 0 | 0
| 32 | [11 empty] | 0 | 0 | 0 | 0 | 0 | 0 | 0
| 33 | [11 empty] | 0 | 0 | 0 | 0 | 0 | 0 | 0
| 34 | [11 empty] | 0 | 0 | 0 | 0 | 0 | 0 | 0
| 35 | [11 empty] | 0 | 0 | 0 | 0 | 0 | 0 | 0
| 36 | [11 empty] | 0 | 0 | 0 | 0 | 0 | 0 | 0
| 37 | [11 empty] | 0 | 0 | 0 | 0 | 0 | 0 | 0
| 38 | [11 empty] | 0 | 0 | 0 | 0 | 0 | 0 | 0
| 39 | [11 empty] | 0 | 0 | 0 | 0 | 0 | 0 | 0
| 40 | [11 empty] | 0 | 0 | 0 | 0 | 0 | 0 | 0
| 41 | [11 empty] | 0 | 0 | 0 | 0 | 0 | 0 | 0
| 42 | [11 empty] | 0 | 0 | 0 | 0 | 0 | 0 | 0
| 43 | [11 empty] | 0 | 0 | 0 | 0 | 0 | 0 | 0
| 44 | [11 empty] | 0 | 0 | 0 | 0 | 0 | 0 | 0
| 45 | [11 empty] | 0 | 0 | 0 | 0 | 0 | 0 | 0
| 46 | [11 empty] | 0 | 0 | 0 | 0 | 0 | 0 | 0
| 47 | [11 empty] | 0 | 0 | 0 | 0 | 0 | 0 | 0
| 48 | [11 empty] | 0 | 0 | 0 | 0 | 0 | 0 | 0
| 49 | [11 empty] | 0 | 0 | 0 | 0 | 0 | 0 | 0
| 50 | [11 empty] | 0 | 0 | 0 | 0 | 0 | 0 | 0
|  |  | 0 | 0 | 145.4376 | 145.4376 | 145.4376 | 145.4376 | 145.4376 | 727.1882 |  |  | 0 | 0 | 145.4376 | 145.4376 | 145.4376 | 145.4376 | 145.4376 | 727.1882

## Input¦ Type 2 capcons
CitiPower 2026-27
| AER Capex Forecast Model | Sheet Validation |  | 0 |  | Key: | Input | Formula - do not edit
Input¦ Type 2 capcons
24. Forecast type 2 capital contributions ($'000s 2025-26 June)
| Definition for type 1 capital contributions | Cash contributions received by a DNSP: - with respect to standard control services, where tax payable on the capital contribution is recovered via the corporate income tax allowance used to derive the annual revenue requirement. For clarity, type 1 capital contributions do not include PWC undergrounding capex (equity funded).
| Definition for type 2 capital contributions | Any form of capital contributions received by a DNSP (including gifted assets or cash contributions) that do not meet the definition of Type 1 capital contributions, or are PWC undergrounding capex (equity funded).
|  | Distribution Assets | [7 empty] | Transmission Assets
| Forecast type 2 capcons by RIN category: | 2024-25 | 2025-26 | 2026-27 | 2027-28 | 2028-29 | 2029-30 | 2030-31 | Forecast period | 2024-25 | 2025-26 | 2026-27 | 2027-28 | 2028-29 | 2029-30 | 2030-31 | Forecast period
| Replacement | 0 | 0 | 0 | 0 | 0 | 0 | 0 | 0 |  | 0 | 0 | 0 | 0 | 0 |  | 0
| Augmentation | 0 | 0 | 0 | 0 | 0 | 0 | 0 | 0 | [7 empty] | 0
| Connections | 0 | 0 | 0 | 0 | 0 | 0 | 0 | 0 | [7 empty] | 0
| Non-network capex | 0 | 0 | 0 | 0 | 0 | 0 | 0 | 0 | [7 empty] | 0
| Total type 2 capital contributions | 0 | 0 | 0 | 0 | 0 | 0 | 0 | 0 | 0 | 0 | 0 | 0 | 0 | 0 | 0 | 0
25. Cost components of type 2 capital contributions
|  | Internal labour | Contract labour | Non-labour |  | 0
| Cost components as % of direct costs | Distribution Assets 2024-25: 0%; Distribution Assets 2025-26: 0%; Distribution Assets 2026-27: 100%; Distribution Assets 2028-29: 0
26. Real price escalators for type 2 capital contributions
| Real cost escalation - cumulative | 2024-25 | 2025-26 | 2026-27 | 2027-28 | 2028-29 | 2029-30 | 2030-31
Real Cost Escalation - Network overheads | bar: 2024-25 to 2030-31
27. Forecast type 2 capital contributions, escalated ($'000s June 2026)
|  | 2024-25: Distribution Assets |  | Transmission Assets
| Forecast type 2 capcons by RIN category: | 2024-25 | 2025-26 | 2026-27 | 2027-28 | 2028-29 | 2029-30 | 2030-31 | Forecast period | 2024-25 | 2025-26 | 2026-27 | 2027-28 | 2028-29 | 2029-30 | 2030-31 | Forecast period
| Replacement | 0 | 0 | 0 | 0 | 0 | 0 | 0 | 0 | 0 | 0 | 0 | 0 | 0 | 0 | 0 | 0
| Augmentation | 0 | 0 | 0 | 0 | 0 | 0 | 0 | 0 | 0 | 0 | 0 | 0 | 0 | 0 | 0 | 0 | 0
| Connections | 0 | 0 | 0 | 0 | 0 | 0 | 0 | 0 | 0 | 0 | 0 | 0 | 0 | 0 | 0 | 0
| Non-network capex | 0 | 0 | 0 | 0 | 0 | 0 | 0 | 0 | 0 | 0 | 0 | 0 | 0 | 0 | 0 | 0
| Total type 2 capital contributions | 0 | 0 | 0 | 0 | 0 | 0 | 0 | 0 | 0 | 0 | 0 | 0 | 0 | 0 | 0 | 0
|  | 0 | 0 | 0 | 0 | 0 | 0 | 0 |  | 0 | 0 | 0 | 0 | 0 | 0 | 0

## Input¦ Expensing
CitiPower 2026-27
| AER Capex Forecast Model |  | Sheet Validation |  | 0 |  | Key: | Input | Formula - do not edit
Input¦ Expensing
|  | 28. Immediate expensing (% to be immediately expensed) | [8 empty] | 29. Immediate expensing (% to be immediately expensed) - Distribution | [8 empty] | 30. Immediate expensing (% to be immediately expensed) - Transmission
|  |  | % | % | % | % | % | % | % | 0 |  | % | % | % | % | % | % | % | 0 | [8 empty] | 0
|  | PTRM asset class | 2024-25 | 2025-26 | 2026-27 | 2027-28 | 2028-29 | 2029-30 | 2030-31 |  | PTRM asset class | 2024-25 | 2025-26 | 2026-27 | 2027-28 | 2028-29 | 2029-30 | 2030-31 |  | PTRM asset class | 2024-25 | 2025-26 | 2026-27 | 2027-28 | 2028-29 | 2029-30 | 2030-31
| 1 | Subtransmission | 35.97% | 35.29% | 35.3% | 35.81% | 36.86% | 30.7% | 27.35% |  | Subtransmission | 35.97% | 35.29% | 35.3% | 35.81% | 36.86% | 30.7% | 27.35% |  |  | 0% | 0% | 0% | 0% | 0% | 0% | 0%
| 2 | Distribution system assets | 35.97% | 35.29% | 35.3% | 35.81% | 36.86% | 30.7% | 27.35% |  | Distribution system assets | 35.97% | 35.29% | 35.3% | 35.81% | 36.86% | 30.7% | 27.35% |  |  | 0% | 0% | 0% | 0% | 0% | 0% | 0%
| 3 | SCADA/Network control | 13.7% | 10.95% | 10.13% | 10.19% | 10.27% | 10.36% | 10.45% |  | SCADA/Network control | 13.7% | 10.95% | 10.13% | 10.19% | 10.27% | 10.36% | 10.45% |  |  | 0% | 0% | 0% | 0% | 0% | 0% | 0%
| 4 | Non-network general assets - IT | [8 empty] | Non-network general assets - IT | 0% | 0% | 0% | 0% | 0% | 0% | 0% |  |  | 0% | 0% | 0% | 0% | 0% | 0% | 0% | bar: 2024-25 to 2030-31
| 5 | Non-network general assets - Other | [8 empty] | Non-network general assets - Other | 0% | 0% | 0% | 0% | 0% | 0% | 0% |  |  | 0% | 0% | 0% | 0% | 0% | 0% | 0% | bar: 2024-25 to 2030-31
| 6 | Land | [8 empty] | Land | 0% | 0% | 0% | 0% | 0% | 0% | 0% |  |  | 0% | 0% | 0% | 0% | 0% | 0% | 0% | bar: 2024-25 to 2030-31
| 7 | Accelerated depreciation assets | [8 empty] | Accelerated depreciation assets | 0% | 0% | 0% | 0% | 0% | 0% | 0% |  |  | 0% | 0% | 0% | 0% | 0% | 0% | 0% | bar: 2024-25 to 2030-31
| 8 | in-house software | [8 empty] | in-house software | 0% | 0% | 0% | 0% | 0% | 0% | 0% |  |  | 0% | 0% | 0% | 0% | 0% | 0% | 0% | bar: 2024-25 to 2030-31
| 9 | Equity raising costs | [8 empty] | Equity raising costs | 0% | 0% | 0% | 0% | 0% | 0% | 0% |  |  | 0% | 0% | 0% | 0% | 0% | 0% | 0% | bar: 2024-25 to 2030-31
| 10 | [10 empty] | 0% | 0% | 0% | 0% | 0% | 0% | 0% |  |  | 0% | 0% | 0% | 0% | 0% | 0% | 0%
| 11 | [10 empty] | 0% | 0% | 0% | 0% | 0% | 0% | 0% |  |  | 0% | 0% | 0% | 0% | 0% | 0% | 0%
| 12 | [10 empty] | 0% | 0% | 0% | 0% | 0% | 0% | 0% |  |  | 0% | 0% | 0% | 0% | 0% | 0% | 0%
| 13 | [10 empty] | 0% | 0% | 0% | 0% | 0% | 0% | 0% |  |  | 0% | 0% | 0% | 0% | 0% | 0% | 0%
| 14 | [10 empty] | 0% | 0% | 0% | 0% | 0% | 0% | 0% |  |  | 0% | 0% | 0% | 0% | 0% | 0% | 0%
| 15 | [10 empty] | 0% | 0% | 0% | 0% | 0% | 0% | 0% |  |  | 0% | 0% | 0% | 0% | 0% | 0% | 0%
| 16 | [10 empty] | 0% | 0% | 0% | 0% | 0% | 0% | 0% |  |  | 0% | 0% | 0% | 0% | 0% | 0% | 0%
| 17 | [10 empty] | 0% | 0% | 0% | 0% | 0% | 0% | 0% |  |  | 0% | 0% | 0% | 0% | 0% | 0% | 0%
| 18 | [10 empty] | 0% | 0% | 0% | 0% | 0% | 0% | 0% |  |  | 0% | 0% | 0% | 0% | 0% | 0% | 0%
| 19 | [10 empty] | 0% | 0% | 0% | 0% | 0% | 0% | 0% |  |  | 0% | 0% | 0% | 0% | 0% | 0% | 0%
| 20 | [10 empty] | 0% | 0% | 0% | 0% | 0% | 0% | 0% |  |  | 0% | 0% | 0% | 0% | 0% | 0% | 0%
| 21 | [10 empty] | 0% | 0% | 0% | 0% | 0% | 0% | 0% |  |  | 0% | 0% | 0% | 0% | 0% | 0% | 0%
| 22 | [10 empty] | 0% | 0% | 0% | 0% | 0% | 0% | 0% |  |  | 0% | 0% | 0% | 0% | 0% | 0% | 0%
| 23 | [10 empty] | 0% | 0% | 0% | 0% | 0% | 0% | 0% |  |  | 0% | 0% | 0% | 0% | 0% | 0% | 0%
| 24 | [10 empty] | 0% | 0% | 0% | 0% | 0% | 0% | 0% |  |  | 0% | 0% | 0% | 0% | 0% | 0% | 0%
| 25 | [10 empty] | 0% | 0% | 0% | 0% | 0% | 0% | 0% |  |  | 0% | 0% | 0% | 0% | 0% | 0% | 0%
| 26 | [10 empty] | 0% | 0% | 0% | 0% | 0% | 0% | 0% |  |  | 0% | 0% | 0% | 0% | 0% | 0% | 0%
| 27 | [10 empty] | 0% | 0% | 0% | 0% | 0% | 0% | 0% |  |  | 0% | 0% | 0% | 0% | 0% | 0% | 0%
| 28 | [10 empty] | 0% | 0% | 0% | 0% | 0% | 0% | 0% |  |  | 0% | 0% | 0% | 0% | 0% | 0% | 0%
| 29 | [10 empty] | 0% | 0% | 0% | 0% | 0% | 0% | 0% |  |  | 0% | 0% | 0% | 0% | 0% | 0% | 0%
| 30 | [10 empty] | 0% | 0% | 0% | 0% | 0% | 0% | 0% |  |  | 0% | 0% | 0% | 0% | 0% | 0% | 0%
| 31 | [10 empty] | 0% | 0% | 0% | 0% | 0% | 0% | 0% |  |  | 0% | 0% | 0% | 0% | 0% | 0% | 0%
| 32 | [10 empty] | 0% | 0% | 0% | 0% | 0% | 0% | 0% |  |  | 0% | 0% | 0% | 0% | 0% | 0% | 0%
| 33 | [10 empty] | 0% | 0% | 0% | 0% | 0% | 0% | 0% |  |  | 0% | 0% | 0% | 0% | 0% | 0% | 0%
| 34 | [10 empty] | 0% | 0% | 0% | 0% | 0% | 0% | 0% |  |  | 0% | 0% | 0% | 0% | 0% | 0% | 0%
| 35 | [10 empty] | 0% | 0% | 0% | 0% | 0% | 0% | 0% |  |  | 0% | 0% | 0% | 0% | 0% | 0% | 0%
| 36 | [10 empty] | 0% | 0% | 0% | 0% | 0% | 0% | 0% |  |  | 0% | 0% | 0% | 0% | 0% | 0% | 0%
| 37 | [10 empty] | 0% | 0% | 0% | 0% | 0% | 0% | 0% |  |  | 0% | 0% | 0% | 0% | 0% | 0% | 0%
| 38 | [10 empty] | 0% | 0% | 0% | 0% | 0% | 0% | 0% |  |  | 0% | 0% | 0% | 0% | 0% | 0% | 0%
| 39 | [10 empty] | 0% | 0% | 0% | 0% | 0% | 0% | 0% |  |  | 0% | 0% | 0% | 0% | 0% | 0% | 0%
| 40 | [10 empty] | 0% | 0% | 0% | 0% | 0% | 0% | 0% |  |  | 0% | 0% | 0% | 0% | 0% | 0% | 0%
| 41 | [10 empty] | 0% | 0% | 0% | 0% | 0% | 0% | 0% |  |  | 0% | 0% | 0% | 0% | 0% | 0% | 0%
| 42 | [10 empty] | 0% | 0% | 0% | 0% | 0% | 0% | 0% |  |  | 0% | 0% | 0% | 0% | 0% | 0% | 0%
| 43 | [10 empty] | 0% | 0% | 0% | 0% | 0% | 0% | 0% |  |  | 0% | 0% | 0% | 0% | 0% | 0% | 0%
| 44 | [10 empty] | 0% | 0% | 0% | 0% | 0% | 0% | 0% |  |  | 0% | 0% | 0% | 0% | 0% | 0% | 0%
| 45 | [10 empty] | 0% | 0% | 0% | 0% | 0% | 0% | 0% |  |  | 0% | 0% | 0% | 0% | 0% | 0% | 0%
| 46 | [10 empty] | 0% | 0% | 0% | 0% | 0% | 0% | 0% |  |  | 0% | 0% | 0% | 0% | 0% | 0% | 0%
| 47 | [10 empty] | 0% | 0% | 0% | 0% | 0% | 0% | 0% |  |  | 0% | 0% | 0% | 0% | 0% | 0% | 0%
| 48 | [10 empty] | 0% | 0% | 0% | 0% | 0% | 0% | 0% |  |  | 0% | 0% | 0% | 0% | 0% | 0% | 0%
| 49 | [10 empty] | 0% | 0% | 0% | 0% | 0% | 0% | 0% |  |  | 0% | 0% | 0% | 0% | 0% | 0% | 0%
| 50 | [10 empty] | 0% | 0% | 0% | 0% | 0% | 0% | 0% |  |  | 0% | 0% | 0% | 0% | 0% | 0% | 0%

## Input¦ Overheads
CitiPower 2026-27
| AER Capex Forecast Model | Sheet Validation | 0 |  | Key: | Input | Input - optional | Formula - do not edit
Input¦ Overheads
| 31. Forecast capitalised overheads for current period | Note: enter only forecast costs. If 2024-25 overheads are historical actual expenditure, enter them in table 33 and leave cells in this table blank.
| Unescalated capitalised overheads ($'000 June 2025-26) | 2024-25 | 2025-26
Capitalised overheads - network
Capitalised overheads - corporate
Total forecast capitalised overheads
| 32. Forecast capitalised overheads for forecast period - alternative method | NOTE: only fill in this table if you wish to substitute forecast capitalised overheads using an alternative method
| Unescalated capitalised overheads ($'000 June 2025-26) |  |  | 2026-27 | 2027-28 | 2028-29 | 2029-30 | 2030-31 | Total
Capitalised overheads - network
Capitalised overheads - corporate
Total forecast capitalised overheads
| 33. Historical expenditure (nominal) | NOTE: please only include historical actual expenditure only
| Capitalised overheads, nominal ($'000) | 2021-22 | 2022-23 | 2023-24 | 2024-25
| Capitalised overheads - network | 17446.1215 | 24626.191 | 22878.5979 | 0
Capitalised overheads - corporate
| Total costs that attract overheads, nominal ($'000) | 2021-22 | 2022-23 | 2023-24 | 2024-25
| Total Capex - all costs that attract network OHs | 103970.4848 | 140164.1405 | 146417.7865 | 0
Total Capex - all costs that attract corporate OHs
34. Forecast cost components of capitalised overheads
|  | Internal labour | Contract labour | Non-labour |  | 0
| Real cost escalation split - Network | 61% | 19% | 20% |  | 0
| Real cost escalation split - Corporate |  |  |  |  | 0
35. Select an overheads allocation method
| Driver by which capitalised overheads are allocated to capex programs | Direct costs |  |  |  | 0

## Calc¦ Overheads Allocation
CitiPower 2026-27
| AER Capex Forecast Model |  | Sheet Validation | 0 |  | Key: | Formula - do not edit
Calc¦ Overheads Allocation
36. Overheads rate to be applied to forecast escalated direct costs (%)
|  | 2024-25 | 2025-26 | 2026-27 | 2027-28 | 2028-29 | 2029-30 | 2030-31
| Overheads Rate - Network |  |  | 11.27% | 11.35% | 11.44% | 11.56% | 11.66%
Overheads Rate - Corporate
Calculations: historical expenditure
| 37. Capitalised overheads ($'000s June 2026) | 2021-22 | 2022-23 | 2023-24 | 2024-25 | Average
| Capitalised network overheads | 20867.3178 | 28459.7966 | 24519.805 | 0 | 24615.6398
| Capitalised corporate overheads | 2024-25: 0; 2025-26: 0; 2026-27: 0; 2028-29: 0
| 38. Total costs that attract capitalised overheads ($'000s June 2026) | 2021-22 | 2022-23 | 2023-24 | 2024-25 | Average
| Total Capex - all costs that attract network OHs | 124359.1678 | 161983.7569 | 156921.1358 | 0 | 147754.6868
| Total Capex - all costs that attract corporate OHs | 2024-25: 0; 2025-26: 0; 2026-27: 0; 2028-29: 0
Calculations: forecast expenditure
| 39. Escalated costs that attract overheads ($'000s June 2026) | 2024-25 | 2025-26 | 2026-27 | 2027-28 | 2028-29 | 2029-30 | 2030-31 | Forecast period avg
| Total Capex - all costs that attracts network OHs | 0 | 0 | 298579.2758 | 291824.6888 | 230231.9718 | 289691.6082 | 304572.1677 | 282979.9424
| Total Capex - all costs that attracts corporate OHs | 0 | 0 | 0 | 0 | 0 | 0 | 0 | 0
| 40. Escalated capitalised internal labour costs that attract overheads ($'000s June 2026) | 2024-25 | 2025-26 | 2026-27 | 2027-28 | 2028-29 | 2029-30 | 2030-31
| Total Capex - all costs that attracts network OHs | 0 | 0 | 122537.6056 | 119925.9672 | 93938.9724 | 112901.2131 | 115549.5921
| Total Capex - all costs that attracts corporate OHs | 0 | 0 | 0 | 0 | 0 | 0 | 0
| 41. Change in costs attracting capitalised overheads | 2024-25: Current period; 2025-26: Forecast period; 2026-27: Change
|  | ($'000s June 2026) | ($'000s June 2026) | %
| Direct costs that attract network OHs (annual average) | 2024-25: 147754.6868; 2025-26: 282979.9424; 2026-27: 91.52%
| Direct costs that attract corporate OHs (annual average) | 2024-25: 0; 2025-26: 0; 2026-27: 0%
| 42. Unescalated capitalised overheads ($'000s June 2026) | 2024-25: Annualised; 2025-26: Total period; 2026-27: Overhead rate (%)
|  | ($'000s June 2026) | ($'000s June 2026) | %
| Capitalised overheads - network | 2024-25: 30247.7051; 2025-26: 151238.5257; 2026-27: 10.69%
| Capitalised overheads - corporate | 2024-25: 0; 2025-26: 0; 2026-27: 0%
| 43. Annual unescalated capitalised overheads ($'000s June 2026) | 2024-25 | 2025-26 | 2026-27 | 2027-28 | 2028-29 | 2029-30 | 2030-31 | Forecast period | 0
| Capitalised overheads - network | 0 | 0 | 31915.1167 | 31193.1194 | 24609.4784 | 30965.1146 | 32555.6965 | 151238.5257
| Capitalised overheads - corporate | 0 | 0 | 0 | 0 | 0 | 0 | 0 | 0
| Total forecast capitalised overheads | 0 | 0 | 31915.1167 | 31193.1194 | 24609.4784 | 30965.1146 | 32555.6965 | 151238.5257
| 44. Real cost escalation - cumulative | 2024-25 | 2025-26 | 2026-27 | 2027-28 | 2028-29 | 2029-30 | 2030-31
| Real Cost Escalation - Network overheads | 1.019 | 1.0416 | 1.0543 | 1.0616 | 1.0706 | 1.0811 | 1.0912
Real Cost Escalation - Corporate overheads | bar: 2024-25 to 2030-31
45. Forecast capitalised overheads
| Escalated capitalised overheads ($'000s June 2026) | 2024-25 | 2025-26 | 2026-27 | 2027-28 | 2028-29 | 2029-30 | 2030-31 | Forecast period
| Capitalised overheads - network | 0 | 0 | 33646.9025 | 33113.2332 | 26346.9137 | 33477.9281 | 35523.4563 | 162108.4338
| Capitalised overheads - corporate | 0 | 0 | 0 | 0 | 0 | 0 | 0 | 0
| Total forecast capitalised overheads | 0 | 0 | 33646.9025 | 33113.2332 | 26346.9137 | 33477.9281 | 35523.4563 | 162108.4338

## Calc¦ Project Costs
CitiPower 2026-27
|  | AER Capex Forecast Model | Sheet Validation | 0
Calc¦ Project Costs
[19 empty] | Gross capex excluding capitalised overheads | [13 empty] | Capitalised overheads | [20 empty] | Capitalised overheads allocated to type 1 capcons | [6 empty] | Gross capex including overheads
|  |  |  | 0 | 0 | 338878.782 | 342091.5176 | 295574.4261 | 312034.0898 | 315823.1847 | [8 empty] | 0 | 0 | 348852.236 | 353392.7379 | 306583.9855 | 325136.0525 | 330162.0945 | 0 | 0 | 101448.7011 | 100728.9008 | 97150.4246 | 145580.28 | 164262.1964 | 0 | 0 | 33646.9025 | 33113.2332 | 26346.9137 | 33477.9281 | 35523.4563 | 0 | 0 | 0 | 0 | 0 | 0 | 0 | 0 | 0 | 33646.9025 | 33113.2332 | 26346.9137 | 33477.9281 | 35523.4563 | 0 | 0 | 0 | 0 | 0 | 0 | 0 | 0 | 0 | 382499.1384 | 386505.9711 | 332930.8991 | 358613.9806 | 365685.5508
|  | Project/Program Inputs | Unique ID | 46. Direct unescalated costs, $000s ($2026 June) | [7 empty] | 47. Compound real cost escalation rates | [6 empty] | 48. Direct escalated costs ($'000s June 2026) | [6 empty] | 49. Direct escalated type 1 (cash) capcons ($'000s June 2026) | [6 empty] | 50. Network overheads ($'000s June 2026) | [6 empty] | 51. Corporate overheads ($'000s June 2026) | [6 empty] | 52. Total capitalised overheads ($'000s June 2026) | [6 empty] | 53. Total overheads allocated to type 1 contributions ($'000s June 2026) | [6 empty] | 54. Total escalated costs (excl. type 2 capcons) ($'000s June 2026) | [6 empty] | 55. Allocation to distribution and transmission
[11 empty] | 0 | [7 empty] | 0 | 0 | 0 | 0 | 0 | 0 | 0 | 0 | 0 | 0 | 0 | 0 | 0 | 0 | 0 | 0 | 0 | 0 | 0 | 0 | 0 | 0 | 0 | 0 | 0 | 0 | 0 | 0 | 0 | 0 | 0 | 0 | 0 | 0 | 0 | [7 empty] | 0 | 0 | 0 | 0 | 0 | 0 | 0 |  |  | 0
|  |  |  | 2024-25 | 2025-26 | 2026-27 | 2027-28 | 2028-29 | 2029-30 | 2030-31 |  | 2024-25 | 2025-26 | 2026-27 | 2027-28 | 2028-29 | 2029-30 | 2030-31 | 2024-25 | 2025-26 | 2026-27 | 2027-28 | 2028-29 | 2029-30 | 2030-31 | 2024-25 | 2025-26 | 2026-27 | 2027-28 | 2028-29 | 2029-30 | 2030-31 | 2024-25 | 2025-26 | 2026-27 | 2027-28 | 2028-29 | 2029-30 | 2030-31 | 2024-25 | 2025-26 | 2026-27 | 2027-28 | 2028-29 | 2029-30 | 2030-31 | 2024-25 | 2025-26 | 2026-27 | 2027-28 | 2028-29 | 2029-30 | 2030-31 | 2024-25 | 2025-26 | 2026-27 | 2027-28 | 2028-29 | 2029-30 | 2030-31 | 2024-25 | 2025-26 | 2026-27 | 2027-28 | 2028-29 | 2029-30 | 2030-31 | % to be allocated to Dx | % to be allocated to Tx
| 1 | LV pole replacement | 1 | 0 | 0 | 4766.21 | 4766.21 | 4766.21 | 4766.21 | 4766.21 |  | 1.0142 | 1.0311 | 1.0406 | 1.046 | 1.0528 | 1.0607 | 1.0682 | 0 | 0 | 4959.6165 | 4985.6124 | 5017.8499 | 5055.4516 | 5091.1289 | 0 | 0 | 0 | 0 | 0 | 0 | 0 | 0 | 0 | 558.8992 | 565.7155 | 574.2246 | 584.2283 | 593.7985 | 0 | 0 | 0 | 0 | 0 | 0 | 0 | 0 | 0 | 558.8992 | 565.7155 | 574.2246 | 584.2283 | 593.7985 | [7 empty] | 0 | 0 | 5518.5157 | 5551.3279 | 5592.0745 | 5639.68 | 5684.9274 | 100%
| 2 | HV pole replacement | 2 | 0 | 0 | 2125.9017 | 2125.9017 | 2125.9017 | 2125.9017 | 2125.9017 |  | 1.0142 | 1.0311 | 1.0406 | 1.046 | 1.0528 | 1.0607 | 1.0682 | 0 | 0 | 2212.1679 | 2223.7631 | 2238.1421 | 2254.9139 | 2270.8272 | 0 | 0 | 0 | 0 | 0 | 0 | 0 | 0 | 0 | 249.2892 | 252.3295 | 256.1249 | 260.5869 | 264.8556 | 0 | 0 | 0 | 0 | 0 | 0 | 0 | 0 | 0 | 249.2892 | 252.3295 | 256.1249 | 260.5869 | 264.8556 | [7 empty] | 0 | 0 | 2461.4572 | 2476.0926 | 2494.267 | 2515.5008 | 2535.6828 | 100%
| 3 | LV pole top replacement | 3 | 0 | 0 | 5290.4315 | 4757.2345 | 4720.4623 | 3886.9589 | 4395.6411 |  | 1.0142 | 1.0311 | 1.0406 | 1.046 | 1.0528 | 1.0607 | 1.0682 | 0 | 0 | 5505.1101 | 4976.2237 | 4969.6868 | 4122.8424 | 4695.2978 | 0 | 0 | 0 | 0 | 0 | 0 | 0 | 0 | 0 | 620.3709 | 564.6502 | 568.713 | 476.4523 | 547.6312 | 0 | 0 | 0 | 0 | 0 | 0 | 0 | 0 | 0 | 620.3709 | 564.6502 | 568.713 | 476.4523 | 547.6312 | [7 empty] | 0 | 0 | 6125.4811 | 5540.8739 | 5538.3998 | 4599.2947 | 5242.929 | 100%
| 4 | HV pole top replacement | 4 | 0 | 0 | 1987.4479 | 1437.4854 | 1670.5203 | 1623.9133 | 1493.4138 |  | 1.0142 | 1.0311 | 1.0406 | 1.046 | 1.0528 | 1.0607 | 1.0682 | 0 | 0 | 2068.0959 | 1503.657 | 1758.7182 | 1722.462 | 1595.2218 | 0 | 0 | 0 | 0 | 0 | 0 | 0 | 0 | 0 | 233.0538 | 170.6194 | 201.2613 | 199.0546 | 186.057 | 0 | 0 | 0 | 0 | 0 | 0 | 0 | 0 | 0 | 233.0538 | 170.6194 | 201.2613 | 199.0546 | 186.057 | [7 empty] | 0 | 0 | 2301.1497 | 1674.2763 | 1959.9796 | 1921.5166 | 1781.2788 | 100%
| 5 | Unplanned line maintenance | 5 | 0 | 0 | 1283.8107 | 1284.1338 | 1284.2064 | 1284.5158 | 1284.5995 |  | 1.0142 | 1.0311 | 1.0406 | 1.046 | 1.0528 | 1.0607 | 1.0682 | 0 | 0 | 1335.906 | 1343.2462 | 1352.0082 | 1362.4678 | 1372.1724 | 0 | 0 | 0 | 0 | 0 | 0 | 0 | 0 | 0 | 150.5433 | 152.4176 | 154.7189 | 157.4523 | 160.0419 | 0 | 0 | 0 | 0 | 0 | 0 | 0 | 0 | 0 | 150.5433 | 152.4176 | 154.7189 | 157.4523 | 160.0419 | [7 empty] | 0 | 0 | 1486.4493 | 1495.6639 | 1506.7271 | 1519.9201 | 1532.2143 | 100%
| 6 | Pole reinforcement | 6 | 0 | 0 | 469.7061 | 469.7061 | 469.7061 | 469.7061 | 469.7061 |  | 1.0142 | 1.0311 | 1.0406 | 1.046 | 1.0528 | 1.0607 | 1.0682 | 0 | 0 | 488.7662 | 491.328 | 494.505 | 498.2106 | 501.7266 | 0 | 0 | 0 | 0 | 0 | 0 | 0 | 0 | 0 | 55.0791 | 55.7508 | 56.5894 | 57.5752 | 58.5184 | 0 | 0 | 0 | 0 | 0 | 0 | 0 | 0 | 0 | 55.0791 | 55.7508 | 56.5894 | 57.5752 | 58.5184 | [7 empty] | 0 | 0 | 543.8452 | 547.0788 | 551.0944 | 555.7859 | 560.245 | 100%
| 7 | Corrective HV cable replacement | 7 | 0 | 0 | 5341.7758 | 5341.7758 | 5341.7758 | 5341.7758 | 5341.7758 |  | 1.0142 | 1.0311 | 1.0406 | 1.046 | 1.0528 | 1.0607 | 1.0682 | 0 | 0 | 5558.5379 | 5587.6731 | 5623.8036 | 5665.9461 | 5705.9318 | 0 | 0 | 0 | 0 | 0 | 0 | 0 | 0 | 0 | 626.3917 | 634.0311 | 643.5677 | 654.7795 | 665.5054 | 0 | 0 | 0 | 0 | 0 | 0 | 0 | 0 | 0 | 626.3917 | 634.0311 | 643.5677 | 654.7795 | 665.5054 | [7 empty] | 0 | 0 | 6184.9296 | 6221.7042 | 6267.3713 | 6320.7256 | 6371.4372 | 100%
| 8 | Risk-based HV cable replacement | 8 | 0 | 0 | 1624.8525 | 1624.8525 | 1624.8525 | 1624.8525 | 1624.8525 |  | 1.0142 | 1.0311 | 1.0406 | 1.046 | 1.0528 | 1.0607 | 1.0682 | 0 | 0 | 1690.7868 | 1699.6491 | 1710.6392 | 1723.4581 | 1735.6208 | 0 | 0 | 0 | 0 | 0 | 0 | 0 | 0 | 0 | 190.5348 | 192.8585 | 195.7594 | 199.1697 | 202.4323 | 0 | 0 | 0 | 0 | 0 | 0 | 0 | 0 | 0 | 190.5348 | 192.8585 | 195.7594 | 199.1697 | 202.4323 | [7 empty] | 0 | 0 | 1881.3216 | 1892.5076 | 1906.3986 | 1922.6278 | 1938.0532 | 100%
| 9 | Risk-based HV UG cabus box replacement | 9 | 0 | 0 | 2081.1466 | 2081.1466 | 2081.1466 | 2081.1466 | 2081.1466 |  | 1.0142 | 1.0311 | 1.0406 | 1.046 | 1.0528 | 1.0607 | 1.0682 | 0 | 0 | 2165.5968 | 2176.9478 | 2191.0242 | 2207.4429 | 2223.0212 | 0 | 0 | 0 | 0 | 0 | 0 | 0 | 0 | 0 | 244.0411 | 247.0174 | 250.7329 | 255.101 | 259.2798 | 0 | 0 | 0 | 0 | 0 | 0 | 0 | 0 | 0 | 244.0411 | 247.0174 | 250.7329 | 255.101 | 259.2798 | [7 empty] | 0 | 0 | 2409.6379 | 2423.9653 | 2441.7571 | 2462.5438 | 2482.301 | 100%
| 10 | Corrective LV cable replacement | 10 | 0 | 0 | 935.6888 | 935.6888 | 935.6888 | 935.6888 | 935.6888 |  | 1.0142 | 1.0311 | 1.0406 | 1.046 | 1.0528 | 1.0607 | 1.0682 | 0 | 0 | 973.6578 | 978.7612 | 985.09 | 992.4719 | 999.4759 | 0 | 0 | 0 | 0 | 0 | 0 | 0 | 0 | 0 | 109.7215 | 111.0597 | 112.7301 | 114.694 | 116.5728 | 0 | 0 | 0 | 0 | 0 | 0 | 0 | 0 | 0 | 109.7215 | 111.0597 | 112.7301 | 114.694 | 116.5728 | [7 empty] | 0 | 0 | 1083.3793 | 1089.8209 | 1097.8201 | 1107.1659 | 1116.0488 | 100%
| 11 | Service lines | 11 | 0 | 0 | 595.278 | 587.7198 | 604.3479 | 528.7656 | 583.1848 |  | 1.0142 | 1.0311 | 1.0406 | 1.046 | 1.0528 | 1.0607 | 1.0682 | 0 | 0 | 619.4336 | 614.7742 | 636.2554 | 560.8542 | 622.9413 | 0 | 0 | 0 | 0 | 0 | 0 | 0 | 0 | 0 | 69.804 | 69.7582 | 72.8108 | 64.8146 | 72.6561 | 0 | 0 | 0 | 0 | 0 | 0 | 0 | 0 | 0 | 69.804 | 69.7582 | 72.8108 | 64.8146 | 72.6561 | [7 empty] | 0 | 0 | 689.2376 | 684.5324 | 709.0662 | 625.6688 | 695.5974 | 100%
| 12 | ZSS transformer replacement | 12 | 0 | 0 | 5638.4499 | 2819.225 | 2383.8659 | 6835.9236 | 4136.3837 |  | 1.0142 | 1.0311 | 1.0406 | 1.046 | 1.0528 | 1.0607 | 1.0682 | 0 | 0 | 5867.2507 | 2949.002 | 2509.726 | 7250.7676 | 4418.3665 | 0 | 0 | 0 | 0 | 0 | 0 | 0 | 0 | 0 | 661.1806 | 334.6221 | 287.204 | 837.9279 | 515.3316 | 0 | 0 | 0 | 0 | 0 | 0 | 0 | 0 | 0 | 661.1806 | 334.6221 | 287.204 | 837.9279 | 515.3316 | [7 empty] | 0 | 0 | 6528.4313 | 3283.6242 | 2796.9299 | 8088.6954 | 4933.698 | 100%
| 13 | Transformer refurbishment | 13 | 0 | 0 | 1179.6874 | 1179.6874 | 1179.6874 | 1179.6874 | 0 |  | 1.0142 | 1.0311 | 1.0406 | 1.046 | 1.0528 | 1.0607 | 1.0682 | 0 | 0 | 1227.5575 | 1233.9918 | 1241.9709 | 1251.2778 | 0 | 0 | 0 | 0 | 0 | 0 | 0 | 0 | 0 | 0 | 138.3335 | 140.0206 | 142.1267 | 144.6027 | 0 | 0 | 0 | 0 | 0 | 0 | 0 | 0 | 0 | 0 | 138.3335 | 140.0206 | 142.1267 | 144.6027 | 0 | [7 empty] | 0 | 0 | 1365.891 | 1374.0124 | 1384.0976 | 1395.8805 | 0 | 100%
| 14 | Minor station works | 14 | 0 | 0 | 222.5825 | 500.8107 | 222.5825 | 222.5825 | 1667.0045 |  | 1.0142 | 1.0311 | 1.0406 | 1.046 | 1.0528 | 1.0607 | 1.0682 | 0 | 0 | 231.6146 | 523.8645 | 234.3341 | 236.0901 | 1780.6464 | 0 | 0 | 0 | 0 | 0 | 0 | 0 | 0 | 0 | 26.1007 | 59.4427 | 26.8164 | 27.2835 | 207.6838 | 0 | 0 | 0 | 0 | 0 | 0 | 0 | 0 | 0 | 26.1007 | 59.4427 | 26.8164 | 27.2835 | 207.6838 | [7 empty] | 0 | 0 | 257.7153 | 583.3071 | 261.1505 | 263.3737 | 1988.3302 | 100%
| 15 | Defective indoor transformer replacement | 15 | 0 | 0 | 1831.2748 | 1831.2748 | 1831.2748 | 1831.2748 | 1831.2748 |  | 1.0142 | 1.0311 | 1.0406 | 1.046 | 1.0528 | 1.0607 | 1.0682 | 0 | 0 | 1905.5855 | 1915.5737 | 1927.96 | 1942.4073 | 1956.1153 | 0 | 0 | 0 | 0 | 0 | 0 | 0 | 0 | 0 | 214.7405 | 217.3594 | 220.6288 | 224.4724 | 228.1495 | 0 | 0 | 0 | 0 | 0 | 0 | 0 | 0 | 0 | 214.7405 | 217.3594 | 220.6288 | 224.4724 | 228.1495 | [7 empty] | 0 | 0 | 2120.326 | 2132.9331 | 2148.5887 | 2166.8797 | 2184.2647 | 100%
| 16 | Defective kiosk transformer replacement | 16 | 0 | 0 | 839.6119 | 839.6119 | 839.6119 | 839.6119 | 839.6119 |  | 1.0142 | 1.0311 | 1.0406 | 1.046 | 1.0528 | 1.0607 | 1.0682 | 0 | 0 | 873.6822 | 878.2617 | 883.9406 | 890.5645 | 896.8494 | 0 | 0 | 0 | 0 | 0 | 0 | 0 | 0 | 0 | 98.4553 | 99.656 | 101.155 | 102.9172 | 104.6031 | 0 | 0 | 0 | 0 | 0 | 0 | 0 | 0 | 0 | 98.4553 | 99.656 | 101.155 | 102.9172 | 104.6031 | [7 empty] | 0 | 0 | 972.1375 | 977.9177 | 985.0955 | 993.4817 | 1001.4524 | 100%
| 17 | Other distribution works | 17 | 0 | 0 | 522.83 | 521.9948 | 521.7013 | 521.9626 | 522.9307 |  | 1.0142 | 1.0311 | 1.0406 | 1.046 | 1.0528 | 1.0607 | 1.0682 | 0 | 0 | 544.0457 | 546.0237 | 549.2454 | 553.6384 | 558.5796 | 0 | 0 | 0 | 0 | 0 | 0 | 0 | 0 | 0 | 61.3085 | 61.9571 | 62.8537 | 63.9807 | 65.1494 | 0 | 0 | 0 | 0 | 0 | 0 | 0 | 0 | 0 | 61.3085 | 61.9571 | 62.8537 | 63.9807 | 65.1494 | [7 empty] | 0 | 0 | 605.3542 | 607.9808 | 612.0991 | 617.6191 | 623.729 | 100%
| 18 | Defective ground transformer replacement | 18 | 0 | 0 | 205.9137 | 205.9137 | 205.9137 | 205.9137 | 205.9137 |  | 1.0142 | 1.0311 | 1.0406 | 1.046 | 1.0528 | 1.0607 | 1.0682 | 0 | 0 | 214.2694 | 215.3925 | 216.7853 | 218.4098 | 219.9511 | 0 | 0 | 0 | 0 | 0 | 0 | 0 | 0 | 0 | 24.146 | 24.4405 | 24.8081 | 25.2403 | 25.6538 | 0 | 0 | 0 | 0 | 0 | 0 | 0 | 0 | 0 | 24.146 | 24.4405 | 24.8081 | 25.2403 | 25.6538 | [7 empty] | 0 | 0 | 238.4155 | 239.833 | 241.5934 | 243.6501 | 245.6049 | 100%
| 19 | ZSS switchboard replacement | 19 | 0 | 0 | 21570.8076 | 22413.4958 | 15819.5373 | 10478.0741 | 5107.0819 |  | 1.0142 | 1.0311 | 1.0406 | 1.046 | 1.0528 | 1.0607 | 1.0682 | 0 | 0 | 22446.1223 | 23445.2538 | 16654.7557 | 11113.9452 | 5455.2385 | 0 | 0 | 0 | 0 | 0 | 0 | 0 | 0 | 0 | 2529.4538 | 2660.3238 | 1905.91 | 1284.3722 | 636.266 | 0 | 0 | 0 | 0 | 0 | 0 | 0 | 0 | 0 | 2529.4538 | 2660.3238 | 1905.91 | 1284.3722 | 636.266 | [7 empty] | 0 | 0 | 24975.5761 | 26105.5776 | 18560.6656 | 12398.3174 | 6091.5045 | 100%
| 20 | Inoperable RMUs | 20 | 0 | 0 | 2777.83 | 2777.83 | 2777.83 | 2777.83 | 2777.83 |  | 1.0142 | 1.0311 | 1.0406 | 1.046 | 1.0528 | 1.0607 | 1.0682 | 0 | 0 | 2890.5506 | 2905.7015 | 2924.4901 | 2946.405 | 2967.1984 | 0 | 0 | 0 | 0 | 0 | 0 | 0 | 0 | 0 | 325.7362 | 329.7088 | 334.6681 | 340.4984 | 346.0761 | 0 | 0 | 0 | 0 | 0 | 0 | 0 | 0 | 0 | 325.7362 | 329.7088 | 334.6681 | 340.4984 | 346.0761 | [7 empty] | 0 | 0 | 3216.2868 | 3235.4103 | 3259.1581 | 3286.9034 | 3313.2744 | 100%
| 21 | Defective switches | 21 | 0 | 0 | 6884.225 | 6031.5034 | 5895.4854 | 6079.3249 | 6143.9242 |  | 1.0142 | 1.0311 | 1.0406 | 1.046 | 1.0528 | 1.0607 | 1.0682 | 0 | 0 | 7163.5777 | 6309.1509 | 6206.7472 | 6448.254 | 6562.7637 | 0 | 0 | 0 | 0 | 0 | 0 | 0 | 0 | 0 | 807.2637 | 715.8969 | 710.2777 | 745.1862 | 765.4411 | 0 | 0 | 0 | 0 | 0 | 0 | 0 | 0 | 0 | 807.2637 | 715.8969 | 710.2777 | 745.1862 | 765.4411 | [7 empty] | 0 | 0 | 7970.8414 | 7025.0478 | 6917.0249 | 7193.4402 | 7328.2048 | 100%
| 22 | CRO switch program | 22 | 0 | 0 | 1146.3 | 1146.3 | 1146.3 | 1146.3 | 1146.3 |  | 1.0142 | 1.0311 | 1.0406 | 1.046 | 1.0528 | 1.0607 | 1.0682 | 0 | 0 | 1192.8154 | 1199.0675 | 1206.8208 | 1215.8642 | 1224.4448 | 0 | 0 | 0 | 0 | 0 | 0 | 0 | 0 | 0 | 134.4184 | 136.0577 | 138.1042 | 140.5102 | 142.8118 | 0 | 0 | 0 | 0 | 0 | 0 | 0 | 0 | 0 | 134.4184 | 136.0577 | 138.1042 | 140.5102 | 142.8118 | [7 empty] | 0 | 0 | 1327.2337 | 1335.1253 | 1344.925 | 1356.3744 | 1367.2567 | 100%
| 23 | Defective fuses, surge diverters and ACRs | 23 | 0 | 0 | 243.3539 | 243.3539 | 243.3539 | 243.3539 | 243.3539 |  | 1.0142 | 1.0311 | 1.0406 | 1.046 | 1.0528 | 1.0607 | 1.0682 | 0 | 0 | 253.2289 | 254.5562 | 256.2022 | 258.1221 | 259.9437 | 0 | 0 | 0 | 0 | 0 | 0 | 0 | 0 | 0 | 28.5364 | 28.8844 | 29.3189 | 29.8296 | 30.3183 | 0 | 0 | 0 | 0 | 0 | 0 | 0 | 0 | 0 | 28.5364 | 28.8844 | 29.3189 | 29.8296 | 30.3183 | [7 empty] | 0 | 0 | 281.7653 | 283.4406 | 285.521 | 287.9517 | 290.2619 | 100%
| 24 | Relay replacements | 24 | 0 | 0 | 3179.8274 | 5595.1071 | 0 | 0 | 0 |  | 1.0142 | 1.0311 | 1.0406 | 1.046 | 1.0528 | 1.0607 | 1.0682 | 0 | 0 | 3308.8605 | 5852.6661 | 0 | 0 | 0 | 0 | 0 | 0 | 0 | 0 | 0 | 0 | 0 | 0 | 372.8755 | 664.0997 | 0 | 0 | 0 | 0 | 0 | 0 | 0 | 0 | 0 | 0 | 0 | 0 | 372.8755 | 664.0997 | 0 | 0 | 0 | [7 empty] | 0 | 0 | 3681.7361 | 6516.7658 | 0 | 0 | 0 | 100%
| 25 | Secondary defects, batteries and chargers | 25 | 0 | 0 | 687.8913 | 687.8913 | 687.8913 | 687.8913 | 687.8913 |  | 1.0142 | 1.0311 | 1.0406 | 1.046 | 1.0528 | 1.0607 | 1.0682 | 0 | 0 | 715.805 | 719.5569 | 724.2097 | 729.6366 | 734.7858 | 0 | 0 | 0 | 0 | 0 | 0 | 0 | 0 | 0 | 80.6641 | 81.6478 | 82.8759 | 84.3197 | 85.701 | 0 | 0 | 0 | 0 | 0 | 0 | 0 | 0 | 0 | 80.6641 | 81.6478 | 82.8759 | 84.3197 | 85.701 | [7 empty] | 0 | 0 | 796.4691 | 801.2048 | 807.0856 | 813.9563 | 820.4867 | 100%
| 26 | Underground pits and pillars | 26 | 0 | 0 | 2702.2192 | 2717.7713 | 2741.0995 | 2756.6516 | 2779.9798 |  | 1.0142 | 1.0311 | 1.0406 | 1.046 | 1.0528 | 1.0607 | 1.0682 | 0 | 0 | 2811.8717 | 2842.8782 | 2885.8203 | 2923.9414 | 2969.4947 | 0 | 0 | 0 | 0 | 0 | 0 | 0 | 0 | 0 | 316.8699 | 322.5803 | 330.2428 | 337.9024 | 346.3439 | 0 | 0 | 0 | 0 | 0 | 0 | 0 | 0 | 0 | 316.8699 | 322.5803 | 330.2428 | 337.9024 | 346.3439 | [7 empty] | 0 | 0 | 3128.7415 | 3165.4585 | 3216.0632 | 3261.8439 | 3315.8386 | 100%
| 27 | Environmental | 27 | 0 | 0 | 792.8553 | 792.8553 | 792.8553 | 792.8553 | 792.8553 |  | 1.0142 | 1.0311 | 1.0406 | 1.046 | 1.0528 | 1.0607 | 1.0682 | 0 | 0 | 825.0283 | 829.3527 | 834.7154 | 840.9704 | 846.9053 | 0 | 0 | 0 | 0 | 0 | 0 | 0 | 0 | 0 | 92.9725 | 94.1063 | 95.5218 | 97.1859 | 98.7779 | 0 | 0 | 0 | 0 | 0 | 0 | 0 | 0 | 0 | 92.9725 | 94.1063 | 95.5218 | 97.1859 | 98.7779 | [7 empty] | 0 | 0 | 918.0008 | 923.459 | 930.2372 | 938.1563 | 945.6832 | 100%
| 28 | Miscellaneous plant and station | 28 | 0 | 0 | 622.3661 | 704.2225 | 703.8485 | 662.7361 | 622.5128 |  | 1.0142 | 1.0311 | 1.0406 | 1.046 | 1.0528 | 1.0607 | 1.0682 | 0 | 0 | 647.6209 | 736.6399 | 741.0094 | 702.9548 | 664.9504 | 0 | 0 | 0 | 0 | 0 | 0 | 0 | 0 | 0 | 72.9804 | 83.5862 | 84.7984 | 81.2363 | 77.5558 | 0 | 0 | 0 | 0 | 0 | 0 | 0 | 0 | 0 | 72.9804 | 83.5862 | 84.7984 | 81.2363 | 77.5558 | [7 empty] | 0 | 0 | 720.6013 | 820.2262 | 825.8078 | 784.1911 | 742.5062 | 100%
| 29 | Innovation fund | 29 | 0 | 0 | 577.5 | 577.5 | 385 | 385 | 385 |  | 1.0142 | 1.0311 | 1.0406 | 1.046 | 1.0528 | 1.0607 | 1.0682 | 0 | 0 | 600.9342 | 604.084 | 405.3267 | 408.3641 | 411.246 | 0 | 0 | 0 | 0 | 0 | 0 | 0 | 0 | 0 | 67.7193 | 68.5452 | 46.3841 | 47.1922 | 47.9652 | 0 | 0 | 0 | 0 | 0 | 0 | 0 | 0 | 0 | 67.7193 | 68.5452 | 46.3841 | 47.1922 | 47.9652 | [7 empty] | 0 | 0 | 668.6535 | 672.6292 | 451.7108 | 455.5563 | 459.2112 | 100%
| 30 | Not used | 30 | 0 | 0 | 0 | 0 | 0 | 0 | 0 |  | 1.0142 | 1.0311 | 1.0406 | 1.046 | 1.0528 | 1.0607 | 1.0682 | 0 | 0 | 0 | 0 | 0 | 0 | 0 | 0 | 0 | 0 | 0 | 0 | 0 | 0 | 0 | 0 | 0 | 0 | 0 | 0 | 0 | 0 | 0 | 0 | 0 | 0 | 0 | 0 | 0 | 0 | 0 | 0 | 0 | 0 | 0 | [7 empty] | 0 | 0 | 0 | 0 | 0 | 0 | 0
| 31 | Communications | 31 | 0 | 0 | 684.0281 | 1072.9658 | 1318.7737 | 634.7456 | 245.8079 |  | 1.0091 | 1.0199 | 1.026 | 1.0295 | 1.0338 | 1.0389 | 1.0437 | 0 | 0 | 701.8025 | 1104.5943 | 1363.3599 | 659.4123 | 256.5384 | 0 | 0 | 0 | 0 | 0 | 0 | 0 | 0 | 0 | 79.0861 | 125.3379 | 156.018 | 76.2043 | 29.9211 | 0 | 0 | 0 | 0 | 0 | 0 | 0 | 0 | 0 | 79.0861 | 125.3379 | 156.018 | 76.2043 | 29.9211 | [7 empty] | 0 | 0 | 780.8887 | 1229.9322 | 1519.3779 | 735.6167 | 286.4595 | 100%
| 32 | HV feeder program | 32 | 0 | 0 | 2630.744 | 3293.4958 | 1253.527 | 1620.7882 | 116.8358 |  | 1.0091 | 1.0199 | 1.026 | 1.0295 | 1.0338 | 1.0389 | 1.0437 | 0 | 0 | 2699.1038 | 3390.5803 | 1295.9073 | 1683.7733 | 121.9362 | 0 | 0 | 0 | 0 | 0 | 0 | 0 | 0 | 0 | 304.162 | 384.7278 | 148.2989 | 194.5836 | 14.2219 | 0 | 0 | 0 | 0 | 0 | 0 | 0 | 0 | 0 | 304.162 | 384.7278 | 148.2989 | 194.5836 | 14.2219 | [7 empty] | 0 | 0 | 3003.2659 | 3775.3081 | 1444.2063 | 1878.357 | 136.1581 | 100%
| 33 | System security | 33 | 0 | 0 | 4325.1686 | 1669.369 | 2782.2816 | 2782.2816 | 2225.8253 |  | 1.0091 | 1.0199 | 1.026 | 1.0295 | 1.0338 | 1.0389 | 1.0437 | 0 | 0 | 4437.558 | 1718.578 | 2876.3474 | 2890.4034 | 2322.9919 | 0 | 0 | 0 | 0 | 0 | 0 | 0 | 0 | 0 | 500.0685 | 195.0064 | 329.1588 | 334.0266 | 270.9397 | 0 | 0 | 0 | 0 | 0 | 0 | 0 | 0 | 0 | 500.0685 | 195.0064 | 329.1588 | 334.0266 | 270.9397 | [7 empty] | 0 | 0 | 4937.6264 | 1913.5844 | 3205.5062 | 3224.43 | 2593.9317 | 100%
| 34 | Metering | 34 | 0 | 0 | 172.7146 | 174.8587 | 177.1603 | 179.6344 | 182.2977 |  | 1.0091 | 1.0199 | 1.026 | 1.0295 | 1.0338 | 1.0389 | 1.0437 | 0 | 0 | 177.2025 | 180.0131 | 183.1498 | 186.6151 | 190.2557 | 0 | 0 | 0 | 0 | 0 | 0 | 0 | 0 | 0 | 19.969 | 20.426 | 20.959 | 21.566 | 22.1903 | 0 | 0 | 0 | 0 | 0 | 0 | 0 | 0 | 0 | 19.969 | 20.426 | 20.959 | 21.566 | 22.1903 | [7 empty] | 0 | 0 | 197.1715 | 200.4391 | 204.1088 | 208.1811 | 212.446 | 100%
| 35 | ZSS capacity upgrades | 35 | 0 | 0 | 14167.0572 | 14167.0572 | 0 | 0 | 0 |  | 1.0091 | 1.0199 | 1.026 | 1.0295 | 1.0338 | 1.0389 | 1.0437 | 0 | 0 | 14535.1877 | 14584.6685 | 0 | 0 | 0 | 0 | 0 | 0 | 0 | 0 | 0 | 0 | 0 | 0 | 1637.9705 | 1654.9166 | 0 | 0 | 0 | 0 | 0 | 0 | 0 | 0 | 0 | 0 | 0 | 0 | 1637.9705 | 1654.9166 | 0 | 0 | 0 | [7 empty] | 0 | 0 | 16173.1582 | 16239.5852 | 0 | 0 | 0 | 100%
| 36 | Customer-driven electrification | 36 | 0 | 0 | 3635.6839 | 4724.4189 | 9199.5266 | 10272.8299 | 11588.2771 |  | 1.0091 | 1.0199 | 1.026 | 1.0295 | 1.0338 | 1.0389 | 1.0437 | 0 | 0 | 3730.157 | 4863.6836 | 9510.5522 | 10672.0405 | 12094.1543 | 0 | 0 | 0 | 0 | 0 | 0 | 0 | 0 | 0 | 420.3514 | 551.8803 | 1088.3532 | 1233.304 | 1410.589 | 0 | 0 | 0 | 0 | 0 | 0 | 0 | 0 | 0 | 420.3514 | 551.8803 | 1088.3532 | 1233.304 | 1410.589 | [7 empty] | 0 | 0 | 4150.5085 | 5415.5639 | 10598.9054 | 11905.3445 | 13504.7433 | 100%
| 37 | CBD security of supply | 37 | 0 | 0 | 8813.0076 | 10316.484 | 0 | 0 | 0 |  | 1.0091 | 1.0199 | 1.026 | 1.0295 | 1.0338 | 1.0389 | 1.0437 | 0 | 0 | 9042.0133 | 10620.5895 | 0 | 0 | 0 | 0 | 0 | 0 | 0 | 0 | 0 | 0 | 0 | 0 | 1018.9446 | 1205.1141 | 0 | 0 | 0 | 0 | 0 | 0 | 0 | 0 | 0 | 0 | 0 | 0 | 1018.9446 | 1205.1141 | 0 | 0 | 0 | [7 empty] | 0 | 0 | 10060.9578 | 11825.7036 | 0 | 0 | 0 | 100%
| 38 | Brunswick modernisation program | 38 | 0 | 0 | 26876.8404 | 19474.8584 | 0 | 6076.503 | 6076.503 |  | 1.0091 | 1.0199 | 1.026 | 1.0295 | 1.0338 | 1.0389 | 1.0437 | 0 | 0 | 27575.2342 | 20048.9311 | 0 | 6312.6409 | 6341.768 | 0 | 0 | 0 | 0 | 0 | 0 | 0 | 0 | 0 | 3107.4535 | 2274.9444 | 0 | 729.5142 | 739.6655 | 0 | 0 | 0 | 0 | 0 | 0 | 0 | 0 | 0 | 3107.4535 | 2274.9444 | 0 | 729.5142 | 739.6655 | [7 empty] | 0 | 0 | 30682.6876 | 22323.8754 | 0 | 7042.1551 | 7081.4335 | 100%
| 39 | Asset relocations | 39 | 0 | 0 | 4546.686 | 4546.686 | 4546.686 | 4546.686 | 4546.686 |  | 1.0091 | 1.0199 | 1.026 | 1.0295 | 1.0338 | 1.0389 | 1.0437 | 0 | 0 | 4664.8315 | 4680.7115 | 4700.4043 | 4723.3739 | 4745.168 | 0 | 0 | 0 | 0 | 0 | 0 | 0 | 0 | 0 | 525.6799 | 531.1185 | 537.8973 | 545.8521 | 553.4477 | 0 | 0 | 0 | 0 | 0 | 0 | 0 | 0 | 0 | 525.6799 | 531.1185 | 537.8973 | 545.8521 | 553.4477 | [7 empty] | 0 | 0 | 5190.5114 | 5211.83 | 5238.3015 | 5269.226 | 5298.6157 | 100%
| 40 | Network innovation | 40 | 0 | 0 | 577.5 | 577.5 | 385 | 385 | 385 |  | 1.0091 | 1.0199 | 1.026 | 1.0295 | 1.0338 | 1.0389 | 1.0437 | 0 | 0 | 592.5063 | 594.5233 | 398.0164 | 399.9614 | 401.8069 | 0 | 0 | 0 | 0 | 0 | 0 | 0 | 0 | 0 | 66.7695 | 67.4603 | 45.5476 | 46.2212 | 46.8643 | 0 | 0 | 0 | 0 | 0 | 0 | 0 | 0 | 0 | 66.7695 | 67.4603 | 45.5476 | 46.2212 | 46.8643 | [7 empty] | 0 | 0 | 659.2759 | 661.9837 | 443.564 | 446.1826 | 448.6712 | 100%
| 41 | Operational technology | 41 | 0 | 0 | 1072.9876 | 1072.9876 | 1072.9876 | 1072.9876 | 1072.9876 |  | 1.0091 | 1.0199 | 1.026 | 1.0295 | 1.0338 | 1.0389 | 1.0437 | 0 | 0 | 1100.8692 | 1104.6168 | 1109.2641 | 1114.6848 | 1119.8281 | 0 | 0 | 0 | 0 | 0 | 0 | 0 | 0 | 0 | 124.057 | 125.3404 | 126.9402 | 128.8175 | 130.61 | 0 | 0 | 0 | 0 | 0 | 0 | 0 | 0 | 0 | 124.057 | 125.3404 | 126.9402 | 128.8175 | 130.61 | [7 empty] | 0 | 0 | 1224.9261 | 1229.9572 | 1236.2043 | 1243.5023 | 1250.438 | 100%
| 42 | Fishermans Bend modernisation | 42 | 0 | 0 | 0 | 2488.8616 | 2488.8616 | 0 | 0 |  | 1.0091 | 1.0199 | 1.026 | 1.0295 | 1.0338 | 1.0389 | 1.0437 | 0 | 0 | 0 | 2562.2274 | 2573.0072 | 0 | 0 | 0 | 0 | 0 | 0 | 0 | 0 | 0 | 0 | 0 | 0 | 290.7349 | 294.4456 | 0 | 0 | 0 | 0 | 0 | 0 | 0 | 0 | 0 | 0 | 0 | 0 | 290.7349 | 294.4456 | 0 | 0 | [7 empty] | 0 | 0 | 0 | 2852.9623 | 2867.4529 | 0 | 0 | 100%
| 43 | Residential simple connection LV | 43 | 0 | 0 | 0 | 0 | 0 | 0 | 0 |  | 1.0076 | 1.0167 | 1.0217 | 1.0246 | 1.0282 | 1.0325 | 1.0365 | 0 | 0 | 0 | 0 | 0 | 0 | 0 | 0 | 0 | 0 | 0 | 0 | 0 | 0 | 0 | 0 | 0 | 0 | 0 | 0 | 0 | 0 | 0 | 0 | 0 | 0 | 0 | 0 | 0 | 0 | 0 | 0 | 0 | 0 | 0 | [7 empty] | 0 | 0 | 0 | 0 | 0 | 0 | 0 | 100%
| 44 | Residential complex connection LV | 44 | 0 | 0 | 45195.4049 | 43128.4089 | 38868.4167 | 37455.4242 | 39350.7623 |  | 1.0076 | 1.0167 | 1.0217 | 1.0246 | 1.0282 | 1.0325 | 1.0365 | 0 | 0 | 46176.3665 | 44190.3284 | 39966.0646 | 38671.2246 | 40785.6401 | 0 | 0 | 25838.1807 | 24726.8847 | 22363.1801 | 21638.6469 | 22821.777 | 0 | 0 | 5203.6153 | 5014.2593 | 4573.5718 | 4469.0023 | 4756.9905 | 0 | 0 | 0 | 0 | 0 | 0 | 0 | 0 | 0 | 5203.6153 | 5014.2593 | 4573.5718 | 4469.0023 | 4756.9905 | [7 empty] | 0 | 0 | 51379.9818 | 49204.5876 | 44539.6364 | 43140.2269 | 45542.6306 | 100%
| 45 | Residential complex connection HV | 45 | 0 | 0 | 47392.5974 | 45225.1135 | 40758.0202 | 39276.3345 | 41263.8152 |  | 1.0076 | 1.0167 | 1.0217 | 1.0246 | 1.0282 | 1.0325 | 1.0365 | 0 | 0 | 48421.2488 | 46338.6587 | 41909.0307 | 40551.2414 | 42768.4501 | 0 | 0 | 29122.615 | 27870.056 | 25205.8878 | 24389.2552 | 25722.7795 | 0 | 0 | 5456.5912 | 5258.0295 | 4795.9178 | 4686.2647 | 4988.2535 | 0 | 0 | 0 | 0 | 0 | 0 | 0 | 0 | 0 | 5456.5912 | 5258.0295 | 4795.9178 | 4686.2647 | 4988.2535 | [7 empty] | 0 | 0 | 53877.84 | 51596.6881 | 46704.9485 | 45237.5061 | 47756.7036 | 100%
| 46 | Commercial/Industrial simple connection LV | 46 | 0 | 0 | 3559.6314 | 3666.2127 | 3763.5941 | 3841.3157 | 4002.2574 |  | 1.0076 | 1.0167 | 1.0217 | 1.0246 | 1.0282 | 1.0325 | 1.0365 | 0 | 0 | 3636.8929 | 3756.4831 | 3869.8784 | 3966.0045 | 4148.1949 | 0 | 0 | 1480.256 | 1528.9306 | 1575.0837 | 1614.2081 | 1688.3616 | 0 | 0 | 409.8415 | 426.2467 | 442.8549 | 458.3274 | 483.8204 | 0 | 0 | 0 | 0 | 0 | 0 | 0 | 0 | 0 | 409.8415 | 426.2467 | 442.8549 | 458.3274 | 483.8204 | [7 empty] | 0 | 0 | 4046.7344 | 4182.7298 | 4312.7333 | 4424.3319 | 4632.0152 | 100%
| 47 | Commercial/Industrial complex connection HV (customer connected at LV, minor HV works) | 47 | 0 | 0 | 36163.4797 | 37246.2736 | 38235.6046 | 39025.2034 | 40660.264 |  | 1.0076 | 1.0167 | 1.0217 | 1.0246 | 1.0282 | 1.0325 | 1.0365 | 0 | 0 | 36948.4042 | 38163.3616 | 39315.3818 | 40291.9587 | 42142.8912 | 0 | 0 | 36948.4042 | 38163.3616 | 39315.3818 | 40291.9587 | 42142.8912 | 0 | 0 | 4163.7162 | 4330.3817 | 4499.11 | 4656.3009 | 4915.2921 | 0 | 0 | 0 | 0 | 0 | 0 | 0 | 0 | 0 | 4163.7162 | 4330.3817 | 4499.11 | 4656.3009 | 4915.2921 | [7 empty] | 0 | 0 | 41112.1204 | 42493.7433 | 43814.4918 | 44948.2596 | 47058.1832 | 100%
| 48 | Commercial/Industrial complex connection HV (customer connected at LV, upstream asset works) | 48 | 0 | 0 | 11770.3412 | 12122.7646 | 12444.768 | 12701.7634 | 13233.9362 |  | 1.0076 | 1.0167 | 1.0217 | 1.0246 | 1.0282 | 1.0325 | 1.0365 | 0 | 0 | 12025.8153 | 12421.2546 | 12796.2094 | 13114.0617 | 13716.4956 | 0 | 0 | 7245.0675 | 7483.3037 | 7709.1988 | 7900.692 | 8263.6341 | 0 | 0 | 1355.1893 | 1409.4349 | 1464.3519 | 1515.5137 | 1599.8091 | 0 | 0 | 0 | 0 | 0 | 0 | 0 | 0 | 0 | 1355.1893 | 1409.4349 | 1464.3519 | 1515.5137 | 1599.8091 | [7 empty] | 0 | 0 | 13381.0045 | 13830.6895 | 14260.5613 | 14629.5754 | 15316.3047 | 100%
| 49 | Commercial/Industrial complex connection HV (customer connected at HV) | 49 | 0 | 0 | 783.2284 | 806.6796 | 828.1065 | 845.2076 | 880.6198 |  | 1.0076 | 1.0167 | 1.0217 | 1.0246 | 1.0282 | 1.0325 | 1.0365 | 0 | 0 | 800.2283 | 826.5419 | 851.4923 | 872.643 | 912.7305 | 0 | 0 | 798.4206 | 824.6747 | 849.5688 | 870.6717 | 910.6687 | 0 | 0 | 90.1777 | 93.7874 | 97.4417 | 100.8461 | 106.4554 | 0 | 0 | 0 | 0 | 0 | 0 | 0 | 0 | 0 | 90.1777 | 93.7874 | 97.4417 | 100.8461 | 106.4554 | [7 empty] | 0 | 0 | 890.4061 | 920.3293 | 948.934 | 973.4892 | 1019.1859 | 100%
| 50 | Commercial/Industrial complex connection sub-transmission | 50 | 0 | 0 | 0 | 0 | 0 | 0 | 0 |  | 1.0076 | 1.0167 | 1.0217 | 1.0246 | 1.0282 | 1.0325 | 1.0365 | 0 | 0 | 0 | 0 | 0 | 0 | 0 | 0 | 0 | 0 | 0 | 0 | 0 | 0 | 0 | 0 | 0 | 0 | 0 | 0 | 0 | 0 | 0 | 0 | 0 | 0 | 0 | 0 | 0 | 0 | 0 | 0 | 0 | 0 | 0 | [7 empty] | 0 | 0 | 0 | 0 | 0 | 0 | 0 | 100%
| 51 | Subdivision complex connection LV | 51 | 0 | 0 | 0 | 0 | 0 | 0 | 0 |  | 1.0076 | 1.0167 | 1.0217 | 1.0246 | 1.0282 | 1.0325 | 1.0365 | 0 | 0 | 0 | 0 | 0 | 0 | 0 | 0 | 0 | 0 | 0 | 0 | 0 | 0 | 0 | 0 | 0 | 0 | 0 | 0 | 0 | 0 | 0 | 0 | 0 | 0 | 0 | 0 | 0 | 0 | 0 | 0 | 0 | 0 | 0 | [7 empty] | 0 | 0 | 0 | 0 | 0 | 0 | 0 | 100%
| 52 | Subdivision complex connection HV (no upstream asset works) | 52 | 0 | 0 | 0 | 0 | 0 | 0 | 0 |  | 1.0076 | 1.0167 | 1.0217 | 1.0246 | 1.0282 | 1.0325 | 1.0365 | 0 | 0 | 0 | 0 | 0 | 0 | 0 | 0 | 0 | 0 | 0 | 0 | 0 | 0 | 0 | 0 | 0 | 0 | 0 | 0 | 0 | 0 | 0 | 0 | 0 | 0 | 0 | 0 | 0 | 0 | 0 | 0 | 0 | 0 | 0 | [7 empty] | 0 | 0 | 0 | 0 | 0 | 0 | 0 | 100%
| 53 | Subdivision complex connection HV (with upstream asset works) | 53 | 0 | 0 | 0 | 0 | 0 | 0 | 0 |  | 1.0076 | 1.0167 | 1.0217 | 1.0246 | 1.0282 | 1.0325 | 1.0365 | 0 | 0 | 0 | 0 | 0 | 0 | 0 | 0 | 0 | 0 | 0 | 0 | 0 | 0 | 0 | 0 | 0 | 0 | 0 | 0 | 0 | 0 | 0 | 0 | 0 | 0 | 0 | 0 | 0 | 0 | 0 | 0 | 0 | 0 | 0 | [7 empty] | 0 | 0 | 0 | 0 | 0 | 0 | 0 | 100%
| 54 | Embedded generation simple connection LV | 54 | 0 | 0 | 15.4223 | 128.525 | 128.4948 | 89.9388 | 89.9384 |  | 1.0076 | 1.0167 | 1.0217 | 1.0246 | 1.0282 | 1.0325 | 1.0365 | 0 | 0 | 15.757 | 131.6896 | 132.1235 | 92.8582 | 93.2179 | 0 | 0 | 15.757 | 131.6896 | 132.1235 | 92.8582 | 93.2179 | 0 | 0 | 1.7757 | 14.9428 | 15.1197 | 10.7311 | 10.8724 | 0 | 0 | 0 | 0 | 0 | 0 | 0 | 0 | 0 | 1.7757 | 14.9428 | 15.1197 | 10.7311 | 10.8724 | [7 empty] | 0 | 0 | 17.5327 | 146.6323 | 147.2433 | 103.5892 | 104.0903 | 100%
| 55 | Embedded generation complex connection HV (small capacity) | 55 | 0 | 0 | 0 | 0 | 0 | 0 | 0 |  | 1.0076 | 1.0167 | 1.0217 | 1.0246 | 1.0282 | 1.0325 | 1.0365 | 0 | 0 | 0 | 0 | 0 | 0 | 0 | 0 | 0 | 0 | 0 | 0 | 0 | 0 | 0 | 0 | 0 | 0 | 0 | 0 | 0 | 0 | 0 | 0 | 0 | 0 | 0 | 0 | 0 | 0 | 0 | 0 | 0 | 0 | 0 | [7 empty] | 0 | 0 | 0 | 0 | 0 | 0 | 0 | 100%
| 56 | Embedded generation complex connection HV (large capacity) | 56 | 0 | 0 | 0 | 0 | 0 | 0 | 0 |  | 1.0076 | 1.0167 | 1.0217 | 1.0246 | 1.0282 | 1.0325 | 1.0365 | 0 | 0 | 0 | 0 | 0 | 0 | 0 | 0 | 0 | 0 | 0 | 0 | 0 | 0 | 0 | 0 | 0 | 0 | 0 | 0 | 0 | 0 | 0 | 0 | 0 | 0 | 0 | 0 | 0 | 0 | 0 | 0 | 0 | 0 | 0 | [7 empty] | 0 | 0 | 0 | 0 | 0 | 0 | 0 | 100%
| 57 | Grid connected batteries | 57 | 0 | 0 | 0 | 0 | 0 | 0 | 0 |  | 1.0076 | 1.0167 | 1.0217 | 1.0246 | 1.0282 | 1.0325 | 1.0365 | 0 | 0 | 0 | 0 | 0 | 0 | 0 | 0 | 0 | 0 | 0 | 0 | 0 | 0 | 0 | 0 | 0 | 0 | 0 | 0 | 0 | 0 | 0 | 0 | 0 | 0 | 0 | 0 | 0 | 0 | 0 | 0 | 0 | 0 | 0 | [7 empty] | 0 | 0 | 0 | 0 | 0 | 0 | 0 | 100%
| 58 | Data centres | 58 | 0 | 0 | 0 | 0 | 0 | 55586.25 | 71077.5 |  | 1.0076 | 1.0167 | 1.0217 | 1.0246 | 1.0282 | 1.0325 | 1.0365 | 0 | 0 | 0 | 0 | 0 | 57390.5757 | 73669.2547 | 0 | 0 | 0 | 0 | 0 | 48781.9893 | 62618.8665 | 0 | 0 | 0 | 0 | 0 | 6632.2859 | 8592.3365 | 0 | 0 | 0 | 0 | 0 | 0 | 0 | 0 | 0 | 0 | 0 | 0 | 6632.2859 | 8592.3365 | [7 empty] | 0 | 0 | 0 | 0 | 0 | 64022.8616 | 82261.5912 | 100%
| 59 | Market systems | 59 | 0 | 0 | 3379.7178 | 217.1973 | 0 | 0 | 2859.4206 |  | 1.0226 | 1.0493 | 1.0643 | 1.0729 | 1.0837 | 1.0962 | 1.108 | 0 | 0 | 3597.0205 | 233.0393 | 0 | 0 | 3168.2842 | 0 | 0 | 0 | 0 | 0 | 0 | 0 | 0 | 0 | 0 | 0 | 0 | 0 | 0 | 0 | 0 | 0 | 0 | 0 | 0 | 0 | 0 | 0 | 0 | 0 | 0 | 0 | 0 | [7 empty] | 0 | 0 | 3597.0205 | 233.0393 | 0 | 0 | 3168.2842 | 100%
| 60 | End user device management | 60 | 0 | 0 | 1755.6052 | 1365.0482 | 1955.2934 | 2706.433 | 2069.8643 |  | 1.0238 | 1.0521 | 1.0678 | 1.0769 | 1.0883 | 1.1014 | 1.1139 | 0 | 0 | 1874.6841 | 1470.0812 | 2127.8487 | 2980.9662 | 2305.7239 | 0 | 0 | 0 | 0 | 0 | 0 | 0 | 0 | 0 | 0 | 0 | 0 | 0 | 0 | 0 | 0 | 0 | 0 | 0 | 0 | 0 | 0 | 0 | 0 | 0 | 0 | 0 | 0 | [7 empty] | 0 | 0 | 1874.6841 | 1470.0812 | 2127.8487 | 2980.9662 | 2305.7239 | 100%
| 61 | EMS | 61 | 0 | 0 | 2777.8174 | 1385.7634 | 1686.1392 | 1311.16 | 1103.5964 |  | 1.0198 | 1.0433 | 1.0564 | 1.064 | 1.0734 | 1.0843 | 1.0948 | 0 | 0 | 2934.4895 | 1474.4275 | 1809.8734 | 1421.7545 | 1208.1652 | 0 | 0 | 0 | 0 | 0 | 0 | 0 | 0 | 0 | 0 | 0 | 0 | 0 | 0 | 0 | 0 | 0 | 0 | 0 | 0 | 0 | 0 | 0 | 0 | 0 | 0 | 0 | 0 | [7 empty] | 0 | 0 | 2934.4895 | 1474.4275 | 1809.8734 | 1421.7545 | 1208.1652 | 100%
| 62 | Facilities security | 62 | 0 | 0 | 563.5328 | 627.1299 | 563.5328 | 563.5328 | 595.3314 |  | 1.0079 | 1.0172 | 1.0225 | 1.0255 | 1.0292 | 1.0336 | 1.0377 | 0 | 0 | 576.187 | 643.105 | 579.9971 | 582.4573 | 617.7897 | 0 | 0 | 0 | 0 | 0 | 0 | 0 | 0 | 0 | 0 | 0 | 0 | 0 | 0 | 0 | 0 | 0 | 0 | 0 | 0 | 0 | 0 | 0 | 0 | 0 | 0 | 0 | 0 | [7 empty] | 0 | 0 | 576.187 | 643.105 | 579.9971 | 582.4573 | 617.7897 | 100%
| 63 | Cyber security | 63 | 0 | 0 | 1041.6881 | 1316.1791 | 1183.0088 | 964.0142 | 708.8758 |  | 1.0189 | 1.0413 | 1.0538 | 1.061 | 1.07 | 1.0805 | 1.0904 | 0 | 0 | 1097.7453 | 1396.528 | 1265.8394 | 1041.5974 | 772.9626 | 0 | 0 | 0 | 0 | 0 | 0 | 0 | 0 | 0 | 0 | 0 | 0 | 0 | 0 | 0 | 0 | 0 | 0 | 0 | 0 | 0 | 0 | 0 | 0 | 0 | 0 | 0 | 0 | [7 empty] | 0 | 0 | 1097.7453 | 1396.528 | 1265.8394 | 1041.5974 | 772.9626 | 100%
| 64 | ERP & billing systems | 64 | 0 | 0 | 4716.5163 | 9644.4831 | 6382.1256 | 6108.5309 | 2485.3113 |  | 1.0145 | 1.0318 | 1.0414 | 1.047 | 1.0539 | 1.062 | 1.0696 | 0 | 0 | 4911.9961 | 10097.9335 | 6726.2808 | 6487.154 | 2658.3588 | 0 | 0 | 0 | 0 | 0 | 0 | 0 | 0 | 0 | 0 | 0 | 0 | 0 | 0 | 0 | 0 | 0 | 0 | 0 | 0 | 0 | 0 | 0 | 0 | 0 | 0 | 0 | 0 | [7 empty] | 0 | 0 | 4911.9961 | 10097.9335 | 6726.2808 | 6487.154 | 2658.3588 | 100%
| 65 | Market compliance | 65 | 0 | 0 | 1381.7364 | 1381.7364 | 1381.7364 | 1381.7364 | 1381.7364 |  | 1.0236 | 1.0515 | 1.0671 | 1.0762 | 1.0874 | 1.1004 | 1.1128 | 0 | 0 | 1474.5193 | 1486.9904 | 1502.4556 | 1520.4943 | 1537.6098 | 0 | 0 | 0 | 0 | 0 | 0 | 0 | 0 | 0 | 0 | 0 | 0 | 0 | 0 | 0 | 0 | 0 | 0 | 0 | 0 | 0 | 0 | 0 | 0 | 0 | 0 | 0 | 0 | [7 empty] | 0 | 0 | 1474.5193 | 1486.9904 | 1502.4556 | 1520.4943 | 1537.6098 | 100%
| 66 | Customer enablement | 66 | 0 | 0 | 379.9818 | 196.852 | 3505.6748 | 166.9369 | 0 |  | 1.0238 | 1.0521 | 1.0678 | 1.0769 | 1.0883 | 1.1014 | 1.1139 | 0 | 0 | 405.7551 | 211.9987 | 3815.0517 | 183.8705 | 0 | 0 | 0 | 0 | 0 | 0 | 0 | 0 | 0 | 0 | 0 | 0 | 0 | 0 | 0 | 0 | 0 | 0 | 0 | 0 | 0 | 0 | 0 | 0 | 0 | 0 | 0 | 0 | 0 | [7 empty] | 0 | 0 | 405.7551 | 211.9987 | 3815.0517 | 183.8705 | 0 | 100%
| 67 | Telephony | 67 | 0 | 0 | 273.1357 | 1514.4782 | 586.4886 | 430.0027 | 71.859 |  | 1.0219 | 1.048 | 1.0625 | 1.0709 | 1.0814 | 1.0935 | 1.105 | 0 | 0 | 290.2144 | 1621.9041 | 634.2023 | 470.2129 | 79.4074 | 0 | 0 | 0 | 0 | 0 | 0 | 0 | 0 | 0 | 0 | 0 | 0 | 0 | 0 | 0 | 0 | 0 | 0 | 0 | 0 | 0 | 0 | 0 | 0 | 0 | 0 | 0 | 0 | [7 empty] | 0 | 0 | 290.2144 | 1621.9041 | 634.2023 | 470.2129 | 79.4074 | 100%
| 68 | Network management | 68 | 0 | 0 | 3152.8531 | 2981.4609 | 2626.2034 | 4006.4324 | 2913.9358 |  | 1.0216 | 1.0472 | 1.0615 | 1.0698 | 1.0801 | 1.092 | 1.1034 | 0 | 0 | 3346.8405 | 3189.5597 | 2836.4392 | 4375.0852 | 3215.135 | 0 | 0 | 0 | 0 | 0 | 0 | 0 | 0 | 0 | 0 | 0 | 0 | 0 | 0 | 0 | 0 | 0 | 0 | 0 | 0 | 0 | 0 | 0 | 0 | 0 | 0 | 0 | 0 | [7 empty] | 0 | 0 | 3346.8405 | 3189.5597 | 2836.4392 | 4375.0852 | 3215.135 | 100%
| 69 | Infrastructure refresh | 69 | 0 | 0 | 4831.1072 | 2975.5787 | 2641.3501 | 1828.1671 | 1229.697 |  | 1.0146 | 1.0319 | 1.0416 | 1.0472 | 1.0541 | 1.0622 | 1.0699 | 0 | 0 | 5032.128 | 3116.0333 | 2784.3477 | 1941.9298 | 1315.657 | 0 | 0 | 0 | 0 | 0 | 0 | 0 | 0 | 0 | 0 | 0 | 0 | 0 | 0 | 0 | 0 | 0 | 0 | 0 | 0 | 0 | 0 | 0 | 0 | 0 | 0 | 0 | 0 | [7 empty] | 0 | 0 | 5032.128 | 3116.0333 | 2784.3477 | 1941.9298 | 1315.657 | 100%
| 70 | Market interface technology enhancements | 70 | 0 | 0 | 145.1349 | 6566.0488 | 1906.5262 | 1066.9672 | 0 |  | 1.0181 | 1.0397 | 1.0517 | 1.0586 | 1.0673 | 1.0773 | 1.0868 | 0 | 0 | 152.6374 | 6951.0882 | 2034.7539 | 1149.4515 | 0 | 0 | 0 | 0 | 0 | 0 | 0 | 0 | 0 | 0 | 0 | 0 | 0 | 0 | 0 | 0 | 0 | 0 | 0 | 0 | 0 | 0 | 0 | 0 | 0 | 0 | 0 | 0 | 0 | [7 empty] | 0 | 0 | 152.6374 | 6951.0882 | 2034.7539 | 1149.4515 | 0 | 100%
| 71 | Flexible trading arrangements | 71 | 0 | 0 | 2181.0762 | 0 | 0 | 0 | 0 |  | 1.0238 | 1.0521 | 1.0678 | 1.0769 | 1.0883 | 1.1014 | 1.1139 | 0 | 0 | 2329.0138 | 0 | 0 | 0 | 0 | 0 | 0 | 0 | 0 | 0 | 0 | 0 | 0 | 0 | 0 | 0 | 0 | 0 | 0 | 0 | 0 | 0 | 0 | 0 | 0 | 0 | 0 | 0 | 0 | 0 | 0 | 0 | 0 | [7 empty] | 0 | 0 | 2329.0138 | 0 | 0 | 0 | 0 | 100%
| 72 | Network data visibility | 72 | 0 | 0 | 281.0765 | 391.8036 | 0 | 0 | 0 |  | 1.0238 | 1.0521 | 1.0678 | 1.0769 | 1.0883 | 1.1014 | 1.1139 | 0 | 0 | 300.1413 | 421.9508 | 0 | 0 | 0 | 0 | 0 | 0 | 0 | 0 | 0 | 0 | 0 | 0 | 0 | 0 | 0 | 0 | 0 | 0 | 0 | 0 | 0 | 0 | 0 | 0 | 0 | 0 | 0 | 0 | 0 | 0 | 0 | [7 empty] | 0 | 0 | 300.1413 | 421.9508 | 0 | 0 | 0 | 100%
| 73 | Flexible services | 73 | 0 | 0 | 3120.3353 | 1259.9003 | 1355.1198 | 2235.2351 | 1147.7399 |  | 1.0195 | 1.0426 | 1.0555 | 1.0629 | 1.0722 | 1.083 | 1.0932 | 0 | 0 | 3293.4656 | 1339.2012 | 1452.9466 | 2420.7098 | 1254.724 | 0 | 0 | 0 | 0 | 0 | 0 | 0 | 0 | 0 | 0 | 0 | 0 | 0 | 0 | 0 | 0 | 0 | 0 | 0 | 0 | 0 | 0 | 0 | 0 | 0 | 0 | 0 | 0 | [7 empty] | 0 | 0 | 3293.4656 | 1339.2012 | 1452.9466 | 2420.7098 | 1254.724 | 100%
| 74 | Non-network procurement platform | 74 | 0 | 0 | 1234.8729 | 0 | 0 | 0 | 0 |  | 1.0098 | 1.0215 | 1.028 | 1.0318 | 1.0365 | 1.0419 | 1.0471 | 0 | 0 | 1269.49 | 0 | 0 | 0 | 0 | 0 | 0 | 0 | 0 | 0 | 0 | 0 | 0 | 0 | 0 | 0 | 0 | 0 | 0 | 0 | 0 | 0 | 0 | 0 | 0 | 0 | 0 | 0 | 0 | 0 | 0 | 0 | 0 | [7 empty] | 0 | 0 | 1269.49 | 0 | 0 | 0 | 0 | 100%
| 75 | CER integration: IT | 75 | 0 | 0 | 0 | 0 | 0 | 0 | 0 |  | 1.0177 | 1.0387 | 1.0504 | 1.0572 | 1.0656 | 1.0754 | 1.0848 | 0 | 0 | 0 | 0 | 0 | 0 | 0 | 0 | 0 | 0 | 0 | 0 | 0 | 0 | 0 | 0 | 0 | 0 | 0 | 0 | 0 | 0 | 0 | 0 | 0 | 0 | 0 | 0 | 0 | 0 | 0 | 0 | 0 | 0 | 0 | [7 empty] | 0 | 0 | 0 | 0 | 0 | 0 | 0 | 100%
| 76 | CER integration: Augmentation | 76 | 0 | 0 | 1.1129e-07 | 0 | 0 | 0 | 0 |  | 1.0091 | 1.0199 | 1.026 | 1.0295 | 1.0338 | 1.0389 | 1.0437 | 0 | 0 | 1.1418e-07 | 0 | 0 | 0 | 0 | 0 | 0 | 0 | 0 | 0 | 0 | 0 | 0 | 0 | 1.2867e-08 | 0 | 0 | 0 | 0 | 0 | 0 | 0 | 0 | 0 | 0 | 0 | 0 | 0 | 1.2867e-08 | 0 | 0 | 0 | 0 | [7 empty] | 0 | 0 | 1.2705e-07 | 0 | 0 | 0 | 0 | 100%
| 77 | Fleet | 77 | 0 | 0 | 6765.9102 | 4632.7604 | 2639.7749 | 3308.9721 | 3396.511 |  | 1.0048 | 1.0104 | 1.0136 | 1.0154 | 1.0177 | 1.0203 | 1.0228 | 0 | 0 | 6857.6935 | 4704.0536 | 2686.3671 | 3376.1027 | 3473.917 | 0 | 0 | 0 | 0 | 0 | 0 | 0 | 0 | 0 | 0 | 0 | 0 | 0 | 0 | 0 | 0 | 0 | 0 | 0 | 0 | 0 | 0 | 0 | 0 | 0 | 0 | 0 | 0 | [7 empty] | 0 | 0 | 6857.6935 | 4704.0536 | 2686.3671 | 3376.1027 | 3473.917 | 100%
| 78 | Tools | 78 | 0 | 0 | 1376.1241 | 1376.1241 | 1376.1241 | 1376.1241 | 1376.1241 |  | 1.0048 | 1.0104 | 1.0136 | 1.0154 | 1.0177 | 1.0203 | 1.0228 | 0 | 0 | 1394.792 | 1397.3011 | 1400.4127 | 1404.0421 | 1407.4857 | 0 | 0 | 0 | 0 | 0 | 0 | 0 | 0 | 0 | 0 | 0 | 0 | 0 | 0 | 0 | 0 | 0 | 0 | 0 | 0 | 0 | 0 | 0 | 0 | 0 | 0 | 0 | 0 | [7 empty] | 0 | 0 | 1394.792 | 1397.3011 | 1400.4127 | 1404.0421 | 1407.4857 | 100%
| 79 | Property recurrent expenditure | 79 | 0 | 0 | 2911.2217 | 1358.6533 | 3027.1375 | 1025.8373 | 2491.8991 |  | 1.0069 | 1.0152 | 1.0198 | 1.0224 | 1.0257 | 1.0296 | 1.0332 | 0 | 0 | 2968.8067 | 1389.1402 | 3105.0442 | 1056.1834 | 2574.7064 | 0 | 0 | 0 | 0 | 0 | 0 | 0 | 0 | 0 | 0 | 0 | 0 | 0 | 0 | 0 | 0 | 0 | 0 | 0 | 0 | 0 | 0 | 0 | 0 | 0 | 0 | 0 | 0 | [7 empty] | 0 | 0 | 2968.8067 | 1389.1402 | 3105.0442 | 1056.1834 | 2574.7064 | 100%
| 80 | Training facility development | 80 | 0 | 0 | 6099.0395 | 3366.1156 | 0 | 0 | 0 |  | 1.0038 | 1.0083 | 1.0109 | 1.0123 | 1.0141 | 1.0163 | 1.0183 | 0 | 0 | 6165.3404 | 3407.626 | 0 | 0 | 0 | 0 | 0 | 0 | 0 | 0 | 0 | 0 | 0 | 0 | 0 | 0 | 0 | 0 | 0 | 0 | 0 | 0 | 0 | 0 | 0 | 0 | 0 | 0 | 0 | 0 | 0 | 0 | 0 | [7 empty] | 0 | 0 | 6165.3404 | 3407.626 | 0 | 0 | 0 | 100%
| 81 | Head office refurbishment | 81 | 0 | 0 | 0 | 0 | 2066.4291 | 4844.705 | 0 |  | 1.0091 | 1.0199 | 1.0259 | 1.0294 | 1.0337 | 1.0387 | 1.0435 | 0 | 0 | 0 | 0 | 2136.0918 | 5032.4327 | 0 | 0 | 0 | 0 | 0 | 0 | 0 | 0 | 0 | 0 | 0 | 0 | 0 | 0 | 0 | 0 | 0 | 0 | 0 | 0 | 0 | 0 | 0 | 0 | 0 | 0 | 0 | 0 | 0 | [7 empty] | 0 | 0 | 0 | 0 | 2136.0918 | 5032.4327 | 0 | 100%
| 82 | Burnley depot redevelopment | 82 | 0 | 0 | 0 | 16632.4795 | 38437.295 | 0 | 0 |  | 1.0071 | 1.0156 | 1.0203 | 1.0231 | 1.0265 | 1.0304 | 1.0342 | 0 | 0 | 0 | 17016.0873 | 39454.0615 | 0 | 0 | 0 | 0 | 0 | 0 | 0 | 0 | 0 | 0 | 0 | 0 | 0 | 0 | 0 | 0 | 0 | 0 | 0 | 0 | 0 | 0 | 0 | 0 | 0 | 0 | 0 | 0 | 0 | 0 | [7 empty] | 0 | 0 | 0 | 17016.0873 | 39454.0615 | 0 | 0 | 100%
| 83 |  |  | 0 | 0 | 0 | 0 | 0 | 0 | 0 |  | 1 | 1 | 1 | 1 | 1 | 1 | 1 | 0 | 0 | 0 | 0 | 0 | 0 | 0 | 0 | 0 | 0 | 0 | 0 | 0 | 0 | 0 | 0 | 0 | 0 | 0 | 0 | 0 | 0 | 0 | 0 | 0 | 0 | 0 | 0 | 0 | 0 | 0 | 0 | 0 | 0 | 0 | [7 empty] | 0 | 0 | 0 | 0 | 0 | 0 | 0
| 84 |  |  | 0 | 0 | 0 | 0 | 0 | 0 | 0 |  | 1 | 1 | 1 | 1 | 1 | 1 | 1 | 0 | 0 | 0 | 0 | 0 | 0 | 0 | 0 | 0 | 0 | 0 | 0 | 0 | 0 | 0 | 0 | 0 | 0 | 0 | 0 | 0 | 0 | 0 | 0 | 0 | 0 | 0 | 0 | 0 | 0 | 0 | 0 | 0 | 0 | 0 | [7 empty] | 0 | 0 | 0 | 0 | 0 | 0 | 0
| 85 |  |  | 0 | 0 | 0 | 0 | 0 | 0 | 0 |  | 1 | 1 | 1 | 1 | 1 | 1 | 1 | 0 | 0 | 0 | 0 | 0 | 0 | 0 | 0 | 0 | 0 | 0 | 0 | 0 | 0 | 0 | 0 | 0 | 0 | 0 | 0 | 0 | 0 | 0 | 0 | 0 | 0 | 0 | 0 | 0 | 0 | 0 | 0 | 0 | 0 | 0 | [7 empty] | 0 | 0 | 0 | 0 | 0 | 0 | 0
| 86 |  |  | 0 | 0 | 0 | 0 | 0 | 0 | 0 |  | 1 | 1 | 1 | 1 | 1 | 1 | 1 | 0 | 0 | 0 | 0 | 0 | 0 | 0 | 0 | 0 | 0 | 0 | 0 | 0 | 0 | 0 | 0 | 0 | 0 | 0 | 0 | 0 | 0 | 0 | 0 | 0 | 0 | 0 | 0 | 0 | 0 | 0 | 0 | 0 | 0 | 0 | [7 empty] | 0 | 0 | 0 | 0 | 0 | 0 | 0
| 87 |  |  | 0 | 0 | 0 | 0 | 0 | 0 | 0 |  | 1 | 1 | 1 | 1 | 1 | 1 | 1 | 0 | 0 | 0 | 0 | 0 | 0 | 0 | 0 | 0 | 0 | 0 | 0 | 0 | 0 | 0 | 0 | 0 | 0 | 0 | 0 | 0 | 0 | 0 | 0 | 0 | 0 | 0 | 0 | 0 | 0 | 0 | 0 | 0 | 0 | 0 | [7 empty] | 0 | 0 | 0 | 0 | 0 | 0 | 0
| 88 |  |  | 0 | 0 | 0 | 0 | 0 | 0 | 0 |  | 1 | 1 | 1 | 1 | 1 | 1 | 1 | 0 | 0 | 0 | 0 | 0 | 0 | 0 | 0 | 0 | 0 | 0 | 0 | 0 | 0 | 0 | 0 | 0 | 0 | 0 | 0 | 0 | 0 | 0 | 0 | 0 | 0 | 0 | 0 | 0 | 0 | 0 | 0 | 0 | 0 | 0 | [7 empty] | 0 | 0 | 0 | 0 | 0 | 0 | 0
| 89 |  |  | 0 | 0 | 0 | 0 | 0 | 0 | 0 |  | 1 | 1 | 1 | 1 | 1 | 1 | 1 | 0 | 0 | 0 | 0 | 0 | 0 | 0 | 0 | 0 | 0 | 0 | 0 | 0 | 0 | 0 | 0 | 0 | 0 | 0 | 0 | 0 | 0 | 0 | 0 | 0 | 0 | 0 | 0 | 0 | 0 | 0 | 0 | 0 | 0 | 0 | [7 empty] | 0 | 0 | 0 | 0 | 0 | 0 | 0
| 90 |  |  | 0 | 0 | 0 | 0 | 0 | 0 | 0 |  | 1 | 1 | 1 | 1 | 1 | 1 | 1 | 0 | 0 | 0 | 0 | 0 | 0 | 0 | 0 | 0 | 0 | 0 | 0 | 0 | 0 | 0 | 0 | 0 | 0 | 0 | 0 | 0 | 0 | 0 | 0 | 0 | 0 | 0 | 0 | 0 | 0 | 0 | 0 | 0 | 0 | 0 | [7 empty] | 0 | 0 | 0 | 0 | 0 | 0 | 0
| 91 |  |  | 0 | 0 | 0 | 0 | 0 | 0 | 0 |  | 1 | 1 | 1 | 1 | 1 | 1 | 1 | 0 | 0 | 0 | 0 | 0 | 0 | 0 | 0 | 0 | 0 | 0 | 0 | 0 | 0 | 0 | 0 | 0 | 0 | 0 | 0 | 0 | 0 | 0 | 0 | 0 | 0 | 0 | 0 | 0 | 0 | 0 | 0 | 0 | 0 | 0 | [7 empty] | 0 | 0 | 0 | 0 | 0 | 0 | 0
| 92 |  |  | 0 | 0 | 0 | 0 | 0 | 0 | 0 |  | 1 | 1 | 1 | 1 | 1 | 1 | 1 | 0 | 0 | 0 | 0 | 0 | 0 | 0 | 0 | 0 | 0 | 0 | 0 | 0 | 0 | 0 | 0 | 0 | 0 | 0 | 0 | 0 | 0 | 0 | 0 | 0 | 0 | 0 | 0 | 0 | 0 | 0 | 0 | 0 | 0 | 0 | [7 empty] | 0 | 0 | 0 | 0 | 0 | 0 | 0
| 93 |  |  | 0 | 0 | 0 | 0 | 0 | 0 | 0 |  | 1 | 1 | 1 | 1 | 1 | 1 | 1 | 0 | 0 | 0 | 0 | 0 | 0 | 0 | 0 | 0 | 0 | 0 | 0 | 0 | 0 | 0 | 0 | 0 | 0 | 0 | 0 | 0 | 0 | 0 | 0 | 0 | 0 | 0 | 0 | 0 | 0 | 0 | 0 | 0 | 0 | 0 | [7 empty] | 0 | 0 | 0 | 0 | 0 | 0 | 0
| 94 |  |  | 0 | 0 | 0 | 0 | 0 | 0 | 0 |  | 1 | 1 | 1 | 1 | 1 | 1 | 1 | 0 | 0 | 0 | 0 | 0 | 0 | 0 | 0 | 0 | 0 | 0 | 0 | 0 | 0 | 0 | 0 | 0 | 0 | 0 | 0 | 0 | 0 | 0 | 0 | 0 | 0 | 0 | 0 | 0 | 0 | 0 | 0 | 0 | 0 | 0 | [7 empty] | 0 | 0 | 0 | 0 | 0 | 0 | 0
| 95 |  |  | 0 | 0 | 0 | 0 | 0 | 0 | 0 |  | 1 | 1 | 1 | 1 | 1 | 1 | 1 | 0 | 0 | 0 | 0 | 0 | 0 | 0 | 0 | 0 | 0 | 0 | 0 | 0 | 0 | 0 | 0 | 0 | 0 | 0 | 0 | 0 | 0 | 0 | 0 | 0 | 0 | 0 | 0 | 0 | 0 | 0 | 0 | 0 | 0 | 0 | [7 empty] | 0 | 0 | 0 | 0 | 0 | 0 | 0
| 96 |  |  | 0 | 0 | 0 | 0 | 0 | 0 | 0 |  | 1 | 1 | 1 | 1 | 1 | 1 | 1 | 0 | 0 | 0 | 0 | 0 | 0 | 0 | 0 | 0 | 0 | 0 | 0 | 0 | 0 | 0 | 0 | 0 | 0 | 0 | 0 | 0 | 0 | 0 | 0 | 0 | 0 | 0 | 0 | 0 | 0 | 0 | 0 | 0 | 0 | 0 | [7 empty] | 0 | 0 | 0 | 0 | 0 | 0 | 0
| 97 |  |  | 0 | 0 | 0 | 0 | 0 | 0 | 0 |  | 1 | 1 | 1 | 1 | 1 | 1 | 1 | 0 | 0 | 0 | 0 | 0 | 0 | 0 | 0 | 0 | 0 | 0 | 0 | 0 | 0 | 0 | 0 | 0 | 0 | 0 | 0 | 0 | 0 | 0 | 0 | 0 | 0 | 0 | 0 | 0 | 0 | 0 | 0 | 0 | 0 | 0 | [7 empty] | 0 | 0 | 0 | 0 | 0 | 0 | 0
| 98 |  |  | 0 | 0 | 0 | 0 | 0 | 0 | 0 |  | 1 | 1 | 1 | 1 | 1 | 1 | 1 | 0 | 0 | 0 | 0 | 0 | 0 | 0 | 0 | 0 | 0 | 0 | 0 | 0 | 0 | 0 | 0 | 0 | 0 | 0 | 0 | 0 | 0 | 0 | 0 | 0 | 0 | 0 | 0 | 0 | 0 | 0 | 0 | 0 | 0 | 0 | [7 empty] | 0 | 0 | 0 | 0 | 0 | 0 | 0
| 99 |  |  | 0 | 0 | 0 | 0 | 0 | 0 | 0 |  | 1 | 1 | 1 | 1 | 1 | 1 | 1 | 0 | 0 | 0 | 0 | 0 | 0 | 0 | 0 | 0 | 0 | 0 | 0 | 0 | 0 | 0 | 0 | 0 | 0 | 0 | 0 | 0 | 0 | 0 | 0 | 0 | 0 | 0 | 0 | 0 | 0 | 0 | 0 | 0 | 0 | 0 | [7 empty] | 0 | 0 | 0 | 0 | 0 | 0 | 0
| 100 |  |  | 0 | 0 | 0 | 0 | 0 | 0 | 0 |  | 1 | 1 | 1 | 1 | 1 | 1 | 1 | 0 | 0 | 0 | 0 | 0 | 0 | 0 | 0 | 0 | 0 | 0 | 0 | 0 | 0 | 0 | 0 | 0 | 0 | 0 | 0 | 0 | 0 | 0 | 0 | 0 | 0 | 0 | 0 | 0 | 0 | 0 | 0 | 0 | 0 | 0 | [7 empty] | 0 | 0 | 0 | 0 | 0 | 0 | 0
| 101 |  |  | 0 | 0 | 0 | 0 | 0 | 0 | 0 |  | 1 | 1 | 1 | 1 | 1 | 1 | 1 | 0 | 0 | 0 | 0 | 0 | 0 | 0 | 0 | 0 | 0 | 0 | 0 | 0 | 0 | 0 | 0 | 0 | 0 | 0 | 0 | 0 | 0 | 0 | 0 | 0 | 0 | 0 | 0 | 0 | 0 | 0 | 0 | 0 | 0 | 0 | [7 empty] | 0 | 0 | 0 | 0 | 0 | 0 | 0
| 102 |  |  | 0 | 0 | 0 | 0 | 0 | 0 | 0 |  | 1 | 1 | 1 | 1 | 1 | 1 | 1 | 0 | 0 | 0 | 0 | 0 | 0 | 0 | 0 | 0 | 0 | 0 | 0 | 0 | 0 | 0 | 0 | 0 | 0 | 0 | 0 | 0 | 0 | 0 | 0 | 0 | 0 | 0 | 0 | 0 | 0 | 0 | 0 | 0 | 0 | 0 | [7 empty] | 0 | 0 | 0 | 0 | 0 | 0 | 0
| 103 |  |  | 0 | 0 | 0 | 0 | 0 | 0 | 0 |  | 1 | 1 | 1 | 1 | 1 | 1 | 1 | 0 | 0 | 0 | 0 | 0 | 0 | 0 | 0 | 0 | 0 | 0 | 0 | 0 | 0 | 0 | 0 | 0 | 0 | 0 | 0 | 0 | 0 | 0 | 0 | 0 | 0 | 0 | 0 | 0 | 0 | 0 | 0 | 0 | 0 | 0 | [7 empty] | 0 | 0 | 0 | 0 | 0 | 0 | 0
| 104 |  |  | 0 | 0 | 0 | 0 | 0 | 0 | 0 |  | 1 | 1 | 1 | 1 | 1 | 1 | 1 | 0 | 0 | 0 | 0 | 0 | 0 | 0 | 0 | 0 | 0 | 0 | 0 | 0 | 0 | 0 | 0 | 0 | 0 | 0 | 0 | 0 | 0 | 0 | 0 | 0 | 0 | 0 | 0 | 0 | 0 | 0 | 0 | 0 | 0 | 0 | [7 empty] | 0 | 0 | 0 | 0 | 0 | 0 | 0
| 105 |  |  | 0 | 0 | 0 | 0 | 0 | 0 | 0 |  | 1 | 1 | 1 | 1 | 1 | 1 | 1 | 0 | 0 | 0 | 0 | 0 | 0 | 0 | 0 | 0 | 0 | 0 | 0 | 0 | 0 | 0 | 0 | 0 | 0 | 0 | 0 | 0 | 0 | 0 | 0 | 0 | 0 | 0 | 0 | 0 | 0 | 0 | 0 | 0 | 0 | 0 | [7 empty] | 0 | 0 | 0 | 0 | 0 | 0 | 0
| 106 |  |  | 0 | 0 | 0 | 0 | 0 | 0 | 0 |  | 1 | 1 | 1 | 1 | 1 | 1 | 1 | 0 | 0 | 0 | 0 | 0 | 0 | 0 | 0 | 0 | 0 | 0 | 0 | 0 | 0 | 0 | 0 | 0 | 0 | 0 | 0 | 0 | 0 | 0 | 0 | 0 | 0 | 0 | 0 | 0 | 0 | 0 | 0 | 0 | 0 | 0 | [7 empty] | 0 | 0 | 0 | 0 | 0 | 0 | 0
| 107 |  |  | 0 | 0 | 0 | 0 | 0 | 0 | 0 |  | 1 | 1 | 1 | 1 | 1 | 1 | 1 | 0 | 0 | 0 | 0 | 0 | 0 | 0 | 0 | 0 | 0 | 0 | 0 | 0 | 0 | 0 | 0 | 0 | 0 | 0 | 0 | 0 | 0 | 0 | 0 | 0 | 0 | 0 | 0 | 0 | 0 | 0 | 0 | 0 | 0 | 0 | [7 empty] | 0 | 0 | 0 | 0 | 0 | 0 | 0
| 108 |  |  | 0 | 0 | 0 | 0 | 0 | 0 | 0 |  | 1 | 1 | 1 | 1 | 1 | 1 | 1 | 0 | 0 | 0 | 0 | 0 | 0 | 0 | 0 | 0 | 0 | 0 | 0 | 0 | 0 | 0 | 0 | 0 | 0 | 0 | 0 | 0 | 0 | 0 | 0 | 0 | 0 | 0 | 0 | 0 | 0 | 0 | 0 | 0 | 0 | 0 | [7 empty] | 0 | 0 | 0 | 0 | 0 | 0 | 0
| 109 |  |  | 0 | 0 | 0 | 0 | 0 | 0 | 0 |  | 1 | 1 | 1 | 1 | 1 | 1 | 1 | 0 | 0 | 0 | 0 | 0 | 0 | 0 | 0 | 0 | 0 | 0 | 0 | 0 | 0 | 0 | 0 | 0 | 0 | 0 | 0 | 0 | 0 | 0 | 0 | 0 | 0 | 0 | 0 | 0 | 0 | 0 | 0 | 0 | 0 | 0 | [7 empty] | 0 | 0 | 0 | 0 | 0 | 0 | 0
| 110 |  |  | 0 | 0 | 0 | 0 | 0 | 0 | 0 |  | 1 | 1 | 1 | 1 | 1 | 1 | 1 | 0 | 0 | 0 | 0 | 0 | 0 | 0 | 0 | 0 | 0 | 0 | 0 | 0 | 0 | 0 | 0 | 0 | 0 | 0 | 0 | 0 | 0 | 0 | 0 | 0 | 0 | 0 | 0 | 0 | 0 | 0 | 0 | 0 | 0 | 0 | [7 empty] | 0 | 0 | 0 | 0 | 0 | 0 | 0
| 111 |  |  | 0 | 0 | 0 | 0 | 0 | 0 | 0 |  | 1 | 1 | 1 | 1 | 1 | 1 | 1 | 0 | 0 | 0 | 0 | 0 | 0 | 0 | 0 | 0 | 0 | 0 | 0 | 0 | 0 | 0 | 0 | 0 | 0 | 0 | 0 | 0 | 0 | 0 | 0 | 0 | 0 | 0 | 0 | 0 | 0 | 0 | 0 | 0 | 0 | 0 | [7 empty] | 0 | 0 | 0 | 0 | 0 | 0 | 0
| 112 |  |  | 0 | 0 | 0 | 0 | 0 | 0 | 0 |  | 1 | 1 | 1 | 1 | 1 | 1 | 1 | 0 | 0 | 0 | 0 | 0 | 0 | 0 | 0 | 0 | 0 | 0 | 0 | 0 | 0 | 0 | 0 | 0 | 0 | 0 | 0 | 0 | 0 | 0 | 0 | 0 | 0 | 0 | 0 | 0 | 0 | 0 | 0 | 0 | 0 | 0 | [7 empty] | 0 | 0 | 0 | 0 | 0 | 0 | 0
| 113 |  |  | 0 | 0 | 0 | 0 | 0 | 0 | 0 |  | 1 | 1 | 1 | 1 | 1 | 1 | 1 | 0 | 0 | 0 | 0 | 0 | 0 | 0 | 0 | 0 | 0 | 0 | 0 | 0 | 0 | 0 | 0 | 0 | 0 | 0 | 0 | 0 | 0 | 0 | 0 | 0 | 0 | 0 | 0 | 0 | 0 | 0 | 0 | 0 | 0 | 0 | [7 empty] | 0 | 0 | 0 | 0 | 0 | 0 | 0
| 114 |  |  | 0 | 0 | 0 | 0 | 0 | 0 | 0 |  | 1 | 1 | 1 | 1 | 1 | 1 | 1 | 0 | 0 | 0 | 0 | 0 | 0 | 0 | 0 | 0 | 0 | 0 | 0 | 0 | 0 | 0 | 0 | 0 | 0 | 0 | 0 | 0 | 0 | 0 | 0 | 0 | 0 | 0 | 0 | 0 | 0 | 0 | 0 | 0 | 0 | 0 | [7 empty] | 0 | 0 | 0 | 0 | 0 | 0 | 0
| 115 |  |  | 0 | 0 | 0 | 0 | 0 | 0 | 0 |  | 1 | 1 | 1 | 1 | 1 | 1 | 1 | 0 | 0 | 0 | 0 | 0 | 0 | 0 | 0 | 0 | 0 | 0 | 0 | 0 | 0 | 0 | 0 | 0 | 0 | 0 | 0 | 0 | 0 | 0 | 0 | 0 | 0 | 0 | 0 | 0 | 0 | 0 | 0 | 0 | 0 | 0 | [7 empty] | 0 | 0 | 0 | 0 | 0 | 0 | 0
| 116 |  |  | 0 | 0 | 0 | 0 | 0 | 0 | 0 |  | 1 | 1 | 1 | 1 | 1 | 1 | 1 | 0 | 0 | 0 | 0 | 0 | 0 | 0 | 0 | 0 | 0 | 0 | 0 | 0 | 0 | 0 | 0 | 0 | 0 | 0 | 0 | 0 | 0 | 0 | 0 | 0 | 0 | 0 | 0 | 0 | 0 | 0 | 0 | 0 | 0 | 0 | [7 empty] | 0 | 0 | 0 | 0 | 0 | 0 | 0
| 117 |  |  | 0 | 0 | 0 | 0 | 0 | 0 | 0 |  | 1 | 1 | 1 | 1 | 1 | 1 | 1 | 0 | 0 | 0 | 0 | 0 | 0 | 0 | 0 | 0 | 0 | 0 | 0 | 0 | 0 | 0 | 0 | 0 | 0 | 0 | 0 | 0 | 0 | 0 | 0 | 0 | 0 | 0 | 0 | 0 | 0 | 0 | 0 | 0 | 0 | 0 | [7 empty] | 0 | 0 | 0 | 0 | 0 | 0 | 0
| 118 |  |  | 0 | 0 | 0 | 0 | 0 | 0 | 0 |  | 1 | 1 | 1 | 1 | 1 | 1 | 1 | 0 | 0 | 0 | 0 | 0 | 0 | 0 | 0 | 0 | 0 | 0 | 0 | 0 | 0 | 0 | 0 | 0 | 0 | 0 | 0 | 0 | 0 | 0 | 0 | 0 | 0 | 0 | 0 | 0 | 0 | 0 | 0 | 0 | 0 | 0 | [7 empty] | 0 | 0 | 0 | 0 | 0 | 0 | 0
| 119 |  |  | 0 | 0 | 0 | 0 | 0 | 0 | 0 |  | 1 | 1 | 1 | 1 | 1 | 1 | 1 | 0 | 0 | 0 | 0 | 0 | 0 | 0 | 0 | 0 | 0 | 0 | 0 | 0 | 0 | 0 | 0 | 0 | 0 | 0 | 0 | 0 | 0 | 0 | 0 | 0 | 0 | 0 | 0 | 0 | 0 | 0 | 0 | 0 | 0 | 0 | [7 empty] | 0 | 0 | 0 | 0 | 0 | 0 | 0
| 120 |  |  | 0 | 0 | 0 | 0 | 0 | 0 | 0 |  | 1 | 1 | 1 | 1 | 1 | 1 | 1 | 0 | 0 | 0 | 0 | 0 | 0 | 0 | 0 | 0 | 0 | 0 | 0 | 0 | 0 | 0 | 0 | 0 | 0 | 0 | 0 | 0 | 0 | 0 | 0 | 0 | 0 | 0 | 0 | 0 | 0 | 0 | 0 | 0 | 0 | 0 | [7 empty] | 0 | 0 | 0 | 0 | 0 | 0 | 0
| 121 |  |  | 0 | 0 | 0 | 0 | 0 | 0 | 0 |  | 1 | 1 | 1 | 1 | 1 | 1 | 1 | 0 | 0 | 0 | 0 | 0 | 0 | 0 | 0 | 0 | 0 | 0 | 0 | 0 | 0 | 0 | 0 | 0 | 0 | 0 | 0 | 0 | 0 | 0 | 0 | 0 | 0 | 0 | 0 | 0 | 0 | 0 | 0 | 0 | 0 | 0 | [7 empty] | 0 | 0 | 0 | 0 | 0 | 0 | 0
| 122 |  |  | 0 | 0 | 0 | 0 | 0 | 0 | 0 |  | 1 | 1 | 1 | 1 | 1 | 1 | 1 | 0 | 0 | 0 | 0 | 0 | 0 | 0 | 0 | 0 | 0 | 0 | 0 | 0 | 0 | 0 | 0 | 0 | 0 | 0 | 0 | 0 | 0 | 0 | 0 | 0 | 0 | 0 | 0 | 0 | 0 | 0 | 0 | 0 | 0 | 0 | [7 empty] | 0 | 0 | 0 | 0 | 0 | 0 | 0
| 123 |  |  | 0 | 0 | 0 | 0 | 0 | 0 | 0 |  | 1 | 1 | 1 | 1 | 1 | 1 | 1 | 0 | 0 | 0 | 0 | 0 | 0 | 0 | 0 | 0 | 0 | 0 | 0 | 0 | 0 | 0 | 0 | 0 | 0 | 0 | 0 | 0 | 0 | 0 | 0 | 0 | 0 | 0 | 0 | 0 | 0 | 0 | 0 | 0 | 0 | 0 | [7 empty] | 0 | 0 | 0 | 0 | 0 | 0 | 0
| 124 |  |  | 0 | 0 | 0 | 0 | 0 | 0 | 0 |  | 1 | 1 | 1 | 1 | 1 | 1 | 1 | 0 | 0 | 0 | 0 | 0 | 0 | 0 | 0 | 0 | 0 | 0 | 0 | 0 | 0 | 0 | 0 | 0 | 0 | 0 | 0 | 0 | 0 | 0 | 0 | 0 | 0 | 0 | 0 | 0 | 0 | 0 | 0 | 0 | 0 | 0 | [7 empty] | 0 | 0 | 0 | 0 | 0 | 0 | 0
| 125 |  |  | 0 | 0 | 0 | 0 | 0 | 0 | 0 |  | 1 | 1 | 1 | 1 | 1 | 1 | 1 | 0 | 0 | 0 | 0 | 0 | 0 | 0 | 0 | 0 | 0 | 0 | 0 | 0 | 0 | 0 | 0 | 0 | 0 | 0 | 0 | 0 | 0 | 0 | 0 | 0 | 0 | 0 | 0 | 0 | 0 | 0 | 0 | 0 | 0 | 0 | [7 empty] | 0 | 0 | 0 | 0 | 0 | 0 | 0
| 126 |  |  | 0 | 0 | 0 | 0 | 0 | 0 | 0 |  | 1 | 1 | 1 | 1 | 1 | 1 | 1 | 0 | 0 | 0 | 0 | 0 | 0 | 0 | 0 | 0 | 0 | 0 | 0 | 0 | 0 | 0 | 0 | 0 | 0 | 0 | 0 | 0 | 0 | 0 | 0 | 0 | 0 | 0 | 0 | 0 | 0 | 0 | 0 | 0 | 0 | 0 | [7 empty] | 0 | 0 | 0 | 0 | 0 | 0 | 0
| 127 |  |  | 0 | 0 | 0 | 0 | 0 | 0 | 0 |  | 1 | 1 | 1 | 1 | 1 | 1 | 1 | 0 | 0 | 0 | 0 | 0 | 0 | 0 | 0 | 0 | 0 | 0 | 0 | 0 | 0 | 0 | 0 | 0 | 0 | 0 | 0 | 0 | 0 | 0 | 0 | 0 | 0 | 0 | 0 | 0 | 0 | 0 | 0 | 0 | 0 | 0 | [7 empty] | 0 | 0 | 0 | 0 | 0 | 0 | 0
| 128 |  |  | 0 | 0 | 0 | 0 | 0 | 0 | 0 |  | 1 | 1 | 1 | 1 | 1 | 1 | 1 | 0 | 0 | 0 | 0 | 0 | 0 | 0 | 0 | 0 | 0 | 0 | 0 | 0 | 0 | 0 | 0 | 0 | 0 | 0 | 0 | 0 | 0 | 0 | 0 | 0 | 0 | 0 | 0 | 0 | 0 | 0 | 0 | 0 | 0 | 0 | [7 empty] | 0 | 0 | 0 | 0 | 0 | 0 | 0
| 129 |  |  | 0 | 0 | 0 | 0 | 0 | 0 | 0 |  | 1 | 1 | 1 | 1 | 1 | 1 | 1 | 0 | 0 | 0 | 0 | 0 | 0 | 0 | 0 | 0 | 0 | 0 | 0 | 0 | 0 | 0 | 0 | 0 | 0 | 0 | 0 | 0 | 0 | 0 | 0 | 0 | 0 | 0 | 0 | 0 | 0 | 0 | 0 | 0 | 0 | 0 | [7 empty] | 0 | 0 | 0 | 0 | 0 | 0 | 0
| 130 |  |  | 0 | 0 | 0 | 0 | 0 | 0 | 0 |  | 1 | 1 | 1 | 1 | 1 | 1 | 1 | 0 | 0 | 0 | 0 | 0 | 0 | 0 | 0 | 0 | 0 | 0 | 0 | 0 | 0 | 0 | 0 | 0 | 0 | 0 | 0 | 0 | 0 | 0 | 0 | 0 | 0 | 0 | 0 | 0 | 0 | 0 | 0 | 0 | 0 | 0 | [7 empty] | 0 | 0 | 0 | 0 | 0 | 0 | 0
| 131 |  |  | 0 | 0 | 0 | 0 | 0 | 0 | 0 |  | 1 | 1 | 1 | 1 | 1 | 1 | 1 | 0 | 0 | 0 | 0 | 0 | 0 | 0 | 0 | 0 | 0 | 0 | 0 | 0 | 0 | 0 | 0 | 0 | 0 | 0 | 0 | 0 | 0 | 0 | 0 | 0 | 0 | 0 | 0 | 0 | 0 | 0 | 0 | 0 | 0 | 0 | [7 empty] | 0 | 0 | 0 | 0 | 0 | 0 | 0
| 132 |  |  | 0 | 0 | 0 | 0 | 0 | 0 | 0 |  | 1 | 1 | 1 | 1 | 1 | 1 | 1 | 0 | 0 | 0 | 0 | 0 | 0 | 0 | 0 | 0 | 0 | 0 | 0 | 0 | 0 | 0 | 0 | 0 | 0 | 0 | 0 | 0 | 0 | 0 | 0 | 0 | 0 | 0 | 0 | 0 | 0 | 0 | 0 | 0 | 0 | 0 | [7 empty] | 0 | 0 | 0 | 0 | 0 | 0 | 0
| 133 |  |  | 0 | 0 | 0 | 0 | 0 | 0 | 0 |  | 1 | 1 | 1 | 1 | 1 | 1 | 1 | 0 | 0 | 0 | 0 | 0 | 0 | 0 | 0 | 0 | 0 | 0 | 0 | 0 | 0 | 0 | 0 | 0 | 0 | 0 | 0 | 0 | 0 | 0 | 0 | 0 | 0 | 0 | 0 | 0 | 0 | 0 | 0 | 0 | 0 | 0 | [7 empty] | 0 | 0 | 0 | 0 | 0 | 0 | 0
| 134 |  |  | 0 | 0 | 0 | 0 | 0 | 0 | 0 |  | 1 | 1 | 1 | 1 | 1 | 1 | 1 | 0 | 0 | 0 | 0 | 0 | 0 | 0 | 0 | 0 | 0 | 0 | 0 | 0 | 0 | 0 | 0 | 0 | 0 | 0 | 0 | 0 | 0 | 0 | 0 | 0 | 0 | 0 | 0 | 0 | 0 | 0 | 0 | 0 | 0 | 0 | [7 empty] | 0 | 0 | 0 | 0 | 0 | 0 | 0
| 135 |  |  | 0 | 0 | 0 | 0 | 0 | 0 | 0 |  | 1 | 1 | 1 | 1 | 1 | 1 | 1 | 0 | 0 | 0 | 0 | 0 | 0 | 0 | 0 | 0 | 0 | 0 | 0 | 0 | 0 | 0 | 0 | 0 | 0 | 0 | 0 | 0 | 0 | 0 | 0 | 0 | 0 | 0 | 0 | 0 | 0 | 0 | 0 | 0 | 0 | 0 | [7 empty] | 0 | 0 | 0 | 0 | 0 | 0 | 0
| 136 |  |  | 0 | 0 | 0 | 0 | 0 | 0 | 0 |  | 1 | 1 | 1 | 1 | 1 | 1 | 1 | 0 | 0 | 0 | 0 | 0 | 0 | 0 | 0 | 0 | 0 | 0 | 0 | 0 | 0 | 0 | 0 | 0 | 0 | 0 | 0 | 0 | 0 | 0 | 0 | 0 | 0 | 0 | 0 | 0 | 0 | 0 | 0 | 0 | 0 | 0 | [7 empty] | 0 | 0 | 0 | 0 | 0 | 0 | 0
| 137 |  |  | 0 | 0 | 0 | 0 | 0 | 0 | 0 |  | 1 | 1 | 1 | 1 | 1 | 1 | 1 | 0 | 0 | 0 | 0 | 0 | 0 | 0 | 0 | 0 | 0 | 0 | 0 | 0 | 0 | 0 | 0 | 0 | 0 | 0 | 0 | 0 | 0 | 0 | 0 | 0 | 0 | 0 | 0 | 0 | 0 | 0 | 0 | 0 | 0 | 0 | [7 empty] | 0 | 0 | 0 | 0 | 0 | 0 | 0
| 138 |  |  | 0 | 0 | 0 | 0 | 0 | 0 | 0 |  | 1 | 1 | 1 | 1 | 1 | 1 | 1 | 0 | 0 | 0 | 0 | 0 | 0 | 0 | 0 | 0 | 0 | 0 | 0 | 0 | 0 | 0 | 0 | 0 | 0 | 0 | 0 | 0 | 0 | 0 | 0 | 0 | 0 | 0 | 0 | 0 | 0 | 0 | 0 | 0 | 0 | 0 | [7 empty] | 0 | 0 | 0 | 0 | 0 | 0 | 0
| 139 |  |  | 0 | 0 | 0 | 0 | 0 | 0 | 0 |  | 1 | 1 | 1 | 1 | 1 | 1 | 1 | 0 | 0 | 0 | 0 | 0 | 0 | 0 | 0 | 0 | 0 | 0 | 0 | 0 | 0 | 0 | 0 | 0 | 0 | 0 | 0 | 0 | 0 | 0 | 0 | 0 | 0 | 0 | 0 | 0 | 0 | 0 | 0 | 0 | 0 | 0 | [7 empty] | 0 | 0 | 0 | 0 | 0 | 0 | 0
| 140 |  |  | 0 | 0 | 0 | 0 | 0 | 0 | 0 |  | 1 | 1 | 1 | 1 | 1 | 1 | 1 | 0 | 0 | 0 | 0 | 0 | 0 | 0 | 0 | 0 | 0 | 0 | 0 | 0 | 0 | 0 | 0 | 0 | 0 | 0 | 0 | 0 | 0 | 0 | 0 | 0 | 0 | 0 | 0 | 0 | 0 | 0 | 0 | 0 | 0 | 0 | [7 empty] | 0 | 0 | 0 | 0 | 0 | 0 | 0
| 141 |  |  | 0 | 0 | 0 | 0 | 0 | 0 | 0 |  | 1 | 1 | 1 | 1 | 1 | 1 | 1 | 0 | 0 | 0 | 0 | 0 | 0 | 0 | 0 | 0 | 0 | 0 | 0 | 0 | 0 | 0 | 0 | 0 | 0 | 0 | 0 | 0 | 0 | 0 | 0 | 0 | 0 | 0 | 0 | 0 | 0 | 0 | 0 | 0 | 0 | 0 | [7 empty] | 0 | 0 | 0 | 0 | 0 | 0 | 0
| 142 |  |  | 0 | 0 | 0 | 0 | 0 | 0 | 0 |  | 1 | 1 | 1 | 1 | 1 | 1 | 1 | 0 | 0 | 0 | 0 | 0 | 0 | 0 | 0 | 0 | 0 | 0 | 0 | 0 | 0 | 0 | 0 | 0 | 0 | 0 | 0 | 0 | 0 | 0 | 0 | 0 | 0 | 0 | 0 | 0 | 0 | 0 | 0 | 0 | 0 | 0 | [7 empty] | 0 | 0 | 0 | 0 | 0 | 0 | 0
| 143 |  |  | 0 | 0 | 0 | 0 | 0 | 0 | 0 |  | 1 | 1 | 1 | 1 | 1 | 1 | 1 | 0 | 0 | 0 | 0 | 0 | 0 | 0 | 0 | 0 | 0 | 0 | 0 | 0 | 0 | 0 | 0 | 0 | 0 | 0 | 0 | 0 | 0 | 0 | 0 | 0 | 0 | 0 | 0 | 0 | 0 | 0 | 0 | 0 | 0 | 0 | [7 empty] | 0 | 0 | 0 | 0 | 0 | 0 | 0
| 144 |  |  | 0 | 0 | 0 | 0 | 0 | 0 | 0 |  | 1 | 1 | 1 | 1 | 1 | 1 | 1 | 0 | 0 | 0 | 0 | 0 | 0 | 0 | 0 | 0 | 0 | 0 | 0 | 0 | 0 | 0 | 0 | 0 | 0 | 0 | 0 | 0 | 0 | 0 | 0 | 0 | 0 | 0 | 0 | 0 | 0 | 0 | 0 | 0 | 0 | 0 | [7 empty] | 0 | 0 | 0 | 0 | 0 | 0 | 0
| 145 |  |  | 0 | 0 | 0 | 0 | 0 | 0 | 0 |  | 1 | 1 | 1 | 1 | 1 | 1 | 1 | 0 | 0 | 0 | 0 | 0 | 0 | 0 | 0 | 0 | 0 | 0 | 0 | 0 | 0 | 0 | 0 | 0 | 0 | 0 | 0 | 0 | 0 | 0 | 0 | 0 | 0 | 0 | 0 | 0 | 0 | 0 | 0 | 0 | 0 | 0 | [7 empty] | 0 | 0 | 0 | 0 | 0 | 0 | 0
| 146 |  |  | 0 | 0 | 0 | 0 | 0 | 0 | 0 |  | 1 | 1 | 1 | 1 | 1 | 1 | 1 | 0 | 0 | 0 | 0 | 0 | 0 | 0 | 0 | 0 | 0 | 0 | 0 | 0 | 0 | 0 | 0 | 0 | 0 | 0 | 0 | 0 | 0 | 0 | 0 | 0 | 0 | 0 | 0 | 0 | 0 | 0 | 0 | 0 | 0 | 0 | [7 empty] | 0 | 0 | 0 | 0 | 0 | 0 | 0
| 147 |  |  | 0 | 0 | 0 | 0 | 0 | 0 | 0 |  | 1 | 1 | 1 | 1 | 1 | 1 | 1 | 0 | 0 | 0 | 0 | 0 | 0 | 0 | 0 | 0 | 0 | 0 | 0 | 0 | 0 | 0 | 0 | 0 | 0 | 0 | 0 | 0 | 0 | 0 | 0 | 0 | 0 | 0 | 0 | 0 | 0 | 0 | 0 | 0 | 0 | 0 | [7 empty] | 0 | 0 | 0 | 0 | 0 | 0 | 0
| 148 |  |  | 0 | 0 | 0 | 0 | 0 | 0 | 0 |  | 1 | 1 | 1 | 1 | 1 | 1 | 1 | 0 | 0 | 0 | 0 | 0 | 0 | 0 | 0 | 0 | 0 | 0 | 0 | 0 | 0 | 0 | 0 | 0 | 0 | 0 | 0 | 0 | 0 | 0 | 0 | 0 | 0 | 0 | 0 | 0 | 0 | 0 | 0 | 0 | 0 | 0 | [7 empty] | 0 | 0 | 0 | 0 | 0 | 0 | 0
| 149 |  |  | 0 | 0 | 0 | 0 | 0 | 0 | 0 |  | 1 | 1 | 1 | 1 | 1 | 1 | 1 | 0 | 0 | 0 | 0 | 0 | 0 | 0 | 0 | 0 | 0 | 0 | 0 | 0 | 0 | 0 | 0 | 0 | 0 | 0 | 0 | 0 | 0 | 0 | 0 | 0 | 0 | 0 | 0 | 0 | 0 | 0 | 0 | 0 | 0 | 0 | [7 empty] | 0 | 0 | 0 | 0 | 0 | 0 | 0
| 150 |  |  | 0 | 0 | 0 | 0 | 0 | 0 | 0 |  | 1 | 1 | 1 | 1 | 1 | 1 | 1 | 0 | 0 | 0 | 0 | 0 | 0 | 0 | 0 | 0 | 0 | 0 | 0 | 0 | 0 | 0 | 0 | 0 | 0 | 0 | 0 | 0 | 0 | 0 | 0 | 0 | 0 | 0 | 0 | 0 | 0 | 0 | 0 | 0 | 0 | 0 | [7 empty] | 0 | 0 | 0 | 0 | 0 | 0 | 0
| 151 |  |  | 0 | 0 | 0 | 0 | 0 | 0 | 0 |  | 1 | 1 | 1 | 1 | 1 | 1 | 1 | 0 | 0 | 0 | 0 | 0 | 0 | 0 | 0 | 0 | 0 | 0 | 0 | 0 | 0 | 0 | 0 | 0 | 0 | 0 | 0 | 0 | 0 | 0 | 0 | 0 | 0 | 0 | 0 | 0 | 0 | 0 | 0 | 0 | 0 | 0 | [7 empty] | 0 | 0 | 0 | 0 | 0 | 0 | 0
| 152 |  |  | 0 | 0 | 0 | 0 | 0 | 0 | 0 |  | 1 | 1 | 1 | 1 | 1 | 1 | 1 | 0 | 0 | 0 | 0 | 0 | 0 | 0 | 0 | 0 | 0 | 0 | 0 | 0 | 0 | 0 | 0 | 0 | 0 | 0 | 0 | 0 | 0 | 0 | 0 | 0 | 0 | 0 | 0 | 0 | 0 | 0 | 0 | 0 | 0 | 0 | [7 empty] | 0 | 0 | 0 | 0 | 0 | 0 | 0
| 153 |  |  | 0 | 0 | 0 | 0 | 0 | 0 | 0 |  | 1 | 1 | 1 | 1 | 1 | 1 | 1 | 0 | 0 | 0 | 0 | 0 | 0 | 0 | 0 | 0 | 0 | 0 | 0 | 0 | 0 | 0 | 0 | 0 | 0 | 0 | 0 | 0 | 0 | 0 | 0 | 0 | 0 | 0 | 0 | 0 | 0 | 0 | 0 | 0 | 0 | 0 | [7 empty] | 0 | 0 | 0 | 0 | 0 | 0 | 0
| 154 |  |  | 0 | 0 | 0 | 0 | 0 | 0 | 0 |  | 1 | 1 | 1 | 1 | 1 | 1 | 1 | 0 | 0 | 0 | 0 | 0 | 0 | 0 | 0 | 0 | 0 | 0 | 0 | 0 | 0 | 0 | 0 | 0 | 0 | 0 | 0 | 0 | 0 | 0 | 0 | 0 | 0 | 0 | 0 | 0 | 0 | 0 | 0 | 0 | 0 | 0 | [7 empty] | 0 | 0 | 0 | 0 | 0 | 0 | 0
| 155 |  |  | 0 | 0 | 0 | 0 | 0 | 0 | 0 |  | 1 | 1 | 1 | 1 | 1 | 1 | 1 | 0 | 0 | 0 | 0 | 0 | 0 | 0 | 0 | 0 | 0 | 0 | 0 | 0 | 0 | 0 | 0 | 0 | 0 | 0 | 0 | 0 | 0 | 0 | 0 | 0 | 0 | 0 | 0 | 0 | 0 | 0 | 0 | 0 | 0 | 0 | [7 empty] | 0 | 0 | 0 | 0 | 0 | 0 | 0
| 156 |  |  | 0 | 0 | 0 | 0 | 0 | 0 | 0 |  | 1 | 1 | 1 | 1 | 1 | 1 | 1 | 0 | 0 | 0 | 0 | 0 | 0 | 0 | 0 | 0 | 0 | 0 | 0 | 0 | 0 | 0 | 0 | 0 | 0 | 0 | 0 | 0 | 0 | 0 | 0 | 0 | 0 | 0 | 0 | 0 | 0 | 0 | 0 | 0 | 0 | 0 | [7 empty] | 0 | 0 | 0 | 0 | 0 | 0 | 0
| 157 |  |  | 0 | 0 | 0 | 0 | 0 | 0 | 0 |  | 1 | 1 | 1 | 1 | 1 | 1 | 1 | 0 | 0 | 0 | 0 | 0 | 0 | 0 | 0 | 0 | 0 | 0 | 0 | 0 | 0 | 0 | 0 | 0 | 0 | 0 | 0 | 0 | 0 | 0 | 0 | 0 | 0 | 0 | 0 | 0 | 0 | 0 | 0 | 0 | 0 | 0 | [7 empty] | 0 | 0 | 0 | 0 | 0 | 0 | 0
| 158 |  |  | 0 | 0 | 0 | 0 | 0 | 0 | 0 |  | 1 | 1 | 1 | 1 | 1 | 1 | 1 | 0 | 0 | 0 | 0 | 0 | 0 | 0 | 0 | 0 | 0 | 0 | 0 | 0 | 0 | 0 | 0 | 0 | 0 | 0 | 0 | 0 | 0 | 0 | 0 | 0 | 0 | 0 | 0 | 0 | 0 | 0 | 0 | 0 | 0 | 0 | [7 empty] | 0 | 0 | 0 | 0 | 0 | 0 | 0
| 159 |  |  | 0 | 0 | 0 | 0 | 0 | 0 | 0 |  | 1 | 1 | 1 | 1 | 1 | 1 | 1 | 0 | 0 | 0 | 0 | 0 | 0 | 0 | 0 | 0 | 0 | 0 | 0 | 0 | 0 | 0 | 0 | 0 | 0 | 0 | 0 | 0 | 0 | 0 | 0 | 0 | 0 | 0 | 0 | 0 | 0 | 0 | 0 | 0 | 0 | 0 | [7 empty] | 0 | 0 | 0 | 0 | 0 | 0 | 0
| 160 |  |  | 0 | 0 | 0 | 0 | 0 | 0 | 0 |  | 1 | 1 | 1 | 1 | 1 | 1 | 1 | 0 | 0 | 0 | 0 | 0 | 0 | 0 | 0 | 0 | 0 | 0 | 0 | 0 | 0 | 0 | 0 | 0 | 0 | 0 | 0 | 0 | 0 | 0 | 0 | 0 | 0 | 0 | 0 | 0 | 0 | 0 | 0 | 0 | 0 | 0 | [7 empty] | 0 | 0 | 0 | 0 | 0 | 0 | 0
| 161 |  |  | 0 | 0 | 0 | 0 | 0 | 0 | 0 |  | 1 | 1 | 1 | 1 | 1 | 1 | 1 | 0 | 0 | 0 | 0 | 0 | 0 | 0 | 0 | 0 | 0 | 0 | 0 | 0 | 0 | 0 | 0 | 0 | 0 | 0 | 0 | 0 | 0 | 0 | 0 | 0 | 0 | 0 | 0 | 0 | 0 | 0 | 0 | 0 | 0 | 0 | [7 empty] | 0 | 0 | 0 | 0 | 0 | 0 | 0
| 162 |  |  | 0 | 0 | 0 | 0 | 0 | 0 | 0 |  | 1 | 1 | 1 | 1 | 1 | 1 | 1 | 0 | 0 | 0 | 0 | 0 | 0 | 0 | 0 | 0 | 0 | 0 | 0 | 0 | 0 | 0 | 0 | 0 | 0 | 0 | 0 | 0 | 0 | 0 | 0 | 0 | 0 | 0 | 0 | 0 | 0 | 0 | 0 | 0 | 0 | 0 | [7 empty] | 0 | 0 | 0 | 0 | 0 | 0 | 0
| 163 |  |  | 0 | 0 | 0 | 0 | 0 | 0 | 0 |  | 1 | 1 | 1 | 1 | 1 | 1 | 1 | 0 | 0 | 0 | 0 | 0 | 0 | 0 | 0 | 0 | 0 | 0 | 0 | 0 | 0 | 0 | 0 | 0 | 0 | 0 | 0 | 0 | 0 | 0 | 0 | 0 | 0 | 0 | 0 | 0 | 0 | 0 | 0 | 0 | 0 | 0 | [7 empty] | 0 | 0 | 0 | 0 | 0 | 0 | 0
| 164 |  |  | 0 | 0 | 0 | 0 | 0 | 0 | 0 |  | 1 | 1 | 1 | 1 | 1 | 1 | 1 | 0 | 0 | 0 | 0 | 0 | 0 | 0 | 0 | 0 | 0 | 0 | 0 | 0 | 0 | 0 | 0 | 0 | 0 | 0 | 0 | 0 | 0 | 0 | 0 | 0 | 0 | 0 | 0 | 0 | 0 | 0 | 0 | 0 | 0 | 0 | [7 empty] | 0 | 0 | 0 | 0 | 0 | 0 | 0
| 165 |  |  | 0 | 0 | 0 | 0 | 0 | 0 | 0 |  | 1 | 1 | 1 | 1 | 1 | 1 | 1 | 0 | 0 | 0 | 0 | 0 | 0 | 0 | 0 | 0 | 0 | 0 | 0 | 0 | 0 | 0 | 0 | 0 | 0 | 0 | 0 | 0 | 0 | 0 | 0 | 0 | 0 | 0 | 0 | 0 | 0 | 0 | 0 | 0 | 0 | 0 | [7 empty] | 0 | 0 | 0 | 0 | 0 | 0 | 0
| 166 |  |  | 0 | 0 | 0 | 0 | 0 | 0 | 0 |  | 1 | 1 | 1 | 1 | 1 | 1 | 1 | 0 | 0 | 0 | 0 | 0 | 0 | 0 | 0 | 0 | 0 | 0 | 0 | 0 | 0 | 0 | 0 | 0 | 0 | 0 | 0 | 0 | 0 | 0 | 0 | 0 | 0 | 0 | 0 | 0 | 0 | 0 | 0 | 0 | 0 | 0 | [7 empty] | 0 | 0 | 0 | 0 | 0 | 0 | 0
| 167 |  |  | 0 | 0 | 0 | 0 | 0 | 0 | 0 |  | 1 | 1 | 1 | 1 | 1 | 1 | 1 | 0 | 0 | 0 | 0 | 0 | 0 | 0 | 0 | 0 | 0 | 0 | 0 | 0 | 0 | 0 | 0 | 0 | 0 | 0 | 0 | 0 | 0 | 0 | 0 | 0 | 0 | 0 | 0 | 0 | 0 | 0 | 0 | 0 | 0 | 0 | [7 empty] | 0 | 0 | 0 | 0 | 0 | 0 | 0
| 168 |  |  | 0 | 0 | 0 | 0 | 0 | 0 | 0 |  | 1 | 1 | 1 | 1 | 1 | 1 | 1 | 0 | 0 | 0 | 0 | 0 | 0 | 0 | 0 | 0 | 0 | 0 | 0 | 0 | 0 | 0 | 0 | 0 | 0 | 0 | 0 | 0 | 0 | 0 | 0 | 0 | 0 | 0 | 0 | 0 | 0 | 0 | 0 | 0 | 0 | 0 | [7 empty] | 0 | 0 | 0 | 0 | 0 | 0 | 0
| 169 |  |  | 0 | 0 | 0 | 0 | 0 | 0 | 0 |  | 1 | 1 | 1 | 1 | 1 | 1 | 1 | 0 | 0 | 0 | 0 | 0 | 0 | 0 | 0 | 0 | 0 | 0 | 0 | 0 | 0 | 0 | 0 | 0 | 0 | 0 | 0 | 0 | 0 | 0 | 0 | 0 | 0 | 0 | 0 | 0 | 0 | 0 | 0 | 0 | 0 | 0 | [7 empty] | 0 | 0 | 0 | 0 | 0 | 0 | 0
| 170 |  |  | 0 | 0 | 0 | 0 | 0 | 0 | 0 |  | 1 | 1 | 1 | 1 | 1 | 1 | 1 | 0 | 0 | 0 | 0 | 0 | 0 | 0 | 0 | 0 | 0 | 0 | 0 | 0 | 0 | 0 | 0 | 0 | 0 | 0 | 0 | 0 | 0 | 0 | 0 | 0 | 0 | 0 | 0 | 0 | 0 | 0 | 0 | 0 | 0 | 0 | [7 empty] | 0 | 0 | 0 | 0 | 0 | 0 | 0
| 171 |  |  | 0 | 0 | 0 | 0 | 0 | 0 | 0 |  | 1 | 1 | 1 | 1 | 1 | 1 | 1 | 0 | 0 | 0 | 0 | 0 | 0 | 0 | 0 | 0 | 0 | 0 | 0 | 0 | 0 | 0 | 0 | 0 | 0 | 0 | 0 | 0 | 0 | 0 | 0 | 0 | 0 | 0 | 0 | 0 | 0 | 0 | 0 | 0 | 0 | 0 | [7 empty] | 0 | 0 | 0 | 0 | 0 | 0 | 0
| 172 |  |  | 0 | 0 | 0 | 0 | 0 | 0 | 0 |  | 1 | 1 | 1 | 1 | 1 | 1 | 1 | 0 | 0 | 0 | 0 | 0 | 0 | 0 | 0 | 0 | 0 | 0 | 0 | 0 | 0 | 0 | 0 | 0 | 0 | 0 | 0 | 0 | 0 | 0 | 0 | 0 | 0 | 0 | 0 | 0 | 0 | 0 | 0 | 0 | 0 | 0 | [7 empty] | 0 | 0 | 0 | 0 | 0 | 0 | 0
| 173 |  |  | 0 | 0 | 0 | 0 | 0 | 0 | 0 |  | 1 | 1 | 1 | 1 | 1 | 1 | 1 | 0 | 0 | 0 | 0 | 0 | 0 | 0 | 0 | 0 | 0 | 0 | 0 | 0 | 0 | 0 | 0 | 0 | 0 | 0 | 0 | 0 | 0 | 0 | 0 | 0 | 0 | 0 | 0 | 0 | 0 | 0 | 0 | 0 | 0 | 0 | [7 empty] | 0 | 0 | 0 | 0 | 0 | 0 | 0
| 174 |  |  | 0 | 0 | 0 | 0 | 0 | 0 | 0 |  | 1 | 1 | 1 | 1 | 1 | 1 | 1 | 0 | 0 | 0 | 0 | 0 | 0 | 0 | 0 | 0 | 0 | 0 | 0 | 0 | 0 | 0 | 0 | 0 | 0 | 0 | 0 | 0 | 0 | 0 | 0 | 0 | 0 | 0 | 0 | 0 | 0 | 0 | 0 | 0 | 0 | 0 | [7 empty] | 0 | 0 | 0 | 0 | 0 | 0 | 0
| 175 |  |  | 0 | 0 | 0 | 0 | 0 | 0 | 0 |  | 1 | 1 | 1 | 1 | 1 | 1 | 1 | 0 | 0 | 0 | 0 | 0 | 0 | 0 | 0 | 0 | 0 | 0 | 0 | 0 | 0 | 0 | 0 | 0 | 0 | 0 | 0 | 0 | 0 | 0 | 0 | 0 | 0 | 0 | 0 | 0 | 0 | 0 | 0 | 0 | 0 | 0 | [7 empty] | 0 | 0 | 0 | 0 | 0 | 0 | 0
| 176 |  |  | 0 | 0 | 0 | 0 | 0 | 0 | 0 |  | 1 | 1 | 1 | 1 | 1 | 1 | 1 | 0 | 0 | 0 | 0 | 0 | 0 | 0 | 0 | 0 | 0 | 0 | 0 | 0 | 0 | 0 | 0 | 0 | 0 | 0 | 0 | 0 | 0 | 0 | 0 | 0 | 0 | 0 | 0 | 0 | 0 | 0 | 0 | 0 | 0 | 0 | [7 empty] | 0 | 0 | 0 | 0 | 0 | 0 | 0
| 177 |  |  | 0 | 0 | 0 | 0 | 0 | 0 | 0 |  | 1 | 1 | 1 | 1 | 1 | 1 | 1 | 0 | 0 | 0 | 0 | 0 | 0 | 0 | 0 | 0 | 0 | 0 | 0 | 0 | 0 | 0 | 0 | 0 | 0 | 0 | 0 | 0 | 0 | 0 | 0 | 0 | 0 | 0 | 0 | 0 | 0 | 0 | 0 | 0 | 0 | 0 | [7 empty] | 0 | 0 | 0 | 0 | 0 | 0 | 0
| 178 |  |  | 0 | 0 | 0 | 0 | 0 | 0 | 0 |  | 1 | 1 | 1 | 1 | 1 | 1 | 1 | 0 | 0 | 0 | 0 | 0 | 0 | 0 | 0 | 0 | 0 | 0 | 0 | 0 | 0 | 0 | 0 | 0 | 0 | 0 | 0 | 0 | 0 | 0 | 0 | 0 | 0 | 0 | 0 | 0 | 0 | 0 | 0 | 0 | 0 | 0 | [7 empty] | 0 | 0 | 0 | 0 | 0 | 0 | 0
| 179 |  |  | 0 | 0 | 0 | 0 | 0 | 0 | 0 |  | 1 | 1 | 1 | 1 | 1 | 1 | 1 | 0 | 0 | 0 | 0 | 0 | 0 | 0 | 0 | 0 | 0 | 0 | 0 | 0 | 0 | 0 | 0 | 0 | 0 | 0 | 0 | 0 | 0 | 0 | 0 | 0 | 0 | 0 | 0 | 0 | 0 | 0 | 0 | 0 | 0 | 0 | [7 empty] | 0 | 0 | 0 | 0 | 0 | 0 | 0
| 180 |  |  | 0 | 0 | 0 | 0 | 0 | 0 | 0 |  | 1 | 1 | 1 | 1 | 1 | 1 | 1 | 0 | 0 | 0 | 0 | 0 | 0 | 0 | 0 | 0 | 0 | 0 | 0 | 0 | 0 | 0 | 0 | 0 | 0 | 0 | 0 | 0 | 0 | 0 | 0 | 0 | 0 | 0 | 0 | 0 | 0 | 0 | 0 | 0 | 0 | 0 | [7 empty] | 0 | 0 | 0 | 0 | 0 | 0 | 0
| 181 |  |  | 0 | 0 | 0 | 0 | 0 | 0 | 0 |  | 1 | 1 | 1 | 1 | 1 | 1 | 1 | 0 | 0 | 0 | 0 | 0 | 0 | 0 | 0 | 0 | 0 | 0 | 0 | 0 | 0 | 0 | 0 | 0 | 0 | 0 | 0 | 0 | 0 | 0 | 0 | 0 | 0 | 0 | 0 | 0 | 0 | 0 | 0 | 0 | 0 | 0 | [7 empty] | 0 | 0 | 0 | 0 | 0 | 0 | 0
| 182 |  |  | 0 | 0 | 0 | 0 | 0 | 0 | 0 |  | 1 | 1 | 1 | 1 | 1 | 1 | 1 | 0 | 0 | 0 | 0 | 0 | 0 | 0 | 0 | 0 | 0 | 0 | 0 | 0 | 0 | 0 | 0 | 0 | 0 | 0 | 0 | 0 | 0 | 0 | 0 | 0 | 0 | 0 | 0 | 0 | 0 | 0 | 0 | 0 | 0 | 0 | [7 empty] | 0 | 0 | 0 | 0 | 0 | 0 | 0
| 183 |  |  | 0 | 0 | 0 | 0 | 0 | 0 | 0 |  | 1 | 1 | 1 | 1 | 1 | 1 | 1 | 0 | 0 | 0 | 0 | 0 | 0 | 0 | 0 | 0 | 0 | 0 | 0 | 0 | 0 | 0 | 0 | 0 | 0 | 0 | 0 | 0 | 0 | 0 | 0 | 0 | 0 | 0 | 0 | 0 | 0 | 0 | 0 | 0 | 0 | 0 | [7 empty] | 0 | 0 | 0 | 0 | 0 | 0 | 0
| 184 |  |  | 0 | 0 | 0 | 0 | 0 | 0 | 0 |  | 1 | 1 | 1 | 1 | 1 | 1 | 1 | 0 | 0 | 0 | 0 | 0 | 0 | 0 | 0 | 0 | 0 | 0 | 0 | 0 | 0 | 0 | 0 | 0 | 0 | 0 | 0 | 0 | 0 | 0 | 0 | 0 | 0 | 0 | 0 | 0 | 0 | 0 | 0 | 0 | 0 | 0 | [7 empty] | 0 | 0 | 0 | 0 | 0 | 0 | 0
| 185 |  |  | 0 | 0 | 0 | 0 | 0 | 0 | 0 |  | 1 | 1 | 1 | 1 | 1 | 1 | 1 | 0 | 0 | 0 | 0 | 0 | 0 | 0 | 0 | 0 | 0 | 0 | 0 | 0 | 0 | 0 | 0 | 0 | 0 | 0 | 0 | 0 | 0 | 0 | 0 | 0 | 0 | 0 | 0 | 0 | 0 | 0 | 0 | 0 | 0 | 0 | [7 empty] | 0 | 0 | 0 | 0 | 0 | 0 | 0
| 186 |  |  | 0 | 0 | 0 | 0 | 0 | 0 | 0 |  | 1 | 1 | 1 | 1 | 1 | 1 | 1 | 0 | 0 | 0 | 0 | 0 | 0 | 0 | 0 | 0 | 0 | 0 | 0 | 0 | 0 | 0 | 0 | 0 | 0 | 0 | 0 | 0 | 0 | 0 | 0 | 0 | 0 | 0 | 0 | 0 | 0 | 0 | 0 | 0 | 0 | 0 | [7 empty] | 0 | 0 | 0 | 0 | 0 | 0 | 0
| 187 |  |  | 0 | 0 | 0 | 0 | 0 | 0 | 0 |  | 1 | 1 | 1 | 1 | 1 | 1 | 1 | 0 | 0 | 0 | 0 | 0 | 0 | 0 | 0 | 0 | 0 | 0 | 0 | 0 | 0 | 0 | 0 | 0 | 0 | 0 | 0 | 0 | 0 | 0 | 0 | 0 | 0 | 0 | 0 | 0 | 0 | 0 | 0 | 0 | 0 | 0 | [7 empty] | 0 | 0 | 0 | 0 | 0 | 0 | 0
| 188 |  |  | 0 | 0 | 0 | 0 | 0 | 0 | 0 |  | 1 | 1 | 1 | 1 | 1 | 1 | 1 | 0 | 0 | 0 | 0 | 0 | 0 | 0 | 0 | 0 | 0 | 0 | 0 | 0 | 0 | 0 | 0 | 0 | 0 | 0 | 0 | 0 | 0 | 0 | 0 | 0 | 0 | 0 | 0 | 0 | 0 | 0 | 0 | 0 | 0 | 0 | [7 empty] | 0 | 0 | 0 | 0 | 0 | 0 | 0
| 189 |  |  | 0 | 0 | 0 | 0 | 0 | 0 | 0 |  | 1 | 1 | 1 | 1 | 1 | 1 | 1 | 0 | 0 | 0 | 0 | 0 | 0 | 0 | 0 | 0 | 0 | 0 | 0 | 0 | 0 | 0 | 0 | 0 | 0 | 0 | 0 | 0 | 0 | 0 | 0 | 0 | 0 | 0 | 0 | 0 | 0 | 0 | 0 | 0 | 0 | 0 | [7 empty] | 0 | 0 | 0 | 0 | 0 | 0 | 0
| 190 |  |  | 0 | 0 | 0 | 0 | 0 | 0 | 0 |  | 1 | 1 | 1 | 1 | 1 | 1 | 1 | 0 | 0 | 0 | 0 | 0 | 0 | 0 | 0 | 0 | 0 | 0 | 0 | 0 | 0 | 0 | 0 | 0 | 0 | 0 | 0 | 0 | 0 | 0 | 0 | 0 | 0 | 0 | 0 | 0 | 0 | 0 | 0 | 0 | 0 | 0 | [7 empty] | 0 | 0 | 0 | 0 | 0 | 0 | 0
| 191 |  |  | 0 | 0 | 0 | 0 | 0 | 0 | 0 |  | 1 | 1 | 1 | 1 | 1 | 1 | 1 | 0 | 0 | 0 | 0 | 0 | 0 | 0 | 0 | 0 | 0 | 0 | 0 | 0 | 0 | 0 | 0 | 0 | 0 | 0 | 0 | 0 | 0 | 0 | 0 | 0 | 0 | 0 | 0 | 0 | 0 | 0 | 0 | 0 | 0 | 0 | [7 empty] | 0 | 0 | 0 | 0 | 0 | 0 | 0
| 192 |  |  | 0 | 0 | 0 | 0 | 0 | 0 | 0 |  | 1 | 1 | 1 | 1 | 1 | 1 | 1 | 0 | 0 | 0 | 0 | 0 | 0 | 0 | 0 | 0 | 0 | 0 | 0 | 0 | 0 | 0 | 0 | 0 | 0 | 0 | 0 | 0 | 0 | 0 | 0 | 0 | 0 | 0 | 0 | 0 | 0 | 0 | 0 | 0 | 0 | 0 | [7 empty] | 0 | 0 | 0 | 0 | 0 | 0 | 0
| 193 |  |  | 0 | 0 | 0 | 0 | 0 | 0 | 0 |  | 1 | 1 | 1 | 1 | 1 | 1 | 1 | 0 | 0 | 0 | 0 | 0 | 0 | 0 | 0 | 0 | 0 | 0 | 0 | 0 | 0 | 0 | 0 | 0 | 0 | 0 | 0 | 0 | 0 | 0 | 0 | 0 | 0 | 0 | 0 | 0 | 0 | 0 | 0 | 0 | 0 | 0 | [7 empty] | 0 | 0 | 0 | 0 | 0 | 0 | 0
| 194 |  |  | 0 | 0 | 0 | 0 | 0 | 0 | 0 |  | 1 | 1 | 1 | 1 | 1 | 1 | 1 | 0 | 0 | 0 | 0 | 0 | 0 | 0 | 0 | 0 | 0 | 0 | 0 | 0 | 0 | 0 | 0 | 0 | 0 | 0 | 0 | 0 | 0 | 0 | 0 | 0 | 0 | 0 | 0 | 0 | 0 | 0 | 0 | 0 | 0 | 0 | [7 empty] | 0 | 0 | 0 | 0 | 0 | 0 | 0
| 195 |  |  | 0 | 0 | 0 | 0 | 0 | 0 | 0 |  | 1 | 1 | 1 | 1 | 1 | 1 | 1 | 0 | 0 | 0 | 0 | 0 | 0 | 0 | 0 | 0 | 0 | 0 | 0 | 0 | 0 | 0 | 0 | 0 | 0 | 0 | 0 | 0 | 0 | 0 | 0 | 0 | 0 | 0 | 0 | 0 | 0 | 0 | 0 | 0 | 0 | 0 | [7 empty] | 0 | 0 | 0 | 0 | 0 | 0 | 0
| 196 |  |  | 0 | 0 | 0 | 0 | 0 | 0 | 0 |  | 1 | 1 | 1 | 1 | 1 | 1 | 1 | 0 | 0 | 0 | 0 | 0 | 0 | 0 | 0 | 0 | 0 | 0 | 0 | 0 | 0 | 0 | 0 | 0 | 0 | 0 | 0 | 0 | 0 | 0 | 0 | 0 | 0 | 0 | 0 | 0 | 0 | 0 | 0 | 0 | 0 | 0 | [7 empty] | 0 | 0 | 0 | 0 | 0 | 0 | 0
| 197 |  |  | 0 | 0 | 0 | 0 | 0 | 0 | 0 |  | 1 | 1 | 1 | 1 | 1 | 1 | 1 | 0 | 0 | 0 | 0 | 0 | 0 | 0 | 0 | 0 | 0 | 0 | 0 | 0 | 0 | 0 | 0 | 0 | 0 | 0 | 0 | 0 | 0 | 0 | 0 | 0 | 0 | 0 | 0 | 0 | 0 | 0 | 0 | 0 | 0 | 0 | [7 empty] | 0 | 0 | 0 | 0 | 0 | 0 | 0
| 198 |  |  | 0 | 0 | 0 | 0 | 0 | 0 | 0 |  | 1 | 1 | 1 | 1 | 1 | 1 | 1 | 0 | 0 | 0 | 0 | 0 | 0 | 0 | 0 | 0 | 0 | 0 | 0 | 0 | 0 | 0 | 0 | 0 | 0 | 0 | 0 | 0 | 0 | 0 | 0 | 0 | 0 | 0 | 0 | 0 | 0 | 0 | 0 | 0 | 0 | 0 | [7 empty] | 0 | 0 | 0 | 0 | 0 | 0 | 0
| 199 |  |  | 0 | 0 | 0 | 0 | 0 | 0 | 0 |  | 1 | 1 | 1 | 1 | 1 | 1 | 1 | 0 | 0 | 0 | 0 | 0 | 0 | 0 | 0 | 0 | 0 | 0 | 0 | 0 | 0 | 0 | 0 | 0 | 0 | 0 | 0 | 0 | 0 | 0 | 0 | 0 | 0 | 0 | 0 | 0 | 0 | 0 | 0 | 0 | 0 | 0 | [7 empty] | 0 | 0 | 0 | 0 | 0 | 0 | 0
| 200 |  |  | 0 | 0 | 0 | 0 | 0 | 0 | 0 |  | 1 | 1 | 1 | 1 | 1 | 1 | 1 | 0 | 0 | 0 | 0 | 0 | 0 | 0 | 0 | 0 | 0 | 0 | 0 | 0 | 0 | 0 | 0 | 0 | 0 | 0 | 0 | 0 | 0 | 0 | 0 | 0 | 0 | 0 | 0 | 0 | 0 | 0 | 0 | 0 | 0 | 0 | [7 empty] | 0 | 0 | 0 | 0 | 0 | 0 | 0
| 201 |  |  | 0 | 0 | 0 | 0 | 0 | 0 | 0 |  | 1 | 1 | 1 | 1 | 1 | 1 | 1 | 0 | 0 | 0 | 0 | 0 | 0 | 0 | 0 | 0 | 0 | 0 | 0 | 0 | 0 | 0 | 0 | 0 | 0 | 0 | 0 | 0 | 0 | 0 | 0 | 0 | 0 | 0 | 0 | 0 | 0 | 0 | 0 | 0 | 0 | 0 | [7 empty] | 0 | 0 | 0 | 0 | 0 | 0 | 0
| 202 |  |  | 0 | 0 | 0 | 0 | 0 | 0 | 0 |  | 1 | 1 | 1 | 1 | 1 | 1 | 1 | 0 | 0 | 0 | 0 | 0 | 0 | 0 | 0 | 0 | 0 | 0 | 0 | 0 | 0 | 0 | 0 | 0 | 0 | 0 | 0 | 0 | 0 | 0 | 0 | 0 | 0 | 0 | 0 | 0 | 0 | 0 | 0 | 0 | 0 | 0 | [7 empty] | 0 | 0 | 0 | 0 | 0 | 0 | 0
| 203 |  |  | 0 | 0 | 0 | 0 | 0 | 0 | 0 |  | 1 | 1 | 1 | 1 | 1 | 1 | 1 | 0 | 0 | 0 | 0 | 0 | 0 | 0 | 0 | 0 | 0 | 0 | 0 | 0 | 0 | 0 | 0 | 0 | 0 | 0 | 0 | 0 | 0 | 0 | 0 | 0 | 0 | 0 | 0 | 0 | 0 | 0 | 0 | 0 | 0 | 0 | [7 empty] | 0 | 0 | 0 | 0 | 0 | 0 | 0
| 204 |  |  | 0 | 0 | 0 | 0 | 0 | 0 | 0 |  | 1 | 1 | 1 | 1 | 1 | 1 | 1 | 0 | 0 | 0 | 0 | 0 | 0 | 0 | 0 | 0 | 0 | 0 | 0 | 0 | 0 | 0 | 0 | 0 | 0 | 0 | 0 | 0 | 0 | 0 | 0 | 0 | 0 | 0 | 0 | 0 | 0 | 0 | 0 | 0 | 0 | 0 | [7 empty] | 0 | 0 | 0 | 0 | 0 | 0 | 0
| 205 |  |  | 0 | 0 | 0 | 0 | 0 | 0 | 0 |  | 1 | 1 | 1 | 1 | 1 | 1 | 1 | 0 | 0 | 0 | 0 | 0 | 0 | 0 | 0 | 0 | 0 | 0 | 0 | 0 | 0 | 0 | 0 | 0 | 0 | 0 | 0 | 0 | 0 | 0 | 0 | 0 | 0 | 0 | 0 | 0 | 0 | 0 | 0 | 0 | 0 | 0 | [7 empty] | 0 | 0 | 0 | 0 | 0 | 0 | 0
| 206 |  |  | 0 | 0 | 0 | 0 | 0 | 0 | 0 |  | 1 | 1 | 1 | 1 | 1 | 1 | 1 | 0 | 0 | 0 | 0 | 0 | 0 | 0 | 0 | 0 | 0 | 0 | 0 | 0 | 0 | 0 | 0 | 0 | 0 | 0 | 0 | 0 | 0 | 0 | 0 | 0 | 0 | 0 | 0 | 0 | 0 | 0 | 0 | 0 | 0 | 0 | [7 empty] | 0 | 0 | 0 | 0 | 0 | 0 | 0
| 207 |  |  | 0 | 0 | 0 | 0 | 0 | 0 | 0 |  | 1 | 1 | 1 | 1 | 1 | 1 | 1 | 0 | 0 | 0 | 0 | 0 | 0 | 0 | 0 | 0 | 0 | 0 | 0 | 0 | 0 | 0 | 0 | 0 | 0 | 0 | 0 | 0 | 0 | 0 | 0 | 0 | 0 | 0 | 0 | 0 | 0 | 0 | 0 | 0 | 0 | 0 | [7 empty] | 0 | 0 | 0 | 0 | 0 | 0 | 0
| 208 |  |  | 0 | 0 | 0 | 0 | 0 | 0 | 0 |  | 1 | 1 | 1 | 1 | 1 | 1 | 1 | 0 | 0 | 0 | 0 | 0 | 0 | 0 | 0 | 0 | 0 | 0 | 0 | 0 | 0 | 0 | 0 | 0 | 0 | 0 | 0 | 0 | 0 | 0 | 0 | 0 | 0 | 0 | 0 | 0 | 0 | 0 | 0 | 0 | 0 | 0 | [7 empty] | 0 | 0 | 0 | 0 | 0 | 0 | 0
| 209 |  |  | 0 | 0 | 0 | 0 | 0 | 0 | 0 |  | 1 | 1 | 1 | 1 | 1 | 1 | 1 | 0 | 0 | 0 | 0 | 0 | 0 | 0 | 0 | 0 | 0 | 0 | 0 | 0 | 0 | 0 | 0 | 0 | 0 | 0 | 0 | 0 | 0 | 0 | 0 | 0 | 0 | 0 | 0 | 0 | 0 | 0 | 0 | 0 | 0 | 0 | [7 empty] | 0 | 0 | 0 | 0 | 0 | 0 | 0
| 210 |  |  | 0 | 0 | 0 | 0 | 0 | 0 | 0 |  | 1 | 1 | 1 | 1 | 1 | 1 | 1 | 0 | 0 | 0 | 0 | 0 | 0 | 0 | 0 | 0 | 0 | 0 | 0 | 0 | 0 | 0 | 0 | 0 | 0 | 0 | 0 | 0 | 0 | 0 | 0 | 0 | 0 | 0 | 0 | 0 | 0 | 0 | 0 | 0 | 0 | 0 | [7 empty] | 0 | 0 | 0 | 0 | 0 | 0 | 0
| 211 |  |  | 0 | 0 | 0 | 0 | 0 | 0 | 0 |  | 1 | 1 | 1 | 1 | 1 | 1 | 1 | 0 | 0 | 0 | 0 | 0 | 0 | 0 | 0 | 0 | 0 | 0 | 0 | 0 | 0 | 0 | 0 | 0 | 0 | 0 | 0 | 0 | 0 | 0 | 0 | 0 | 0 | 0 | 0 | 0 | 0 | 0 | 0 | 0 | 0 | 0 | [7 empty] | 0 | 0 | 0 | 0 | 0 | 0 | 0
| 212 |  |  | 0 | 0 | 0 | 0 | 0 | 0 | 0 |  | 1 | 1 | 1 | 1 | 1 | 1 | 1 | 0 | 0 | 0 | 0 | 0 | 0 | 0 | 0 | 0 | 0 | 0 | 0 | 0 | 0 | 0 | 0 | 0 | 0 | 0 | 0 | 0 | 0 | 0 | 0 | 0 | 0 | 0 | 0 | 0 | 0 | 0 | 0 | 0 | 0 | 0 | [7 empty] | 0 | 0 | 0 | 0 | 0 | 0 | 0
| 213 |  |  | 0 | 0 | 0 | 0 | 0 | 0 | 0 |  | 1 | 1 | 1 | 1 | 1 | 1 | 1 | 0 | 0 | 0 | 0 | 0 | 0 | 0 | 0 | 0 | 0 | 0 | 0 | 0 | 0 | 0 | 0 | 0 | 0 | 0 | 0 | 0 | 0 | 0 | 0 | 0 | 0 | 0 | 0 | 0 | 0 | 0 | 0 | 0 | 0 | 0 | [7 empty] | 0 | 0 | 0 | 0 | 0 | 0 | 0
| 214 |  |  | 0 | 0 | 0 | 0 | 0 | 0 | 0 |  | 1 | 1 | 1 | 1 | 1 | 1 | 1 | 0 | 0 | 0 | 0 | 0 | 0 | 0 | 0 | 0 | 0 | 0 | 0 | 0 | 0 | 0 | 0 | 0 | 0 | 0 | 0 | 0 | 0 | 0 | 0 | 0 | 0 | 0 | 0 | 0 | 0 | 0 | 0 | 0 | 0 | 0 | [7 empty] | 0 | 0 | 0 | 0 | 0 | 0 | 0
| 215 |  |  | 0 | 0 | 0 | 0 | 0 | 0 | 0 |  | 1 | 1 | 1 | 1 | 1 | 1 | 1 | 0 | 0 | 0 | 0 | 0 | 0 | 0 | 0 | 0 | 0 | 0 | 0 | 0 | 0 | 0 | 0 | 0 | 0 | 0 | 0 | 0 | 0 | 0 | 0 | 0 | 0 | 0 | 0 | 0 | 0 | 0 | 0 | 0 | 0 | 0 | [7 empty] | 0 | 0 | 0 | 0 | 0 | 0 | 0
| 216 |  |  | 0 | 0 | 0 | 0 | 0 | 0 | 0 |  | 1 | 1 | 1 | 1 | 1 | 1 | 1 | 0 | 0 | 0 | 0 | 0 | 0 | 0 | 0 | 0 | 0 | 0 | 0 | 0 | 0 | 0 | 0 | 0 | 0 | 0 | 0 | 0 | 0 | 0 | 0 | 0 | 0 | 0 | 0 | 0 | 0 | 0 | 0 | 0 | 0 | 0 | [7 empty] | 0 | 0 | 0 | 0 | 0 | 0 | 0
| 217 |  |  | 0 | 0 | 0 | 0 | 0 | 0 | 0 |  | 1 | 1 | 1 | 1 | 1 | 1 | 1 | 0 | 0 | 0 | 0 | 0 | 0 | 0 | 0 | 0 | 0 | 0 | 0 | 0 | 0 | 0 | 0 | 0 | 0 | 0 | 0 | 0 | 0 | 0 | 0 | 0 | 0 | 0 | 0 | 0 | 0 | 0 | 0 | 0 | 0 | 0 | [7 empty] | 0 | 0 | 0 | 0 | 0 | 0 | 0
| 218 |  |  | 0 | 0 | 0 | 0 | 0 | 0 | 0 |  | 1 | 1 | 1 | 1 | 1 | 1 | 1 | 0 | 0 | 0 | 0 | 0 | 0 | 0 | 0 | 0 | 0 | 0 | 0 | 0 | 0 | 0 | 0 | 0 | 0 | 0 | 0 | 0 | 0 | 0 | 0 | 0 | 0 | 0 | 0 | 0 | 0 | 0 | 0 | 0 | 0 | 0 | [7 empty] | 0 | 0 | 0 | 0 | 0 | 0 | 0
| 219 |  |  | 0 | 0 | 0 | 0 | 0 | 0 | 0 |  | 1 | 1 | 1 | 1 | 1 | 1 | 1 | 0 | 0 | 0 | 0 | 0 | 0 | 0 | 0 | 0 | 0 | 0 | 0 | 0 | 0 | 0 | 0 | 0 | 0 | 0 | 0 | 0 | 0 | 0 | 0 | 0 | 0 | 0 | 0 | 0 | 0 | 0 | 0 | 0 | 0 | 0 | [7 empty] | 0 | 0 | 0 | 0 | 0 | 0 | 0
| 220 |  |  | 0 | 0 | 0 | 0 | 0 | 0 | 0 |  | 1 | 1 | 1 | 1 | 1 | 1 | 1 | 0 | 0 | 0 | 0 | 0 | 0 | 0 | 0 | 0 | 0 | 0 | 0 | 0 | 0 | 0 | 0 | 0 | 0 | 0 | 0 | 0 | 0 | 0 | 0 | 0 | 0 | 0 | 0 | 0 | 0 | 0 | 0 | 0 | 0 | 0 | [7 empty] | 0 | 0 | 0 | 0 | 0 | 0 | 0
| 221 |  |  | 0 | 0 | 0 | 0 | 0 | 0 | 0 |  | 1 | 1 | 1 | 1 | 1 | 1 | 1 | 0 | 0 | 0 | 0 | 0 | 0 | 0 | 0 | 0 | 0 | 0 | 0 | 0 | 0 | 0 | 0 | 0 | 0 | 0 | 0 | 0 | 0 | 0 | 0 | 0 | 0 | 0 | 0 | 0 | 0 | 0 | 0 | 0 | 0 | 0 | [7 empty] | 0 | 0 | 0 | 0 | 0 | 0 | 0
| 222 |  |  | 0 | 0 | 0 | 0 | 0 | 0 | 0 |  | 1 | 1 | 1 | 1 | 1 | 1 | 1 | 0 | 0 | 0 | 0 | 0 | 0 | 0 | 0 | 0 | 0 | 0 | 0 | 0 | 0 | 0 | 0 | 0 | 0 | 0 | 0 | 0 | 0 | 0 | 0 | 0 | 0 | 0 | 0 | 0 | 0 | 0 | 0 | 0 | 0 | 0 | [7 empty] | 0 | 0 | 0 | 0 | 0 | 0 | 0
| 223 |  |  | 0 | 0 | 0 | 0 | 0 | 0 | 0 |  | 1 | 1 | 1 | 1 | 1 | 1 | 1 | 0 | 0 | 0 | 0 | 0 | 0 | 0 | 0 | 0 | 0 | 0 | 0 | 0 | 0 | 0 | 0 | 0 | 0 | 0 | 0 | 0 | 0 | 0 | 0 | 0 | 0 | 0 | 0 | 0 | 0 | 0 | 0 | 0 | 0 | 0 | [7 empty] | 0 | 0 | 0 | 0 | 0 | 0 | 0
| 224 |  |  | 0 | 0 | 0 | 0 | 0 | 0 | 0 |  | 1 | 1 | 1 | 1 | 1 | 1 | 1 | 0 | 0 | 0 | 0 | 0 | 0 | 0 | 0 | 0 | 0 | 0 | 0 | 0 | 0 | 0 | 0 | 0 | 0 | 0 | 0 | 0 | 0 | 0 | 0 | 0 | 0 | 0 | 0 | 0 | 0 | 0 | 0 | 0 | 0 | 0 | [7 empty] | 0 | 0 | 0 | 0 | 0 | 0 | 0
| 225 |  |  | 0 | 0 | 0 | 0 | 0 | 0 | 0 |  | 1 | 1 | 1 | 1 | 1 | 1 | 1 | 0 | 0 | 0 | 0 | 0 | 0 | 0 | 0 | 0 | 0 | 0 | 0 | 0 | 0 | 0 | 0 | 0 | 0 | 0 | 0 | 0 | 0 | 0 | 0 | 0 | 0 | 0 | 0 | 0 | 0 | 0 | 0 | 0 | 0 | 0 | [7 empty] | 0 | 0 | 0 | 0 | 0 | 0 | 0
| 226 |  |  | 0 | 0 | 0 | 0 | 0 | 0 | 0 |  | 1 | 1 | 1 | 1 | 1 | 1 | 1 | 0 | 0 | 0 | 0 | 0 | 0 | 0 | 0 | 0 | 0 | 0 | 0 | 0 | 0 | 0 | 0 | 0 | 0 | 0 | 0 | 0 | 0 | 0 | 0 | 0 | 0 | 0 | 0 | 0 | 0 | 0 | 0 | 0 | 0 | 0 | [7 empty] | 0 | 0 | 0 | 0 | 0 | 0 | 0
| 227 |  |  | 0 | 0 | 0 | 0 | 0 | 0 | 0 |  | 1 | 1 | 1 | 1 | 1 | 1 | 1 | 0 | 0 | 0 | 0 | 0 | 0 | 0 | 0 | 0 | 0 | 0 | 0 | 0 | 0 | 0 | 0 | 0 | 0 | 0 | 0 | 0 | 0 | 0 | 0 | 0 | 0 | 0 | 0 | 0 | 0 | 0 | 0 | 0 | 0 | 0 | [7 empty] | 0 | 0 | 0 | 0 | 0 | 0 | 0
| 228 |  |  | 0 | 0 | 0 | 0 | 0 | 0 | 0 |  | 1 | 1 | 1 | 1 | 1 | 1 | 1 | 0 | 0 | 0 | 0 | 0 | 0 | 0 | 0 | 0 | 0 | 0 | 0 | 0 | 0 | 0 | 0 | 0 | 0 | 0 | 0 | 0 | 0 | 0 | 0 | 0 | 0 | 0 | 0 | 0 | 0 | 0 | 0 | 0 | 0 | 0 | [7 empty] | 0 | 0 | 0 | 0 | 0 | 0 | 0
| 229 |  |  | 0 | 0 | 0 | 0 | 0 | 0 | 0 |  | 1 | 1 | 1 | 1 | 1 | 1 | 1 | 0 | 0 | 0 | 0 | 0 | 0 | 0 | 0 | 0 | 0 | 0 | 0 | 0 | 0 | 0 | 0 | 0 | 0 | 0 | 0 | 0 | 0 | 0 | 0 | 0 | 0 | 0 | 0 | 0 | 0 | 0 | 0 | 0 | 0 | 0 | [7 empty] | 0 | 0 | 0 | 0 | 0 | 0 | 0
| 230 |  |  | 0 | 0 | 0 | 0 | 0 | 0 | 0 |  | 1 | 1 | 1 | 1 | 1 | 1 | 1 | 0 | 0 | 0 | 0 | 0 | 0 | 0 | 0 | 0 | 0 | 0 | 0 | 0 | 0 | 0 | 0 | 0 | 0 | 0 | 0 | 0 | 0 | 0 | 0 | 0 | 0 | 0 | 0 | 0 | 0 | 0 | 0 | 0 | 0 | 0 | [7 empty] | 0 | 0 | 0 | 0 | 0 | 0 | 0
| 231 |  |  | 0 | 0 | 0 | 0 | 0 | 0 | 0 |  | 1 | 1 | 1 | 1 | 1 | 1 | 1 | 0 | 0 | 0 | 0 | 0 | 0 | 0 | 0 | 0 | 0 | 0 | 0 | 0 | 0 | 0 | 0 | 0 | 0 | 0 | 0 | 0 | 0 | 0 | 0 | 0 | 0 | 0 | 0 | 0 | 0 | 0 | 0 | 0 | 0 | 0 | [7 empty] | 0 | 0 | 0 | 0 | 0 | 0 | 0
| 232 |  |  | 0 | 0 | 0 | 0 | 0 | 0 | 0 |  | 1 | 1 | 1 | 1 | 1 | 1 | 1 | 0 | 0 | 0 | 0 | 0 | 0 | 0 | 0 | 0 | 0 | 0 | 0 | 0 | 0 | 0 | 0 | 0 | 0 | 0 | 0 | 0 | 0 | 0 | 0 | 0 | 0 | 0 | 0 | 0 | 0 | 0 | 0 | 0 | 0 | 0 | [7 empty] | 0 | 0 | 0 | 0 | 0 | 0 | 0
| 233 |  |  | 0 | 0 | 0 | 0 | 0 | 0 | 0 |  | 1 | 1 | 1 | 1 | 1 | 1 | 1 | 0 | 0 | 0 | 0 | 0 | 0 | 0 | 0 | 0 | 0 | 0 | 0 | 0 | 0 | 0 | 0 | 0 | 0 | 0 | 0 | 0 | 0 | 0 | 0 | 0 | 0 | 0 | 0 | 0 | 0 | 0 | 0 | 0 | 0 | 0 | [7 empty] | 0 | 0 | 0 | 0 | 0 | 0 | 0
| 234 |  |  | 0 | 0 | 0 | 0 | 0 | 0 | 0 |  | 1 | 1 | 1 | 1 | 1 | 1 | 1 | 0 | 0 | 0 | 0 | 0 | 0 | 0 | 0 | 0 | 0 | 0 | 0 | 0 | 0 | 0 | 0 | 0 | 0 | 0 | 0 | 0 | 0 | 0 | 0 | 0 | 0 | 0 | 0 | 0 | 0 | 0 | 0 | 0 | 0 | 0 | [7 empty] | 0 | 0 | 0 | 0 | 0 | 0 | 0
| 235 |  |  | 0 | 0 | 0 | 0 | 0 | 0 | 0 |  | 1 | 1 | 1 | 1 | 1 | 1 | 1 | 0 | 0 | 0 | 0 | 0 | 0 | 0 | 0 | 0 | 0 | 0 | 0 | 0 | 0 | 0 | 0 | 0 | 0 | 0 | 0 | 0 | 0 | 0 | 0 | 0 | 0 | 0 | 0 | 0 | 0 | 0 | 0 | 0 | 0 | 0 | [7 empty] | 0 | 0 | 0 | 0 | 0 | 0 | 0
| 236 |  |  | 0 | 0 | 0 | 0 | 0 | 0 | 0 |  | 1 | 1 | 1 | 1 | 1 | 1 | 1 | 0 | 0 | 0 | 0 | 0 | 0 | 0 | 0 | 0 | 0 | 0 | 0 | 0 | 0 | 0 | 0 | 0 | 0 | 0 | 0 | 0 | 0 | 0 | 0 | 0 | 0 | 0 | 0 | 0 | 0 | 0 | 0 | 0 | 0 | 0 | [7 empty] | 0 | 0 | 0 | 0 | 0 | 0 | 0
| 237 |  |  | 0 | 0 | 0 | 0 | 0 | 0 | 0 |  | 1 | 1 | 1 | 1 | 1 | 1 | 1 | 0 | 0 | 0 | 0 | 0 | 0 | 0 | 0 | 0 | 0 | 0 | 0 | 0 | 0 | 0 | 0 | 0 | 0 | 0 | 0 | 0 | 0 | 0 | 0 | 0 | 0 | 0 | 0 | 0 | 0 | 0 | 0 | 0 | 0 | 0 | [7 empty] | 0 | 0 | 0 | 0 | 0 | 0 | 0
| 238 |  |  | 0 | 0 | 0 | 0 | 0 | 0 | 0 |  | 1 | 1 | 1 | 1 | 1 | 1 | 1 | 0 | 0 | 0 | 0 | 0 | 0 | 0 | 0 | 0 | 0 | 0 | 0 | 0 | 0 | 0 | 0 | 0 | 0 | 0 | 0 | 0 | 0 | 0 | 0 | 0 | 0 | 0 | 0 | 0 | 0 | 0 | 0 | 0 | 0 | 0 | [7 empty] | 0 | 0 | 0 | 0 | 0 | 0 | 0
| 239 |  |  | 0 | 0 | 0 | 0 | 0 | 0 | 0 |  | 1 | 1 | 1 | 1 | 1 | 1 | 1 | 0 | 0 | 0 | 0 | 0 | 0 | 0 | 0 | 0 | 0 | 0 | 0 | 0 | 0 | 0 | 0 | 0 | 0 | 0 | 0 | 0 | 0 | 0 | 0 | 0 | 0 | 0 | 0 | 0 | 0 | 0 | 0 | 0 | 0 | 0 | [7 empty] | 0 | 0 | 0 | 0 | 0 | 0 | 0
| 240 |  |  | 0 | 0 | 0 | 0 | 0 | 0 | 0 |  | 1 | 1 | 1 | 1 | 1 | 1 | 1 | 0 | 0 | 0 | 0 | 0 | 0 | 0 | 0 | 0 | 0 | 0 | 0 | 0 | 0 | 0 | 0 | 0 | 0 | 0 | 0 | 0 | 0 | 0 | 0 | 0 | 0 | 0 | 0 | 0 | 0 | 0 | 0 | 0 | 0 | 0 | [7 empty] | 0 | 0 | 0 | 0 | 0 | 0 | 0
| 241 |  |  | 0 | 0 | 0 | 0 | 0 | 0 | 0 |  | 1 | 1 | 1 | 1 | 1 | 1 | 1 | 0 | 0 | 0 | 0 | 0 | 0 | 0 | 0 | 0 | 0 | 0 | 0 | 0 | 0 | 0 | 0 | 0 | 0 | 0 | 0 | 0 | 0 | 0 | 0 | 0 | 0 | 0 | 0 | 0 | 0 | 0 | 0 | 0 | 0 | 0 | [7 empty] | 0 | 0 | 0 | 0 | 0 | 0 | 0
| 242 |  |  | 0 | 0 | 0 | 0 | 0 | 0 | 0 |  | 1 | 1 | 1 | 1 | 1 | 1 | 1 | 0 | 0 | 0 | 0 | 0 | 0 | 0 | 0 | 0 | 0 | 0 | 0 | 0 | 0 | 0 | 0 | 0 | 0 | 0 | 0 | 0 | 0 | 0 | 0 | 0 | 0 | 0 | 0 | 0 | 0 | 0 | 0 | 0 | 0 | 0 | [7 empty] | 0 | 0 | 0 | 0 | 0 | 0 | 0
| 243 |  |  | 0 | 0 | 0 | 0 | 0 | 0 | 0 |  | 1 | 1 | 1 | 1 | 1 | 1 | 1 | 0 | 0 | 0 | 0 | 0 | 0 | 0 | 0 | 0 | 0 | 0 | 0 | 0 | 0 | 0 | 0 | 0 | 0 | 0 | 0 | 0 | 0 | 0 | 0 | 0 | 0 | 0 | 0 | 0 | 0 | 0 | 0 | 0 | 0 | 0 | [7 empty] | 0 | 0 | 0 | 0 | 0 | 0 | 0
| 244 |  |  | 0 | 0 | 0 | 0 | 0 | 0 | 0 |  | 1 | 1 | 1 | 1 | 1 | 1 | 1 | 0 | 0 | 0 | 0 | 0 | 0 | 0 | 0 | 0 | 0 | 0 | 0 | 0 | 0 | 0 | 0 | 0 | 0 | 0 | 0 | 0 | 0 | 0 | 0 | 0 | 0 | 0 | 0 | 0 | 0 | 0 | 0 | 0 | 0 | 0 | [7 empty] | 0 | 0 | 0 | 0 | 0 | 0 | 0
| 245 |  |  | 0 | 0 | 0 | 0 | 0 | 0 | 0 |  | 1 | 1 | 1 | 1 | 1 | 1 | 1 | 0 | 0 | 0 | 0 | 0 | 0 | 0 | 0 | 0 | 0 | 0 | 0 | 0 | 0 | 0 | 0 | 0 | 0 | 0 | 0 | 0 | 0 | 0 | 0 | 0 | 0 | 0 | 0 | 0 | 0 | 0 | 0 | 0 | 0 | 0 | [7 empty] | 0 | 0 | 0 | 0 | 0 | 0 | 0
| 246 |  |  | 0 | 0 | 0 | 0 | 0 | 0 | 0 |  | 1 | 1 | 1 | 1 | 1 | 1 | 1 | 0 | 0 | 0 | 0 | 0 | 0 | 0 | 0 | 0 | 0 | 0 | 0 | 0 | 0 | 0 | 0 | 0 | 0 | 0 | 0 | 0 | 0 | 0 | 0 | 0 | 0 | 0 | 0 | 0 | 0 | 0 | 0 | 0 | 0 | 0 | [7 empty] | 0 | 0 | 0 | 0 | 0 | 0 | 0
| 247 |  |  | 0 | 0 | 0 | 0 | 0 | 0 | 0 |  | 1 | 1 | 1 | 1 | 1 | 1 | 1 | 0 | 0 | 0 | 0 | 0 | 0 | 0 | 0 | 0 | 0 | 0 | 0 | 0 | 0 | 0 | 0 | 0 | 0 | 0 | 0 | 0 | 0 | 0 | 0 | 0 | 0 | 0 | 0 | 0 | 0 | 0 | 0 | 0 | 0 | 0 | [7 empty] | 0 | 0 | 0 | 0 | 0 | 0 | 0
| 248 |  |  | 0 | 0 | 0 | 0 | 0 | 0 | 0 |  | 1 | 1 | 1 | 1 | 1 | 1 | 1 | 0 | 0 | 0 | 0 | 0 | 0 | 0 | 0 | 0 | 0 | 0 | 0 | 0 | 0 | 0 | 0 | 0 | 0 | 0 | 0 | 0 | 0 | 0 | 0 | 0 | 0 | 0 | 0 | 0 | 0 | 0 | 0 | 0 | 0 | 0 | [7 empty] | 0 | 0 | 0 | 0 | 0 | 0 | 0
| 249 |  |  | 0 | 0 | 0 | 0 | 0 | 0 | 0 |  | 1 | 1 | 1 | 1 | 1 | 1 | 1 | 0 | 0 | 0 | 0 | 0 | 0 | 0 | 0 | 0 | 0 | 0 | 0 | 0 | 0 | 0 | 0 | 0 | 0 | 0 | 0 | 0 | 0 | 0 | 0 | 0 | 0 | 0 | 0 | 0 | 0 | 0 | 0 | 0 | 0 | 0 | [7 empty] | 0 | 0 | 0 | 0 | 0 | 0 | 0
| 250 |  |  | 0 | 0 | 0 | 0 | 0 | 0 | 0 |  | 1 | 1 | 1 | 1 | 1 | 1 | 1 | 0 | 0 | 0 | 0 | 0 | 0 | 0 | 0 | 0 | 0 | 0 | 0 | 0 | 0 | 0 | 0 | 0 | 0 | 0 | 0 | 0 | 0 | 0 | 0 | 0 | 0 | 0 | 0 | 0 | 0 | 0 | 0 | 0 | 0 | 0 | [7 empty] | 0 | 0 | 0 | 0 | 0 | 0 | 0
| 251 |  |  | 0 | 0 | 0 | 0 | 0 | 0 | 0 |  | 1 | 1 | 1 | 1 | 1 | 1 | 1 | 0 | 0 | 0 | 0 | 0 | 0 | 0 | 0 | 0 | 0 | 0 | 0 | 0 | 0 | 0 | 0 | 0 | 0 | 0 | 0 | 0 | 0 | 0 | 0 | 0 | 0 | 0 | 0 | 0 | 0 | 0 | 0 | 0 | 0 | 0 | [7 empty] | 0 | 0 | 0 | 0 | 0 | 0 | 0
| 252 |  |  | 0 | 0 | 0 | 0 | 0 | 0 | 0 |  | 1 | 1 | 1 | 1 | 1 | 1 | 1 | 0 | 0 | 0 | 0 | 0 | 0 | 0 | 0 | 0 | 0 | 0 | 0 | 0 | 0 | 0 | 0 | 0 | 0 | 0 | 0 | 0 | 0 | 0 | 0 | 0 | 0 | 0 | 0 | 0 | 0 | 0 | 0 | 0 | 0 | 0 | [7 empty] | 0 | 0 | 0 | 0 | 0 | 0 | 0
| 253 |  |  | 0 | 0 | 0 | 0 | 0 | 0 | 0 |  | 1 | 1 | 1 | 1 | 1 | 1 | 1 | 0 | 0 | 0 | 0 | 0 | 0 | 0 | 0 | 0 | 0 | 0 | 0 | 0 | 0 | 0 | 0 | 0 | 0 | 0 | 0 | 0 | 0 | 0 | 0 | 0 | 0 | 0 | 0 | 0 | 0 | 0 | 0 | 0 | 0 | 0 | [7 empty] | 0 | 0 | 0 | 0 | 0 | 0 | 0
| 254 |  |  | 0 | 0 | 0 | 0 | 0 | 0 | 0 |  | 1 | 1 | 1 | 1 | 1 | 1 | 1 | 0 | 0 | 0 | 0 | 0 | 0 | 0 | 0 | 0 | 0 | 0 | 0 | 0 | 0 | 0 | 0 | 0 | 0 | 0 | 0 | 0 | 0 | 0 | 0 | 0 | 0 | 0 | 0 | 0 | 0 | 0 | 0 | 0 | 0 | 0 | [7 empty] | 0 | 0 | 0 | 0 | 0 | 0 | 0
| 255 |  |  | 0 | 0 | 0 | 0 | 0 | 0 | 0 |  | 1 | 1 | 1 | 1 | 1 | 1 | 1 | 0 | 0 | 0 | 0 | 0 | 0 | 0 | 0 | 0 | 0 | 0 | 0 | 0 | 0 | 0 | 0 | 0 | 0 | 0 | 0 | 0 | 0 | 0 | 0 | 0 | 0 | 0 | 0 | 0 | 0 | 0 | 0 | 0 | 0 | 0 | [7 empty] | 0 | 0 | 0 | 0 | 0 | 0 | 0
| 256 |  |  | 0 | 0 | 0 | 0 | 0 | 0 | 0 |  | 1 | 1 | 1 | 1 | 1 | 1 | 1 | 0 | 0 | 0 | 0 | 0 | 0 | 0 | 0 | 0 | 0 | 0 | 0 | 0 | 0 | 0 | 0 | 0 | 0 | 0 | 0 | 0 | 0 | 0 | 0 | 0 | 0 | 0 | 0 | 0 | 0 | 0 | 0 | 0 | 0 | 0 | [7 empty] | 0 | 0 | 0 | 0 | 0 | 0 | 0
| 257 |  |  | 0 | 0 | 0 | 0 | 0 | 0 | 0 |  | 1 | 1 | 1 | 1 | 1 | 1 | 1 | 0 | 0 | 0 | 0 | 0 | 0 | 0 | 0 | 0 | 0 | 0 | 0 | 0 | 0 | 0 | 0 | 0 | 0 | 0 | 0 | 0 | 0 | 0 | 0 | 0 | 0 | 0 | 0 | 0 | 0 | 0 | 0 | 0 | 0 | 0 | [7 empty] | 0 | 0 | 0 | 0 | 0 | 0 | 0
| 258 |  |  | 0 | 0 | 0 | 0 | 0 | 0 | 0 |  | 1 | 1 | 1 | 1 | 1 | 1 | 1 | 0 | 0 | 0 | 0 | 0 | 0 | 0 | 0 | 0 | 0 | 0 | 0 | 0 | 0 | 0 | 0 | 0 | 0 | 0 | 0 | 0 | 0 | 0 | 0 | 0 | 0 | 0 | 0 | 0 | 0 | 0 | 0 | 0 | 0 | 0 | [7 empty] | 0 | 0 | 0 | 0 | 0 | 0 | 0
| 259 |  |  | 0 | 0 | 0 | 0 | 0 | 0 | 0 |  | 1 | 1 | 1 | 1 | 1 | 1 | 1 | 0 | 0 | 0 | 0 | 0 | 0 | 0 | 0 | 0 | 0 | 0 | 0 | 0 | 0 | 0 | 0 | 0 | 0 | 0 | 0 | 0 | 0 | 0 | 0 | 0 | 0 | 0 | 0 | 0 | 0 | 0 | 0 | 0 | 0 | 0 | [7 empty] | 0 | 0 | 0 | 0 | 0 | 0 | 0
| 260 |  |  | 0 | 0 | 0 | 0 | 0 | 0 | 0 |  | 1 | 1 | 1 | 1 | 1 | 1 | 1 | 0 | 0 | 0 | 0 | 0 | 0 | 0 | 0 | 0 | 0 | 0 | 0 | 0 | 0 | 0 | 0 | 0 | 0 | 0 | 0 | 0 | 0 | 0 | 0 | 0 | 0 | 0 | 0 | 0 | 0 | 0 | 0 | 0 | 0 | 0 | [7 empty] | 0 | 0 | 0 | 0 | 0 | 0 | 0
| 261 |  |  | 0 | 0 | 0 | 0 | 0 | 0 | 0 |  | 1 | 1 | 1 | 1 | 1 | 1 | 1 | 0 | 0 | 0 | 0 | 0 | 0 | 0 | 0 | 0 | 0 | 0 | 0 | 0 | 0 | 0 | 0 | 0 | 0 | 0 | 0 | 0 | 0 | 0 | 0 | 0 | 0 | 0 | 0 | 0 | 0 | 0 | 0 | 0 | 0 | 0 | [7 empty] | 0 | 0 | 0 | 0 | 0 | 0 | 0
| 262 |  |  | 0 | 0 | 0 | 0 | 0 | 0 | 0 |  | 1 | 1 | 1 | 1 | 1 | 1 | 1 | 0 | 0 | 0 | 0 | 0 | 0 | 0 | 0 | 0 | 0 | 0 | 0 | 0 | 0 | 0 | 0 | 0 | 0 | 0 | 0 | 0 | 0 | 0 | 0 | 0 | 0 | 0 | 0 | 0 | 0 | 0 | 0 | 0 | 0 | 0 | [7 empty] | 0 | 0 | 0 | 0 | 0 | 0 | 0
| 263 |  |  | 0 | 0 | 0 | 0 | 0 | 0 | 0 |  | 1 | 1 | 1 | 1 | 1 | 1 | 1 | 0 | 0 | 0 | 0 | 0 | 0 | 0 | 0 | 0 | 0 | 0 | 0 | 0 | 0 | 0 | 0 | 0 | 0 | 0 | 0 | 0 | 0 | 0 | 0 | 0 | 0 | 0 | 0 | 0 | 0 | 0 | 0 | 0 | 0 | 0 | [7 empty] | 0 | 0 | 0 | 0 | 0 | 0 | 0
| 264 |  |  | 0 | 0 | 0 | 0 | 0 | 0 | 0 |  | 1 | 1 | 1 | 1 | 1 | 1 | 1 | 0 | 0 | 0 | 0 | 0 | 0 | 0 | 0 | 0 | 0 | 0 | 0 | 0 | 0 | 0 | 0 | 0 | 0 | 0 | 0 | 0 | 0 | 0 | 0 | 0 | 0 | 0 | 0 | 0 | 0 | 0 | 0 | 0 | 0 | 0 | [7 empty] | 0 | 0 | 0 | 0 | 0 | 0 | 0
| 265 |  |  | 0 | 0 | 0 | 0 | 0 | 0 | 0 |  | 1 | 1 | 1 | 1 | 1 | 1 | 1 | 0 | 0 | 0 | 0 | 0 | 0 | 0 | 0 | 0 | 0 | 0 | 0 | 0 | 0 | 0 | 0 | 0 | 0 | 0 | 0 | 0 | 0 | 0 | 0 | 0 | 0 | 0 | 0 | 0 | 0 | 0 | 0 | 0 | 0 | 0 | [7 empty] | 0 | 0 | 0 | 0 | 0 | 0 | 0
| 266 |  |  | 0 | 0 | 0 | 0 | 0 | 0 | 0 |  | 1 | 1 | 1 | 1 | 1 | 1 | 1 | 0 | 0 | 0 | 0 | 0 | 0 | 0 | 0 | 0 | 0 | 0 | 0 | 0 | 0 | 0 | 0 | 0 | 0 | 0 | 0 | 0 | 0 | 0 | 0 | 0 | 0 | 0 | 0 | 0 | 0 | 0 | 0 | 0 | 0 | 0 | [7 empty] | 0 | 0 | 0 | 0 | 0 | 0 | 0
| 267 |  |  | 0 | 0 | 0 | 0 | 0 | 0 | 0 |  | 1 | 1 | 1 | 1 | 1 | 1 | 1 | 0 | 0 | 0 | 0 | 0 | 0 | 0 | 0 | 0 | 0 | 0 | 0 | 0 | 0 | 0 | 0 | 0 | 0 | 0 | 0 | 0 | 0 | 0 | 0 | 0 | 0 | 0 | 0 | 0 | 0 | 0 | 0 | 0 | 0 | 0 | [7 empty] | 0 | 0 | 0 | 0 | 0 | 0 | 0
| 268 |  |  | 0 | 0 | 0 | 0 | 0 | 0 | 0 |  | 1 | 1 | 1 | 1 | 1 | 1 | 1 | 0 | 0 | 0 | 0 | 0 | 0 | 0 | 0 | 0 | 0 | 0 | 0 | 0 | 0 | 0 | 0 | 0 | 0 | 0 | 0 | 0 | 0 | 0 | 0 | 0 | 0 | 0 | 0 | 0 | 0 | 0 | 0 | 0 | 0 | 0 | [7 empty] | 0 | 0 | 0 | 0 | 0 | 0 | 0
| 269 |  |  | 0 | 0 | 0 | 0 | 0 | 0 | 0 |  | 1 | 1 | 1 | 1 | 1 | 1 | 1 | 0 | 0 | 0 | 0 | 0 | 0 | 0 | 0 | 0 | 0 | 0 | 0 | 0 | 0 | 0 | 0 | 0 | 0 | 0 | 0 | 0 | 0 | 0 | 0 | 0 | 0 | 0 | 0 | 0 | 0 | 0 | 0 | 0 | 0 | 0 | [7 empty] | 0 | 0 | 0 | 0 | 0 | 0 | 0
| 270 |  |  | 0 | 0 | 0 | 0 | 0 | 0 | 0 |  | 1 | 1 | 1 | 1 | 1 | 1 | 1 | 0 | 0 | 0 | 0 | 0 | 0 | 0 | 0 | 0 | 0 | 0 | 0 | 0 | 0 | 0 | 0 | 0 | 0 | 0 | 0 | 0 | 0 | 0 | 0 | 0 | 0 | 0 | 0 | 0 | 0 | 0 | 0 | 0 | 0 | 0 | [7 empty] | 0 | 0 | 0 | 0 | 0 | 0 | 0
| 271 |  |  | 0 | 0 | 0 | 0 | 0 | 0 | 0 |  | 1 | 1 | 1 | 1 | 1 | 1 | 1 | 0 | 0 | 0 | 0 | 0 | 0 | 0 | 0 | 0 | 0 | 0 | 0 | 0 | 0 | 0 | 0 | 0 | 0 | 0 | 0 | 0 | 0 | 0 | 0 | 0 | 0 | 0 | 0 | 0 | 0 | 0 | 0 | 0 | 0 | 0 | [7 empty] | 0 | 0 | 0 | 0 | 0 | 0 | 0
| 272 |  |  | 0 | 0 | 0 | 0 | 0 | 0 | 0 |  | 1 | 1 | 1 | 1 | 1 | 1 | 1 | 0 | 0 | 0 | 0 | 0 | 0 | 0 | 0 | 0 | 0 | 0 | 0 | 0 | 0 | 0 | 0 | 0 | 0 | 0 | 0 | 0 | 0 | 0 | 0 | 0 | 0 | 0 | 0 | 0 | 0 | 0 | 0 | 0 | 0 | 0 | [7 empty] | 0 | 0 | 0 | 0 | 0 | 0 | 0
| 273 |  |  | 0 | 0 | 0 | 0 | 0 | 0 | 0 |  | 1 | 1 | 1 | 1 | 1 | 1 | 1 | 0 | 0 | 0 | 0 | 0 | 0 | 0 | 0 | 0 | 0 | 0 | 0 | 0 | 0 | 0 | 0 | 0 | 0 | 0 | 0 | 0 | 0 | 0 | 0 | 0 | 0 | 0 | 0 | 0 | 0 | 0 | 0 | 0 | 0 | 0 | [7 empty] | 0 | 0 | 0 | 0 | 0 | 0 | 0
| 274 |  |  | 0 | 0 | 0 | 0 | 0 | 0 | 0 |  | 1 | 1 | 1 | 1 | 1 | 1 | 1 | 0 | 0 | 0 | 0 | 0 | 0 | 0 | 0 | 0 | 0 | 0 | 0 | 0 | 0 | 0 | 0 | 0 | 0 | 0 | 0 | 0 | 0 | 0 | 0 | 0 | 0 | 0 | 0 | 0 | 0 | 0 | 0 | 0 | 0 | 0 | [7 empty] | 0 | 0 | 0 | 0 | 0 | 0 | 0
| 275 |  |  | 0 | 0 | 0 | 0 | 0 | 0 | 0 |  | 1 | 1 | 1 | 1 | 1 | 1 | 1 | 0 | 0 | 0 | 0 | 0 | 0 | 0 | 0 | 0 | 0 | 0 | 0 | 0 | 0 | 0 | 0 | 0 | 0 | 0 | 0 | 0 | 0 | 0 | 0 | 0 | 0 | 0 | 0 | 0 | 0 | 0 | 0 | 0 | 0 | 0 | [7 empty] | 0 | 0 | 0 | 0 | 0 | 0 | 0
| 276 |  |  | 0 | 0 | 0 | 0 | 0 | 0 | 0 |  | 1 | 1 | 1 | 1 | 1 | 1 | 1 | 0 | 0 | 0 | 0 | 0 | 0 | 0 | 0 | 0 | 0 | 0 | 0 | 0 | 0 | 0 | 0 | 0 | 0 | 0 | 0 | 0 | 0 | 0 | 0 | 0 | 0 | 0 | 0 | 0 | 0 | 0 | 0 | 0 | 0 | 0 | [7 empty] | 0 | 0 | 0 | 0 | 0 | 0 | 0
| 277 |  |  | 0 | 0 | 0 | 0 | 0 | 0 | 0 |  | 1 | 1 | 1 | 1 | 1 | 1 | 1 | 0 | 0 | 0 | 0 | 0 | 0 | 0 | 0 | 0 | 0 | 0 | 0 | 0 | 0 | 0 | 0 | 0 | 0 | 0 | 0 | 0 | 0 | 0 | 0 | 0 | 0 | 0 | 0 | 0 | 0 | 0 | 0 | 0 | 0 | 0 | [7 empty] | 0 | 0 | 0 | 0 | 0 | 0 | 0
| 278 |  |  | 0 | 0 | 0 | 0 | 0 | 0 | 0 |  | 1 | 1 | 1 | 1 | 1 | 1 | 1 | 0 | 0 | 0 | 0 | 0 | 0 | 0 | 0 | 0 | 0 | 0 | 0 | 0 | 0 | 0 | 0 | 0 | 0 | 0 | 0 | 0 | 0 | 0 | 0 | 0 | 0 | 0 | 0 | 0 | 0 | 0 | 0 | 0 | 0 | 0 | [7 empty] | 0 | 0 | 0 | 0 | 0 | 0 | 0
| 279 |  |  | 0 | 0 | 0 | 0 | 0 | 0 | 0 |  | 1 | 1 | 1 | 1 | 1 | 1 | 1 | 0 | 0 | 0 | 0 | 0 | 0 | 0 | 0 | 0 | 0 | 0 | 0 | 0 | 0 | 0 | 0 | 0 | 0 | 0 | 0 | 0 | 0 | 0 | 0 | 0 | 0 | 0 | 0 | 0 | 0 | 0 | 0 | 0 | 0 | 0 | [7 empty] | 0 | 0 | 0 | 0 | 0 | 0 | 0
| 280 |  |  | 0 | 0 | 0 | 0 | 0 | 0 | 0 |  | 1 | 1 | 1 | 1 | 1 | 1 | 1 | 0 | 0 | 0 | 0 | 0 | 0 | 0 | 0 | 0 | 0 | 0 | 0 | 0 | 0 | 0 | 0 | 0 | 0 | 0 | 0 | 0 | 0 | 0 | 0 | 0 | 0 | 0 | 0 | 0 | 0 | 0 | 0 | 0 | 0 | 0 | [7 empty] | 0 | 0 | 0 | 0 | 0 | 0 | 0
| 281 |  |  | 0 | 0 | 0 | 0 | 0 | 0 | 0 |  | 1 | 1 | 1 | 1 | 1 | 1 | 1 | 0 | 0 | 0 | 0 | 0 | 0 | 0 | 0 | 0 | 0 | 0 | 0 | 0 | 0 | 0 | 0 | 0 | 0 | 0 | 0 | 0 | 0 | 0 | 0 | 0 | 0 | 0 | 0 | 0 | 0 | 0 | 0 | 0 | 0 | 0 | [7 empty] | 0 | 0 | 0 | 0 | 0 | 0 | 0
| 282 |  |  | 0 | 0 | 0 | 0 | 0 | 0 | 0 |  | 1 | 1 | 1 | 1 | 1 | 1 | 1 | 0 | 0 | 0 | 0 | 0 | 0 | 0 | 0 | 0 | 0 | 0 | 0 | 0 | 0 | 0 | 0 | 0 | 0 | 0 | 0 | 0 | 0 | 0 | 0 | 0 | 0 | 0 | 0 | 0 | 0 | 0 | 0 | 0 | 0 | 0 | [7 empty] | 0 | 0 | 0 | 0 | 0 | 0 | 0
| 283 |  |  | 0 | 0 | 0 | 0 | 0 | 0 | 0 |  | 1 | 1 | 1 | 1 | 1 | 1 | 1 | 0 | 0 | 0 | 0 | 0 | 0 | 0 | 0 | 0 | 0 | 0 | 0 | 0 | 0 | 0 | 0 | 0 | 0 | 0 | 0 | 0 | 0 | 0 | 0 | 0 | 0 | 0 | 0 | 0 | 0 | 0 | 0 | 0 | 0 | 0 | [7 empty] | 0 | 0 | 0 | 0 | 0 | 0 | 0
| 284 |  |  | 0 | 0 | 0 | 0 | 0 | 0 | 0 |  | 1 | 1 | 1 | 1 | 1 | 1 | 1 | 0 | 0 | 0 | 0 | 0 | 0 | 0 | 0 | 0 | 0 | 0 | 0 | 0 | 0 | 0 | 0 | 0 | 0 | 0 | 0 | 0 | 0 | 0 | 0 | 0 | 0 | 0 | 0 | 0 | 0 | 0 | 0 | 0 | 0 | 0 | [7 empty] | 0 | 0 | 0 | 0 | 0 | 0 | 0
| 285 |  |  | 0 | 0 | 0 | 0 | 0 | 0 | 0 |  | 1 | 1 | 1 | 1 | 1 | 1 | 1 | 0 | 0 | 0 | 0 | 0 | 0 | 0 | 0 | 0 | 0 | 0 | 0 | 0 | 0 | 0 | 0 | 0 | 0 | 0 | 0 | 0 | 0 | 0 | 0 | 0 | 0 | 0 | 0 | 0 | 0 | 0 | 0 | 0 | 0 | 0 | [7 empty] | 0 | 0 | 0 | 0 | 0 | 0 | 0
| 286 |  |  | 0 | 0 | 0 | 0 | 0 | 0 | 0 |  | 1 | 1 | 1 | 1 | 1 | 1 | 1 | 0 | 0 | 0 | 0 | 0 | 0 | 0 | 0 | 0 | 0 | 0 | 0 | 0 | 0 | 0 | 0 | 0 | 0 | 0 | 0 | 0 | 0 | 0 | 0 | 0 | 0 | 0 | 0 | 0 | 0 | 0 | 0 | 0 | 0 | 0 | [7 empty] | 0 | 0 | 0 | 0 | 0 | 0 | 0
| 287 |  |  | 0 | 0 | 0 | 0 | 0 | 0 | 0 |  | 1 | 1 | 1 | 1 | 1 | 1 | 1 | 0 | 0 | 0 | 0 | 0 | 0 | 0 | 0 | 0 | 0 | 0 | 0 | 0 | 0 | 0 | 0 | 0 | 0 | 0 | 0 | 0 | 0 | 0 | 0 | 0 | 0 | 0 | 0 | 0 | 0 | 0 | 0 | 0 | 0 | 0 | [7 empty] | 0 | 0 | 0 | 0 | 0 | 0 | 0
| 288 |  |  | 0 | 0 | 0 | 0 | 0 | 0 | 0 |  | 1 | 1 | 1 | 1 | 1 | 1 | 1 | 0 | 0 | 0 | 0 | 0 | 0 | 0 | 0 | 0 | 0 | 0 | 0 | 0 | 0 | 0 | 0 | 0 | 0 | 0 | 0 | 0 | 0 | 0 | 0 | 0 | 0 | 0 | 0 | 0 | 0 | 0 | 0 | 0 | 0 | 0 | [7 empty] | 0 | 0 | 0 | 0 | 0 | 0 | 0
| 289 |  |  | 0 | 0 | 0 | 0 | 0 | 0 | 0 |  | 1 | 1 | 1 | 1 | 1 | 1 | 1 | 0 | 0 | 0 | 0 | 0 | 0 | 0 | 0 | 0 | 0 | 0 | 0 | 0 | 0 | 0 | 0 | 0 | 0 | 0 | 0 | 0 | 0 | 0 | 0 | 0 | 0 | 0 | 0 | 0 | 0 | 0 | 0 | 0 | 0 | 0 | [7 empty] | 0 | 0 | 0 | 0 | 0 | 0 | 0
| 290 |  |  | 0 | 0 | 0 | 0 | 0 | 0 | 0 |  | 1 | 1 | 1 | 1 | 1 | 1 | 1 | 0 | 0 | 0 | 0 | 0 | 0 | 0 | 0 | 0 | 0 | 0 | 0 | 0 | 0 | 0 | 0 | 0 | 0 | 0 | 0 | 0 | 0 | 0 | 0 | 0 | 0 | 0 | 0 | 0 | 0 | 0 | 0 | 0 | 0 | 0 | [7 empty] | 0 | 0 | 0 | 0 | 0 | 0 | 0
| 291 |  |  | 0 | 0 | 0 | 0 | 0 | 0 | 0 |  | 1 | 1 | 1 | 1 | 1 | 1 | 1 | 0 | 0 | 0 | 0 | 0 | 0 | 0 | 0 | 0 | 0 | 0 | 0 | 0 | 0 | 0 | 0 | 0 | 0 | 0 | 0 | 0 | 0 | 0 | 0 | 0 | 0 | 0 | 0 | 0 | 0 | 0 | 0 | 0 | 0 | 0 | [7 empty] | 0 | 0 | 0 | 0 | 0 | 0 | 0
| 292 |  |  | 0 | 0 | 0 | 0 | 0 | 0 | 0 |  | 1 | 1 | 1 | 1 | 1 | 1 | 1 | 0 | 0 | 0 | 0 | 0 | 0 | 0 | 0 | 0 | 0 | 0 | 0 | 0 | 0 | 0 | 0 | 0 | 0 | 0 | 0 | 0 | 0 | 0 | 0 | 0 | 0 | 0 | 0 | 0 | 0 | 0 | 0 | 0 | 0 | 0 | [7 empty] | 0 | 0 | 0 | 0 | 0 | 0 | 0
| 293 |  |  | 0 | 0 | 0 | 0 | 0 | 0 | 0 |  | 1 | 1 | 1 | 1 | 1 | 1 | 1 | 0 | 0 | 0 | 0 | 0 | 0 | 0 | 0 | 0 | 0 | 0 | 0 | 0 | 0 | 0 | 0 | 0 | 0 | 0 | 0 | 0 | 0 | 0 | 0 | 0 | 0 | 0 | 0 | 0 | 0 | 0 | 0 | 0 | 0 | 0 | [7 empty] | 0 | 0 | 0 | 0 | 0 | 0 | 0
| 294 |  |  | 0 | 0 | 0 | 0 | 0 | 0 | 0 |  | 1 | 1 | 1 | 1 | 1 | 1 | 1 | 0 | 0 | 0 | 0 | 0 | 0 | 0 | 0 | 0 | 0 | 0 | 0 | 0 | 0 | 0 | 0 | 0 | 0 | 0 | 0 | 0 | 0 | 0 | 0 | 0 | 0 | 0 | 0 | 0 | 0 | 0 | 0 | 0 | 0 | 0 | [7 empty] | 0 | 0 | 0 | 0 | 0 | 0 | 0
| 295 |  |  | 0 | 0 | 0 | 0 | 0 | 0 | 0 |  | 1 | 1 | 1 | 1 | 1 | 1 | 1 | 0 | 0 | 0 | 0 | 0 | 0 | 0 | 0 | 0 | 0 | 0 | 0 | 0 | 0 | 0 | 0 | 0 | 0 | 0 | 0 | 0 | 0 | 0 | 0 | 0 | 0 | 0 | 0 | 0 | 0 | 0 | 0 | 0 | 0 | 0 | [7 empty] | 0 | 0 | 0 | 0 | 0 | 0 | 0
| 296 |  |  | 0 | 0 | 0 | 0 | 0 | 0 | 0 |  | 1 | 1 | 1 | 1 | 1 | 1 | 1 | 0 | 0 | 0 | 0 | 0 | 0 | 0 | 0 | 0 | 0 | 0 | 0 | 0 | 0 | 0 | 0 | 0 | 0 | 0 | 0 | 0 | 0 | 0 | 0 | 0 | 0 | 0 | 0 | 0 | 0 | 0 | 0 | 0 | 0 | 0 | [7 empty] | 0 | 0 | 0 | 0 | 0 | 0 | 0
| 297 |  |  | 0 | 0 | 0 | 0 | 0 | 0 | 0 |  | 1 | 1 | 1 | 1 | 1 | 1 | 1 | 0 | 0 | 0 | 0 | 0 | 0 | 0 | 0 | 0 | 0 | 0 | 0 | 0 | 0 | 0 | 0 | 0 | 0 | 0 | 0 | 0 | 0 | 0 | 0 | 0 | 0 | 0 | 0 | 0 | 0 | 0 | 0 | 0 | 0 | 0 | [7 empty] | 0 | 0 | 0 | 0 | 0 | 0 | 0
| 298 |  |  | 0 | 0 | 0 | 0 | 0 | 0 | 0 |  | 1 | 1 | 1 | 1 | 1 | 1 | 1 | 0 | 0 | 0 | 0 | 0 | 0 | 0 | 0 | 0 | 0 | 0 | 0 | 0 | 0 | 0 | 0 | 0 | 0 | 0 | 0 | 0 | 0 | 0 | 0 | 0 | 0 | 0 | 0 | 0 | 0 | 0 | 0 | 0 | 0 | 0 | [7 empty] | 0 | 0 | 0 | 0 | 0 | 0 | 0
| 299 |  |  | 0 | 0 | 0 | 0 | 0 | 0 | 0 |  | 1 | 1 | 1 | 1 | 1 | 1 | 1 | 0 | 0 | 0 | 0 | 0 | 0 | 0 | 0 | 0 | 0 | 0 | 0 | 0 | 0 | 0 | 0 | 0 | 0 | 0 | 0 | 0 | 0 | 0 | 0 | 0 | 0 | 0 | 0 | 0 | 0 | 0 | 0 | 0 | 0 | 0 | [7 empty] | 0 | 0 | 0 | 0 | 0 | 0 | 0
| 300 |  |  | 0 | 0 | 0 | 0 | 0 | 0 | 0 |  | 1 | 1 | 1 | 1 | 1 | 1 | 1 | 0 | 0 | 0 | 0 | 0 | 0 | 0 | 0 | 0 | 0 | 0 | 0 | 0 | 0 | 0 | 0 | 0 | 0 | 0 | 0 | 0 | 0 | 0 | 0 | 0 | 0 | 0 | 0 | 0 | 0 | 0 | 0 | 0 | 0 | 0 | [7 empty] | 0 | 0 | 0 | 0 | 0 | 0 | 0
| 301 |  |  | 0 | 0 | 0 | 0 | 0 | 0 | 0 |  | 1 | 1 | 1 | 1 | 1 | 1 | 1 | 0 | 0 | 0 | 0 | 0 | 0 | 0 | 0 | 0 | 0 | 0 | 0 | 0 | 0 | 0 | 0 | 0 | 0 | 0 | 0 | 0 | 0 | 0 | 0 | 0 | 0 | 0 | 0 | 0 | 0 | 0 | 0 | 0 | 0 | 0 | [7 empty] | 0 | 0 | 0 | 0 | 0 | 0 | 0
| 302 |  |  | 0 | 0 | 0 | 0 | 0 | 0 | 0 |  | 1 | 1 | 1 | 1 | 1 | 1 | 1 | 0 | 0 | 0 | 0 | 0 | 0 | 0 | 0 | 0 | 0 | 0 | 0 | 0 | 0 | 0 | 0 | 0 | 0 | 0 | 0 | 0 | 0 | 0 | 0 | 0 | 0 | 0 | 0 | 0 | 0 | 0 | 0 | 0 | 0 | 0 | [7 empty] | 0 | 0 | 0 | 0 | 0 | 0 | 0
| 303 |  |  | 0 | 0 | 0 | 0 | 0 | 0 | 0 |  | 1 | 1 | 1 | 1 | 1 | 1 | 1 | 0 | 0 | 0 | 0 | 0 | 0 | 0 | 0 | 0 | 0 | 0 | 0 | 0 | 0 | 0 | 0 | 0 | 0 | 0 | 0 | 0 | 0 | 0 | 0 | 0 | 0 | 0 | 0 | 0 | 0 | 0 | 0 | 0 | 0 | 0 | [7 empty] | 0 | 0 | 0 | 0 | 0 | 0 | 0
| 304 |  |  | 0 | 0 | 0 | 0 | 0 | 0 | 0 |  | 1 | 1 | 1 | 1 | 1 | 1 | 1 | 0 | 0 | 0 | 0 | 0 | 0 | 0 | 0 | 0 | 0 | 0 | 0 | 0 | 0 | 0 | 0 | 0 | 0 | 0 | 0 | 0 | 0 | 0 | 0 | 0 | 0 | 0 | 0 | 0 | 0 | 0 | 0 | 0 | 0 | 0 | [7 empty] | 0 | 0 | 0 | 0 | 0 | 0 | 0
| 305 |  |  | 0 | 0 | 0 | 0 | 0 | 0 | 0 |  | 1 | 1 | 1 | 1 | 1 | 1 | 1 | 0 | 0 | 0 | 0 | 0 | 0 | 0 | 0 | 0 | 0 | 0 | 0 | 0 | 0 | 0 | 0 | 0 | 0 | 0 | 0 | 0 | 0 | 0 | 0 | 0 | 0 | 0 | 0 | 0 | 0 | 0 | 0 | 0 | 0 | 0 | [7 empty] | 0 | 0 | 0 | 0 | 0 | 0 | 0
| 306 |  |  | 0 | 0 | 0 | 0 | 0 | 0 | 0 |  | 1 | 1 | 1 | 1 | 1 | 1 | 1 | 0 | 0 | 0 | 0 | 0 | 0 | 0 | 0 | 0 | 0 | 0 | 0 | 0 | 0 | 0 | 0 | 0 | 0 | 0 | 0 | 0 | 0 | 0 | 0 | 0 | 0 | 0 | 0 | 0 | 0 | 0 | 0 | 0 | 0 | 0 | [7 empty] | 0 | 0 | 0 | 0 | 0 | 0 | 0
| 307 |  |  | 0 | 0 | 0 | 0 | 0 | 0 | 0 |  | 1 | 1 | 1 | 1 | 1 | 1 | 1 | 0 | 0 | 0 | 0 | 0 | 0 | 0 | 0 | 0 | 0 | 0 | 0 | 0 | 0 | 0 | 0 | 0 | 0 | 0 | 0 | 0 | 0 | 0 | 0 | 0 | 0 | 0 | 0 | 0 | 0 | 0 | 0 | 0 | 0 | 0 | [7 empty] | 0 | 0 | 0 | 0 | 0 | 0 | 0
| 308 |  |  | 0 | 0 | 0 | 0 | 0 | 0 | 0 |  | 1 | 1 | 1 | 1 | 1 | 1 | 1 | 0 | 0 | 0 | 0 | 0 | 0 | 0 | 0 | 0 | 0 | 0 | 0 | 0 | 0 | 0 | 0 | 0 | 0 | 0 | 0 | 0 | 0 | 0 | 0 | 0 | 0 | 0 | 0 | 0 | 0 | 0 | 0 | 0 | 0 | 0 | [7 empty] | 0 | 0 | 0 | 0 | 0 | 0 | 0
| 309 |  |  | 0 | 0 | 0 | 0 | 0 | 0 | 0 |  | 1 | 1 | 1 | 1 | 1 | 1 | 1 | 0 | 0 | 0 | 0 | 0 | 0 | 0 | 0 | 0 | 0 | 0 | 0 | 0 | 0 | 0 | 0 | 0 | 0 | 0 | 0 | 0 | 0 | 0 | 0 | 0 | 0 | 0 | 0 | 0 | 0 | 0 | 0 | 0 | 0 | 0 | [7 empty] | 0 | 0 | 0 | 0 | 0 | 0 | 0
| 310 |  |  | 0 | 0 | 0 | 0 | 0 | 0 | 0 |  | 1 | 1 | 1 | 1 | 1 | 1 | 1 | 0 | 0 | 0 | 0 | 0 | 0 | 0 | 0 | 0 | 0 | 0 | 0 | 0 | 0 | 0 | 0 | 0 | 0 | 0 | 0 | 0 | 0 | 0 | 0 | 0 | 0 | 0 | 0 | 0 | 0 | 0 | 0 | 0 | 0 | 0 | [7 empty] | 0 | 0 | 0 | 0 | 0 | 0 | 0
| 311 |  |  | 0 | 0 | 0 | 0 | 0 | 0 | 0 |  | 1 | 1 | 1 | 1 | 1 | 1 | 1 | 0 | 0 | 0 | 0 | 0 | 0 | 0 | 0 | 0 | 0 | 0 | 0 | 0 | 0 | 0 | 0 | 0 | 0 | 0 | 0 | 0 | 0 | 0 | 0 | 0 | 0 | 0 | 0 | 0 | 0 | 0 | 0 | 0 | 0 | 0 | [7 empty] | 0 | 0 | 0 | 0 | 0 | 0 | 0
| 312 |  |  | 0 | 0 | 0 | 0 | 0 | 0 | 0 |  | 1 | 1 | 1 | 1 | 1 | 1 | 1 | 0 | 0 | 0 | 0 | 0 | 0 | 0 | 0 | 0 | 0 | 0 | 0 | 0 | 0 | 0 | 0 | 0 | 0 | 0 | 0 | 0 | 0 | 0 | 0 | 0 | 0 | 0 | 0 | 0 | 0 | 0 | 0 | 0 | 0 | 0 | [7 empty] | 0 | 0 | 0 | 0 | 0 | 0 | 0
| 313 |  |  | 0 | 0 | 0 | 0 | 0 | 0 | 0 |  | 1 | 1 | 1 | 1 | 1 | 1 | 1 | 0 | 0 | 0 | 0 | 0 | 0 | 0 | 0 | 0 | 0 | 0 | 0 | 0 | 0 | 0 | 0 | 0 | 0 | 0 | 0 | 0 | 0 | 0 | 0 | 0 | 0 | 0 | 0 | 0 | 0 | 0 | 0 | 0 | 0 | 0 | [7 empty] | 0 | 0 | 0 | 0 | 0 | 0 | 0
| 314 |  |  | 0 | 0 | 0 | 0 | 0 | 0 | 0 |  | 1 | 1 | 1 | 1 | 1 | 1 | 1 | 0 | 0 | 0 | 0 | 0 | 0 | 0 | 0 | 0 | 0 | 0 | 0 | 0 | 0 | 0 | 0 | 0 | 0 | 0 | 0 | 0 | 0 | 0 | 0 | 0 | 0 | 0 | 0 | 0 | 0 | 0 | 0 | 0 | 0 | 0 | [7 empty] | 0 | 0 | 0 | 0 | 0 | 0 | 0
| 315 |  |  | 0 | 0 | 0 | 0 | 0 | 0 | 0 |  | 1 | 1 | 1 | 1 | 1 | 1 | 1 | 0 | 0 | 0 | 0 | 0 | 0 | 0 | 0 | 0 | 0 | 0 | 0 | 0 | 0 | 0 | 0 | 0 | 0 | 0 | 0 | 0 | 0 | 0 | 0 | 0 | 0 | 0 | 0 | 0 | 0 | 0 | 0 | 0 | 0 | 0 | [7 empty] | 0 | 0 | 0 | 0 | 0 | 0 | 0
| 316 |  |  | 0 | 0 | 0 | 0 | 0 | 0 | 0 |  | 1 | 1 | 1 | 1 | 1 | 1 | 1 | 0 | 0 | 0 | 0 | 0 | 0 | 0 | 0 | 0 | 0 | 0 | 0 | 0 | 0 | 0 | 0 | 0 | 0 | 0 | 0 | 0 | 0 | 0 | 0 | 0 | 0 | 0 | 0 | 0 | 0 | 0 | 0 | 0 | 0 | 0 | [7 empty] | 0 | 0 | 0 | 0 | 0 | 0 | 0
| 317 |  |  | 0 | 0 | 0 | 0 | 0 | 0 | 0 |  | 1 | 1 | 1 | 1 | 1 | 1 | 1 | 0 | 0 | 0 | 0 | 0 | 0 | 0 | 0 | 0 | 0 | 0 | 0 | 0 | 0 | 0 | 0 | 0 | 0 | 0 | 0 | 0 | 0 | 0 | 0 | 0 | 0 | 0 | 0 | 0 | 0 | 0 | 0 | 0 | 0 | 0 | [7 empty] | 0 | 0 | 0 | 0 | 0 | 0 | 0
| 318 |  |  | 0 | 0 | 0 | 0 | 0 | 0 | 0 |  | 1 | 1 | 1 | 1 | 1 | 1 | 1 | 0 | 0 | 0 | 0 | 0 | 0 | 0 | 0 | 0 | 0 | 0 | 0 | 0 | 0 | 0 | 0 | 0 | 0 | 0 | 0 | 0 | 0 | 0 | 0 | 0 | 0 | 0 | 0 | 0 | 0 | 0 | 0 | 0 | 0 | 0 | [7 empty] | 0 | 0 | 0 | 0 | 0 | 0 | 0
| 319 |  |  | 0 | 0 | 0 | 0 | 0 | 0 | 0 |  | 1 | 1 | 1 | 1 | 1 | 1 | 1 | 0 | 0 | 0 | 0 | 0 | 0 | 0 | 0 | 0 | 0 | 0 | 0 | 0 | 0 | 0 | 0 | 0 | 0 | 0 | 0 | 0 | 0 | 0 | 0 | 0 | 0 | 0 | 0 | 0 | 0 | 0 | 0 | 0 | 0 | 0 | [7 empty] | 0 | 0 | 0 | 0 | 0 | 0 | 0
| 320 |  |  | 0 | 0 | 0 | 0 | 0 | 0 | 0 |  | 1 | 1 | 1 | 1 | 1 | 1 | 1 | 0 | 0 | 0 | 0 | 0 | 0 | 0 | 0 | 0 | 0 | 0 | 0 | 0 | 0 | 0 | 0 | 0 | 0 | 0 | 0 | 0 | 0 | 0 | 0 | 0 | 0 | 0 | 0 | 0 | 0 | 0 | 0 | 0 | 0 | 0 | [7 empty] | 0 | 0 | 0 | 0 | 0 | 0 | 0
| 321 |  |  | 0 | 0 | 0 | 0 | 0 | 0 | 0 |  | 1 | 1 | 1 | 1 | 1 | 1 | 1 | 0 | 0 | 0 | 0 | 0 | 0 | 0 | 0 | 0 | 0 | 0 | 0 | 0 | 0 | 0 | 0 | 0 | 0 | 0 | 0 | 0 | 0 | 0 | 0 | 0 | 0 | 0 | 0 | 0 | 0 | 0 | 0 | 0 | 0 | 0 | [7 empty] | 0 | 0 | 0 | 0 | 0 | 0 | 0
| 322 |  |  | 0 | 0 | 0 | 0 | 0 | 0 | 0 |  | 1 | 1 | 1 | 1 | 1 | 1 | 1 | 0 | 0 | 0 | 0 | 0 | 0 | 0 | 0 | 0 | 0 | 0 | 0 | 0 | 0 | 0 | 0 | 0 | 0 | 0 | 0 | 0 | 0 | 0 | 0 | 0 | 0 | 0 | 0 | 0 | 0 | 0 | 0 | 0 | 0 | 0 | [7 empty] | 0 | 0 | 0 | 0 | 0 | 0 | 0
| 323 |  |  | 0 | 0 | 0 | 0 | 0 | 0 | 0 |  | 1 | 1 | 1 | 1 | 1 | 1 | 1 | 0 | 0 | 0 | 0 | 0 | 0 | 0 | 0 | 0 | 0 | 0 | 0 | 0 | 0 | 0 | 0 | 0 | 0 | 0 | 0 | 0 | 0 | 0 | 0 | 0 | 0 | 0 | 0 | 0 | 0 | 0 | 0 | 0 | 0 | 0 | [7 empty] | 0 | 0 | 0 | 0 | 0 | 0 | 0
| 324 |  |  | 0 | 0 | 0 | 0 | 0 | 0 | 0 |  | 1 | 1 | 1 | 1 | 1 | 1 | 1 | 0 | 0 | 0 | 0 | 0 | 0 | 0 | 0 | 0 | 0 | 0 | 0 | 0 | 0 | 0 | 0 | 0 | 0 | 0 | 0 | 0 | 0 | 0 | 0 | 0 | 0 | 0 | 0 | 0 | 0 | 0 | 0 | 0 | 0 | 0 | [7 empty] | 0 | 0 | 0 | 0 | 0 | 0 | 0
| 325 |  |  | 0 | 0 | 0 | 0 | 0 | 0 | 0 |  | 1 | 1 | 1 | 1 | 1 | 1 | 1 | 0 | 0 | 0 | 0 | 0 | 0 | 0 | 0 | 0 | 0 | 0 | 0 | 0 | 0 | 0 | 0 | 0 | 0 | 0 | 0 | 0 | 0 | 0 | 0 | 0 | 0 | 0 | 0 | 0 | 0 | 0 | 0 | 0 | 0 | 0 | [7 empty] | 0 | 0 | 0 | 0 | 0 | 0 | 0
| 326 |  |  | 0 | 0 | 0 | 0 | 0 | 0 | 0 |  | 1 | 1 | 1 | 1 | 1 | 1 | 1 | 0 | 0 | 0 | 0 | 0 | 0 | 0 | 0 | 0 | 0 | 0 | 0 | 0 | 0 | 0 | 0 | 0 | 0 | 0 | 0 | 0 | 0 | 0 | 0 | 0 | 0 | 0 | 0 | 0 | 0 | 0 | 0 | 0 | 0 | 0 | [7 empty] | 0 | 0 | 0 | 0 | 0 | 0 | 0
| 327 |  |  | 0 | 0 | 0 | 0 | 0 | 0 | 0 |  | 1 | 1 | 1 | 1 | 1 | 1 | 1 | 0 | 0 | 0 | 0 | 0 | 0 | 0 | 0 | 0 | 0 | 0 | 0 | 0 | 0 | 0 | 0 | 0 | 0 | 0 | 0 | 0 | 0 | 0 | 0 | 0 | 0 | 0 | 0 | 0 | 0 | 0 | 0 | 0 | 0 | 0 | [7 empty] | 0 | 0 | 0 | 0 | 0 | 0 | 0
| 328 |  |  | 0 | 0 | 0 | 0 | 0 | 0 | 0 |  | 1 | 1 | 1 | 1 | 1 | 1 | 1 | 0 | 0 | 0 | 0 | 0 | 0 | 0 | 0 | 0 | 0 | 0 | 0 | 0 | 0 | 0 | 0 | 0 | 0 | 0 | 0 | 0 | 0 | 0 | 0 | 0 | 0 | 0 | 0 | 0 | 0 | 0 | 0 | 0 | 0 | 0 | [7 empty] | 0 | 0 | 0 | 0 | 0 | 0 | 0
| 329 |  |  | 0 | 0 | 0 | 0 | 0 | 0 | 0 |  | 1 | 1 | 1 | 1 | 1 | 1 | 1 | 0 | 0 | 0 | 0 | 0 | 0 | 0 | 0 | 0 | 0 | 0 | 0 | 0 | 0 | 0 | 0 | 0 | 0 | 0 | 0 | 0 | 0 | 0 | 0 | 0 | 0 | 0 | 0 | 0 | 0 | 0 | 0 | 0 | 0 | 0 | [7 empty] | 0 | 0 | 0 | 0 | 0 | 0 | 0
| 330 |  |  | 0 | 0 | 0 | 0 | 0 | 0 | 0 |  | 1 | 1 | 1 | 1 | 1 | 1 | 1 | 0 | 0 | 0 | 0 | 0 | 0 | 0 | 0 | 0 | 0 | 0 | 0 | 0 | 0 | 0 | 0 | 0 | 0 | 0 | 0 | 0 | 0 | 0 | 0 | 0 | 0 | 0 | 0 | 0 | 0 | 0 | 0 | 0 | 0 | 0 | [7 empty] | 0 | 0 | 0 | 0 | 0 | 0 | 0
| 331 |  |  | 0 | 0 | 0 | 0 | 0 | 0 | 0 |  | 1 | 1 | 1 | 1 | 1 | 1 | 1 | 0 | 0 | 0 | 0 | 0 | 0 | 0 | 0 | 0 | 0 | 0 | 0 | 0 | 0 | 0 | 0 | 0 | 0 | 0 | 0 | 0 | 0 | 0 | 0 | 0 | 0 | 0 | 0 | 0 | 0 | 0 | 0 | 0 | 0 | 0 | [7 empty] | 0 | 0 | 0 | 0 | 0 | 0 | 0
| 332 |  |  | 0 | 0 | 0 | 0 | 0 | 0 | 0 |  | 1 | 1 | 1 | 1 | 1 | 1 | 1 | 0 | 0 | 0 | 0 | 0 | 0 | 0 | 0 | 0 | 0 | 0 | 0 | 0 | 0 | 0 | 0 | 0 | 0 | 0 | 0 | 0 | 0 | 0 | 0 | 0 | 0 | 0 | 0 | 0 | 0 | 0 | 0 | 0 | 0 | 0 | [7 empty] | 0 | 0 | 0 | 0 | 0 | 0 | 0
| 333 |  |  | 0 | 0 | 0 | 0 | 0 | 0 | 0 |  | 1 | 1 | 1 | 1 | 1 | 1 | 1 | 0 | 0 | 0 | 0 | 0 | 0 | 0 | 0 | 0 | 0 | 0 | 0 | 0 | 0 | 0 | 0 | 0 | 0 | 0 | 0 | 0 | 0 | 0 | 0 | 0 | 0 | 0 | 0 | 0 | 0 | 0 | 0 | 0 | 0 | 0 | [7 empty] | 0 | 0 | 0 | 0 | 0 | 0 | 0
| 334 |  |  | 0 | 0 | 0 | 0 | 0 | 0 | 0 |  | 1 | 1 | 1 | 1 | 1 | 1 | 1 | 0 | 0 | 0 | 0 | 0 | 0 | 0 | 0 | 0 | 0 | 0 | 0 | 0 | 0 | 0 | 0 | 0 | 0 | 0 | 0 | 0 | 0 | 0 | 0 | 0 | 0 | 0 | 0 | 0 | 0 | 0 | 0 | 0 | 0 | 0 | [7 empty] | 0 | 0 | 0 | 0 | 0 | 0 | 0
| 335 |  |  | 0 | 0 | 0 | 0 | 0 | 0 | 0 |  | 1 | 1 | 1 | 1 | 1 | 1 | 1 | 0 | 0 | 0 | 0 | 0 | 0 | 0 | 0 | 0 | 0 | 0 | 0 | 0 | 0 | 0 | 0 | 0 | 0 | 0 | 0 | 0 | 0 | 0 | 0 | 0 | 0 | 0 | 0 | 0 | 0 | 0 | 0 | 0 | 0 | 0 | [7 empty] | 0 | 0 | 0 | 0 | 0 | 0 | 0
| 336 |  |  | 0 | 0 | 0 | 0 | 0 | 0 | 0 |  | 1 | 1 | 1 | 1 | 1 | 1 | 1 | 0 | 0 | 0 | 0 | 0 | 0 | 0 | 0 | 0 | 0 | 0 | 0 | 0 | 0 | 0 | 0 | 0 | 0 | 0 | 0 | 0 | 0 | 0 | 0 | 0 | 0 | 0 | 0 | 0 | 0 | 0 | 0 | 0 | 0 | 0 | [7 empty] | 0 | 0 | 0 | 0 | 0 | 0 | 0
| 337 |  |  | 0 | 0 | 0 | 0 | 0 | 0 | 0 |  | 1 | 1 | 1 | 1 | 1 | 1 | 1 | 0 | 0 | 0 | 0 | 0 | 0 | 0 | 0 | 0 | 0 | 0 | 0 | 0 | 0 | 0 | 0 | 0 | 0 | 0 | 0 | 0 | 0 | 0 | 0 | 0 | 0 | 0 | 0 | 0 | 0 | 0 | 0 | 0 | 0 | 0 | [7 empty] | 0 | 0 | 0 | 0 | 0 | 0 | 0
| 338 |  |  | 0 | 0 | 0 | 0 | 0 | 0 | 0 |  | 1 | 1 | 1 | 1 | 1 | 1 | 1 | 0 | 0 | 0 | 0 | 0 | 0 | 0 | 0 | 0 | 0 | 0 | 0 | 0 | 0 | 0 | 0 | 0 | 0 | 0 | 0 | 0 | 0 | 0 | 0 | 0 | 0 | 0 | 0 | 0 | 0 | 0 | 0 | 0 | 0 | 0 | [7 empty] | 0 | 0 | 0 | 0 | 0 | 0 | 0
| 339 |  |  | 0 | 0 | 0 | 0 | 0 | 0 | 0 |  | 1 | 1 | 1 | 1 | 1 | 1 | 1 | 0 | 0 | 0 | 0 | 0 | 0 | 0 | 0 | 0 | 0 | 0 | 0 | 0 | 0 | 0 | 0 | 0 | 0 | 0 | 0 | 0 | 0 | 0 | 0 | 0 | 0 | 0 | 0 | 0 | 0 | 0 | 0 | 0 | 0 | 0 | [7 empty] | 0 | 0 | 0 | 0 | 0 | 0 | 0
| 340 |  |  | 0 | 0 | 0 | 0 | 0 | 0 | 0 |  | 1 | 1 | 1 | 1 | 1 | 1 | 1 | 0 | 0 | 0 | 0 | 0 | 0 | 0 | 0 | 0 | 0 | 0 | 0 | 0 | 0 | 0 | 0 | 0 | 0 | 0 | 0 | 0 | 0 | 0 | 0 | 0 | 0 | 0 | 0 | 0 | 0 | 0 | 0 | 0 | 0 | 0 | [7 empty] | 0 | 0 | 0 | 0 | 0 | 0 | 0
| 341 |  |  | 0 | 0 | 0 | 0 | 0 | 0 | 0 |  | 1 | 1 | 1 | 1 | 1 | 1 | 1 | 0 | 0 | 0 | 0 | 0 | 0 | 0 | 0 | 0 | 0 | 0 | 0 | 0 | 0 | 0 | 0 | 0 | 0 | 0 | 0 | 0 | 0 | 0 | 0 | 0 | 0 | 0 | 0 | 0 | 0 | 0 | 0 | 0 | 0 | 0 | [7 empty] | 0 | 0 | 0 | 0 | 0 | 0 | 0
| 342 |  |  | 0 | 0 | 0 | 0 | 0 | 0 | 0 |  | 1 | 1 | 1 | 1 | 1 | 1 | 1 | 0 | 0 | 0 | 0 | 0 | 0 | 0 | 0 | 0 | 0 | 0 | 0 | 0 | 0 | 0 | 0 | 0 | 0 | 0 | 0 | 0 | 0 | 0 | 0 | 0 | 0 | 0 | 0 | 0 | 0 | 0 | 0 | 0 | 0 | 0 | [7 empty] | 0 | 0 | 0 | 0 | 0 | 0 | 0
| 343 |  |  | 0 | 0 | 0 | 0 | 0 | 0 | 0 |  | 1 | 1 | 1 | 1 | 1 | 1 | 1 | 0 | 0 | 0 | 0 | 0 | 0 | 0 | 0 | 0 | 0 | 0 | 0 | 0 | 0 | 0 | 0 | 0 | 0 | 0 | 0 | 0 | 0 | 0 | 0 | 0 | 0 | 0 | 0 | 0 | 0 | 0 | 0 | 0 | 0 | 0 | [7 empty] | 0 | 0 | 0 | 0 | 0 | 0 | 0
| 344 |  |  | 0 | 0 | 0 | 0 | 0 | 0 | 0 |  | 1 | 1 | 1 | 1 | 1 | 1 | 1 | 0 | 0 | 0 | 0 | 0 | 0 | 0 | 0 | 0 | 0 | 0 | 0 | 0 | 0 | 0 | 0 | 0 | 0 | 0 | 0 | 0 | 0 | 0 | 0 | 0 | 0 | 0 | 0 | 0 | 0 | 0 | 0 | 0 | 0 | 0 | [7 empty] | 0 | 0 | 0 | 0 | 0 | 0 | 0
| 345 |  |  | 0 | 0 | 0 | 0 | 0 | 0 | 0 |  | 1 | 1 | 1 | 1 | 1 | 1 | 1 | 0 | 0 | 0 | 0 | 0 | 0 | 0 | 0 | 0 | 0 | 0 | 0 | 0 | 0 | 0 | 0 | 0 | 0 | 0 | 0 | 0 | 0 | 0 | 0 | 0 | 0 | 0 | 0 | 0 | 0 | 0 | 0 | 0 | 0 | 0 | [7 empty] | 0 | 0 | 0 | 0 | 0 | 0 | 0
| 346 |  |  | 0 | 0 | 0 | 0 | 0 | 0 | 0 |  | 1 | 1 | 1 | 1 | 1 | 1 | 1 | 0 | 0 | 0 | 0 | 0 | 0 | 0 | 0 | 0 | 0 | 0 | 0 | 0 | 0 | 0 | 0 | 0 | 0 | 0 | 0 | 0 | 0 | 0 | 0 | 0 | 0 | 0 | 0 | 0 | 0 | 0 | 0 | 0 | 0 | 0 | [7 empty] | 0 | 0 | 0 | 0 | 0 | 0 | 0
| 347 |  |  | 0 | 0 | 0 | 0 | 0 | 0 | 0 |  | 1 | 1 | 1 | 1 | 1 | 1 | 1 | 0 | 0 | 0 | 0 | 0 | 0 | 0 | 0 | 0 | 0 | 0 | 0 | 0 | 0 | 0 | 0 | 0 | 0 | 0 | 0 | 0 | 0 | 0 | 0 | 0 | 0 | 0 | 0 | 0 | 0 | 0 | 0 | 0 | 0 | 0 | [7 empty] | 0 | 0 | 0 | 0 | 0 | 0 | 0
| 348 |  |  | 0 | 0 | 0 | 0 | 0 | 0 | 0 |  | 1 | 1 | 1 | 1 | 1 | 1 | 1 | 0 | 0 | 0 | 0 | 0 | 0 | 0 | 0 | 0 | 0 | 0 | 0 | 0 | 0 | 0 | 0 | 0 | 0 | 0 | 0 | 0 | 0 | 0 | 0 | 0 | 0 | 0 | 0 | 0 | 0 | 0 | 0 | 0 | 0 | 0 | [7 empty] | 0 | 0 | 0 | 0 | 0 | 0 | 0
| 349 |  |  | 0 | 0 | 0 | 0 | 0 | 0 | 0 |  | 1 | 1 | 1 | 1 | 1 | 1 | 1 | 0 | 0 | 0 | 0 | 0 | 0 | 0 | 0 | 0 | 0 | 0 | 0 | 0 | 0 | 0 | 0 | 0 | 0 | 0 | 0 | 0 | 0 | 0 | 0 | 0 | 0 | 0 | 0 | 0 | 0 | 0 | 0 | 0 | 0 | 0 | [7 empty] | 0 | 0 | 0 | 0 | 0 | 0 | 0
| 350 |  |  | 0 | 0 | 0 | 0 | 0 | 0 | 0 |  | 1 | 1 | 1 | 1 | 1 | 1 | 1 | 0 | 0 | 0 | 0 | 0 | 0 | 0 | 0 | 0 | 0 | 0 | 0 | 0 | 0 | 0 | 0 | 0 | 0 | 0 | 0 | 0 | 0 | 0 | 0 | 0 | 0 | 0 | 0 | 0 | 0 | 0 | 0 | 0 | 0 | 0 | [7 empty] | 0 | 0 | 0 | 0 | 0 | 0 | 0
| 351 |  |  | 0 | 0 | 0 | 0 | 0 | 0 | 0 |  | 1 | 1 | 1 | 1 | 1 | 1 | 1 | 0 | 0 | 0 | 0 | 0 | 0 | 0 | 0 | 0 | 0 | 0 | 0 | 0 | 0 | 0 | 0 | 0 | 0 | 0 | 0 | 0 | 0 | 0 | 0 | 0 | 0 | 0 | 0 | 0 | 0 | 0 | 0 | 0 | 0 | 0 | [7 empty] | 0 | 0 | 0 | 0 | 0 | 0 | 0
| 352 |  |  | 0 | 0 | 0 | 0 | 0 | 0 | 0 |  | 1 | 1 | 1 | 1 | 1 | 1 | 1 | 0 | 0 | 0 | 0 | 0 | 0 | 0 | 0 | 0 | 0 | 0 | 0 | 0 | 0 | 0 | 0 | 0 | 0 | 0 | 0 | 0 | 0 | 0 | 0 | 0 | 0 | 0 | 0 | 0 | 0 | 0 | 0 | 0 | 0 | 0 | [7 empty] | 0 | 0 | 0 | 0 | 0 | 0 | 0
| 353 |  |  | 0 | 0 | 0 | 0 | 0 | 0 | 0 |  | 1 | 1 | 1 | 1 | 1 | 1 | 1 | 0 | 0 | 0 | 0 | 0 | 0 | 0 | 0 | 0 | 0 | 0 | 0 | 0 | 0 | 0 | 0 | 0 | 0 | 0 | 0 | 0 | 0 | 0 | 0 | 0 | 0 | 0 | 0 | 0 | 0 | 0 | 0 | 0 | 0 | 0 | [7 empty] | 0 | 0 | 0 | 0 | 0 | 0 | 0
| 354 |  |  | 0 | 0 | 0 | 0 | 0 | 0 | 0 |  | 1 | 1 | 1 | 1 | 1 | 1 | 1 | 0 | 0 | 0 | 0 | 0 | 0 | 0 | 0 | 0 | 0 | 0 | 0 | 0 | 0 | 0 | 0 | 0 | 0 | 0 | 0 | 0 | 0 | 0 | 0 | 0 | 0 | 0 | 0 | 0 | 0 | 0 | 0 | 0 | 0 | 0 | [7 empty] | 0 | 0 | 0 | 0 | 0 | 0 | 0
| 355 |  |  | 0 | 0 | 0 | 0 | 0 | 0 | 0 |  | 1 | 1 | 1 | 1 | 1 | 1 | 1 | 0 | 0 | 0 | 0 | 0 | 0 | 0 | 0 | 0 | 0 | 0 | 0 | 0 | 0 | 0 | 0 | 0 | 0 | 0 | 0 | 0 | 0 | 0 | 0 | 0 | 0 | 0 | 0 | 0 | 0 | 0 | 0 | 0 | 0 | 0 | [7 empty] | 0 | 0 | 0 | 0 | 0 | 0 | 0
| 356 |  |  | 0 | 0 | 0 | 0 | 0 | 0 | 0 |  | 1 | 1 | 1 | 1 | 1 | 1 | 1 | 0 | 0 | 0 | 0 | 0 | 0 | 0 | 0 | 0 | 0 | 0 | 0 | 0 | 0 | 0 | 0 | 0 | 0 | 0 | 0 | 0 | 0 | 0 | 0 | 0 | 0 | 0 | 0 | 0 | 0 | 0 | 0 | 0 | 0 | 0 | [7 empty] | 0 | 0 | 0 | 0 | 0 | 0 | 0
| 357 |  |  | 0 | 0 | 0 | 0 | 0 | 0 | 0 |  | 1 | 1 | 1 | 1 | 1 | 1 | 1 | 0 | 0 | 0 | 0 | 0 | 0 | 0 | 0 | 0 | 0 | 0 | 0 | 0 | 0 | 0 | 0 | 0 | 0 | 0 | 0 | 0 | 0 | 0 | 0 | 0 | 0 | 0 | 0 | 0 | 0 | 0 | 0 | 0 | 0 | 0 | [7 empty] | 0 | 0 | 0 | 0 | 0 | 0 | 0
| 358 |  |  | 0 | 0 | 0 | 0 | 0 | 0 | 0 |  | 1 | 1 | 1 | 1 | 1 | 1 | 1 | 0 | 0 | 0 | 0 | 0 | 0 | 0 | 0 | 0 | 0 | 0 | 0 | 0 | 0 | 0 | 0 | 0 | 0 | 0 | 0 | 0 | 0 | 0 | 0 | 0 | 0 | 0 | 0 | 0 | 0 | 0 | 0 | 0 | 0 | 0 | [7 empty] | 0 | 0 | 0 | 0 | 0 | 0 | 0
| 359 |  |  | 0 | 0 | 0 | 0 | 0 | 0 | 0 |  | 1 | 1 | 1 | 1 | 1 | 1 | 1 | 0 | 0 | 0 | 0 | 0 | 0 | 0 | 0 | 0 | 0 | 0 | 0 | 0 | 0 | 0 | 0 | 0 | 0 | 0 | 0 | 0 | 0 | 0 | 0 | 0 | 0 | 0 | 0 | 0 | 0 | 0 | 0 | 0 | 0 | 0 | [7 empty] | 0 | 0 | 0 | 0 | 0 | 0 | 0
| 360 |  |  | 0 | 0 | 0 | 0 | 0 | 0 | 0 |  | 1 | 1 | 1 | 1 | 1 | 1 | 1 | 0 | 0 | 0 | 0 | 0 | 0 | 0 | 0 | 0 | 0 | 0 | 0 | 0 | 0 | 0 | 0 | 0 | 0 | 0 | 0 | 0 | 0 | 0 | 0 | 0 | 0 | 0 | 0 | 0 | 0 | 0 | 0 | 0 | 0 | 0 | [7 empty] | 0 | 0 | 0 | 0 | 0 | 0 | 0
| 361 |  |  | 0 | 0 | 0 | 0 | 0 | 0 | 0 |  | 1 | 1 | 1 | 1 | 1 | 1 | 1 | 0 | 0 | 0 | 0 | 0 | 0 | 0 | 0 | 0 | 0 | 0 | 0 | 0 | 0 | 0 | 0 | 0 | 0 | 0 | 0 | 0 | 0 | 0 | 0 | 0 | 0 | 0 | 0 | 0 | 0 | 0 | 0 | 0 | 0 | 0 | [7 empty] | 0 | 0 | 0 | 0 | 0 | 0 | 0
| 362 |  |  | 0 | 0 | 0 | 0 | 0 | 0 | 0 |  | 1 | 1 | 1 | 1 | 1 | 1 | 1 | 0 | 0 | 0 | 0 | 0 | 0 | 0 | 0 | 0 | 0 | 0 | 0 | 0 | 0 | 0 | 0 | 0 | 0 | 0 | 0 | 0 | 0 | 0 | 0 | 0 | 0 | 0 | 0 | 0 | 0 | 0 | 0 | 0 | 0 | 0 | [7 empty] | 0 | 0 | 0 | 0 | 0 | 0 | 0
| 363 |  |  | 0 | 0 | 0 | 0 | 0 | 0 | 0 |  | 1 | 1 | 1 | 1 | 1 | 1 | 1 | 0 | 0 | 0 | 0 | 0 | 0 | 0 | 0 | 0 | 0 | 0 | 0 | 0 | 0 | 0 | 0 | 0 | 0 | 0 | 0 | 0 | 0 | 0 | 0 | 0 | 0 | 0 | 0 | 0 | 0 | 0 | 0 | 0 | 0 | 0 | [7 empty] | 0 | 0 | 0 | 0 | 0 | 0 | 0
| 364 |  |  | 0 | 0 | 0 | 0 | 0 | 0 | 0 |  | 1 | 1 | 1 | 1 | 1 | 1 | 1 | 0 | 0 | 0 | 0 | 0 | 0 | 0 | 0 | 0 | 0 | 0 | 0 | 0 | 0 | 0 | 0 | 0 | 0 | 0 | 0 | 0 | 0 | 0 | 0 | 0 | 0 | 0 | 0 | 0 | 0 | 0 | 0 | 0 | 0 | 0 | [7 empty] | 0 | 0 | 0 | 0 | 0 | 0 | 0
| 365 |  |  | 0 | 0 | 0 | 0 | 0 | 0 | 0 |  | 1 | 1 | 1 | 1 | 1 | 1 | 1 | 0 | 0 | 0 | 0 | 0 | 0 | 0 | 0 | 0 | 0 | 0 | 0 | 0 | 0 | 0 | 0 | 0 | 0 | 0 | 0 | 0 | 0 | 0 | 0 | 0 | 0 | 0 | 0 | 0 | 0 | 0 | 0 | 0 | 0 | 0 | [7 empty] | 0 | 0 | 0 | 0 | 0 | 0 | 0
| 366 |  |  | 0 | 0 | 0 | 0 | 0 | 0 | 0 |  | 1 | 1 | 1 | 1 | 1 | 1 | 1 | 0 | 0 | 0 | 0 | 0 | 0 | 0 | 0 | 0 | 0 | 0 | 0 | 0 | 0 | 0 | 0 | 0 | 0 | 0 | 0 | 0 | 0 | 0 | 0 | 0 | 0 | 0 | 0 | 0 | 0 | 0 | 0 | 0 | 0 | 0 | [7 empty] | 0 | 0 | 0 | 0 | 0 | 0 | 0
| 367 |  |  | 0 | 0 | 0 | 0 | 0 | 0 | 0 |  | 1 | 1 | 1 | 1 | 1 | 1 | 1 | 0 | 0 | 0 | 0 | 0 | 0 | 0 | 0 | 0 | 0 | 0 | 0 | 0 | 0 | 0 | 0 | 0 | 0 | 0 | 0 | 0 | 0 | 0 | 0 | 0 | 0 | 0 | 0 | 0 | 0 | 0 | 0 | 0 | 0 | 0 | [7 empty] | 0 | 0 | 0 | 0 | 0 | 0 | 0
| 368 |  |  | 0 | 0 | 0 | 0 | 0 | 0 | 0 |  | 1 | 1 | 1 | 1 | 1 | 1 | 1 | 0 | 0 | 0 | 0 | 0 | 0 | 0 | 0 | 0 | 0 | 0 | 0 | 0 | 0 | 0 | 0 | 0 | 0 | 0 | 0 | 0 | 0 | 0 | 0 | 0 | 0 | 0 | 0 | 0 | 0 | 0 | 0 | 0 | 0 | 0 | [7 empty] | 0 | 0 | 0 | 0 | 0 | 0 | 0
| 369 |  |  | 0 | 0 | 0 | 0 | 0 | 0 | 0 |  | 1 | 1 | 1 | 1 | 1 | 1 | 1 | 0 | 0 | 0 | 0 | 0 | 0 | 0 | 0 | 0 | 0 | 0 | 0 | 0 | 0 | 0 | 0 | 0 | 0 | 0 | 0 | 0 | 0 | 0 | 0 | 0 | 0 | 0 | 0 | 0 | 0 | 0 | 0 | 0 | 0 | 0 | [7 empty] | 0 | 0 | 0 | 0 | 0 | 0 | 0
| 370 |  |  | 0 | 0 | 0 | 0 | 0 | 0 | 0 |  | 1 | 1 | 1 | 1 | 1 | 1 | 1 | 0 | 0 | 0 | 0 | 0 | 0 | 0 | 0 | 0 | 0 | 0 | 0 | 0 | 0 | 0 | 0 | 0 | 0 | 0 | 0 | 0 | 0 | 0 | 0 | 0 | 0 | 0 | 0 | 0 | 0 | 0 | 0 | 0 | 0 | 0 | [7 empty] | 0 | 0 | 0 | 0 | 0 | 0 | 0
| 371 |  |  | 0 | 0 | 0 | 0 | 0 | 0 | 0 |  | 1 | 1 | 1 | 1 | 1 | 1 | 1 | 0 | 0 | 0 | 0 | 0 | 0 | 0 | 0 | 0 | 0 | 0 | 0 | 0 | 0 | 0 | 0 | 0 | 0 | 0 | 0 | 0 | 0 | 0 | 0 | 0 | 0 | 0 | 0 | 0 | 0 | 0 | 0 | 0 | 0 | 0 | [7 empty] | 0 | 0 | 0 | 0 | 0 | 0 | 0
| 372 |  |  | 0 | 0 | 0 | 0 | 0 | 0 | 0 |  | 1 | 1 | 1 | 1 | 1 | 1 | 1 | 0 | 0 | 0 | 0 | 0 | 0 | 0 | 0 | 0 | 0 | 0 | 0 | 0 | 0 | 0 | 0 | 0 | 0 | 0 | 0 | 0 | 0 | 0 | 0 | 0 | 0 | 0 | 0 | 0 | 0 | 0 | 0 | 0 | 0 | 0 | [7 empty] | 0 | 0 | 0 | 0 | 0 | 0 | 0
| 373 |  |  | 0 | 0 | 0 | 0 | 0 | 0 | 0 |  | 1 | 1 | 1 | 1 | 1 | 1 | 1 | 0 | 0 | 0 | 0 | 0 | 0 | 0 | 0 | 0 | 0 | 0 | 0 | 0 | 0 | 0 | 0 | 0 | 0 | 0 | 0 | 0 | 0 | 0 | 0 | 0 | 0 | 0 | 0 | 0 | 0 | 0 | 0 | 0 | 0 | 0 | [7 empty] | 0 | 0 | 0 | 0 | 0 | 0 | 0
| 374 |  |  | 0 | 0 | 0 | 0 | 0 | 0 | 0 |  | 1 | 1 | 1 | 1 | 1 | 1 | 1 | 0 | 0 | 0 | 0 | 0 | 0 | 0 | 0 | 0 | 0 | 0 | 0 | 0 | 0 | 0 | 0 | 0 | 0 | 0 | 0 | 0 | 0 | 0 | 0 | 0 | 0 | 0 | 0 | 0 | 0 | 0 | 0 | 0 | 0 | 0 | [7 empty] | 0 | 0 | 0 | 0 | 0 | 0 | 0
| 375 |  |  | 0 | 0 | 0 | 0 | 0 | 0 | 0 |  | 1 | 1 | 1 | 1 | 1 | 1 | 1 | 0 | 0 | 0 | 0 | 0 | 0 | 0 | 0 | 0 | 0 | 0 | 0 | 0 | 0 | 0 | 0 | 0 | 0 | 0 | 0 | 0 | 0 | 0 | 0 | 0 | 0 | 0 | 0 | 0 | 0 | 0 | 0 | 0 | 0 | 0 | [7 empty] | 0 | 0 | 0 | 0 | 0 | 0 | 0
| 376 |  |  | 0 | 0 | 0 | 0 | 0 | 0 | 0 |  | 1 | 1 | 1 | 1 | 1 | 1 | 1 | 0 | 0 | 0 | 0 | 0 | 0 | 0 | 0 | 0 | 0 | 0 | 0 | 0 | 0 | 0 | 0 | 0 | 0 | 0 | 0 | 0 | 0 | 0 | 0 | 0 | 0 | 0 | 0 | 0 | 0 | 0 | 0 | 0 | 0 | 0 | [7 empty] | 0 | 0 | 0 | 0 | 0 | 0 | 0
| 377 |  |  | 0 | 0 | 0 | 0 | 0 | 0 | 0 |  | 1 | 1 | 1 | 1 | 1 | 1 | 1 | 0 | 0 | 0 | 0 | 0 | 0 | 0 | 0 | 0 | 0 | 0 | 0 | 0 | 0 | 0 | 0 | 0 | 0 | 0 | 0 | 0 | 0 | 0 | 0 | 0 | 0 | 0 | 0 | 0 | 0 | 0 | 0 | 0 | 0 | 0 | [7 empty] | 0 | 0 | 0 | 0 | 0 | 0 | 0
| 378 |  |  | 0 | 0 | 0 | 0 | 0 | 0 | 0 |  | 1 | 1 | 1 | 1 | 1 | 1 | 1 | 0 | 0 | 0 | 0 | 0 | 0 | 0 | 0 | 0 | 0 | 0 | 0 | 0 | 0 | 0 | 0 | 0 | 0 | 0 | 0 | 0 | 0 | 0 | 0 | 0 | 0 | 0 | 0 | 0 | 0 | 0 | 0 | 0 | 0 | 0 | [7 empty] | 0 | 0 | 0 | 0 | 0 | 0 | 0
| 379 |  |  | 0 | 0 | 0 | 0 | 0 | 0 | 0 |  | 1 | 1 | 1 | 1 | 1 | 1 | 1 | 0 | 0 | 0 | 0 | 0 | 0 | 0 | 0 | 0 | 0 | 0 | 0 | 0 | 0 | 0 | 0 | 0 | 0 | 0 | 0 | 0 | 0 | 0 | 0 | 0 | 0 | 0 | 0 | 0 | 0 | 0 | 0 | 0 | 0 | 0 | [7 empty] | 0 | 0 | 0 | 0 | 0 | 0 | 0
| 380 |  |  | 0 | 0 | 0 | 0 | 0 | 0 | 0 |  | 1 | 1 | 1 | 1 | 1 | 1 | 1 | 0 | 0 | 0 | 0 | 0 | 0 | 0 | 0 | 0 | 0 | 0 | 0 | 0 | 0 | 0 | 0 | 0 | 0 | 0 | 0 | 0 | 0 | 0 | 0 | 0 | 0 | 0 | 0 | 0 | 0 | 0 | 0 | 0 | 0 | 0 | [7 empty] | 0 | 0 | 0 | 0 | 0 | 0 | 0
| 381 |  |  | 0 | 0 | 0 | 0 | 0 | 0 | 0 |  | 1 | 1 | 1 | 1 | 1 | 1 | 1 | 0 | 0 | 0 | 0 | 0 | 0 | 0 | 0 | 0 | 0 | 0 | 0 | 0 | 0 | 0 | 0 | 0 | 0 | 0 | 0 | 0 | 0 | 0 | 0 | 0 | 0 | 0 | 0 | 0 | 0 | 0 | 0 | 0 | 0 | 0 | [7 empty] | 0 | 0 | 0 | 0 | 0 | 0 | 0
| 382 |  |  | 0 | 0 | 0 | 0 | 0 | 0 | 0 |  | 1 | 1 | 1 | 1 | 1 | 1 | 1 | 0 | 0 | 0 | 0 | 0 | 0 | 0 | 0 | 0 | 0 | 0 | 0 | 0 | 0 | 0 | 0 | 0 | 0 | 0 | 0 | 0 | 0 | 0 | 0 | 0 | 0 | 0 | 0 | 0 | 0 | 0 | 0 | 0 | 0 | 0 | [7 empty] | 0 | 0 | 0 | 0 | 0 | 0 | 0
| 383 |  |  | 0 | 0 | 0 | 0 | 0 | 0 | 0 |  | 1 | 1 | 1 | 1 | 1 | 1 | 1 | 0 | 0 | 0 | 0 | 0 | 0 | 0 | 0 | 0 | 0 | 0 | 0 | 0 | 0 | 0 | 0 | 0 | 0 | 0 | 0 | 0 | 0 | 0 | 0 | 0 | 0 | 0 | 0 | 0 | 0 | 0 | 0 | 0 | 0 | 0 | [7 empty] | 0 | 0 | 0 | 0 | 0 | 0 | 0
| 384 |  |  | 0 | 0 | 0 | 0 | 0 | 0 | 0 |  | 1 | 1 | 1 | 1 | 1 | 1 | 1 | 0 | 0 | 0 | 0 | 0 | 0 | 0 | 0 | 0 | 0 | 0 | 0 | 0 | 0 | 0 | 0 | 0 | 0 | 0 | 0 | 0 | 0 | 0 | 0 | 0 | 0 | 0 | 0 | 0 | 0 | 0 | 0 | 0 | 0 | 0 | [7 empty] | 0 | 0 | 0 | 0 | 0 | 0 | 0
| 385 |  |  | 0 | 0 | 0 | 0 | 0 | 0 | 0 |  | 1 | 1 | 1 | 1 | 1 | 1 | 1 | 0 | 0 | 0 | 0 | 0 | 0 | 0 | 0 | 0 | 0 | 0 | 0 | 0 | 0 | 0 | 0 | 0 | 0 | 0 | 0 | 0 | 0 | 0 | 0 | 0 | 0 | 0 | 0 | 0 | 0 | 0 | 0 | 0 | 0 | 0 | [7 empty] | 0 | 0 | 0 | 0 | 0 | 0 | 0
| 386 |  |  | 0 | 0 | 0 | 0 | 0 | 0 | 0 |  | 1 | 1 | 1 | 1 | 1 | 1 | 1 | 0 | 0 | 0 | 0 | 0 | 0 | 0 | 0 | 0 | 0 | 0 | 0 | 0 | 0 | 0 | 0 | 0 | 0 | 0 | 0 | 0 | 0 | 0 | 0 | 0 | 0 | 0 | 0 | 0 | 0 | 0 | 0 | 0 | 0 | 0 | [7 empty] | 0 | 0 | 0 | 0 | 0 | 0 | 0
| 387 |  |  | 0 | 0 | 0 | 0 | 0 | 0 | 0 |  | 1 | 1 | 1 | 1 | 1 | 1 | 1 | 0 | 0 | 0 | 0 | 0 | 0 | 0 | 0 | 0 | 0 | 0 | 0 | 0 | 0 | 0 | 0 | 0 | 0 | 0 | 0 | 0 | 0 | 0 | 0 | 0 | 0 | 0 | 0 | 0 | 0 | 0 | 0 | 0 | 0 | 0 | [7 empty] | 0 | 0 | 0 | 0 | 0 | 0 | 0
| 388 |  |  | 0 | 0 | 0 | 0 | 0 | 0 | 0 |  | 1 | 1 | 1 | 1 | 1 | 1 | 1 | 0 | 0 | 0 | 0 | 0 | 0 | 0 | 0 | 0 | 0 | 0 | 0 | 0 | 0 | 0 | 0 | 0 | 0 | 0 | 0 | 0 | 0 | 0 | 0 | 0 | 0 | 0 | 0 | 0 | 0 | 0 | 0 | 0 | 0 | 0 | [7 empty] | 0 | 0 | 0 | 0 | 0 | 0 | 0
| 389 |  |  | 0 | 0 | 0 | 0 | 0 | 0 | 0 |  | 1 | 1 | 1 | 1 | 1 | 1 | 1 | 0 | 0 | 0 | 0 | 0 | 0 | 0 | 0 | 0 | 0 | 0 | 0 | 0 | 0 | 0 | 0 | 0 | 0 | 0 | 0 | 0 | 0 | 0 | 0 | 0 | 0 | 0 | 0 | 0 | 0 | 0 | 0 | 0 | 0 | 0 | [7 empty] | 0 | 0 | 0 | 0 | 0 | 0 | 0
| 390 |  |  | 0 | 0 | 0 | 0 | 0 | 0 | 0 |  | 1 | 1 | 1 | 1 | 1 | 1 | 1 | 0 | 0 | 0 | 0 | 0 | 0 | 0 | 0 | 0 | 0 | 0 | 0 | 0 | 0 | 0 | 0 | 0 | 0 | 0 | 0 | 0 | 0 | 0 | 0 | 0 | 0 | 0 | 0 | 0 | 0 | 0 | 0 | 0 | 0 | 0 | [7 empty] | 0 | 0 | 0 | 0 | 0 | 0 | 0
| 391 |  |  | 0 | 0 | 0 | 0 | 0 | 0 | 0 |  | 1 | 1 | 1 | 1 | 1 | 1 | 1 | 0 | 0 | 0 | 0 | 0 | 0 | 0 | 0 | 0 | 0 | 0 | 0 | 0 | 0 | 0 | 0 | 0 | 0 | 0 | 0 | 0 | 0 | 0 | 0 | 0 | 0 | 0 | 0 | 0 | 0 | 0 | 0 | 0 | 0 | 0 | [7 empty] | 0 | 0 | 0 | 0 | 0 | 0 | 0
| 392 |  |  | 0 | 0 | 0 | 0 | 0 | 0 | 0 |  | 1 | 1 | 1 | 1 | 1 | 1 | 1 | 0 | 0 | 0 | 0 | 0 | 0 | 0 | 0 | 0 | 0 | 0 | 0 | 0 | 0 | 0 | 0 | 0 | 0 | 0 | 0 | 0 | 0 | 0 | 0 | 0 | 0 | 0 | 0 | 0 | 0 | 0 | 0 | 0 | 0 | 0 | [7 empty] | 0 | 0 | 0 | 0 | 0 | 0 | 0
| 393 |  |  | 0 | 0 | 0 | 0 | 0 | 0 | 0 |  | 1 | 1 | 1 | 1 | 1 | 1 | 1 | 0 | 0 | 0 | 0 | 0 | 0 | 0 | 0 | 0 | 0 | 0 | 0 | 0 | 0 | 0 | 0 | 0 | 0 | 0 | 0 | 0 | 0 | 0 | 0 | 0 | 0 | 0 | 0 | 0 | 0 | 0 | 0 | 0 | 0 | 0 | [7 empty] | 0 | 0 | 0 | 0 | 0 | 0 | 0
| 394 |  |  | 0 | 0 | 0 | 0 | 0 | 0 | 0 |  | 1 | 1 | 1 | 1 | 1 | 1 | 1 | 0 | 0 | 0 | 0 | 0 | 0 | 0 | 0 | 0 | 0 | 0 | 0 | 0 | 0 | 0 | 0 | 0 | 0 | 0 | 0 | 0 | 0 | 0 | 0 | 0 | 0 | 0 | 0 | 0 | 0 | 0 | 0 | 0 | 0 | 0 | [7 empty] | 0 | 0 | 0 | 0 | 0 | 0 | 0
| 395 |  |  | 0 | 0 | 0 | 0 | 0 | 0 | 0 |  | 1 | 1 | 1 | 1 | 1 | 1 | 1 | 0 | 0 | 0 | 0 | 0 | 0 | 0 | 0 | 0 | 0 | 0 | 0 | 0 | 0 | 0 | 0 | 0 | 0 | 0 | 0 | 0 | 0 | 0 | 0 | 0 | 0 | 0 | 0 | 0 | 0 | 0 | 0 | 0 | 0 | 0 | [7 empty] | 0 | 0 | 0 | 0 | 0 | 0 | 0
| 396 |  |  | 0 | 0 | 0 | 0 | 0 | 0 | 0 |  | 1 | 1 | 1 | 1 | 1 | 1 | 1 | 0 | 0 | 0 | 0 | 0 | 0 | 0 | 0 | 0 | 0 | 0 | 0 | 0 | 0 | 0 | 0 | 0 | 0 | 0 | 0 | 0 | 0 | 0 | 0 | 0 | 0 | 0 | 0 | 0 | 0 | 0 | 0 | 0 | 0 | 0 | [7 empty] | 0 | 0 | 0 | 0 | 0 | 0 | 0
| 397 |  |  | 0 | 0 | 0 | 0 | 0 | 0 | 0 |  | 1 | 1 | 1 | 1 | 1 | 1 | 1 | 0 | 0 | 0 | 0 | 0 | 0 | 0 | 0 | 0 | 0 | 0 | 0 | 0 | 0 | 0 | 0 | 0 | 0 | 0 | 0 | 0 | 0 | 0 | 0 | 0 | 0 | 0 | 0 | 0 | 0 | 0 | 0 | 0 | 0 | 0 | [7 empty] | 0 | 0 | 0 | 0 | 0 | 0 | 0
| 398 |  |  | 0 | 0 | 0 | 0 | 0 | 0 | 0 |  | 1 | 1 | 1 | 1 | 1 | 1 | 1 | 0 | 0 | 0 | 0 | 0 | 0 | 0 | 0 | 0 | 0 | 0 | 0 | 0 | 0 | 0 | 0 | 0 | 0 | 0 | 0 | 0 | 0 | 0 | 0 | 0 | 0 | 0 | 0 | 0 | 0 | 0 | 0 | 0 | 0 | 0 | [7 empty] | 0 | 0 | 0 | 0 | 0 | 0 | 0
| 399 |  |  | 0 | 0 | 0 | 0 | 0 | 0 | 0 |  | 1 | 1 | 1 | 1 | 1 | 1 | 1 | 0 | 0 | 0 | 0 | 0 | 0 | 0 | 0 | 0 | 0 | 0 | 0 | 0 | 0 | 0 | 0 | 0 | 0 | 0 | 0 | 0 | 0 | 0 | 0 | 0 | 0 | 0 | 0 | 0 | 0 | 0 | 0 | 0 | 0 | 0 | [7 empty] | 0 | 0 | 0 | 0 | 0 | 0 | 0
| 400 |  |  | 0 | 0 | 0 | 0 | 0 | 0 | 0 |  | 1 | 1 | 1 | 1 | 1 | 1 | 1 | 0 | 0 | 0 | 0 | 0 | 0 | 0 | 0 | 0 | 0 | 0 | 0 | 0 | 0 | 0 | 0 | 0 | 0 | 0 | 0 | 0 | 0 | 0 | 0 | 0 | 0 | 0 | 0 | 0 | 0 | 0 | 0 | 0 | 0 | 0 | [7 empty] | 0 | 0 | 0 | 0 | 0 | 0 | 0
| 401 |  |  | 0 | 0 | 0 | 0 | 0 | 0 | 0 |  | 1 | 1 | 1 | 1 | 1 | 1 | 1 | 0 | 0 | 0 | 0 | 0 | 0 | 0 | 0 | 0 | 0 | 0 | 0 | 0 | 0 | 0 | 0 | 0 | 0 | 0 | 0 | 0 | 0 | 0 | 0 | 0 | 0 | 0 | 0 | 0 | 0 | 0 | 0 | 0 | 0 | 0 | [7 empty] | 0 | 0 | 0 | 0 | 0 | 0 | 0
| 402 |  |  | 0 | 0 | 0 | 0 | 0 | 0 | 0 |  | 1 | 1 | 1 | 1 | 1 | 1 | 1 | 0 | 0 | 0 | 0 | 0 | 0 | 0 | 0 | 0 | 0 | 0 | 0 | 0 | 0 | 0 | 0 | 0 | 0 | 0 | 0 | 0 | 0 | 0 | 0 | 0 | 0 | 0 | 0 | 0 | 0 | 0 | 0 | 0 | 0 | 0 | [7 empty] | 0 | 0 | 0 | 0 | 0 | 0 | 0
| 403 |  |  | 0 | 0 | 0 | 0 | 0 | 0 | 0 |  | 1 | 1 | 1 | 1 | 1 | 1 | 1 | 0 | 0 | 0 | 0 | 0 | 0 | 0 | 0 | 0 | 0 | 0 | 0 | 0 | 0 | 0 | 0 | 0 | 0 | 0 | 0 | 0 | 0 | 0 | 0 | 0 | 0 | 0 | 0 | 0 | 0 | 0 | 0 | 0 | 0 | 0 | [7 empty] | 0 | 0 | 0 | 0 | 0 | 0 | 0
| 404 |  |  | 0 | 0 | 0 | 0 | 0 | 0 | 0 |  | 1 | 1 | 1 | 1 | 1 | 1 | 1 | 0 | 0 | 0 | 0 | 0 | 0 | 0 | 0 | 0 | 0 | 0 | 0 | 0 | 0 | 0 | 0 | 0 | 0 | 0 | 0 | 0 | 0 | 0 | 0 | 0 | 0 | 0 | 0 | 0 | 0 | 0 | 0 | 0 | 0 | 0 | [7 empty] | 0 | 0 | 0 | 0 | 0 | 0 | 0
| 405 |  |  | 0 | 0 | 0 | 0 | 0 | 0 | 0 |  | 1 | 1 | 1 | 1 | 1 | 1 | 1 | 0 | 0 | 0 | 0 | 0 | 0 | 0 | 0 | 0 | 0 | 0 | 0 | 0 | 0 | 0 | 0 | 0 | 0 | 0 | 0 | 0 | 0 | 0 | 0 | 0 | 0 | 0 | 0 | 0 | 0 | 0 | 0 | 0 | 0 | 0 | [7 empty] | 0 | 0 | 0 | 0 | 0 | 0 | 0
| 406 |  |  | 0 | 0 | 0 | 0 | 0 | 0 | 0 |  | 1 | 1 | 1 | 1 | 1 | 1 | 1 | 0 | 0 | 0 | 0 | 0 | 0 | 0 | 0 | 0 | 0 | 0 | 0 | 0 | 0 | 0 | 0 | 0 | 0 | 0 | 0 | 0 | 0 | 0 | 0 | 0 | 0 | 0 | 0 | 0 | 0 | 0 | 0 | 0 | 0 | 0 | [7 empty] | 0 | 0 | 0 | 0 | 0 | 0 | 0
| 407 |  |  | 0 | 0 | 0 | 0 | 0 | 0 | 0 |  | 1 | 1 | 1 | 1 | 1 | 1 | 1 | 0 | 0 | 0 | 0 | 0 | 0 | 0 | 0 | 0 | 0 | 0 | 0 | 0 | 0 | 0 | 0 | 0 | 0 | 0 | 0 | 0 | 0 | 0 | 0 | 0 | 0 | 0 | 0 | 0 | 0 | 0 | 0 | 0 | 0 | 0 | [7 empty] | 0 | 0 | 0 | 0 | 0 | 0 | 0
| 408 |  |  | 0 | 0 | 0 | 0 | 0 | 0 | 0 |  | 1 | 1 | 1 | 1 | 1 | 1 | 1 | 0 | 0 | 0 | 0 | 0 | 0 | 0 | 0 | 0 | 0 | 0 | 0 | 0 | 0 | 0 | 0 | 0 | 0 | 0 | 0 | 0 | 0 | 0 | 0 | 0 | 0 | 0 | 0 | 0 | 0 | 0 | 0 | 0 | 0 | 0 | [7 empty] | 0 | 0 | 0 | 0 | 0 | 0 | 0
| 409 |  |  | 0 | 0 | 0 | 0 | 0 | 0 | 0 |  | 1 | 1 | 1 | 1 | 1 | 1 | 1 | 0 | 0 | 0 | 0 | 0 | 0 | 0 | 0 | 0 | 0 | 0 | 0 | 0 | 0 | 0 | 0 | 0 | 0 | 0 | 0 | 0 | 0 | 0 | 0 | 0 | 0 | 0 | 0 | 0 | 0 | 0 | 0 | 0 | 0 | 0 | [7 empty] | 0 | 0 | 0 | 0 | 0 | 0 | 0
| 410 |  |  | 0 | 0 | 0 | 0 | 0 | 0 | 0 |  | 1 | 1 | 1 | 1 | 1 | 1 | 1 | 0 | 0 | 0 | 0 | 0 | 0 | 0 | 0 | 0 | 0 | 0 | 0 | 0 | 0 | 0 | 0 | 0 | 0 | 0 | 0 | 0 | 0 | 0 | 0 | 0 | 0 | 0 | 0 | 0 | 0 | 0 | 0 | 0 | 0 | 0 | [7 empty] | 0 | 0 | 0 | 0 | 0 | 0 | 0
| 411 |  |  | 0 | 0 | 0 | 0 | 0 | 0 | 0 |  | 1 | 1 | 1 | 1 | 1 | 1 | 1 | 0 | 0 | 0 | 0 | 0 | 0 | 0 | 0 | 0 | 0 | 0 | 0 | 0 | 0 | 0 | 0 | 0 | 0 | 0 | 0 | 0 | 0 | 0 | 0 | 0 | 0 | 0 | 0 | 0 | 0 | 0 | 0 | 0 | 0 | 0 | [7 empty] | 0 | 0 | 0 | 0 | 0 | 0 | 0
| 412 |  |  | 0 | 0 | 0 | 0 | 0 | 0 | 0 |  | 1 | 1 | 1 | 1 | 1 | 1 | 1 | 0 | 0 | 0 | 0 | 0 | 0 | 0 | 0 | 0 | 0 | 0 | 0 | 0 | 0 | 0 | 0 | 0 | 0 | 0 | 0 | 0 | 0 | 0 | 0 | 0 | 0 | 0 | 0 | 0 | 0 | 0 | 0 | 0 | 0 | 0 | [7 empty] | 0 | 0 | 0 | 0 | 0 | 0 | 0
| 413 |  |  | 0 | 0 | 0 | 0 | 0 | 0 | 0 |  | 1 | 1 | 1 | 1 | 1 | 1 | 1 | 0 | 0 | 0 | 0 | 0 | 0 | 0 | 0 | 0 | 0 | 0 | 0 | 0 | 0 | 0 | 0 | 0 | 0 | 0 | 0 | 0 | 0 | 0 | 0 | 0 | 0 | 0 | 0 | 0 | 0 | 0 | 0 | 0 | 0 | 0 | [7 empty] | 0 | 0 | 0 | 0 | 0 | 0 | 0
| 414 |  |  | 0 | 0 | 0 | 0 | 0 | 0 | 0 |  | 1 | 1 | 1 | 1 | 1 | 1 | 1 | 0 | 0 | 0 | 0 | 0 | 0 | 0 | 0 | 0 | 0 | 0 | 0 | 0 | 0 | 0 | 0 | 0 | 0 | 0 | 0 | 0 | 0 | 0 | 0 | 0 | 0 | 0 | 0 | 0 | 0 | 0 | 0 | 0 | 0 | 0 | [7 empty] | 0 | 0 | 0 | 0 | 0 | 0 | 0
| 415 |  |  | 0 | 0 | 0 | 0 | 0 | 0 | 0 |  | 1 | 1 | 1 | 1 | 1 | 1 | 1 | 0 | 0 | 0 | 0 | 0 | 0 | 0 | 0 | 0 | 0 | 0 | 0 | 0 | 0 | 0 | 0 | 0 | 0 | 0 | 0 | 0 | 0 | 0 | 0 | 0 | 0 | 0 | 0 | 0 | 0 | 0 | 0 | 0 | 0 | 0 | [7 empty] | 0 | 0 | 0 | 0 | 0 | 0 | 0
| 416 |  |  | 0 | 0 | 0 | 0 | 0 | 0 | 0 |  | 1 | 1 | 1 | 1 | 1 | 1 | 1 | 0 | 0 | 0 | 0 | 0 | 0 | 0 | 0 | 0 | 0 | 0 | 0 | 0 | 0 | 0 | 0 | 0 | 0 | 0 | 0 | 0 | 0 | 0 | 0 | 0 | 0 | 0 | 0 | 0 | 0 | 0 | 0 | 0 | 0 | 0 | [7 empty] | 0 | 0 | 0 | 0 | 0 | 0 | 0
| 417 |  |  | 0 | 0 | 0 | 0 | 0 | 0 | 0 |  | 1 | 1 | 1 | 1 | 1 | 1 | 1 | 0 | 0 | 0 | 0 | 0 | 0 | 0 | 0 | 0 | 0 | 0 | 0 | 0 | 0 | 0 | 0 | 0 | 0 | 0 | 0 | 0 | 0 | 0 | 0 | 0 | 0 | 0 | 0 | 0 | 0 | 0 | 0 | 0 | 0 | 0 | [7 empty] | 0 | 0 | 0 | 0 | 0 | 0 | 0
| 418 |  |  | 0 | 0 | 0 | 0 | 0 | 0 | 0 |  | 1 | 1 | 1 | 1 | 1 | 1 | 1 | 0 | 0 | 0 | 0 | 0 | 0 | 0 | 0 | 0 | 0 | 0 | 0 | 0 | 0 | 0 | 0 | 0 | 0 | 0 | 0 | 0 | 0 | 0 | 0 | 0 | 0 | 0 | 0 | 0 | 0 | 0 | 0 | 0 | 0 | 0 | [7 empty] | 0 | 0 | 0 | 0 | 0 | 0 | 0
| 419 |  |  | 0 | 0 | 0 | 0 | 0 | 0 | 0 |  | 1 | 1 | 1 | 1 | 1 | 1 | 1 | 0 | 0 | 0 | 0 | 0 | 0 | 0 | 0 | 0 | 0 | 0 | 0 | 0 | 0 | 0 | 0 | 0 | 0 | 0 | 0 | 0 | 0 | 0 | 0 | 0 | 0 | 0 | 0 | 0 | 0 | 0 | 0 | 0 | 0 | 0 | [7 empty] | 0 | 0 | 0 | 0 | 0 | 0 | 0
| 420 |  |  | 0 | 0 | 0 | 0 | 0 | 0 | 0 |  | 1 | 1 | 1 | 1 | 1 | 1 | 1 | 0 | 0 | 0 | 0 | 0 | 0 | 0 | 0 | 0 | 0 | 0 | 0 | 0 | 0 | 0 | 0 | 0 | 0 | 0 | 0 | 0 | 0 | 0 | 0 | 0 | 0 | 0 | 0 | 0 | 0 | 0 | 0 | 0 | 0 | 0 | [7 empty] | 0 | 0 | 0 | 0 | 0 | 0 | 0
| 421 |  |  | 0 | 0 | 0 | 0 | 0 | 0 | 0 |  | 1 | 1 | 1 | 1 | 1 | 1 | 1 | 0 | 0 | 0 | 0 | 0 | 0 | 0 | 0 | 0 | 0 | 0 | 0 | 0 | 0 | 0 | 0 | 0 | 0 | 0 | 0 | 0 | 0 | 0 | 0 | 0 | 0 | 0 | 0 | 0 | 0 | 0 | 0 | 0 | 0 | 0 | [7 empty] | 0 | 0 | 0 | 0 | 0 | 0 | 0
| 422 |  |  | 0 | 0 | 0 | 0 | 0 | 0 | 0 |  | 1 | 1 | 1 | 1 | 1 | 1 | 1 | 0 | 0 | 0 | 0 | 0 | 0 | 0 | 0 | 0 | 0 | 0 | 0 | 0 | 0 | 0 | 0 | 0 | 0 | 0 | 0 | 0 | 0 | 0 | 0 | 0 | 0 | 0 | 0 | 0 | 0 | 0 | 0 | 0 | 0 | 0 | [7 empty] | 0 | 0 | 0 | 0 | 0 | 0 | 0
| 423 |  |  | 0 | 0 | 0 | 0 | 0 | 0 | 0 |  | 1 | 1 | 1 | 1 | 1 | 1 | 1 | 0 | 0 | 0 | 0 | 0 | 0 | 0 | 0 | 0 | 0 | 0 | 0 | 0 | 0 | 0 | 0 | 0 | 0 | 0 | 0 | 0 | 0 | 0 | 0 | 0 | 0 | 0 | 0 | 0 | 0 | 0 | 0 | 0 | 0 | 0 | [7 empty] | 0 | 0 | 0 | 0 | 0 | 0 | 0
| 424 |  |  | 0 | 0 | 0 | 0 | 0 | 0 | 0 |  | 1 | 1 | 1 | 1 | 1 | 1 | 1 | 0 | 0 | 0 | 0 | 0 | 0 | 0 | 0 | 0 | 0 | 0 | 0 | 0 | 0 | 0 | 0 | 0 | 0 | 0 | 0 | 0 | 0 | 0 | 0 | 0 | 0 | 0 | 0 | 0 | 0 | 0 | 0 | 0 | 0 | 0 | [7 empty] | 0 | 0 | 0 | 0 | 0 | 0 | 0
| 425 |  |  | 0 | 0 | 0 | 0 | 0 | 0 | 0 |  | 1 | 1 | 1 | 1 | 1 | 1 | 1 | 0 | 0 | 0 | 0 | 0 | 0 | 0 | 0 | 0 | 0 | 0 | 0 | 0 | 0 | 0 | 0 | 0 | 0 | 0 | 0 | 0 | 0 | 0 | 0 | 0 | 0 | 0 | 0 | 0 | 0 | 0 | 0 | 0 | 0 | 0 | [7 empty] | 0 | 0 | 0 | 0 | 0 | 0 | 0
| 426 |  |  | 0 | 0 | 0 | 0 | 0 | 0 | 0 |  | 1 | 1 | 1 | 1 | 1 | 1 | 1 | 0 | 0 | 0 | 0 | 0 | 0 | 0 | 0 | 0 | 0 | 0 | 0 | 0 | 0 | 0 | 0 | 0 | 0 | 0 | 0 | 0 | 0 | 0 | 0 | 0 | 0 | 0 | 0 | 0 | 0 | 0 | 0 | 0 | 0 | 0 | [7 empty] | 0 | 0 | 0 | 0 | 0 | 0 | 0
| 427 |  |  | 0 | 0 | 0 | 0 | 0 | 0 | 0 |  | 1 | 1 | 1 | 1 | 1 | 1 | 1 | 0 | 0 | 0 | 0 | 0 | 0 | 0 | 0 | 0 | 0 | 0 | 0 | 0 | 0 | 0 | 0 | 0 | 0 | 0 | 0 | 0 | 0 | 0 | 0 | 0 | 0 | 0 | 0 | 0 | 0 | 0 | 0 | 0 | 0 | 0 | [7 empty] | 0 | 0 | 0 | 0 | 0 | 0 | 0
| 428 |  |  | 0 | 0 | 0 | 0 | 0 | 0 | 0 |  | 1 | 1 | 1 | 1 | 1 | 1 | 1 | 0 | 0 | 0 | 0 | 0 | 0 | 0 | 0 | 0 | 0 | 0 | 0 | 0 | 0 | 0 | 0 | 0 | 0 | 0 | 0 | 0 | 0 | 0 | 0 | 0 | 0 | 0 | 0 | 0 | 0 | 0 | 0 | 0 | 0 | 0 | [7 empty] | 0 | 0 | 0 | 0 | 0 | 0 | 0
| 429 |  |  | 0 | 0 | 0 | 0 | 0 | 0 | 0 |  | 1 | 1 | 1 | 1 | 1 | 1 | 1 | 0 | 0 | 0 | 0 | 0 | 0 | 0 | 0 | 0 | 0 | 0 | 0 | 0 | 0 | 0 | 0 | 0 | 0 | 0 | 0 | 0 | 0 | 0 | 0 | 0 | 0 | 0 | 0 | 0 | 0 | 0 | 0 | 0 | 0 | 0 | [7 empty] | 0 | 0 | 0 | 0 | 0 | 0 | 0
| 430 |  |  | 0 | 0 | 0 | 0 | 0 | 0 | 0 |  | 1 | 1 | 1 | 1 | 1 | 1 | 1 | 0 | 0 | 0 | 0 | 0 | 0 | 0 | 0 | 0 | 0 | 0 | 0 | 0 | 0 | 0 | 0 | 0 | 0 | 0 | 0 | 0 | 0 | 0 | 0 | 0 | 0 | 0 | 0 | 0 | 0 | 0 | 0 | 0 | 0 | 0 | [7 empty] | 0 | 0 | 0 | 0 | 0 | 0 | 0
| 431 |  |  | 0 | 0 | 0 | 0 | 0 | 0 | 0 |  | 1 | 1 | 1 | 1 | 1 | 1 | 1 | 0 | 0 | 0 | 0 | 0 | 0 | 0 | 0 | 0 | 0 | 0 | 0 | 0 | 0 | 0 | 0 | 0 | 0 | 0 | 0 | 0 | 0 | 0 | 0 | 0 | 0 | 0 | 0 | 0 | 0 | 0 | 0 | 0 | 0 | 0 | [7 empty] | 0 | 0 | 0 | 0 | 0 | 0 | 0
| 432 |  |  | 0 | 0 | 0 | 0 | 0 | 0 | 0 |  | 1 | 1 | 1 | 1 | 1 | 1 | 1 | 0 | 0 | 0 | 0 | 0 | 0 | 0 | 0 | 0 | 0 | 0 | 0 | 0 | 0 | 0 | 0 | 0 | 0 | 0 | 0 | 0 | 0 | 0 | 0 | 0 | 0 | 0 | 0 | 0 | 0 | 0 | 0 | 0 | 0 | 0 | [7 empty] | 0 | 0 | 0 | 0 | 0 | 0 | 0
| 433 |  |  | 0 | 0 | 0 | 0 | 0 | 0 | 0 |  | 1 | 1 | 1 | 1 | 1 | 1 | 1 | 0 | 0 | 0 | 0 | 0 | 0 | 0 | 0 | 0 | 0 | 0 | 0 | 0 | 0 | 0 | 0 | 0 | 0 | 0 | 0 | 0 | 0 | 0 | 0 | 0 | 0 | 0 | 0 | 0 | 0 | 0 | 0 | 0 | 0 | 0 | [7 empty] | 0 | 0 | 0 | 0 | 0 | 0 | 0
| 434 |  |  | 0 | 0 | 0 | 0 | 0 | 0 | 0 |  | 1 | 1 | 1 | 1 | 1 | 1 | 1 | 0 | 0 | 0 | 0 | 0 | 0 | 0 | 0 | 0 | 0 | 0 | 0 | 0 | 0 | 0 | 0 | 0 | 0 | 0 | 0 | 0 | 0 | 0 | 0 | 0 | 0 | 0 | 0 | 0 | 0 | 0 | 0 | 0 | 0 | 0 | [7 empty] | 0 | 0 | 0 | 0 | 0 | 0 | 0
| 435 |  |  | 0 | 0 | 0 | 0 | 0 | 0 | 0 |  | 1 | 1 | 1 | 1 | 1 | 1 | 1 | 0 | 0 | 0 | 0 | 0 | 0 | 0 | 0 | 0 | 0 | 0 | 0 | 0 | 0 | 0 | 0 | 0 | 0 | 0 | 0 | 0 | 0 | 0 | 0 | 0 | 0 | 0 | 0 | 0 | 0 | 0 | 0 | 0 | 0 | 0 | [7 empty] | 0 | 0 | 0 | 0 | 0 | 0 | 0
| 436 |  |  | 0 | 0 | 0 | 0 | 0 | 0 | 0 |  | 1 | 1 | 1 | 1 | 1 | 1 | 1 | 0 | 0 | 0 | 0 | 0 | 0 | 0 | 0 | 0 | 0 | 0 | 0 | 0 | 0 | 0 | 0 | 0 | 0 | 0 | 0 | 0 | 0 | 0 | 0 | 0 | 0 | 0 | 0 | 0 | 0 | 0 | 0 | 0 | 0 | 0 | [7 empty] | 0 | 0 | 0 | 0 | 0 | 0 | 0
| 437 |  |  | 0 | 0 | 0 | 0 | 0 | 0 | 0 |  | 1 | 1 | 1 | 1 | 1 | 1 | 1 | 0 | 0 | 0 | 0 | 0 | 0 | 0 | 0 | 0 | 0 | 0 | 0 | 0 | 0 | 0 | 0 | 0 | 0 | 0 | 0 | 0 | 0 | 0 | 0 | 0 | 0 | 0 | 0 | 0 | 0 | 0 | 0 | 0 | 0 | 0 | [7 empty] | 0 | 0 | 0 | 0 | 0 | 0 | 0
| 438 |  |  | 0 | 0 | 0 | 0 | 0 | 0 | 0 |  | 1 | 1 | 1 | 1 | 1 | 1 | 1 | 0 | 0 | 0 | 0 | 0 | 0 | 0 | 0 | 0 | 0 | 0 | 0 | 0 | 0 | 0 | 0 | 0 | 0 | 0 | 0 | 0 | 0 | 0 | 0 | 0 | 0 | 0 | 0 | 0 | 0 | 0 | 0 | 0 | 0 | 0 | [7 empty] | 0 | 0 | 0 | 0 | 0 | 0 | 0
| 439 |  |  | 0 | 0 | 0 | 0 | 0 | 0 | 0 |  | 1 | 1 | 1 | 1 | 1 | 1 | 1 | 0 | 0 | 0 | 0 | 0 | 0 | 0 | 0 | 0 | 0 | 0 | 0 | 0 | 0 | 0 | 0 | 0 | 0 | 0 | 0 | 0 | 0 | 0 | 0 | 0 | 0 | 0 | 0 | 0 | 0 | 0 | 0 | 0 | 0 | 0 | [7 empty] | 0 | 0 | 0 | 0 | 0 | 0 | 0
| 440 |  |  | 0 | 0 | 0 | 0 | 0 | 0 | 0 |  | 1 | 1 | 1 | 1 | 1 | 1 | 1 | 0 | 0 | 0 | 0 | 0 | 0 | 0 | 0 | 0 | 0 | 0 | 0 | 0 | 0 | 0 | 0 | 0 | 0 | 0 | 0 | 0 | 0 | 0 | 0 | 0 | 0 | 0 | 0 | 0 | 0 | 0 | 0 | 0 | 0 | 0 | [7 empty] | 0 | 0 | 0 | 0 | 0 | 0 | 0
| 441 |  |  | 0 | 0 | 0 | 0 | 0 | 0 | 0 |  | 1 | 1 | 1 | 1 | 1 | 1 | 1 | 0 | 0 | 0 | 0 | 0 | 0 | 0 | 0 | 0 | 0 | 0 | 0 | 0 | 0 | 0 | 0 | 0 | 0 | 0 | 0 | 0 | 0 | 0 | 0 | 0 | 0 | 0 | 0 | 0 | 0 | 0 | 0 | 0 | 0 | 0 | [7 empty] | 0 | 0 | 0 | 0 | 0 | 0 | 0
| 442 |  |  | 0 | 0 | 0 | 0 | 0 | 0 | 0 |  | 1 | 1 | 1 | 1 | 1 | 1 | 1 | 0 | 0 | 0 | 0 | 0 | 0 | 0 | 0 | 0 | 0 | 0 | 0 | 0 | 0 | 0 | 0 | 0 | 0 | 0 | 0 | 0 | 0 | 0 | 0 | 0 | 0 | 0 | 0 | 0 | 0 | 0 | 0 | 0 | 0 | 0 | [7 empty] | 0 | 0 | 0 | 0 | 0 | 0 | 0
| 443 |  |  | 0 | 0 | 0 | 0 | 0 | 0 | 0 |  | 1 | 1 | 1 | 1 | 1 | 1 | 1 | 0 | 0 | 0 | 0 | 0 | 0 | 0 | 0 | 0 | 0 | 0 | 0 | 0 | 0 | 0 | 0 | 0 | 0 | 0 | 0 | 0 | 0 | 0 | 0 | 0 | 0 | 0 | 0 | 0 | 0 | 0 | 0 | 0 | 0 | 0 | [7 empty] | 0 | 0 | 0 | 0 | 0 | 0 | 0
| 444 |  |  | 0 | 0 | 0 | 0 | 0 | 0 | 0 |  | 1 | 1 | 1 | 1 | 1 | 1 | 1 | 0 | 0 | 0 | 0 | 0 | 0 | 0 | 0 | 0 | 0 | 0 | 0 | 0 | 0 | 0 | 0 | 0 | 0 | 0 | 0 | 0 | 0 | 0 | 0 | 0 | 0 | 0 | 0 | 0 | 0 | 0 | 0 | 0 | 0 | 0 | [7 empty] | 0 | 0 | 0 | 0 | 0 | 0 | 0
| 445 |  |  | 0 | 0 | 0 | 0 | 0 | 0 | 0 |  | 1 | 1 | 1 | 1 | 1 | 1 | 1 | 0 | 0 | 0 | 0 | 0 | 0 | 0 | 0 | 0 | 0 | 0 | 0 | 0 | 0 | 0 | 0 | 0 | 0 | 0 | 0 | 0 | 0 | 0 | 0 | 0 | 0 | 0 | 0 | 0 | 0 | 0 | 0 | 0 | 0 | 0 | [7 empty] | 0 | 0 | 0 | 0 | 0 | 0 | 0
| 446 |  |  | 0 | 0 | 0 | 0 | 0 | 0 | 0 |  | 1 | 1 | 1 | 1 | 1 | 1 | 1 | 0 | 0 | 0 | 0 | 0 | 0 | 0 | 0 | 0 | 0 | 0 | 0 | 0 | 0 | 0 | 0 | 0 | 0 | 0 | 0 | 0 | 0 | 0 | 0 | 0 | 0 | 0 | 0 | 0 | 0 | 0 | 0 | 0 | 0 | 0 | [7 empty] | 0 | 0 | 0 | 0 | 0 | 0 | 0
| 447 |  |  | 0 | 0 | 0 | 0 | 0 | 0 | 0 |  | 1 | 1 | 1 | 1 | 1 | 1 | 1 | 0 | 0 | 0 | 0 | 0 | 0 | 0 | 0 | 0 | 0 | 0 | 0 | 0 | 0 | 0 | 0 | 0 | 0 | 0 | 0 | 0 | 0 | 0 | 0 | 0 | 0 | 0 | 0 | 0 | 0 | 0 | 0 | 0 | 0 | 0 | [7 empty] | 0 | 0 | 0 | 0 | 0 | 0 | 0
| 448 |  |  | 0 | 0 | 0 | 0 | 0 | 0 | 0 |  | 1 | 1 | 1 | 1 | 1 | 1 | 1 | 0 | 0 | 0 | 0 | 0 | 0 | 0 | 0 | 0 | 0 | 0 | 0 | 0 | 0 | 0 | 0 | 0 | 0 | 0 | 0 | 0 | 0 | 0 | 0 | 0 | 0 | 0 | 0 | 0 | 0 | 0 | 0 | 0 | 0 | 0 | [7 empty] | 0 | 0 | 0 | 0 | 0 | 0 | 0
| 449 |  |  | 0 | 0 | 0 | 0 | 0 | 0 | 0 |  | 1 | 1 | 1 | 1 | 1 | 1 | 1 | 0 | 0 | 0 | 0 | 0 | 0 | 0 | 0 | 0 | 0 | 0 | 0 | 0 | 0 | 0 | 0 | 0 | 0 | 0 | 0 | 0 | 0 | 0 | 0 | 0 | 0 | 0 | 0 | 0 | 0 | 0 | 0 | 0 | 0 | 0 | [7 empty] | 0 | 0 | 0 | 0 | 0 | 0 | 0
| 450 |  |  | 0 | 0 | 0 | 0 | 0 | 0 | 0 |  | 1 | 1 | 1 | 1 | 1 | 1 | 1 | 0 | 0 | 0 | 0 | 0 | 0 | 0 | 0 | 0 | 0 | 0 | 0 | 0 | 0 | 0 | 0 | 0 | 0 | 0 | 0 | 0 | 0 | 0 | 0 | 0 | 0 | 0 | 0 | 0 | 0 | 0 | 0 | 0 | 0 | 0 | [7 empty] | 0 | 0 | 0 | 0 | 0 | 0 | 0
| 451 |  |  | 0 | 0 | 0 | 0 | 0 | 0 | 0 |  | 1 | 1 | 1 | 1 | 1 | 1 | 1 | 0 | 0 | 0 | 0 | 0 | 0 | 0 | 0 | 0 | 0 | 0 | 0 | 0 | 0 | 0 | 0 | 0 | 0 | 0 | 0 | 0 | 0 | 0 | 0 | 0 | 0 | 0 | 0 | 0 | 0 | 0 | 0 | 0 | 0 | 0 | [7 empty] | 0 | 0 | 0 | 0 | 0 | 0 | 0
| 452 |  |  | 0 | 0 | 0 | 0 | 0 | 0 | 0 |  | 1 | 1 | 1 | 1 | 1 | 1 | 1 | 0 | 0 | 0 | 0 | 0 | 0 | 0 | 0 | 0 | 0 | 0 | 0 | 0 | 0 | 0 | 0 | 0 | 0 | 0 | 0 | 0 | 0 | 0 | 0 | 0 | 0 | 0 | 0 | 0 | 0 | 0 | 0 | 0 | 0 | 0 | [7 empty] | 0 | 0 | 0 | 0 | 0 | 0 | 0
| 453 |  |  | 0 | 0 | 0 | 0 | 0 | 0 | 0 |  | 1 | 1 | 1 | 1 | 1 | 1 | 1 | 0 | 0 | 0 | 0 | 0 | 0 | 0 | 0 | 0 | 0 | 0 | 0 | 0 | 0 | 0 | 0 | 0 | 0 | 0 | 0 | 0 | 0 | 0 | 0 | 0 | 0 | 0 | 0 | 0 | 0 | 0 | 0 | 0 | 0 | 0 | [7 empty] | 0 | 0 | 0 | 0 | 0 | 0 | 0
| 454 |  |  | 0 | 0 | 0 | 0 | 0 | 0 | 0 |  | 1 | 1 | 1 | 1 | 1 | 1 | 1 | 0 | 0 | 0 | 0 | 0 | 0 | 0 | 0 | 0 | 0 | 0 | 0 | 0 | 0 | 0 | 0 | 0 | 0 | 0 | 0 | 0 | 0 | 0 | 0 | 0 | 0 | 0 | 0 | 0 | 0 | 0 | 0 | 0 | 0 | 0 | [7 empty] | 0 | 0 | 0 | 0 | 0 | 0 | 0
| 455 |  |  | 0 | 0 | 0 | 0 | 0 | 0 | 0 |  | 1 | 1 | 1 | 1 | 1 | 1 | 1 | 0 | 0 | 0 | 0 | 0 | 0 | 0 | 0 | 0 | 0 | 0 | 0 | 0 | 0 | 0 | 0 | 0 | 0 | 0 | 0 | 0 | 0 | 0 | 0 | 0 | 0 | 0 | 0 | 0 | 0 | 0 | 0 | 0 | 0 | 0 | [7 empty] | 0 | 0 | 0 | 0 | 0 | 0 | 0
| 456 |  |  | 0 | 0 | 0 | 0 | 0 | 0 | 0 |  | 1 | 1 | 1 | 1 | 1 | 1 | 1 | 0 | 0 | 0 | 0 | 0 | 0 | 0 | 0 | 0 | 0 | 0 | 0 | 0 | 0 | 0 | 0 | 0 | 0 | 0 | 0 | 0 | 0 | 0 | 0 | 0 | 0 | 0 | 0 | 0 | 0 | 0 | 0 | 0 | 0 | 0 | [7 empty] | 0 | 0 | 0 | 0 | 0 | 0 | 0
| 457 |  |  | 0 | 0 | 0 | 0 | 0 | 0 | 0 |  | 1 | 1 | 1 | 1 | 1 | 1 | 1 | 0 | 0 | 0 | 0 | 0 | 0 | 0 | 0 | 0 | 0 | 0 | 0 | 0 | 0 | 0 | 0 | 0 | 0 | 0 | 0 | 0 | 0 | 0 | 0 | 0 | 0 | 0 | 0 | 0 | 0 | 0 | 0 | 0 | 0 | 0 | [7 empty] | 0 | 0 | 0 | 0 | 0 | 0 | 0
| 458 |  |  | 0 | 0 | 0 | 0 | 0 | 0 | 0 |  | 1 | 1 | 1 | 1 | 1 | 1 | 1 | 0 | 0 | 0 | 0 | 0 | 0 | 0 | 0 | 0 | 0 | 0 | 0 | 0 | 0 | 0 | 0 | 0 | 0 | 0 | 0 | 0 | 0 | 0 | 0 | 0 | 0 | 0 | 0 | 0 | 0 | 0 | 0 | 0 | 0 | 0 | [7 empty] | 0 | 0 | 0 | 0 | 0 | 0 | 0
| 459 |  |  | 0 | 0 | 0 | 0 | 0 | 0 | 0 |  | 1 | 1 | 1 | 1 | 1 | 1 | 1 | 0 | 0 | 0 | 0 | 0 | 0 | 0 | 0 | 0 | 0 | 0 | 0 | 0 | 0 | 0 | 0 | 0 | 0 | 0 | 0 | 0 | 0 | 0 | 0 | 0 | 0 | 0 | 0 | 0 | 0 | 0 | 0 | 0 | 0 | 0 | [7 empty] | 0 | 0 | 0 | 0 | 0 | 0 | 0
| 460 |  |  | 0 | 0 | 0 | 0 | 0 | 0 | 0 |  | 1 | 1 | 1 | 1 | 1 | 1 | 1 | 0 | 0 | 0 | 0 | 0 | 0 | 0 | 0 | 0 | 0 | 0 | 0 | 0 | 0 | 0 | 0 | 0 | 0 | 0 | 0 | 0 | 0 | 0 | 0 | 0 | 0 | 0 | 0 | 0 | 0 | 0 | 0 | 0 | 0 | 0 | [7 empty] | 0 | 0 | 0 | 0 | 0 | 0 | 0
| 461 |  |  | 0 | 0 | 0 | 0 | 0 | 0 | 0 |  | 1 | 1 | 1 | 1 | 1 | 1 | 1 | 0 | 0 | 0 | 0 | 0 | 0 | 0 | 0 | 0 | 0 | 0 | 0 | 0 | 0 | 0 | 0 | 0 | 0 | 0 | 0 | 0 | 0 | 0 | 0 | 0 | 0 | 0 | 0 | 0 | 0 | 0 | 0 | 0 | 0 | 0 | [7 empty] | 0 | 0 | 0 | 0 | 0 | 0 | 0
| 462 |  |  | 0 | 0 | 0 | 0 | 0 | 0 | 0 |  | 1 | 1 | 1 | 1 | 1 | 1 | 1 | 0 | 0 | 0 | 0 | 0 | 0 | 0 | 0 | 0 | 0 | 0 | 0 | 0 | 0 | 0 | 0 | 0 | 0 | 0 | 0 | 0 | 0 | 0 | 0 | 0 | 0 | 0 | 0 | 0 | 0 | 0 | 0 | 0 | 0 | 0 | [7 empty] | 0 | 0 | 0 | 0 | 0 | 0 | 0
| 463 |  |  | 0 | 0 | 0 | 0 | 0 | 0 | 0 |  | 1 | 1 | 1 | 1 | 1 | 1 | 1 | 0 | 0 | 0 | 0 | 0 | 0 | 0 | 0 | 0 | 0 | 0 | 0 | 0 | 0 | 0 | 0 | 0 | 0 | 0 | 0 | 0 | 0 | 0 | 0 | 0 | 0 | 0 | 0 | 0 | 0 | 0 | 0 | 0 | 0 | 0 | [7 empty] | 0 | 0 | 0 | 0 | 0 | 0 | 0
| 464 |  |  | 0 | 0 | 0 | 0 | 0 | 0 | 0 |  | 1 | 1 | 1 | 1 | 1 | 1 | 1 | 0 | 0 | 0 | 0 | 0 | 0 | 0 | 0 | 0 | 0 | 0 | 0 | 0 | 0 | 0 | 0 | 0 | 0 | 0 | 0 | 0 | 0 | 0 | 0 | 0 | 0 | 0 | 0 | 0 | 0 | 0 | 0 | 0 | 0 | 0 | [7 empty] | 0 | 0 | 0 | 0 | 0 | 0 | 0
| 465 |  |  | 0 | 0 | 0 | 0 | 0 | 0 | 0 |  | 1 | 1 | 1 | 1 | 1 | 1 | 1 | 0 | 0 | 0 | 0 | 0 | 0 | 0 | 0 | 0 | 0 | 0 | 0 | 0 | 0 | 0 | 0 | 0 | 0 | 0 | 0 | 0 | 0 | 0 | 0 | 0 | 0 | 0 | 0 | 0 | 0 | 0 | 0 | 0 | 0 | 0 | [7 empty] | 0 | 0 | 0 | 0 | 0 | 0 | 0
| 466 |  |  | 0 | 0 | 0 | 0 | 0 | 0 | 0 |  | 1 | 1 | 1 | 1 | 1 | 1 | 1 | 0 | 0 | 0 | 0 | 0 | 0 | 0 | 0 | 0 | 0 | 0 | 0 | 0 | 0 | 0 | 0 | 0 | 0 | 0 | 0 | 0 | 0 | 0 | 0 | 0 | 0 | 0 | 0 | 0 | 0 | 0 | 0 | 0 | 0 | 0 | [7 empty] | 0 | 0 | 0 | 0 | 0 | 0 | 0
| 467 |  |  | 0 | 0 | 0 | 0 | 0 | 0 | 0 |  | 1 | 1 | 1 | 1 | 1 | 1 | 1 | 0 | 0 | 0 | 0 | 0 | 0 | 0 | 0 | 0 | 0 | 0 | 0 | 0 | 0 | 0 | 0 | 0 | 0 | 0 | 0 | 0 | 0 | 0 | 0 | 0 | 0 | 0 | 0 | 0 | 0 | 0 | 0 | 0 | 0 | 0 | [7 empty] | 0 | 0 | 0 | 0 | 0 | 0 | 0
| 468 |  |  | 0 | 0 | 0 | 0 | 0 | 0 | 0 |  | 1 | 1 | 1 | 1 | 1 | 1 | 1 | 0 | 0 | 0 | 0 | 0 | 0 | 0 | 0 | 0 | 0 | 0 | 0 | 0 | 0 | 0 | 0 | 0 | 0 | 0 | 0 | 0 | 0 | 0 | 0 | 0 | 0 | 0 | 0 | 0 | 0 | 0 | 0 | 0 | 0 | 0 | [7 empty] | 0 | 0 | 0 | 0 | 0 | 0 | 0
| 469 |  |  | 0 | 0 | 0 | 0 | 0 | 0 | 0 |  | 1 | 1 | 1 | 1 | 1 | 1 | 1 | 0 | 0 | 0 | 0 | 0 | 0 | 0 | 0 | 0 | 0 | 0 | 0 | 0 | 0 | 0 | 0 | 0 | 0 | 0 | 0 | 0 | 0 | 0 | 0 | 0 | 0 | 0 | 0 | 0 | 0 | 0 | 0 | 0 | 0 | 0 | [7 empty] | 0 | 0 | 0 | 0 | 0 | 0 | 0
| 470 |  |  | 0 | 0 | 0 | 0 | 0 | 0 | 0 |  | 1 | 1 | 1 | 1 | 1 | 1 | 1 | 0 | 0 | 0 | 0 | 0 | 0 | 0 | 0 | 0 | 0 | 0 | 0 | 0 | 0 | 0 | 0 | 0 | 0 | 0 | 0 | 0 | 0 | 0 | 0 | 0 | 0 | 0 | 0 | 0 | 0 | 0 | 0 | 0 | 0 | 0 | [7 empty] | 0 | 0 | 0 | 0 | 0 | 0 | 0
| 471 |  |  | 0 | 0 | 0 | 0 | 0 | 0 | 0 |  | 1 | 1 | 1 | 1 | 1 | 1 | 1 | 0 | 0 | 0 | 0 | 0 | 0 | 0 | 0 | 0 | 0 | 0 | 0 | 0 | 0 | 0 | 0 | 0 | 0 | 0 | 0 | 0 | 0 | 0 | 0 | 0 | 0 | 0 | 0 | 0 | 0 | 0 | 0 | 0 | 0 | 0 | [7 empty] | 0 | 0 | 0 | 0 | 0 | 0 | 0
| 472 |  |  | 0 | 0 | 0 | 0 | 0 | 0 | 0 |  | 1 | 1 | 1 | 1 | 1 | 1 | 1 | 0 | 0 | 0 | 0 | 0 | 0 | 0 | 0 | 0 | 0 | 0 | 0 | 0 | 0 | 0 | 0 | 0 | 0 | 0 | 0 | 0 | 0 | 0 | 0 | 0 | 0 | 0 | 0 | 0 | 0 | 0 | 0 | 0 | 0 | 0 | [7 empty] | 0 | 0 | 0 | 0 | 0 | 0 | 0
| 473 |  |  | 0 | 0 | 0 | 0 | 0 | 0 | 0 |  | 1 | 1 | 1 | 1 | 1 | 1 | 1 | 0 | 0 | 0 | 0 | 0 | 0 | 0 | 0 | 0 | 0 | 0 | 0 | 0 | 0 | 0 | 0 | 0 | 0 | 0 | 0 | 0 | 0 | 0 | 0 | 0 | 0 | 0 | 0 | 0 | 0 | 0 | 0 | 0 | 0 | 0 | [7 empty] | 0 | 0 | 0 | 0 | 0 | 0 | 0
| 474 |  |  | 0 | 0 | 0 | 0 | 0 | 0 | 0 |  | 1 | 1 | 1 | 1 | 1 | 1 | 1 | 0 | 0 | 0 | 0 | 0 | 0 | 0 | 0 | 0 | 0 | 0 | 0 | 0 | 0 | 0 | 0 | 0 | 0 | 0 | 0 | 0 | 0 | 0 | 0 | 0 | 0 | 0 | 0 | 0 | 0 | 0 | 0 | 0 | 0 | 0 | [7 empty] | 0 | 0 | 0 | 0 | 0 | 0 | 0
| 475 |  |  | 0 | 0 | 0 | 0 | 0 | 0 | 0 |  | 1 | 1 | 1 | 1 | 1 | 1 | 1 | 0 | 0 | 0 | 0 | 0 | 0 | 0 | 0 | 0 | 0 | 0 | 0 | 0 | 0 | 0 | 0 | 0 | 0 | 0 | 0 | 0 | 0 | 0 | 0 | 0 | 0 | 0 | 0 | 0 | 0 | 0 | 0 | 0 | 0 | 0 | [7 empty] | 0 | 0 | 0 | 0 | 0 | 0 | 0
| 476 |  |  | 0 | 0 | 0 | 0 | 0 | 0 | 0 |  | 1 | 1 | 1 | 1 | 1 | 1 | 1 | 0 | 0 | 0 | 0 | 0 | 0 | 0 | 0 | 0 | 0 | 0 | 0 | 0 | 0 | 0 | 0 | 0 | 0 | 0 | 0 | 0 | 0 | 0 | 0 | 0 | 0 | 0 | 0 | 0 | 0 | 0 | 0 | 0 | 0 | 0 | [7 empty] | 0 | 0 | 0 | 0 | 0 | 0 | 0
| 477 |  |  | 0 | 0 | 0 | 0 | 0 | 0 | 0 |  | 1 | 1 | 1 | 1 | 1 | 1 | 1 | 0 | 0 | 0 | 0 | 0 | 0 | 0 | 0 | 0 | 0 | 0 | 0 | 0 | 0 | 0 | 0 | 0 | 0 | 0 | 0 | 0 | 0 | 0 | 0 | 0 | 0 | 0 | 0 | 0 | 0 | 0 | 0 | 0 | 0 | 0 | [7 empty] | 0 | 0 | 0 | 0 | 0 | 0 | 0
| 478 |  |  | 0 | 0 | 0 | 0 | 0 | 0 | 0 |  | 1 | 1 | 1 | 1 | 1 | 1 | 1 | 0 | 0 | 0 | 0 | 0 | 0 | 0 | 0 | 0 | 0 | 0 | 0 | 0 | 0 | 0 | 0 | 0 | 0 | 0 | 0 | 0 | 0 | 0 | 0 | 0 | 0 | 0 | 0 | 0 | 0 | 0 | 0 | 0 | 0 | 0 | [7 empty] | 0 | 0 | 0 | 0 | 0 | 0 | 0
| 479 |  |  | 0 | 0 | 0 | 0 | 0 | 0 | 0 |  | 1 | 1 | 1 | 1 | 1 | 1 | 1 | 0 | 0 | 0 | 0 | 0 | 0 | 0 | 0 | 0 | 0 | 0 | 0 | 0 | 0 | 0 | 0 | 0 | 0 | 0 | 0 | 0 | 0 | 0 | 0 | 0 | 0 | 0 | 0 | 0 | 0 | 0 | 0 | 0 | 0 | 0 | [7 empty] | 0 | 0 | 0 | 0 | 0 | 0 | 0
| 480 |  |  | 0 | 0 | 0 | 0 | 0 | 0 | 0 |  | 1 | 1 | 1 | 1 | 1 | 1 | 1 | 0 | 0 | 0 | 0 | 0 | 0 | 0 | 0 | 0 | 0 | 0 | 0 | 0 | 0 | 0 | 0 | 0 | 0 | 0 | 0 | 0 | 0 | 0 | 0 | 0 | 0 | 0 | 0 | 0 | 0 | 0 | 0 | 0 | 0 | 0 | [7 empty] | 0 | 0 | 0 | 0 | 0 | 0 | 0
| 481 |  |  | 0 | 0 | 0 | 0 | 0 | 0 | 0 |  | 1 | 1 | 1 | 1 | 1 | 1 | 1 | 0 | 0 | 0 | 0 | 0 | 0 | 0 | 0 | 0 | 0 | 0 | 0 | 0 | 0 | 0 | 0 | 0 | 0 | 0 | 0 | 0 | 0 | 0 | 0 | 0 | 0 | 0 | 0 | 0 | 0 | 0 | 0 | 0 | 0 | 0 | [7 empty] | 0 | 0 | 0 | 0 | 0 | 0 | 0
| 482 |  |  | 0 | 0 | 0 | 0 | 0 | 0 | 0 |  | 1 | 1 | 1 | 1 | 1 | 1 | 1 | 0 | 0 | 0 | 0 | 0 | 0 | 0 | 0 | 0 | 0 | 0 | 0 | 0 | 0 | 0 | 0 | 0 | 0 | 0 | 0 | 0 | 0 | 0 | 0 | 0 | 0 | 0 | 0 | 0 | 0 | 0 | 0 | 0 | 0 | 0 | [7 empty] | 0 | 0 | 0 | 0 | 0 | 0 | 0
| 483 |  |  | 0 | 0 | 0 | 0 | 0 | 0 | 0 |  | 1 | 1 | 1 | 1 | 1 | 1 | 1 | 0 | 0 | 0 | 0 | 0 | 0 | 0 | 0 | 0 | 0 | 0 | 0 | 0 | 0 | 0 | 0 | 0 | 0 | 0 | 0 | 0 | 0 | 0 | 0 | 0 | 0 | 0 | 0 | 0 | 0 | 0 | 0 | 0 | 0 | 0 | [7 empty] | 0 | 0 | 0 | 0 | 0 | 0 | 0
| 484 |  |  | 0 | 0 | 0 | 0 | 0 | 0 | 0 |  | 1 | 1 | 1 | 1 | 1 | 1 | 1 | 0 | 0 | 0 | 0 | 0 | 0 | 0 | 0 | 0 | 0 | 0 | 0 | 0 | 0 | 0 | 0 | 0 | 0 | 0 | 0 | 0 | 0 | 0 | 0 | 0 | 0 | 0 | 0 | 0 | 0 | 0 | 0 | 0 | 0 | 0 | [7 empty] | 0 | 0 | 0 | 0 | 0 | 0 | 0
| 485 |  |  | 0 | 0 | 0 | 0 | 0 | 0 | 0 |  | 1 | 1 | 1 | 1 | 1 | 1 | 1 | 0 | 0 | 0 | 0 | 0 | 0 | 0 | 0 | 0 | 0 | 0 | 0 | 0 | 0 | 0 | 0 | 0 | 0 | 0 | 0 | 0 | 0 | 0 | 0 | 0 | 0 | 0 | 0 | 0 | 0 | 0 | 0 | 0 | 0 | 0 | [7 empty] | 0 | 0 | 0 | 0 | 0 | 0 | 0
| 486 |  |  | 0 | 0 | 0 | 0 | 0 | 0 | 0 |  | 1 | 1 | 1 | 1 | 1 | 1 | 1 | 0 | 0 | 0 | 0 | 0 | 0 | 0 | 0 | 0 | 0 | 0 | 0 | 0 | 0 | 0 | 0 | 0 | 0 | 0 | 0 | 0 | 0 | 0 | 0 | 0 | 0 | 0 | 0 | 0 | 0 | 0 | 0 | 0 | 0 | 0 | [7 empty] | 0 | 0 | 0 | 0 | 0 | 0 | 0
| 487 |  |  | 0 | 0 | 0 | 0 | 0 | 0 | 0 |  | 1 | 1 | 1 | 1 | 1 | 1 | 1 | 0 | 0 | 0 | 0 | 0 | 0 | 0 | 0 | 0 | 0 | 0 | 0 | 0 | 0 | 0 | 0 | 0 | 0 | 0 | 0 | 0 | 0 | 0 | 0 | 0 | 0 | 0 | 0 | 0 | 0 | 0 | 0 | 0 | 0 | 0 | [7 empty] | 0 | 0 | 0 | 0 | 0 | 0 | 0
| 488 |  |  | 0 | 0 | 0 | 0 | 0 | 0 | 0 |  | 1 | 1 | 1 | 1 | 1 | 1 | 1 | 0 | 0 | 0 | 0 | 0 | 0 | 0 | 0 | 0 | 0 | 0 | 0 | 0 | 0 | 0 | 0 | 0 | 0 | 0 | 0 | 0 | 0 | 0 | 0 | 0 | 0 | 0 | 0 | 0 | 0 | 0 | 0 | 0 | 0 | 0 | [7 empty] | 0 | 0 | 0 | 0 | 0 | 0 | 0
| 489 |  |  | 0 | 0 | 0 | 0 | 0 | 0 | 0 |  | 1 | 1 | 1 | 1 | 1 | 1 | 1 | 0 | 0 | 0 | 0 | 0 | 0 | 0 | 0 | 0 | 0 | 0 | 0 | 0 | 0 | 0 | 0 | 0 | 0 | 0 | 0 | 0 | 0 | 0 | 0 | 0 | 0 | 0 | 0 | 0 | 0 | 0 | 0 | 0 | 0 | 0 | [7 empty] | 0 | 0 | 0 | 0 | 0 | 0 | 0
| 490 |  |  | 0 | 0 | 0 | 0 | 0 | 0 | 0 |  | 1 | 1 | 1 | 1 | 1 | 1 | 1 | 0 | 0 | 0 | 0 | 0 | 0 | 0 | 0 | 0 | 0 | 0 | 0 | 0 | 0 | 0 | 0 | 0 | 0 | 0 | 0 | 0 | 0 | 0 | 0 | 0 | 0 | 0 | 0 | 0 | 0 | 0 | 0 | 0 | 0 | 0 | [7 empty] | 0 | 0 | 0 | 0 | 0 | 0 | 0
| 491 |  |  | 0 | 0 | 0 | 0 | 0 | 0 | 0 |  | 1 | 1 | 1 | 1 | 1 | 1 | 1 | 0 | 0 | 0 | 0 | 0 | 0 | 0 | 0 | 0 | 0 | 0 | 0 | 0 | 0 | 0 | 0 | 0 | 0 | 0 | 0 | 0 | 0 | 0 | 0 | 0 | 0 | 0 | 0 | 0 | 0 | 0 | 0 | 0 | 0 | 0 | [7 empty] | 0 | 0 | 0 | 0 | 0 | 0 | 0
| 492 |  |  | 0 | 0 | 0 | 0 | 0 | 0 | 0 |  | 1 | 1 | 1 | 1 | 1 | 1 | 1 | 0 | 0 | 0 | 0 | 0 | 0 | 0 | 0 | 0 | 0 | 0 | 0 | 0 | 0 | 0 | 0 | 0 | 0 | 0 | 0 | 0 | 0 | 0 | 0 | 0 | 0 | 0 | 0 | 0 | 0 | 0 | 0 | 0 | 0 | 0 | [7 empty] | 0 | 0 | 0 | 0 | 0 | 0 | 0
| 493 |  |  | 0 | 0 | 0 | 0 | 0 | 0 | 0 |  | 1 | 1 | 1 | 1 | 1 | 1 | 1 | 0 | 0 | 0 | 0 | 0 | 0 | 0 | 0 | 0 | 0 | 0 | 0 | 0 | 0 | 0 | 0 | 0 | 0 | 0 | 0 | 0 | 0 | 0 | 0 | 0 | 0 | 0 | 0 | 0 | 0 | 0 | 0 | 0 | 0 | 0 | [7 empty] | 0 | 0 | 0 | 0 | 0 | 0 | 0
| 494 |  |  | 0 | 0 | 0 | 0 | 0 | 0 | 0 |  | 1 | 1 | 1 | 1 | 1 | 1 | 1 | 0 | 0 | 0 | 0 | 0 | 0 | 0 | 0 | 0 | 0 | 0 | 0 | 0 | 0 | 0 | 0 | 0 | 0 | 0 | 0 | 0 | 0 | 0 | 0 | 0 | 0 | 0 | 0 | 0 | 0 | 0 | 0 | 0 | 0 | 0 | [7 empty] | 0 | 0 | 0 | 0 | 0 | 0 | 0
| 495 |  |  | 0 | 0 | 0 | 0 | 0 | 0 | 0 |  | 1 | 1 | 1 | 1 | 1 | 1 | 1 | 0 | 0 | 0 | 0 | 0 | 0 | 0 | 0 | 0 | 0 | 0 | 0 | 0 | 0 | 0 | 0 | 0 | 0 | 0 | 0 | 0 | 0 | 0 | 0 | 0 | 0 | 0 | 0 | 0 | 0 | 0 | 0 | 0 | 0 | 0 | [7 empty] | 0 | 0 | 0 | 0 | 0 | 0 | 0
| 496 |  |  | 0 | 0 | 0 | 0 | 0 | 0 | 0 |  | 1 | 1 | 1 | 1 | 1 | 1 | 1 | 0 | 0 | 0 | 0 | 0 | 0 | 0 | 0 | 0 | 0 | 0 | 0 | 0 | 0 | 0 | 0 | 0 | 0 | 0 | 0 | 0 | 0 | 0 | 0 | 0 | 0 | 0 | 0 | 0 | 0 | 0 | 0 | 0 | 0 | 0 | [7 empty] | 0 | 0 | 0 | 0 | 0 | 0 | 0
| 497 |  |  | 0 | 0 | 0 | 0 | 0 | 0 | 0 |  | 1 | 1 | 1 | 1 | 1 | 1 | 1 | 0 | 0 | 0 | 0 | 0 | 0 | 0 | 0 | 0 | 0 | 0 | 0 | 0 | 0 | 0 | 0 | 0 | 0 | 0 | 0 | 0 | 0 | 0 | 0 | 0 | 0 | 0 | 0 | 0 | 0 | 0 | 0 | 0 | 0 | 0 | [7 empty] | 0 | 0 | 0 | 0 | 0 | 0 | 0
| 498 |  |  | 0 | 0 | 0 | 0 | 0 | 0 | 0 |  | 1 | 1 | 1 | 1 | 1 | 1 | 1 | 0 | 0 | 0 | 0 | 0 | 0 | 0 | 0 | 0 | 0 | 0 | 0 | 0 | 0 | 0 | 0 | 0 | 0 | 0 | 0 | 0 | 0 | 0 | 0 | 0 | 0 | 0 | 0 | 0 | 0 | 0 | 0 | 0 | 0 | 0 | [7 empty] | 0 | 0 | 0 | 0 | 0 | 0 | 0
| 499 |  |  | 0 | 0 | 0 | 0 | 0 | 0 | 0 |  | 1 | 1 | 1 | 1 | 1 | 1 | 1 | 0 | 0 | 0 | 0 | 0 | 0 | 0 | 0 | 0 | 0 | 0 | 0 | 0 | 0 | 0 | 0 | 0 | 0 | 0 | 0 | 0 | 0 | 0 | 0 | 0 | 0 | 0 | 0 | 0 | 0 | 0 | 0 | 0 | 0 | 0 | [7 empty] | 0 | 0 | 0 | 0 | 0 | 0 | 0
| 500 |  |  | 0 | 0 | 0 | 0 | 0 | 0 | 0 |  | 1 | 1 | 1 | 1 | 1 | 1 | 1 | 0 | 0 | 0 | 0 | 0 | 0 | 0 | 0 | 0 | 0 | 0 | 0 | 0 | 0 | 0 | 0 | 0 | 0 | 0 | 0 | 0 | 0 | 0 | 0 | 0 | 0 | 0 | 0 | 0 | 0 | 0 | 0 | 0 | 0 | 0 | [7 empty] | 0 | 0 | 0 | 0 | 0 | 0 | 0
| 501 |  |  | 0 | 0 | 0 | 0 | 0 | 0 | 0 |  | 1 | 1 | 1 | 1 | 1 | 1 | 1 | 0 | 0 | 0 | 0 | 0 | 0 | 0 | 0 | 0 | 0 | 0 | 0 | 0 | 0 | 0 | 0 | 0 | 0 | 0 | 0 | 0 | 0 | 0 | 0 | 0 | 0 | 0 | 0 | 0 | 0 | 0 | 0 | 0 | 0 | 0 | [7 empty] | 0 | 0 | 0 | 0 | 0 | 0 | 0
| 502 |  |  | 0 | 0 | 0 | 0 | 0 | 0 | 0 |  | 1 | 1 | 1 | 1 | 1 | 1 | 1 | 0 | 0 | 0 | 0 | 0 | 0 | 0 | 0 | 0 | 0 | 0 | 0 | 0 | 0 | 0 | 0 | 0 | 0 | 0 | 0 | 0 | 0 | 0 | 0 | 0 | 0 | 0 | 0 | 0 | 0 | 0 | 0 | 0 | 0 | 0 | [7 empty] | 0 | 0 | 0 | 0 | 0 | 0 | 0
| 503 |  |  | 0 | 0 | 0 | 0 | 0 | 0 | 0 |  | 1 | 1 | 1 | 1 | 1 | 1 | 1 | 0 | 0 | 0 | 0 | 0 | 0 | 0 | 0 | 0 | 0 | 0 | 0 | 0 | 0 | 0 | 0 | 0 | 0 | 0 | 0 | 0 | 0 | 0 | 0 | 0 | 0 | 0 | 0 | 0 | 0 | 0 | 0 | 0 | 0 | 0 | [7 empty] | 0 | 0 | 0 | 0 | 0 | 0 | 0
| 504 |  |  | 0 | 0 | 0 | 0 | 0 | 0 | 0 |  | 1 | 1 | 1 | 1 | 1 | 1 | 1 | 0 | 0 | 0 | 0 | 0 | 0 | 0 | 0 | 0 | 0 | 0 | 0 | 0 | 0 | 0 | 0 | 0 | 0 | 0 | 0 | 0 | 0 | 0 | 0 | 0 | 0 | 0 | 0 | 0 | 0 | 0 | 0 | 0 | 0 | 0 | [7 empty] | 0 | 0 | 0 | 0 | 0 | 0 | 0
| 505 |  |  | 0 | 0 | 0 | 0 | 0 | 0 | 0 |  | 1 | 1 | 1 | 1 | 1 | 1 | 1 | 0 | 0 | 0 | 0 | 0 | 0 | 0 | 0 | 0 | 0 | 0 | 0 | 0 | 0 | 0 | 0 | 0 | 0 | 0 | 0 | 0 | 0 | 0 | 0 | 0 | 0 | 0 | 0 | 0 | 0 | 0 | 0 | 0 | 0 | 0 | [7 empty] | 0 | 0 | 0 | 0 | 0 | 0 | 0
| 506 |  |  | 0 | 0 | 0 | 0 | 0 | 0 | 0 |  | 1 | 1 | 1 | 1 | 1 | 1 | 1 | 0 | 0 | 0 | 0 | 0 | 0 | 0 | 0 | 0 | 0 | 0 | 0 | 0 | 0 | 0 | 0 | 0 | 0 | 0 | 0 | 0 | 0 | 0 | 0 | 0 | 0 | 0 | 0 | 0 | 0 | 0 | 0 | 0 | 0 | 0 | [7 empty] | 0 | 0 | 0 | 0 | 0 | 0 | 0
| 507 |  |  | 0 | 0 | 0 | 0 | 0 | 0 | 0 |  | 1 | 1 | 1 | 1 | 1 | 1 | 1 | 0 | 0 | 0 | 0 | 0 | 0 | 0 | 0 | 0 | 0 | 0 | 0 | 0 | 0 | 0 | 0 | 0 | 0 | 0 | 0 | 0 | 0 | 0 | 0 | 0 | 0 | 0 | 0 | 0 | 0 | 0 | 0 | 0 | 0 | 0 | [7 empty] | 0 | 0 | 0 | 0 | 0 | 0 | 0
| 508 |  |  | 0 | 0 | 0 | 0 | 0 | 0 | 0 |  | 1 | 1 | 1 | 1 | 1 | 1 | 1 | 0 | 0 | 0 | 0 | 0 | 0 | 0 | 0 | 0 | 0 | 0 | 0 | 0 | 0 | 0 | 0 | 0 | 0 | 0 | 0 | 0 | 0 | 0 | 0 | 0 | 0 | 0 | 0 | 0 | 0 | 0 | 0 | 0 | 0 | 0 | [7 empty] | 0 | 0 | 0 | 0 | 0 | 0 | 0
| 509 |  |  | 0 | 0 | 0 | 0 | 0 | 0 | 0 |  | 1 | 1 | 1 | 1 | 1 | 1 | 1 | 0 | 0 | 0 | 0 | 0 | 0 | 0 | 0 | 0 | 0 | 0 | 0 | 0 | 0 | 0 | 0 | 0 | 0 | 0 | 0 | 0 | 0 | 0 | 0 | 0 | 0 | 0 | 0 | 0 | 0 | 0 | 0 | 0 | 0 | 0 | [7 empty] | 0 | 0 | 0 | 0 | 0 | 0 | 0
| 510 |  |  | 0 | 0 | 0 | 0 | 0 | 0 | 0 |  | 1 | 1 | 1 | 1 | 1 | 1 | 1 | 0 | 0 | 0 | 0 | 0 | 0 | 0 | 0 | 0 | 0 | 0 | 0 | 0 | 0 | 0 | 0 | 0 | 0 | 0 | 0 | 0 | 0 | 0 | 0 | 0 | 0 | 0 | 0 | 0 | 0 | 0 | 0 | 0 | 0 | 0 | [7 empty] | 0 | 0 | 0 | 0 | 0 | 0 | 0
| 511 |  |  | 0 | 0 | 0 | 0 | 0 | 0 | 0 |  | 1 | 1 | 1 | 1 | 1 | 1 | 1 | 0 | 0 | 0 | 0 | 0 | 0 | 0 | 0 | 0 | 0 | 0 | 0 | 0 | 0 | 0 | 0 | 0 | 0 | 0 | 0 | 0 | 0 | 0 | 0 | 0 | 0 | 0 | 0 | 0 | 0 | 0 | 0 | 0 | 0 | 0 | [7 empty] | 0 | 0 | 0 | 0 | 0 | 0 | 0
| 512 |  |  | 0 | 0 | 0 | 0 | 0 | 0 | 0 |  | 1 | 1 | 1 | 1 | 1 | 1 | 1 | 0 | 0 | 0 | 0 | 0 | 0 | 0 | 0 | 0 | 0 | 0 | 0 | 0 | 0 | 0 | 0 | 0 | 0 | 0 | 0 | 0 | 0 | 0 | 0 | 0 | 0 | 0 | 0 | 0 | 0 | 0 | 0 | 0 | 0 | 0 | [7 empty] | 0 | 0 | 0 | 0 | 0 | 0 | 0
| 513 |  |  | 0 | 0 | 0 | 0 | 0 | 0 | 0 |  | 1 | 1 | 1 | 1 | 1 | 1 | 1 | 0 | 0 | 0 | 0 | 0 | 0 | 0 | 0 | 0 | 0 | 0 | 0 | 0 | 0 | 0 | 0 | 0 | 0 | 0 | 0 | 0 | 0 | 0 | 0 | 0 | 0 | 0 | 0 | 0 | 0 | 0 | 0 | 0 | 0 | 0 | [7 empty] | 0 | 0 | 0 | 0 | 0 | 0 | 0
| 514 |  |  | 0 | 0 | 0 | 0 | 0 | 0 | 0 |  | 1 | 1 | 1 | 1 | 1 | 1 | 1 | 0 | 0 | 0 | 0 | 0 | 0 | 0 | 0 | 0 | 0 | 0 | 0 | 0 | 0 | 0 | 0 | 0 | 0 | 0 | 0 | 0 | 0 | 0 | 0 | 0 | 0 | 0 | 0 | 0 | 0 | 0 | 0 | 0 | 0 | 0 | [7 empty] | 0 | 0 | 0 | 0 | 0 | 0 | 0
| 515 |  |  | 0 | 0 | 0 | 0 | 0 | 0 | 0 |  | 1 | 1 | 1 | 1 | 1 | 1 | 1 | 0 | 0 | 0 | 0 | 0 | 0 | 0 | 0 | 0 | 0 | 0 | 0 | 0 | 0 | 0 | 0 | 0 | 0 | 0 | 0 | 0 | 0 | 0 | 0 | 0 | 0 | 0 | 0 | 0 | 0 | 0 | 0 | 0 | 0 | 0 | [7 empty] | 0 | 0 | 0 | 0 | 0 | 0 | 0
| 516 |  |  | 0 | 0 | 0 | 0 | 0 | 0 | 0 |  | 1 | 1 | 1 | 1 | 1 | 1 | 1 | 0 | 0 | 0 | 0 | 0 | 0 | 0 | 0 | 0 | 0 | 0 | 0 | 0 | 0 | 0 | 0 | 0 | 0 | 0 | 0 | 0 | 0 | 0 | 0 | 0 | 0 | 0 | 0 | 0 | 0 | 0 | 0 | 0 | 0 | 0 | [7 empty] | 0 | 0 | 0 | 0 | 0 | 0 | 0
| 517 |  |  | 0 | 0 | 0 | 0 | 0 | 0 | 0 |  | 1 | 1 | 1 | 1 | 1 | 1 | 1 | 0 | 0 | 0 | 0 | 0 | 0 | 0 | 0 | 0 | 0 | 0 | 0 | 0 | 0 | 0 | 0 | 0 | 0 | 0 | 0 | 0 | 0 | 0 | 0 | 0 | 0 | 0 | 0 | 0 | 0 | 0 | 0 | 0 | 0 | 0 | [7 empty] | 0 | 0 | 0 | 0 | 0 | 0 | 0
| 518 |  |  | 0 | 0 | 0 | 0 | 0 | 0 | 0 |  | 1 | 1 | 1 | 1 | 1 | 1 | 1 | 0 | 0 | 0 | 0 | 0 | 0 | 0 | 0 | 0 | 0 | 0 | 0 | 0 | 0 | 0 | 0 | 0 | 0 | 0 | 0 | 0 | 0 | 0 | 0 | 0 | 0 | 0 | 0 | 0 | 0 | 0 | 0 | 0 | 0 | 0 | [7 empty] | 0 | 0 | 0 | 0 | 0 | 0 | 0
| 519 |  |  | 0 | 0 | 0 | 0 | 0 | 0 | 0 |  | 1 | 1 | 1 | 1 | 1 | 1 | 1 | 0 | 0 | 0 | 0 | 0 | 0 | 0 | 0 | 0 | 0 | 0 | 0 | 0 | 0 | 0 | 0 | 0 | 0 | 0 | 0 | 0 | 0 | 0 | 0 | 0 | 0 | 0 | 0 | 0 | 0 | 0 | 0 | 0 | 0 | 0 | [7 empty] | 0 | 0 | 0 | 0 | 0 | 0 | 0
| 520 |  |  | 0 | 0 | 0 | 0 | 0 | 0 | 0 |  | 1 | 1 | 1 | 1 | 1 | 1 | 1 | 0 | 0 | 0 | 0 | 0 | 0 | 0 | 0 | 0 | 0 | 0 | 0 | 0 | 0 | 0 | 0 | 0 | 0 | 0 | 0 | 0 | 0 | 0 | 0 | 0 | 0 | 0 | 0 | 0 | 0 | 0 | 0 | 0 | 0 | 0 | [7 empty] | 0 | 0 | 0 | 0 | 0 | 0 | 0
| 521 |  |  | 0 | 0 | 0 | 0 | 0 | 0 | 0 |  | 1 | 1 | 1 | 1 | 1 | 1 | 1 | 0 | 0 | 0 | 0 | 0 | 0 | 0 | 0 | 0 | 0 | 0 | 0 | 0 | 0 | 0 | 0 | 0 | 0 | 0 | 0 | 0 | 0 | 0 | 0 | 0 | 0 | 0 | 0 | 0 | 0 | 0 | 0 | 0 | 0 | 0 | [7 empty] | 0 | 0 | 0 | 0 | 0 | 0 | 0
| 522 |  |  | 0 | 0 | 0 | 0 | 0 | 0 | 0 |  | 1 | 1 | 1 | 1 | 1 | 1 | 1 | 0 | 0 | 0 | 0 | 0 | 0 | 0 | 0 | 0 | 0 | 0 | 0 | 0 | 0 | 0 | 0 | 0 | 0 | 0 | 0 | 0 | 0 | 0 | 0 | 0 | 0 | 0 | 0 | 0 | 0 | 0 | 0 | 0 | 0 | 0 | [7 empty] | 0 | 0 | 0 | 0 | 0 | 0 | 0
| 523 |  |  | 0 | 0 | 0 | 0 | 0 | 0 | 0 |  | 1 | 1 | 1 | 1 | 1 | 1 | 1 | 0 | 0 | 0 | 0 | 0 | 0 | 0 | 0 | 0 | 0 | 0 | 0 | 0 | 0 | 0 | 0 | 0 | 0 | 0 | 0 | 0 | 0 | 0 | 0 | 0 | 0 | 0 | 0 | 0 | 0 | 0 | 0 | 0 | 0 | 0 | [7 empty] | 0 | 0 | 0 | 0 | 0 | 0 | 0
| 524 |  |  | 0 | 0 | 0 | 0 | 0 | 0 | 0 |  | 1 | 1 | 1 | 1 | 1 | 1 | 1 | 0 | 0 | 0 | 0 | 0 | 0 | 0 | 0 | 0 | 0 | 0 | 0 | 0 | 0 | 0 | 0 | 0 | 0 | 0 | 0 | 0 | 0 | 0 | 0 | 0 | 0 | 0 | 0 | 0 | 0 | 0 | 0 | 0 | 0 | 0 | [7 empty] | 0 | 0 | 0 | 0 | 0 | 0 | 0
| 525 |  |  | 0 | 0 | 0 | 0 | 0 | 0 | 0 |  | 1 | 1 | 1 | 1 | 1 | 1 | 1 | 0 | 0 | 0 | 0 | 0 | 0 | 0 | 0 | 0 | 0 | 0 | 0 | 0 | 0 | 0 | 0 | 0 | 0 | 0 | 0 | 0 | 0 | 0 | 0 | 0 | 0 | 0 | 0 | 0 | 0 | 0 | 0 | 0 | 0 | 0 | [7 empty] | 0 | 0 | 0 | 0 | 0 | 0 | 0
| 526 |  |  | 0 | 0 | 0 | 0 | 0 | 0 | 0 |  | 1 | 1 | 1 | 1 | 1 | 1 | 1 | 0 | 0 | 0 | 0 | 0 | 0 | 0 | 0 | 0 | 0 | 0 | 0 | 0 | 0 | 0 | 0 | 0 | 0 | 0 | 0 | 0 | 0 | 0 | 0 | 0 | 0 | 0 | 0 | 0 | 0 | 0 | 0 | 0 | 0 | 0 | [7 empty] | 0 | 0 | 0 | 0 | 0 | 0 | 0
| 527 |  |  | 0 | 0 | 0 | 0 | 0 | 0 | 0 |  | 1 | 1 | 1 | 1 | 1 | 1 | 1 | 0 | 0 | 0 | 0 | 0 | 0 | 0 | 0 | 0 | 0 | 0 | 0 | 0 | 0 | 0 | 0 | 0 | 0 | 0 | 0 | 0 | 0 | 0 | 0 | 0 | 0 | 0 | 0 | 0 | 0 | 0 | 0 | 0 | 0 | 0 | [7 empty] | 0 | 0 | 0 | 0 | 0 | 0 | 0
| 528 |  |  | 0 | 0 | 0 | 0 | 0 | 0 | 0 |  | 1 | 1 | 1 | 1 | 1 | 1 | 1 | 0 | 0 | 0 | 0 | 0 | 0 | 0 | 0 | 0 | 0 | 0 | 0 | 0 | 0 | 0 | 0 | 0 | 0 | 0 | 0 | 0 | 0 | 0 | 0 | 0 | 0 | 0 | 0 | 0 | 0 | 0 | 0 | 0 | 0 | 0 | [7 empty] | 0 | 0 | 0 | 0 | 0 | 0 | 0
| 529 |  |  | 0 | 0 | 0 | 0 | 0 | 0 | 0 |  | 1 | 1 | 1 | 1 | 1 | 1 | 1 | 0 | 0 | 0 | 0 | 0 | 0 | 0 | 0 | 0 | 0 | 0 | 0 | 0 | 0 | 0 | 0 | 0 | 0 | 0 | 0 | 0 | 0 | 0 | 0 | 0 | 0 | 0 | 0 | 0 | 0 | 0 | 0 | 0 | 0 | 0 | [7 empty] | 0 | 0 | 0 | 0 | 0 | 0 | 0
| 530 |  |  | 0 | 0 | 0 | 0 | 0 | 0 | 0 |  | 1 | 1 | 1 | 1 | 1 | 1 | 1 | 0 | 0 | 0 | 0 | 0 | 0 | 0 | 0 | 0 | 0 | 0 | 0 | 0 | 0 | 0 | 0 | 0 | 0 | 0 | 0 | 0 | 0 | 0 | 0 | 0 | 0 | 0 | 0 | 0 | 0 | 0 | 0 | 0 | 0 | 0 | [7 empty] | 0 | 0 | 0 | 0 | 0 | 0 | 0
| 531 |  |  | 0 | 0 | 0 | 0 | 0 | 0 | 0 |  | 1 | 1 | 1 | 1 | 1 | 1 | 1 | 0 | 0 | 0 | 0 | 0 | 0 | 0 | 0 | 0 | 0 | 0 | 0 | 0 | 0 | 0 | 0 | 0 | 0 | 0 | 0 | 0 | 0 | 0 | 0 | 0 | 0 | 0 | 0 | 0 | 0 | 0 | 0 | 0 | 0 | 0 | [7 empty] | 0 | 0 | 0 | 0 | 0 | 0 | 0
| 532 |  |  | 0 | 0 | 0 | 0 | 0 | 0 | 0 |  | 1 | 1 | 1 | 1 | 1 | 1 | 1 | 0 | 0 | 0 | 0 | 0 | 0 | 0 | 0 | 0 | 0 | 0 | 0 | 0 | 0 | 0 | 0 | 0 | 0 | 0 | 0 | 0 | 0 | 0 | 0 | 0 | 0 | 0 | 0 | 0 | 0 | 0 | 0 | 0 | 0 | 0 | [7 empty] | 0 | 0 | 0 | 0 | 0 | 0 | 0
| 533 |  |  | 0 | 0 | 0 | 0 | 0 | 0 | 0 |  | 1 | 1 | 1 | 1 | 1 | 1 | 1 | 0 | 0 | 0 | 0 | 0 | 0 | 0 | 0 | 0 | 0 | 0 | 0 | 0 | 0 | 0 | 0 | 0 | 0 | 0 | 0 | 0 | 0 | 0 | 0 | 0 | 0 | 0 | 0 | 0 | 0 | 0 | 0 | 0 | 0 | 0 | [7 empty] | 0 | 0 | 0 | 0 | 0 | 0 | 0
| 534 |  |  | 0 | 0 | 0 | 0 | 0 | 0 | 0 |  | 1 | 1 | 1 | 1 | 1 | 1 | 1 | 0 | 0 | 0 | 0 | 0 | 0 | 0 | 0 | 0 | 0 | 0 | 0 | 0 | 0 | 0 | 0 | 0 | 0 | 0 | 0 | 0 | 0 | 0 | 0 | 0 | 0 | 0 | 0 | 0 | 0 | 0 | 0 | 0 | 0 | 0 | [7 empty] | 0 | 0 | 0 | 0 | 0 | 0 | 0
| 535 |  |  | 0 | 0 | 0 | 0 | 0 | 0 | 0 |  | 1 | 1 | 1 | 1 | 1 | 1 | 1 | 0 | 0 | 0 | 0 | 0 | 0 | 0 | 0 | 0 | 0 | 0 | 0 | 0 | 0 | 0 | 0 | 0 | 0 | 0 | 0 | 0 | 0 | 0 | 0 | 0 | 0 | 0 | 0 | 0 | 0 | 0 | 0 | 0 | 0 | 0 | [7 empty] | 0 | 0 | 0 | 0 | 0 | 0 | 0
| 536 |  |  | 0 | 0 | 0 | 0 | 0 | 0 | 0 |  | 1 | 1 | 1 | 1 | 1 | 1 | 1 | 0 | 0 | 0 | 0 | 0 | 0 | 0 | 0 | 0 | 0 | 0 | 0 | 0 | 0 | 0 | 0 | 0 | 0 | 0 | 0 | 0 | 0 | 0 | 0 | 0 | 0 | 0 | 0 | 0 | 0 | 0 | 0 | 0 | 0 | 0 | [7 empty] | 0 | 0 | 0 | 0 | 0 | 0 | 0
| 537 |  |  | 0 | 0 | 0 | 0 | 0 | 0 | 0 |  | 1 | 1 | 1 | 1 | 1 | 1 | 1 | 0 | 0 | 0 | 0 | 0 | 0 | 0 | 0 | 0 | 0 | 0 | 0 | 0 | 0 | 0 | 0 | 0 | 0 | 0 | 0 | 0 | 0 | 0 | 0 | 0 | 0 | 0 | 0 | 0 | 0 | 0 | 0 | 0 | 0 | 0 | [7 empty] | 0 | 0 | 0 | 0 | 0 | 0 | 0
| 538 |  |  | 0 | 0 | 0 | 0 | 0 | 0 | 0 |  | 1 | 1 | 1 | 1 | 1 | 1 | 1 | 0 | 0 | 0 | 0 | 0 | 0 | 0 | 0 | 0 | 0 | 0 | 0 | 0 | 0 | 0 | 0 | 0 | 0 | 0 | 0 | 0 | 0 | 0 | 0 | 0 | 0 | 0 | 0 | 0 | 0 | 0 | 0 | 0 | 0 | 0 | [7 empty] | 0 | 0 | 0 | 0 | 0 | 0 | 0
| 539 |  |  | 0 | 0 | 0 | 0 | 0 | 0 | 0 |  | 1 | 1 | 1 | 1 | 1 | 1 | 1 | 0 | 0 | 0 | 0 | 0 | 0 | 0 | 0 | 0 | 0 | 0 | 0 | 0 | 0 | 0 | 0 | 0 | 0 | 0 | 0 | 0 | 0 | 0 | 0 | 0 | 0 | 0 | 0 | 0 | 0 | 0 | 0 | 0 | 0 | 0 | [7 empty] | 0 | 0 | 0 | 0 | 0 | 0 | 0
| 540 |  |  | 0 | 0 | 0 | 0 | 0 | 0 | 0 |  | 1 | 1 | 1 | 1 | 1 | 1 | 1 | 0 | 0 | 0 | 0 | 0 | 0 | 0 | 0 | 0 | 0 | 0 | 0 | 0 | 0 | 0 | 0 | 0 | 0 | 0 | 0 | 0 | 0 | 0 | 0 | 0 | 0 | 0 | 0 | 0 | 0 | 0 | 0 | 0 | 0 | 0 | [7 empty] | 0 | 0 | 0 | 0 | 0 | 0 | 0
| 541 |  |  | 0 | 0 | 0 | 0 | 0 | 0 | 0 |  | 1 | 1 | 1 | 1 | 1 | 1 | 1 | 0 | 0 | 0 | 0 | 0 | 0 | 0 | 0 | 0 | 0 | 0 | 0 | 0 | 0 | 0 | 0 | 0 | 0 | 0 | 0 | 0 | 0 | 0 | 0 | 0 | 0 | 0 | 0 | 0 | 0 | 0 | 0 | 0 | 0 | 0 | [7 empty] | 0 | 0 | 0 | 0 | 0 | 0 | 0
| 542 |  |  | 0 | 0 | 0 | 0 | 0 | 0 | 0 |  | 1 | 1 | 1 | 1 | 1 | 1 | 1 | 0 | 0 | 0 | 0 | 0 | 0 | 0 | 0 | 0 | 0 | 0 | 0 | 0 | 0 | 0 | 0 | 0 | 0 | 0 | 0 | 0 | 0 | 0 | 0 | 0 | 0 | 0 | 0 | 0 | 0 | 0 | 0 | 0 | 0 | 0 | [7 empty] | 0 | 0 | 0 | 0 | 0 | 0 | 0
| 543 |  |  | 0 | 0 | 0 | 0 | 0 | 0 | 0 |  | 1 | 1 | 1 | 1 | 1 | 1 | 1 | 0 | 0 | 0 | 0 | 0 | 0 | 0 | 0 | 0 | 0 | 0 | 0 | 0 | 0 | 0 | 0 | 0 | 0 | 0 | 0 | 0 | 0 | 0 | 0 | 0 | 0 | 0 | 0 | 0 | 0 | 0 | 0 | 0 | 0 | 0 | [7 empty] | 0 | 0 | 0 | 0 | 0 | 0 | 0
| 544 |  |  | 0 | 0 | 0 | 0 | 0 | 0 | 0 |  | 1 | 1 | 1 | 1 | 1 | 1 | 1 | 0 | 0 | 0 | 0 | 0 | 0 | 0 | 0 | 0 | 0 | 0 | 0 | 0 | 0 | 0 | 0 | 0 | 0 | 0 | 0 | 0 | 0 | 0 | 0 | 0 | 0 | 0 | 0 | 0 | 0 | 0 | 0 | 0 | 0 | 0 | [7 empty] | 0 | 0 | 0 | 0 | 0 | 0 | 0
| 545 |  |  | 0 | 0 | 0 | 0 | 0 | 0 | 0 |  | 1 | 1 | 1 | 1 | 1 | 1 | 1 | 0 | 0 | 0 | 0 | 0 | 0 | 0 | 0 | 0 | 0 | 0 | 0 | 0 | 0 | 0 | 0 | 0 | 0 | 0 | 0 | 0 | 0 | 0 | 0 | 0 | 0 | 0 | 0 | 0 | 0 | 0 | 0 | 0 | 0 | 0 | [7 empty] | 0 | 0 | 0 | 0 | 0 | 0 | 0
| 546 |  |  | 0 | 0 | 0 | 0 | 0 | 0 | 0 |  | 1 | 1 | 1 | 1 | 1 | 1 | 1 | 0 | 0 | 0 | 0 | 0 | 0 | 0 | 0 | 0 | 0 | 0 | 0 | 0 | 0 | 0 | 0 | 0 | 0 | 0 | 0 | 0 | 0 | 0 | 0 | 0 | 0 | 0 | 0 | 0 | 0 | 0 | 0 | 0 | 0 | 0 | [7 empty] | 0 | 0 | 0 | 0 | 0 | 0 | 0
| 547 |  |  | 0 | 0 | 0 | 0 | 0 | 0 | 0 |  | 1 | 1 | 1 | 1 | 1 | 1 | 1 | 0 | 0 | 0 | 0 | 0 | 0 | 0 | 0 | 0 | 0 | 0 | 0 | 0 | 0 | 0 | 0 | 0 | 0 | 0 | 0 | 0 | 0 | 0 | 0 | 0 | 0 | 0 | 0 | 0 | 0 | 0 | 0 | 0 | 0 | 0 | [7 empty] | 0 | 0 | 0 | 0 | 0 | 0 | 0
| 548 |  |  | 0 | 0 | 0 | 0 | 0 | 0 | 0 |  | 1 | 1 | 1 | 1 | 1 | 1 | 1 | 0 | 0 | 0 | 0 | 0 | 0 | 0 | 0 | 0 | 0 | 0 | 0 | 0 | 0 | 0 | 0 | 0 | 0 | 0 | 0 | 0 | 0 | 0 | 0 | 0 | 0 | 0 | 0 | 0 | 0 | 0 | 0 | 0 | 0 | 0 | [7 empty] | 0 | 0 | 0 | 0 | 0 | 0 | 0
| 549 |  |  | 0 | 0 | 0 | 0 | 0 | 0 | 0 |  | 1 | 1 | 1 | 1 | 1 | 1 | 1 | 0 | 0 | 0 | 0 | 0 | 0 | 0 | 0 | 0 | 0 | 0 | 0 | 0 | 0 | 0 | 0 | 0 | 0 | 0 | 0 | 0 | 0 | 0 | 0 | 0 | 0 | 0 | 0 | 0 | 0 | 0 | 0 | 0 | 0 | 0 | [7 empty] | 0 | 0 | 0 | 0 | 0 | 0 | 0
| 550 |  |  | 0 | 0 | 0 | 0 | 0 | 0 | 0 |  | 1 | 1 | 1 | 1 | 1 | 1 | 1 | 0 | 0 | 0 | 0 | 0 | 0 | 0 | 0 | 0 | 0 | 0 | 0 | 0 | 0 | 0 | 0 | 0 | 0 | 0 | 0 | 0 | 0 | 0 | 0 | 0 | 0 | 0 | 0 | 0 | 0 | 0 | 0 | 0 | 0 | 0 | [7 empty] | 0 | 0 | 0 | 0 | 0 | 0 | 0
| 551 |  |  | 0 | 0 | 0 | 0 | 0 | 0 | 0 |  | 1 | 1 | 1 | 1 | 1 | 1 | 1 | 0 | 0 | 0 | 0 | 0 | 0 | 0 | 0 | 0 | 0 | 0 | 0 | 0 | 0 | 0 | 0 | 0 | 0 | 0 | 0 | 0 | 0 | 0 | 0 | 0 | 0 | 0 | 0 | 0 | 0 | 0 | 0 | 0 | 0 | 0 | [7 empty] | 0 | 0 | 0 | 0 | 0 | 0 | 0
| 552 |  |  | 0 | 0 | 0 | 0 | 0 | 0 | 0 |  | 1 | 1 | 1 | 1 | 1 | 1 | 1 | 0 | 0 | 0 | 0 | 0 | 0 | 0 | 0 | 0 | 0 | 0 | 0 | 0 | 0 | 0 | 0 | 0 | 0 | 0 | 0 | 0 | 0 | 0 | 0 | 0 | 0 | 0 | 0 | 0 | 0 | 0 | 0 | 0 | 0 | 0 | [7 empty] | 0 | 0 | 0 | 0 | 0 | 0 | 0
| 553 |  |  | 0 | 0 | 0 | 0 | 0 | 0 | 0 |  | 1 | 1 | 1 | 1 | 1 | 1 | 1 | 0 | 0 | 0 | 0 | 0 | 0 | 0 | 0 | 0 | 0 | 0 | 0 | 0 | 0 | 0 | 0 | 0 | 0 | 0 | 0 | 0 | 0 | 0 | 0 | 0 | 0 | 0 | 0 | 0 | 0 | 0 | 0 | 0 | 0 | 0 | [7 empty] | 0 | 0 | 0 | 0 | 0 | 0 | 0
| 554 |  |  | 0 | 0 | 0 | 0 | 0 | 0 | 0 |  | 1 | 1 | 1 | 1 | 1 | 1 | 1 | 0 | 0 | 0 | 0 | 0 | 0 | 0 | 0 | 0 | 0 | 0 | 0 | 0 | 0 | 0 | 0 | 0 | 0 | 0 | 0 | 0 | 0 | 0 | 0 | 0 | 0 | 0 | 0 | 0 | 0 | 0 | 0 | 0 | 0 | 0 | [7 empty] | 0 | 0 | 0 | 0 | 0 | 0 | 0
| 555 |  |  | 0 | 0 | 0 | 0 | 0 | 0 | 0 |  | 1 | 1 | 1 | 1 | 1 | 1 | 1 | 0 | 0 | 0 | 0 | 0 | 0 | 0 | 0 | 0 | 0 | 0 | 0 | 0 | 0 | 0 | 0 | 0 | 0 | 0 | 0 | 0 | 0 | 0 | 0 | 0 | 0 | 0 | 0 | 0 | 0 | 0 | 0 | 0 | 0 | 0 | [7 empty] | 0 | 0 | 0 | 0 | 0 | 0 | 0
| 556 |  |  | 0 | 0 | 0 | 0 | 0 | 0 | 0 |  | 1 | 1 | 1 | 1 | 1 | 1 | 1 | 0 | 0 | 0 | 0 | 0 | 0 | 0 | 0 | 0 | 0 | 0 | 0 | 0 | 0 | 0 | 0 | 0 | 0 | 0 | 0 | 0 | 0 | 0 | 0 | 0 | 0 | 0 | 0 | 0 | 0 | 0 | 0 | 0 | 0 | 0 | [7 empty] | 0 | 0 | 0 | 0 | 0 | 0 | 0
| 557 |  |  | 0 | 0 | 0 | 0 | 0 | 0 | 0 |  | 1 | 1 | 1 | 1 | 1 | 1 | 1 | 0 | 0 | 0 | 0 | 0 | 0 | 0 | 0 | 0 | 0 | 0 | 0 | 0 | 0 | 0 | 0 | 0 | 0 | 0 | 0 | 0 | 0 | 0 | 0 | 0 | 0 | 0 | 0 | 0 | 0 | 0 | 0 | 0 | 0 | 0 | [7 empty] | 0 | 0 | 0 | 0 | 0 | 0 | 0
| 558 |  |  | 0 | 0 | 0 | 0 | 0 | 0 | 0 |  | 1 | 1 | 1 | 1 | 1 | 1 | 1 | 0 | 0 | 0 | 0 | 0 | 0 | 0 | 0 | 0 | 0 | 0 | 0 | 0 | 0 | 0 | 0 | 0 | 0 | 0 | 0 | 0 | 0 | 0 | 0 | 0 | 0 | 0 | 0 | 0 | 0 | 0 | 0 | 0 | 0 | 0 | [7 empty] | 0 | 0 | 0 | 0 | 0 | 0 | 0
| 559 |  |  | 0 | 0 | 0 | 0 | 0 | 0 | 0 |  | 1 | 1 | 1 | 1 | 1 | 1 | 1 | 0 | 0 | 0 | 0 | 0 | 0 | 0 | 0 | 0 | 0 | 0 | 0 | 0 | 0 | 0 | 0 | 0 | 0 | 0 | 0 | 0 | 0 | 0 | 0 | 0 | 0 | 0 | 0 | 0 | 0 | 0 | 0 | 0 | 0 | 0 | [7 empty] | 0 | 0 | 0 | 0 | 0 | 0 | 0
| 560 |  |  | 0 | 0 | 0 | 0 | 0 | 0 | 0 |  | 1 | 1 | 1 | 1 | 1 | 1 | 1 | 0 | 0 | 0 | 0 | 0 | 0 | 0 | 0 | 0 | 0 | 0 | 0 | 0 | 0 | 0 | 0 | 0 | 0 | 0 | 0 | 0 | 0 | 0 | 0 | 0 | 0 | 0 | 0 | 0 | 0 | 0 | 0 | 0 | 0 | 0 | [7 empty] | 0 | 0 | 0 | 0 | 0 | 0 | 0
| 561 |  |  | 0 | 0 | 0 | 0 | 0 | 0 | 0 |  | 1 | 1 | 1 | 1 | 1 | 1 | 1 | 0 | 0 | 0 | 0 | 0 | 0 | 0 | 0 | 0 | 0 | 0 | 0 | 0 | 0 | 0 | 0 | 0 | 0 | 0 | 0 | 0 | 0 | 0 | 0 | 0 | 0 | 0 | 0 | 0 | 0 | 0 | 0 | 0 | 0 | 0 | [7 empty] | 0 | 0 | 0 | 0 | 0 | 0 | 0
| 562 |  |  | 0 | 0 | 0 | 0 | 0 | 0 | 0 |  | 1 | 1 | 1 | 1 | 1 | 1 | 1 | 0 | 0 | 0 | 0 | 0 | 0 | 0 | 0 | 0 | 0 | 0 | 0 | 0 | 0 | 0 | 0 | 0 | 0 | 0 | 0 | 0 | 0 | 0 | 0 | 0 | 0 | 0 | 0 | 0 | 0 | 0 | 0 | 0 | 0 | 0 | [7 empty] | 0 | 0 | 0 | 0 | 0 | 0 | 0
| 563 |  |  | 0 | 0 | 0 | 0 | 0 | 0 | 0 |  | 1 | 1 | 1 | 1 | 1 | 1 | 1 | 0 | 0 | 0 | 0 | 0 | 0 | 0 | 0 | 0 | 0 | 0 | 0 | 0 | 0 | 0 | 0 | 0 | 0 | 0 | 0 | 0 | 0 | 0 | 0 | 0 | 0 | 0 | 0 | 0 | 0 | 0 | 0 | 0 | 0 | 0 | [7 empty] | 0 | 0 | 0 | 0 | 0 | 0 | 0
| 564 |  |  | 0 | 0 | 0 | 0 | 0 | 0 | 0 |  | 1 | 1 | 1 | 1 | 1 | 1 | 1 | 0 | 0 | 0 | 0 | 0 | 0 | 0 | 0 | 0 | 0 | 0 | 0 | 0 | 0 | 0 | 0 | 0 | 0 | 0 | 0 | 0 | 0 | 0 | 0 | 0 | 0 | 0 | 0 | 0 | 0 | 0 | 0 | 0 | 0 | 0 | [7 empty] | 0 | 0 | 0 | 0 | 0 | 0 | 0
| 565 |  |  | 0 | 0 | 0 | 0 | 0 | 0 | 0 |  | 1 | 1 | 1 | 1 | 1 | 1 | 1 | 0 | 0 | 0 | 0 | 0 | 0 | 0 | 0 | 0 | 0 | 0 | 0 | 0 | 0 | 0 | 0 | 0 | 0 | 0 | 0 | 0 | 0 | 0 | 0 | 0 | 0 | 0 | 0 | 0 | 0 | 0 | 0 | 0 | 0 | 0 | [7 empty] | 0 | 0 | 0 | 0 | 0 | 0 | 0
| 566 |  |  | 0 | 0 | 0 | 0 | 0 | 0 | 0 |  | 1 | 1 | 1 | 1 | 1 | 1 | 1 | 0 | 0 | 0 | 0 | 0 | 0 | 0 | 0 | 0 | 0 | 0 | 0 | 0 | 0 | 0 | 0 | 0 | 0 | 0 | 0 | 0 | 0 | 0 | 0 | 0 | 0 | 0 | 0 | 0 | 0 | 0 | 0 | 0 | 0 | 0 | [7 empty] | 0 | 0 | 0 | 0 | 0 | 0 | 0
| 567 |  |  | 0 | 0 | 0 | 0 | 0 | 0 | 0 |  | 1 | 1 | 1 | 1 | 1 | 1 | 1 | 0 | 0 | 0 | 0 | 0 | 0 | 0 | 0 | 0 | 0 | 0 | 0 | 0 | 0 | 0 | 0 | 0 | 0 | 0 | 0 | 0 | 0 | 0 | 0 | 0 | 0 | 0 | 0 | 0 | 0 | 0 | 0 | 0 | 0 | 0 | [7 empty] | 0 | 0 | 0 | 0 | 0 | 0 | 0
| 568 |  |  | 0 | 0 | 0 | 0 | 0 | 0 | 0 |  | 1 | 1 | 1 | 1 | 1 | 1 | 1 | 0 | 0 | 0 | 0 | 0 | 0 | 0 | 0 | 0 | 0 | 0 | 0 | 0 | 0 | 0 | 0 | 0 | 0 | 0 | 0 | 0 | 0 | 0 | 0 | 0 | 0 | 0 | 0 | 0 | 0 | 0 | 0 | 0 | 0 | 0 | [7 empty] | 0 | 0 | 0 | 0 | 0 | 0 | 0
| 569 |  |  | 0 | 0 | 0 | 0 | 0 | 0 | 0 |  | 1 | 1 | 1 | 1 | 1 | 1 | 1 | 0 | 0 | 0 | 0 | 0 | 0 | 0 | 0 | 0 | 0 | 0 | 0 | 0 | 0 | 0 | 0 | 0 | 0 | 0 | 0 | 0 | 0 | 0 | 0 | 0 | 0 | 0 | 0 | 0 | 0 | 0 | 0 | 0 | 0 | 0 | [7 empty] | 0 | 0 | 0 | 0 | 0 | 0 | 0
| 570 |  |  | 0 | 0 | 0 | 0 | 0 | 0 | 0 |  | 1 | 1 | 1 | 1 | 1 | 1 | 1 | 0 | 0 | 0 | 0 | 0 | 0 | 0 | 0 | 0 | 0 | 0 | 0 | 0 | 0 | 0 | 0 | 0 | 0 | 0 | 0 | 0 | 0 | 0 | 0 | 0 | 0 | 0 | 0 | 0 | 0 | 0 | 0 | 0 | 0 | 0 | [7 empty] | 0 | 0 | 0 | 0 | 0 | 0 | 0
| 571 |  |  | 0 | 0 | 0 | 0 | 0 | 0 | 0 |  | 1 | 1 | 1 | 1 | 1 | 1 | 1 | 0 | 0 | 0 | 0 | 0 | 0 | 0 | 0 | 0 | 0 | 0 | 0 | 0 | 0 | 0 | 0 | 0 | 0 | 0 | 0 | 0 | 0 | 0 | 0 | 0 | 0 | 0 | 0 | 0 | 0 | 0 | 0 | 0 | 0 | 0 | [7 empty] | 0 | 0 | 0 | 0 | 0 | 0 | 0
| 572 |  |  | 0 | 0 | 0 | 0 | 0 | 0 | 0 |  | 1 | 1 | 1 | 1 | 1 | 1 | 1 | 0 | 0 | 0 | 0 | 0 | 0 | 0 | 0 | 0 | 0 | 0 | 0 | 0 | 0 | 0 | 0 | 0 | 0 | 0 | 0 | 0 | 0 | 0 | 0 | 0 | 0 | 0 | 0 | 0 | 0 | 0 | 0 | 0 | 0 | 0 | [7 empty] | 0 | 0 | 0 | 0 | 0 | 0 | 0
| 573 |  |  | 0 | 0 | 0 | 0 | 0 | 0 | 0 |  | 1 | 1 | 1 | 1 | 1 | 1 | 1 | 0 | 0 | 0 | 0 | 0 | 0 | 0 | 0 | 0 | 0 | 0 | 0 | 0 | 0 | 0 | 0 | 0 | 0 | 0 | 0 | 0 | 0 | 0 | 0 | 0 | 0 | 0 | 0 | 0 | 0 | 0 | 0 | 0 | 0 | 0 | [7 empty] | 0 | 0 | 0 | 0 | 0 | 0 | 0
| 574 |  |  | 0 | 0 | 0 | 0 | 0 | 0 | 0 |  | 1 | 1 | 1 | 1 | 1 | 1 | 1 | 0 | 0 | 0 | 0 | 0 | 0 | 0 | 0 | 0 | 0 | 0 | 0 | 0 | 0 | 0 | 0 | 0 | 0 | 0 | 0 | 0 | 0 | 0 | 0 | 0 | 0 | 0 | 0 | 0 | 0 | 0 | 0 | 0 | 0 | 0 | [7 empty] | 0 | 0 | 0 | 0 | 0 | 0 | 0
| 575 |  |  | 0 | 0 | 0 | 0 | 0 | 0 | 0 |  | 1 | 1 | 1 | 1 | 1 | 1 | 1 | 0 | 0 | 0 | 0 | 0 | 0 | 0 | 0 | 0 | 0 | 0 | 0 | 0 | 0 | 0 | 0 | 0 | 0 | 0 | 0 | 0 | 0 | 0 | 0 | 0 | 0 | 0 | 0 | 0 | 0 | 0 | 0 | 0 | 0 | 0 | [7 empty] | 0 | 0 | 0 | 0 | 0 | 0 | 0
| 576 |  |  | 0 | 0 | 0 | 0 | 0 | 0 | 0 |  | 1 | 1 | 1 | 1 | 1 | 1 | 1 | 0 | 0 | 0 | 0 | 0 | 0 | 0 | 0 | 0 | 0 | 0 | 0 | 0 | 0 | 0 | 0 | 0 | 0 | 0 | 0 | 0 | 0 | 0 | 0 | 0 | 0 | 0 | 0 | 0 | 0 | 0 | 0 | 0 | 0 | 0 | [7 empty] | 0 | 0 | 0 | 0 | 0 | 0 | 0
| 577 |  |  | 0 | 0 | 0 | 0 | 0 | 0 | 0 |  | 1 | 1 | 1 | 1 | 1 | 1 | 1 | 0 | 0 | 0 | 0 | 0 | 0 | 0 | 0 | 0 | 0 | 0 | 0 | 0 | 0 | 0 | 0 | 0 | 0 | 0 | 0 | 0 | 0 | 0 | 0 | 0 | 0 | 0 | 0 | 0 | 0 | 0 | 0 | 0 | 0 | 0 | [7 empty] | 0 | 0 | 0 | 0 | 0 | 0 | 0
| 578 |  |  | 0 | 0 | 0 | 0 | 0 | 0 | 0 |  | 1 | 1 | 1 | 1 | 1 | 1 | 1 | 0 | 0 | 0 | 0 | 0 | 0 | 0 | 0 | 0 | 0 | 0 | 0 | 0 | 0 | 0 | 0 | 0 | 0 | 0 | 0 | 0 | 0 | 0 | 0 | 0 | 0 | 0 | 0 | 0 | 0 | 0 | 0 | 0 | 0 | 0 | [7 empty] | 0 | 0 | 0 | 0 | 0 | 0 | 0
| 579 |  |  | 0 | 0 | 0 | 0 | 0 | 0 | 0 |  | 1 | 1 | 1 | 1 | 1 | 1 | 1 | 0 | 0 | 0 | 0 | 0 | 0 | 0 | 0 | 0 | 0 | 0 | 0 | 0 | 0 | 0 | 0 | 0 | 0 | 0 | 0 | 0 | 0 | 0 | 0 | 0 | 0 | 0 | 0 | 0 | 0 | 0 | 0 | 0 | 0 | 0 | [7 empty] | 0 | 0 | 0 | 0 | 0 | 0 | 0
| 580 |  |  | 0 | 0 | 0 | 0 | 0 | 0 | 0 |  | 1 | 1 | 1 | 1 | 1 | 1 | 1 | 0 | 0 | 0 | 0 | 0 | 0 | 0 | 0 | 0 | 0 | 0 | 0 | 0 | 0 | 0 | 0 | 0 | 0 | 0 | 0 | 0 | 0 | 0 | 0 | 0 | 0 | 0 | 0 | 0 | 0 | 0 | 0 | 0 | 0 | 0 | [7 empty] | 0 | 0 | 0 | 0 | 0 | 0 | 0
| 581 |  |  | 0 | 0 | 0 | 0 | 0 | 0 | 0 |  | 1 | 1 | 1 | 1 | 1 | 1 | 1 | 0 | 0 | 0 | 0 | 0 | 0 | 0 | 0 | 0 | 0 | 0 | 0 | 0 | 0 | 0 | 0 | 0 | 0 | 0 | 0 | 0 | 0 | 0 | 0 | 0 | 0 | 0 | 0 | 0 | 0 | 0 | 0 | 0 | 0 | 0 | [7 empty] | 0 | 0 | 0 | 0 | 0 | 0 | 0
| 582 |  |  | 0 | 0 | 0 | 0 | 0 | 0 | 0 |  | 1 | 1 | 1 | 1 | 1 | 1 | 1 | 0 | 0 | 0 | 0 | 0 | 0 | 0 | 0 | 0 | 0 | 0 | 0 | 0 | 0 | 0 | 0 | 0 | 0 | 0 | 0 | 0 | 0 | 0 | 0 | 0 | 0 | 0 | 0 | 0 | 0 | 0 | 0 | 0 | 0 | 0 | [7 empty] | 0 | 0 | 0 | 0 | 0 | 0 | 0
| 583 |  |  | 0 | 0 | 0 | 0 | 0 | 0 | 0 |  | 1 | 1 | 1 | 1 | 1 | 1 | 1 | 0 | 0 | 0 | 0 | 0 | 0 | 0 | 0 | 0 | 0 | 0 | 0 | 0 | 0 | 0 | 0 | 0 | 0 | 0 | 0 | 0 | 0 | 0 | 0 | 0 | 0 | 0 | 0 | 0 | 0 | 0 | 0 | 0 | 0 | 0 | [7 empty] | 0 | 0 | 0 | 0 | 0 | 0 | 0
| 584 |  |  | 0 | 0 | 0 | 0 | 0 | 0 | 0 |  | 1 | 1 | 1 | 1 | 1 | 1 | 1 | 0 | 0 | 0 | 0 | 0 | 0 | 0 | 0 | 0 | 0 | 0 | 0 | 0 | 0 | 0 | 0 | 0 | 0 | 0 | 0 | 0 | 0 | 0 | 0 | 0 | 0 | 0 | 0 | 0 | 0 | 0 | 0 | 0 | 0 | 0 | [7 empty] | 0 | 0 | 0 | 0 | 0 | 0 | 0
| 585 |  |  | 0 | 0 | 0 | 0 | 0 | 0 | 0 |  | 1 | 1 | 1 | 1 | 1 | 1 | 1 | 0 | 0 | 0 | 0 | 0 | 0 | 0 | 0 | 0 | 0 | 0 | 0 | 0 | 0 | 0 | 0 | 0 | 0 | 0 | 0 | 0 | 0 | 0 | 0 | 0 | 0 | 0 | 0 | 0 | 0 | 0 | 0 | 0 | 0 | 0 | [7 empty] | 0 | 0 | 0 | 0 | 0 | 0 | 0
| 586 |  |  | 0 | 0 | 0 | 0 | 0 | 0 | 0 |  | 1 | 1 | 1 | 1 | 1 | 1 | 1 | 0 | 0 | 0 | 0 | 0 | 0 | 0 | 0 | 0 | 0 | 0 | 0 | 0 | 0 | 0 | 0 | 0 | 0 | 0 | 0 | 0 | 0 | 0 | 0 | 0 | 0 | 0 | 0 | 0 | 0 | 0 | 0 | 0 | 0 | 0 | [7 empty] | 0 | 0 | 0 | 0 | 0 | 0 | 0
| 587 |  |  | 0 | 0 | 0 | 0 | 0 | 0 | 0 |  | 1 | 1 | 1 | 1 | 1 | 1 | 1 | 0 | 0 | 0 | 0 | 0 | 0 | 0 | 0 | 0 | 0 | 0 | 0 | 0 | 0 | 0 | 0 | 0 | 0 | 0 | 0 | 0 | 0 | 0 | 0 | 0 | 0 | 0 | 0 | 0 | 0 | 0 | 0 | 0 | 0 | 0 | [7 empty] | 0 | 0 | 0 | 0 | 0 | 0 | 0
| 588 |  |  | 0 | 0 | 0 | 0 | 0 | 0 | 0 |  | 1 | 1 | 1 | 1 | 1 | 1 | 1 | 0 | 0 | 0 | 0 | 0 | 0 | 0 | 0 | 0 | 0 | 0 | 0 | 0 | 0 | 0 | 0 | 0 | 0 | 0 | 0 | 0 | 0 | 0 | 0 | 0 | 0 | 0 | 0 | 0 | 0 | 0 | 0 | 0 | 0 | 0 | [7 empty] | 0 | 0 | 0 | 0 | 0 | 0 | 0
| 589 |  |  | 0 | 0 | 0 | 0 | 0 | 0 | 0 |  | 1 | 1 | 1 | 1 | 1 | 1 | 1 | 0 | 0 | 0 | 0 | 0 | 0 | 0 | 0 | 0 | 0 | 0 | 0 | 0 | 0 | 0 | 0 | 0 | 0 | 0 | 0 | 0 | 0 | 0 | 0 | 0 | 0 | 0 | 0 | 0 | 0 | 0 | 0 | 0 | 0 | 0 | [7 empty] | 0 | 0 | 0 | 0 | 0 | 0 | 0
| 590 |  |  | 0 | 0 | 0 | 0 | 0 | 0 | 0 |  | 1 | 1 | 1 | 1 | 1 | 1 | 1 | 0 | 0 | 0 | 0 | 0 | 0 | 0 | 0 | 0 | 0 | 0 | 0 | 0 | 0 | 0 | 0 | 0 | 0 | 0 | 0 | 0 | 0 | 0 | 0 | 0 | 0 | 0 | 0 | 0 | 0 | 0 | 0 | 0 | 0 | 0 | [7 empty] | 0 | 0 | 0 | 0 | 0 | 0 | 0
| 591 |  |  | 0 | 0 | 0 | 0 | 0 | 0 | 0 |  | 1 | 1 | 1 | 1 | 1 | 1 | 1 | 0 | 0 | 0 | 0 | 0 | 0 | 0 | 0 | 0 | 0 | 0 | 0 | 0 | 0 | 0 | 0 | 0 | 0 | 0 | 0 | 0 | 0 | 0 | 0 | 0 | 0 | 0 | 0 | 0 | 0 | 0 | 0 | 0 | 0 | 0 | [7 empty] | 0 | 0 | 0 | 0 | 0 | 0 | 0
| 592 |  |  | 0 | 0 | 0 | 0 | 0 | 0 | 0 |  | 1 | 1 | 1 | 1 | 1 | 1 | 1 | 0 | 0 | 0 | 0 | 0 | 0 | 0 | 0 | 0 | 0 | 0 | 0 | 0 | 0 | 0 | 0 | 0 | 0 | 0 | 0 | 0 | 0 | 0 | 0 | 0 | 0 | 0 | 0 | 0 | 0 | 0 | 0 | 0 | 0 | 0 | [7 empty] | 0 | 0 | 0 | 0 | 0 | 0 | 0
| 593 |  |  | 0 | 0 | 0 | 0 | 0 | 0 | 0 |  | 1 | 1 | 1 | 1 | 1 | 1 | 1 | 0 | 0 | 0 | 0 | 0 | 0 | 0 | 0 | 0 | 0 | 0 | 0 | 0 | 0 | 0 | 0 | 0 | 0 | 0 | 0 | 0 | 0 | 0 | 0 | 0 | 0 | 0 | 0 | 0 | 0 | 0 | 0 | 0 | 0 | 0 | [7 empty] | 0 | 0 | 0 | 0 | 0 | 0 | 0
| 594 |  |  | 0 | 0 | 0 | 0 | 0 | 0 | 0 |  | 1 | 1 | 1 | 1 | 1 | 1 | 1 | 0 | 0 | 0 | 0 | 0 | 0 | 0 | 0 | 0 | 0 | 0 | 0 | 0 | 0 | 0 | 0 | 0 | 0 | 0 | 0 | 0 | 0 | 0 | 0 | 0 | 0 | 0 | 0 | 0 | 0 | 0 | 0 | 0 | 0 | 0 | [7 empty] | 0 | 0 | 0 | 0 | 0 | 0 | 0
| 595 |  |  | 0 | 0 | 0 | 0 | 0 | 0 | 0 |  | 1 | 1 | 1 | 1 | 1 | 1 | 1 | 0 | 0 | 0 | 0 | 0 | 0 | 0 | 0 | 0 | 0 | 0 | 0 | 0 | 0 | 0 | 0 | 0 | 0 | 0 | 0 | 0 | 0 | 0 | 0 | 0 | 0 | 0 | 0 | 0 | 0 | 0 | 0 | 0 | 0 | 0 | [7 empty] | 0 | 0 | 0 | 0 | 0 | 0 | 0
| 596 |  |  | 0 | 0 | 0 | 0 | 0 | 0 | 0 |  | 1 | 1 | 1 | 1 | 1 | 1 | 1 | 0 | 0 | 0 | 0 | 0 | 0 | 0 | 0 | 0 | 0 | 0 | 0 | 0 | 0 | 0 | 0 | 0 | 0 | 0 | 0 | 0 | 0 | 0 | 0 | 0 | 0 | 0 | 0 | 0 | 0 | 0 | 0 | 0 | 0 | 0 | [7 empty] | 0 | 0 | 0 | 0 | 0 | 0 | 0
| 597 |  |  | 0 | 0 | 0 | 0 | 0 | 0 | 0 |  | 1 | 1 | 1 | 1 | 1 | 1 | 1 | 0 | 0 | 0 | 0 | 0 | 0 | 0 | 0 | 0 | 0 | 0 | 0 | 0 | 0 | 0 | 0 | 0 | 0 | 0 | 0 | 0 | 0 | 0 | 0 | 0 | 0 | 0 | 0 | 0 | 0 | 0 | 0 | 0 | 0 | 0 | [7 empty] | 0 | 0 | 0 | 0 | 0 | 0 | 0
| 598 |  |  | 0 | 0 | 0 | 0 | 0 | 0 | 0 |  | 1 | 1 | 1 | 1 | 1 | 1 | 1 | 0 | 0 | 0 | 0 | 0 | 0 | 0 | 0 | 0 | 0 | 0 | 0 | 0 | 0 | 0 | 0 | 0 | 0 | 0 | 0 | 0 | 0 | 0 | 0 | 0 | 0 | 0 | 0 | 0 | 0 | 0 | 0 | 0 | 0 | 0 | [7 empty] | 0 | 0 | 0 | 0 | 0 | 0 | 0
| 599 |  |  | 0 | 0 | 0 | 0 | 0 | 0 | 0 |  | 1 | 1 | 1 | 1 | 1 | 1 | 1 | 0 | 0 | 0 | 0 | 0 | 0 | 0 | 0 | 0 | 0 | 0 | 0 | 0 | 0 | 0 | 0 | 0 | 0 | 0 | 0 | 0 | 0 | 0 | 0 | 0 | 0 | 0 | 0 | 0 | 0 | 0 | 0 | 0 | 0 | 0 | [7 empty] | 0 | 0 | 0 | 0 | 0 | 0 | 0
| 600 |  |  | 0 | 0 | 0 | 0 | 0 | 0 | 0 |  | 1 | 1 | 1 | 1 | 1 | 1 | 1 | 0 | 0 | 0 | 0 | 0 | 0 | 0 | 0 | 0 | 0 | 0 | 0 | 0 | 0 | 0 | 0 | 0 | 0 | 0 | 0 | 0 | 0 | 0 | 0 | 0 | 0 | 0 | 0 | 0 | 0 | 0 | 0 | 0 | 0 | 0 | [7 empty] | 0 | 0 | 0 | 0 | 0 | 0 | 0
| 601 |  |  | 0 | 0 | 0 | 0 | 0 | 0 | 0 |  | 1 | 1 | 1 | 1 | 1 | 1 | 1 | 0 | 0 | 0 | 0 | 0 | 0 | 0 | 0 | 0 | 0 | 0 | 0 | 0 | 0 | 0 | 0 | 0 | 0 | 0 | 0 | 0 | 0 | 0 | 0 | 0 | 0 | 0 | 0 | 0 | 0 | 0 | 0 | 0 | 0 | 0 | [7 empty] | 0 | 0 | 0 | 0 | 0 | 0 | 0
| 602 |  |  | 0 | 0 | 0 | 0 | 0 | 0 | 0 |  | 1 | 1 | 1 | 1 | 1 | 1 | 1 | 0 | 0 | 0 | 0 | 0 | 0 | 0 | 0 | 0 | 0 | 0 | 0 | 0 | 0 | 0 | 0 | 0 | 0 | 0 | 0 | 0 | 0 | 0 | 0 | 0 | 0 | 0 | 0 | 0 | 0 | 0 | 0 | 0 | 0 | 0 | [7 empty] | 0 | 0 | 0 | 0 | 0 | 0 | 0
| 603 |  |  | 0 | 0 | 0 | 0 | 0 | 0 | 0 |  | 1 | 1 | 1 | 1 | 1 | 1 | 1 | 0 | 0 | 0 | 0 | 0 | 0 | 0 | 0 | 0 | 0 | 0 | 0 | 0 | 0 | 0 | 0 | 0 | 0 | 0 | 0 | 0 | 0 | 0 | 0 | 0 | 0 | 0 | 0 | 0 | 0 | 0 | 0 | 0 | 0 | 0 | [7 empty] | 0 | 0 | 0 | 0 | 0 | 0 | 0
| 604 |  |  | 0 | 0 | 0 | 0 | 0 | 0 | 0 |  | 1 | 1 | 1 | 1 | 1 | 1 | 1 | 0 | 0 | 0 | 0 | 0 | 0 | 0 | 0 | 0 | 0 | 0 | 0 | 0 | 0 | 0 | 0 | 0 | 0 | 0 | 0 | 0 | 0 | 0 | 0 | 0 | 0 | 0 | 0 | 0 | 0 | 0 | 0 | 0 | 0 | 0 | [7 empty] | 0 | 0 | 0 | 0 | 0 | 0 | 0
| 605 |  |  | 0 | 0 | 0 | 0 | 0 | 0 | 0 |  | 1 | 1 | 1 | 1 | 1 | 1 | 1 | 0 | 0 | 0 | 0 | 0 | 0 | 0 | 0 | 0 | 0 | 0 | 0 | 0 | 0 | 0 | 0 | 0 | 0 | 0 | 0 | 0 | 0 | 0 | 0 | 0 | 0 | 0 | 0 | 0 | 0 | 0 | 0 | 0 | 0 | 0 | [7 empty] | 0 | 0 | 0 | 0 | 0 | 0 | 0
| 606 |  |  | 0 | 0 | 0 | 0 | 0 | 0 | 0 |  | 1 | 1 | 1 | 1 | 1 | 1 | 1 | 0 | 0 | 0 | 0 | 0 | 0 | 0 | 0 | 0 | 0 | 0 | 0 | 0 | 0 | 0 | 0 | 0 | 0 | 0 | 0 | 0 | 0 | 0 | 0 | 0 | 0 | 0 | 0 | 0 | 0 | 0 | 0 | 0 | 0 | 0 | [7 empty] | 0 | 0 | 0 | 0 | 0 | 0 | 0
| 607 |  |  | 0 | 0 | 0 | 0 | 0 | 0 | 0 |  | 1 | 1 | 1 | 1 | 1 | 1 | 1 | 0 | 0 | 0 | 0 | 0 | 0 | 0 | 0 | 0 | 0 | 0 | 0 | 0 | 0 | 0 | 0 | 0 | 0 | 0 | 0 | 0 | 0 | 0 | 0 | 0 | 0 | 0 | 0 | 0 | 0 | 0 | 0 | 0 | 0 | 0 | [7 empty] | 0 | 0 | 0 | 0 | 0 | 0 | 0
| 608 |  |  | 0 | 0 | 0 | 0 | 0 | 0 | 0 |  | 1 | 1 | 1 | 1 | 1 | 1 | 1 | 0 | 0 | 0 | 0 | 0 | 0 | 0 | 0 | 0 | 0 | 0 | 0 | 0 | 0 | 0 | 0 | 0 | 0 | 0 | 0 | 0 | 0 | 0 | 0 | 0 | 0 | 0 | 0 | 0 | 0 | 0 | 0 | 0 | 0 | 0 | [7 empty] | 0 | 0 | 0 | 0 | 0 | 0 | 0
| 609 |  |  | 0 | 0 | 0 | 0 | 0 | 0 | 0 |  | 1 | 1 | 1 | 1 | 1 | 1 | 1 | 0 | 0 | 0 | 0 | 0 | 0 | 0 | 0 | 0 | 0 | 0 | 0 | 0 | 0 | 0 | 0 | 0 | 0 | 0 | 0 | 0 | 0 | 0 | 0 | 0 | 0 | 0 | 0 | 0 | 0 | 0 | 0 | 0 | 0 | 0 | [7 empty] | 0 | 0 | 0 | 0 | 0 | 0 | 0
| 610 |  |  | 0 | 0 | 0 | 0 | 0 | 0 | 0 |  | 1 | 1 | 1 | 1 | 1 | 1 | 1 | 0 | 0 | 0 | 0 | 0 | 0 | 0 | 0 | 0 | 0 | 0 | 0 | 0 | 0 | 0 | 0 | 0 | 0 | 0 | 0 | 0 | 0 | 0 | 0 | 0 | 0 | 0 | 0 | 0 | 0 | 0 | 0 | 0 | 0 | 0 | [7 empty] | 0 | 0 | 0 | 0 | 0 | 0 | 0
| 611 |  |  | 0 | 0 | 0 | 0 | 0 | 0 | 0 |  | 1 | 1 | 1 | 1 | 1 | 1 | 1 | 0 | 0 | 0 | 0 | 0 | 0 | 0 | 0 | 0 | 0 | 0 | 0 | 0 | 0 | 0 | 0 | 0 | 0 | 0 | 0 | 0 | 0 | 0 | 0 | 0 | 0 | 0 | 0 | 0 | 0 | 0 | 0 | 0 | 0 | 0 | [7 empty] | 0 | 0 | 0 | 0 | 0 | 0 | 0
| 612 |  |  | 0 | 0 | 0 | 0 | 0 | 0 | 0 |  | 1 | 1 | 1 | 1 | 1 | 1 | 1 | 0 | 0 | 0 | 0 | 0 | 0 | 0 | 0 | 0 | 0 | 0 | 0 | 0 | 0 | 0 | 0 | 0 | 0 | 0 | 0 | 0 | 0 | 0 | 0 | 0 | 0 | 0 | 0 | 0 | 0 | 0 | 0 | 0 | 0 | 0 | [7 empty] | 0 | 0 | 0 | 0 | 0 | 0 | 0
| 613 |  |  | 0 | 0 | 0 | 0 | 0 | 0 | 0 |  | 1 | 1 | 1 | 1 | 1 | 1 | 1 | 0 | 0 | 0 | 0 | 0 | 0 | 0 | 0 | 0 | 0 | 0 | 0 | 0 | 0 | 0 | 0 | 0 | 0 | 0 | 0 | 0 | 0 | 0 | 0 | 0 | 0 | 0 | 0 | 0 | 0 | 0 | 0 | 0 | 0 | 0 | [7 empty] | 0 | 0 | 0 | 0 | 0 | 0 | 0
| 614 |  |  | 0 | 0 | 0 | 0 | 0 | 0 | 0 |  | 1 | 1 | 1 | 1 | 1 | 1 | 1 | 0 | 0 | 0 | 0 | 0 | 0 | 0 | 0 | 0 | 0 | 0 | 0 | 0 | 0 | 0 | 0 | 0 | 0 | 0 | 0 | 0 | 0 | 0 | 0 | 0 | 0 | 0 | 0 | 0 | 0 | 0 | 0 | 0 | 0 | 0 | [7 empty] | 0 | 0 | 0 | 0 | 0 | 0 | 0
| 615 |  |  | 0 | 0 | 0 | 0 | 0 | 0 | 0 |  | 1 | 1 | 1 | 1 | 1 | 1 | 1 | 0 | 0 | 0 | 0 | 0 | 0 | 0 | 0 | 0 | 0 | 0 | 0 | 0 | 0 | 0 | 0 | 0 | 0 | 0 | 0 | 0 | 0 | 0 | 0 | 0 | 0 | 0 | 0 | 0 | 0 | 0 | 0 | 0 | 0 | 0 | [7 empty] | 0 | 0 | 0 | 0 | 0 | 0 | 0
| 616 |  |  | 0 | 0 | 0 | 0 | 0 | 0 | 0 |  | 1 | 1 | 1 | 1 | 1 | 1 | 1 | 0 | 0 | 0 | 0 | 0 | 0 | 0 | 0 | 0 | 0 | 0 | 0 | 0 | 0 | 0 | 0 | 0 | 0 | 0 | 0 | 0 | 0 | 0 | 0 | 0 | 0 | 0 | 0 | 0 | 0 | 0 | 0 | 0 | 0 | 0 | [7 empty] | 0 | 0 | 0 | 0 | 0 | 0 | 0
| 617 |  |  | 0 | 0 | 0 | 0 | 0 | 0 | 0 |  | 1 | 1 | 1 | 1 | 1 | 1 | 1 | 0 | 0 | 0 | 0 | 0 | 0 | 0 | 0 | 0 | 0 | 0 | 0 | 0 | 0 | 0 | 0 | 0 | 0 | 0 | 0 | 0 | 0 | 0 | 0 | 0 | 0 | 0 | 0 | 0 | 0 | 0 | 0 | 0 | 0 | 0 | [7 empty] | 0 | 0 | 0 | 0 | 0 | 0 | 0
| 618 |  |  | 0 | 0 | 0 | 0 | 0 | 0 | 0 |  | 1 | 1 | 1 | 1 | 1 | 1 | 1 | 0 | 0 | 0 | 0 | 0 | 0 | 0 | 0 | 0 | 0 | 0 | 0 | 0 | 0 | 0 | 0 | 0 | 0 | 0 | 0 | 0 | 0 | 0 | 0 | 0 | 0 | 0 | 0 | 0 | 0 | 0 | 0 | 0 | 0 | 0 | [7 empty] | 0 | 0 | 0 | 0 | 0 | 0 | 0
| 619 |  |  | 0 | 0 | 0 | 0 | 0 | 0 | 0 |  | 1 | 1 | 1 | 1 | 1 | 1 | 1 | 0 | 0 | 0 | 0 | 0 | 0 | 0 | 0 | 0 | 0 | 0 | 0 | 0 | 0 | 0 | 0 | 0 | 0 | 0 | 0 | 0 | 0 | 0 | 0 | 0 | 0 | 0 | 0 | 0 | 0 | 0 | 0 | 0 | 0 | 0 | [7 empty] | 0 | 0 | 0 | 0 | 0 | 0 | 0
| 620 |  |  | 0 | 0 | 0 | 0 | 0 | 0 | 0 |  | 1 | 1 | 1 | 1 | 1 | 1 | 1 | 0 | 0 | 0 | 0 | 0 | 0 | 0 | 0 | 0 | 0 | 0 | 0 | 0 | 0 | 0 | 0 | 0 | 0 | 0 | 0 | 0 | 0 | 0 | 0 | 0 | 0 | 0 | 0 | 0 | 0 | 0 | 0 | 0 | 0 | 0 | [7 empty] | 0 | 0 | 0 | 0 | 0 | 0 | 0
| 621 |  |  | 0 | 0 | 0 | 0 | 0 | 0 | 0 |  | 1 | 1 | 1 | 1 | 1 | 1 | 1 | 0 | 0 | 0 | 0 | 0 | 0 | 0 | 0 | 0 | 0 | 0 | 0 | 0 | 0 | 0 | 0 | 0 | 0 | 0 | 0 | 0 | 0 | 0 | 0 | 0 | 0 | 0 | 0 | 0 | 0 | 0 | 0 | 0 | 0 | 0 | [7 empty] | 0 | 0 | 0 | 0 | 0 | 0 | 0
| 622 |  |  | 0 | 0 | 0 | 0 | 0 | 0 | 0 |  | 1 | 1 | 1 | 1 | 1 | 1 | 1 | 0 | 0 | 0 | 0 | 0 | 0 | 0 | 0 | 0 | 0 | 0 | 0 | 0 | 0 | 0 | 0 | 0 | 0 | 0 | 0 | 0 | 0 | 0 | 0 | 0 | 0 | 0 | 0 | 0 | 0 | 0 | 0 | 0 | 0 | 0 | [7 empty] | 0 | 0 | 0 | 0 | 0 | 0 | 0
| 623 |  |  | 0 | 0 | 0 | 0 | 0 | 0 | 0 |  | 1 | 1 | 1 | 1 | 1 | 1 | 1 | 0 | 0 | 0 | 0 | 0 | 0 | 0 | 0 | 0 | 0 | 0 | 0 | 0 | 0 | 0 | 0 | 0 | 0 | 0 | 0 | 0 | 0 | 0 | 0 | 0 | 0 | 0 | 0 | 0 | 0 | 0 | 0 | 0 | 0 | 0 | [7 empty] | 0 | 0 | 0 | 0 | 0 | 0 | 0
| 624 |  |  | 0 | 0 | 0 | 0 | 0 | 0 | 0 |  | 1 | 1 | 1 | 1 | 1 | 1 | 1 | 0 | 0 | 0 | 0 | 0 | 0 | 0 | 0 | 0 | 0 | 0 | 0 | 0 | 0 | 0 | 0 | 0 | 0 | 0 | 0 | 0 | 0 | 0 | 0 | 0 | 0 | 0 | 0 | 0 | 0 | 0 | 0 | 0 | 0 | 0 | [7 empty] | 0 | 0 | 0 | 0 | 0 | 0 | 0
| 625 |  |  | 0 | 0 | 0 | 0 | 0 | 0 | 0 |  | 1 | 1 | 1 | 1 | 1 | 1 | 1 | 0 | 0 | 0 | 0 | 0 | 0 | 0 | 0 | 0 | 0 | 0 | 0 | 0 | 0 | 0 | 0 | 0 | 0 | 0 | 0 | 0 | 0 | 0 | 0 | 0 | 0 | 0 | 0 | 0 | 0 | 0 | 0 | 0 | 0 | 0 | [7 empty] | 0 | 0 | 0 | 0 | 0 | 0 | 0
| 626 |  |  | 0 | 0 | 0 | 0 | 0 | 0 | 0 |  | 1 | 1 | 1 | 1 | 1 | 1 | 1 | 0 | 0 | 0 | 0 | 0 | 0 | 0 | 0 | 0 | 0 | 0 | 0 | 0 | 0 | 0 | 0 | 0 | 0 | 0 | 0 | 0 | 0 | 0 | 0 | 0 | 0 | 0 | 0 | 0 | 0 | 0 | 0 | 0 | 0 | 0 | [7 empty] | 0 | 0 | 0 | 0 | 0 | 0 | 0
| 627 |  |  | 0 | 0 | 0 | 0 | 0 | 0 | 0 |  | 1 | 1 | 1 | 1 | 1 | 1 | 1 | 0 | 0 | 0 | 0 | 0 | 0 | 0 | 0 | 0 | 0 | 0 | 0 | 0 | 0 | 0 | 0 | 0 | 0 | 0 | 0 | 0 | 0 | 0 | 0 | 0 | 0 | 0 | 0 | 0 | 0 | 0 | 0 | 0 | 0 | 0 | [7 empty] | 0 | 0 | 0 | 0 | 0 | 0 | 0
| 628 |  |  | 0 | 0 | 0 | 0 | 0 | 0 | 0 |  | 1 | 1 | 1 | 1 | 1 | 1 | 1 | 0 | 0 | 0 | 0 | 0 | 0 | 0 | 0 | 0 | 0 | 0 | 0 | 0 | 0 | 0 | 0 | 0 | 0 | 0 | 0 | 0 | 0 | 0 | 0 | 0 | 0 | 0 | 0 | 0 | 0 | 0 | 0 | 0 | 0 | 0 | [7 empty] | 0 | 0 | 0 | 0 | 0 | 0 | 0
| 629 |  |  | 0 | 0 | 0 | 0 | 0 | 0 | 0 |  | 1 | 1 | 1 | 1 | 1 | 1 | 1 | 0 | 0 | 0 | 0 | 0 | 0 | 0 | 0 | 0 | 0 | 0 | 0 | 0 | 0 | 0 | 0 | 0 | 0 | 0 | 0 | 0 | 0 | 0 | 0 | 0 | 0 | 0 | 0 | 0 | 0 | 0 | 0 | 0 | 0 | 0 | [7 empty] | 0 | 0 | 0 | 0 | 0 | 0 | 0
| 630 |  |  | 0 | 0 | 0 | 0 | 0 | 0 | 0 |  | 1 | 1 | 1 | 1 | 1 | 1 | 1 | 0 | 0 | 0 | 0 | 0 | 0 | 0 | 0 | 0 | 0 | 0 | 0 | 0 | 0 | 0 | 0 | 0 | 0 | 0 | 0 | 0 | 0 | 0 | 0 | 0 | 0 | 0 | 0 | 0 | 0 | 0 | 0 | 0 | 0 | 0 | [7 empty] | 0 | 0 | 0 | 0 | 0 | 0 | 0
| 631 |  |  | 0 | 0 | 0 | 0 | 0 | 0 | 0 |  | 1 | 1 | 1 | 1 | 1 | 1 | 1 | 0 | 0 | 0 | 0 | 0 | 0 | 0 | 0 | 0 | 0 | 0 | 0 | 0 | 0 | 0 | 0 | 0 | 0 | 0 | 0 | 0 | 0 | 0 | 0 | 0 | 0 | 0 | 0 | 0 | 0 | 0 | 0 | 0 | 0 | 0 | [7 empty] | 0 | 0 | 0 | 0 | 0 | 0 | 0
| 632 |  |  | 0 | 0 | 0 | 0 | 0 | 0 | 0 |  | 1 | 1 | 1 | 1 | 1 | 1 | 1 | 0 | 0 | 0 | 0 | 0 | 0 | 0 | 0 | 0 | 0 | 0 | 0 | 0 | 0 | 0 | 0 | 0 | 0 | 0 | 0 | 0 | 0 | 0 | 0 | 0 | 0 | 0 | 0 | 0 | 0 | 0 | 0 | 0 | 0 | 0 | [7 empty] | 0 | 0 | 0 | 0 | 0 | 0 | 0
| 633 |  |  | 0 | 0 | 0 | 0 | 0 | 0 | 0 |  | 1 | 1 | 1 | 1 | 1 | 1 | 1 | 0 | 0 | 0 | 0 | 0 | 0 | 0 | 0 | 0 | 0 | 0 | 0 | 0 | 0 | 0 | 0 | 0 | 0 | 0 | 0 | 0 | 0 | 0 | 0 | 0 | 0 | 0 | 0 | 0 | 0 | 0 | 0 | 0 | 0 | 0 | [7 empty] | 0 | 0 | 0 | 0 | 0 | 0 | 0
| 634 |  |  | 0 | 0 | 0 | 0 | 0 | 0 | 0 |  | 1 | 1 | 1 | 1 | 1 | 1 | 1 | 0 | 0 | 0 | 0 | 0 | 0 | 0 | 0 | 0 | 0 | 0 | 0 | 0 | 0 | 0 | 0 | 0 | 0 | 0 | 0 | 0 | 0 | 0 | 0 | 0 | 0 | 0 | 0 | 0 | 0 | 0 | 0 | 0 | 0 | 0 | [7 empty] | 0 | 0 | 0 | 0 | 0 | 0 | 0
| 635 |  |  | 0 | 0 | 0 | 0 | 0 | 0 | 0 |  | 1 | 1 | 1 | 1 | 1 | 1 | 1 | 0 | 0 | 0 | 0 | 0 | 0 | 0 | 0 | 0 | 0 | 0 | 0 | 0 | 0 | 0 | 0 | 0 | 0 | 0 | 0 | 0 | 0 | 0 | 0 | 0 | 0 | 0 | 0 | 0 | 0 | 0 | 0 | 0 | 0 | 0 | [7 empty] | 0 | 0 | 0 | 0 | 0 | 0 | 0
| 636 |  |  | 0 | 0 | 0 | 0 | 0 | 0 | 0 |  | 1 | 1 | 1 | 1 | 1 | 1 | 1 | 0 | 0 | 0 | 0 | 0 | 0 | 0 | 0 | 0 | 0 | 0 | 0 | 0 | 0 | 0 | 0 | 0 | 0 | 0 | 0 | 0 | 0 | 0 | 0 | 0 | 0 | 0 | 0 | 0 | 0 | 0 | 0 | 0 | 0 | 0 | [7 empty] | 0 | 0 | 0 | 0 | 0 | 0 | 0
| 637 |  |  | 0 | 0 | 0 | 0 | 0 | 0 | 0 |  | 1 | 1 | 1 | 1 | 1 | 1 | 1 | 0 | 0 | 0 | 0 | 0 | 0 | 0 | 0 | 0 | 0 | 0 | 0 | 0 | 0 | 0 | 0 | 0 | 0 | 0 | 0 | 0 | 0 | 0 | 0 | 0 | 0 | 0 | 0 | 0 | 0 | 0 | 0 | 0 | 0 | 0 | [7 empty] | 0 | 0 | 0 | 0 | 0 | 0 | 0
| 638 |  |  | 0 | 0 | 0 | 0 | 0 | 0 | 0 |  | 1 | 1 | 1 | 1 | 1 | 1 | 1 | 0 | 0 | 0 | 0 | 0 | 0 | 0 | 0 | 0 | 0 | 0 | 0 | 0 | 0 | 0 | 0 | 0 | 0 | 0 | 0 | 0 | 0 | 0 | 0 | 0 | 0 | 0 | 0 | 0 | 0 | 0 | 0 | 0 | 0 | 0 | [7 empty] | 0 | 0 | 0 | 0 | 0 | 0 | 0
| 639 |  |  | 0 | 0 | 0 | 0 | 0 | 0 | 0 |  | 1 | 1 | 1 | 1 | 1 | 1 | 1 | 0 | 0 | 0 | 0 | 0 | 0 | 0 | 0 | 0 | 0 | 0 | 0 | 0 | 0 | 0 | 0 | 0 | 0 | 0 | 0 | 0 | 0 | 0 | 0 | 0 | 0 | 0 | 0 | 0 | 0 | 0 | 0 | 0 | 0 | 0 | [7 empty] | 0 | 0 | 0 | 0 | 0 | 0 | 0
| 640 |  |  | 0 | 0 | 0 | 0 | 0 | 0 | 0 |  | 1 | 1 | 1 | 1 | 1 | 1 | 1 | 0 | 0 | 0 | 0 | 0 | 0 | 0 | 0 | 0 | 0 | 0 | 0 | 0 | 0 | 0 | 0 | 0 | 0 | 0 | 0 | 0 | 0 | 0 | 0 | 0 | 0 | 0 | 0 | 0 | 0 | 0 | 0 | 0 | 0 | 0 | [7 empty] | 0 | 0 | 0 | 0 | 0 | 0 | 0
| 641 |  |  | 0 | 0 | 0 | 0 | 0 | 0 | 0 |  | 1 | 1 | 1 | 1 | 1 | 1 | 1 | 0 | 0 | 0 | 0 | 0 | 0 | 0 | 0 | 0 | 0 | 0 | 0 | 0 | 0 | 0 | 0 | 0 | 0 | 0 | 0 | 0 | 0 | 0 | 0 | 0 | 0 | 0 | 0 | 0 | 0 | 0 | 0 | 0 | 0 | 0 | [7 empty] | 0 | 0 | 0 | 0 | 0 | 0 | 0
| 642 |  |  | 0 | 0 | 0 | 0 | 0 | 0 | 0 |  | 1 | 1 | 1 | 1 | 1 | 1 | 1 | 0 | 0 | 0 | 0 | 0 | 0 | 0 | 0 | 0 | 0 | 0 | 0 | 0 | 0 | 0 | 0 | 0 | 0 | 0 | 0 | 0 | 0 | 0 | 0 | 0 | 0 | 0 | 0 | 0 | 0 | 0 | 0 | 0 | 0 | 0 | [7 empty] | 0 | 0 | 0 | 0 | 0 | 0 | 0
| 643 |  |  | 0 | 0 | 0 | 0 | 0 | 0 | 0 |  | 1 | 1 | 1 | 1 | 1 | 1 | 1 | 0 | 0 | 0 | 0 | 0 | 0 | 0 | 0 | 0 | 0 | 0 | 0 | 0 | 0 | 0 | 0 | 0 | 0 | 0 | 0 | 0 | 0 | 0 | 0 | 0 | 0 | 0 | 0 | 0 | 0 | 0 | 0 | 0 | 0 | 0 | [7 empty] | 0 | 0 | 0 | 0 | 0 | 0 | 0
| 644 |  |  | 0 | 0 | 0 | 0 | 0 | 0 | 0 |  | 1 | 1 | 1 | 1 | 1 | 1 | 1 | 0 | 0 | 0 | 0 | 0 | 0 | 0 | 0 | 0 | 0 | 0 | 0 | 0 | 0 | 0 | 0 | 0 | 0 | 0 | 0 | 0 | 0 | 0 | 0 | 0 | 0 | 0 | 0 | 0 | 0 | 0 | 0 | 0 | 0 | 0 | [7 empty] | 0 | 0 | 0 | 0 | 0 | 0 | 0
| 645 |  |  | 0 | 0 | 0 | 0 | 0 | 0 | 0 |  | 1 | 1 | 1 | 1 | 1 | 1 | 1 | 0 | 0 | 0 | 0 | 0 | 0 | 0 | 0 | 0 | 0 | 0 | 0 | 0 | 0 | 0 | 0 | 0 | 0 | 0 | 0 | 0 | 0 | 0 | 0 | 0 | 0 | 0 | 0 | 0 | 0 | 0 | 0 | 0 | 0 | 0 | [7 empty] | 0 | 0 | 0 | 0 | 0 | 0 | 0
| 646 |  |  | 0 | 0 | 0 | 0 | 0 | 0 | 0 |  | 1 | 1 | 1 | 1 | 1 | 1 | 1 | 0 | 0 | 0 | 0 | 0 | 0 | 0 | 0 | 0 | 0 | 0 | 0 | 0 | 0 | 0 | 0 | 0 | 0 | 0 | 0 | 0 | 0 | 0 | 0 | 0 | 0 | 0 | 0 | 0 | 0 | 0 | 0 | 0 | 0 | 0 | [7 empty] | 0 | 0 | 0 | 0 | 0 | 0 | 0
| 647 |  |  | 0 | 0 | 0 | 0 | 0 | 0 | 0 |  | 1 | 1 | 1 | 1 | 1 | 1 | 1 | 0 | 0 | 0 | 0 | 0 | 0 | 0 | 0 | 0 | 0 | 0 | 0 | 0 | 0 | 0 | 0 | 0 | 0 | 0 | 0 | 0 | 0 | 0 | 0 | 0 | 0 | 0 | 0 | 0 | 0 | 0 | 0 | 0 | 0 | 0 | [7 empty] | 0 | 0 | 0 | 0 | 0 | 0 | 0
| 648 |  |  | 0 | 0 | 0 | 0 | 0 | 0 | 0 |  | 1 | 1 | 1 | 1 | 1 | 1 | 1 | 0 | 0 | 0 | 0 | 0 | 0 | 0 | 0 | 0 | 0 | 0 | 0 | 0 | 0 | 0 | 0 | 0 | 0 | 0 | 0 | 0 | 0 | 0 | 0 | 0 | 0 | 0 | 0 | 0 | 0 | 0 | 0 | 0 | 0 | 0 | [7 empty] | 0 | 0 | 0 | 0 | 0 | 0 | 0
| 649 |  |  | 0 | 0 | 0 | 0 | 0 | 0 | 0 |  | 1 | 1 | 1 | 1 | 1 | 1 | 1 | 0 | 0 | 0 | 0 | 0 | 0 | 0 | 0 | 0 | 0 | 0 | 0 | 0 | 0 | 0 | 0 | 0 | 0 | 0 | 0 | 0 | 0 | 0 | 0 | 0 | 0 | 0 | 0 | 0 | 0 | 0 | 0 | 0 | 0 | 0 | [7 empty] | 0 | 0 | 0 | 0 | 0 | 0 | 0
| 650 |  |  | 0 | 0 | 0 | 0 | 0 | 0 | 0 |  | 1 | 1 | 1 | 1 | 1 | 1 | 1 | 0 | 0 | 0 | 0 | 0 | 0 | 0 | 0 | 0 | 0 | 0 | 0 | 0 | 0 | 0 | 0 | 0 | 0 | 0 | 0 | 0 | 0 | 0 | 0 | 0 | 0 | 0 | 0 | 0 | 0 | 0 | 0 | 0 | 0 | 0 | [7 empty] | 0 | 0 | 0 | 0 | 0 | 0 | 0
| 651 |  |  | 0 | 0 | 0 | 0 | 0 | 0 | 0 |  | 1 | 1 | 1 | 1 | 1 | 1 | 1 | 0 | 0 | 0 | 0 | 0 | 0 | 0 | 0 | 0 | 0 | 0 | 0 | 0 | 0 | 0 | 0 | 0 | 0 | 0 | 0 | 0 | 0 | 0 | 0 | 0 | 0 | 0 | 0 | 0 | 0 | 0 | 0 | 0 | 0 | 0 | [7 empty] | 0 | 0 | 0 | 0 | 0 | 0 | 0
| 652 |  |  | 0 | 0 | 0 | 0 | 0 | 0 | 0 |  | 1 | 1 | 1 | 1 | 1 | 1 | 1 | 0 | 0 | 0 | 0 | 0 | 0 | 0 | 0 | 0 | 0 | 0 | 0 | 0 | 0 | 0 | 0 | 0 | 0 | 0 | 0 | 0 | 0 | 0 | 0 | 0 | 0 | 0 | 0 | 0 | 0 | 0 | 0 | 0 | 0 | 0 | [7 empty] | 0 | 0 | 0 | 0 | 0 | 0 | 0
| 653 |  |  | 0 | 0 | 0 | 0 | 0 | 0 | 0 |  | 1 | 1 | 1 | 1 | 1 | 1 | 1 | 0 | 0 | 0 | 0 | 0 | 0 | 0 | 0 | 0 | 0 | 0 | 0 | 0 | 0 | 0 | 0 | 0 | 0 | 0 | 0 | 0 | 0 | 0 | 0 | 0 | 0 | 0 | 0 | 0 | 0 | 0 | 0 | 0 | 0 | 0 | [7 empty] | 0 | 0 | 0 | 0 | 0 | 0 | 0
| 654 |  |  | 0 | 0 | 0 | 0 | 0 | 0 | 0 |  | 1 | 1 | 1 | 1 | 1 | 1 | 1 | 0 | 0 | 0 | 0 | 0 | 0 | 0 | 0 | 0 | 0 | 0 | 0 | 0 | 0 | 0 | 0 | 0 | 0 | 0 | 0 | 0 | 0 | 0 | 0 | 0 | 0 | 0 | 0 | 0 | 0 | 0 | 0 | 0 | 0 | 0 | [7 empty] | 0 | 0 | 0 | 0 | 0 | 0 | 0
| 655 |  |  | 0 | 0 | 0 | 0 | 0 | 0 | 0 |  | 1 | 1 | 1 | 1 | 1 | 1 | 1 | 0 | 0 | 0 | 0 | 0 | 0 | 0 | 0 | 0 | 0 | 0 | 0 | 0 | 0 | 0 | 0 | 0 | 0 | 0 | 0 | 0 | 0 | 0 | 0 | 0 | 0 | 0 | 0 | 0 | 0 | 0 | 0 | 0 | 0 | 0 | [7 empty] | 0 | 0 | 0 | 0 | 0 | 0 | 0
| 656 |  |  | 0 | 0 | 0 | 0 | 0 | 0 | 0 |  | 1 | 1 | 1 | 1 | 1 | 1 | 1 | 0 | 0 | 0 | 0 | 0 | 0 | 0 | 0 | 0 | 0 | 0 | 0 | 0 | 0 | 0 | 0 | 0 | 0 | 0 | 0 | 0 | 0 | 0 | 0 | 0 | 0 | 0 | 0 | 0 | 0 | 0 | 0 | 0 | 0 | 0 | [7 empty] | 0 | 0 | 0 | 0 | 0 | 0 | 0
| 657 |  |  | 0 | 0 | 0 | 0 | 0 | 0 | 0 |  | 1 | 1 | 1 | 1 | 1 | 1 | 1 | 0 | 0 | 0 | 0 | 0 | 0 | 0 | 0 | 0 | 0 | 0 | 0 | 0 | 0 | 0 | 0 | 0 | 0 | 0 | 0 | 0 | 0 | 0 | 0 | 0 | 0 | 0 | 0 | 0 | 0 | 0 | 0 | 0 | 0 | 0 | [7 empty] | 0 | 0 | 0 | 0 | 0 | 0 | 0
| 658 |  |  | 0 | 0 | 0 | 0 | 0 | 0 | 0 |  | 1 | 1 | 1 | 1 | 1 | 1 | 1 | 0 | 0 | 0 | 0 | 0 | 0 | 0 | 0 | 0 | 0 | 0 | 0 | 0 | 0 | 0 | 0 | 0 | 0 | 0 | 0 | 0 | 0 | 0 | 0 | 0 | 0 | 0 | 0 | 0 | 0 | 0 | 0 | 0 | 0 | 0 | [7 empty] | 0 | 0 | 0 | 0 | 0 | 0 | 0
| 659 |  |  | 0 | 0 | 0 | 0 | 0 | 0 | 0 |  | 1 | 1 | 1 | 1 | 1 | 1 | 1 | 0 | 0 | 0 | 0 | 0 | 0 | 0 | 0 | 0 | 0 | 0 | 0 | 0 | 0 | 0 | 0 | 0 | 0 | 0 | 0 | 0 | 0 | 0 | 0 | 0 | 0 | 0 | 0 | 0 | 0 | 0 | 0 | 0 | 0 | 0 | [7 empty] | 0 | 0 | 0 | 0 | 0 | 0 | 0
| 660 |  |  | 0 | 0 | 0 | 0 | 0 | 0 | 0 |  | 1 | 1 | 1 | 1 | 1 | 1 | 1 | 0 | 0 | 0 | 0 | 0 | 0 | 0 | 0 | 0 | 0 | 0 | 0 | 0 | 0 | 0 | 0 | 0 | 0 | 0 | 0 | 0 | 0 | 0 | 0 | 0 | 0 | 0 | 0 | 0 | 0 | 0 | 0 | 0 | 0 | 0 | [7 empty] | 0 | 0 | 0 | 0 | 0 | 0 | 0
| 661 |  |  | 0 | 0 | 0 | 0 | 0 | 0 | 0 |  | 1 | 1 | 1 | 1 | 1 | 1 | 1 | 0 | 0 | 0 | 0 | 0 | 0 | 0 | 0 | 0 | 0 | 0 | 0 | 0 | 0 | 0 | 0 | 0 | 0 | 0 | 0 | 0 | 0 | 0 | 0 | 0 | 0 | 0 | 0 | 0 | 0 | 0 | 0 | 0 | 0 | 0 | [7 empty] | 0 | 0 | 0 | 0 | 0 | 0 | 0
| 662 |  |  | 0 | 0 | 0 | 0 | 0 | 0 | 0 |  | 1 | 1 | 1 | 1 | 1 | 1 | 1 | 0 | 0 | 0 | 0 | 0 | 0 | 0 | 0 | 0 | 0 | 0 | 0 | 0 | 0 | 0 | 0 | 0 | 0 | 0 | 0 | 0 | 0 | 0 | 0 | 0 | 0 | 0 | 0 | 0 | 0 | 0 | 0 | 0 | 0 | 0 | [7 empty] | 0 | 0 | 0 | 0 | 0 | 0 | 0
| 663 |  |  | 0 | 0 | 0 | 0 | 0 | 0 | 0 |  | 1 | 1 | 1 | 1 | 1 | 1 | 1 | 0 | 0 | 0 | 0 | 0 | 0 | 0 | 0 | 0 | 0 | 0 | 0 | 0 | 0 | 0 | 0 | 0 | 0 | 0 | 0 | 0 | 0 | 0 | 0 | 0 | 0 | 0 | 0 | 0 | 0 | 0 | 0 | 0 | 0 | 0 | [7 empty] | 0 | 0 | 0 | 0 | 0 | 0 | 0
| 664 |  |  | 0 | 0 | 0 | 0 | 0 | 0 | 0 |  | 1 | 1 | 1 | 1 | 1 | 1 | 1 | 0 | 0 | 0 | 0 | 0 | 0 | 0 | 0 | 0 | 0 | 0 | 0 | 0 | 0 | 0 | 0 | 0 | 0 | 0 | 0 | 0 | 0 | 0 | 0 | 0 | 0 | 0 | 0 | 0 | 0 | 0 | 0 | 0 | 0 | 0 | [7 empty] | 0 | 0 | 0 | 0 | 0 | 0 | 0
| 665 |  |  | 0 | 0 | 0 | 0 | 0 | 0 | 0 |  | 1 | 1 | 1 | 1 | 1 | 1 | 1 | 0 | 0 | 0 | 0 | 0 | 0 | 0 | 0 | 0 | 0 | 0 | 0 | 0 | 0 | 0 | 0 | 0 | 0 | 0 | 0 | 0 | 0 | 0 | 0 | 0 | 0 | 0 | 0 | 0 | 0 | 0 | 0 | 0 | 0 | 0 | [7 empty] | 0 | 0 | 0 | 0 | 0 | 0 | 0
| 666 |  |  | 0 | 0 | 0 | 0 | 0 | 0 | 0 |  | 1 | 1 | 1 | 1 | 1 | 1 | 1 | 0 | 0 | 0 | 0 | 0 | 0 | 0 | 0 | 0 | 0 | 0 | 0 | 0 | 0 | 0 | 0 | 0 | 0 | 0 | 0 | 0 | 0 | 0 | 0 | 0 | 0 | 0 | 0 | 0 | 0 | 0 | 0 | 0 | 0 | 0 | [7 empty] | 0 | 0 | 0 | 0 | 0 | 0 | 0
| 667 |  |  | 0 | 0 | 0 | 0 | 0 | 0 | 0 |  | 1 | 1 | 1 | 1 | 1 | 1 | 1 | 0 | 0 | 0 | 0 | 0 | 0 | 0 | 0 | 0 | 0 | 0 | 0 | 0 | 0 | 0 | 0 | 0 | 0 | 0 | 0 | 0 | 0 | 0 | 0 | 0 | 0 | 0 | 0 | 0 | 0 | 0 | 0 | 0 | 0 | 0 | [7 empty] | 0 | 0 | 0 | 0 | 0 | 0 | 0
| 668 |  |  | 0 | 0 | 0 | 0 | 0 | 0 | 0 |  | 1 | 1 | 1 | 1 | 1 | 1 | 1 | 0 | 0 | 0 | 0 | 0 | 0 | 0 | 0 | 0 | 0 | 0 | 0 | 0 | 0 | 0 | 0 | 0 | 0 | 0 | 0 | 0 | 0 | 0 | 0 | 0 | 0 | 0 | 0 | 0 | 0 | 0 | 0 | 0 | 0 | 0 | [7 empty] | 0 | 0 | 0 | 0 | 0 | 0 | 0
| 669 |  |  | 0 | 0 | 0 | 0 | 0 | 0 | 0 |  | 1 | 1 | 1 | 1 | 1 | 1 | 1 | 0 | 0 | 0 | 0 | 0 | 0 | 0 | 0 | 0 | 0 | 0 | 0 | 0 | 0 | 0 | 0 | 0 | 0 | 0 | 0 | 0 | 0 | 0 | 0 | 0 | 0 | 0 | 0 | 0 | 0 | 0 | 0 | 0 | 0 | 0 | [7 empty] | 0 | 0 | 0 | 0 | 0 | 0 | 0
| 670 |  |  | 0 | 0 | 0 | 0 | 0 | 0 | 0 |  | 1 | 1 | 1 | 1 | 1 | 1 | 1 | 0 | 0 | 0 | 0 | 0 | 0 | 0 | 0 | 0 | 0 | 0 | 0 | 0 | 0 | 0 | 0 | 0 | 0 | 0 | 0 | 0 | 0 | 0 | 0 | 0 | 0 | 0 | 0 | 0 | 0 | 0 | 0 | 0 | 0 | 0 | [7 empty] | 0 | 0 | 0 | 0 | 0 | 0 | 0
| 671 |  |  | 0 | 0 | 0 | 0 | 0 | 0 | 0 |  | 1 | 1 | 1 | 1 | 1 | 1 | 1 | 0 | 0 | 0 | 0 | 0 | 0 | 0 | 0 | 0 | 0 | 0 | 0 | 0 | 0 | 0 | 0 | 0 | 0 | 0 | 0 | 0 | 0 | 0 | 0 | 0 | 0 | 0 | 0 | 0 | 0 | 0 | 0 | 0 | 0 | 0 | [7 empty] | 0 | 0 | 0 | 0 | 0 | 0 | 0
| 672 |  |  | 0 | 0 | 0 | 0 | 0 | 0 | 0 |  | 1 | 1 | 1 | 1 | 1 | 1 | 1 | 0 | 0 | 0 | 0 | 0 | 0 | 0 | 0 | 0 | 0 | 0 | 0 | 0 | 0 | 0 | 0 | 0 | 0 | 0 | 0 | 0 | 0 | 0 | 0 | 0 | 0 | 0 | 0 | 0 | 0 | 0 | 0 | 0 | 0 | 0 | [7 empty] | 0 | 0 | 0 | 0 | 0 | 0 | 0
| 673 |  |  | 0 | 0 | 0 | 0 | 0 | 0 | 0 |  | 1 | 1 | 1 | 1 | 1 | 1 | 1 | 0 | 0 | 0 | 0 | 0 | 0 | 0 | 0 | 0 | 0 | 0 | 0 | 0 | 0 | 0 | 0 | 0 | 0 | 0 | 0 | 0 | 0 | 0 | 0 | 0 | 0 | 0 | 0 | 0 | 0 | 0 | 0 | 0 | 0 | 0 | [7 empty] | 0 | 0 | 0 | 0 | 0 | 0 | 0
| 674 |  |  | 0 | 0 | 0 | 0 | 0 | 0 | 0 |  | 1 | 1 | 1 | 1 | 1 | 1 | 1 | 0 | 0 | 0 | 0 | 0 | 0 | 0 | 0 | 0 | 0 | 0 | 0 | 0 | 0 | 0 | 0 | 0 | 0 | 0 | 0 | 0 | 0 | 0 | 0 | 0 | 0 | 0 | 0 | 0 | 0 | 0 | 0 | 0 | 0 | 0 | [7 empty] | 0 | 0 | 0 | 0 | 0 | 0 | 0
| 675 |  |  | 0 | 0 | 0 | 0 | 0 | 0 | 0 |  | 1 | 1 | 1 | 1 | 1 | 1 | 1 | 0 | 0 | 0 | 0 | 0 | 0 | 0 | 0 | 0 | 0 | 0 | 0 | 0 | 0 | 0 | 0 | 0 | 0 | 0 | 0 | 0 | 0 | 0 | 0 | 0 | 0 | 0 | 0 | 0 | 0 | 0 | 0 | 0 | 0 | 0 | [7 empty] | 0 | 0 | 0 | 0 | 0 | 0 | 0
| 676 |  |  | 0 | 0 | 0 | 0 | 0 | 0 | 0 |  | 1 | 1 | 1 | 1 | 1 | 1 | 1 | 0 | 0 | 0 | 0 | 0 | 0 | 0 | 0 | 0 | 0 | 0 | 0 | 0 | 0 | 0 | 0 | 0 | 0 | 0 | 0 | 0 | 0 | 0 | 0 | 0 | 0 | 0 | 0 | 0 | 0 | 0 | 0 | 0 | 0 | 0 | [7 empty] | 0 | 0 | 0 | 0 | 0 | 0 | 0
| 677 |  |  | 0 | 0 | 0 | 0 | 0 | 0 | 0 |  | 1 | 1 | 1 | 1 | 1 | 1 | 1 | 0 | 0 | 0 | 0 | 0 | 0 | 0 | 0 | 0 | 0 | 0 | 0 | 0 | 0 | 0 | 0 | 0 | 0 | 0 | 0 | 0 | 0 | 0 | 0 | 0 | 0 | 0 | 0 | 0 | 0 | 0 | 0 | 0 | 0 | 0 | [7 empty] | 0 | 0 | 0 | 0 | 0 | 0 | 0
| 678 |  |  | 0 | 0 | 0 | 0 | 0 | 0 | 0 |  | 1 | 1 | 1 | 1 | 1 | 1 | 1 | 0 | 0 | 0 | 0 | 0 | 0 | 0 | 0 | 0 | 0 | 0 | 0 | 0 | 0 | 0 | 0 | 0 | 0 | 0 | 0 | 0 | 0 | 0 | 0 | 0 | 0 | 0 | 0 | 0 | 0 | 0 | 0 | 0 | 0 | 0 | [7 empty] | 0 | 0 | 0 | 0 | 0 | 0 | 0
| 679 |  |  | 0 | 0 | 0 | 0 | 0 | 0 | 0 |  | 1 | 1 | 1 | 1 | 1 | 1 | 1 | 0 | 0 | 0 | 0 | 0 | 0 | 0 | 0 | 0 | 0 | 0 | 0 | 0 | 0 | 0 | 0 | 0 | 0 | 0 | 0 | 0 | 0 | 0 | 0 | 0 | 0 | 0 | 0 | 0 | 0 | 0 | 0 | 0 | 0 | 0 | [7 empty] | 0 | 0 | 0 | 0 | 0 | 0 | 0
| 680 |  |  | 0 | 0 | 0 | 0 | 0 | 0 | 0 |  | 1 | 1 | 1 | 1 | 1 | 1 | 1 | 0 | 0 | 0 | 0 | 0 | 0 | 0 | 0 | 0 | 0 | 0 | 0 | 0 | 0 | 0 | 0 | 0 | 0 | 0 | 0 | 0 | 0 | 0 | 0 | 0 | 0 | 0 | 0 | 0 | 0 | 0 | 0 | 0 | 0 | 0 | [7 empty] | 0 | 0 | 0 | 0 | 0 | 0 | 0
| 681 |  |  | 0 | 0 | 0 | 0 | 0 | 0 | 0 |  | 1 | 1 | 1 | 1 | 1 | 1 | 1 | 0 | 0 | 0 | 0 | 0 | 0 | 0 | 0 | 0 | 0 | 0 | 0 | 0 | 0 | 0 | 0 | 0 | 0 | 0 | 0 | 0 | 0 | 0 | 0 | 0 | 0 | 0 | 0 | 0 | 0 | 0 | 0 | 0 | 0 | 0 | [7 empty] | 0 | 0 | 0 | 0 | 0 | 0 | 0
| 682 |  |  | 0 | 0 | 0 | 0 | 0 | 0 | 0 |  | 1 | 1 | 1 | 1 | 1 | 1 | 1 | 0 | 0 | 0 | 0 | 0 | 0 | 0 | 0 | 0 | 0 | 0 | 0 | 0 | 0 | 0 | 0 | 0 | 0 | 0 | 0 | 0 | 0 | 0 | 0 | 0 | 0 | 0 | 0 | 0 | 0 | 0 | 0 | 0 | 0 | 0 | [7 empty] | 0 | 0 | 0 | 0 | 0 | 0 | 0
| 683 |  |  | 0 | 0 | 0 | 0 | 0 | 0 | 0 |  | 1 | 1 | 1 | 1 | 1 | 1 | 1 | 0 | 0 | 0 | 0 | 0 | 0 | 0 | 0 | 0 | 0 | 0 | 0 | 0 | 0 | 0 | 0 | 0 | 0 | 0 | 0 | 0 | 0 | 0 | 0 | 0 | 0 | 0 | 0 | 0 | 0 | 0 | 0 | 0 | 0 | 0 | [7 empty] | 0 | 0 | 0 | 0 | 0 | 0 | 0
| 684 |  |  | 0 | 0 | 0 | 0 | 0 | 0 | 0 |  | 1 | 1 | 1 | 1 | 1 | 1 | 1 | 0 | 0 | 0 | 0 | 0 | 0 | 0 | 0 | 0 | 0 | 0 | 0 | 0 | 0 | 0 | 0 | 0 | 0 | 0 | 0 | 0 | 0 | 0 | 0 | 0 | 0 | 0 | 0 | 0 | 0 | 0 | 0 | 0 | 0 | 0 | [7 empty] | 0 | 0 | 0 | 0 | 0 | 0 | 0
| 685 |  |  | 0 | 0 | 0 | 0 | 0 | 0 | 0 |  | 1 | 1 | 1 | 1 | 1 | 1 | 1 | 0 | 0 | 0 | 0 | 0 | 0 | 0 | 0 | 0 | 0 | 0 | 0 | 0 | 0 | 0 | 0 | 0 | 0 | 0 | 0 | 0 | 0 | 0 | 0 | 0 | 0 | 0 | 0 | 0 | 0 | 0 | 0 | 0 | 0 | 0 | [7 empty] | 0 | 0 | 0 | 0 | 0 | 0 | 0
| 686 |  |  | 0 | 0 | 0 | 0 | 0 | 0 | 0 |  | 1 | 1 | 1 | 1 | 1 | 1 | 1 | 0 | 0 | 0 | 0 | 0 | 0 | 0 | 0 | 0 | 0 | 0 | 0 | 0 | 0 | 0 | 0 | 0 | 0 | 0 | 0 | 0 | 0 | 0 | 0 | 0 | 0 | 0 | 0 | 0 | 0 | 0 | 0 | 0 | 0 | 0 | [7 empty] | 0 | 0 | 0 | 0 | 0 | 0 | 0
| 687 |  |  | 0 | 0 | 0 | 0 | 0 | 0 | 0 |  | 1 | 1 | 1 | 1 | 1 | 1 | 1 | 0 | 0 | 0 | 0 | 0 | 0 | 0 | 0 | 0 | 0 | 0 | 0 | 0 | 0 | 0 | 0 | 0 | 0 | 0 | 0 | 0 | 0 | 0 | 0 | 0 | 0 | 0 | 0 | 0 | 0 | 0 | 0 | 0 | 0 | 0 | [7 empty] | 0 | 0 | 0 | 0 | 0 | 0 | 0
| 688 |  |  | 0 | 0 | 0 | 0 | 0 | 0 | 0 |  | 1 | 1 | 1 | 1 | 1 | 1 | 1 | 0 | 0 | 0 | 0 | 0 | 0 | 0 | 0 | 0 | 0 | 0 | 0 | 0 | 0 | 0 | 0 | 0 | 0 | 0 | 0 | 0 | 0 | 0 | 0 | 0 | 0 | 0 | 0 | 0 | 0 | 0 | 0 | 0 | 0 | 0 | [7 empty] | 0 | 0 | 0 | 0 | 0 | 0 | 0
| 689 |  |  | 0 | 0 | 0 | 0 | 0 | 0 | 0 |  | 1 | 1 | 1 | 1 | 1 | 1 | 1 | 0 | 0 | 0 | 0 | 0 | 0 | 0 | 0 | 0 | 0 | 0 | 0 | 0 | 0 | 0 | 0 | 0 | 0 | 0 | 0 | 0 | 0 | 0 | 0 | 0 | 0 | 0 | 0 | 0 | 0 | 0 | 0 | 0 | 0 | 0 | [7 empty] | 0 | 0 | 0 | 0 | 0 | 0 | 0
| 690 |  |  | 0 | 0 | 0 | 0 | 0 | 0 | 0 |  | 1 | 1 | 1 | 1 | 1 | 1 | 1 | 0 | 0 | 0 | 0 | 0 | 0 | 0 | 0 | 0 | 0 | 0 | 0 | 0 | 0 | 0 | 0 | 0 | 0 | 0 | 0 | 0 | 0 | 0 | 0 | 0 | 0 | 0 | 0 | 0 | 0 | 0 | 0 | 0 | 0 | 0 | [7 empty] | 0 | 0 | 0 | 0 | 0 | 0 | 0
| 691 |  |  | 0 | 0 | 0 | 0 | 0 | 0 | 0 |  | 1 | 1 | 1 | 1 | 1 | 1 | 1 | 0 | 0 | 0 | 0 | 0 | 0 | 0 | 0 | 0 | 0 | 0 | 0 | 0 | 0 | 0 | 0 | 0 | 0 | 0 | 0 | 0 | 0 | 0 | 0 | 0 | 0 | 0 | 0 | 0 | 0 | 0 | 0 | 0 | 0 | 0 | [7 empty] | 0 | 0 | 0 | 0 | 0 | 0 | 0
| 692 |  |  | 0 | 0 | 0 | 0 | 0 | 0 | 0 |  | 1 | 1 | 1 | 1 | 1 | 1 | 1 | 0 | 0 | 0 | 0 | 0 | 0 | 0 | 0 | 0 | 0 | 0 | 0 | 0 | 0 | 0 | 0 | 0 | 0 | 0 | 0 | 0 | 0 | 0 | 0 | 0 | 0 | 0 | 0 | 0 | 0 | 0 | 0 | 0 | 0 | 0 | [7 empty] | 0 | 0 | 0 | 0 | 0 | 0 | 0
| 693 |  |  | 0 | 0 | 0 | 0 | 0 | 0 | 0 |  | 1 | 1 | 1 | 1 | 1 | 1 | 1 | 0 | 0 | 0 | 0 | 0 | 0 | 0 | 0 | 0 | 0 | 0 | 0 | 0 | 0 | 0 | 0 | 0 | 0 | 0 | 0 | 0 | 0 | 0 | 0 | 0 | 0 | 0 | 0 | 0 | 0 | 0 | 0 | 0 | 0 | 0 | [7 empty] | 0 | 0 | 0 | 0 | 0 | 0 | 0
| 694 |  |  | 0 | 0 | 0 | 0 | 0 | 0 | 0 |  | 1 | 1 | 1 | 1 | 1 | 1 | 1 | 0 | 0 | 0 | 0 | 0 | 0 | 0 | 0 | 0 | 0 | 0 | 0 | 0 | 0 | 0 | 0 | 0 | 0 | 0 | 0 | 0 | 0 | 0 | 0 | 0 | 0 | 0 | 0 | 0 | 0 | 0 | 0 | 0 | 0 | 0 | [7 empty] | 0 | 0 | 0 | 0 | 0 | 0 | 0
| 695 |  |  | 0 | 0 | 0 | 0 | 0 | 0 | 0 |  | 1 | 1 | 1 | 1 | 1 | 1 | 1 | 0 | 0 | 0 | 0 | 0 | 0 | 0 | 0 | 0 | 0 | 0 | 0 | 0 | 0 | 0 | 0 | 0 | 0 | 0 | 0 | 0 | 0 | 0 | 0 | 0 | 0 | 0 | 0 | 0 | 0 | 0 | 0 | 0 | 0 | 0 | [7 empty] | 0 | 0 | 0 | 0 | 0 | 0 | 0
| 696 |  |  | 0 | 0 | 0 | 0 | 0 | 0 | 0 |  | 1 | 1 | 1 | 1 | 1 | 1 | 1 | 0 | 0 | 0 | 0 | 0 | 0 | 0 | 0 | 0 | 0 | 0 | 0 | 0 | 0 | 0 | 0 | 0 | 0 | 0 | 0 | 0 | 0 | 0 | 0 | 0 | 0 | 0 | 0 | 0 | 0 | 0 | 0 | 0 | 0 | 0 | [7 empty] | 0 | 0 | 0 | 0 | 0 | 0 | 0
| 697 |  |  | 0 | 0 | 0 | 0 | 0 | 0 | 0 |  | 1 | 1 | 1 | 1 | 1 | 1 | 1 | 0 | 0 | 0 | 0 | 0 | 0 | 0 | 0 | 0 | 0 | 0 | 0 | 0 | 0 | 0 | 0 | 0 | 0 | 0 | 0 | 0 | 0 | 0 | 0 | 0 | 0 | 0 | 0 | 0 | 0 | 0 | 0 | 0 | 0 | 0 | [7 empty] | 0 | 0 | 0 | 0 | 0 | 0 | 0
| 698 |  |  | 0 | 0 | 0 | 0 | 0 | 0 | 0 |  | 1 | 1 | 1 | 1 | 1 | 1 | 1 | 0 | 0 | 0 | 0 | 0 | 0 | 0 | 0 | 0 | 0 | 0 | 0 | 0 | 0 | 0 | 0 | 0 | 0 | 0 | 0 | 0 | 0 | 0 | 0 | 0 | 0 | 0 | 0 | 0 | 0 | 0 | 0 | 0 | 0 | 0 | [7 empty] | 0 | 0 | 0 | 0 | 0 | 0 | 0
| 699 |  |  | 0 | 0 | 0 | 0 | 0 | 0 | 0 |  | 1 | 1 | 1 | 1 | 1 | 1 | 1 | 0 | 0 | 0 | 0 | 0 | 0 | 0 | 0 | 0 | 0 | 0 | 0 | 0 | 0 | 0 | 0 | 0 | 0 | 0 | 0 | 0 | 0 | 0 | 0 | 0 | 0 | 0 | 0 | 0 | 0 | 0 | 0 | 0 | 0 | 0 | [7 empty] | 0 | 0 | 0 | 0 | 0 | 0 | 0
| 700 |  |  | 0 | 0 | 0 | 0 | 0 | 0 | 0 |  | 1 | 1 | 1 | 1 | 1 | 1 | 1 | 0 | 0 | 0 | 0 | 0 | 0 | 0 | 0 | 0 | 0 | 0 | 0 | 0 | 0 | 0 | 0 | 0 | 0 | 0 | 0 | 0 | 0 | 0 | 0 | 0 | 0 | 0 | 0 | 0 | 0 | 0 | 0 | 0 | 0 | 0 | [7 empty] | 0 | 0 | 0 | 0 | 0 | 0 | 0
| 701 |  |  | 0 | 0 | 0 | 0 | 0 | 0 | 0 |  | 1 | 1 | 1 | 1 | 1 | 1 | 1 | 0 | 0 | 0 | 0 | 0 | 0 | 0 | 0 | 0 | 0 | 0 | 0 | 0 | 0 | 0 | 0 | 0 | 0 | 0 | 0 | 0 | 0 | 0 | 0 | 0 | 0 | 0 | 0 | 0 | 0 | 0 | 0 | 0 | 0 | 0 | [7 empty] | 0 | 0 | 0 | 0 | 0 | 0 | 0
| 702 |  |  | 0 | 0 | 0 | 0 | 0 | 0 | 0 |  | 1 | 1 | 1 | 1 | 1 | 1 | 1 | 0 | 0 | 0 | 0 | 0 | 0 | 0 | 0 | 0 | 0 | 0 | 0 | 0 | 0 | 0 | 0 | 0 | 0 | 0 | 0 | 0 | 0 | 0 | 0 | 0 | 0 | 0 | 0 | 0 | 0 | 0 | 0 | 0 | 0 | 0 | [7 empty] | 0 | 0 | 0 | 0 | 0 | 0 | 0
| 703 |  |  | 0 | 0 | 0 | 0 | 0 | 0 | 0 |  | 1 | 1 | 1 | 1 | 1 | 1 | 1 | 0 | 0 | 0 | 0 | 0 | 0 | 0 | 0 | 0 | 0 | 0 | 0 | 0 | 0 | 0 | 0 | 0 | 0 | 0 | 0 | 0 | 0 | 0 | 0 | 0 | 0 | 0 | 0 | 0 | 0 | 0 | 0 | 0 | 0 | 0 | [7 empty] | 0 | 0 | 0 | 0 | 0 | 0 | 0
| 704 |  |  | 0 | 0 | 0 | 0 | 0 | 0 | 0 |  | 1 | 1 | 1 | 1 | 1 | 1 | 1 | 0 | 0 | 0 | 0 | 0 | 0 | 0 | 0 | 0 | 0 | 0 | 0 | 0 | 0 | 0 | 0 | 0 | 0 | 0 | 0 | 0 | 0 | 0 | 0 | 0 | 0 | 0 | 0 | 0 | 0 | 0 | 0 | 0 | 0 | 0 | [7 empty] | 0 | 0 | 0 | 0 | 0 | 0 | 0
| 705 |  |  | 0 | 0 | 0 | 0 | 0 | 0 | 0 |  | 1 | 1 | 1 | 1 | 1 | 1 | 1 | 0 | 0 | 0 | 0 | 0 | 0 | 0 | 0 | 0 | 0 | 0 | 0 | 0 | 0 | 0 | 0 | 0 | 0 | 0 | 0 | 0 | 0 | 0 | 0 | 0 | 0 | 0 | 0 | 0 | 0 | 0 | 0 | 0 | 0 | 0 | [7 empty] | 0 | 0 | 0 | 0 | 0 | 0 | 0
| 706 |  |  | 0 | 0 | 0 | 0 | 0 | 0 | 0 |  | 1 | 1 | 1 | 1 | 1 | 1 | 1 | 0 | 0 | 0 | 0 | 0 | 0 | 0 | 0 | 0 | 0 | 0 | 0 | 0 | 0 | 0 | 0 | 0 | 0 | 0 | 0 | 0 | 0 | 0 | 0 | 0 | 0 | 0 | 0 | 0 | 0 | 0 | 0 | 0 | 0 | 0 | [7 empty] | 0 | 0 | 0 | 0 | 0 | 0 | 0
| 707 |  |  | 0 | 0 | 0 | 0 | 0 | 0 | 0 |  | 1 | 1 | 1 | 1 | 1 | 1 | 1 | 0 | 0 | 0 | 0 | 0 | 0 | 0 | 0 | 0 | 0 | 0 | 0 | 0 | 0 | 0 | 0 | 0 | 0 | 0 | 0 | 0 | 0 | 0 | 0 | 0 | 0 | 0 | 0 | 0 | 0 | 0 | 0 | 0 | 0 | 0 | [7 empty] | 0 | 0 | 0 | 0 | 0 | 0 | 0
| 708 |  |  | 0 | 0 | 0 | 0 | 0 | 0 | 0 |  | 1 | 1 | 1 | 1 | 1 | 1 | 1 | 0 | 0 | 0 | 0 | 0 | 0 | 0 | 0 | 0 | 0 | 0 | 0 | 0 | 0 | 0 | 0 | 0 | 0 | 0 | 0 | 0 | 0 | 0 | 0 | 0 | 0 | 0 | 0 | 0 | 0 | 0 | 0 | 0 | 0 | 0 | [7 empty] | 0 | 0 | 0 | 0 | 0 | 0 | 0
| 709 |  |  | 0 | 0 | 0 | 0 | 0 | 0 | 0 |  | 1 | 1 | 1 | 1 | 1 | 1 | 1 | 0 | 0 | 0 | 0 | 0 | 0 | 0 | 0 | 0 | 0 | 0 | 0 | 0 | 0 | 0 | 0 | 0 | 0 | 0 | 0 | 0 | 0 | 0 | 0 | 0 | 0 | 0 | 0 | 0 | 0 | 0 | 0 | 0 | 0 | 0 | [7 empty] | 0 | 0 | 0 | 0 | 0 | 0 | 0
| 710 |  |  | 0 | 0 | 0 | 0 | 0 | 0 | 0 |  | 1 | 1 | 1 | 1 | 1 | 1 | 1 | 0 | 0 | 0 | 0 | 0 | 0 | 0 | 0 | 0 | 0 | 0 | 0 | 0 | 0 | 0 | 0 | 0 | 0 | 0 | 0 | 0 | 0 | 0 | 0 | 0 | 0 | 0 | 0 | 0 | 0 | 0 | 0 | 0 | 0 | 0 | [7 empty] | 0 | 0 | 0 | 0 | 0 | 0 | 0
| 711 |  |  | 0 | 0 | 0 | 0 | 0 | 0 | 0 |  | 1 | 1 | 1 | 1 | 1 | 1 | 1 | 0 | 0 | 0 | 0 | 0 | 0 | 0 | 0 | 0 | 0 | 0 | 0 | 0 | 0 | 0 | 0 | 0 | 0 | 0 | 0 | 0 | 0 | 0 | 0 | 0 | 0 | 0 | 0 | 0 | 0 | 0 | 0 | 0 | 0 | 0 | [7 empty] | 0 | 0 | 0 | 0 | 0 | 0 | 0
| 712 |  |  | 0 | 0 | 0 | 0 | 0 | 0 | 0 |  | 1 | 1 | 1 | 1 | 1 | 1 | 1 | 0 | 0 | 0 | 0 | 0 | 0 | 0 | 0 | 0 | 0 | 0 | 0 | 0 | 0 | 0 | 0 | 0 | 0 | 0 | 0 | 0 | 0 | 0 | 0 | 0 | 0 | 0 | 0 | 0 | 0 | 0 | 0 | 0 | 0 | 0 | [7 empty] | 0 | 0 | 0 | 0 | 0 | 0 | 0
| 713 |  |  | 0 | 0 | 0 | 0 | 0 | 0 | 0 |  | 1 | 1 | 1 | 1 | 1 | 1 | 1 | 0 | 0 | 0 | 0 | 0 | 0 | 0 | 0 | 0 | 0 | 0 | 0 | 0 | 0 | 0 | 0 | 0 | 0 | 0 | 0 | 0 | 0 | 0 | 0 | 0 | 0 | 0 | 0 | 0 | 0 | 0 | 0 | 0 | 0 | 0 | [7 empty] | 0 | 0 | 0 | 0 | 0 | 0 | 0
| 714 |  |  | 0 | 0 | 0 | 0 | 0 | 0 | 0 |  | 1 | 1 | 1 | 1 | 1 | 1 | 1 | 0 | 0 | 0 | 0 | 0 | 0 | 0 | 0 | 0 | 0 | 0 | 0 | 0 | 0 | 0 | 0 | 0 | 0 | 0 | 0 | 0 | 0 | 0 | 0 | 0 | 0 | 0 | 0 | 0 | 0 | 0 | 0 | 0 | 0 | 0 | [7 empty] | 0 | 0 | 0 | 0 | 0 | 0 | 0
| 715 |  |  | 0 | 0 | 0 | 0 | 0 | 0 | 0 |  | 1 | 1 | 1 | 1 | 1 | 1 | 1 | 0 | 0 | 0 | 0 | 0 | 0 | 0 | 0 | 0 | 0 | 0 | 0 | 0 | 0 | 0 | 0 | 0 | 0 | 0 | 0 | 0 | 0 | 0 | 0 | 0 | 0 | 0 | 0 | 0 | 0 | 0 | 0 | 0 | 0 | 0 | [7 empty] | 0 | 0 | 0 | 0 | 0 | 0 | 0
| 716 |  |  | 0 | 0 | 0 | 0 | 0 | 0 | 0 |  | 1 | 1 | 1 | 1 | 1 | 1 | 1 | 0 | 0 | 0 | 0 | 0 | 0 | 0 | 0 | 0 | 0 | 0 | 0 | 0 | 0 | 0 | 0 | 0 | 0 | 0 | 0 | 0 | 0 | 0 | 0 | 0 | 0 | 0 | 0 | 0 | 0 | 0 | 0 | 0 | 0 | 0 | [7 empty] | 0 | 0 | 0 | 0 | 0 | 0 | 0
| 717 |  |  | 0 | 0 | 0 | 0 | 0 | 0 | 0 |  | 1 | 1 | 1 | 1 | 1 | 1 | 1 | 0 | 0 | 0 | 0 | 0 | 0 | 0 | 0 | 0 | 0 | 0 | 0 | 0 | 0 | 0 | 0 | 0 | 0 | 0 | 0 | 0 | 0 | 0 | 0 | 0 | 0 | 0 | 0 | 0 | 0 | 0 | 0 | 0 | 0 | 0 | [7 empty] | 0 | 0 | 0 | 0 | 0 | 0 | 0
| 718 |  |  | 0 | 0 | 0 | 0 | 0 | 0 | 0 |  | 1 | 1 | 1 | 1 | 1 | 1 | 1 | 0 | 0 | 0 | 0 | 0 | 0 | 0 | 0 | 0 | 0 | 0 | 0 | 0 | 0 | 0 | 0 | 0 | 0 | 0 | 0 | 0 | 0 | 0 | 0 | 0 | 0 | 0 | 0 | 0 | 0 | 0 | 0 | 0 | 0 | 0 | [7 empty] | 0 | 0 | 0 | 0 | 0 | 0 | 0
| 719 |  |  | 0 | 0 | 0 | 0 | 0 | 0 | 0 |  | 1 | 1 | 1 | 1 | 1 | 1 | 1 | 0 | 0 | 0 | 0 | 0 | 0 | 0 | 0 | 0 | 0 | 0 | 0 | 0 | 0 | 0 | 0 | 0 | 0 | 0 | 0 | 0 | 0 | 0 | 0 | 0 | 0 | 0 | 0 | 0 | 0 | 0 | 0 | 0 | 0 | 0 | [7 empty] | 0 | 0 | 0 | 0 | 0 | 0 | 0
| 720 |  |  | 0 | 0 | 0 | 0 | 0 | 0 | 0 |  | 1 | 1 | 1 | 1 | 1 | 1 | 1 | 0 | 0 | 0 | 0 | 0 | 0 | 0 | 0 | 0 | 0 | 0 | 0 | 0 | 0 | 0 | 0 | 0 | 0 | 0 | 0 | 0 | 0 | 0 | 0 | 0 | 0 | 0 | 0 | 0 | 0 | 0 | 0 | 0 | 0 | 0 | [7 empty] | 0 | 0 | 0 | 0 | 0 | 0 | 0
| 721 |  |  | 0 | 0 | 0 | 0 | 0 | 0 | 0 |  | 1 | 1 | 1 | 1 | 1 | 1 | 1 | 0 | 0 | 0 | 0 | 0 | 0 | 0 | 0 | 0 | 0 | 0 | 0 | 0 | 0 | 0 | 0 | 0 | 0 | 0 | 0 | 0 | 0 | 0 | 0 | 0 | 0 | 0 | 0 | 0 | 0 | 0 | 0 | 0 | 0 | 0 | [7 empty] | 0 | 0 | 0 | 0 | 0 | 0 | 0
| 722 |  |  | 0 | 0 | 0 | 0 | 0 | 0 | 0 |  | 1 | 1 | 1 | 1 | 1 | 1 | 1 | 0 | 0 | 0 | 0 | 0 | 0 | 0 | 0 | 0 | 0 | 0 | 0 | 0 | 0 | 0 | 0 | 0 | 0 | 0 | 0 | 0 | 0 | 0 | 0 | 0 | 0 | 0 | 0 | 0 | 0 | 0 | 0 | 0 | 0 | 0 | [7 empty] | 0 | 0 | 0 | 0 | 0 | 0 | 0
| 723 |  |  | 0 | 0 | 0 | 0 | 0 | 0 | 0 |  | 1 | 1 | 1 | 1 | 1 | 1 | 1 | 0 | 0 | 0 | 0 | 0 | 0 | 0 | 0 | 0 | 0 | 0 | 0 | 0 | 0 | 0 | 0 | 0 | 0 | 0 | 0 | 0 | 0 | 0 | 0 | 0 | 0 | 0 | 0 | 0 | 0 | 0 | 0 | 0 | 0 | 0 | [7 empty] | 0 | 0 | 0 | 0 | 0 | 0 | 0
| 724 |  |  | 0 | 0 | 0 | 0 | 0 | 0 | 0 |  | 1 | 1 | 1 | 1 | 1 | 1 | 1 | 0 | 0 | 0 | 0 | 0 | 0 | 0 | 0 | 0 | 0 | 0 | 0 | 0 | 0 | 0 | 0 | 0 | 0 | 0 | 0 | 0 | 0 | 0 | 0 | 0 | 0 | 0 | 0 | 0 | 0 | 0 | 0 | 0 | 0 | 0 | [7 empty] | 0 | 0 | 0 | 0 | 0 | 0 | 0
| 725 |  |  | 0 | 0 | 0 | 0 | 0 | 0 | 0 |  | 1 | 1 | 1 | 1 | 1 | 1 | 1 | 0 | 0 | 0 | 0 | 0 | 0 | 0 | 0 | 0 | 0 | 0 | 0 | 0 | 0 | 0 | 0 | 0 | 0 | 0 | 0 | 0 | 0 | 0 | 0 | 0 | 0 | 0 | 0 | 0 | 0 | 0 | 0 | 0 | 0 | 0 | [7 empty] | 0 | 0 | 0 | 0 | 0 | 0 | 0
| 726 |  |  | 0 | 0 | 0 | 0 | 0 | 0 | 0 |  | 1 | 1 | 1 | 1 | 1 | 1 | 1 | 0 | 0 | 0 | 0 | 0 | 0 | 0 | 0 | 0 | 0 | 0 | 0 | 0 | 0 | 0 | 0 | 0 | 0 | 0 | 0 | 0 | 0 | 0 | 0 | 0 | 0 | 0 | 0 | 0 | 0 | 0 | 0 | 0 | 0 | 0 | [7 empty] | 0 | 0 | 0 | 0 | 0 | 0 | 0
| 727 |  |  | 0 | 0 | 0 | 0 | 0 | 0 | 0 |  | 1 | 1 | 1 | 1 | 1 | 1 | 1 | 0 | 0 | 0 | 0 | 0 | 0 | 0 | 0 | 0 | 0 | 0 | 0 | 0 | 0 | 0 | 0 | 0 | 0 | 0 | 0 | 0 | 0 | 0 | 0 | 0 | 0 | 0 | 0 | 0 | 0 | 0 | 0 | 0 | 0 | 0 | [7 empty] | 0 | 0 | 0 | 0 | 0 | 0 | 0
| 728 |  |  | 0 | 0 | 0 | 0 | 0 | 0 | 0 |  | 1 | 1 | 1 | 1 | 1 | 1 | 1 | 0 | 0 | 0 | 0 | 0 | 0 | 0 | 0 | 0 | 0 | 0 | 0 | 0 | 0 | 0 | 0 | 0 | 0 | 0 | 0 | 0 | 0 | 0 | 0 | 0 | 0 | 0 | 0 | 0 | 0 | 0 | 0 | 0 | 0 | 0 | [7 empty] | 0 | 0 | 0 | 0 | 0 | 0 | 0
| 729 |  |  | 0 | 0 | 0 | 0 | 0 | 0 | 0 |  | 1 | 1 | 1 | 1 | 1 | 1 | 1 | 0 | 0 | 0 | 0 | 0 | 0 | 0 | 0 | 0 | 0 | 0 | 0 | 0 | 0 | 0 | 0 | 0 | 0 | 0 | 0 | 0 | 0 | 0 | 0 | 0 | 0 | 0 | 0 | 0 | 0 | 0 | 0 | 0 | 0 | 0 | [7 empty] | 0 | 0 | 0 | 0 | 0 | 0 | 0
| 730 |  |  | 0 | 0 | 0 | 0 | 0 | 0 | 0 |  | 1 | 1 | 1 | 1 | 1 | 1 | 1 | 0 | 0 | 0 | 0 | 0 | 0 | 0 | 0 | 0 | 0 | 0 | 0 | 0 | 0 | 0 | 0 | 0 | 0 | 0 | 0 | 0 | 0 | 0 | 0 | 0 | 0 | 0 | 0 | 0 | 0 | 0 | 0 | 0 | 0 | 0 | [7 empty] | 0 | 0 | 0 | 0 | 0 | 0 | 0
| 731 |  |  | 0 | 0 | 0 | 0 | 0 | 0 | 0 |  | 1 | 1 | 1 | 1 | 1 | 1 | 1 | 0 | 0 | 0 | 0 | 0 | 0 | 0 | 0 | 0 | 0 | 0 | 0 | 0 | 0 | 0 | 0 | 0 | 0 | 0 | 0 | 0 | 0 | 0 | 0 | 0 | 0 | 0 | 0 | 0 | 0 | 0 | 0 | 0 | 0 | 0 | [7 empty] | 0 | 0 | 0 | 0 | 0 | 0 | 0
| 732 |  |  | 0 | 0 | 0 | 0 | 0 | 0 | 0 |  | 1 | 1 | 1 | 1 | 1 | 1 | 1 | 0 | 0 | 0 | 0 | 0 | 0 | 0 | 0 | 0 | 0 | 0 | 0 | 0 | 0 | 0 | 0 | 0 | 0 | 0 | 0 | 0 | 0 | 0 | 0 | 0 | 0 | 0 | 0 | 0 | 0 | 0 | 0 | 0 | 0 | 0 | [7 empty] | 0 | 0 | 0 | 0 | 0 | 0 | 0
| 733 |  |  | 0 | 0 | 0 | 0 | 0 | 0 | 0 |  | 1 | 1 | 1 | 1 | 1 | 1 | 1 | 0 | 0 | 0 | 0 | 0 | 0 | 0 | 0 | 0 | 0 | 0 | 0 | 0 | 0 | 0 | 0 | 0 | 0 | 0 | 0 | 0 | 0 | 0 | 0 | 0 | 0 | 0 | 0 | 0 | 0 | 0 | 0 | 0 | 0 | 0 | [7 empty] | 0 | 0 | 0 | 0 | 0 | 0 | 0
| 734 |  |  | 0 | 0 | 0 | 0 | 0 | 0 | 0 |  | 1 | 1 | 1 | 1 | 1 | 1 | 1 | 0 | 0 | 0 | 0 | 0 | 0 | 0 | 0 | 0 | 0 | 0 | 0 | 0 | 0 | 0 | 0 | 0 | 0 | 0 | 0 | 0 | 0 | 0 | 0 | 0 | 0 | 0 | 0 | 0 | 0 | 0 | 0 | 0 | 0 | 0 | [7 empty] | 0 | 0 | 0 | 0 | 0 | 0 | 0
| 735 |  |  | 0 | 0 | 0 | 0 | 0 | 0 | 0 |  | 1 | 1 | 1 | 1 | 1 | 1 | 1 | 0 | 0 | 0 | 0 | 0 | 0 | 0 | 0 | 0 | 0 | 0 | 0 | 0 | 0 | 0 | 0 | 0 | 0 | 0 | 0 | 0 | 0 | 0 | 0 | 0 | 0 | 0 | 0 | 0 | 0 | 0 | 0 | 0 | 0 | 0 | [7 empty] | 0 | 0 | 0 | 0 | 0 | 0 | 0
| 736 |  |  | 0 | 0 | 0 | 0 | 0 | 0 | 0 |  | 1 | 1 | 1 | 1 | 1 | 1 | 1 | 0 | 0 | 0 | 0 | 0 | 0 | 0 | 0 | 0 | 0 | 0 | 0 | 0 | 0 | 0 | 0 | 0 | 0 | 0 | 0 | 0 | 0 | 0 | 0 | 0 | 0 | 0 | 0 | 0 | 0 | 0 | 0 | 0 | 0 | 0 | [7 empty] | 0 | 0 | 0 | 0 | 0 | 0 | 0
| 737 |  |  | 0 | 0 | 0 | 0 | 0 | 0 | 0 |  | 1 | 1 | 1 | 1 | 1 | 1 | 1 | 0 | 0 | 0 | 0 | 0 | 0 | 0 | 0 | 0 | 0 | 0 | 0 | 0 | 0 | 0 | 0 | 0 | 0 | 0 | 0 | 0 | 0 | 0 | 0 | 0 | 0 | 0 | 0 | 0 | 0 | 0 | 0 | 0 | 0 | 0 | [7 empty] | 0 | 0 | 0 | 0 | 0 | 0 | 0
| 738 |  |  | 0 | 0 | 0 | 0 | 0 | 0 | 0 |  | 1 | 1 | 1 | 1 | 1 | 1 | 1 | 0 | 0 | 0 | 0 | 0 | 0 | 0 | 0 | 0 | 0 | 0 | 0 | 0 | 0 | 0 | 0 | 0 | 0 | 0 | 0 | 0 | 0 | 0 | 0 | 0 | 0 | 0 | 0 | 0 | 0 | 0 | 0 | 0 | 0 | 0 | [7 empty] | 0 | 0 | 0 | 0 | 0 | 0 | 0
| 739 |  |  | 0 | 0 | 0 | 0 | 0 | 0 | 0 |  | 1 | 1 | 1 | 1 | 1 | 1 | 1 | 0 | 0 | 0 | 0 | 0 | 0 | 0 | 0 | 0 | 0 | 0 | 0 | 0 | 0 | 0 | 0 | 0 | 0 | 0 | 0 | 0 | 0 | 0 | 0 | 0 | 0 | 0 | 0 | 0 | 0 | 0 | 0 | 0 | 0 | 0 | [7 empty] | 0 | 0 | 0 | 0 | 0 | 0 | 0
| 740 |  |  | 0 | 0 | 0 | 0 | 0 | 0 | 0 |  | 1 | 1 | 1 | 1 | 1 | 1 | 1 | 0 | 0 | 0 | 0 | 0 | 0 | 0 | 0 | 0 | 0 | 0 | 0 | 0 | 0 | 0 | 0 | 0 | 0 | 0 | 0 | 0 | 0 | 0 | 0 | 0 | 0 | 0 | 0 | 0 | 0 | 0 | 0 | 0 | 0 | 0 | [7 empty] | 0 | 0 | 0 | 0 | 0 | 0 | 0
| 741 |  |  | 0 | 0 | 0 | 0 | 0 | 0 | 0 |  | 1 | 1 | 1 | 1 | 1 | 1 | 1 | 0 | 0 | 0 | 0 | 0 | 0 | 0 | 0 | 0 | 0 | 0 | 0 | 0 | 0 | 0 | 0 | 0 | 0 | 0 | 0 | 0 | 0 | 0 | 0 | 0 | 0 | 0 | 0 | 0 | 0 | 0 | 0 | 0 | 0 | 0 | [7 empty] | 0 | 0 | 0 | 0 | 0 | 0 | 0
| 742 |  |  | 0 | 0 | 0 | 0 | 0 | 0 | 0 |  | 1 | 1 | 1 | 1 | 1 | 1 | 1 | 0 | 0 | 0 | 0 | 0 | 0 | 0 | 0 | 0 | 0 | 0 | 0 | 0 | 0 | 0 | 0 | 0 | 0 | 0 | 0 | 0 | 0 | 0 | 0 | 0 | 0 | 0 | 0 | 0 | 0 | 0 | 0 | 0 | 0 | 0 | [7 empty] | 0 | 0 | 0 | 0 | 0 | 0 | 0
| 743 |  |  | 0 | 0 | 0 | 0 | 0 | 0 | 0 |  | 1 | 1 | 1 | 1 | 1 | 1 | 1 | 0 | 0 | 0 | 0 | 0 | 0 | 0 | 0 | 0 | 0 | 0 | 0 | 0 | 0 | 0 | 0 | 0 | 0 | 0 | 0 | 0 | 0 | 0 | 0 | 0 | 0 | 0 | 0 | 0 | 0 | 0 | 0 | 0 | 0 | 0 | [7 empty] | 0 | 0 | 0 | 0 | 0 | 0 | 0
| 744 |  |  | 0 | 0 | 0 | 0 | 0 | 0 | 0 |  | 1 | 1 | 1 | 1 | 1 | 1 | 1 | 0 | 0 | 0 | 0 | 0 | 0 | 0 | 0 | 0 | 0 | 0 | 0 | 0 | 0 | 0 | 0 | 0 | 0 | 0 | 0 | 0 | 0 | 0 | 0 | 0 | 0 | 0 | 0 | 0 | 0 | 0 | 0 | 0 | 0 | 0 | [7 empty] | 0 | 0 | 0 | 0 | 0 | 0 | 0
| 745 |  |  | 0 | 0 | 0 | 0 | 0 | 0 | 0 |  | 1 | 1 | 1 | 1 | 1 | 1 | 1 | 0 | 0 | 0 | 0 | 0 | 0 | 0 | 0 | 0 | 0 | 0 | 0 | 0 | 0 | 0 | 0 | 0 | 0 | 0 | 0 | 0 | 0 | 0 | 0 | 0 | 0 | 0 | 0 | 0 | 0 | 0 | 0 | 0 | 0 | 0 | [7 empty] | 0 | 0 | 0 | 0 | 0 | 0 | 0
| 746 |  |  | 0 | 0 | 0 | 0 | 0 | 0 | 0 |  | 1 | 1 | 1 | 1 | 1 | 1 | 1 | 0 | 0 | 0 | 0 | 0 | 0 | 0 | 0 | 0 | 0 | 0 | 0 | 0 | 0 | 0 | 0 | 0 | 0 | 0 | 0 | 0 | 0 | 0 | 0 | 0 | 0 | 0 | 0 | 0 | 0 | 0 | 0 | 0 | 0 | 0 | [7 empty] | 0 | 0 | 0 | 0 | 0 | 0 | 0
| 747 |  |  | 0 | 0 | 0 | 0 | 0 | 0 | 0 |  | 1 | 1 | 1 | 1 | 1 | 1 | 1 | 0 | 0 | 0 | 0 | 0 | 0 | 0 | 0 | 0 | 0 | 0 | 0 | 0 | 0 | 0 | 0 | 0 | 0 | 0 | 0 | 0 | 0 | 0 | 0 | 0 | 0 | 0 | 0 | 0 | 0 | 0 | 0 | 0 | 0 | 0 | [7 empty] | 0 | 0 | 0 | 0 | 0 | 0 | 0
| 748 |  |  | 0 | 0 | 0 | 0 | 0 | 0 | 0 |  | 1 | 1 | 1 | 1 | 1 | 1 | 1 | 0 | 0 | 0 | 0 | 0 | 0 | 0 | 0 | 0 | 0 | 0 | 0 | 0 | 0 | 0 | 0 | 0 | 0 | 0 | 0 | 0 | 0 | 0 | 0 | 0 | 0 | 0 | 0 | 0 | 0 | 0 | 0 | 0 | 0 | 0 | [7 empty] | 0 | 0 | 0 | 0 | 0 | 0 | 0
| 749 |  |  | 0 | 0 | 0 | 0 | 0 | 0 | 0 |  | 1 | 1 | 1 | 1 | 1 | 1 | 1 | 0 | 0 | 0 | 0 | 0 | 0 | 0 | 0 | 0 | 0 | 0 | 0 | 0 | 0 | 0 | 0 | 0 | 0 | 0 | 0 | 0 | 0 | 0 | 0 | 0 | 0 | 0 | 0 | 0 | 0 | 0 | 0 | 0 | 0 | 0 | [7 empty] | 0 | 0 | 0 | 0 | 0 | 0 | 0
| 750 |  |  | 0 | 0 | 0 | 0 | 0 | 0 | 0 |  | 1 | 1 | 1 | 1 | 1 | 1 | 1 | 0 | 0 | 0 | 0 | 0 | 0 | 0 | 0 | 0 | 0 | 0 | 0 | 0 | 0 | 0 | 0 | 0 | 0 | 0 | 0 | 0 | 0 | 0 | 0 | 0 | 0 | 0 | 0 | 0 | 0 | 0 | 0 | 0 | 0 | 0 | [7 empty] | 0 | 0 | 0 | 0 | 0 | 0 | 0
| 751 |  |  | 0 | 0 | 0 | 0 | 0 | 0 | 0 |  | 1 | 1 | 1 | 1 | 1 | 1 | 1 | 0 | 0 | 0 | 0 | 0 | 0 | 0 | 0 | 0 | 0 | 0 | 0 | 0 | 0 | 0 | 0 | 0 | 0 | 0 | 0 | 0 | 0 | 0 | 0 | 0 | 0 | 0 | 0 | 0 | 0 | 0 | 0 | 0 | 0 | 0 | [7 empty] | 0 | 0 | 0 | 0 | 0 | 0 | 0
| 752 |  |  | 0 | 0 | 0 | 0 | 0 | 0 | 0 |  | 1 | 1 | 1 | 1 | 1 | 1 | 1 | 0 | 0 | 0 | 0 | 0 | 0 | 0 | 0 | 0 | 0 | 0 | 0 | 0 | 0 | 0 | 0 | 0 | 0 | 0 | 0 | 0 | 0 | 0 | 0 | 0 | 0 | 0 | 0 | 0 | 0 | 0 | 0 | 0 | 0 | 0 | [7 empty] | 0 | 0 | 0 | 0 | 0 | 0 | 0
| 753 |  |  | 0 | 0 | 0 | 0 | 0 | 0 | 0 |  | 1 | 1 | 1 | 1 | 1 | 1 | 1 | 0 | 0 | 0 | 0 | 0 | 0 | 0 | 0 | 0 | 0 | 0 | 0 | 0 | 0 | 0 | 0 | 0 | 0 | 0 | 0 | 0 | 0 | 0 | 0 | 0 | 0 | 0 | 0 | 0 | 0 | 0 | 0 | 0 | 0 | 0 | [7 empty] | 0 | 0 | 0 | 0 | 0 | 0 | 0
| 754 |  |  | 0 | 0 | 0 | 0 | 0 | 0 | 0 |  | 1 | 1 | 1 | 1 | 1 | 1 | 1 | 0 | 0 | 0 | 0 | 0 | 0 | 0 | 0 | 0 | 0 | 0 | 0 | 0 | 0 | 0 | 0 | 0 | 0 | 0 | 0 | 0 | 0 | 0 | 0 | 0 | 0 | 0 | 0 | 0 | 0 | 0 | 0 | 0 | 0 | 0 | [7 empty] | 0 | 0 | 0 | 0 | 0 | 0 | 0
| 755 |  |  | 0 | 0 | 0 | 0 | 0 | 0 | 0 |  | 1 | 1 | 1 | 1 | 1 | 1 | 1 | 0 | 0 | 0 | 0 | 0 | 0 | 0 | 0 | 0 | 0 | 0 | 0 | 0 | 0 | 0 | 0 | 0 | 0 | 0 | 0 | 0 | 0 | 0 | 0 | 0 | 0 | 0 | 0 | 0 | 0 | 0 | 0 | 0 | 0 | 0 | [7 empty] | 0 | 0 | 0 | 0 | 0 | 0 | 0
| 756 |  |  | 0 | 0 | 0 | 0 | 0 | 0 | 0 |  | 1 | 1 | 1 | 1 | 1 | 1 | 1 | 0 | 0 | 0 | 0 | 0 | 0 | 0 | 0 | 0 | 0 | 0 | 0 | 0 | 0 | 0 | 0 | 0 | 0 | 0 | 0 | 0 | 0 | 0 | 0 | 0 | 0 | 0 | 0 | 0 | 0 | 0 | 0 | 0 | 0 | 0 | [7 empty] | 0 | 0 | 0 | 0 | 0 | 0 | 0
| 757 |  |  | 0 | 0 | 0 | 0 | 0 | 0 | 0 |  | 1 | 1 | 1 | 1 | 1 | 1 | 1 | 0 | 0 | 0 | 0 | 0 | 0 | 0 | 0 | 0 | 0 | 0 | 0 | 0 | 0 | 0 | 0 | 0 | 0 | 0 | 0 | 0 | 0 | 0 | 0 | 0 | 0 | 0 | 0 | 0 | 0 | 0 | 0 | 0 | 0 | 0 | [7 empty] | 0 | 0 | 0 | 0 | 0 | 0 | 0
| 758 |  |  | 0 | 0 | 0 | 0 | 0 | 0 | 0 |  | 1 | 1 | 1 | 1 | 1 | 1 | 1 | 0 | 0 | 0 | 0 | 0 | 0 | 0 | 0 | 0 | 0 | 0 | 0 | 0 | 0 | 0 | 0 | 0 | 0 | 0 | 0 | 0 | 0 | 0 | 0 | 0 | 0 | 0 | 0 | 0 | 0 | 0 | 0 | 0 | 0 | 0 | [7 empty] | 0 | 0 | 0 | 0 | 0 | 0 | 0
| 759 |  |  | 0 | 0 | 0 | 0 | 0 | 0 | 0 |  | 1 | 1 | 1 | 1 | 1 | 1 | 1 | 0 | 0 | 0 | 0 | 0 | 0 | 0 | 0 | 0 | 0 | 0 | 0 | 0 | 0 | 0 | 0 | 0 | 0 | 0 | 0 | 0 | 0 | 0 | 0 | 0 | 0 | 0 | 0 | 0 | 0 | 0 | 0 | 0 | 0 | 0 | [7 empty] | 0 | 0 | 0 | 0 | 0 | 0 | 0
| 760 |  |  | 0 | 0 | 0 | 0 | 0 | 0 | 0 |  | 1 | 1 | 1 | 1 | 1 | 1 | 1 | 0 | 0 | 0 | 0 | 0 | 0 | 0 | 0 | 0 | 0 | 0 | 0 | 0 | 0 | 0 | 0 | 0 | 0 | 0 | 0 | 0 | 0 | 0 | 0 | 0 | 0 | 0 | 0 | 0 | 0 | 0 | 0 | 0 | 0 | 0 | [7 empty] | 0 | 0 | 0 | 0 | 0 | 0 | 0
| 761 |  |  | 0 | 0 | 0 | 0 | 0 | 0 | 0 |  | 1 | 1 | 1 | 1 | 1 | 1 | 1 | 0 | 0 | 0 | 0 | 0 | 0 | 0 | 0 | 0 | 0 | 0 | 0 | 0 | 0 | 0 | 0 | 0 | 0 | 0 | 0 | 0 | 0 | 0 | 0 | 0 | 0 | 0 | 0 | 0 | 0 | 0 | 0 | 0 | 0 | 0 | [7 empty] | 0 | 0 | 0 | 0 | 0 | 0 | 0
| 762 |  |  | 0 | 0 | 0 | 0 | 0 | 0 | 0 |  | 1 | 1 | 1 | 1 | 1 | 1 | 1 | 0 | 0 | 0 | 0 | 0 | 0 | 0 | 0 | 0 | 0 | 0 | 0 | 0 | 0 | 0 | 0 | 0 | 0 | 0 | 0 | 0 | 0 | 0 | 0 | 0 | 0 | 0 | 0 | 0 | 0 | 0 | 0 | 0 | 0 | 0 | [7 empty] | 0 | 0 | 0 | 0 | 0 | 0 | 0
| 763 |  |  | 0 | 0 | 0 | 0 | 0 | 0 | 0 |  | 1 | 1 | 1 | 1 | 1 | 1 | 1 | 0 | 0 | 0 | 0 | 0 | 0 | 0 | 0 | 0 | 0 | 0 | 0 | 0 | 0 | 0 | 0 | 0 | 0 | 0 | 0 | 0 | 0 | 0 | 0 | 0 | 0 | 0 | 0 | 0 | 0 | 0 | 0 | 0 | 0 | 0 | [7 empty] | 0 | 0 | 0 | 0 | 0 | 0 | 0
| 764 |  |  | 0 | 0 | 0 | 0 | 0 | 0 | 0 |  | 1 | 1 | 1 | 1 | 1 | 1 | 1 | 0 | 0 | 0 | 0 | 0 | 0 | 0 | 0 | 0 | 0 | 0 | 0 | 0 | 0 | 0 | 0 | 0 | 0 | 0 | 0 | 0 | 0 | 0 | 0 | 0 | 0 | 0 | 0 | 0 | 0 | 0 | 0 | 0 | 0 | 0 | [7 empty] | 0 | 0 | 0 | 0 | 0 | 0 | 0
| 765 |  |  | 0 | 0 | 0 | 0 | 0 | 0 | 0 |  | 1 | 1 | 1 | 1 | 1 | 1 | 1 | 0 | 0 | 0 | 0 | 0 | 0 | 0 | 0 | 0 | 0 | 0 | 0 | 0 | 0 | 0 | 0 | 0 | 0 | 0 | 0 | 0 | 0 | 0 | 0 | 0 | 0 | 0 | 0 | 0 | 0 | 0 | 0 | 0 | 0 | 0 | [7 empty] | 0 | 0 | 0 | 0 | 0 | 0 | 0
| 766 |  |  | 0 | 0 | 0 | 0 | 0 | 0 | 0 |  | 1 | 1 | 1 | 1 | 1 | 1 | 1 | 0 | 0 | 0 | 0 | 0 | 0 | 0 | 0 | 0 | 0 | 0 | 0 | 0 | 0 | 0 | 0 | 0 | 0 | 0 | 0 | 0 | 0 | 0 | 0 | 0 | 0 | 0 | 0 | 0 | 0 | 0 | 0 | 0 | 0 | 0 | [7 empty] | 0 | 0 | 0 | 0 | 0 | 0 | 0
| 767 |  |  | 0 | 0 | 0 | 0 | 0 | 0 | 0 |  | 1 | 1 | 1 | 1 | 1 | 1 | 1 | 0 | 0 | 0 | 0 | 0 | 0 | 0 | 0 | 0 | 0 | 0 | 0 | 0 | 0 | 0 | 0 | 0 | 0 | 0 | 0 | 0 | 0 | 0 | 0 | 0 | 0 | 0 | 0 | 0 | 0 | 0 | 0 | 0 | 0 | 0 | [7 empty] | 0 | 0 | 0 | 0 | 0 | 0 | 0
| 768 |  |  | 0 | 0 | 0 | 0 | 0 | 0 | 0 |  | 1 | 1 | 1 | 1 | 1 | 1 | 1 | 0 | 0 | 0 | 0 | 0 | 0 | 0 | 0 | 0 | 0 | 0 | 0 | 0 | 0 | 0 | 0 | 0 | 0 | 0 | 0 | 0 | 0 | 0 | 0 | 0 | 0 | 0 | 0 | 0 | 0 | 0 | 0 | 0 | 0 | 0 | [7 empty] | 0 | 0 | 0 | 0 | 0 | 0 | 0
| 769 |  |  | 0 | 0 | 0 | 0 | 0 | 0 | 0 |  | 1 | 1 | 1 | 1 | 1 | 1 | 1 | 0 | 0 | 0 | 0 | 0 | 0 | 0 | 0 | 0 | 0 | 0 | 0 | 0 | 0 | 0 | 0 | 0 | 0 | 0 | 0 | 0 | 0 | 0 | 0 | 0 | 0 | 0 | 0 | 0 | 0 | 0 | 0 | 0 | 0 | 0 | [7 empty] | 0 | 0 | 0 | 0 | 0 | 0 | 0
| 770 |  |  | 0 | 0 | 0 | 0 | 0 | 0 | 0 |  | 1 | 1 | 1 | 1 | 1 | 1 | 1 | 0 | 0 | 0 | 0 | 0 | 0 | 0 | 0 | 0 | 0 | 0 | 0 | 0 | 0 | 0 | 0 | 0 | 0 | 0 | 0 | 0 | 0 | 0 | 0 | 0 | 0 | 0 | 0 | 0 | 0 | 0 | 0 | 0 | 0 | 0 | [7 empty] | 0 | 0 | 0 | 0 | 0 | 0 | 0
| 771 |  |  | 0 | 0 | 0 | 0 | 0 | 0 | 0 |  | 1 | 1 | 1 | 1 | 1 | 1 | 1 | 0 | 0 | 0 | 0 | 0 | 0 | 0 | 0 | 0 | 0 | 0 | 0 | 0 | 0 | 0 | 0 | 0 | 0 | 0 | 0 | 0 | 0 | 0 | 0 | 0 | 0 | 0 | 0 | 0 | 0 | 0 | 0 | 0 | 0 | 0 | [7 empty] | 0 | 0 | 0 | 0 | 0 | 0 | 0
| 772 |  |  | 0 | 0 | 0 | 0 | 0 | 0 | 0 |  | 1 | 1 | 1 | 1 | 1 | 1 | 1 | 0 | 0 | 0 | 0 | 0 | 0 | 0 | 0 | 0 | 0 | 0 | 0 | 0 | 0 | 0 | 0 | 0 | 0 | 0 | 0 | 0 | 0 | 0 | 0 | 0 | 0 | 0 | 0 | 0 | 0 | 0 | 0 | 0 | 0 | 0 | [7 empty] | 0 | 0 | 0 | 0 | 0 | 0 | 0
| 773 |  |  | 0 | 0 | 0 | 0 | 0 | 0 | 0 |  | 1 | 1 | 1 | 1 | 1 | 1 | 1 | 0 | 0 | 0 | 0 | 0 | 0 | 0 | 0 | 0 | 0 | 0 | 0 | 0 | 0 | 0 | 0 | 0 | 0 | 0 | 0 | 0 | 0 | 0 | 0 | 0 | 0 | 0 | 0 | 0 | 0 | 0 | 0 | 0 | 0 | 0 | [7 empty] | 0 | 0 | 0 | 0 | 0 | 0 | 0
| 774 |  |  | 0 | 0 | 0 | 0 | 0 | 0 | 0 |  | 1 | 1 | 1 | 1 | 1 | 1 | 1 | 0 | 0 | 0 | 0 | 0 | 0 | 0 | 0 | 0 | 0 | 0 | 0 | 0 | 0 | 0 | 0 | 0 | 0 | 0 | 0 | 0 | 0 | 0 | 0 | 0 | 0 | 0 | 0 | 0 | 0 | 0 | 0 | 0 | 0 | 0 | [7 empty] | 0 | 0 | 0 | 0 | 0 | 0 | 0
| 775 |  |  | 0 | 0 | 0 | 0 | 0 | 0 | 0 |  | 1 | 1 | 1 | 1 | 1 | 1 | 1 | 0 | 0 | 0 | 0 | 0 | 0 | 0 | 0 | 0 | 0 | 0 | 0 | 0 | 0 | 0 | 0 | 0 | 0 | 0 | 0 | 0 | 0 | 0 | 0 | 0 | 0 | 0 | 0 | 0 | 0 | 0 | 0 | 0 | 0 | 0 | [7 empty] | 0 | 0 | 0 | 0 | 0 | 0 | 0
| 776 |  |  | 0 | 0 | 0 | 0 | 0 | 0 | 0 |  | 1 | 1 | 1 | 1 | 1 | 1 | 1 | 0 | 0 | 0 | 0 | 0 | 0 | 0 | 0 | 0 | 0 | 0 | 0 | 0 | 0 | 0 | 0 | 0 | 0 | 0 | 0 | 0 | 0 | 0 | 0 | 0 | 0 | 0 | 0 | 0 | 0 | 0 | 0 | 0 | 0 | 0 | [7 empty] | 0 | 0 | 0 | 0 | 0 | 0 | 0
| 777 |  |  | 0 | 0 | 0 | 0 | 0 | 0 | 0 |  | 1 | 1 | 1 | 1 | 1 | 1 | 1 | 0 | 0 | 0 | 0 | 0 | 0 | 0 | 0 | 0 | 0 | 0 | 0 | 0 | 0 | 0 | 0 | 0 | 0 | 0 | 0 | 0 | 0 | 0 | 0 | 0 | 0 | 0 | 0 | 0 | 0 | 0 | 0 | 0 | 0 | 0 | [7 empty] | 0 | 0 | 0 | 0 | 0 | 0 | 0
| 778 |  |  | 0 | 0 | 0 | 0 | 0 | 0 | 0 |  | 1 | 1 | 1 | 1 | 1 | 1 | 1 | 0 | 0 | 0 | 0 | 0 | 0 | 0 | 0 | 0 | 0 | 0 | 0 | 0 | 0 | 0 | 0 | 0 | 0 | 0 | 0 | 0 | 0 | 0 | 0 | 0 | 0 | 0 | 0 | 0 | 0 | 0 | 0 | 0 | 0 | 0 | [7 empty] | 0 | 0 | 0 | 0 | 0 | 0 | 0
| 779 |  |  | 0 | 0 | 0 | 0 | 0 | 0 | 0 |  | 1 | 1 | 1 | 1 | 1 | 1 | 1 | 0 | 0 | 0 | 0 | 0 | 0 | 0 | 0 | 0 | 0 | 0 | 0 | 0 | 0 | 0 | 0 | 0 | 0 | 0 | 0 | 0 | 0 | 0 | 0 | 0 | 0 | 0 | 0 | 0 | 0 | 0 | 0 | 0 | 0 | 0 | [7 empty] | 0 | 0 | 0 | 0 | 0 | 0 | 0
| 780 |  |  | 0 | 0 | 0 | 0 | 0 | 0 | 0 |  | 1 | 1 | 1 | 1 | 1 | 1 | 1 | 0 | 0 | 0 | 0 | 0 | 0 | 0 | 0 | 0 | 0 | 0 | 0 | 0 | 0 | 0 | 0 | 0 | 0 | 0 | 0 | 0 | 0 | 0 | 0 | 0 | 0 | 0 | 0 | 0 | 0 | 0 | 0 | 0 | 0 | 0 | [7 empty] | 0 | 0 | 0 | 0 | 0 | 0 | 0
| 781 |  |  | 0 | 0 | 0 | 0 | 0 | 0 | 0 |  | 1 | 1 | 1 | 1 | 1 | 1 | 1 | 0 | 0 | 0 | 0 | 0 | 0 | 0 | 0 | 0 | 0 | 0 | 0 | 0 | 0 | 0 | 0 | 0 | 0 | 0 | 0 | 0 | 0 | 0 | 0 | 0 | 0 | 0 | 0 | 0 | 0 | 0 | 0 | 0 | 0 | 0 | [7 empty] | 0 | 0 | 0 | 0 | 0 | 0 | 0
| 782 |  |  | 0 | 0 | 0 | 0 | 0 | 0 | 0 |  | 1 | 1 | 1 | 1 | 1 | 1 | 1 | 0 | 0 | 0 | 0 | 0 | 0 | 0 | 0 | 0 | 0 | 0 | 0 | 0 | 0 | 0 | 0 | 0 | 0 | 0 | 0 | 0 | 0 | 0 | 0 | 0 | 0 | 0 | 0 | 0 | 0 | 0 | 0 | 0 | 0 | 0 | [7 empty] | 0 | 0 | 0 | 0 | 0 | 0 | 0
| 783 |  |  | 0 | 0 | 0 | 0 | 0 | 0 | 0 |  | 1 | 1 | 1 | 1 | 1 | 1 | 1 | 0 | 0 | 0 | 0 | 0 | 0 | 0 | 0 | 0 | 0 | 0 | 0 | 0 | 0 | 0 | 0 | 0 | 0 | 0 | 0 | 0 | 0 | 0 | 0 | 0 | 0 | 0 | 0 | 0 | 0 | 0 | 0 | 0 | 0 | 0 | [7 empty] | 0 | 0 | 0 | 0 | 0 | 0 | 0
| 784 |  |  | 0 | 0 | 0 | 0 | 0 | 0 | 0 |  | 1 | 1 | 1 | 1 | 1 | 1 | 1 | 0 | 0 | 0 | 0 | 0 | 0 | 0 | 0 | 0 | 0 | 0 | 0 | 0 | 0 | 0 | 0 | 0 | 0 | 0 | 0 | 0 | 0 | 0 | 0 | 0 | 0 | 0 | 0 | 0 | 0 | 0 | 0 | 0 | 0 | 0 | [7 empty] | 0 | 0 | 0 | 0 | 0 | 0 | 0
| 785 |  |  | 0 | 0 | 0 | 0 | 0 | 0 | 0 |  | 1 | 1 | 1 | 1 | 1 | 1 | 1 | 0 | 0 | 0 | 0 | 0 | 0 | 0 | 0 | 0 | 0 | 0 | 0 | 0 | 0 | 0 | 0 | 0 | 0 | 0 | 0 | 0 | 0 | 0 | 0 | 0 | 0 | 0 | 0 | 0 | 0 | 0 | 0 | 0 | 0 | 0 | [7 empty] | 0 | 0 | 0 | 0 | 0 | 0 | 0
| 786 |  |  | 0 | 0 | 0 | 0 | 0 | 0 | 0 |  | 1 | 1 | 1 | 1 | 1 | 1 | 1 | 0 | 0 | 0 | 0 | 0 | 0 | 0 | 0 | 0 | 0 | 0 | 0 | 0 | 0 | 0 | 0 | 0 | 0 | 0 | 0 | 0 | 0 | 0 | 0 | 0 | 0 | 0 | 0 | 0 | 0 | 0 | 0 | 0 | 0 | 0 | [7 empty] | 0 | 0 | 0 | 0 | 0 | 0 | 0
| 787 |  |  | 0 | 0 | 0 | 0 | 0 | 0 | 0 |  | 1 | 1 | 1 | 1 | 1 | 1 | 1 | 0 | 0 | 0 | 0 | 0 | 0 | 0 | 0 | 0 | 0 | 0 | 0 | 0 | 0 | 0 | 0 | 0 | 0 | 0 | 0 | 0 | 0 | 0 | 0 | 0 | 0 | 0 | 0 | 0 | 0 | 0 | 0 | 0 | 0 | 0 | [7 empty] | 0 | 0 | 0 | 0 | 0 | 0 | 0
| 788 |  |  | 0 | 0 | 0 | 0 | 0 | 0 | 0 |  | 1 | 1 | 1 | 1 | 1 | 1 | 1 | 0 | 0 | 0 | 0 | 0 | 0 | 0 | 0 | 0 | 0 | 0 | 0 | 0 | 0 | 0 | 0 | 0 | 0 | 0 | 0 | 0 | 0 | 0 | 0 | 0 | 0 | 0 | 0 | 0 | 0 | 0 | 0 | 0 | 0 | 0 | [7 empty] | 0 | 0 | 0 | 0 | 0 | 0 | 0
| 789 |  |  | 0 | 0 | 0 | 0 | 0 | 0 | 0 |  | 1 | 1 | 1 | 1 | 1 | 1 | 1 | 0 | 0 | 0 | 0 | 0 | 0 | 0 | 0 | 0 | 0 | 0 | 0 | 0 | 0 | 0 | 0 | 0 | 0 | 0 | 0 | 0 | 0 | 0 | 0 | 0 | 0 | 0 | 0 | 0 | 0 | 0 | 0 | 0 | 0 | 0 | [7 empty] | 0 | 0 | 0 | 0 | 0 | 0 | 0
| 790 |  |  | 0 | 0 | 0 | 0 | 0 | 0 | 0 |  | 1 | 1 | 1 | 1 | 1 | 1 | 1 | 0 | 0 | 0 | 0 | 0 | 0 | 0 | 0 | 0 | 0 | 0 | 0 | 0 | 0 | 0 | 0 | 0 | 0 | 0 | 0 | 0 | 0 | 0 | 0 | 0 | 0 | 0 | 0 | 0 | 0 | 0 | 0 | 0 | 0 | 0 | [7 empty] | 0 | 0 | 0 | 0 | 0 | 0 | 0
| 791 |  |  | 0 | 0 | 0 | 0 | 0 | 0 | 0 |  | 1 | 1 | 1 | 1 | 1 | 1 | 1 | 0 | 0 | 0 | 0 | 0 | 0 | 0 | 0 | 0 | 0 | 0 | 0 | 0 | 0 | 0 | 0 | 0 | 0 | 0 | 0 | 0 | 0 | 0 | 0 | 0 | 0 | 0 | 0 | 0 | 0 | 0 | 0 | 0 | 0 | 0 | [7 empty] | 0 | 0 | 0 | 0 | 0 | 0 | 0
| 792 |  |  | 0 | 0 | 0 | 0 | 0 | 0 | 0 |  | 1 | 1 | 1 | 1 | 1 | 1 | 1 | 0 | 0 | 0 | 0 | 0 | 0 | 0 | 0 | 0 | 0 | 0 | 0 | 0 | 0 | 0 | 0 | 0 | 0 | 0 | 0 | 0 | 0 | 0 | 0 | 0 | 0 | 0 | 0 | 0 | 0 | 0 | 0 | 0 | 0 | 0 | [7 empty] | 0 | 0 | 0 | 0 | 0 | 0 | 0
| 793 |  |  | 0 | 0 | 0 | 0 | 0 | 0 | 0 |  | 1 | 1 | 1 | 1 | 1 | 1 | 1 | 0 | 0 | 0 | 0 | 0 | 0 | 0 | 0 | 0 | 0 | 0 | 0 | 0 | 0 | 0 | 0 | 0 | 0 | 0 | 0 | 0 | 0 | 0 | 0 | 0 | 0 | 0 | 0 | 0 | 0 | 0 | 0 | 0 | 0 | 0 | [7 empty] | 0 | 0 | 0 | 0 | 0 | 0 | 0
| 794 |  |  | 0 | 0 | 0 | 0 | 0 | 0 | 0 |  | 1 | 1 | 1 | 1 | 1 | 1 | 1 | 0 | 0 | 0 | 0 | 0 | 0 | 0 | 0 | 0 | 0 | 0 | 0 | 0 | 0 | 0 | 0 | 0 | 0 | 0 | 0 | 0 | 0 | 0 | 0 | 0 | 0 | 0 | 0 | 0 | 0 | 0 | 0 | 0 | 0 | 0 | [7 empty] | 0 | 0 | 0 | 0 | 0 | 0 | 0
| 795 |  |  | 0 | 0 | 0 | 0 | 0 | 0 | 0 |  | 1 | 1 | 1 | 1 | 1 | 1 | 1 | 0 | 0 | 0 | 0 | 0 | 0 | 0 | 0 | 0 | 0 | 0 | 0 | 0 | 0 | 0 | 0 | 0 | 0 | 0 | 0 | 0 | 0 | 0 | 0 | 0 | 0 | 0 | 0 | 0 | 0 | 0 | 0 | 0 | 0 | 0 | [7 empty] | 0 | 0 | 0 | 0 | 0 | 0 | 0
| 796 |  |  | 0 | 0 | 0 | 0 | 0 | 0 | 0 |  | 1 | 1 | 1 | 1 | 1 | 1 | 1 | 0 | 0 | 0 | 0 | 0 | 0 | 0 | 0 | 0 | 0 | 0 | 0 | 0 | 0 | 0 | 0 | 0 | 0 | 0 | 0 | 0 | 0 | 0 | 0 | 0 | 0 | 0 | 0 | 0 | 0 | 0 | 0 | 0 | 0 | 0 | [7 empty] | 0 | 0 | 0 | 0 | 0 | 0 | 0
| 797 |  |  | 0 | 0 | 0 | 0 | 0 | 0 | 0 |  | 1 | 1 | 1 | 1 | 1 | 1 | 1 | 0 | 0 | 0 | 0 | 0 | 0 | 0 | 0 | 0 | 0 | 0 | 0 | 0 | 0 | 0 | 0 | 0 | 0 | 0 | 0 | 0 | 0 | 0 | 0 | 0 | 0 | 0 | 0 | 0 | 0 | 0 | 0 | 0 | 0 | 0 | [7 empty] | 0 | 0 | 0 | 0 | 0 | 0 | 0
| 798 |  |  | 0 | 0 | 0 | 0 | 0 | 0 | 0 |  | 1 | 1 | 1 | 1 | 1 | 1 | 1 | 0 | 0 | 0 | 0 | 0 | 0 | 0 | 0 | 0 | 0 | 0 | 0 | 0 | 0 | 0 | 0 | 0 | 0 | 0 | 0 | 0 | 0 | 0 | 0 | 0 | 0 | 0 | 0 | 0 | 0 | 0 | 0 | 0 | 0 | 0 | [7 empty] | 0 | 0 | 0 | 0 | 0 | 0 | 0
| 799 |  |  | 0 | 0 | 0 | 0 | 0 | 0 | 0 |  | 1 | 1 | 1 | 1 | 1 | 1 | 1 | 0 | 0 | 0 | 0 | 0 | 0 | 0 | 0 | 0 | 0 | 0 | 0 | 0 | 0 | 0 | 0 | 0 | 0 | 0 | 0 | 0 | 0 | 0 | 0 | 0 | 0 | 0 | 0 | 0 | 0 | 0 | 0 | 0 | 0 | 0 | [7 empty] | 0 | 0 | 0 | 0 | 0 | 0 | 0
| 800 |  |  | 0 | 0 | 0 | 0 | 0 | 0 | 0 |  | 1 | 1 | 1 | 1 | 1 | 1 | 1 | 0 | 0 | 0 | 0 | 0 | 0 | 0 | 0 | 0 | 0 | 0 | 0 | 0 | 0 | 0 | 0 | 0 | 0 | 0 | 0 | 0 | 0 | 0 | 0 | 0 | 0 | 0 | 0 | 0 | 0 | 0 | 0 | 0 | 0 | 0 | [7 empty] | 0 | 0 | 0 | 0 | 0 | 0 | 0
| 801 |  |  | 0 | 0 | 0 | 0 | 0 | 0 | 0 |  | 1 | 1 | 1 | 1 | 1 | 1 | 1 | 0 | 0 | 0 | 0 | 0 | 0 | 0 | 0 | 0 | 0 | 0 | 0 | 0 | 0 | 0 | 0 | 0 | 0 | 0 | 0 | 0 | 0 | 0 | 0 | 0 | 0 | 0 | 0 | 0 | 0 | 0 | 0 | 0 | 0 | 0 | [7 empty] | 0 | 0 | 0 | 0 | 0 | 0 | 0
| 802 |  |  | 0 | 0 | 0 | 0 | 0 | 0 | 0 |  | 1 | 1 | 1 | 1 | 1 | 1 | 1 | 0 | 0 | 0 | 0 | 0 | 0 | 0 | 0 | 0 | 0 | 0 | 0 | 0 | 0 | 0 | 0 | 0 | 0 | 0 | 0 | 0 | 0 | 0 | 0 | 0 | 0 | 0 | 0 | 0 | 0 | 0 | 0 | 0 | 0 | 0 | [7 empty] | 0 | 0 | 0 | 0 | 0 | 0 | 0
| 803 |  |  | 0 | 0 | 0 | 0 | 0 | 0 | 0 |  | 1 | 1 | 1 | 1 | 1 | 1 | 1 | 0 | 0 | 0 | 0 | 0 | 0 | 0 | 0 | 0 | 0 | 0 | 0 | 0 | 0 | 0 | 0 | 0 | 0 | 0 | 0 | 0 | 0 | 0 | 0 | 0 | 0 | 0 | 0 | 0 | 0 | 0 | 0 | 0 | 0 | 0 | [7 empty] | 0 | 0 | 0 | 0 | 0 | 0 | 0
| 804 |  |  | 0 | 0 | 0 | 0 | 0 | 0 | 0 |  | 1 | 1 | 1 | 1 | 1 | 1 | 1 | 0 | 0 | 0 | 0 | 0 | 0 | 0 | 0 | 0 | 0 | 0 | 0 | 0 | 0 | 0 | 0 | 0 | 0 | 0 | 0 | 0 | 0 | 0 | 0 | 0 | 0 | 0 | 0 | 0 | 0 | 0 | 0 | 0 | 0 | 0 | [7 empty] | 0 | 0 | 0 | 0 | 0 | 0 | 0
| 805 |  |  | 0 | 0 | 0 | 0 | 0 | 0 | 0 |  | 1 | 1 | 1 | 1 | 1 | 1 | 1 | 0 | 0 | 0 | 0 | 0 | 0 | 0 | 0 | 0 | 0 | 0 | 0 | 0 | 0 | 0 | 0 | 0 | 0 | 0 | 0 | 0 | 0 | 0 | 0 | 0 | 0 | 0 | 0 | 0 | 0 | 0 | 0 | 0 | 0 | 0 | [7 empty] | 0 | 0 | 0 | 0 | 0 | 0 | 0
| 806 |  |  | 0 | 0 | 0 | 0 | 0 | 0 | 0 |  | 1 | 1 | 1 | 1 | 1 | 1 | 1 | 0 | 0 | 0 | 0 | 0 | 0 | 0 | 0 | 0 | 0 | 0 | 0 | 0 | 0 | 0 | 0 | 0 | 0 | 0 | 0 | 0 | 0 | 0 | 0 | 0 | 0 | 0 | 0 | 0 | 0 | 0 | 0 | 0 | 0 | 0 | [7 empty] | 0 | 0 | 0 | 0 | 0 | 0 | 0
| 807 |  |  | 0 | 0 | 0 | 0 | 0 | 0 | 0 |  | 1 | 1 | 1 | 1 | 1 | 1 | 1 | 0 | 0 | 0 | 0 | 0 | 0 | 0 | 0 | 0 | 0 | 0 | 0 | 0 | 0 | 0 | 0 | 0 | 0 | 0 | 0 | 0 | 0 | 0 | 0 | 0 | 0 | 0 | 0 | 0 | 0 | 0 | 0 | 0 | 0 | 0 | [7 empty] | 0 | 0 | 0 | 0 | 0 | 0 | 0
| 808 |  |  | 0 | 0 | 0 | 0 | 0 | 0 | 0 |  | 1 | 1 | 1 | 1 | 1 | 1 | 1 | 0 | 0 | 0 | 0 | 0 | 0 | 0 | 0 | 0 | 0 | 0 | 0 | 0 | 0 | 0 | 0 | 0 | 0 | 0 | 0 | 0 | 0 | 0 | 0 | 0 | 0 | 0 | 0 | 0 | 0 | 0 | 0 | 0 | 0 | 0 | [7 empty] | 0 | 0 | 0 | 0 | 0 | 0 | 0
| 809 |  |  | 0 | 0 | 0 | 0 | 0 | 0 | 0 |  | 1 | 1 | 1 | 1 | 1 | 1 | 1 | 0 | 0 | 0 | 0 | 0 | 0 | 0 | 0 | 0 | 0 | 0 | 0 | 0 | 0 | 0 | 0 | 0 | 0 | 0 | 0 | 0 | 0 | 0 | 0 | 0 | 0 | 0 | 0 | 0 | 0 | 0 | 0 | 0 | 0 | 0 | [7 empty] | 0 | 0 | 0 | 0 | 0 | 0 | 0
| 810 |  |  | 0 | 0 | 0 | 0 | 0 | 0 | 0 |  | 1 | 1 | 1 | 1 | 1 | 1 | 1 | 0 | 0 | 0 | 0 | 0 | 0 | 0 | 0 | 0 | 0 | 0 | 0 | 0 | 0 | 0 | 0 | 0 | 0 | 0 | 0 | 0 | 0 | 0 | 0 | 0 | 0 | 0 | 0 | 0 | 0 | 0 | 0 | 0 | 0 | 0 | [7 empty] | 0 | 0 | 0 | 0 | 0 | 0 | 0
| 811 |  |  | 0 | 0 | 0 | 0 | 0 | 0 | 0 |  | 1 | 1 | 1 | 1 | 1 | 1 | 1 | 0 | 0 | 0 | 0 | 0 | 0 | 0 | 0 | 0 | 0 | 0 | 0 | 0 | 0 | 0 | 0 | 0 | 0 | 0 | 0 | 0 | 0 | 0 | 0 | 0 | 0 | 0 | 0 | 0 | 0 | 0 | 0 | 0 | 0 | 0 | [7 empty] | 0 | 0 | 0 | 0 | 0 | 0 | 0
| 812 |  |  | 0 | 0 | 0 | 0 | 0 | 0 | 0 |  | 1 | 1 | 1 | 1 | 1 | 1 | 1 | 0 | 0 | 0 | 0 | 0 | 0 | 0 | 0 | 0 | 0 | 0 | 0 | 0 | 0 | 0 | 0 | 0 | 0 | 0 | 0 | 0 | 0 | 0 | 0 | 0 | 0 | 0 | 0 | 0 | 0 | 0 | 0 | 0 | 0 | 0 | [7 empty] | 0 | 0 | 0 | 0 | 0 | 0 | 0
| 813 |  |  | 0 | 0 | 0 | 0 | 0 | 0 | 0 |  | 1 | 1 | 1 | 1 | 1 | 1 | 1 | 0 | 0 | 0 | 0 | 0 | 0 | 0 | 0 | 0 | 0 | 0 | 0 | 0 | 0 | 0 | 0 | 0 | 0 | 0 | 0 | 0 | 0 | 0 | 0 | 0 | 0 | 0 | 0 | 0 | 0 | 0 | 0 | 0 | 0 | 0 | [7 empty] | 0 | 0 | 0 | 0 | 0 | 0 | 0
| 814 |  |  | 0 | 0 | 0 | 0 | 0 | 0 | 0 |  | 1 | 1 | 1 | 1 | 1 | 1 | 1 | 0 | 0 | 0 | 0 | 0 | 0 | 0 | 0 | 0 | 0 | 0 | 0 | 0 | 0 | 0 | 0 | 0 | 0 | 0 | 0 | 0 | 0 | 0 | 0 | 0 | 0 | 0 | 0 | 0 | 0 | 0 | 0 | 0 | 0 | 0 | [7 empty] | 0 | 0 | 0 | 0 | 0 | 0 | 0
| 815 |  |  | 0 | 0 | 0 | 0 | 0 | 0 | 0 |  | 1 | 1 | 1 | 1 | 1 | 1 | 1 | 0 | 0 | 0 | 0 | 0 | 0 | 0 | 0 | 0 | 0 | 0 | 0 | 0 | 0 | 0 | 0 | 0 | 0 | 0 | 0 | 0 | 0 | 0 | 0 | 0 | 0 | 0 | 0 | 0 | 0 | 0 | 0 | 0 | 0 | 0 | [7 empty] | 0 | 0 | 0 | 0 | 0 | 0 | 0
| 816 |  |  | 0 | 0 | 0 | 0 | 0 | 0 | 0 |  | 1 | 1 | 1 | 1 | 1 | 1 | 1 | 0 | 0 | 0 | 0 | 0 | 0 | 0 | 0 | 0 | 0 | 0 | 0 | 0 | 0 | 0 | 0 | 0 | 0 | 0 | 0 | 0 | 0 | 0 | 0 | 0 | 0 | 0 | 0 | 0 | 0 | 0 | 0 | 0 | 0 | 0 | [7 empty] | 0 | 0 | 0 | 0 | 0 | 0 | 0
| 817 |  |  | 0 | 0 | 0 | 0 | 0 | 0 | 0 |  | 1 | 1 | 1 | 1 | 1 | 1 | 1 | 0 | 0 | 0 | 0 | 0 | 0 | 0 | 0 | 0 | 0 | 0 | 0 | 0 | 0 | 0 | 0 | 0 | 0 | 0 | 0 | 0 | 0 | 0 | 0 | 0 | 0 | 0 | 0 | 0 | 0 | 0 | 0 | 0 | 0 | 0 | [7 empty] | 0 | 0 | 0 | 0 | 0 | 0 | 0
| 818 |  |  | 0 | 0 | 0 | 0 | 0 | 0 | 0 |  | 1 | 1 | 1 | 1 | 1 | 1 | 1 | 0 | 0 | 0 | 0 | 0 | 0 | 0 | 0 | 0 | 0 | 0 | 0 | 0 | 0 | 0 | 0 | 0 | 0 | 0 | 0 | 0 | 0 | 0 | 0 | 0 | 0 | 0 | 0 | 0 | 0 | 0 | 0 | 0 | 0 | 0 | [7 empty] | 0 | 0 | 0 | 0 | 0 | 0 | 0
| 819 |  |  | 0 | 0 | 0 | 0 | 0 | 0 | 0 |  | 1 | 1 | 1 | 1 | 1 | 1 | 1 | 0 | 0 | 0 | 0 | 0 | 0 | 0 | 0 | 0 | 0 | 0 | 0 | 0 | 0 | 0 | 0 | 0 | 0 | 0 | 0 | 0 | 0 | 0 | 0 | 0 | 0 | 0 | 0 | 0 | 0 | 0 | 0 | 0 | 0 | 0 | [7 empty] | 0 | 0 | 0 | 0 | 0 | 0 | 0
| 820 |  |  | 0 | 0 | 0 | 0 | 0 | 0 | 0 |  | 1 | 1 | 1 | 1 | 1 | 1 | 1 | 0 | 0 | 0 | 0 | 0 | 0 | 0 | 0 | 0 | 0 | 0 | 0 | 0 | 0 | 0 | 0 | 0 | 0 | 0 | 0 | 0 | 0 | 0 | 0 | 0 | 0 | 0 | 0 | 0 | 0 | 0 | 0 | 0 | 0 | 0 | [7 empty] | 0 | 0 | 0 | 0 | 0 | 0 | 0
| 821 |  |  | 0 | 0 | 0 | 0 | 0 | 0 | 0 |  | 1 | 1 | 1 | 1 | 1 | 1 | 1 | 0 | 0 | 0 | 0 | 0 | 0 | 0 | 0 | 0 | 0 | 0 | 0 | 0 | 0 | 0 | 0 | 0 | 0 | 0 | 0 | 0 | 0 | 0 | 0 | 0 | 0 | 0 | 0 | 0 | 0 | 0 | 0 | 0 | 0 | 0 | [7 empty] | 0 | 0 | 0 | 0 | 0 | 0 | 0
| 822 |  |  | 0 | 0 | 0 | 0 | 0 | 0 | 0 |  | 1 | 1 | 1 | 1 | 1 | 1 | 1 | 0 | 0 | 0 | 0 | 0 | 0 | 0 | 0 | 0 | 0 | 0 | 0 | 0 | 0 | 0 | 0 | 0 | 0 | 0 | 0 | 0 | 0 | 0 | 0 | 0 | 0 | 0 | 0 | 0 | 0 | 0 | 0 | 0 | 0 | 0 | [7 empty] | 0 | 0 | 0 | 0 | 0 | 0 | 0
| 823 |  |  | 0 | 0 | 0 | 0 | 0 | 0 | 0 |  | 1 | 1 | 1 | 1 | 1 | 1 | 1 | 0 | 0 | 0 | 0 | 0 | 0 | 0 | 0 | 0 | 0 | 0 | 0 | 0 | 0 | 0 | 0 | 0 | 0 | 0 | 0 | 0 | 0 | 0 | 0 | 0 | 0 | 0 | 0 | 0 | 0 | 0 | 0 | 0 | 0 | 0 | [7 empty] | 0 | 0 | 0 | 0 | 0 | 0 | 0
| 824 |  |  | 0 | 0 | 0 | 0 | 0 | 0 | 0 |  | 1 | 1 | 1 | 1 | 1 | 1 | 1 | 0 | 0 | 0 | 0 | 0 | 0 | 0 | 0 | 0 | 0 | 0 | 0 | 0 | 0 | 0 | 0 | 0 | 0 | 0 | 0 | 0 | 0 | 0 | 0 | 0 | 0 | 0 | 0 | 0 | 0 | 0 | 0 | 0 | 0 | 0 | [7 empty] | 0 | 0 | 0 | 0 | 0 | 0 | 0
| 825 |  |  | 0 | 0 | 0 | 0 | 0 | 0 | 0 |  | 1 | 1 | 1 | 1 | 1 | 1 | 1 | 0 | 0 | 0 | 0 | 0 | 0 | 0 | 0 | 0 | 0 | 0 | 0 | 0 | 0 | 0 | 0 | 0 | 0 | 0 | 0 | 0 | 0 | 0 | 0 | 0 | 0 | 0 | 0 | 0 | 0 | 0 | 0 | 0 | 0 | 0 | [7 empty] | 0 | 0 | 0 | 0 | 0 | 0 | 0
| 826 |  |  | 0 | 0 | 0 | 0 | 0 | 0 | 0 |  | 1 | 1 | 1 | 1 | 1 | 1 | 1 | 0 | 0 | 0 | 0 | 0 | 0 | 0 | 0 | 0 | 0 | 0 | 0 | 0 | 0 | 0 | 0 | 0 | 0 | 0 | 0 | 0 | 0 | 0 | 0 | 0 | 0 | 0 | 0 | 0 | 0 | 0 | 0 | 0 | 0 | 0 | [7 empty] | 0 | 0 | 0 | 0 | 0 | 0 | 0
| 827 |  |  | 0 | 0 | 0 | 0 | 0 | 0 | 0 |  | 1 | 1 | 1 | 1 | 1 | 1 | 1 | 0 | 0 | 0 | 0 | 0 | 0 | 0 | 0 | 0 | 0 | 0 | 0 | 0 | 0 | 0 | 0 | 0 | 0 | 0 | 0 | 0 | 0 | 0 | 0 | 0 | 0 | 0 | 0 | 0 | 0 | 0 | 0 | 0 | 0 | 0 | [7 empty] | 0 | 0 | 0 | 0 | 0 | 0 | 0
| 828 |  |  | 0 | 0 | 0 | 0 | 0 | 0 | 0 |  | 1 | 1 | 1 | 1 | 1 | 1 | 1 | 0 | 0 | 0 | 0 | 0 | 0 | 0 | 0 | 0 | 0 | 0 | 0 | 0 | 0 | 0 | 0 | 0 | 0 | 0 | 0 | 0 | 0 | 0 | 0 | 0 | 0 | 0 | 0 | 0 | 0 | 0 | 0 | 0 | 0 | 0 | [7 empty] | 0 | 0 | 0 | 0 | 0 | 0 | 0
| 829 |  |  | 0 | 0 | 0 | 0 | 0 | 0 | 0 |  | 1 | 1 | 1 | 1 | 1 | 1 | 1 | 0 | 0 | 0 | 0 | 0 | 0 | 0 | 0 | 0 | 0 | 0 | 0 | 0 | 0 | 0 | 0 | 0 | 0 | 0 | 0 | 0 | 0 | 0 | 0 | 0 | 0 | 0 | 0 | 0 | 0 | 0 | 0 | 0 | 0 | 0 | [7 empty] | 0 | 0 | 0 | 0 | 0 | 0 | 0
| 830 |  |  | 0 | 0 | 0 | 0 | 0 | 0 | 0 |  | 1 | 1 | 1 | 1 | 1 | 1 | 1 | 0 | 0 | 0 | 0 | 0 | 0 | 0 | 0 | 0 | 0 | 0 | 0 | 0 | 0 | 0 | 0 | 0 | 0 | 0 | 0 | 0 | 0 | 0 | 0 | 0 | 0 | 0 | 0 | 0 | 0 | 0 | 0 | 0 | 0 | 0 | [7 empty] | 0 | 0 | 0 | 0 | 0 | 0 | 0
| 831 |  |  | 0 | 0 | 0 | 0 | 0 | 0 | 0 |  | 1 | 1 | 1 | 1 | 1 | 1 | 1 | 0 | 0 | 0 | 0 | 0 | 0 | 0 | 0 | 0 | 0 | 0 | 0 | 0 | 0 | 0 | 0 | 0 | 0 | 0 | 0 | 0 | 0 | 0 | 0 | 0 | 0 | 0 | 0 | 0 | 0 | 0 | 0 | 0 | 0 | 0 | [7 empty] | 0 | 0 | 0 | 0 | 0 | 0 | 0
| 832 |  |  | 0 | 0 | 0 | 0 | 0 | 0 | 0 |  | 1 | 1 | 1 | 1 | 1 | 1 | 1 | 0 | 0 | 0 | 0 | 0 | 0 | 0 | 0 | 0 | 0 | 0 | 0 | 0 | 0 | 0 | 0 | 0 | 0 | 0 | 0 | 0 | 0 | 0 | 0 | 0 | 0 | 0 | 0 | 0 | 0 | 0 | 0 | 0 | 0 | 0 | [7 empty] | 0 | 0 | 0 | 0 | 0 | 0 | 0
| 833 |  |  | 0 | 0 | 0 | 0 | 0 | 0 | 0 |  | 1 | 1 | 1 | 1 | 1 | 1 | 1 | 0 | 0 | 0 | 0 | 0 | 0 | 0 | 0 | 0 | 0 | 0 | 0 | 0 | 0 | 0 | 0 | 0 | 0 | 0 | 0 | 0 | 0 | 0 | 0 | 0 | 0 | 0 | 0 | 0 | 0 | 0 | 0 | 0 | 0 | 0 | [7 empty] | 0 | 0 | 0 | 0 | 0 | 0 | 0
| 834 |  |  | 0 | 0 | 0 | 0 | 0 | 0 | 0 |  | 1 | 1 | 1 | 1 | 1 | 1 | 1 | 0 | 0 | 0 | 0 | 0 | 0 | 0 | 0 | 0 | 0 | 0 | 0 | 0 | 0 | 0 | 0 | 0 | 0 | 0 | 0 | 0 | 0 | 0 | 0 | 0 | 0 | 0 | 0 | 0 | 0 | 0 | 0 | 0 | 0 | 0 | [7 empty] | 0 | 0 | 0 | 0 | 0 | 0 | 0
| 835 |  |  | 0 | 0 | 0 | 0 | 0 | 0 | 0 |  | 1 | 1 | 1 | 1 | 1 | 1 | 1 | 0 | 0 | 0 | 0 | 0 | 0 | 0 | 0 | 0 | 0 | 0 | 0 | 0 | 0 | 0 | 0 | 0 | 0 | 0 | 0 | 0 | 0 | 0 | 0 | 0 | 0 | 0 | 0 | 0 | 0 | 0 | 0 | 0 | 0 | 0 | [7 empty] | 0 | 0 | 0 | 0 | 0 | 0 | 0
| 836 |  |  | 0 | 0 | 0 | 0 | 0 | 0 | 0 |  | 1 | 1 | 1 | 1 | 1 | 1 | 1 | 0 | 0 | 0 | 0 | 0 | 0 | 0 | 0 | 0 | 0 | 0 | 0 | 0 | 0 | 0 | 0 | 0 | 0 | 0 | 0 | 0 | 0 | 0 | 0 | 0 | 0 | 0 | 0 | 0 | 0 | 0 | 0 | 0 | 0 | 0 | [7 empty] | 0 | 0 | 0 | 0 | 0 | 0 | 0
| 837 |  |  | 0 | 0 | 0 | 0 | 0 | 0 | 0 |  | 1 | 1 | 1 | 1 | 1 | 1 | 1 | 0 | 0 | 0 | 0 | 0 | 0 | 0 | 0 | 0 | 0 | 0 | 0 | 0 | 0 | 0 | 0 | 0 | 0 | 0 | 0 | 0 | 0 | 0 | 0 | 0 | 0 | 0 | 0 | 0 | 0 | 0 | 0 | 0 | 0 | 0 | [7 empty] | 0 | 0 | 0 | 0 | 0 | 0 | 0
| 838 |  |  | 0 | 0 | 0 | 0 | 0 | 0 | 0 |  | 1 | 1 | 1 | 1 | 1 | 1 | 1 | 0 | 0 | 0 | 0 | 0 | 0 | 0 | 0 | 0 | 0 | 0 | 0 | 0 | 0 | 0 | 0 | 0 | 0 | 0 | 0 | 0 | 0 | 0 | 0 | 0 | 0 | 0 | 0 | 0 | 0 | 0 | 0 | 0 | 0 | 0 | [7 empty] | 0 | 0 | 0 | 0 | 0 | 0 | 0
| 839 |  |  | 0 | 0 | 0 | 0 | 0 | 0 | 0 |  | 1 | 1 | 1 | 1 | 1 | 1 | 1 | 0 | 0 | 0 | 0 | 0 | 0 | 0 | 0 | 0 | 0 | 0 | 0 | 0 | 0 | 0 | 0 | 0 | 0 | 0 | 0 | 0 | 0 | 0 | 0 | 0 | 0 | 0 | 0 | 0 | 0 | 0 | 0 | 0 | 0 | 0 | [7 empty] | 0 | 0 | 0 | 0 | 0 | 0 | 0
| 840 |  |  | 0 | 0 | 0 | 0 | 0 | 0 | 0 |  | 1 | 1 | 1 | 1 | 1 | 1 | 1 | 0 | 0 | 0 | 0 | 0 | 0 | 0 | 0 | 0 | 0 | 0 | 0 | 0 | 0 | 0 | 0 | 0 | 0 | 0 | 0 | 0 | 0 | 0 | 0 | 0 | 0 | 0 | 0 | 0 | 0 | 0 | 0 | 0 | 0 | 0 | [7 empty] | 0 | 0 | 0 | 0 | 0 | 0 | 0
| 841 |  |  | 0 | 0 | 0 | 0 | 0 | 0 | 0 |  | 1 | 1 | 1 | 1 | 1 | 1 | 1 | 0 | 0 | 0 | 0 | 0 | 0 | 0 | 0 | 0 | 0 | 0 | 0 | 0 | 0 | 0 | 0 | 0 | 0 | 0 | 0 | 0 | 0 | 0 | 0 | 0 | 0 | 0 | 0 | 0 | 0 | 0 | 0 | 0 | 0 | 0 | [7 empty] | 0 | 0 | 0 | 0 | 0 | 0 | 0
| 842 |  |  | 0 | 0 | 0 | 0 | 0 | 0 | 0 |  | 1 | 1 | 1 | 1 | 1 | 1 | 1 | 0 | 0 | 0 | 0 | 0 | 0 | 0 | 0 | 0 | 0 | 0 | 0 | 0 | 0 | 0 | 0 | 0 | 0 | 0 | 0 | 0 | 0 | 0 | 0 | 0 | 0 | 0 | 0 | 0 | 0 | 0 | 0 | 0 | 0 | 0 | [7 empty] | 0 | 0 | 0 | 0 | 0 | 0 | 0
| 843 |  |  | 0 | 0 | 0 | 0 | 0 | 0 | 0 |  | 1 | 1 | 1 | 1 | 1 | 1 | 1 | 0 | 0 | 0 | 0 | 0 | 0 | 0 | 0 | 0 | 0 | 0 | 0 | 0 | 0 | 0 | 0 | 0 | 0 | 0 | 0 | 0 | 0 | 0 | 0 | 0 | 0 | 0 | 0 | 0 | 0 | 0 | 0 | 0 | 0 | 0 | [7 empty] | 0 | 0 | 0 | 0 | 0 | 0 | 0
| 844 |  |  | 0 | 0 | 0 | 0 | 0 | 0 | 0 |  | 1 | 1 | 1 | 1 | 1 | 1 | 1 | 0 | 0 | 0 | 0 | 0 | 0 | 0 | 0 | 0 | 0 | 0 | 0 | 0 | 0 | 0 | 0 | 0 | 0 | 0 | 0 | 0 | 0 | 0 | 0 | 0 | 0 | 0 | 0 | 0 | 0 | 0 | 0 | 0 | 0 | 0 | [7 empty] | 0 | 0 | 0 | 0 | 0 | 0 | 0
| 845 |  |  | 0 | 0 | 0 | 0 | 0 | 0 | 0 |  | 1 | 1 | 1 | 1 | 1 | 1 | 1 | 0 | 0 | 0 | 0 | 0 | 0 | 0 | 0 | 0 | 0 | 0 | 0 | 0 | 0 | 0 | 0 | 0 | 0 | 0 | 0 | 0 | 0 | 0 | 0 | 0 | 0 | 0 | 0 | 0 | 0 | 0 | 0 | 0 | 0 | 0 | [7 empty] | 0 | 0 | 0 | 0 | 0 | 0 | 0
| 846 |  |  | 0 | 0 | 0 | 0 | 0 | 0 | 0 |  | 1 | 1 | 1 | 1 | 1 | 1 | 1 | 0 | 0 | 0 | 0 | 0 | 0 | 0 | 0 | 0 | 0 | 0 | 0 | 0 | 0 | 0 | 0 | 0 | 0 | 0 | 0 | 0 | 0 | 0 | 0 | 0 | 0 | 0 | 0 | 0 | 0 | 0 | 0 | 0 | 0 | 0 | [7 empty] | 0 | 0 | 0 | 0 | 0 | 0 | 0
| 847 |  |  | 0 | 0 | 0 | 0 | 0 | 0 | 0 |  | 1 | 1 | 1 | 1 | 1 | 1 | 1 | 0 | 0 | 0 | 0 | 0 | 0 | 0 | 0 | 0 | 0 | 0 | 0 | 0 | 0 | 0 | 0 | 0 | 0 | 0 | 0 | 0 | 0 | 0 | 0 | 0 | 0 | 0 | 0 | 0 | 0 | 0 | 0 | 0 | 0 | 0 | [7 empty] | 0 | 0 | 0 | 0 | 0 | 0 | 0
| 848 |  |  | 0 | 0 | 0 | 0 | 0 | 0 | 0 |  | 1 | 1 | 1 | 1 | 1 | 1 | 1 | 0 | 0 | 0 | 0 | 0 | 0 | 0 | 0 | 0 | 0 | 0 | 0 | 0 | 0 | 0 | 0 | 0 | 0 | 0 | 0 | 0 | 0 | 0 | 0 | 0 | 0 | 0 | 0 | 0 | 0 | 0 | 0 | 0 | 0 | 0 | [7 empty] | 0 | 0 | 0 | 0 | 0 | 0 | 0
| 849 |  |  | 0 | 0 | 0 | 0 | 0 | 0 | 0 |  | 1 | 1 | 1 | 1 | 1 | 1 | 1 | 0 | 0 | 0 | 0 | 0 | 0 | 0 | 0 | 0 | 0 | 0 | 0 | 0 | 0 | 0 | 0 | 0 | 0 | 0 | 0 | 0 | 0 | 0 | 0 | 0 | 0 | 0 | 0 | 0 | 0 | 0 | 0 | 0 | 0 | 0 | [7 empty] | 0 | 0 | 0 | 0 | 0 | 0 | 0
| 850 |  |  | 0 | 0 | 0 | 0 | 0 | 0 | 0 |  | 1 | 1 | 1 | 1 | 1 | 1 | 1 | 0 | 0 | 0 | 0 | 0 | 0 | 0 | 0 | 0 | 0 | 0 | 0 | 0 | 0 | 0 | 0 | 0 | 0 | 0 | 0 | 0 | 0 | 0 | 0 | 0 | 0 | 0 | 0 | 0 | 0 | 0 | 0 | 0 | 0 | 0 | [7 empty] | 0 | 0 | 0 | 0 | 0 | 0 | 0
| 851 |  |  | 0 | 0 | 0 | 0 | 0 | 0 | 0 |  | 1 | 1 | 1 | 1 | 1 | 1 | 1 | 0 | 0 | 0 | 0 | 0 | 0 | 0 | 0 | 0 | 0 | 0 | 0 | 0 | 0 | 0 | 0 | 0 | 0 | 0 | 0 | 0 | 0 | 0 | 0 | 0 | 0 | 0 | 0 | 0 | 0 | 0 | 0 | 0 | 0 | 0 | [7 empty] | 0 | 0 | 0 | 0 | 0 | 0 | 0
| 852 |  |  | 0 | 0 | 0 | 0 | 0 | 0 | 0 |  | 1 | 1 | 1 | 1 | 1 | 1 | 1 | 0 | 0 | 0 | 0 | 0 | 0 | 0 | 0 | 0 | 0 | 0 | 0 | 0 | 0 | 0 | 0 | 0 | 0 | 0 | 0 | 0 | 0 | 0 | 0 | 0 | 0 | 0 | 0 | 0 | 0 | 0 | 0 | 0 | 0 | 0 | [7 empty] | 0 | 0 | 0 | 0 | 0 | 0 | 0
| 853 |  |  | 0 | 0 | 0 | 0 | 0 | 0 | 0 |  | 1 | 1 | 1 | 1 | 1 | 1 | 1 | 0 | 0 | 0 | 0 | 0 | 0 | 0 | 0 | 0 | 0 | 0 | 0 | 0 | 0 | 0 | 0 | 0 | 0 | 0 | 0 | 0 | 0 | 0 | 0 | 0 | 0 | 0 | 0 | 0 | 0 | 0 | 0 | 0 | 0 | 0 | [7 empty] | 0 | 0 | 0 | 0 | 0 | 0 | 0
| 854 |  |  | 0 | 0 | 0 | 0 | 0 | 0 | 0 |  | 1 | 1 | 1 | 1 | 1 | 1 | 1 | 0 | 0 | 0 | 0 | 0 | 0 | 0 | 0 | 0 | 0 | 0 | 0 | 0 | 0 | 0 | 0 | 0 | 0 | 0 | 0 | 0 | 0 | 0 | 0 | 0 | 0 | 0 | 0 | 0 | 0 | 0 | 0 | 0 | 0 | 0 | [7 empty] | 0 | 0 | 0 | 0 | 0 | 0 | 0
| 855 |  |  | 0 | 0 | 0 | 0 | 0 | 0 | 0 |  | 1 | 1 | 1 | 1 | 1 | 1 | 1 | 0 | 0 | 0 | 0 | 0 | 0 | 0 | 0 | 0 | 0 | 0 | 0 | 0 | 0 | 0 | 0 | 0 | 0 | 0 | 0 | 0 | 0 | 0 | 0 | 0 | 0 | 0 | 0 | 0 | 0 | 0 | 0 | 0 | 0 | 0 | [7 empty] | 0 | 0 | 0 | 0 | 0 | 0 | 0
| 856 |  |  | 0 | 0 | 0 | 0 | 0 | 0 | 0 |  | 1 | 1 | 1 | 1 | 1 | 1 | 1 | 0 | 0 | 0 | 0 | 0 | 0 | 0 | 0 | 0 | 0 | 0 | 0 | 0 | 0 | 0 | 0 | 0 | 0 | 0 | 0 | 0 | 0 | 0 | 0 | 0 | 0 | 0 | 0 | 0 | 0 | 0 | 0 | 0 | 0 | 0 | [7 empty] | 0 | 0 | 0 | 0 | 0 | 0 | 0
| 857 |  |  | 0 | 0 | 0 | 0 | 0 | 0 | 0 |  | 1 | 1 | 1 | 1 | 1 | 1 | 1 | 0 | 0 | 0 | 0 | 0 | 0 | 0 | 0 | 0 | 0 | 0 | 0 | 0 | 0 | 0 | 0 | 0 | 0 | 0 | 0 | 0 | 0 | 0 | 0 | 0 | 0 | 0 | 0 | 0 | 0 | 0 | 0 | 0 | 0 | 0 | [7 empty] | 0 | 0 | 0 | 0 | 0 | 0 | 0
| 858 |  |  | 0 | 0 | 0 | 0 | 0 | 0 | 0 |  | 1 | 1 | 1 | 1 | 1 | 1 | 1 | 0 | 0 | 0 | 0 | 0 | 0 | 0 | 0 | 0 | 0 | 0 | 0 | 0 | 0 | 0 | 0 | 0 | 0 | 0 | 0 | 0 | 0 | 0 | 0 | 0 | 0 | 0 | 0 | 0 | 0 | 0 | 0 | 0 | 0 | 0 | [7 empty] | 0 | 0 | 0 | 0 | 0 | 0 | 0
| 859 |  |  | 0 | 0 | 0 | 0 | 0 | 0 | 0 |  | 1 | 1 | 1 | 1 | 1 | 1 | 1 | 0 | 0 | 0 | 0 | 0 | 0 | 0 | 0 | 0 | 0 | 0 | 0 | 0 | 0 | 0 | 0 | 0 | 0 | 0 | 0 | 0 | 0 | 0 | 0 | 0 | 0 | 0 | 0 | 0 | 0 | 0 | 0 | 0 | 0 | 0 | [7 empty] | 0 | 0 | 0 | 0 | 0 | 0 | 0
| 860 |  |  | 0 | 0 | 0 | 0 | 0 | 0 | 0 |  | 1 | 1 | 1 | 1 | 1 | 1 | 1 | 0 | 0 | 0 | 0 | 0 | 0 | 0 | 0 | 0 | 0 | 0 | 0 | 0 | 0 | 0 | 0 | 0 | 0 | 0 | 0 | 0 | 0 | 0 | 0 | 0 | 0 | 0 | 0 | 0 | 0 | 0 | 0 | 0 | 0 | 0 | [7 empty] | 0 | 0 | 0 | 0 | 0 | 0 | 0
| 861 |  |  | 0 | 0 | 0 | 0 | 0 | 0 | 0 |  | 1 | 1 | 1 | 1 | 1 | 1 | 1 | 0 | 0 | 0 | 0 | 0 | 0 | 0 | 0 | 0 | 0 | 0 | 0 | 0 | 0 | 0 | 0 | 0 | 0 | 0 | 0 | 0 | 0 | 0 | 0 | 0 | 0 | 0 | 0 | 0 | 0 | 0 | 0 | 0 | 0 | 0 | [7 empty] | 0 | 0 | 0 | 0 | 0 | 0 | 0
| 862 |  |  | 0 | 0 | 0 | 0 | 0 | 0 | 0 |  | 1 | 1 | 1 | 1 | 1 | 1 | 1 | 0 | 0 | 0 | 0 | 0 | 0 | 0 | 0 | 0 | 0 | 0 | 0 | 0 | 0 | 0 | 0 | 0 | 0 | 0 | 0 | 0 | 0 | 0 | 0 | 0 | 0 | 0 | 0 | 0 | 0 | 0 | 0 | 0 | 0 | 0 | [7 empty] | 0 | 0 | 0 | 0 | 0 | 0 | 0
| 863 |  |  | 0 | 0 | 0 | 0 | 0 | 0 | 0 |  | 1 | 1 | 1 | 1 | 1 | 1 | 1 | 0 | 0 | 0 | 0 | 0 | 0 | 0 | 0 | 0 | 0 | 0 | 0 | 0 | 0 | 0 | 0 | 0 | 0 | 0 | 0 | 0 | 0 | 0 | 0 | 0 | 0 | 0 | 0 | 0 | 0 | 0 | 0 | 0 | 0 | 0 | [7 empty] | 0 | 0 | 0 | 0 | 0 | 0 | 0
| 864 |  |  | 0 | 0 | 0 | 0 | 0 | 0 | 0 |  | 1 | 1 | 1 | 1 | 1 | 1 | 1 | 0 | 0 | 0 | 0 | 0 | 0 | 0 | 0 | 0 | 0 | 0 | 0 | 0 | 0 | 0 | 0 | 0 | 0 | 0 | 0 | 0 | 0 | 0 | 0 | 0 | 0 | 0 | 0 | 0 | 0 | 0 | 0 | 0 | 0 | 0 | [7 empty] | 0 | 0 | 0 | 0 | 0 | 0 | 0
| 865 |  |  | 0 | 0 | 0 | 0 | 0 | 0 | 0 |  | 1 | 1 | 1 | 1 | 1 | 1 | 1 | 0 | 0 | 0 | 0 | 0 | 0 | 0 | 0 | 0 | 0 | 0 | 0 | 0 | 0 | 0 | 0 | 0 | 0 | 0 | 0 | 0 | 0 | 0 | 0 | 0 | 0 | 0 | 0 | 0 | 0 | 0 | 0 | 0 | 0 | 0 | [7 empty] | 0 | 0 | 0 | 0 | 0 | 0 | 0
| 866 |  |  | 0 | 0 | 0 | 0 | 0 | 0 | 0 |  | 1 | 1 | 1 | 1 | 1 | 1 | 1 | 0 | 0 | 0 | 0 | 0 | 0 | 0 | 0 | 0 | 0 | 0 | 0 | 0 | 0 | 0 | 0 | 0 | 0 | 0 | 0 | 0 | 0 | 0 | 0 | 0 | 0 | 0 | 0 | 0 | 0 | 0 | 0 | 0 | 0 | 0 | [7 empty] | 0 | 0 | 0 | 0 | 0 | 0 | 0
| 867 |  |  | 0 | 0 | 0 | 0 | 0 | 0 | 0 |  | 1 | 1 | 1 | 1 | 1 | 1 | 1 | 0 | 0 | 0 | 0 | 0 | 0 | 0 | 0 | 0 | 0 | 0 | 0 | 0 | 0 | 0 | 0 | 0 | 0 | 0 | 0 | 0 | 0 | 0 | 0 | 0 | 0 | 0 | 0 | 0 | 0 | 0 | 0 | 0 | 0 | 0 | [7 empty] | 0 | 0 | 0 | 0 | 0 | 0 | 0
| 868 |  |  | 0 | 0 | 0 | 0 | 0 | 0 | 0 |  | 1 | 1 | 1 | 1 | 1 | 1 | 1 | 0 | 0 | 0 | 0 | 0 | 0 | 0 | 0 | 0 | 0 | 0 | 0 | 0 | 0 | 0 | 0 | 0 | 0 | 0 | 0 | 0 | 0 | 0 | 0 | 0 | 0 | 0 | 0 | 0 | 0 | 0 | 0 | 0 | 0 | 0 | [7 empty] | 0 | 0 | 0 | 0 | 0 | 0 | 0
| 869 |  |  | 0 | 0 | 0 | 0 | 0 | 0 | 0 |  | 1 | 1 | 1 | 1 | 1 | 1 | 1 | 0 | 0 | 0 | 0 | 0 | 0 | 0 | 0 | 0 | 0 | 0 | 0 | 0 | 0 | 0 | 0 | 0 | 0 | 0 | 0 | 0 | 0 | 0 | 0 | 0 | 0 | 0 | 0 | 0 | 0 | 0 | 0 | 0 | 0 | 0 | [7 empty] | 0 | 0 | 0 | 0 | 0 | 0 | 0
| 870 |  |  | 0 | 0 | 0 | 0 | 0 | 0 | 0 |  | 1 | 1 | 1 | 1 | 1 | 1 | 1 | 0 | 0 | 0 | 0 | 0 | 0 | 0 | 0 | 0 | 0 | 0 | 0 | 0 | 0 | 0 | 0 | 0 | 0 | 0 | 0 | 0 | 0 | 0 | 0 | 0 | 0 | 0 | 0 | 0 | 0 | 0 | 0 | 0 | 0 | 0 | [7 empty] | 0 | 0 | 0 | 0 | 0 | 0 | 0
| 871 |  |  | 0 | 0 | 0 | 0 | 0 | 0 | 0 |  | 1 | 1 | 1 | 1 | 1 | 1 | 1 | 0 | 0 | 0 | 0 | 0 | 0 | 0 | 0 | 0 | 0 | 0 | 0 | 0 | 0 | 0 | 0 | 0 | 0 | 0 | 0 | 0 | 0 | 0 | 0 | 0 | 0 | 0 | 0 | 0 | 0 | 0 | 0 | 0 | 0 | 0 | [7 empty] | 0 | 0 | 0 | 0 | 0 | 0 | 0
| 872 |  |  | 0 | 0 | 0 | 0 | 0 | 0 | 0 |  | 1 | 1 | 1 | 1 | 1 | 1 | 1 | 0 | 0 | 0 | 0 | 0 | 0 | 0 | 0 | 0 | 0 | 0 | 0 | 0 | 0 | 0 | 0 | 0 | 0 | 0 | 0 | 0 | 0 | 0 | 0 | 0 | 0 | 0 | 0 | 0 | 0 | 0 | 0 | 0 | 0 | 0 | [7 empty] | 0 | 0 | 0 | 0 | 0 | 0 | 0
| 873 |  |  | 0 | 0 | 0 | 0 | 0 | 0 | 0 |  | 1 | 1 | 1 | 1 | 1 | 1 | 1 | 0 | 0 | 0 | 0 | 0 | 0 | 0 | 0 | 0 | 0 | 0 | 0 | 0 | 0 | 0 | 0 | 0 | 0 | 0 | 0 | 0 | 0 | 0 | 0 | 0 | 0 | 0 | 0 | 0 | 0 | 0 | 0 | 0 | 0 | 0 | [7 empty] | 0 | 0 | 0 | 0 | 0 | 0 | 0
| 874 |  |  | 0 | 0 | 0 | 0 | 0 | 0 | 0 |  | 1 | 1 | 1 | 1 | 1 | 1 | 1 | 0 | 0 | 0 | 0 | 0 | 0 | 0 | 0 | 0 | 0 | 0 | 0 | 0 | 0 | 0 | 0 | 0 | 0 | 0 | 0 | 0 | 0 | 0 | 0 | 0 | 0 | 0 | 0 | 0 | 0 | 0 | 0 | 0 | 0 | 0 | [7 empty] | 0 | 0 | 0 | 0 | 0 | 0 | 0
| 875 |  |  | 0 | 0 | 0 | 0 | 0 | 0 | 0 |  | 1 | 1 | 1 | 1 | 1 | 1 | 1 | 0 | 0 | 0 | 0 | 0 | 0 | 0 | 0 | 0 | 0 | 0 | 0 | 0 | 0 | 0 | 0 | 0 | 0 | 0 | 0 | 0 | 0 | 0 | 0 | 0 | 0 | 0 | 0 | 0 | 0 | 0 | 0 | 0 | 0 | 0 | [7 empty] | 0 | 0 | 0 | 0 | 0 | 0 | 0
| 876 |  |  | 0 | 0 | 0 | 0 | 0 | 0 | 0 |  | 1 | 1 | 1 | 1 | 1 | 1 | 1 | 0 | 0 | 0 | 0 | 0 | 0 | 0 | 0 | 0 | 0 | 0 | 0 | 0 | 0 | 0 | 0 | 0 | 0 | 0 | 0 | 0 | 0 | 0 | 0 | 0 | 0 | 0 | 0 | 0 | 0 | 0 | 0 | 0 | 0 | 0 | [7 empty] | 0 | 0 | 0 | 0 | 0 | 0 | 0
| 877 |  |  | 0 | 0 | 0 | 0 | 0 | 0 | 0 |  | 1 | 1 | 1 | 1 | 1 | 1 | 1 | 0 | 0 | 0 | 0 | 0 | 0 | 0 | 0 | 0 | 0 | 0 | 0 | 0 | 0 | 0 | 0 | 0 | 0 | 0 | 0 | 0 | 0 | 0 | 0 | 0 | 0 | 0 | 0 | 0 | 0 | 0 | 0 | 0 | 0 | 0 | [7 empty] | 0 | 0 | 0 | 0 | 0 | 0 | 0
| 878 |  |  | 0 | 0 | 0 | 0 | 0 | 0 | 0 |  | 1 | 1 | 1 | 1 | 1 | 1 | 1 | 0 | 0 | 0 | 0 | 0 | 0 | 0 | 0 | 0 | 0 | 0 | 0 | 0 | 0 | 0 | 0 | 0 | 0 | 0 | 0 | 0 | 0 | 0 | 0 | 0 | 0 | 0 | 0 | 0 | 0 | 0 | 0 | 0 | 0 | 0 | [7 empty] | 0 | 0 | 0 | 0 | 0 | 0 | 0
| 879 |  |  | 0 | 0 | 0 | 0 | 0 | 0 | 0 |  | 1 | 1 | 1 | 1 | 1 | 1 | 1 | 0 | 0 | 0 | 0 | 0 | 0 | 0 | 0 | 0 | 0 | 0 | 0 | 0 | 0 | 0 | 0 | 0 | 0 | 0 | 0 | 0 | 0 | 0 | 0 | 0 | 0 | 0 | 0 | 0 | 0 | 0 | 0 | 0 | 0 | 0 | [7 empty] | 0 | 0 | 0 | 0 | 0 | 0 | 0
| 880 |  |  | 0 | 0 | 0 | 0 | 0 | 0 | 0 |  | 1 | 1 | 1 | 1 | 1 | 1 | 1 | 0 | 0 | 0 | 0 | 0 | 0 | 0 | 0 | 0 | 0 | 0 | 0 | 0 | 0 | 0 | 0 | 0 | 0 | 0 | 0 | 0 | 0 | 0 | 0 | 0 | 0 | 0 | 0 | 0 | 0 | 0 | 0 | 0 | 0 | 0 | [7 empty] | 0 | 0 | 0 | 0 | 0 | 0 | 0
| 881 |  |  | 0 | 0 | 0 | 0 | 0 | 0 | 0 |  | 1 | 1 | 1 | 1 | 1 | 1 | 1 | 0 | 0 | 0 | 0 | 0 | 0 | 0 | 0 | 0 | 0 | 0 | 0 | 0 | 0 | 0 | 0 | 0 | 0 | 0 | 0 | 0 | 0 | 0 | 0 | 0 | 0 | 0 | 0 | 0 | 0 | 0 | 0 | 0 | 0 | 0 | [7 empty] | 0 | 0 | 0 | 0 | 0 | 0 | 0
| 882 |  |  | 0 | 0 | 0 | 0 | 0 | 0 | 0 |  | 1 | 1 | 1 | 1 | 1 | 1 | 1 | 0 | 0 | 0 | 0 | 0 | 0 | 0 | 0 | 0 | 0 | 0 | 0 | 0 | 0 | 0 | 0 | 0 | 0 | 0 | 0 | 0 | 0 | 0 | 0 | 0 | 0 | 0 | 0 | 0 | 0 | 0 | 0 | 0 | 0 | 0 | [7 empty] | 0 | 0 | 0 | 0 | 0 | 0 | 0
| 883 |  |  | 0 | 0 | 0 | 0 | 0 | 0 | 0 |  | 1 | 1 | 1 | 1 | 1 | 1 | 1 | 0 | 0 | 0 | 0 | 0 | 0 | 0 | 0 | 0 | 0 | 0 | 0 | 0 | 0 | 0 | 0 | 0 | 0 | 0 | 0 | 0 | 0 | 0 | 0 | 0 | 0 | 0 | 0 | 0 | 0 | 0 | 0 | 0 | 0 | 0 | [7 empty] | 0 | 0 | 0 | 0 | 0 | 0 | 0
| 884 |  |  | 0 | 0 | 0 | 0 | 0 | 0 | 0 |  | 1 | 1 | 1 | 1 | 1 | 1 | 1 | 0 | 0 | 0 | 0 | 0 | 0 | 0 | 0 | 0 | 0 | 0 | 0 | 0 | 0 | 0 | 0 | 0 | 0 | 0 | 0 | 0 | 0 | 0 | 0 | 0 | 0 | 0 | 0 | 0 | 0 | 0 | 0 | 0 | 0 | 0 | [7 empty] | 0 | 0 | 0 | 0 | 0 | 0 | 0
| 885 |  |  | 0 | 0 | 0 | 0 | 0 | 0 | 0 |  | 1 | 1 | 1 | 1 | 1 | 1 | 1 | 0 | 0 | 0 | 0 | 0 | 0 | 0 | 0 | 0 | 0 | 0 | 0 | 0 | 0 | 0 | 0 | 0 | 0 | 0 | 0 | 0 | 0 | 0 | 0 | 0 | 0 | 0 | 0 | 0 | 0 | 0 | 0 | 0 | 0 | 0 | [7 empty] | 0 | 0 | 0 | 0 | 0 | 0 | 0
| 886 |  |  | 0 | 0 | 0 | 0 | 0 | 0 | 0 |  | 1 | 1 | 1 | 1 | 1 | 1 | 1 | 0 | 0 | 0 | 0 | 0 | 0 | 0 | 0 | 0 | 0 | 0 | 0 | 0 | 0 | 0 | 0 | 0 | 0 | 0 | 0 | 0 | 0 | 0 | 0 | 0 | 0 | 0 | 0 | 0 | 0 | 0 | 0 | 0 | 0 | 0 | [7 empty] | 0 | 0 | 0 | 0 | 0 | 0 | 0
| 887 |  |  | 0 | 0 | 0 | 0 | 0 | 0 | 0 |  | 1 | 1 | 1 | 1 | 1 | 1 | 1 | 0 | 0 | 0 | 0 | 0 | 0 | 0 | 0 | 0 | 0 | 0 | 0 | 0 | 0 | 0 | 0 | 0 | 0 | 0 | 0 | 0 | 0 | 0 | 0 | 0 | 0 | 0 | 0 | 0 | 0 | 0 | 0 | 0 | 0 | 0 | [7 empty] | 0 | 0 | 0 | 0 | 0 | 0 | 0
| 888 |  |  | 0 | 0 | 0 | 0 | 0 | 0 | 0 |  | 1 | 1 | 1 | 1 | 1 | 1 | 1 | 0 | 0 | 0 | 0 | 0 | 0 | 0 | 0 | 0 | 0 | 0 | 0 | 0 | 0 | 0 | 0 | 0 | 0 | 0 | 0 | 0 | 0 | 0 | 0 | 0 | 0 | 0 | 0 | 0 | 0 | 0 | 0 | 0 | 0 | 0 | [7 empty] | 0 | 0 | 0 | 0 | 0 | 0 | 0
| 889 |  |  | 0 | 0 | 0 | 0 | 0 | 0 | 0 |  | 1 | 1 | 1 | 1 | 1 | 1 | 1 | 0 | 0 | 0 | 0 | 0 | 0 | 0 | 0 | 0 | 0 | 0 | 0 | 0 | 0 | 0 | 0 | 0 | 0 | 0 | 0 | 0 | 0 | 0 | 0 | 0 | 0 | 0 | 0 | 0 | 0 | 0 | 0 | 0 | 0 | 0 | [7 empty] | 0 | 0 | 0 | 0 | 0 | 0 | 0
| 890 |  |  | 0 | 0 | 0 | 0 | 0 | 0 | 0 |  | 1 | 1 | 1 | 1 | 1 | 1 | 1 | 0 | 0 | 0 | 0 | 0 | 0 | 0 | 0 | 0 | 0 | 0 | 0 | 0 | 0 | 0 | 0 | 0 | 0 | 0 | 0 | 0 | 0 | 0 | 0 | 0 | 0 | 0 | 0 | 0 | 0 | 0 | 0 | 0 | 0 | 0 | [7 empty] | 0 | 0 | 0 | 0 | 0 | 0 | 0
| 891 |  |  | 0 | 0 | 0 | 0 | 0 | 0 | 0 |  | 1 | 1 | 1 | 1 | 1 | 1 | 1 | 0 | 0 | 0 | 0 | 0 | 0 | 0 | 0 | 0 | 0 | 0 | 0 | 0 | 0 | 0 | 0 | 0 | 0 | 0 | 0 | 0 | 0 | 0 | 0 | 0 | 0 | 0 | 0 | 0 | 0 | 0 | 0 | 0 | 0 | 0 | [7 empty] | 0 | 0 | 0 | 0 | 0 | 0 | 0
| 892 |  |  | 0 | 0 | 0 | 0 | 0 | 0 | 0 |  | 1 | 1 | 1 | 1 | 1 | 1 | 1 | 0 | 0 | 0 | 0 | 0 | 0 | 0 | 0 | 0 | 0 | 0 | 0 | 0 | 0 | 0 | 0 | 0 | 0 | 0 | 0 | 0 | 0 | 0 | 0 | 0 | 0 | 0 | 0 | 0 | 0 | 0 | 0 | 0 | 0 | 0 | [7 empty] | 0 | 0 | 0 | 0 | 0 | 0 | 0
| 893 |  |  | 0 | 0 | 0 | 0 | 0 | 0 | 0 |  | 1 | 1 | 1 | 1 | 1 | 1 | 1 | 0 | 0 | 0 | 0 | 0 | 0 | 0 | 0 | 0 | 0 | 0 | 0 | 0 | 0 | 0 | 0 | 0 | 0 | 0 | 0 | 0 | 0 | 0 | 0 | 0 | 0 | 0 | 0 | 0 | 0 | 0 | 0 | 0 | 0 | 0 | [7 empty] | 0 | 0 | 0 | 0 | 0 | 0 | 0
| 894 |  |  | 0 | 0 | 0 | 0 | 0 | 0 | 0 |  | 1 | 1 | 1 | 1 | 1 | 1 | 1 | 0 | 0 | 0 | 0 | 0 | 0 | 0 | 0 | 0 | 0 | 0 | 0 | 0 | 0 | 0 | 0 | 0 | 0 | 0 | 0 | 0 | 0 | 0 | 0 | 0 | 0 | 0 | 0 | 0 | 0 | 0 | 0 | 0 | 0 | 0 | [7 empty] | 0 | 0 | 0 | 0 | 0 | 0 | 0
| 895 |  |  | 0 | 0 | 0 | 0 | 0 | 0 | 0 |  | 1 | 1 | 1 | 1 | 1 | 1 | 1 | 0 | 0 | 0 | 0 | 0 | 0 | 0 | 0 | 0 | 0 | 0 | 0 | 0 | 0 | 0 | 0 | 0 | 0 | 0 | 0 | 0 | 0 | 0 | 0 | 0 | 0 | 0 | 0 | 0 | 0 | 0 | 0 | 0 | 0 | 0 | [7 empty] | 0 | 0 | 0 | 0 | 0 | 0 | 0
| 896 |  |  | 0 | 0 | 0 | 0 | 0 | 0 | 0 |  | 1 | 1 | 1 | 1 | 1 | 1 | 1 | 0 | 0 | 0 | 0 | 0 | 0 | 0 | 0 | 0 | 0 | 0 | 0 | 0 | 0 | 0 | 0 | 0 | 0 | 0 | 0 | 0 | 0 | 0 | 0 | 0 | 0 | 0 | 0 | 0 | 0 | 0 | 0 | 0 | 0 | 0 | [7 empty] | 0 | 0 | 0 | 0 | 0 | 0 | 0
| 897 |  |  | 0 | 0 | 0 | 0 | 0 | 0 | 0 |  | 1 | 1 | 1 | 1 | 1 | 1 | 1 | 0 | 0 | 0 | 0 | 0 | 0 | 0 | 0 | 0 | 0 | 0 | 0 | 0 | 0 | 0 | 0 | 0 | 0 | 0 | 0 | 0 | 0 | 0 | 0 | 0 | 0 | 0 | 0 | 0 | 0 | 0 | 0 | 0 | 0 | 0 | [7 empty] | 0 | 0 | 0 | 0 | 0 | 0 | 0
| 898 |  |  | 0 | 0 | 0 | 0 | 0 | 0 | 0 |  | 1 | 1 | 1 | 1 | 1 | 1 | 1 | 0 | 0 | 0 | 0 | 0 | 0 | 0 | 0 | 0 | 0 | 0 | 0 | 0 | 0 | 0 | 0 | 0 | 0 | 0 | 0 | 0 | 0 | 0 | 0 | 0 | 0 | 0 | 0 | 0 | 0 | 0 | 0 | 0 | 0 | 0 | [7 empty] | 0 | 0 | 0 | 0 | 0 | 0 | 0
| 899 |  |  | 0 | 0 | 0 | 0 | 0 | 0 | 0 |  | 1 | 1 | 1 | 1 | 1 | 1 | 1 | 0 | 0 | 0 | 0 | 0 | 0 | 0 | 0 | 0 | 0 | 0 | 0 | 0 | 0 | 0 | 0 | 0 | 0 | 0 | 0 | 0 | 0 | 0 | 0 | 0 | 0 | 0 | 0 | 0 | 0 | 0 | 0 | 0 | 0 | 0 | [7 empty] | 0 | 0 | 0 | 0 | 0 | 0 | 0
| 900 |  |  | 0 | 0 | 0 | 0 | 0 | 0 | 0 |  | 1 | 1 | 1 | 1 | 1 | 1 | 1 | 0 | 0 | 0 | 0 | 0 | 0 | 0 | 0 | 0 | 0 | 0 | 0 | 0 | 0 | 0 | 0 | 0 | 0 | 0 | 0 | 0 | 0 | 0 | 0 | 0 | 0 | 0 | 0 | 0 | 0 | 0 | 0 | 0 | 0 | 0 | [7 empty] | 0 | 0 | 0 | 0 | 0 | 0 | 0
| 901 |  |  | 0 | 0 | 0 | 0 | 0 | 0 | 0 |  | 1 | 1 | 1 | 1 | 1 | 1 | 1 | 0 | 0 | 0 | 0 | 0 | 0 | 0 | 0 | 0 | 0 | 0 | 0 | 0 | 0 | 0 | 0 | 0 | 0 | 0 | 0 | 0 | 0 | 0 | 0 | 0 | 0 | 0 | 0 | 0 | 0 | 0 | 0 | 0 | 0 | 0 | [7 empty] | 0 | 0 | 0 | 0 | 0 | 0 | 0
| 902 |  |  | 0 | 0 | 0 | 0 | 0 | 0 | 0 |  | 1 | 1 | 1 | 1 | 1 | 1 | 1 | 0 | 0 | 0 | 0 | 0 | 0 | 0 | 0 | 0 | 0 | 0 | 0 | 0 | 0 | 0 | 0 | 0 | 0 | 0 | 0 | 0 | 0 | 0 | 0 | 0 | 0 | 0 | 0 | 0 | 0 | 0 | 0 | 0 | 0 | 0 | [7 empty] | 0 | 0 | 0 | 0 | 0 | 0 | 0
| 903 |  |  | 0 | 0 | 0 | 0 | 0 | 0 | 0 |  | 1 | 1 | 1 | 1 | 1 | 1 | 1 | 0 | 0 | 0 | 0 | 0 | 0 | 0 | 0 | 0 | 0 | 0 | 0 | 0 | 0 | 0 | 0 | 0 | 0 | 0 | 0 | 0 | 0 | 0 | 0 | 0 | 0 | 0 | 0 | 0 | 0 | 0 | 0 | 0 | 0 | 0 | [7 empty] | 0 | 0 | 0 | 0 | 0 | 0 | 0
| 904 |  |  | 0 | 0 | 0 | 0 | 0 | 0 | 0 |  | 1 | 1 | 1 | 1 | 1 | 1 | 1 | 0 | 0 | 0 | 0 | 0 | 0 | 0 | 0 | 0 | 0 | 0 | 0 | 0 | 0 | 0 | 0 | 0 | 0 | 0 | 0 | 0 | 0 | 0 | 0 | 0 | 0 | 0 | 0 | 0 | 0 | 0 | 0 | 0 | 0 | 0 | [7 empty] | 0 | 0 | 0 | 0 | 0 | 0 | 0
| 905 |  |  | 0 | 0 | 0 | 0 | 0 | 0 | 0 |  | 1 | 1 | 1 | 1 | 1 | 1 | 1 | 0 | 0 | 0 | 0 | 0 | 0 | 0 | 0 | 0 | 0 | 0 | 0 | 0 | 0 | 0 | 0 | 0 | 0 | 0 | 0 | 0 | 0 | 0 | 0 | 0 | 0 | 0 | 0 | 0 | 0 | 0 | 0 | 0 | 0 | 0 | [7 empty] | 0 | 0 | 0 | 0 | 0 | 0 | 0
| 906 |  |  | 0 | 0 | 0 | 0 | 0 | 0 | 0 |  | 1 | 1 | 1 | 1 | 1 | 1 | 1 | 0 | 0 | 0 | 0 | 0 | 0 | 0 | 0 | 0 | 0 | 0 | 0 | 0 | 0 | 0 | 0 | 0 | 0 | 0 | 0 | 0 | 0 | 0 | 0 | 0 | 0 | 0 | 0 | 0 | 0 | 0 | 0 | 0 | 0 | 0 | [7 empty] | 0 | 0 | 0 | 0 | 0 | 0 | 0
| 907 |  |  | 0 | 0 | 0 | 0 | 0 | 0 | 0 |  | 1 | 1 | 1 | 1 | 1 | 1 | 1 | 0 | 0 | 0 | 0 | 0 | 0 | 0 | 0 | 0 | 0 | 0 | 0 | 0 | 0 | 0 | 0 | 0 | 0 | 0 | 0 | 0 | 0 | 0 | 0 | 0 | 0 | 0 | 0 | 0 | 0 | 0 | 0 | 0 | 0 | 0 | [7 empty] | 0 | 0 | 0 | 0 | 0 | 0 | 0
| 908 |  |  | 0 | 0 | 0 | 0 | 0 | 0 | 0 |  | 1 | 1 | 1 | 1 | 1 | 1 | 1 | 0 | 0 | 0 | 0 | 0 | 0 | 0 | 0 | 0 | 0 | 0 | 0 | 0 | 0 | 0 | 0 | 0 | 0 | 0 | 0 | 0 | 0 | 0 | 0 | 0 | 0 | 0 | 0 | 0 | 0 | 0 | 0 | 0 | 0 | 0 | [7 empty] | 0 | 0 | 0 | 0 | 0 | 0 | 0
| 909 |  |  | 0 | 0 | 0 | 0 | 0 | 0 | 0 |  | 1 | 1 | 1 | 1 | 1 | 1 | 1 | 0 | 0 | 0 | 0 | 0 | 0 | 0 | 0 | 0 | 0 | 0 | 0 | 0 | 0 | 0 | 0 | 0 | 0 | 0 | 0 | 0 | 0 | 0 | 0 | 0 | 0 | 0 | 0 | 0 | 0 | 0 | 0 | 0 | 0 | 0 | [7 empty] | 0 | 0 | 0 | 0 | 0 | 0 | 0
| 910 |  |  | 0 | 0 | 0 | 0 | 0 | 0 | 0 |  | 1 | 1 | 1 | 1 | 1 | 1 | 1 | 0 | 0 | 0 | 0 | 0 | 0 | 0 | 0 | 0 | 0 | 0 | 0 | 0 | 0 | 0 | 0 | 0 | 0 | 0 | 0 | 0 | 0 | 0 | 0 | 0 | 0 | 0 | 0 | 0 | 0 | 0 | 0 | 0 | 0 | 0 | [7 empty] | 0 | 0 | 0 | 0 | 0 | 0 | 0
| 911 |  |  | 0 | 0 | 0 | 0 | 0 | 0 | 0 |  | 1 | 1 | 1 | 1 | 1 | 1 | 1 | 0 | 0 | 0 | 0 | 0 | 0 | 0 | 0 | 0 | 0 | 0 | 0 | 0 | 0 | 0 | 0 | 0 | 0 | 0 | 0 | 0 | 0 | 0 | 0 | 0 | 0 | 0 | 0 | 0 | 0 | 0 | 0 | 0 | 0 | 0 | [7 empty] | 0 | 0 | 0 | 0 | 0 | 0 | 0
| 912 |  |  | 0 | 0 | 0 | 0 | 0 | 0 | 0 |  | 1 | 1 | 1 | 1 | 1 | 1 | 1 | 0 | 0 | 0 | 0 | 0 | 0 | 0 | 0 | 0 | 0 | 0 | 0 | 0 | 0 | 0 | 0 | 0 | 0 | 0 | 0 | 0 | 0 | 0 | 0 | 0 | 0 | 0 | 0 | 0 | 0 | 0 | 0 | 0 | 0 | 0 | [7 empty] | 0 | 0 | 0 | 0 | 0 | 0 | 0
| 913 |  |  | 0 | 0 | 0 | 0 | 0 | 0 | 0 |  | 1 | 1 | 1 | 1 | 1 | 1 | 1 | 0 | 0 | 0 | 0 | 0 | 0 | 0 | 0 | 0 | 0 | 0 | 0 | 0 | 0 | 0 | 0 | 0 | 0 | 0 | 0 | 0 | 0 | 0 | 0 | 0 | 0 | 0 | 0 | 0 | 0 | 0 | 0 | 0 | 0 | 0 | [7 empty] | 0 | 0 | 0 | 0 | 0 | 0 | 0
| 914 |  |  | 0 | 0 | 0 | 0 | 0 | 0 | 0 |  | 1 | 1 | 1 | 1 | 1 | 1 | 1 | 0 | 0 | 0 | 0 | 0 | 0 | 0 | 0 | 0 | 0 | 0 | 0 | 0 | 0 | 0 | 0 | 0 | 0 | 0 | 0 | 0 | 0 | 0 | 0 | 0 | 0 | 0 | 0 | 0 | 0 | 0 | 0 | 0 | 0 | 0 | [7 empty] | 0 | 0 | 0 | 0 | 0 | 0 | 0
| 915 |  |  | 0 | 0 | 0 | 0 | 0 | 0 | 0 |  | 1 | 1 | 1 | 1 | 1 | 1 | 1 | 0 | 0 | 0 | 0 | 0 | 0 | 0 | 0 | 0 | 0 | 0 | 0 | 0 | 0 | 0 | 0 | 0 | 0 | 0 | 0 | 0 | 0 | 0 | 0 | 0 | 0 | 0 | 0 | 0 | 0 | 0 | 0 | 0 | 0 | 0 | [7 empty] | 0 | 0 | 0 | 0 | 0 | 0 | 0
| 916 |  |  | 0 | 0 | 0 | 0 | 0 | 0 | 0 |  | 1 | 1 | 1 | 1 | 1 | 1 | 1 | 0 | 0 | 0 | 0 | 0 | 0 | 0 | 0 | 0 | 0 | 0 | 0 | 0 | 0 | 0 | 0 | 0 | 0 | 0 | 0 | 0 | 0 | 0 | 0 | 0 | 0 | 0 | 0 | 0 | 0 | 0 | 0 | 0 | 0 | 0 | [7 empty] | 0 | 0 | 0 | 0 | 0 | 0 | 0
| 917 |  |  | 0 | 0 | 0 | 0 | 0 | 0 | 0 |  | 1 | 1 | 1 | 1 | 1 | 1 | 1 | 0 | 0 | 0 | 0 | 0 | 0 | 0 | 0 | 0 | 0 | 0 | 0 | 0 | 0 | 0 | 0 | 0 | 0 | 0 | 0 | 0 | 0 | 0 | 0 | 0 | 0 | 0 | 0 | 0 | 0 | 0 | 0 | 0 | 0 | 0 | [7 empty] | 0 | 0 | 0 | 0 | 0 | 0 | 0
| 918 |  |  | 0 | 0 | 0 | 0 | 0 | 0 | 0 |  | 1 | 1 | 1 | 1 | 1 | 1 | 1 | 0 | 0 | 0 | 0 | 0 | 0 | 0 | 0 | 0 | 0 | 0 | 0 | 0 | 0 | 0 | 0 | 0 | 0 | 0 | 0 | 0 | 0 | 0 | 0 | 0 | 0 | 0 | 0 | 0 | 0 | 0 | 0 | 0 | 0 | 0 | [7 empty] | 0 | 0 | 0 | 0 | 0 | 0 | 0
| 919 |  |  | 0 | 0 | 0 | 0 | 0 | 0 | 0 |  | 1 | 1 | 1 | 1 | 1 | 1 | 1 | 0 | 0 | 0 | 0 | 0 | 0 | 0 | 0 | 0 | 0 | 0 | 0 | 0 | 0 | 0 | 0 | 0 | 0 | 0 | 0 | 0 | 0 | 0 | 0 | 0 | 0 | 0 | 0 | 0 | 0 | 0 | 0 | 0 | 0 | 0 | [7 empty] | 0 | 0 | 0 | 0 | 0 | 0 | 0
| 920 |  |  | 0 | 0 | 0 | 0 | 0 | 0 | 0 |  | 1 | 1 | 1 | 1 | 1 | 1 | 1 | 0 | 0 | 0 | 0 | 0 | 0 | 0 | 0 | 0 | 0 | 0 | 0 | 0 | 0 | 0 | 0 | 0 | 0 | 0 | 0 | 0 | 0 | 0 | 0 | 0 | 0 | 0 | 0 | 0 | 0 | 0 | 0 | 0 | 0 | 0 | [7 empty] | 0 | 0 | 0 | 0 | 0 | 0 | 0
| 921 |  |  | 0 | 0 | 0 | 0 | 0 | 0 | 0 |  | 1 | 1 | 1 | 1 | 1 | 1 | 1 | 0 | 0 | 0 | 0 | 0 | 0 | 0 | 0 | 0 | 0 | 0 | 0 | 0 | 0 | 0 | 0 | 0 | 0 | 0 | 0 | 0 | 0 | 0 | 0 | 0 | 0 | 0 | 0 | 0 | 0 | 0 | 0 | 0 | 0 | 0 | [7 empty] | 0 | 0 | 0 | 0 | 0 | 0 | 0
| 922 |  |  | 0 | 0 | 0 | 0 | 0 | 0 | 0 |  | 1 | 1 | 1 | 1 | 1 | 1 | 1 | 0 | 0 | 0 | 0 | 0 | 0 | 0 | 0 | 0 | 0 | 0 | 0 | 0 | 0 | 0 | 0 | 0 | 0 | 0 | 0 | 0 | 0 | 0 | 0 | 0 | 0 | 0 | 0 | 0 | 0 | 0 | 0 | 0 | 0 | 0 | [7 empty] | 0 | 0 | 0 | 0 | 0 | 0 | 0
| 923 |  |  | 0 | 0 | 0 | 0 | 0 | 0 | 0 |  | 1 | 1 | 1 | 1 | 1 | 1 | 1 | 0 | 0 | 0 | 0 | 0 | 0 | 0 | 0 | 0 | 0 | 0 | 0 | 0 | 0 | 0 | 0 | 0 | 0 | 0 | 0 | 0 | 0 | 0 | 0 | 0 | 0 | 0 | 0 | 0 | 0 | 0 | 0 | 0 | 0 | 0 | [7 empty] | 0 | 0 | 0 | 0 | 0 | 0 | 0
| 924 |  |  | 0 | 0 | 0 | 0 | 0 | 0 | 0 |  | 1 | 1 | 1 | 1 | 1 | 1 | 1 | 0 | 0 | 0 | 0 | 0 | 0 | 0 | 0 | 0 | 0 | 0 | 0 | 0 | 0 | 0 | 0 | 0 | 0 | 0 | 0 | 0 | 0 | 0 | 0 | 0 | 0 | 0 | 0 | 0 | 0 | 0 | 0 | 0 | 0 | 0 | [7 empty] | 0 | 0 | 0 | 0 | 0 | 0 | 0
| 925 |  |  | 0 | 0 | 0 | 0 | 0 | 0 | 0 |  | 1 | 1 | 1 | 1 | 1 | 1 | 1 | 0 | 0 | 0 | 0 | 0 | 0 | 0 | 0 | 0 | 0 | 0 | 0 | 0 | 0 | 0 | 0 | 0 | 0 | 0 | 0 | 0 | 0 | 0 | 0 | 0 | 0 | 0 | 0 | 0 | 0 | 0 | 0 | 0 | 0 | 0 | [7 empty] | 0 | 0 | 0 | 0 | 0 | 0 | 0
| 926 |  |  | 0 | 0 | 0 | 0 | 0 | 0 | 0 |  | 1 | 1 | 1 | 1 | 1 | 1 | 1 | 0 | 0 | 0 | 0 | 0 | 0 | 0 | 0 | 0 | 0 | 0 | 0 | 0 | 0 | 0 | 0 | 0 | 0 | 0 | 0 | 0 | 0 | 0 | 0 | 0 | 0 | 0 | 0 | 0 | 0 | 0 | 0 | 0 | 0 | 0 | [7 empty] | 0 | 0 | 0 | 0 | 0 | 0 | 0
| 927 |  |  | 0 | 0 | 0 | 0 | 0 | 0 | 0 |  | 1 | 1 | 1 | 1 | 1 | 1 | 1 | 0 | 0 | 0 | 0 | 0 | 0 | 0 | 0 | 0 | 0 | 0 | 0 | 0 | 0 | 0 | 0 | 0 | 0 | 0 | 0 | 0 | 0 | 0 | 0 | 0 | 0 | 0 | 0 | 0 | 0 | 0 | 0 | 0 | 0 | 0 | [7 empty] | 0 | 0 | 0 | 0 | 0 | 0 | 0
| 928 |  |  | 0 | 0 | 0 | 0 | 0 | 0 | 0 |  | 1 | 1 | 1 | 1 | 1 | 1 | 1 | 0 | 0 | 0 | 0 | 0 | 0 | 0 | 0 | 0 | 0 | 0 | 0 | 0 | 0 | 0 | 0 | 0 | 0 | 0 | 0 | 0 | 0 | 0 | 0 | 0 | 0 | 0 | 0 | 0 | 0 | 0 | 0 | 0 | 0 | 0 | [7 empty] | 0 | 0 | 0 | 0 | 0 | 0 | 0
| 929 |  |  | 0 | 0 | 0 | 0 | 0 | 0 | 0 |  | 1 | 1 | 1 | 1 | 1 | 1 | 1 | 0 | 0 | 0 | 0 | 0 | 0 | 0 | 0 | 0 | 0 | 0 | 0 | 0 | 0 | 0 | 0 | 0 | 0 | 0 | 0 | 0 | 0 | 0 | 0 | 0 | 0 | 0 | 0 | 0 | 0 | 0 | 0 | 0 | 0 | 0 | [7 empty] | 0 | 0 | 0 | 0 | 0 | 0 | 0
| 930 |  |  | 0 | 0 | 0 | 0 | 0 | 0 | 0 |  | 1 | 1 | 1 | 1 | 1 | 1 | 1 | 0 | 0 | 0 | 0 | 0 | 0 | 0 | 0 | 0 | 0 | 0 | 0 | 0 | 0 | 0 | 0 | 0 | 0 | 0 | 0 | 0 | 0 | 0 | 0 | 0 | 0 | 0 | 0 | 0 | 0 | 0 | 0 | 0 | 0 | 0 | [7 empty] | 0 | 0 | 0 | 0 | 0 | 0 | 0
| 931 |  |  | 0 | 0 | 0 | 0 | 0 | 0 | 0 |  | 1 | 1 | 1 | 1 | 1 | 1 | 1 | 0 | 0 | 0 | 0 | 0 | 0 | 0 | 0 | 0 | 0 | 0 | 0 | 0 | 0 | 0 | 0 | 0 | 0 | 0 | 0 | 0 | 0 | 0 | 0 | 0 | 0 | 0 | 0 | 0 | 0 | 0 | 0 | 0 | 0 | 0 | [7 empty] | 0 | 0 | 0 | 0 | 0 | 0 | 0
| 932 |  |  | 0 | 0 | 0 | 0 | 0 | 0 | 0 |  | 1 | 1 | 1 | 1 | 1 | 1 | 1 | 0 | 0 | 0 | 0 | 0 | 0 | 0 | 0 | 0 | 0 | 0 | 0 | 0 | 0 | 0 | 0 | 0 | 0 | 0 | 0 | 0 | 0 | 0 | 0 | 0 | 0 | 0 | 0 | 0 | 0 | 0 | 0 | 0 | 0 | 0 | [7 empty] | 0 | 0 | 0 | 0 | 0 | 0 | 0
| 933 |  |  | 0 | 0 | 0 | 0 | 0 | 0 | 0 |  | 1 | 1 | 1 | 1 | 1 | 1 | 1 | 0 | 0 | 0 | 0 | 0 | 0 | 0 | 0 | 0 | 0 | 0 | 0 | 0 | 0 | 0 | 0 | 0 | 0 | 0 | 0 | 0 | 0 | 0 | 0 | 0 | 0 | 0 | 0 | 0 | 0 | 0 | 0 | 0 | 0 | 0 | [7 empty] | 0 | 0 | 0 | 0 | 0 | 0 | 0
| 934 |  |  | 0 | 0 | 0 | 0 | 0 | 0 | 0 |  | 1 | 1 | 1 | 1 | 1 | 1 | 1 | 0 | 0 | 0 | 0 | 0 | 0 | 0 | 0 | 0 | 0 | 0 | 0 | 0 | 0 | 0 | 0 | 0 | 0 | 0 | 0 | 0 | 0 | 0 | 0 | 0 | 0 | 0 | 0 | 0 | 0 | 0 | 0 | 0 | 0 | 0 | [7 empty] | 0 | 0 | 0 | 0 | 0 | 0 | 0
| 935 |  |  | 0 | 0 | 0 | 0 | 0 | 0 | 0 |  | 1 | 1 | 1 | 1 | 1 | 1 | 1 | 0 | 0 | 0 | 0 | 0 | 0 | 0 | 0 | 0 | 0 | 0 | 0 | 0 | 0 | 0 | 0 | 0 | 0 | 0 | 0 | 0 | 0 | 0 | 0 | 0 | 0 | 0 | 0 | 0 | 0 | 0 | 0 | 0 | 0 | 0 | [7 empty] | 0 | 0 | 0 | 0 | 0 | 0 | 0
| 936 |  |  | 0 | 0 | 0 | 0 | 0 | 0 | 0 |  | 1 | 1 | 1 | 1 | 1 | 1 | 1 | 0 | 0 | 0 | 0 | 0 | 0 | 0 | 0 | 0 | 0 | 0 | 0 | 0 | 0 | 0 | 0 | 0 | 0 | 0 | 0 | 0 | 0 | 0 | 0 | 0 | 0 | 0 | 0 | 0 | 0 | 0 | 0 | 0 | 0 | 0 | [7 empty] | 0 | 0 | 0 | 0 | 0 | 0 | 0
| 937 |  |  | 0 | 0 | 0 | 0 | 0 | 0 | 0 |  | 1 | 1 | 1 | 1 | 1 | 1 | 1 | 0 | 0 | 0 | 0 | 0 | 0 | 0 | 0 | 0 | 0 | 0 | 0 | 0 | 0 | 0 | 0 | 0 | 0 | 0 | 0 | 0 | 0 | 0 | 0 | 0 | 0 | 0 | 0 | 0 | 0 | 0 | 0 | 0 | 0 | 0 | [7 empty] | 0 | 0 | 0 | 0 | 0 | 0 | 0
| 938 |  |  | 0 | 0 | 0 | 0 | 0 | 0 | 0 |  | 1 | 1 | 1 | 1 | 1 | 1 | 1 | 0 | 0 | 0 | 0 | 0 | 0 | 0 | 0 | 0 | 0 | 0 | 0 | 0 | 0 | 0 | 0 | 0 | 0 | 0 | 0 | 0 | 0 | 0 | 0 | 0 | 0 | 0 | 0 | 0 | 0 | 0 | 0 | 0 | 0 | 0 | [7 empty] | 0 | 0 | 0 | 0 | 0 | 0 | 0
| 939 |  |  | 0 | 0 | 0 | 0 | 0 | 0 | 0 |  | 1 | 1 | 1 | 1 | 1 | 1 | 1 | 0 | 0 | 0 | 0 | 0 | 0 | 0 | 0 | 0 | 0 | 0 | 0 | 0 | 0 | 0 | 0 | 0 | 0 | 0 | 0 | 0 | 0 | 0 | 0 | 0 | 0 | 0 | 0 | 0 | 0 | 0 | 0 | 0 | 0 | 0 | [7 empty] | 0 | 0 | 0 | 0 | 0 | 0 | 0
| 940 |  |  | 0 | 0 | 0 | 0 | 0 | 0 | 0 |  | 1 | 1 | 1 | 1 | 1 | 1 | 1 | 0 | 0 | 0 | 0 | 0 | 0 | 0 | 0 | 0 | 0 | 0 | 0 | 0 | 0 | 0 | 0 | 0 | 0 | 0 | 0 | 0 | 0 | 0 | 0 | 0 | 0 | 0 | 0 | 0 | 0 | 0 | 0 | 0 | 0 | 0 | [7 empty] | 0 | 0 | 0 | 0 | 0 | 0 | 0
| 941 |  |  | 0 | 0 | 0 | 0 | 0 | 0 | 0 |  | 1 | 1 | 1 | 1 | 1 | 1 | 1 | 0 | 0 | 0 | 0 | 0 | 0 | 0 | 0 | 0 | 0 | 0 | 0 | 0 | 0 | 0 | 0 | 0 | 0 | 0 | 0 | 0 | 0 | 0 | 0 | 0 | 0 | 0 | 0 | 0 | 0 | 0 | 0 | 0 | 0 | 0 | [7 empty] | 0 | 0 | 0 | 0 | 0 | 0 | 0
| 942 |  |  | 0 | 0 | 0 | 0 | 0 | 0 | 0 |  | 1 | 1 | 1 | 1 | 1 | 1 | 1 | 0 | 0 | 0 | 0 | 0 | 0 | 0 | 0 | 0 | 0 | 0 | 0 | 0 | 0 | 0 | 0 | 0 | 0 | 0 | 0 | 0 | 0 | 0 | 0 | 0 | 0 | 0 | 0 | 0 | 0 | 0 | 0 | 0 | 0 | 0 | [7 empty] | 0 | 0 | 0 | 0 | 0 | 0 | 0
| 943 |  |  | 0 | 0 | 0 | 0 | 0 | 0 | 0 |  | 1 | 1 | 1 | 1 | 1 | 1 | 1 | 0 | 0 | 0 | 0 | 0 | 0 | 0 | 0 | 0 | 0 | 0 | 0 | 0 | 0 | 0 | 0 | 0 | 0 | 0 | 0 | 0 | 0 | 0 | 0 | 0 | 0 | 0 | 0 | 0 | 0 | 0 | 0 | 0 | 0 | 0 | [7 empty] | 0 | 0 | 0 | 0 | 0 | 0 | 0
| 944 |  |  | 0 | 0 | 0 | 0 | 0 | 0 | 0 |  | 1 | 1 | 1 | 1 | 1 | 1 | 1 | 0 | 0 | 0 | 0 | 0 | 0 | 0 | 0 | 0 | 0 | 0 | 0 | 0 | 0 | 0 | 0 | 0 | 0 | 0 | 0 | 0 | 0 | 0 | 0 | 0 | 0 | 0 | 0 | 0 | 0 | 0 | 0 | 0 | 0 | 0 | [7 empty] | 0 | 0 | 0 | 0 | 0 | 0 | 0
| 945 |  |  | 0 | 0 | 0 | 0 | 0 | 0 | 0 |  | 1 | 1 | 1 | 1 | 1 | 1 | 1 | 0 | 0 | 0 | 0 | 0 | 0 | 0 | 0 | 0 | 0 | 0 | 0 | 0 | 0 | 0 | 0 | 0 | 0 | 0 | 0 | 0 | 0 | 0 | 0 | 0 | 0 | 0 | 0 | 0 | 0 | 0 | 0 | 0 | 0 | 0 | [7 empty] | 0 | 0 | 0 | 0 | 0 | 0 | 0
| 946 |  |  | 0 | 0 | 0 | 0 | 0 | 0 | 0 |  | 1 | 1 | 1 | 1 | 1 | 1 | 1 | 0 | 0 | 0 | 0 | 0 | 0 | 0 | 0 | 0 | 0 | 0 | 0 | 0 | 0 | 0 | 0 | 0 | 0 | 0 | 0 | 0 | 0 | 0 | 0 | 0 | 0 | 0 | 0 | 0 | 0 | 0 | 0 | 0 | 0 | 0 | [7 empty] | 0 | 0 | 0 | 0 | 0 | 0 | 0
| 947 |  |  | 0 | 0 | 0 | 0 | 0 | 0 | 0 |  | 1 | 1 | 1 | 1 | 1 | 1 | 1 | 0 | 0 | 0 | 0 | 0 | 0 | 0 | 0 | 0 | 0 | 0 | 0 | 0 | 0 | 0 | 0 | 0 | 0 | 0 | 0 | 0 | 0 | 0 | 0 | 0 | 0 | 0 | 0 | 0 | 0 | 0 | 0 | 0 | 0 | 0 | [7 empty] | 0 | 0 | 0 | 0 | 0 | 0 | 0
| 948 |  |  | 0 | 0 | 0 | 0 | 0 | 0 | 0 |  | 1 | 1 | 1 | 1 | 1 | 1 | 1 | 0 | 0 | 0 | 0 | 0 | 0 | 0 | 0 | 0 | 0 | 0 | 0 | 0 | 0 | 0 | 0 | 0 | 0 | 0 | 0 | 0 | 0 | 0 | 0 | 0 | 0 | 0 | 0 | 0 | 0 | 0 | 0 | 0 | 0 | 0 | [7 empty] | 0 | 0 | 0 | 0 | 0 | 0 | 0
| 949 |  |  | 0 | 0 | 0 | 0 | 0 | 0 | 0 |  | 1 | 1 | 1 | 1 | 1 | 1 | 1 | 0 | 0 | 0 | 0 | 0 | 0 | 0 | 0 | 0 | 0 | 0 | 0 | 0 | 0 | 0 | 0 | 0 | 0 | 0 | 0 | 0 | 0 | 0 | 0 | 0 | 0 | 0 | 0 | 0 | 0 | 0 | 0 | 0 | 0 | 0 | [7 empty] | 0 | 0 | 0 | 0 | 0 | 0 | 0
| 950 |  |  | 0 | 0 | 0 | 0 | 0 | 0 | 0 |  | 1 | 1 | 1 | 1 | 1 | 1 | 1 | 0 | 0 | 0 | 0 | 0 | 0 | 0 | 0 | 0 | 0 | 0 | 0 | 0 | 0 | 0 | 0 | 0 | 0 | 0 | 0 | 0 | 0 | 0 | 0 | 0 | 0 | 0 | 0 | 0 | 0 | 0 | 0 | 0 | 0 | 0 | [7 empty] | 0 | 0 | 0 | 0 | 0 | 0 | 0
| 951 |  |  | 0 | 0 | 0 | 0 | 0 | 0 | 0 |  | 1 | 1 | 1 | 1 | 1 | 1 | 1 | 0 | 0 | 0 | 0 | 0 | 0 | 0 | 0 | 0 | 0 | 0 | 0 | 0 | 0 | 0 | 0 | 0 | 0 | 0 | 0 | 0 | 0 | 0 | 0 | 0 | 0 | 0 | 0 | 0 | 0 | 0 | 0 | 0 | 0 | 0 | [7 empty] | 0 | 0 | 0 | 0 | 0 | 0 | 0
| 952 |  |  | 0 | 0 | 0 | 0 | 0 | 0 | 0 |  | 1 | 1 | 1 | 1 | 1 | 1 | 1 | 0 | 0 | 0 | 0 | 0 | 0 | 0 | 0 | 0 | 0 | 0 | 0 | 0 | 0 | 0 | 0 | 0 | 0 | 0 | 0 | 0 | 0 | 0 | 0 | 0 | 0 | 0 | 0 | 0 | 0 | 0 | 0 | 0 | 0 | 0 | [7 empty] | 0 | 0 | 0 | 0 | 0 | 0 | 0
| 953 |  |  | 0 | 0 | 0 | 0 | 0 | 0 | 0 |  | 1 | 1 | 1 | 1 | 1 | 1 | 1 | 0 | 0 | 0 | 0 | 0 | 0 | 0 | 0 | 0 | 0 | 0 | 0 | 0 | 0 | 0 | 0 | 0 | 0 | 0 | 0 | 0 | 0 | 0 | 0 | 0 | 0 | 0 | 0 | 0 | 0 | 0 | 0 | 0 | 0 | 0 | [7 empty] | 0 | 0 | 0 | 0 | 0 | 0 | 0
| 954 |  |  | 0 | 0 | 0 | 0 | 0 | 0 | 0 |  | 1 | 1 | 1 | 1 | 1 | 1 | 1 | 0 | 0 | 0 | 0 | 0 | 0 | 0 | 0 | 0 | 0 | 0 | 0 | 0 | 0 | 0 | 0 | 0 | 0 | 0 | 0 | 0 | 0 | 0 | 0 | 0 | 0 | 0 | 0 | 0 | 0 | 0 | 0 | 0 | 0 | 0 | [7 empty] | 0 | 0 | 0 | 0 | 0 | 0 | 0
| 955 |  |  | 0 | 0 | 0 | 0 | 0 | 0 | 0 |  | 1 | 1 | 1 | 1 | 1 | 1 | 1 | 0 | 0 | 0 | 0 | 0 | 0 | 0 | 0 | 0 | 0 | 0 | 0 | 0 | 0 | 0 | 0 | 0 | 0 | 0 | 0 | 0 | 0 | 0 | 0 | 0 | 0 | 0 | 0 | 0 | 0 | 0 | 0 | 0 | 0 | 0 | [7 empty] | 0 | 0 | 0 | 0 | 0 | 0 | 0
| 956 |  |  | 0 | 0 | 0 | 0 | 0 | 0 | 0 |  | 1 | 1 | 1 | 1 | 1 | 1 | 1 | 0 | 0 | 0 | 0 | 0 | 0 | 0 | 0 | 0 | 0 | 0 | 0 | 0 | 0 | 0 | 0 | 0 | 0 | 0 | 0 | 0 | 0 | 0 | 0 | 0 | 0 | 0 | 0 | 0 | 0 | 0 | 0 | 0 | 0 | 0 | [7 empty] | 0 | 0 | 0 | 0 | 0 | 0 | 0
| 957 |  |  | 0 | 0 | 0 | 0 | 0 | 0 | 0 |  | 1 | 1 | 1 | 1 | 1 | 1 | 1 | 0 | 0 | 0 | 0 | 0 | 0 | 0 | 0 | 0 | 0 | 0 | 0 | 0 | 0 | 0 | 0 | 0 | 0 | 0 | 0 | 0 | 0 | 0 | 0 | 0 | 0 | 0 | 0 | 0 | 0 | 0 | 0 | 0 | 0 | 0 | [7 empty] | 0 | 0 | 0 | 0 | 0 | 0 | 0
| 958 |  |  | 0 | 0 | 0 | 0 | 0 | 0 | 0 |  | 1 | 1 | 1 | 1 | 1 | 1 | 1 | 0 | 0 | 0 | 0 | 0 | 0 | 0 | 0 | 0 | 0 | 0 | 0 | 0 | 0 | 0 | 0 | 0 | 0 | 0 | 0 | 0 | 0 | 0 | 0 | 0 | 0 | 0 | 0 | 0 | 0 | 0 | 0 | 0 | 0 | 0 | [7 empty] | 0 | 0 | 0 | 0 | 0 | 0 | 0
| 959 |  |  | 0 | 0 | 0 | 0 | 0 | 0 | 0 |  | 1 | 1 | 1 | 1 | 1 | 1 | 1 | 0 | 0 | 0 | 0 | 0 | 0 | 0 | 0 | 0 | 0 | 0 | 0 | 0 | 0 | 0 | 0 | 0 | 0 | 0 | 0 | 0 | 0 | 0 | 0 | 0 | 0 | 0 | 0 | 0 | 0 | 0 | 0 | 0 | 0 | 0 | [7 empty] | 0 | 0 | 0 | 0 | 0 | 0 | 0
| 960 |  |  | 0 | 0 | 0 | 0 | 0 | 0 | 0 |  | 1 | 1 | 1 | 1 | 1 | 1 | 1 | 0 | 0 | 0 | 0 | 0 | 0 | 0 | 0 | 0 | 0 | 0 | 0 | 0 | 0 | 0 | 0 | 0 | 0 | 0 | 0 | 0 | 0 | 0 | 0 | 0 | 0 | 0 | 0 | 0 | 0 | 0 | 0 | 0 | 0 | 0 | [7 empty] | 0 | 0 | 0 | 0 | 0 | 0 | 0
| 961 |  |  | 0 | 0 | 0 | 0 | 0 | 0 | 0 |  | 1 | 1 | 1 | 1 | 1 | 1 | 1 | 0 | 0 | 0 | 0 | 0 | 0 | 0 | 0 | 0 | 0 | 0 | 0 | 0 | 0 | 0 | 0 | 0 | 0 | 0 | 0 | 0 | 0 | 0 | 0 | 0 | 0 | 0 | 0 | 0 | 0 | 0 | 0 | 0 | 0 | 0 | [7 empty] | 0 | 0 | 0 | 0 | 0 | 0 | 0
| 962 |  |  | 0 | 0 | 0 | 0 | 0 | 0 | 0 |  | 1 | 1 | 1 | 1 | 1 | 1 | 1 | 0 | 0 | 0 | 0 | 0 | 0 | 0 | 0 | 0 | 0 | 0 | 0 | 0 | 0 | 0 | 0 | 0 | 0 | 0 | 0 | 0 | 0 | 0 | 0 | 0 | 0 | 0 | 0 | 0 | 0 | 0 | 0 | 0 | 0 | 0 | [7 empty] | 0 | 0 | 0 | 0 | 0 | 0 | 0
| 963 |  |  | 0 | 0 | 0 | 0 | 0 | 0 | 0 |  | 1 | 1 | 1 | 1 | 1 | 1 | 1 | 0 | 0 | 0 | 0 | 0 | 0 | 0 | 0 | 0 | 0 | 0 | 0 | 0 | 0 | 0 | 0 | 0 | 0 | 0 | 0 | 0 | 0 | 0 | 0 | 0 | 0 | 0 | 0 | 0 | 0 | 0 | 0 | 0 | 0 | 0 | [7 empty] | 0 | 0 | 0 | 0 | 0 | 0 | 0
| 964 |  |  | 0 | 0 | 0 | 0 | 0 | 0 | 0 |  | 1 | 1 | 1 | 1 | 1 | 1 | 1 | 0 | 0 | 0 | 0 | 0 | 0 | 0 | 0 | 0 | 0 | 0 | 0 | 0 | 0 | 0 | 0 | 0 | 0 | 0 | 0 | 0 | 0 | 0 | 0 | 0 | 0 | 0 | 0 | 0 | 0 | 0 | 0 | 0 | 0 | 0 | [7 empty] | 0 | 0 | 0 | 0 | 0 | 0 | 0
| 965 |  |  | 0 | 0 | 0 | 0 | 0 | 0 | 0 |  | 1 | 1 | 1 | 1 | 1 | 1 | 1 | 0 | 0 | 0 | 0 | 0 | 0 | 0 | 0 | 0 | 0 | 0 | 0 | 0 | 0 | 0 | 0 | 0 | 0 | 0 | 0 | 0 | 0 | 0 | 0 | 0 | 0 | 0 | 0 | 0 | 0 | 0 | 0 | 0 | 0 | 0 | [7 empty] | 0 | 0 | 0 | 0 | 0 | 0 | 0
| 966 |  |  | 0 | 0 | 0 | 0 | 0 | 0 | 0 |  | 1 | 1 | 1 | 1 | 1 | 1 | 1 | 0 | 0 | 0 | 0 | 0 | 0 | 0 | 0 | 0 | 0 | 0 | 0 | 0 | 0 | 0 | 0 | 0 | 0 | 0 | 0 | 0 | 0 | 0 | 0 | 0 | 0 | 0 | 0 | 0 | 0 | 0 | 0 | 0 | 0 | 0 | [7 empty] | 0 | 0 | 0 | 0 | 0 | 0 | 0
| 967 |  |  | 0 | 0 | 0 | 0 | 0 | 0 | 0 |  | 1 | 1 | 1 | 1 | 1 | 1 | 1 | 0 | 0 | 0 | 0 | 0 | 0 | 0 | 0 | 0 | 0 | 0 | 0 | 0 | 0 | 0 | 0 | 0 | 0 | 0 | 0 | 0 | 0 | 0 | 0 | 0 | 0 | 0 | 0 | 0 | 0 | 0 | 0 | 0 | 0 | 0 | [7 empty] | 0 | 0 | 0 | 0 | 0 | 0 | 0
| 968 |  |  | 0 | 0 | 0 | 0 | 0 | 0 | 0 |  | 1 | 1 | 1 | 1 | 1 | 1 | 1 | 0 | 0 | 0 | 0 | 0 | 0 | 0 | 0 | 0 | 0 | 0 | 0 | 0 | 0 | 0 | 0 | 0 | 0 | 0 | 0 | 0 | 0 | 0 | 0 | 0 | 0 | 0 | 0 | 0 | 0 | 0 | 0 | 0 | 0 | 0 | [7 empty] | 0 | 0 | 0 | 0 | 0 | 0 | 0
| 969 |  |  | 0 | 0 | 0 | 0 | 0 | 0 | 0 |  | 1 | 1 | 1 | 1 | 1 | 1 | 1 | 0 | 0 | 0 | 0 | 0 | 0 | 0 | 0 | 0 | 0 | 0 | 0 | 0 | 0 | 0 | 0 | 0 | 0 | 0 | 0 | 0 | 0 | 0 | 0 | 0 | 0 | 0 | 0 | 0 | 0 | 0 | 0 | 0 | 0 | 0 | [7 empty] | 0 | 0 | 0 | 0 | 0 | 0 | 0
| 970 |  |  | 0 | 0 | 0 | 0 | 0 | 0 | 0 |  | 1 | 1 | 1 | 1 | 1 | 1 | 1 | 0 | 0 | 0 | 0 | 0 | 0 | 0 | 0 | 0 | 0 | 0 | 0 | 0 | 0 | 0 | 0 | 0 | 0 | 0 | 0 | 0 | 0 | 0 | 0 | 0 | 0 | 0 | 0 | 0 | 0 | 0 | 0 | 0 | 0 | 0 | [7 empty] | 0 | 0 | 0 | 0 | 0 | 0 | 0
| 971 |  |  | 0 | 0 | 0 | 0 | 0 | 0 | 0 |  | 1 | 1 | 1 | 1 | 1 | 1 | 1 | 0 | 0 | 0 | 0 | 0 | 0 | 0 | 0 | 0 | 0 | 0 | 0 | 0 | 0 | 0 | 0 | 0 | 0 | 0 | 0 | 0 | 0 | 0 | 0 | 0 | 0 | 0 | 0 | 0 | 0 | 0 | 0 | 0 | 0 | 0 | [7 empty] | 0 | 0 | 0 | 0 | 0 | 0 | 0
| 972 |  |  | 0 | 0 | 0 | 0 | 0 | 0 | 0 |  | 1 | 1 | 1 | 1 | 1 | 1 | 1 | 0 | 0 | 0 | 0 | 0 | 0 | 0 | 0 | 0 | 0 | 0 | 0 | 0 | 0 | 0 | 0 | 0 | 0 | 0 | 0 | 0 | 0 | 0 | 0 | 0 | 0 | 0 | 0 | 0 | 0 | 0 | 0 | 0 | 0 | 0 | [7 empty] | 0 | 0 | 0 | 0 | 0 | 0 | 0
| 973 |  |  | 0 | 0 | 0 | 0 | 0 | 0 | 0 |  | 1 | 1 | 1 | 1 | 1 | 1 | 1 | 0 | 0 | 0 | 0 | 0 | 0 | 0 | 0 | 0 | 0 | 0 | 0 | 0 | 0 | 0 | 0 | 0 | 0 | 0 | 0 | 0 | 0 | 0 | 0 | 0 | 0 | 0 | 0 | 0 | 0 | 0 | 0 | 0 | 0 | 0 | [7 empty] | 0 | 0 | 0 | 0 | 0 | 0 | 0
| 974 |  |  | 0 | 0 | 0 | 0 | 0 | 0 | 0 |  | 1 | 1 | 1 | 1 | 1 | 1 | 1 | 0 | 0 | 0 | 0 | 0 | 0 | 0 | 0 | 0 | 0 | 0 | 0 | 0 | 0 | 0 | 0 | 0 | 0 | 0 | 0 | 0 | 0 | 0 | 0 | 0 | 0 | 0 | 0 | 0 | 0 | 0 | 0 | 0 | 0 | 0 | [7 empty] | 0 | 0 | 0 | 0 | 0 | 0 | 0
| 975 |  |  | 0 | 0 | 0 | 0 | 0 | 0 | 0 |  | 1 | 1 | 1 | 1 | 1 | 1 | 1 | 0 | 0 | 0 | 0 | 0 | 0 | 0 | 0 | 0 | 0 | 0 | 0 | 0 | 0 | 0 | 0 | 0 | 0 | 0 | 0 | 0 | 0 | 0 | 0 | 0 | 0 | 0 | 0 | 0 | 0 | 0 | 0 | 0 | 0 | 0 | [7 empty] | 0 | 0 | 0 | 0 | 0 | 0 | 0
| 976 |  |  | 0 | 0 | 0 | 0 | 0 | 0 | 0 |  | 1 | 1 | 1 | 1 | 1 | 1 | 1 | 0 | 0 | 0 | 0 | 0 | 0 | 0 | 0 | 0 | 0 | 0 | 0 | 0 | 0 | 0 | 0 | 0 | 0 | 0 | 0 | 0 | 0 | 0 | 0 | 0 | 0 | 0 | 0 | 0 | 0 | 0 | 0 | 0 | 0 | 0 | [7 empty] | 0 | 0 | 0 | 0 | 0 | 0 | 0
| 977 |  |  | 0 | 0 | 0 | 0 | 0 | 0 | 0 |  | 1 | 1 | 1 | 1 | 1 | 1 | 1 | 0 | 0 | 0 | 0 | 0 | 0 | 0 | 0 | 0 | 0 | 0 | 0 | 0 | 0 | 0 | 0 | 0 | 0 | 0 | 0 | 0 | 0 | 0 | 0 | 0 | 0 | 0 | 0 | 0 | 0 | 0 | 0 | 0 | 0 | 0 | [7 empty] | 0 | 0 | 0 | 0 | 0 | 0 | 0
| 978 |  |  | 0 | 0 | 0 | 0 | 0 | 0 | 0 |  | 1 | 1 | 1 | 1 | 1 | 1 | 1 | 0 | 0 | 0 | 0 | 0 | 0 | 0 | 0 | 0 | 0 | 0 | 0 | 0 | 0 | 0 | 0 | 0 | 0 | 0 | 0 | 0 | 0 | 0 | 0 | 0 | 0 | 0 | 0 | 0 | 0 | 0 | 0 | 0 | 0 | 0 | [7 empty] | 0 | 0 | 0 | 0 | 0 | 0 | 0
| 979 |  |  | 0 | 0 | 0 | 0 | 0 | 0 | 0 |  | 1 | 1 | 1 | 1 | 1 | 1 | 1 | 0 | 0 | 0 | 0 | 0 | 0 | 0 | 0 | 0 | 0 | 0 | 0 | 0 | 0 | 0 | 0 | 0 | 0 | 0 | 0 | 0 | 0 | 0 | 0 | 0 | 0 | 0 | 0 | 0 | 0 | 0 | 0 | 0 | 0 | 0 | [7 empty] | 0 | 0 | 0 | 0 | 0 | 0 | 0
| 980 |  |  | 0 | 0 | 0 | 0 | 0 | 0 | 0 |  | 1 | 1 | 1 | 1 | 1 | 1 | 1 | 0 | 0 | 0 | 0 | 0 | 0 | 0 | 0 | 0 | 0 | 0 | 0 | 0 | 0 | 0 | 0 | 0 | 0 | 0 | 0 | 0 | 0 | 0 | 0 | 0 | 0 | 0 | 0 | 0 | 0 | 0 | 0 | 0 | 0 | 0 | [7 empty] | 0 | 0 | 0 | 0 | 0 | 0 | 0
| 981 |  |  | 0 | 0 | 0 | 0 | 0 | 0 | 0 |  | 1 | 1 | 1 | 1 | 1 | 1 | 1 | 0 | 0 | 0 | 0 | 0 | 0 | 0 | 0 | 0 | 0 | 0 | 0 | 0 | 0 | 0 | 0 | 0 | 0 | 0 | 0 | 0 | 0 | 0 | 0 | 0 | 0 | 0 | 0 | 0 | 0 | 0 | 0 | 0 | 0 | 0 | [7 empty] | 0 | 0 | 0 | 0 | 0 | 0 | 0
| 982 |  |  | 0 | 0 | 0 | 0 | 0 | 0 | 0 |  | 1 | 1 | 1 | 1 | 1 | 1 | 1 | 0 | 0 | 0 | 0 | 0 | 0 | 0 | 0 | 0 | 0 | 0 | 0 | 0 | 0 | 0 | 0 | 0 | 0 | 0 | 0 | 0 | 0 | 0 | 0 | 0 | 0 | 0 | 0 | 0 | 0 | 0 | 0 | 0 | 0 | 0 | [7 empty] | 0 | 0 | 0 | 0 | 0 | 0 | 0
| 983 |  |  | 0 | 0 | 0 | 0 | 0 | 0 | 0 |  | 1 | 1 | 1 | 1 | 1 | 1 | 1 | 0 | 0 | 0 | 0 | 0 | 0 | 0 | 0 | 0 | 0 | 0 | 0 | 0 | 0 | 0 | 0 | 0 | 0 | 0 | 0 | 0 | 0 | 0 | 0 | 0 | 0 | 0 | 0 | 0 | 0 | 0 | 0 | 0 | 0 | 0 | [7 empty] | 0 | 0 | 0 | 0 | 0 | 0 | 0
| 984 |  |  | 0 | 0 | 0 | 0 | 0 | 0 | 0 |  | 1 | 1 | 1 | 1 | 1 | 1 | 1 | 0 | 0 | 0 | 0 | 0 | 0 | 0 | 0 | 0 | 0 | 0 | 0 | 0 | 0 | 0 | 0 | 0 | 0 | 0 | 0 | 0 | 0 | 0 | 0 | 0 | 0 | 0 | 0 | 0 | 0 | 0 | 0 | 0 | 0 | 0 | [7 empty] | 0 | 0 | 0 | 0 | 0 | 0 | 0
| 985 |  |  | 0 | 0 | 0 | 0 | 0 | 0 | 0 |  | 1 | 1 | 1 | 1 | 1 | 1 | 1 | 0 | 0 | 0 | 0 | 0 | 0 | 0 | 0 | 0 | 0 | 0 | 0 | 0 | 0 | 0 | 0 | 0 | 0 | 0 | 0 | 0 | 0 | 0 | 0 | 0 | 0 | 0 | 0 | 0 | 0 | 0 | 0 | 0 | 0 | 0 | [7 empty] | 0 | 0 | 0 | 0 | 0 | 0 | 0
| 986 |  |  | 0 | 0 | 0 | 0 | 0 | 0 | 0 |  | 1 | 1 | 1 | 1 | 1 | 1 | 1 | 0 | 0 | 0 | 0 | 0 | 0 | 0 | 0 | 0 | 0 | 0 | 0 | 0 | 0 | 0 | 0 | 0 | 0 | 0 | 0 | 0 | 0 | 0 | 0 | 0 | 0 | 0 | 0 | 0 | 0 | 0 | 0 | 0 | 0 | 0 | [7 empty] | 0 | 0 | 0 | 0 | 0 | 0 | 0
| 987 |  |  | 0 | 0 | 0 | 0 | 0 | 0 | 0 |  | 1 | 1 | 1 | 1 | 1 | 1 | 1 | 0 | 0 | 0 | 0 | 0 | 0 | 0 | 0 | 0 | 0 | 0 | 0 | 0 | 0 | 0 | 0 | 0 | 0 | 0 | 0 | 0 | 0 | 0 | 0 | 0 | 0 | 0 | 0 | 0 | 0 | 0 | 0 | 0 | 0 | 0 | [7 empty] | 0 | 0 | 0 | 0 | 0 | 0 | 0
| 988 |  |  | 0 | 0 | 0 | 0 | 0 | 0 | 0 |  | 1 | 1 | 1 | 1 | 1 | 1 | 1 | 0 | 0 | 0 | 0 | 0 | 0 | 0 | 0 | 0 | 0 | 0 | 0 | 0 | 0 | 0 | 0 | 0 | 0 | 0 | 0 | 0 | 0 | 0 | 0 | 0 | 0 | 0 | 0 | 0 | 0 | 0 | 0 | 0 | 0 | 0 | [7 empty] | 0 | 0 | 0 | 0 | 0 | 0 | 0
| 989 |  |  | 0 | 0 | 0 | 0 | 0 | 0 | 0 |  | 1 | 1 | 1 | 1 | 1 | 1 | 1 | 0 | 0 | 0 | 0 | 0 | 0 | 0 | 0 | 0 | 0 | 0 | 0 | 0 | 0 | 0 | 0 | 0 | 0 | 0 | 0 | 0 | 0 | 0 | 0 | 0 | 0 | 0 | 0 | 0 | 0 | 0 | 0 | 0 | 0 | 0 | [7 empty] | 0 | 0 | 0 | 0 | 0 | 0 | 0
| 990 |  |  | 0 | 0 | 0 | 0 | 0 | 0 | 0 |  | 1 | 1 | 1 | 1 | 1 | 1 | 1 | 0 | 0 | 0 | 0 | 0 | 0 | 0 | 0 | 0 | 0 | 0 | 0 | 0 | 0 | 0 | 0 | 0 | 0 | 0 | 0 | 0 | 0 | 0 | 0 | 0 | 0 | 0 | 0 | 0 | 0 | 0 | 0 | 0 | 0 | 0 | [7 empty] | 0 | 0 | 0 | 0 | 0 | 0 | 0
| 991 |  |  | 0 | 0 | 0 | 0 | 0 | 0 | 0 |  | 1 | 1 | 1 | 1 | 1 | 1 | 1 | 0 | 0 | 0 | 0 | 0 | 0 | 0 | 0 | 0 | 0 | 0 | 0 | 0 | 0 | 0 | 0 | 0 | 0 | 0 | 0 | 0 | 0 | 0 | 0 | 0 | 0 | 0 | 0 | 0 | 0 | 0 | 0 | 0 | 0 | 0 | [7 empty] | 0 | 0 | 0 | 0 | 0 | 0 | 0
| 992 |  |  | 0 | 0 | 0 | 0 | 0 | 0 | 0 |  | 1 | 1 | 1 | 1 | 1 | 1 | 1 | 0 | 0 | 0 | 0 | 0 | 0 | 0 | 0 | 0 | 0 | 0 | 0 | 0 | 0 | 0 | 0 | 0 | 0 | 0 | 0 | 0 | 0 | 0 | 0 | 0 | 0 | 0 | 0 | 0 | 0 | 0 | 0 | 0 | 0 | 0 | [7 empty] | 0 | 0 | 0 | 0 | 0 | 0 | 0
| 993 |  |  | 0 | 0 | 0 | 0 | 0 | 0 | 0 |  | 1 | 1 | 1 | 1 | 1 | 1 | 1 | 0 | 0 | 0 | 0 | 0 | 0 | 0 | 0 | 0 | 0 | 0 | 0 | 0 | 0 | 0 | 0 | 0 | 0 | 0 | 0 | 0 | 0 | 0 | 0 | 0 | 0 | 0 | 0 | 0 | 0 | 0 | 0 | 0 | 0 | 0 | [7 empty] | 0 | 0 | 0 | 0 | 0 | 0 | 0
| 994 |  |  | 0 | 0 | 0 | 0 | 0 | 0 | 0 |  | 1 | 1 | 1 | 1 | 1 | 1 | 1 | 0 | 0 | 0 | 0 | 0 | 0 | 0 | 0 | 0 | 0 | 0 | 0 | 0 | 0 | 0 | 0 | 0 | 0 | 0 | 0 | 0 | 0 | 0 | 0 | 0 | 0 | 0 | 0 | 0 | 0 | 0 | 0 | 0 | 0 | 0 | [7 empty] | 0 | 0 | 0 | 0 | 0 | 0 | 0
| 995 |  |  | 0 | 0 | 0 | 0 | 0 | 0 | 0 |  | 1 | 1 | 1 | 1 | 1 | 1 | 1 | 0 | 0 | 0 | 0 | 0 | 0 | 0 | 0 | 0 | 0 | 0 | 0 | 0 | 0 | 0 | 0 | 0 | 0 | 0 | 0 | 0 | 0 | 0 | 0 | 0 | 0 | 0 | 0 | 0 | 0 | 0 | 0 | 0 | 0 | 0 | [7 empty] | 0 | 0 | 0 | 0 | 0 | 0 | 0
| 996 |  |  | 0 | 0 | 0 | 0 | 0 | 0 | 0 |  | 1 | 1 | 1 | 1 | 1 | 1 | 1 | 0 | 0 | 0 | 0 | 0 | 0 | 0 | 0 | 0 | 0 | 0 | 0 | 0 | 0 | 0 | 0 | 0 | 0 | 0 | 0 | 0 | 0 | 0 | 0 | 0 | 0 | 0 | 0 | 0 | 0 | 0 | 0 | 0 | 0 | 0 | [7 empty] | 0 | 0 | 0 | 0 | 0 | 0 | 0
| 997 |  |  | 0 | 0 | 0 | 0 | 0 | 0 | 0 |  | 1 | 1 | 1 | 1 | 1 | 1 | 1 | 0 | 0 | 0 | 0 | 0 | 0 | 0 | 0 | 0 | 0 | 0 | 0 | 0 | 0 | 0 | 0 | 0 | 0 | 0 | 0 | 0 | 0 | 0 | 0 | 0 | 0 | 0 | 0 | 0 | 0 | 0 | 0 | 0 | 0 | 0 | [7 empty] | 0 | 0 | 0 | 0 | 0 | 0 | 0
| 998 |  |  | 0 | 0 | 0 | 0 | 0 | 0 | 0 |  | 1 | 1 | 1 | 1 | 1 | 1 | 1 | 0 | 0 | 0 | 0 | 0 | 0 | 0 | 0 | 0 | 0 | 0 | 0 | 0 | 0 | 0 | 0 | 0 | 0 | 0 | 0 | 0 | 0 | 0 | 0 | 0 | 0 | 0 | 0 | 0 | 0 | 0 | 0 | 0 | 0 | 0 | [7 empty] | 0 | 0 | 0 | 0 | 0 | 0 | 0
| 999 |  |  | 0 | 0 | 0 | 0 | 0 | 0 | 0 |  | 1 | 1 | 1 | 1 | 1 | 1 | 1 | 0 | 0 | 0 | 0 | 0 | 0 | 0 | 0 | 0 | 0 | 0 | 0 | 0 | 0 | 0 | 0 | 0 | 0 | 0 | 0 | 0 | 0 | 0 | 0 | 0 | 0 | 0 | 0 | 0 | 0 | 0 | 0 | 0 | 0 | 0 | [7 empty] | 0 | 0 | 0 | 0 | 0 | 0 | 0
| 1000 |  |  | 0 | 0 | 0 | 0 | 0 | 0 | 0 |  | 1 | 1 | 1 | 1 | 1 | 1 | 1 | 0 | 0 | 0 | 0 | 0 | 0 | 0 | 0 | 0 | 0 | 0 | 0 | 0 | 0 | 0 | 0 | 0 | 0 | 0 | 0 | 0 | 0 | 0 | 0 | 0 | 0 | 0 | 0 | 0 | 0 | 0 | 0 | 0 | 0 | 0 | [7 empty] | 0 | 0 | 0 | 0 | 0 | 0 | 0
Note on BJ5: [Threaded comment] Your version of Excel allows you to read this threaded comment; however, any edits to it will get removed if the file is opened in a newer version of Excel. Learn more: https://go.microsoft.com/fwlink/?linkid=870924 Comment: Overheads are not applied to type 1 capital contributions. Formulas have been removed in this section

## Output¦ PTRM (D)
CitiPower 2026-27
|  | AER Capex Forecast Model | Sheet Validation | 0
Output¦ PTRM (D)
|  | 56. Forecast gross capital expenditure – as incurred ($millions June 2026) (Distribution) | [7 empty] | 60. Forecast immediate expensing of capital expenditure – as incurred ($millions June 2026) (Distribution)
|  |  | 0 | 0 | 0 | 0 | 0 |  |  |  | 0 | 0 | 0 | 0 | 0
|  | PTRM asset class | 2026-27 | 2027-28 | 2028-29 | 2029-30 | 2030-31 | Total |  | PTRM asset class | 2026-27 | 2027-28 | 2028-29 | 2029-30 | 2030-31 | Total
| 1 | Subtransmission | 34.1438 | 33.1423 | 25.5652 | 31.9956 | 33.565 | 158.4119 | 1 | Subtransmission | 12.0525 | 11.8681 | 9.4232 | 9.8221 | 9.1788 | 52.3447
| 2 | Distribution system assets | 279.1796 | 271.7599 | 218.6993 | 281.0415 | 299.609 | 1350.2892 | 2 | Distribution system assets | 98.5481 | 97.316 | 80.6111 | 86.2744 | 81.9325 | 444.6821
| 3 | SCADA/Network control | 18.9028 | 20.0358 | 12.3144 | 10.1324 | 6.9217 | 68.307 | 3 | SCADA/Network control | 1.9144 | 2.0418 | 1.2645 | 1.0496 | 0.72298 | 6.9933
| 4 | Non-network general assets - IT | 10.4677 | 8.1397 | 6.6764 | 6.8517 | 4.6305 | 36.766 | 4 | Non-network general assets - IT | 0 | 0 | 0 | 0 | 0 | 0
| 5 | Non-network general assets - Other | 17.3866 | 27.9142 | 48.782 | 10.8688 | 7.4561 | 112.4077 | 5 | Non-network general assets - Other | 0 | 0 | 0 | 0 | 0 | 0
| 6 | Land | 0 | 0 | 0 | 0 | 0 | 0 | 6 | Land | 0 | 0 | 0 | 0 | 0 | 0
| 7 | Accelerated depreciation assets | 0 | 0 | 0 | 0 | 0 | 0 | 7 | Accelerated depreciation assets | 0 | 0 | 0 | 0 | 0 | 0
| 8 | in-house software | 22.4186 | 25.5142 | 20.8937 | 17.724 | 13.5033 | 100.0537 | 8 | in-house software | 0 | 0 | 0 | 0 | 0 | 0
| 9 | Equity raising costs | 0 | 0 | 0 | 0 | 0 | 0 | 9 | Equity raising costs | 0 | 0 | 0 | 0 | 0 | 0
| 10 |  | 0 | 0 | 0 | 0 | 0 | 0 | 10 |  | 0 | 0 | 0 | 0 | 0 | 0
| 11 |  | 0 | 0 | 0 | 0 | 0 | 0 | 11 |  | 0 | 0 | 0 | 0 | 0 | 0
| 12 |  | 0 | 0 | 0 | 0 | 0 | 0 | 12 |  | 0 | 0 | 0 | 0 | 0 | 0
| 13 |  | 0 | 0 | 0 | 0 | 0 | 0 | 13 |  | 0 | 0 | 0 | 0 | 0 | 0
| 14 |  | 0 | 0 | 0 | 0 | 0 | 0 | 14 |  | 0 | 0 | 0 | 0 | 0 | 0
| 15 |  | 0 | 0 | 0 | 0 | 0 | 0 | 15 |  | 0 | 0 | 0 | 0 | 0 | 0
| 16 |  | 0 | 0 | 0 | 0 | 0 | 0 | 16 |  | 0 | 0 | 0 | 0 | 0 | 0
| 17 |  | 0 | 0 | 0 | 0 | 0 | 0 | 17 |  | 0 | 0 | 0 | 0 | 0 | 0
| 18 |  | 0 | 0 | 0 | 0 | 0 | 0 | 18 |  | 0 | 0 | 0 | 0 | 0 | 0
| 19 |  | 0 | 0 | 0 | 0 | 0 | 0 | 19 |  | 0 | 0 | 0 | 0 | 0 | 0
| 20 |  | 0 | 0 | 0 | 0 | 0 | 0 | 20 |  | 0 | 0 | 0 | 0 | 0 | 0
| 21 |  | 0 | 0 | 0 | 0 | 0 | 0 | 21 |  | 0 | 0 | 0 | 0 | 0 | 0
| 22 |  | 0 | 0 | 0 | 0 | 0 | 0 | 22 |  | 0 | 0 | 0 | 0 | 0 | 0
| 23 |  | 0 | 0 | 0 | 0 | 0 | 0 | 23 |  | 0 | 0 | 0 | 0 | 0 | 0
| 24 |  | 0 | 0 | 0 | 0 | 0 | 0 | 24 |  | 0 | 0 | 0 | 0 | 0 | 0
| 25 |  | 0 | 0 | 0 | 0 | 0 | 0 | 25 |  | 0 | 0 | 0 | 0 | 0 | 0
| 26 |  | 0 | 0 | 0 | 0 | 0 | 0 | 26 |  | 0 | 0 | 0 | 0 | 0 | 0
| 27 |  | 0 | 0 | 0 | 0 | 0 | 0 | 27 |  | 0 | 0 | 0 | 0 | 0 | 0
| 28 |  | 0 | 0 | 0 | 0 | 0 | 0 | 28 |  | 0 | 0 | 0 | 0 | 0 | 0
| 29 |  | 0 | 0 | 0 | 0 | 0 | 0 | 29 |  | 0 | 0 | 0 | 0 | 0 | 0
| 30 |  | 0 | 0 | 0 | 0 | 0 | 0 | 30 |  | 0 | 0 | 0 | 0 | 0 | 0
| 31 |  | 0 | 0 | 0 | 0 | 0 | 0 | 31 |  | 0 | 0 | 0 | 0 | 0 | 0
| 32 |  | 0 | 0 | 0 | 0 | 0 | 0 | 32 |  | 0 | 0 | 0 | 0 | 0 | 0
| 33 |  | 0 | 0 | 0 | 0 | 0 | 0 | 33 |  | 0 | 0 | 0 | 0 | 0 | 0
| 34 |  | 0 | 0 | 0 | 0 | 0 | 0 | 34 |  | 0 | 0 | 0 | 0 | 0 | 0
| 35 |  | 0 | 0 | 0 | 0 | 0 | 0 | 35 |  | 0 | 0 | 0 | 0 | 0 | 0
| 36 |  | 0 | 0 | 0 | 0 | 0 | 0 | 36 |  | 0 | 0 | 0 | 0 | 0 | 0
| 37 |  | 0 | 0 | 0 | 0 | 0 | 0 | 37 |  | 0 | 0 | 0 | 0 | 0 | 0
| 38 |  | 0 | 0 | 0 | 0 | 0 | 0 | 38 |  | 0 | 0 | 0 | 0 | 0 | 0
| 39 |  | 0 | 0 | 0 | 0 | 0 | 0 | 39 |  | 0 | 0 | 0 | 0 | 0 | 0
| 40 |  | 0 | 0 | 0 | 0 | 0 | 0 | 40 |  | 0 | 0 | 0 | 0 | 0 | 0
| 41 |  | 0 | 0 | 0 | 0 | 0 | 0 | 41 |  | 0 | 0 | 0 | 0 | 0 | 0
| 42 |  | 0 | 0 | 0 | 0 | 0 | 0 | 42 |  | 0 | 0 | 0 | 0 | 0 | 0
| 43 |  | 0 | 0 | 0 | 0 | 0 | 0 | 43 |  | 0 | 0 | 0 | 0 | 0 | 0
| 44 |  | 0 | 0 | 0 | 0 | 0 | 0 | 44 |  | 0 | 0 | 0 | 0 | 0 | 0
| 45 |  | 0 | 0 | 0 | 0 | 0 | 0 | 45 |  | 0 | 0 | 0 | 0 | 0 | 0
| 46 |  | 0 | 0 | 0 | 0 | 0 | 0 | 46 |  | 0 | 0 | 0 | 0 | 0 | 0
| 47 |  | 0 | 0 | 0 | 0 | 0 | 0 | 47 |  | 0 | 0 | 0 | 0 | 0 | 0
| 48 |  | 0 | 0 | 0 | 0 | 0 | 0 | 48 |  | 0 | 0 | 0 | 0 | 0 | 0
| 49 |  | 0 | 0 | 0 | 0 | 0 | 0 | 49 |  | 0 | 0 | 0 | 0 | 0 | 0
| 50 |  | 0 | 0 | 0 | 0 | 0 | 0 | 50 |  | 0 | 0 | 0 | 0 | 0 | 0
|  |  | 382.4991 | 386.506 | 332.9309 | 358.614 | 365.6856 | 1826.2355 |  | Total | 112.515 | 111.2259 | 91.2987 | 97.1461 | 91.8343 | 504.0201
57. Forecast capital contributions – Type 1 – as incurred ($millions June 2026) (Distribution)
|  |  | 0 | 0 | 0 | 0 | 0
|  | PTRM asset class | 2026-27 | 2027-28 | 2028-29 | 2029-30 | 2030-31 | Total
| 1 | Subtransmission | 9.1304 | 9.0656 | 8.7435 | 13.1022 | 14.7836 | 54.8253
| 2 | Distribution system assets | 92.3183 | 91.6633 | 88.4069 | 132.4781 | 149.4786 | 554.3452
| 3 | SCADA/Network control | 0 | 0 | 0 | 0 | 0 | 0
| 4 | Non-network general assets - IT | 0 | 0 | 0 | 0 | 0 | 0
| 5 | Non-network general assets - Other | 0 | 0 | 0 | 0 | 0 | 0
| 6 | Land | 0 | 0 | 0 | 0 | 0 | 0
| 7 | Accelerated depreciation assets | 0 | 0 | 0 | 0 | 0 | 0
| 8 | in-house software | 0 | 0 | 0 | 0 | 0 | 0
| 9 | Equity raising costs | 0 | 0 | 0 | 0 | 0 | 0
| 10 |  | 0 | 0 | 0 | 0 | 0 | 0
| 11 |  | 0 | 0 | 0 | 0 | 0 | 0
| 12 |  | 0 | 0 | 0 | 0 | 0 | 0
| 13 |  | 0 | 0 | 0 | 0 | 0 | 0
| 14 |  | 0 | 0 | 0 | 0 | 0 | 0
| 15 |  | 0 | 0 | 0 | 0 | 0 | 0
| 16 |  | 0 | 0 | 0 | 0 | 0 | 0
| 17 |  | 0 | 0 | 0 | 0 | 0 | 0
| 18 |  | 0 | 0 | 0 | 0 | 0 | 0
| 19 |  | 0 | 0 | 0 | 0 | 0 | 0
| 20 |  | 0 | 0 | 0 | 0 | 0 | 0
| 21 |  | 0 | 0 | 0 | 0 | 0 | 0
| 22 |  | 0 | 0 | 0 | 0 | 0 | 0
| 23 |  | 0 | 0 | 0 | 0 | 0 | 0
| 24 |  | 0 | 0 | 0 | 0 | 0 | 0
| 25 |  | 0 | 0 | 0 | 0 | 0 | 0
| 26 |  | 0 | 0 | 0 | 0 | 0 | 0
| 27 |  | 0 | 0 | 0 | 0 | 0 | 0
| 28 |  | 0 | 0 | 0 | 0 | 0 | 0
| 29 |  | 0 | 0 | 0 | 0 | 0 | 0
| 30 |  | 0 | 0 | 0 | 0 | 0 | 0
| 31 |  | 0 | 0 | 0 | 0 | 0 | 0
| 32 |  | 0 | 0 | 0 | 0 | 0 | 0
| 33 |  | 0 | 0 | 0 | 0 | 0 | 0
| 34 |  | 0 | 0 | 0 | 0 | 0 | 0
| 35 |  | 0 | 0 | 0 | 0 | 0 | 0
| 36 |  | 0 | 0 | 0 | 0 | 0 | 0
| 37 |  | 0 | 0 | 0 | 0 | 0 | 0
| 38 |  | 0 | 0 | 0 | 0 | 0 | 0
| 39 |  | 0 | 0 | 0 | 0 | 0 | 0
| 40 |  | 0 | 0 | 0 | 0 | 0 | 0
| 41 |  | 0 | 0 | 0 | 0 | 0 | 0
| 42 |  | 0 | 0 | 0 | 0 | 0 | 0
| 43 |  | 0 | 0 | 0 | 0 | 0 | 0
| 44 |  | 0 | 0 | 0 | 0 | 0 | 0
| 45 |  | 0 | 0 | 0 | 0 | 0 | 0
| 46 |  | 0 | 0 | 0 | 0 | 0 | 0
| 47 |  | 0 | 0 | 0 | 0 | 0 | 0
| 48 |  | 0 | 0 | 0 | 0 | 0 | 0
| 49 |  | 0 | 0 | 0 | 0 | 0 | 0
| 50 |  | 0 | 0 | 0 | 0 | 0 | 0
|  | Total | 101.4487 | 100.7289 | 97.1504 | 145.5803 | 164.2622 | 609.1705
58. Forecast asset disposals – as incurred ($millions June 2026) (Distribution)
|  |  | 0 | 0 | 0 | 0 | 0
|  | PTRM asset class | 2026-27 | 2027-28 | 2028-29 | 2029-30 | 2030-31 | Total
| 1 | Subtransmission | 0 | 0 | 0 | 0 | 0 | 0
| 2 | Distribution system assets | 0 | 0 | 0 | 0 | 0 | 0
| 3 | SCADA/Network control | 0 | 0 | 0 | 0 | 0 | 0
| 4 | Non-network general assets - IT | 0 | 0 | 0 | 0 | 0 | 0
| 5 | Non-network general assets - Other | 0.14544 | 0.14544 | 0.14544 | 0.14544 | 0.14544 | 0.72719
| 6 | Land | 0 | 0 | 0 | 0 | 0 | 0
| 7 | Accelerated depreciation assets | 0 | 0 | 0 | 0 | 0 | 0
| 8 | in-house software | 0 | 0 | 0 | 0 | 0 | 0
| 9 | Equity raising costs | 0 | 0 | 0 | 0 | 0 | 0
| 10 |  | 0 | 0 | 0 | 0 | 0 | 0
| 11 |  | 0 | 0 | 0 | 0 | 0 | 0
| 12 |  | 0 | 0 | 0 | 0 | 0 | 0
| 13 |  | 0 | 0 | 0 | 0 | 0 | 0
| 14 |  | 0 | 0 | 0 | 0 | 0 | 0
| 15 |  | 0 | 0 | 0 | 0 | 0 | 0
| 16 |  | 0 | 0 | 0 | 0 | 0 | 0
| 17 |  | 0 | 0 | 0 | 0 | 0 | 0
| 18 |  | 0 | 0 | 0 | 0 | 0 | 0
| 19 |  | 0 | 0 | 0 | 0 | 0 | 0
| 20 |  | 0 | 0 | 0 | 0 | 0 | 0
| 21 |  | 0 | 0 | 0 | 0 | 0 | 0
| 22 |  | 0 | 0 | 0 | 0 | 0 | 0
| 23 |  | 0 | 0 | 0 | 0 | 0 | 0
| 24 |  | 0 | 0 | 0 | 0 | 0 | 0
| 25 |  | 0 | 0 | 0 | 0 | 0 | 0
| 26 |  | 0 | 0 | 0 | 0 | 0 | 0
| 27 |  | 0 | 0 | 0 | 0 | 0 | 0
| 28 |  | 0 | 0 | 0 | 0 | 0 | 0
| 29 |  | 0 | 0 | 0 | 0 | 0 | 0
| 30 |  | 0 | 0 | 0 | 0 | 0 | 0
| 31 |  | 0 | 0 | 0 | 0 | 0 | 0
| 32 |  | 0 | 0 | 0 | 0 | 0 | 0
| 33 |  | 0 | 0 | 0 | 0 | 0 | 0
| 34 |  | 0 | 0 | 0 | 0 | 0 | 0
| 35 |  | 0 | 0 | 0 | 0 | 0 | 0
| 36 |  | 0 | 0 | 0 | 0 | 0 | 0
| 37 |  | 0 | 0 | 0 | 0 | 0 | 0
| 38 |  | 0 | 0 | 0 | 0 | 0 | 0
| 39 |  | 0 | 0 | 0 | 0 | 0 | 0
| 40 |  | 0 | 0 | 0 | 0 | 0 | 0
| 41 |  | 0 | 0 | 0 | 0 | 0 | 0
| 42 |  | 0 | 0 | 0 | 0 | 0 | 0
| 43 |  | 0 | 0 | 0 | 0 | 0 | 0
| 44 |  | 0 | 0 | 0 | 0 | 0 | 0
| 45 |  | 0 | 0 | 0 | 0 | 0 | 0
| 46 |  | 0 | 0 | 0 | 0 | 0 | 0
| 47 |  | 0 | 0 | 0 | 0 | 0 | 0
| 48 |  | 0 | 0 | 0 | 0 | 0 | 0
| 49 |  | 0 | 0 | 0 | 0 | 0 | 0
| 50 |  | 0 | 0 | 0 | 0 | 0 | 0
|  | Total | 0.14544 | 0.14544 | 0.14544 | 0.14544 | 0.14544 | 0.72719
59. Forecast net capital expenditure – as incurred ($millions June 2026) (Distribution)
|  |  | 0 | 0 | 0 | 0 | 0 | 0
|  | PTRM asset class | 2026-27 | 2027-28 | 2028-29 | 2029-30 | 2030-31 | Total
| 1 | Subtransmission | 25.0134 | 24.0767 | 16.8217 | 18.8934 | 18.7814 | 103.5866
| 2 | Distribution system assets | 186.8613 | 180.0966 | 130.2924 | 148.5635 | 150.1304 | 795.9441
| 3 | SCADA/Network control | 18.9028 | 20.0358 | 12.3144 | 10.1324 | 6.9217 | 68.307
| 4 | Non-network general assets - IT | 10.4677 | 8.1397 | 6.6764 | 6.8517 | 4.6305 | 36.766
| 5 | Non-network general assets - Other | 17.2412 | 27.7688 | 48.6365 | 10.7233 | 7.3107 | 111.6805
| 6 | Land | 0 | 0 | 0 | 0 | 0 | 0
| 7 | Accelerated depreciation assets | 0 | 0 | 0 | 0 | 0 | 0
| 8 | in-house software | 22.4186 | 25.5142 | 20.8937 | 17.724 | 13.5033 | 100.0537
| 9 | Equity raising costs | 0 | 0 | 0 | 0 | 0 | 0
| 10 |  | 0 | 0 | 0 | 0 | 0 | 0
| 11 |  | 0 | 0 | 0 | 0 | 0 | 0
| 12 |  | 0 | 0 | 0 | 0 | 0 | 0
| 13 |  | 0 | 0 | 0 | 0 | 0 | 0
| 14 |  | 0 | 0 | 0 | 0 | 0 | 0
| 15 |  | 0 | 0 | 0 | 0 | 0 | 0
| 16 |  | 0 | 0 | 0 | 0 | 0 | 0
| 17 |  | 0 | 0 | 0 | 0 | 0 | 0
| 18 |  | 0 | 0 | 0 | 0 | 0 | 0
| 19 |  | 0 | 0 | 0 | 0 | 0 | 0
| 20 |  | 0 | 0 | 0 | 0 | 0 | 0
| 21 |  | 0 | 0 | 0 | 0 | 0 | 0
| 22 |  | 0 | 0 | 0 | 0 | 0 | 0
| 23 |  | 0 | 0 | 0 | 0 | 0 | 0
| 24 |  | 0 | 0 | 0 | 0 | 0 | 0
| 25 |  | 0 | 0 | 0 | 0 | 0 | 0
| 26 |  | 0 | 0 | 0 | 0 | 0 | 0
| 27 |  | 0 | 0 | 0 | 0 | 0 | 0
| 28 |  | 0 | 0 | 0 | 0 | 0 | 0
| 29 |  | 0 | 0 | 0 | 0 | 0 | 0
| 30 |  | 0 | 0 | 0 | 0 | 0 | 0
| 31 |  | 0 | 0 | 0 | 0 | 0 | 0
| 32 |  | 0 | 0 | 0 | 0 | 0 | 0
| 33 |  | 0 | 0 | 0 | 0 | 0 | 0
| 34 |  | 0 | 0 | 0 | 0 | 0 | 0
| 35 |  | 0 | 0 | 0 | 0 | 0 | 0
| 36 |  | 0 | 0 | 0 | 0 | 0 | 0
| 37 |  | 0 | 0 | 0 | 0 | 0 | 0
| 38 |  | 0 | 0 | 0 | 0 | 0 | 0
| 39 |  | 0 | 0 | 0 | 0 | 0 | 0
| 40 |  | 0 | 0 | 0 | 0 | 0 | 0
| 41 |  | 0 | 0 | 0 | 0 | 0 | 0
| 42 |  | 0 | 0 | 0 | 0 | 0 | 0
| 43 |  | 0 | 0 | 0 | 0 | 0 | 0
| 44 |  | 0 | 0 | 0 | 0 | 0 | 0
| 45 |  | 0 | 0 | 0 | 0 | 0 | 0
| 46 |  | 0 | 0 | 0 | 0 | 0 | 0
| 47 |  | 0 | 0 | 0 | 0 | 0 | 0
| 48 |  | 0 | 0 | 0 | 0 | 0 | 0
| 49 |  | 0 | 0 | 0 | 0 | 0 | 0
| 50 |  | 0 | 0 | 0 | 0 | 0 | 0
|  | Total | 280.905 | 285.6316 | 235.635 | 212.8883 | 201.2779 | 1216.3378

## Output¦ PTRM (T) (hidden)
CitiPower 2026-27
|  | AER Capex Forecast Model | Sheet Validation | 0
Output¦ PTRM (T)
|  | 61. Forecast gross capital expenditure – as incurred ($millions June 2026) (Transmission) | [7 empty] | 65. Forecast immediate expensing of capital expenditure – as incurred ($millions June 2026) (Transmission)
|  |  | 0 | 0 | 0 | 0 | 0 |  |  |  | 0 | 0 | 0 | 0 | 0
|  | PTRM asset class | 2026-27 | 2027-28 | 2028-29 | 2029-30 | 2030-31 | Total |  | PTRM asset class | 2026-27 | 2027-28 | 2028-29 | 2029-30 | 2030-31 | Total
| 1 |  | 0 | 0 | 0 | 0 | 0 | 0 | 1 |  | 0 | 0 | 0 | 0 | 0 | 0
| 2 |  | 0 | 0 | 0 | 0 | 0 | 0 | 2 |  | 0 | 0 | 0 | 0 | 0 | 0
| 3 |  | 0 | 0 | 0 | 0 | 0 | 0 | 3 |  | 0 | 0 | 0 | 0 | 0 | 0
| 4 |  | 0 | 0 | 0 | 0 | 0 | 0 | 4 |  | 0 | 0 | 0 | 0 | 0 | 0
| 5 |  | 0 | 0 | 0 | 0 | 0 | 0 | 5 |  | 0 | 0 | 0 | 0 | 0 | 0
| 6 |  | 0 | 0 | 0 | 0 | 0 | 0 | 6 |  | 0 | 0 | 0 | 0 | 0 | 0
| 7 |  | 0 | 0 | 0 | 0 | 0 | 0 | 7 |  | 0 | 0 | 0 | 0 | 0 | 0
| 8 |  | 0 | 0 | 0 | 0 | 0 | 0 | 8 |  | 0 | 0 | 0 | 0 | 0 | 0
| 9 |  | 0 | 0 | 0 | 0 | 0 | 0 | 9 |  | 0 | 0 | 0 | 0 | 0 | 0
| 10 |  | 0 | 0 | 0 | 0 | 0 | 0 | 10 |  | 0 | 0 | 0 | 0 | 0 | 0
| 11 |  | 0 | 0 | 0 | 0 | 0 | 0 | 11 |  | 0 | 0 | 0 | 0 | 0 | 0
| 12 |  | 0 | 0 | 0 | 0 | 0 | 0 | 12 |  | 0 | 0 | 0 | 0 | 0 | 0
| 13 |  | 0 | 0 | 0 | 0 | 0 | 0 | 13 |  | 0 | 0 | 0 | 0 | 0 | 0
| 14 |  | 0 | 0 | 0 | 0 | 0 | 0 | 14 |  | 0 | 0 | 0 | 0 | 0 | 0
| 15 |  | 0 | 0 | 0 | 0 | 0 | 0 | 15 |  | 0 | 0 | 0 | 0 | 0 | 0
| 16 |  | 0 | 0 | 0 | 0 | 0 | 0 | 16 |  | 0 | 0 | 0 | 0 | 0 | 0
| 17 |  | 0 | 0 | 0 | 0 | 0 | 0 | 17 |  | 0 | 0 | 0 | 0 | 0 | 0
| 18 |  | 0 | 0 | 0 | 0 | 0 | 0 | 18 |  | 0 | 0 | 0 | 0 | 0 | 0
| 19 |  | 0 | 0 | 0 | 0 | 0 | 0 | 19 |  | 0 | 0 | 0 | 0 | 0 | 0
| 20 |  | 0 | 0 | 0 | 0 | 0 | 0 | 20 |  | 0 | 0 | 0 | 0 | 0 | 0
| 21 |  | 0 | 0 | 0 | 0 | 0 | 0 | 21 |  | 0 | 0 | 0 | 0 | 0 | 0
| 22 |  | 0 | 0 | 0 | 0 | 0 | 0 | 22 |  | 0 | 0 | 0 | 0 | 0 | 0
| 23 |  | 0 | 0 | 0 | 0 | 0 | 0 | 23 |  | 0 | 0 | 0 | 0 | 0 | 0
| 24 |  | 0 | 0 | 0 | 0 | 0 | 0 | 24 |  | 0 | 0 | 0 | 0 | 0 | 0
| 25 |  | 0 | 0 | 0 | 0 | 0 | 0 | 25 |  | 0 | 0 | 0 | 0 | 0 | 0
| 26 |  | 0 | 0 | 0 | 0 | 0 | 0 | 26 |  | 0 | 0 | 0 | 0 | 0 | 0
| 27 |  | 0 | 0 | 0 | 0 | 0 | 0 | 27 |  | 0 | 0 | 0 | 0 | 0 | 0
| 28 |  | 0 | 0 | 0 | 0 | 0 | 0 | 28 |  | 0 | 0 | 0 | 0 | 0 | 0
| 29 |  | 0 | 0 | 0 | 0 | 0 | 0 | 29 |  | 0 | 0 | 0 | 0 | 0 | 0
| 30 |  | 0 | 0 | 0 | 0 | 0 | 0 | 30 |  | 0 | 0 | 0 | 0 | 0 | 0
| 31 |  | 0 | 0 | 0 | 0 | 0 | 0 | 31 |  | 0 | 0 | 0 | 0 | 0 | 0
| 32 |  | 0 | 0 | 0 | 0 | 0 | 0 | 32 |  | 0 | 0 | 0 | 0 | 0 | 0
| 33 |  | 0 | 0 | 0 | 0 | 0 | 0 | 33 |  | 0 | 0 | 0 | 0 | 0 | 0
| 34 |  | 0 | 0 | 0 | 0 | 0 | 0 | 34 |  | 0 | 0 | 0 | 0 | 0 | 0
| 35 |  | 0 | 0 | 0 | 0 | 0 | 0 | 35 |  | 0 | 0 | 0 | 0 | 0 | 0
| 36 |  | 0 | 0 | 0 | 0 | 0 | 0 | 36 |  | 0 | 0 | 0 | 0 | 0 | 0
| 37 |  | 0 | 0 | 0 | 0 | 0 | 0 | 37 |  | 0 | 0 | 0 | 0 | 0 | 0
| 38 |  | 0 | 0 | 0 | 0 | 0 | 0 | 38 |  | 0 | 0 | 0 | 0 | 0 | 0
| 39 |  | 0 | 0 | 0 | 0 | 0 | 0 | 39 |  | 0 | 0 | 0 | 0 | 0 | 0
| 40 |  | 0 | 0 | 0 | 0 | 0 | 0 | 40 |  | 0 | 0 | 0 | 0 | 0 | 0
| 41 |  | 0 | 0 | 0 | 0 | 0 | 0 | 41 |  | 0 | 0 | 0 | 0 | 0 | 0
| 42 |  | 0 | 0 | 0 | 0 | 0 | 0 | 42 |  | 0 | 0 | 0 | 0 | 0 | 0
| 43 |  | 0 | 0 | 0 | 0 | 0 | 0 | 43 |  | 0 | 0 | 0 | 0 | 0 | 0
| 44 |  | 0 | 0 | 0 | 0 | 0 | 0 | 44 |  | 0 | 0 | 0 | 0 | 0 | 0
| 45 |  | 0 | 0 | 0 | 0 | 0 | 0 | 45 |  | 0 | 0 | 0 | 0 | 0 | 0
| 46 |  | 0 | 0 | 0 | 0 | 0 | 0 | 46 |  | 0 | 0 | 0 | 0 | 0 | 0
| 47 |  | 0 | 0 | 0 | 0 | 0 | 0 | 47 |  | 0 | 0 | 0 | 0 | 0 | 0
| 48 |  | 0 | 0 | 0 | 0 | 0 | 0 | 48 |  | 0 | 0 | 0 | 0 | 0 | 0
| 49 |  | 0 | 0 | 0 | 0 | 0 | 0 | 49 |  | 0 | 0 | 0 | 0 | 0 | 0
| 50 |  | 0 | 0 | 0 | 0 | 0 | 0 | 50 |  | 0 | 0 | 0 | 0 | 0 | 0
|  |  | 0 | 0 | 0 | 0 | 0 | 0 |  |  | 0 | 0 | 0 | 0 | 0 | 0
62. Forecast capital contributions – Type 1 – as incurred ($millions June 2026) (Transmission)
|  |  | 0 | 0 | 0 | 0 | 0
|  | PTRM asset class | 2026-27 | 2027-28 | 2028-29 | 2029-30 | 2030-31 | Total
| 1 |  | 0 | 0 | 0 | 0 | 0 | 0
| 2 |  | 0 | 0 | 0 | 0 | 0 | 0
| 3 |  | 0 | 0 | 0 | 0 | 0 | 0
| 4 |  | 0 | 0 | 0 | 0 | 0 | 0
| 5 |  | 0 | 0 | 0 | 0 | 0 | 0
| 6 |  | 0 | 0 | 0 | 0 | 0 | 0
| 7 |  | 0 | 0 | 0 | 0 | 0 | 0
| 8 |  | 0 | 0 | 0 | 0 | 0 | 0
| 9 |  | 0 | 0 | 0 | 0 | 0 | 0
| 10 |  | 0 | 0 | 0 | 0 | 0 | 0
| 11 |  | 0 | 0 | 0 | 0 | 0 | 0
| 12 |  | 0 | 0 | 0 | 0 | 0 | 0
| 13 |  | 0 | 0 | 0 | 0 | 0 | 0
| 14 |  | 0 | 0 | 0 | 0 | 0 | 0
| 15 |  | 0 | 0 | 0 | 0 | 0 | 0
| 16 |  | 0 | 0 | 0 | 0 | 0 | 0
| 17 |  | 0 | 0 | 0 | 0 | 0 | 0
| 18 |  | 0 | 0 | 0 | 0 | 0 | 0
| 19 |  | 0 | 0 | 0 | 0 | 0 | 0
| 20 |  | 0 | 0 | 0 | 0 | 0 | 0
| 21 |  | 0 | 0 | 0 | 0 | 0 | 0
| 22 |  | 0 | 0 | 0 | 0 | 0 | 0
| 23 |  | 0 | 0 | 0 | 0 | 0 | 0
| 24 |  | 0 | 0 | 0 | 0 | 0 | 0
| 25 |  | 0 | 0 | 0 | 0 | 0 | 0
| 26 |  | 0 | 0 | 0 | 0 | 0 | 0
| 27 |  | 0 | 0 | 0 | 0 | 0 | 0
| 28 |  | 0 | 0 | 0 | 0 | 0 | 0
| 29 |  | 0 | 0 | 0 | 0 | 0 | 0
| 30 |  | 0 | 0 | 0 | 0 | 0 | 0
| 31 |  | 0 | 0 | 0 | 0 | 0 | 0
| 32 |  | 0 | 0 | 0 | 0 | 0 | 0
| 33 |  | 0 | 0 | 0 | 0 | 0 | 0
| 34 |  | 0 | 0 | 0 | 0 | 0 | 0
| 35 |  | 0 | 0 | 0 | 0 | 0 | 0
| 36 |  | 0 | 0 | 0 | 0 | 0 | 0
| 37 |  | 0 | 0 | 0 | 0 | 0 | 0
| 38 |  | 0 | 0 | 0 | 0 | 0 | 0
| 39 |  | 0 | 0 | 0 | 0 | 0 | 0
| 40 |  | 0 | 0 | 0 | 0 | 0 | 0
| 41 |  | 0 | 0 | 0 | 0 | 0 | 0
| 42 |  | 0 | 0 | 0 | 0 | 0 | 0
| 43 |  | 0 | 0 | 0 | 0 | 0 | 0
| 44 |  | 0 | 0 | 0 | 0 | 0 | 0
| 45 |  | 0 | 0 | 0 | 0 | 0 | 0
| 46 |  | 0 | 0 | 0 | 0 | 0 | 0
| 47 |  | 0 | 0 | 0 | 0 | 0 | 0
| 48 |  | 0 | 0 | 0 | 0 | 0 | 0
| 49 |  | 0 | 0 | 0 | 0 | 0 | 0
| 50 |  | 0 | 0 | 0 | 0 | 0 | 0
|  | Total | 0 | 0 | 0 | 0 | 0 | 0
63. Forecast asset disposals – as incurred ($millions June 2026) (Transmission)
|  |  | 0 | 0 | 0 | 0 | 0
|  | PTRM asset class | 2026-27 | 2027-28 | 2028-29 | 2029-30 | 2030-31 | Total
| 1 |  | 0 | 0 | 0 | 0 | 0 | 0
| 2 |  | 0 | 0 | 0 | 0 | 0 | 0
| 3 |  | 0 | 0 | 0 | 0 | 0 | 0
| 4 |  | 0 | 0 | 0 | 0 | 0 | 0
| 5 |  | 0 | 0 | 0 | 0 | 0 | 0
| 6 |  | 0 | 0 | 0 | 0 | 0 | 0
| 7 |  | 0 | 0 | 0 | 0 | 0 | 0
| 8 |  | 0 | 0 | 0 | 0 | 0 | 0
| 9 |  | 0 | 0 | 0 | 0 | 0 | 0
| 10 |  | 0 | 0 | 0 | 0 | 0 | 0
| 11 |  | 0 | 0 | 0 | 0 | 0 | 0
| 12 |  | 0 | 0 | 0 | 0 | 0 | 0
| 13 |  | 0 | 0 | 0 | 0 | 0 | 0
| 14 |  | 0 | 0 | 0 | 0 | 0 | 0
| 15 |  | 0 | 0 | 0 | 0 | 0 | 0
| 16 |  | 0 | 0 | 0 | 0 | 0 | 0
| 17 |  | 0 | 0 | 0 | 0 | 0 | 0
| 18 |  | 0 | 0 | 0 | 0 | 0 | 0
| 19 |  | 0 | 0 | 0 | 0 | 0 | 0
| 20 |  | 0 | 0 | 0 | 0 | 0 | 0
| 21 |  | 0 | 0 | 0 | 0 | 0 | 0
| 22 |  | 0 | 0 | 0 | 0 | 0 | 0
| 23 |  | 0 | 0 | 0 | 0 | 0 | 0
| 24 |  | 0 | 0 | 0 | 0 | 0 | 0
| 25 |  | 0 | 0 | 0 | 0 | 0 | 0
| 26 |  | 0 | 0 | 0 | 0 | 0 | 0
| 27 |  | 0 | 0 | 0 | 0 | 0 | 0
| 28 |  | 0 | 0 | 0 | 0 | 0 | 0
| 29 |  | 0 | 0 | 0 | 0 | 0 | 0
| 30 |  | 0 | 0 | 0 | 0 | 0 | 0
| 31 |  | 0 | 0 | 0 | 0 | 0 | 0
| 32 |  | 0 | 0 | 0 | 0 | 0 | 0
| 33 |  | 0 | 0 | 0 | 0 | 0 | 0
| 34 |  | 0 | 0 | 0 | 0 | 0 | 0
| 35 |  | 0 | 0 | 0 | 0 | 0 | 0
| 36 |  | 0 | 0 | 0 | 0 | 0 | 0
| 37 |  | 0 | 0 | 0 | 0 | 0 | 0
| 38 |  | 0 | 0 | 0 | 0 | 0 | 0
| 39 |  | 0 | 0 | 0 | 0 | 0 | 0
| 40 |  | 0 | 0 | 0 | 0 | 0 | 0
| 41 |  | 0 | 0 | 0 | 0 | 0 | 0
| 42 |  | 0 | 0 | 0 | 0 | 0 | 0
| 43 |  | 0 | 0 | 0 | 0 | 0 | 0
| 44 |  | 0 | 0 | 0 | 0 | 0 | 0
| 45 |  | 0 | 0 | 0 | 0 | 0 | 0
| 46 |  | 0 | 0 | 0 | 0 | 0 | 0
| 47 |  | 0 | 0 | 0 | 0 | 0 | 0
| 48 |  | 0 | 0 | 0 | 0 | 0 | 0
| 49 |  | 0 | 0 | 0 | 0 | 0 | 0
| 50 |  | 0 | 0 | 0 | 0 | 0 | 0
|  | Total | 0 | 0 | 0 | 0 | 0 | 0
64. Forecast net capital expenditure – as incurred ($millions June 2026) (Transmission)
|  |  | 0 | 0 | 0 | 0 | 0 | 0
|  | PTRM asset class | 2026-27 | 2027-28 | 2028-29 | 2029-30 | 2030-31 | Total
| 1 |  | 0 | 0 | 0 | 0 | 0 | 0
| 2 |  | 0 | 0 | 0 | 0 | 0 | 0
| 3 |  | 0 | 0 | 0 | 0 | 0 | 0
| 4 |  | 0 | 0 | 0 | 0 | 0 | 0
| 5 |  | 0 | 0 | 0 | 0 | 0 | 0
| 6 |  | 0 | 0 | 0 | 0 | 0 | 0
| 7 |  | 0 | 0 | 0 | 0 | 0 | 0
| 8 |  | 0 | 0 | 0 | 0 | 0 | 0
| 9 |  | 0 | 0 | 0 | 0 | 0 | 0
| 10 |  | 0 | 0 | 0 | 0 | 0 | 0
| 11 |  | 0 | 0 | 0 | 0 | 0 | 0
| 12 |  | 0 | 0 | 0 | 0 | 0 | 0
| 13 |  | 0 | 0 | 0 | 0 | 0 | 0
| 14 |  | 0 | 0 | 0 | 0 | 0 | 0
| 15 |  | 0 | 0 | 0 | 0 | 0 | 0
| 16 |  | 0 | 0 | 0 | 0 | 0 | 0
| 17 |  | 0 | 0 | 0 | 0 | 0 | 0
| 18 |  | 0 | 0 | 0 | 0 | 0 | 0
| 19 |  | 0 | 0 | 0 | 0 | 0 | 0
| 20 |  | 0 | 0 | 0 | 0 | 0 | 0
| 21 |  | 0 | 0 | 0 | 0 | 0 | 0
| 22 |  | 0 | 0 | 0 | 0 | 0 | 0
| 23 |  | 0 | 0 | 0 | 0 | 0 | 0
| 24 |  | 0 | 0 | 0 | 0 | 0 | 0
| 25 |  | 0 | 0 | 0 | 0 | 0 | 0
| 26 |  | 0 | 0 | 0 | 0 | 0 | 0
| 27 |  | 0 | 0 | 0 | 0 | 0 | 0
| 28 |  | 0 | 0 | 0 | 0 | 0 | 0
| 29 |  | 0 | 0 | 0 | 0 | 0 | 0
| 30 |  | 0 | 0 | 0 | 0 | 0 | 0
| 31 |  | 0 | 0 | 0 | 0 | 0 | 0
| 32 |  | 0 | 0 | 0 | 0 | 0 | 0
| 33 |  | 0 | 0 | 0 | 0 | 0 | 0
| 34 |  | 0 | 0 | 0 | 0 | 0 | 0
| 35 |  | 0 | 0 | 0 | 0 | 0 | 0
| 36 |  | 0 | 0 | 0 | 0 | 0 | 0
| 37 |  | 0 | 0 | 0 | 0 | 0 | 0
| 38 |  | 0 | 0 | 0 | 0 | 0 | 0
| 39 |  | 0 | 0 | 0 | 0 | 0 | 0
| 40 |  | 0 | 0 | 0 | 0 | 0 | 0
| 41 |  | 0 | 0 | 0 | 0 | 0 | 0
| 42 |  | 0 | 0 | 0 | 0 | 0 | 0
| 43 |  | 0 | 0 | 0 | 0 | 0 | 0
| 44 |  | 0 | 0 | 0 | 0 | 0 | 0
| 45 |  | 0 | 0 | 0 | 0 | 0 | 0
| 46 |  | 0 | 0 | 0 | 0 | 0 | 0
| 47 |  | 0 | 0 | 0 | 0 | 0 | 0
| 48 |  | 0 | 0 | 0 | 0 | 0 | 0
| 49 |  | 0 | 0 | 0 | 0 | 0 | 0
| 50 |  | 0 | 0 | 0 | 0 | 0 | 0
|  | Total | 0 | 0 | 0 | 0 | 0 | 0

## Output¦ RIN
CitiPower 2026-27
| AER Capex Forecast Model |  |  |  | Sheet Validation | 0
Output¦ RIN
66. RIN capex drivers: forecast capex ($000s June 2026)
|  | Distribution Assets | [7 empty] | Transmission Assets
|  | 2024-25 | 2025-26 | 2026-27 | 2027-28 | 2028-29 | 2029-30 | 2030-31 | Forecast Total | 2024-25 | 2025-26 | 2026-27 | 2027-28 | 2028-29 | 2029-30 | 2030-31 | Forecast Total
| Replacement | 0 | 0 | 81298.0967 | 80542.6537 | 67381.7823 | 66098.1347 | 58740.8453 | 354061.5127 | 0 | 0 | 0 | 0 | 0 | 0 | 0 | 0
| Augmentation | 0 | 0 | 69256.466 | 65453.7174 | 24010.0088 | 28642.9058 | 27594.4474 | 214957.5453 | 0 | 0 | 0 | 0 | 0 | 0 | 0 | 0
| Connections | 0 | 0 | 148024.7131 | 145828.3178 | 138840.1807 | 194950.5677 | 218236.8749 | 845880.6542 | 0 | 0 | 0 | 0 | 0 | 0 | 0 | 0
| Non-network capex | 0 | 0 | 50272.9602 | 61568.0491 | 76352.0137 | 35444.4444 | 25589.9268 | 249227.3941 | 0 | 0 | 0 | 0 | 0 | 0 | 0 | 0
| Capitalised network overheads | 0 | 0 | 33646.9025 | 33113.2332 | 26346.9137 | 33477.9281 | 35523.4563 | 162108.4338 | 0 | 0 | 0 | 0 | 0 | 0 | 0 | 0
| Capitalised corporate overheads | 0 | 0 | 0 | 0 | 0 | 0 | 0 | 0 | 0 | 0 | 0 | 0 | 0 | 0 | 0 | 0
| capcons (included in the above) | 0 | 0 | 101448.7011 | 100728.9008 | 97150.4246 | 145580.28 | 164262.1964 | 609170.503 | 0 | 0 | 0 | 0 | 0 | 0 | 0 | 0
| TOTAL GROSS CAPEX (includes capcons) | 0 | 0 | 382499.1384 | 386505.9711 | 332930.8991 | 358613.9806 | 365685.5508 | 1826235.5401 | 0 | 0 | 0 | 0 | 0 | 0 | 0 | 0
|  | 0 | 0 | 0 | 0 | 0 | 0 | 0 | 0 | 0 | 0 | 0 | 0 | 0 | 0 | 0 | 0
Note : Total gross capex in the RIN output table includes Type 2 capcons
| Type 2 capital contributions | 0 | 0 | 0 | 0 | 0 | 0 | 0 | 0 | 0 | 0 | 0 | 0 | 0 | 0 | 0 | 0

## Output¦ AER
CitiPower 2026-27
| AER Capex Forecast Model |  |  |  | Sheet Validation | 0
Output¦ AER
67. AER categories: forecast capex ($000s June 2026)
|  | Distribution Assets | [7 empty] | Transmission Assets
|  | 2024-25 | 2025-26 | 2026-27 | 2027-28 | 2028-29 | 2029-30 | 2030-31 | Forecast Total | 2024-25 | 2025-26 | 2026-27 | 2027-28 | 2028-29 | 2029-30 | 2030-31 | Forecast Total
| Replacement | 0 | 0 | 81298.0967 | 80542.6537 | 67381.7823 | 66098.1347 | 58740.8453 | 354061.5127 | 0 | 0 | 0 | 0 | 0 | 0 | 0 | 0
| DER capex | 0 | 0 | 4863.0969 | 1761.152 | 1452.9466 | 2420.7098 | 1254.724 | 11752.6293 | 0 | 0 | 0 | 0 | 0 | 0 | 0 | 0
| Augmentation | 0 | 0 | 69256.466 | 65453.7174 | 24010.0088 | 28642.9058 | 27594.4474 | 214957.5453 | 0 | 0 | 0 | 0 | 0 | 0 | 0 | 0
| Connections | 0 | 0 | 148024.7131 | 145828.3178 | 138840.1807 | 194950.5677 | 218236.8749 | 845880.6542 | 0 | 0 | 0 | 0 | 0 | 0 | 0 | 0
| ICT capex | 0 | 0 | 28023.2308 | 31892.6889 | 26117.0898 | 22154.9737 | 16879.0936 | 125067.0767 | 0 | 0 | 0 | 0 | 0 | 0 | 0 | 0
| Property capex | 0 | 0 | 9134.147 | 21812.8535 | 44695.1975 | 6088.6161 | 2574.7064 | 84305.5204 | 0 | 0 | 0 | 0 | 0 | 0 | 0 | 0
| Fleet capex | 0 | 0 | 6857.6935 | 4704.0536 | 2686.3671 | 3376.1027 | 3473.917 | 21098.134 | 0 | 0 | 0 | 0 | 0 | 0 | 0 | 0
| Other non-network capex | 0 | 0 | 1394.792 | 1397.3011 | 1400.4127 | 1404.0421 | 1407.4857 | 7004.0337 | 0 | 0 | 0 | 0 | 0 | 0 | 0 | 0
| Capitalised overheads | 0 | 0 | 33646.9025 | 33113.2332 | 26346.9137 | 33477.9281 | 35523.4563 | 162108.4338 | 0 | 0 | 0 | 0 | 0 | 0 | 0 | 0
| TOTAL GROSS CAPEX (includes type 1 capcons) | 0 | 0 | 382499.1384 | 386505.9711 | 332930.8991 | 358613.9806 | 365685.5508 | 1826235.5401 | 0 | 0 | 0 | 0 | 0 | 0 | 0 | 0
| less capcons | 0 | 0 | 101448.7011 | 100728.9008 | 97150.4246 | 145580.28 | 164262.1964 | 609170.503 | 0 | 0 | 0 | 0 | 0 | 0 | 0 | 0
| less disposals | 0 | 0 | 145.4376 | 145.4376 | 145.4376 | 145.4376 | 145.4376 | 727.1882 | 0 | 0 | 0 | 0 | 0 | 0 | 0 | 0
| TOTAL NET CAPEX | 0 | 0 | 280904.9997 | 285631.6326 | 235635.0369 | 212888.2629 | 201277.9167 | 1216337.8489 | 0 | 0 | 0 | 0 | 0 | 0 | 0 | 0
|  | 0 | 0 | 0 | 0 | 0 | 0 | 0 | 0 | 0 | 0 | 0 | 0 | 0 | 0 | 0 | 0

## Model Validation (hidden)
CitiPower 2026-27
AER Capex Forecast Model
Model Validation
| Overall Model Check | 0
| Input¦ Setup | N/A
| Input¦ Escalations | N/A
| Input¦ Projects | 0
| Input¦ Disposals | 0
| Input¦ Type 2 capcons | 0
| Input¦ Expensing | 0
| Input¦ Overheads | 0
| Calc¦ Overheads Allocation | 0
| Calc¦ Project Costs | 0
| Output¦ PTRM (D) | 0
| Output¦ PTRM (T) | 0
| Output¦ RIN | 0
| Output¦ AER | 0
Input¦ Projects
| 17. Cost components as % of direct costs | 0
| 20. AER categories as % of direct costs (i.e. total costs reported in table 15, excluding capitalised overheads) | 0
| 21. PTRM asset classes as % of direct costs (i.e. total costs reported in table 15, excluding capitalised overheads) | 0
| Input¦ Disposals |  | 2024-25 | 2025-26 | 2026-27 | 2027-28 | 2028-29 | 2029-30 | 2030-31
| 23. Forecast asset disposals ($'000s June 2026) |  | 0 | 0 | 0 | 0 | 0 | 0 | 0
| Input¦ Type 2 capcons |  | 2024-25 | 2025-26 | 2026-27 | 2027-28 | 2028-29 | 2029-30 | 2030-31
| 25. Cost components of type 2 capital contributions | 0
| 27. Forecast type 2 capital contributions, escalated ($'000s June 2026) | Distribution | 0 | 0 | 0 | 0 | 0 | 0 | 0
|  | Transmission | 0 | 0 | 0 | 0 | 0 | 0 | 0
Input¦ Expensing
| 28. Immediate expensing (% to be immediately expensed) | 0
Input¦ Overheads
| 34. Forecast cost components of capitalised overheads | 0
| 35. Select an overheads allocation method | 0
Calc¦ Overheads Allocation
| 43. Annual unescalated capitalised overheads ($'000s June 2026) | 0
| Calc¦ Project Costs |  | 2024-25 | 2025-26 | 2026-27 | 2027-28 | 2028-29 | 2029-30 | 2030-31
46. Direct unescalated costs, $000s ($2026 June)
| 48. Direct escalated costs ($'000s June 2026) |  | 0 | 0 | 0 | 0 | 0 | 0 | 0
| 49. Direct escalated type 1 (cash) capcons ($'000s June 2026) |  | 0 | 0 | 0 | 0 | 0 | 0 | 0
| 50. Network overheads ($'000s June 2026) |  | 0 | 0 | 0 | 0 | 0 | 0 | 0
| 51. Corporate overheads ($'000s June 2026) |  | 0 | 0 | 0 | 0 | 0 | 0 | 0
| 52. Total capitalised overheads ($'000s June 2026) |  | 0 | 0 | 0 | 0 | 0 | 0 | 0
| 53. Total overheads allocated to type 1 contributions ($'000s June 2026) |  | 0 | 0 | 0 | 0 | 0 | 0 | 0
| 54. Total escalated costs (excl. type 2 capcons) ($'000s June 2026) |  | 0 | 0 | 0 | 0 | 0 | 0 | 0
| Output¦ PTRM (D) |  |  |  | 2026-27 | 2027-28 | 2028-29 | 2029-30 | 2030-31
| 56. Forecast gross capital expenditure – as incurred ($millions June 2026) (Distribution) |  |  |  | 0 | 0 | 0 | 0 | 0
| 57. Forecast capital contributions – Type 1 – as incurred ($millions June 2026) (Distribution) |  |  |  | 0 | 0 | 0 | 0 | 0
| 58. Forecast asset disposals – as incurred ($millions June 2026) (Distribution) |  |  |  | 0 | 0 | 0 | 0 | 0
| 59. Forecast net capital expenditure – as incurred ($millions June 2026) (Distribution) |  |  |  | 0 | 0 | 0 | 0 | 0
| 60. Forecast immediate expensing of capital expenditure – as incurred ($millions June 2026) (Distribution) |  |  |  | 0 | 0 | 0 | 0 | 0
| Output¦ PTRM (T) |  |  |  | 2026-27 | 2027-28 | 2028-29 | 2029-30 | 2030-31
| 61. Forecast gross capital expenditure – as incurred ($millions June 2026) (Transmission) |  |  |  | 0 | 0 | 0 | 0 | 0
| 62. Forecast capital contributions – Type 1 – as incurred ($millions June 2026) (Transmission) |  |  |  | 0 | 0 | 0 | 0 | 0
| 63. Forecast asset disposals – as incurred ($millions June 2026) (Transmission) |  |  |  | 0 | 0 | 0 | 0 | 0
| 64. Forecast net capital expenditure – as incurred ($millions June 2026) (Transmission) |  |  |  | 0 | 0 | 0 | 0 | 0
| 65. Forecast immediate expensing of capital expenditure – as incurred ($millions June 2026) (Transmission) |  |  |  | 0 | 0 | 0 | 0 | 0
| Output¦ RIN |  | 2024-25 | 2025-26 | 2026-27 | 2027-28 | 2028-29 | 2029-30 | 2030-31
| 66. RIN capex drivers: forecast capex ($000s June 2026) - distribution |  | 0 | 0 | 0 | 0 | 0 | 0 | 0
| 66. RIN capex drivers: forecast capex ($000s June 2026) - transmission |  | 0 | 0 | 0 | 0 | 0 | 0 | 0
| Output¦ AER |  | 2024-25 | 2025-26 | 2026-27 | 2027-28 | 2028-29 | 2029-30 | 2030-31
| 67. AER categories: forecast capex ($000s June 2026) - distribution |  | 0 | 0 | 0 | 0 | 0 | 0 | 0
| 67. AER categories: forecast capex ($000s June 2026) - transmission |  | 0 | 0 | 0 | 0 | 0 | 0 | 0