## Cover
CitiPower
Regulatory proposal 2026-31
Fishermans Bend modernisation
| Model number: | 3.02
2025-01-31
12

## Summary
CitiPower
Fishermans Bend modernisation
SUMMARY
RESULTS
|  |  |  | PV of costs | PV of benefits | NPV
| Option |  |  | 2026-06-30 | 2026-06-30 | 2026-06-30
| Option 1 (base case) | No change to existing practices |  | 0 | 0 | 0
| Option 2 | Offload E to Westgate zone substation (WG) at 11kV |  | -2.5756 | 83.5878 | 81.0121
| Option 3 | Recommission an auto transformer at WG to offload load at E to WG |  | -2.912 | 83.5878 | 80.6758
| Option 4 | 0
| Option 5 | 0
NPV
| Preferred option: |  |  | 2026-06-30
| Option 2 | Offload E to Westgate zone substation (WG) at 11kV |  | 81.0121
PREFERRED OPTION
Preferred Option
Option 2
| Expenditure forecast | 2026-06-30 | 2026-27 | 2027-28 | 2028-29 | 2029-30 | 2030-31 |  | Total
| Capital expenditure |  | 0 | 2.4889 | 2.4889 | 0 | 0 |  | 4.9777
| Operating expenditure |  | 0 | 0 | 0 | 0 | 0 |  | 0
CHART
| Capex and risk ($M, 2026) |  | Value of expected unserved energy ($M, 2026)
SENSITIVITIES
| Sensitivity | 2026-06-30 | Option 1 (base case) | Option 2 | Option 3 | Option 4 | Option 5 |  | Preferred option
| None |  | 0 | 81.0121 | 80.6758 |  |  |  | Option 2
| Capex 10% higher |  | 0 | 80.7546 | 80.3846 |  |  |  | Option 2
| Capex 10% lower |  | 0 | 81.2697 | 80.967 |  |  |  | Option 2
| Total benefits 10% higher |  | 0 | 89.3709 | 89.0345 |  |  |  | Option 2
| Total benefits 10% lower |  | 0 | 72.6534 | 72.317 |  |  |  | Option 2
| Capex 10% higher & Total benefits 10% lower |  | 0 | 72.3958 | 72.0258 |  |  |  | Option 2
| 0 | [7 empty] | #NAME?
| 0 | [6 empty] | 0 | #NAME?
|  | 0 | [6 empty] | #NAME?
0

## Assumptions
CitiPower
Fishermans Bend modernisation
Project
|  | Business: | CitiPower
|  | Descripton: | Fishermans Bend modernisation
|  | Date of cost inputs: | December |  | 2023
|  | Option | Description
|  | Option 1 (base case) | No change to existing practices
|  | Option 2 | Offload E to Westgate zone substation (WG) at 11kV
|  | Option 3 | Recommission an auto transformer at WG to offload load at E to WG
Option 4
Option 5
|  | Compliance project | No
|  | Expenditure starts | 2025-26 | [start]
Timing & WACC
|  | Input dollars |  |  | 2023-12-31 | [input_dollars]
|  | Pre-tax real WACC |  |  | 3.5% | [real_disc]
|  | VCR date |  |  | 2023-12-31 | [vcr_date]
|  | Analysis period (years) |  |  | 20 | [years]\
|  | Output dollars |  |  | 2026-06-30 | [output_dollars]
|  | Other benefits date |  |  | 2023-12-31 | [custval_date]
|  | Value of CO2 reductions input date |  |  | 2023-06-30
VCR
|  | Enter ZSS code >> | E |  | Fishermans Bend | 57703.4511 | 2023 VCR ($/MWh)
Risks
SAFETY
|  | Value of statistical life |  |  | 5400000 | 2023-06-30
|  | Value of injury |  |  | 0 | 2023-12-31
Disproportionate factors applied to various bushfire and other risk valuations
|  | Harm to property from network |  |  | 1
|  | Harm to property from bushfire |  |  | 1
|  | Harm to environment |  |  | 1
|  | Safety - Public trespass |  |  | 1
|  | Safety - Single fatality or serious injury ^ |  |  | 3
|  | Safety from bushfire in HBRA |  |  | 3
|  | Safety - Multiple fatality or serious injury ^ |  |  | 6
|  | Safety from bushfire (REFCL declared areas) |  |  | 6
|  | Safety from bushfire (electric line construction areas) |  |  | 10
^ Public or employee
|  | Incident type |  |  | Value | Probability | DF selected | Description/comment
|  | Safety (fatality) |  |  | 5607473.5197 | 0 | 0 | 0
|  | Safety (injury) |  |  | 0 | 0 | 0 | 0
UNPLANNED REPLACEMENT/REPAIR
|  | Major failure (replace) |  |  | 0 | 2023-12-31
|  | Minor failure (repair) |  |  | 0 | 2023-12-31
|  | Premium for failure |  |  | 20%
Other benefits
| ENVIRONMENTAL | [7 empty] | 2026-27 | 2027-28 | 2028-29 | 2029-30 | 2030-31 | 2031-32
|  | Value of CO2 reductions |  |  |  | 2023-06-30 | $/kWh |  | 0.02473 | 0.022341 | 0.020196 | 0.018063 | 0.015913 | 0.013715
| CUSTOMER VALUE |  |  |  | Value
|  | Reliability in worst-served areas |  |  | 0 | 2023-12-31 | per MWh
|  | Network resilience |  |  | 0 | 2023-12-31 | per MWh
|  | Enabling solar exports |  |  | 4220.9954 | 2023-12-31 | per MWh
|  | Aesthetics |  |  | 0 | 2023-12-31 | per customer
|  | Customer value of time - residential |  |  | 0.54769 | 2023-12-31 | per customer minute
|  | Customer value of time - business |  |  | 0.54769 | 2023-12-31 | per customer minute
|  | Communication |  |  | 0 | 2023-12-31 | per customer
|  | Information accessibility |  |  | 0 | 2023-12-31 | per customer
Sensitivities
[5 empty] | Capex | Total benefits
| 1 | Capex 10% higher |  |  | 10% | 0%
| 2 | Capex 10% lower |  |  | -10% | 0%
| 3 | Total benefits 10% higher |  |  | 0% | 10%
| 4 | Total benefits 10% lower |  |  | 0% | -10%
| 5 | Capex 10% higher & Total benefits 10% lower |  |  | 10% | -10%

## Option1 (base case)
CitiPower
Fishermans Bend modernisation
OPTION 1 (base case)
Count |  |  |  |  | 0 | 1 | 2 | 3 | 4 | 5 | 6 | 7 | 8 | 9 | 10 | 11 | 12 | 13 | 14 | 15 | 16 | 17 | 18 | 19 | 20 | 21 | 22 | 23 | 24 | 25
Value of CO2 reductions |  |  |  | $/MWh |  | 24.7305 | 22.3407 | 20.1963 | 18.0629 | 15.9134 | 13.7151 | 13.7151 | 13.7151 | 13.7151 | 13.7151 | 13.7151 | 13.7151 | 13.7151 | 13.7151 | 13.7151 | 13.7151 | 13.7151 | 13.7151 | 13.7151 | 13.7151 | 13.7151 | 13.7151 | 13.7151 | 13.7151 | 13.7151
|  |  |  | Units | 2025-06-30 | 2025-26 | 2026-27 | 2027-28 | 2028-29 | 2029-30 | 2030-31 | 2031-32 | 2032-33 | 2033-34 | 2034-35 | 2035-36 | 2036-37 | 2037-38 | 2038-39 | 2039-40 | 2040-41 | 2041-42 | 2042-43 | 2043-44 | 2044-45 | 2045-46 | 2046-47 | 2047-48 | 2048-49 | 2049-50
INVESTMENT & OPERATING COST
| Capex |  | Asset life (yrs)
| < Enter description > |  | 0 | 2023-12-31 |  | 0 | 0 | 0 | 0 | 0 | 0 | 0 | 0 | 0 | 0 | 0 | 0 | 0 | 0 | 0 | 0 | 0 | 0 | 0 | 0 | 0 | 0 | 0 | 0 | 0
| < Enter description > |  | 0 | 2023-12-31 |  | 0 | 0 | 0 | 0 | 0 | 0 | 0 | 0 | 0 | 0 | 0 | 0 | 0 | 0 | 0 | 0 | 0 | 0 | 0 | 0 | 0 | 0 | 0 | 0 | 0
| < Enter description > |  | 0 | 2023-12-31 |  | 0 | 0 | 0 | 0 | 0 | 0 | 0 | 0 | 0 | 0 | 0 | 0 | 0 | 0 | 0 | 0 | 0 | 0 | 0 | 0 | 0 | 0 | 0 | 0 | 0
| Capital expenditure |  |  | 2023-12-31 |  | 0 | 0 | 0 | 0 | 0 | 0 | 0 | 0 | 0 | 0 | 0 | 0 | 0 | 0 | 0 | 0 | 0 | 0 | 0 | 0 | 0 | 0 | 0 | 0 | 0
| Operating expenditure |  |  | 2023-12-31 |  | 0 | 0 | 0 | 0 | 0 | 0 | 0 | 0 | 0 | 0 | 0 | 0 | 0 | 0 | 0 | 0 | 0 | 0 | 0 | 0 | 0 | 0 | 0 | 0 | 0
RISK ASSUMPTIONS
| PoF (major) |  |  |  |  | 0 | 0 | 0 | 0 | 0 | 0 | 0 | 0 | 0 | 0 | 0 | 0 | 0 | 0 | 0 | 0 | 0 | 0 | 0 | 0 | 0 | 0 | 0 | 0 | 0
| PoF (reparable) |  |  |  |  | 0 | 0 | 0 | 0 | 0 | 0 | 0 | 0 | 0 | 0 | 0 | 0 | 0 | 0 | 0 | 0 | 0 | 0 | 0 | 0 | 0 | 0 | 0 | 0 | 0
| Energy at risk (weighted) |  |  | MWh |  | 68.7738 | 74.1481 | 79.4845 | 84.5968 | 89.304 | 93.8325 | 98.864 | 103.8562 | 108.6627 | 108.6627 | 108.6627 | 108.6627 | 108.6627 | 108.6627 | 108.6627 | 108.6627 | 108.6627 | 108.6627 | 108.6627 | 108.6627 | 108.6627 | 108.6627 | 108.6627 | 108.6627 | 108.6627
| Energy at risk value | $/MWh | 57703.4511 | 2023-12-31 |  | 3968487.9618 | 4278604.1408 | 4586529.2258 | 4881526.0816 | 5153151.4635 | 5414459.4424 | 5704793.1681 | 5992860.4146 | 6270214.0956 | 6270214.0956 | 6270214.0956 | 6270214.0956 | 6270214.0956 | 6270214.0956 | 6270214.0956 | 6270214.0956 | 6270214.0956 | 6270214.0956 | 6270214.0956 | 6270214.0956 | 6270214.0956 | 6270214.0956 | 6270214.0956 | 6270214.0956 | 6270214.0956
| Safety consequence | (after DF) |  | 2023-12-31 |  | 0 | 0 | 0 | 0 | 0 | 0 | 0 | 0 | 0 | 0 | 0 | 0 | 0 | 0 | 0 | 0 | 0 | 0 | 0 | 0 | 0 | 0 | 0 | 0 | 0
| Unplanned replacements |  |  | 2023-12-31 |  | 0 | 0 | 0 | 0 | 0 | 0 | 0 | 0 | 0 | 0 | 0 | 0 | 0 | 0 | 0 | 0 | 0 | 0 | 0 | 0 | 0 | 0 | 0 | 0 | 0
| Environmental consequence | (after DF) |  | 2023-12-31 |  | 0 | 0 | 0 | 0 | 0 | 0 | 0 | 0 | 0 | 0 | 0 | 0 | 0 | 0 | 0 | 0 | 0 | 0 | 0 | 0 | 0 | 0 | 0 | 0 | 0
| < Other risk - enter description > |  |  | 2023-12-31 |  | 0 | 0 | 0 | 0 | 0 | 0 | 0 | 0 | 0 | 0 | 0 | 0 | 0 | 0 | 0 | 0 | 0 | 0 | 0 | 0 | 0 | 0 | 0 | 0 | 0
| < Other risk - enter description > |  |  | 2023-12-31 |  | 0 | 0 | 0 | 0 | 0 | 0 | 0 | 0 | 0 | 0 | 0 | 0 | 0 | 0 | 0 | 0 | 0 | 0 | 0 | 0 | 0 | 0 | 0 | 0 | 0
| Total risk cost |  |  |  |  | 3968487.9618 | 4278604.1408 | 4586529.2258 | 4881526.0816 | 5153151.4635 | 5414459.4424 | 5704793.1681 | 5992860.4146 | 6270214.0956 | 6270214.0956 | 6270214.0956 | 6270214.0956 | 6270214.0956 | 6270214.0956 | 6270214.0956 | 6270214.0956 | 6270214.0956 | 6270214.0956 | 6270214.0956 | 6270214.0956 | 6270214.0956 | 6270214.0956 | 6270214.0956 | 6270214.0956 | 6270214.0956
OTHER BENEFITS
| Reduction in CO2 emissions |  |  | MWh |  | 0 | 0 | 0 | 0 | 0 | 0 | 0 | 0 | 0 | 0 | 0 | 0 | 0 | 0 | 0 | 0 | 0 | 0 | 0 | 0 | 0 | 0 | 0 | 0 | 0
| Value of reduction in CO2 emissions |  |  | $ |  | 0 | 0 | 0 | 0 | 0 | 0 | 0 | 0 | 0 | 0 | 0 | 0 | 0 | 0 | 0 | 0 | 0 | 0 | 0 | 0 | 0 | 0 | 0 | 0 | 0
| Reliability in worst-served areas | $/MWh | 0 | MWh |  | 0 | 0 | 0 | 0 | 0 | 0 | 0 | 0 | 0 | 0 | 0 | 0 | 0 | 0 | 0 | 0 | 0 | 0 | 0 | 0 | 0 | 0 | 0 | 0 | 0
| Network resilience | $/MWh | 0 | MWh |  | 0 | 0 | 0 | 0 | 0 | 0 | 0 | 0 | 0 | 0 | 0 | 0 | 0 | 0 | 0 | 0 | 0 | 0 | 0 | 0 | 0 | 0 | 0 | 0 | 0
| Enabling solar exports | $/MWh | 4220.9954 | MWh |  | 0 | 0 | 0 | 0 | 0 | 0 | 0 | 0 | 0 | 0 | 0 | 0 | 0 | 0 | 0 | 0 | 0 | 0 | 0 | 0 | 0 | 0 | 0 | 0 | 0
| Aesthetics | $/customer | 0 | customers |  | 0 | 0 | 0 | 0 | 0 | 0 | 0 | 0 | 0 | 0 | 0 | 0 | 0 | 0 | 0 | 0 | 0 | 0 | 0 | 0 | 0 | 0 | 0 | 0 | 0
| Customer value of time (res) | $/customer min | 0.54769 | mins |  | 0 | 0 | 0 | 0 | 0 | 0 | 0 | 0 | 0 | 0 | 0 | 0 | 0 | 0 | 0 | 0 | 0 | 0 | 0 | 0 | 0 | 0 | 0 | 0 | 0
| Customer value of time (bus) | $/customer min | 0.54769 | mins |  | 0 | 0 | 0 | 0 | 0 | 0 | 0 | 0 | 0 | 0 | 0 | 0 | 0 | 0 | 0 | 0 | 0 | 0 | 0 | 0 | 0 | 0 | 0 | 0 | 0
| Communication | $/customer | 0 | customers |  | 0 | 0 | 0 | 0 | 0 | 0 | 0 | 0 | 0 | 0 | 0 | 0 | 0 | 0 | 0 | 0 | 0 | 0 | 0 | 0 | 0 | 0 | 0 | 0 | 0
| Information accessibility | $/customer | 0 | customers |  | 0 | 0 | 0 | 0 | 0 | 0 | 0 | 0 | 0 | 0 | 0 | 0 | 0 | 0 | 0 | 0 | 0 | 0 | 0 | 0 | 0 | 0 | 0 | 0 | 0
| Other benefits 1 |  |  | 2023-12-31 |  | 0 | 0 | 0 | 0 | 0 | 0 | 0 | 0 | 0 | 0 | 0 | 0 | 0 | 0 | 0 | 0 | 0 | 0 | 0 | 0 | 0 | 0 | 0 | 0 | 0
| Other benefits 2 |  |  | 2023-12-31 |  | 0 | 0 | 0 | 0 | 0 | 0 | 0 | 0 | 0 | 0 | 0 | 0 | 0 | 0 | 0 | 0 | 0 | 0 | 0 | 0 | 0 | 0 | 0 | 0 | 0
| Total other benefits |  |  | 2023-12-31 |  | 0 | 0 | 0 | 0 | 0 | 0 | 0 | 0 | 0 | 0 | 0 | 0 | 0 | 0 | 0 | 0 | 0 | 0 | 0 | 0 | 0 | 0 | 0 | 0 | 0
SUMMARY
| Risks mitigated vs base case |  |  | 2023-12-31
Capital expenditure
| < Enter description > |  |  | 2023-12-31 |  | 0 | 0 | 0 | 0 | 0 | 0 | 0 | 0 | 0 | 0 | 0 | 0 | 0 | 0 | 0 | 0 | 0 | 0 | 0 | 0 | 0 | 0 | 0 | 0 | 0
| < Enter description > |  |  | 2023-12-31 |  | 0 | 0 | 0 | 0 | 0 | 0 | 0 | 0 | 0 | 0 | 0 | 0 | 0 | 0 | 0 | 0 | 0 | 0 | 0 | 0 | 0 | 0 | 0 | 0 | 0
| < Enter description > |  |  | 2023-12-31 |  | 0 | 0 | 0 | 0 | 0 | 0 | 0 | 0 | 0 | 0 | 0 | 0 | 0 | 0 | 0 | 0 | 0 | 0 | 0 | 0 | 0 | 0 | 0 | 0 | 0
Cumulative capex
| < Enter description > |  |  | 2023-12-31 |  | 0 | 0 | 0 | 0 | 0 | 0 | 0 | 0 | 0 | 0 | 0 | 0 | 0 | 0 | 0 | 0 | 0 | 0 | 0 | 0 | 0 | 0 | 0 | 0 | 0
| < Enter description > |  |  | 2023-12-31 |  | 0 | 0 | 0 | 0 | 0 | 0 | 0 | 0 | 0 | 0 | 0 | 0 | 0 | 0 | 0 | 0 | 0 | 0 | 0 | 0 | 0 | 0 | 0 | 0 | 0
| < Enter description > |  |  | 2023-12-31 |  | 0 | 0 | 0 | 0 | 0 | 0 | 0 | 0 | 0 | 0 | 0 | 0 | 0 | 0 | 0 | 0 | 0 | 0 | 0 | 0 | 0 | 0 | 0 | 0 | 0
Annualised capex
| Annualised capex - < Enter description > |  |  | 2023-12-31 |  | 0 | 0 | 0 | 0 | 0 | 0 | 0 | 0 | 0 | 0 | 0 | 0 | 0 | 0 | 0 | 0 | 0 | 0 | 0 | 0 | 0 | 0 | 0 | 0 | 0
| Annualised capex - < Enter description > |  |  | 2023-12-31 |  | 0 | 0 | 0 | 0 | 0 | 0 | 0 | 0 | 0 | 0 | 0 | 0 | 0 | 0 | 0 | 0 | 0 | 0 | 0 | 0 | 0 | 0 | 0 | 0 | 0
| Annualised capex - < Enter description > |  |  | 2023-12-31 |  | 0 | 0 | 0 | 0 | 0 | 0 | 0 | 0 | 0 | 0 | 0 | 0 | 0 | 0 | 0 | 0 | 0 | 0 | 0 | 0 | 0 | 0 | 0 | 0 | 0
| Total annualised capex |  |  | 2023-12-31 |  | 0 | 0 | 0 | 0 | 0 | 0 | 0 | 0 | 0 | 0 | 0 | 0 | 0 | 0 | 0 | 0 | 0 | 0 | 0 | 0 | 0 | 0 | 0 | 0 | 0
| Annualised capex |  |  | 2023-12-31 |  | 0 | 0 | 0 | 0 | 0 | 0 | 0 | 0 | 0 | 0 | 0 | 0 | 0 | 0 | 0 | 0 | 0 | 0 | 0 | 0 | 0 | 0 | 0 | 0 | 0
| Operating expenditure |  |  | 2023-12-31 |  | 0 | 0 | 0 | 0 | 0 | 0 | 0 | 0 | 0 | 0 | 0 | 0 | 0 | 0 | 0 | 0 | 0 | 0 | 0 | 0 | 0 | 0 | 0 | 0 | 0
| Risk mitigated |  |  | 2023-12-31 |  | 0 | 0 | 0 | 0 | 0 | 0 | 0 | 0 | 0 | 0 | 0 | 0 | 0 | 0 | 0 | 0 | 0 | 0 | 0 | 0 | 0 | 0 | 0 | 0 | 0
| Other benefits value |  |  | 2023-12-31 |  | 0 | 0 | 0 | 0 | 0 | 0 | 0 | 0 | 0 | 0 | 0 | 0 | 0 | 0 | 0 | 0 | 0 | 0 | 0 | 0 | 0 | 0 | 0 | 0 | 0
| Net benefits |  |  | 2023-12-31 |  | 0 | 0 | 0 | 0 | 0 | 0 | 0 | 0 | 0 | 0 | 0 | 0 | 0 | 0 | 0 | 0 | 0 | 0 | 0 | 0 | 0 | 0 | 0 | 0 | 0
SENSITIVITIES
NPV | Net benefits |  |  | Option 1 (Base Case)NPV |  | 0 | 0 | 0 | 0 | 0 | 0 | 0 | 0 | 0 | 0 | 0 | 0 | 0 | 0 | 0 | 0 | 0 | 0 | 0 | 0 | 0 | 0 | 0 | 0 | 0
| Total annualised capex |  |  |  |  | 0 | 0 | 0 | 0 | 0 | 0 | 0 | 0 | 0 | 0 | 0 | 0 | 0 | 0 | 0 | 0 | 0 | 0 | 0 | 0 | 0 | 0 | 0 | 0 | 0
| Total benefits |  |  |  |  | 0 | 0 | 0 | 0 | 0 | 0 | 0 | 0 | 0 | 0 | 0 | 0 | 0 | 0 | 0 | 0 | 0 | 0 | 0 | 0 | 0 | 0 | 0 | 0 | 0
|  | Capex | Total benefits
sens1 | Capex 10% higher | 10% | 0% | Option 1 (Base Case)sens1 |  | 0 | 0 | 0 | 0 | 0 | 0 | 0 | 0 | 0 | 0 | 0 | 0 | 0 | 0 | 0 | 0 | 0 | 0 | 0 | 0 | 0 | 0 | 0 | 0 | 0
sens2 | Capex 10% lower | -10% | 0% | Option 1 (Base Case)sens2 |  | 0 | 0 | 0 | 0 | 0 | 0 | 0 | 0 | 0 | 0 | 0 | 0 | 0 | 0 | 0 | 0 | 0 | 0 | 0 | 0 | 0 | 0 | 0 | 0 | 0
sens3 | Total benefits 10% higher | 0% | 10% | Option 1 (Base Case)sens3 |  | 0 | 0 | 0 | 0 | 0 | 0 | 0 | 0 | 0 | 0 | 0 | 0 | 0 | 0 | 0 | 0 | 0 | 0 | 0 | 0 | 0 | 0 | 0 | 0 | 0
sens4 | Total benefits 10% lower | 0% | -10% | Option 1 (Base Case)sens4 |  | 0 | 0 | 0 | 0 | 0 | 0 | 0 | 0 | 0 | 0 | 0 | 0 | 0 | 0 | 0 | 0 | 0 | 0 | 0 | 0 | 0 | 0 | 0 | 0 | 0
sens5 | Capex 10% higher & Total benefits 10% lower | 10% | -10% | Option 1 (Base Case)sens5 |  | 0 | 0 | 0 | 0 | 0 | 0 | 0 | 0 | 0 | 0 | 0 | 0 | 0 | 0 | 0 | 0 | 0 | 0 | 0 | 0 | 0 | 0 | 0 | 0 | 0
sens | 0 | 0% | 0% | Option 1 (Base Case)sens |  | 0 | 0 | 0 | 0 | 0 | 0 | 0 | 0 | 0 | 0 | 0 | 0 | 0 | 0 | 0 | 0 | 0 | 0 | 0 | 0 | 0 | 0 | 0 | 0 | 0
sens | 0 | 0% | 0% | Option 1 (Base Case)sens |  | 0 | 0 | 0 | 0 | 0 | 0 | 0 | 0 | 0 | 0 | 0 | 0 | 0 | 0 | 0 | 0 | 0 | 0 | 0 | 0 | 0 | 0 | 0 | 0 | 0
sens | 0 | 0% | 0% | Option 1 (Base Case)sens |  | 0 | 0 | 0 | 0 | 0 | 0 | 0 | 0 | 0 | 0 | 0 | 0 | 0 | 0 | 0 | 0 | 0 | 0 | 0 | 0 | 0 | 0 | 0 | 0 | 0

## Option2
CitiPower
Fishermans Bend modernisation
OPTION 2 | Offload E to Westgate zone substation (WG) at 11kV
Count |  |  |  |  | 1 | 2 | 3 | 4 | 5 | 6 | 7 | 8 | 9 | 10 | 11 | 12 | 13 | 14 | 15 | 16 | 17 | 18 | 19 | 20 | 21 | 22 | 23 | 24 | 25
Value of CO2 reductions |  |  |  | $/MWh | 24.7305 | 22.3407 | 20.1963 | 18.0629 | 15.9134 | 13.7151 | 13.7151 | 13.7151 | 13.7151 | 13.7151 | 13.7151 | 13.7151 | 13.7151 | 13.7151 | 13.7151 | 13.7151 | 13.7151 | 13.7151 | 13.7151 | 13.7151 | 13.7151 | 13.7151 | 13.7151 | 13.7151 | 13.7151
|  |  |  | Units | 2025-26 | 2026-27 | 2027-28 | 2028-29 | 2029-30 | 2030-31 | 2031-32 | 2032-33 | 2033-34 | 2034-35 | 2035-36 | 2036-37 | 2037-38 | 2038-39 | 2039-40 | 2040-41 | 2041-42 | 2042-43 | 2043-44 | 2044-45 | 2045-46 | 2046-47 | 2047-48 | 2048-49 | 2049-50
INVESTMENT & OPERATING COST
| Capex |  | Asset life (yrs)
| Retire E ZSS and offload to WG ZSS |  | 50 | 2023-12-31 | 0 | 0 | 2236349.5 | 2236349.5 | 0 | 0 | 0 | 0 | 0 | 0 | 0 | 0 | 0 | 0 | 0 | 0 | 0 | 0 | 0 | 0 | 0 | 0 | 0 | 0 | 0
|  |  |  | 2023-12-31 | 0 | 0 | 0 | 0 | 0 | 0 | 0 | 0 | 0 | 0 | 0 | 0 | 0 | 0 | 0 | 0 | 0 | 0 | 0 | 0 | 0 | 0 | 0 | 0 | 0
|  |  |  | 2023-12-31 | 0 | 0 | 0 | 0 | 0 | 0 | 0 | 0 | 0 | 0 | 0 | 0 | 0 | 0 | 0 | 0 | 0 | 0 | 0 | 0 | 0 | 0 | 0 | 0 | 0
| Capital expenditure |  |  | 2023-12-31 | 0 | 0 | 2236349.5 | 2236349.5 | 0 | 0 | 0 | 0 | 0 | 0 | 0 | 0 | 0 | 0 | 0 | 0 | 0 | 0 | 0 | 0 | 0 | 0 | 0 | 0 | 0
| Operating expenditure |  |  | 2023-12-31 | 0 | 0 | 0 | 0 | 0 | 0 | 0 | 0 | 0 | 0 | 0 | 0 | 0 | 0 | 0 | 0 | 0 | 0 | 0 | 0 | 0 | 0 | 0 | 0 | 0
RISK ASSUMPTIONS
| PoF (major) |  |  |  | 0 | 0 | 0 | 0 | 0 | 0 | 0 | 0 | 0 | 0 | 0 | 0 | 0 | 0 | 0 | 0 | 0 | 0 | 0 | 0 | 0 | 0 | 0 | 0 | 0
| PoF (reparable) |  |  |  | 0 | 0 | 0 | 0 | 0 | 0 | 0 | 0 | 0 | 0 | 0 | 0 | 0 | 0 | 0 | 0 | 0 | 0 | 0 | 0 | 0 | 0 | 0 | 0 | 0
| Energy at risk (weighted) |  |  | MWh | 68.7738 | 74.1481 | 79.4845 | 0.0045016 | 0.017264 | 0.045424 | 0.10868 | 0.22239 | 0.39308 | 0.39308 | 0.39308 | 0.39308 | 0.39308 | 0.39308 | 0.39308 | 0.39308 | 0.39308 | 0.39308 | 0.39308 | 0.39308 | 0.39308 | 0.39308 | 0.39308 | 0.39308 | 0.39308
| Energy at risk value | $/MWh | 57703.4511 | 2023-12-31 | 3968487.9618 | 4278604.1408 | 4586529.2258 | 259.7557 | 996.192 | 2621.119 | 6270.9666 | 12832.5316 | 22681.9345 | 22681.9345 | 22681.9345 | 22681.9345 | 22681.9345 | 22681.9345 | 22681.9345 | 22681.9345 | 22681.9345 | 22681.9345 | 22681.9345 | 22681.9345 | 22681.9345 | 22681.9345 | 22681.9345 | 22681.9345 | 22681.9345
| Safety consequence | (after DF) |  | 2023-12-31 | 0 | 0 | 0 | 0 | 0 | 0 | 0 | 0 | 0 | 0 | 0 | 0 | 0 | 0 | 0 | 0 | 0 | 0 | 0 | 0 | 0 | 0 | 0 | 0 | 0
| Unplanned replacements |  |  | 2023-12-31 | 0 | 0 | 0 | 0 | 0 | 0 | 0 | 0 | 0 | 0 | 0 | 0 | 0 | 0 | 0 | 0 | 0 | 0 | 0 | 0 | 0 | 0 | 0 | 0 | 0
| Environmental consequence | (after DF) |  | 2023-12-31 | 0 | 0 | 0 | 0 | 0 | 0 | 0 | 0 | 0 | 0 | 0 | 0 | 0 | 0 | 0 | 0 | 0 | 0 | 0 | 0 | 0 | 0 | 0 | 0 | 0
| < Other risk - enter description > |  |  | 2023-12-31 | 0 | 0 | 0 | 0 | 0 | 0 | 0 | 0 | 0 | 0 | 0 | 0 | 0 | 0 | 0 | 0 | 0 | 0 | 0 | 0 | 0 | 0 | 0 | 0 | 0
| < Other risk - enter description > |  |  | 2023-12-31 | 0 | 0 | 0 | 0 | 0 | 0 | 0 | 0 | 0 | 0 | 0 | 0 | 0 | 0 | 0 | 0 | 0 | 0 | 0 | 0 | 0 | 0 | 0 | 0 | 0
| Total risk cost |  |  |  | 3968487.9618 | 4278604.1408 | 4586529.2258 | 259.7557 | 996.192 | 2621.119 | 6270.9666 | 12832.5316 | 22681.9345 | 22681.9345 | 22681.9345 | 22681.9345 | 22681.9345 | 22681.9345 | 22681.9345 | 22681.9345 | 22681.9345 | 22681.9345 | 22681.9345 | 22681.9345 | 22681.9345 | 22681.9345 | 22681.9345 | 22681.9345 | 22681.9345
OTHER BENEFITS
| Reduction in CO2 emissions |  |  | MWh | 0 | 0 | 0 | 0 | 0 | 0 | 0 | 0 | 0 | 0 | 0 | 0 | 0 | 0 | 0 | 0 | 0 | 0 | 0 | 0 | 0 | 0 | 0 | 0 | 0
| Value of reduction in CO2 emissions |  |  | $ | 0 | 0 | 0 | 0 | 0 | 0 | 0 | 0 | 0 | 0 | 0 | 0 | 0 | 0 | 0 | 0 | 0 | 0 | 0 | 0 | 0 | 0 | 0 | 0 | 0
| Reliability in worst-served areas | $/MWh | 0 | MWh | 0 | 0 | 0 | 0 | 0 | 0 | 0 | 0 | 0 | 0 | 0 | 0 | 0 | 0 | 0 | 0 | 0 | 0 | 0 | 0 | 0 | 0 | 0 | 0 | 0
| Network resilience | $/MWh | 0 | MWh | 0 | 0 | 0 | 0 | 0 | 0 | 0 | 0 | 0 | 0 | 0 | 0 | 0 | 0 | 0 | 0 | 0 | 0 | 0 | 0 | 0 | 0 | 0 | 0 | 0
| Enabling solar exports | $/MWh | 4220.9954 | MWh | 0 | 0 | 0 | 0 | 0 | 0 | 0 | 0 | 0 | 0 | 0 | 0 | 0 | 0 | 0 | 0 | 0 | 0 | 0 | 0 | 0 | 0 | 0 | 0 | 0
| Aesthetics | $/customer | 0 | customers | 0 | 0 | 0 | 0 | 0 | 0 | 0 | 0 | 0 | 0 | 0 | 0 | 0 | 0 | 0 | 0 | 0 | 0 | 0 | 0 | 0 | 0 | 0 | 0 | 0
| Customer value of time (res) | $/customer min | 0.54769 | mins | 0 | 0 | 0 | 0 | 0 | 0 | 0 | 0 | 0 | 0 | 0 | 0 | 0 | 0 | 0 | 0 | 0 | 0 | 0 | 0 | 0 | 0 | 0 | 0 | 0
| Customer value of time (bus) | $/customer min | 0.54769 | mins | 0 | 0 | 0 | 0 | 0 | 0 | 0 | 0 | 0 | 0 | 0 | 0 | 0 | 0 | 0 | 0 | 0 | 0 | 0 | 0 | 0 | 0 | 0 | 0 | 0
| Communication | $/customer | 0 | customers | 0 | 0 | 0 | 0 | 0 | 0 | 0 | 0 | 0 | 0 | 0 | 0 | 0 | 0 | 0 | 0 | 0 | 0 | 0 | 0 | 0 | 0 | 0 | 0 | 0
| Information accessibility | $/customer | 0 | customers | 0 | 0 | 0 | 0 | 0 | 0 | 0 | 0 | 0 | 0 | 0 | 0 | 0 | 0 | 0 | 0 | 0 | 0 | 0 | 0 | 0 | 0 | 0 | 0 | 0
| Other benefits 1 |  |  | 2023-12-31 | 0 | 0 | 0 | 0 | 0 | 0 | 0 | 0 | 0 | 0 | 0 | 0 | 0 | 0 | 0 | 0 | 0 | 0 | 0 | 0 | 0 | 0 | 0 | 0 | 0
| Other benefits 2 |  |  | 2023-12-31 | 0 | 0 | 0 | 0 | 0 | 0 | 0 | 0 | 0 | 0 | 0 | 0 | 0 | 0 | 0 | 0 | 0 | 0 | 0 | 0 | 0 | 0 | 0 | 0 | 0
| Total other benefits |  |  | 2023-12-31 | 0 | 0 | 0 | 0 | 0 | 0 | 0 | 0 | 0 | 0 | 0 | 0 | 0 | 0 | 0 | 0 | 0 | 0 | 0 | 0 | 0 | 0 | 0 | 0 | 0
SUMMARY
| Risks mitigated vs base case |  |  | 2023-12-31 | 0 | 0 | 0 | 4881266.3259 | 5152155.2715 | 5411838.3234 | 5698522.2015 | 5980027.8831 | 6247532.1611 | 6247532.1611 | 6247532.1611 | 6247532.1611 | 6247532.1611 | 6247532.1611 | 6247532.1611 | 6247532.1611 | 6247532.1611 | 6247532.1611 | 6247532.1611 | 6247532.1611 | 6247532.1611 | 6247532.1611 | 6247532.1611 | 6247532.1611 | 6247532.1611
Capital expenditure
| Retire E ZSS and offload to WG ZSS |  |  | 2023-12-31 | 0 | 0 | -2236349.5 | -2236349.5 | 0 | 0 | 0 | 0 | 0 | 0 | 0 | 0 | 0 | 0 | 0 | 0 | 0 | 0 | 0 | 0 | 0 | 0 | 0 | 0 | 0
| 0 |  |  | 2023-12-31 | 0 | 0 | 0 | 0 | 0 | 0 | 0 | 0 | 0 | 0 | 0 | 0 | 0 | 0 | 0 | 0 | 0 | 0 | 0 | 0 | 0 | 0 | 0 | 0 | 0
| 0 |  |  | 2023-12-31 | 0 | 0 | 0 | 0 | 0 | 0 | 0 | 0 | 0 | 0 | 0 | 0 | 0 | 0 | 0 | 0 | 0 | 0 | 0 | 0 | 0 | 0 | 0 | 0 | 0
Cumulative capex
| Retire E ZSS and offload to WG ZSS |  |  | 2023-12-31 | 0 | 0 | -2236349.5 | -4472699 | -4472699 | -4472699 | -4472699 | -4472699 | -4472699 | -4472699 | -4472699 | -4472699 | -4472699 | -4472699 | -4472699 | -4472699 | -4472699 | -4472699 | -4472699 | -4472699 | -4472699 | -4472699 | -4472699 | -4472699 | -4472699
| 0 |  |  | 2023-12-31 | 0 | 0 | 0 | 0 | 0 | 0 | 0 | 0 | 0 | 0 | 0 | 0 | 0 | 0 | 0 | 0 | 0 | 0 | 0 | 0 | 0 | 0 | 0 | 0 | 0
| 0 |  |  | 2023-12-31 | 0 | 0 | 0 | 0 | 0 | 0 | 0 | 0 | 0 | 0 | 0 | 0 | 0 | 0 | 0 | 0 | 0 | 0 | 0 | 0 | 0 | 0 | 0 | 0 | 0
Annualised capex
| Annualised capex - Retire E ZSS and offload to WG ZSS |  |  | 2023-12-31 | 0 | 0 | 0 | -95343.8751 | -190687.7501 | -190687.7501 | -190687.7501 | -190687.7501 | -190687.7501 | -190687.7501 | -190687.7501 | -190687.7501 | -190687.7501 | -190687.7501 | -190687.7501 | -190687.7501 | -190687.7501 | -190687.7501 | -190687.7501 | -190687.7501 | -190687.7501 | -190687.7501 | -190687.7501 | -190687.7501 | -190687.7501
| Annualised capex - |  |  | 2023-12-31 | 0 | 0 | 0 | 0 | 0 | 0 | 0 | 0 | 0 | 0 | 0 | 0 | 0 | 0 | 0 | 0 | 0 | 0 | 0 | 0 | 0 | 0 | 0 | 0 | 0
| Annualised capex - |  |  | 2023-12-31 | 0 | 0 | 0 | 0 | 0 | 0 | 0 | 0 | 0 | 0 | 0 | 0 | 0 | 0 | 0 | 0 | 0 | 0 | 0 | 0 | 0 | 0 | 0 | 0 | 0
| Total annualised capex |  |  | 2023-12-31 | 0 | 0 | 0 | -95343.8751 | -190687.7501 | -190687.7501 | -190687.7501 | -190687.7501 | -190687.7501 | -190687.7501 | -190687.7501 | -190687.7501 | -190687.7501 | -190687.7501 | -190687.7501 | -190687.7501 | -190687.7501 | -190687.7501 | -190687.7501 | -190687.7501 | -190687.7501 | -190687.7501 | -190687.7501 | -190687.7501 | -190687.7501
| Annualised capex |  |  | 2023-12-31 | 0 | 0 | 0 | -95343.8751 | -190687.7501 | -190687.7501 | -190687.7501 | -190687.7501 | -190687.7501 | -190687.7501 | -190687.7501 | -190687.7501 | -190687.7501 | -190687.7501 | -190687.7501 | -190687.7501 | -190687.7501 | -190687.7501 | -190687.7501 | -190687.7501 | -190687.7501 | -190687.7501 | -190687.7501 | -190687.7501 | -190687.7501
| Operating expenditure |  |  | 2023-12-31 | 0 | 0 | 0 | 0 | 0 | 0 | 0 | 0 | 0 | 0 | 0 | 0 | 0 | 0 | 0 | 0 | 0 | 0 | 0 | 0 | 0 | 0 | 0 | 0 | 0
| Risk mitigated |  |  | 2023-12-31 | 0 | 0 | 0 | 4881266.3259 | 5152155.2715 | 5411838.3234 | 5698522.2015 | 5980027.8831 | 6247532.1611 | 6247532.1611 | 6247532.1611 | 6247532.1611 | 6247532.1611 | 6247532.1611 | 6247532.1611 | 6247532.1611 | 6247532.1611 | 6247532.1611 | 6247532.1611 | 6247532.1611 | 6247532.1611 | 6247532.1611 | 6247532.1611 | 6247532.1611 | 6247532.1611
| Other benefits value |  |  | 2023-12-31 | 0 | 0 | 0 | 0 | 0 | 0 | 0 | 0 | 0 | 0 | 0 | 0 | 0 | 0 | 0 | 0 | 0 | 0 | 0 | 0 | 0 | 0 | 0 | 0 | 0
| Net benefits |  |  | 2023-12-31 | 0 | 0 | 0 | 4785922.4508 | 4961467.5214 | 5221150.5733 | 5507834.4514 | 5789340.1329 | 6056844.4109 | 6056844.4109 | 6056844.4109 | 6056844.4109 | 6056844.4109 | 6056844.4109 | 6056844.4109 | 6056844.4109 | 6056844.4109 | 6056844.4109 | 6056844.4109 | 6056844.4109 | 6056844.4109 | 6056844.4109 | 6056844.4109 | 6056844.4109 | 6056844.4109
| First capex year |  |  | 3
| First year |  |  | 3
SENSITIVITIES
NPV | Net benefits |  |  | Option 2NPV | 0 | 0 | 0 | 4785922.4508 | 4961467.5214 | 5221150.5733 | 5507834.4514 | 5789340.1329 | 6056844.4109 | 6056844.4109 | 6056844.4109 | 6056844.4109 | 6056844.4109 | 6056844.4109 | 6056844.4109 | 6056844.4109 | 6056844.4109 | 6056844.4109 | 6056844.4109 | 6056844.4109 | 6056844.4109 | 6056844.4109 | 6056844.4109 | 6056844.4109 | 6056844.4109
| Total annualised capex |  |  |  | 0 | 0 | 0 | -95343.8751 | -190687.7501 | -190687.7501 | -190687.7501 | -190687.7501 | -190687.7501 | -190687.7501 | -190687.7501 | -190687.7501 | -190687.7501 | -190687.7501 | -190687.7501 | -190687.7501 | -190687.7501 | -190687.7501 | -190687.7501 | -190687.7501 | -190687.7501 | -190687.7501 | -190687.7501 | -190687.7501 | -190687.7501
| Total benefits |  |  |  | 0 | 0 | 0 | 4881266.3259 | 5152155.2715 | 5411838.3234 | 5698522.2015 | 5980027.8831 | 6247532.1611 | 6247532.1611 | 6247532.1611 | 6247532.1611 | 6247532.1611 | 6247532.1611 | 6247532.1611 | 6247532.1611 | 6247532.1611 | 6247532.1611 | 6247532.1611 | 6247532.1611 | 6247532.1611 | 6247532.1611 | 6247532.1611 | 6247532.1611 | 6247532.1611
|  | Capex | Total benefits
sens1 | Capex 10% higher | 10% | 0% | Option 2sens1 | 0 | 0 | 0 | 4776388.0633 | 4942398.7463 | 5202081.7982 | 5488765.6764 | 5770271.3579 | 6037775.6359 | 6037775.6359 | 6037775.6359 | 6037775.6359 | 6037775.6359 | 6037775.6359 | 6037775.6359 | 6037775.6359 | 6037775.6359 | 6037775.6359 | 6037775.6359 | 6037775.6359 | 6037775.6359 | 6037775.6359 | 6037775.6359 | 6037775.6359 | 6037775.6359
sens2 | Capex 10% lower | -10% | 0% | Option 2sens2 | 0 | 0 | 0 | 4795456.8383 | 4980536.2964 | 5240219.3483 | 5526903.2264 | 5808408.9079 | 6075913.186 | 6075913.186 | 6075913.186 | 6075913.186 | 6075913.186 | 6075913.186 | 6075913.186 | 6075913.186 | 6075913.186 | 6075913.186 | 6075913.186 | 6075913.186 | 6075913.186 | 6075913.186 | 6075913.186 | 6075913.186 | 6075913.186
sens3 | Total benefits 10% higher | 0% | 10% | Option 2sens3 | 0 | 0 | 0 | 5274049.0834 | 5476683.0485 | 5762334.4056 | 6077686.6715 | 6387342.9212 | 6681597.6271 | 6681597.6271 | 6681597.6271 | 6681597.6271 | 6681597.6271 | 6681597.6271 | 6681597.6271 | 6681597.6271 | 6681597.6271 | 6681597.6271 | 6681597.6271 | 6681597.6271 | 6681597.6271 | 6681597.6271 | 6681597.6271 | 6681597.6271 | 6681597.6271
sens4 | Total benefits 10% lower | 0% | -10% | Option 2sens4 | 0 | 0 | 0 | 4297795.8182 | 4446251.9942 | 4679966.7409 | 4937982.2312 | 5191337.3446 | 5432091.1948 | 5432091.1948 | 5432091.1948 | 5432091.1948 | 5432091.1948 | 5432091.1948 | 5432091.1948 | 5432091.1948 | 5432091.1948 | 5432091.1948 | 5432091.1948 | 5432091.1948 | 5432091.1948 | 5432091.1948 | 5432091.1948 | 5432091.1948 | 5432091.1948
sens5 | Capex 10% higher & Total benefits 10% lower | 10% | -10% | Option 2sens5 | 0 | 0 | 0 | 4288261.4307 | 4427183.2192 | 4660897.9659 | 4918913.4562 | 5172268.5696 | 5413022.4198 | 5413022.4198 | 5413022.4198 | 5413022.4198 | 5413022.4198 | 5413022.4198 | 5413022.4198 | 5413022.4198 | 5413022.4198 | 5413022.4198 | 5413022.4198 | 5413022.4198 | 5413022.4198 | 5413022.4198 | 5413022.4198 | 5413022.4198 | 5413022.4198
sens | 0 | 0% | 0% | Option 2sens | 0 | 0 | 0 | 4785922.4508 | 4961467.5214 | 5221150.5733 | 5507834.4514 | 5789340.1329 | 6056844.4109 | 6056844.4109 | 6056844.4109 | 6056844.4109 | 6056844.4109 | 6056844.4109 | 6056844.4109 | 6056844.4109 | 6056844.4109 | 6056844.4109 | 6056844.4109 | 6056844.4109 | 6056844.4109 | 6056844.4109 | 6056844.4109 | 6056844.4109 | 6056844.4109
sens | 0 | 0% | 0% | Option 2sens | 0 | 0 | 0 | 4785922.4508 | 4961467.5214 | 5221150.5733 | 5507834.4514 | 5789340.1329 | 6056844.4109 | 6056844.4109 | 6056844.4109 | 6056844.4109 | 6056844.4109 | 6056844.4109 | 6056844.4109 | 6056844.4109 | 6056844.4109 | 6056844.4109 | 6056844.4109 | 6056844.4109 | 6056844.4109 | 6056844.4109 | 6056844.4109 | 6056844.4109 | 6056844.4109
sens | 0 | 0% | 0% | Option 2sens | 0 | 0 | 0 | 4785922.4508 | 4961467.5214 | 5221150.5733 | 5507834.4514 | 5789340.1329 | 6056844.4109 | 6056844.4109 | 6056844.4109 | 6056844.4109 | 6056844.4109 | 6056844.4109 | 6056844.4109 | 6056844.4109 | 6056844.4109 | 6056844.4109 | 6056844.4109 | 6056844.4109 | 6056844.4109 | 6056844.4109 | 6056844.4109 | 6056844.4109 | 6056844.4109

## Option3
CitiPower
Fishermans Bend modernisation
OPTION 3 | Recommission an auto transformer at WG to offload load at E to WG
Count |  |  |  |  | 1 | 2 | 3 | 4 | 5 | 6 | 7 | 8 | 9 | 10 | 11 | 12 | 13 | 14 | 15 | 16 | 17 | 18 | 19 | 20 | 21 | 22 | 23 | 24 | 25
Value of CO2 reductions |  |  |  | $/MWh | 24.7305 | 22.3407 | 20.1963 | 18.0629 | 15.9134 | 13.7151 | 13.7151 | 13.7151 | 13.7151 | 13.7151 | 13.7151 | 13.7151 | 13.7151 | 13.7151 | 13.7151 | 13.7151 | 13.7151 | 13.7151 | 13.7151 | 13.7151 | 13.7151 | 13.7151 | 13.7151 | 13.7151 | 13.7151
|  |  |  | Units | 2025-26 | 2026-27 | 2027-28 | 2028-29 | 2029-30 | 2030-31 | 2031-32 | 2032-33 | 2033-34 | 2034-35 | 2035-36 | 2036-37 | 2037-38 | 2038-39 | 2039-40 | 2040-41 | 2041-42 | 2042-43 | 2043-44 | 2044-45 | 2045-46 | 2046-47 | 2047-48 | 2048-49 | 2049-50
INVESTMENT & OPERATING COST
| Capex |  | Asset life (yrs)
| Recommissioning of the Autotransformer at WG ZSS and offloading E ZSS. |  | 50 | 2023-12-31 | 0 | 0 | 2528416.12 | 2528416.12 | 0 | 0 | 0 | 0 | 0 | 0 | 0 | 0 | 0 | 0 | 0 | 0 | 0 | 0 | 0 | 0 | 0 | 0 | 0 | 0 | 0
|  |  |  | 2023-12-31 | 0 | 0 | 0 | 0 | 0 | 0 | 0 | 0 | 0 | 0 | 0 | 0 | 0 | 0 | 0 | 0 | 0 | 0 | 0 | 0 | 0 | 0 | 0 | 0 | 0
|  |  |  | 2023-12-31 | 0 | 0 | 0 | 0 | 0 | 0 | 0 | 0 | 0 | 0 | 0 | 0 | 0 | 0 | 0 | 0 | 0 | 0 | 0 | 0 | 0 | 0 | 0 | 0 | 0
| Capital expenditure |  |  | 2023-12-31 | 0 | 0 | 2528416.12 | 2528416.12 | 0 | 0 | 0 | 0 | 0 | 0 | 0 | 0 | 0 | 0 | 0 | 0 | 0 | 0 | 0 | 0 | 0 | 0 | 0 | 0 | 0
| Operating expenditure |  |  | 2023-12-31 | 0 | 0 | 0 | 0 | 0 | 0 | 0 | 0 | 0 | 0 | 0 | 0 | 0 | 0 | 0 | 0 | 0 | 0 | 0 | 0 | 0 | 0 | 0 | 0 | 0
RISK ASSUMPTIONS
| PoF (major) |  |  |  | 0 | 0 | 0 | 0 | 0 | 0 | 0 | 0 | 0 | 0 | 0 | 0 | 0 | 0 | 0 | 0 | 0 | 0 | 0 | 0 | 0 | 0 | 0 | 0 | 0
| PoF (reparable) |  |  |  | 0 | 0 | 0 | 0 | 0 | 0 | 0 | 0 | 0 | 0 | 0 | 0 | 0 | 0 | 0 | 0 | 0 | 0 | 0 | 0 | 0 | 0 | 0 | 0 | 0
| Energy at risk (weighted) |  |  | MWh | 68.7738 | 74.1481 | 79.4845 | 0.0045016 | 0.017264 | 0.045424 | 0.10868 | 0.22239 | 0.39308 | 0.39308 | 0.39308 | 0.39308 | 0.39308 | 0.39308 | 0.39308 | 0.39308 | 0.39308 | 0.39308 | 0.39308 | 0.39308 | 0.39308 | 0.39308 | 0.39308 | 0.39308 | 0.39308
| Energy at risk value | $/MWh | 57703.4511 | 2023-12-31 | 3968487.9618 | 4278604.1408 | 4586529.2258 | 259.7557 | 996.192 | 2621.119 | 6270.9666 | 12832.5316 | 22681.9345 | 22681.9345 | 22681.9345 | 22681.9345 | 22681.9345 | 22681.9345 | 22681.9345 | 22681.9345 | 22681.9345 | 22681.9345 | 22681.9345 | 22681.9345 | 22681.9345 | 22681.9345 | 22681.9345 | 22681.9345 | 22681.9345
| Safety consequence | (after DF) |  | 2023-12-31 | 0 | 0 | 0 | 0 | 0 | 0 | 0 | 0 | 0 | 0 | 0 | 0 | 0 | 0 | 0 | 0 | 0 | 0 | 0 | 0 | 0 | 0 | 0 | 0 | 0
| Unplanned replacements |  |  | 2023-12-31 | 0 | 0 | 0 | 0 | 0 | 0 | 0 | 0 | 0 | 0 | 0 | 0 | 0 | 0 | 0 | 0 | 0 | 0 | 0 | 0 | 0 | 0 | 0 | 0 | 0
| Environmental consequence | (after DF) |  | 2023-12-31 | 0 | 0 | 0 | 0 | 0 | 0 | 0 | 0 | 0 | 0 | 0 | 0 | 0 | 0 | 0 | 0 | 0 | 0 | 0 | 0 | 0 | 0 | 0 | 0 | 0
| < Other risk - enter description > |  |  | 2023-12-31 | 0 | 0 | 0 | 0 | 0 | 0 | 0 | 0 | 0 | 0 | 0 | 0 | 0 | 0 | 0 | 0 | 0 | 0 | 0 | 0 | 0 | 0 | 0 | 0 | 0
| < Other risk - enter description > |  |  | 2023-12-31 | 0 | 0 | 0 | 0 | 0 | 0 | 0 | 0 | 0 | 0 | 0 | 0 | 0 | 0 | 0 | 0 | 0 | 0 | 0 | 0 | 0 | 0 | 0 | 0 | 0
| Total risk cost |  |  |  | 3968487.9618 | 4278604.1408 | 4586529.2258 | 259.7557 | 996.192 | 2621.119 | 6270.9666 | 12832.5316 | 22681.9345 | 22681.9345 | 22681.9345 | 22681.9345 | 22681.9345 | 22681.9345 | 22681.9345 | 22681.9345 | 22681.9345 | 22681.9345 | 22681.9345 | 22681.9345 | 22681.9345 | 22681.9345 | 22681.9345 | 22681.9345 | 22681.9345
OTHER BENEFITS
| Reduction in CO2 emissions |  |  | MWh | 0 | 0 | 0 | 0 | 0 | 0 | 0 | 0 | 0 | 0 | 0 | 0 | 0 | 0 | 0 | 0 | 0 | 0 | 0 | 0 | 0 | 0 | 0 | 0 | 0
| Value of reduction in CO2 emissions |  |  | $ | 0 | 0 | 0 | 0 | 0 | 0 | 0 | 0 | 0 | 0 | 0 | 0 | 0 | 0 | 0 | 0 | 0 | 0 | 0 | 0 | 0 | 0 | 0 | 0 | 0
| Reliability in worst-served areas | $/MWh | 0 | MWh | 0 | 0 | 0 | 0 | 0 | 0 | 0 | 0 | 0 | 0 | 0 | 0 | 0 | 0 | 0 | 0 | 0 | 0 | 0 | 0 | 0 | 0 | 0 | 0 | 0
| Network resilience | $/MWh | 0 | MWh | 0 | 0 | 0 | 0 | 0 | 0 | 0 | 0 | 0 | 0 | 0 | 0 | 0 | 0 | 0 | 0 | 0 | 0 | 0 | 0 | 0 | 0 | 0 | 0 | 0
| Enabling solar exports | $/MWh | 4220.9954 | MWh | 0 | 0 | 0 | 0 | 0 | 0 | 0 | 0 | 0 | 0 | 0 | 0 | 0 | 0 | 0 | 0 | 0 | 0 | 0 | 0 | 0 | 0 | 0 | 0 | 0
| Aesthetics | $/customer | 0 | customers | 0 | 0 | 0 | 0 | 0 | 0 | 0 | 0 | 0 | 0 | 0 | 0 | 0 | 0 | 0 | 0 | 0 | 0 | 0 | 0 | 0 | 0 | 0 | 0 | 0
| Customer value of time (res) | $/customer min | 0.54769 | mins | 0 | 0 | 0 | 0 | 0 | 0 | 0 | 0 | 0 | 0 | 0 | 0 | 0 | 0 | 0 | 0 | 0 | 0 | 0 | 0 | 0 | 0 | 0 | 0 | 0
| Customer value of time (bus) | $/customer min | 0.54769 | mins | 0 | 0 | 0 | 0 | 0 | 0 | 0 | 0 | 0 | 0 | 0 | 0 | 0 | 0 | 0 | 0 | 0 | 0 | 0 | 0 | 0 | 0 | 0 | 0 | 0
| Communication | $/customer | 0 | customers | 0 | 0 | 0 | 0 | 0 | 0 | 0 | 0 | 0 | 0 | 0 | 0 | 0 | 0 | 0 | 0 | 0 | 0 | 0 | 0 | 0 | 0 | 0 | 0 | 0
| Information accessibility | $/customer | 0 | customers | 0 | 0 | 0 | 0 | 0 | 0 | 0 | 0 | 0 | 0 | 0 | 0 | 0 | 0 | 0 | 0 | 0 | 0 | 0 | 0 | 0 | 0 | 0 | 0 | 0
| Other benefits 1 |  |  | 2023-12-31 | 0 | 0 | 0 | 0 | 0 | 0 | 0 | 0 | 0 | 0 | 0 | 0 | 0 | 0 | 0 | 0 | 0 | 0 | 0 | 0 | 0 | 0 | 0 | 0 | 0
| Other benefits 2 |  |  | 2023-12-31 | 0 | 0 | 0 | 0 | 0 | 0 | 0 | 0 | 0 | 0 | 0 | 0 | 0 | 0 | 0 | 0 | 0 | 0 | 0 | 0 | 0 | 0 | 0 | 0 | 0
| Total other benefits |  |  | 2023-12-31 | 0 | 0 | 0 | 0 | 0 | 0 | 0 | 0 | 0 | 0 | 0 | 0 | 0 | 0 | 0 | 0 | 0 | 0 | 0 | 0 | 0 | 0 | 0 | 0 | 0
SUMMARY
| Risks mitigated vs base case |  |  | 2023-12-31 | 0 | 0 | 0 | 4881266.3259 | 5152155.2715 | 5411838.3234 | 5698522.2015 | 5980027.8831 | 6247532.1611 | 6247532.1611 | 6247532.1611 | 6247532.1611 | 6247532.1611 | 6247532.1611 | 6247532.1611 | 6247532.1611 | 6247532.1611 | 6247532.1611 | 6247532.1611 | 6247532.1611 | 6247532.1611 | 6247532.1611 | 6247532.1611 | 6247532.1611 | 6247532.1611
Capital expenditure
| Recommissioning of the Autotransformer at WG ZSS and offloading E ZSS. |  |  | 2023-12-31 | 0 | 0 | -2528416.12 | -2528416.12 | 0 | 0 | 0 | 0 | 0 | 0 | 0 | 0 | 0 | 0 | 0 | 0 | 0 | 0 | 0 | 0 | 0 | 0 | 0 | 0 | 0
| 0 |  |  | 2023-12-31 | 0 | 0 | 0 | 0 | 0 | 0 | 0 | 0 | 0 | 0 | 0 | 0 | 0 | 0 | 0 | 0 | 0 | 0 | 0 | 0 | 0 | 0 | 0 | 0 | 0
| 0 |  |  | 2023-12-31 | 0 | 0 | 0 | 0 | 0 | 0 | 0 | 0 | 0 | 0 | 0 | 0 | 0 | 0 | 0 | 0 | 0 | 0 | 0 | 0 | 0 | 0 | 0 | 0 | 0
Cumulative capex
| Recommissioning of the Autotransformer at WG ZSS and offloading E ZSS. |  |  | 2023-12-31 | 0 | 0 | -2528416.12 | -5056832.24 | -5056832.24 | -5056832.24 | -5056832.24 | -5056832.24 | -5056832.24 | -5056832.24 | -5056832.24 | -5056832.24 | -5056832.24 | -5056832.24 | -5056832.24 | -5056832.24 | -5056832.24 | -5056832.24 | -5056832.24 | -5056832.24 | -5056832.24 | -5056832.24 | -5056832.24 | -5056832.24 | -5056832.24
| 0 |  |  | 2023-12-31 | 0 | 0 | 0 | 0 | 0 | 0 | 0 | 0 | 0 | 0 | 0 | 0 | 0 | 0 | 0 | 0 | 0 | 0 | 0 | 0 | 0 | 0 | 0 | 0 | 0
| 0 |  |  | 2023-12-31 | 0 | 0 | 0 | 0 | 0 | 0 | 0 | 0 | 0 | 0 | 0 | 0 | 0 | 0 | 0 | 0 | 0 | 0 | 0 | 0 | 0 | 0 | 0 | 0 | 0
Annualised capex
| Annualised capex - Recommissioning of the Autotransformer at WG ZSS and offloading E ZSS. |  |  | 2023-12-31 | 0 | 0 | 0 | -107795.7585 | -215591.517 | -215591.517 | -215591.517 | -215591.517 | -215591.517 | -215591.517 | -215591.517 | -215591.517 | -215591.517 | -215591.517 | -215591.517 | -215591.517 | -215591.517 | -215591.517 | -215591.517 | -215591.517 | -215591.517 | -215591.517 | -215591.517 | -215591.517 | -215591.517
| Annualised capex - |  |  | 2023-12-31 | 0 | 0 | 0 | 0 | 0 | 0 | 0 | 0 | 0 | 0 | 0 | 0 | 0 | 0 | 0 | 0 | 0 | 0 | 0 | 0 | 0 | 0 | 0 | 0 | 0
| Annualised capex - |  |  | 2023-12-31 | 0 | 0 | 0 | 0 | 0 | 0 | 0 | 0 | 0 | 0 | 0 | 0 | 0 | 0 | 0 | 0 | 0 | 0 | 0 | 0 | 0 | 0 | 0 | 0 | 0
| Total annualised capex |  |  | 2023-12-31 | 0 | 0 | 0 | -107795.7585 | -215591.517 | -215591.517 | -215591.517 | -215591.517 | -215591.517 | -215591.517 | -215591.517 | -215591.517 | -215591.517 | -215591.517 | -215591.517 | -215591.517 | -215591.517 | -215591.517 | -215591.517 | -215591.517 | -215591.517 | -215591.517 | -215591.517 | -215591.517 | -215591.517
| Annualised capex |  |  | 2023-12-31 | 0 | 0 | 0 | -107795.7585 | -215591.517 | -215591.517 | -215591.517 | -215591.517 | -215591.517 | -215591.517 | -215591.517 | -215591.517 | -215591.517 | -215591.517 | -215591.517 | -215591.517 | -215591.517 | -215591.517 | -215591.517 | -215591.517 | -215591.517 | -215591.517 | -215591.517 | -215591.517 | -215591.517
| Operating expenditure |  |  | 2023-12-31 | 0 | 0 | 0 | 0 | 0 | 0 | 0 | 0 | 0 | 0 | 0 | 0 | 0 | 0 | 0 | 0 | 0 | 0 | 0 | 0 | 0 | 0 | 0 | 0 | 0
| Risk mitigated |  |  | 2023-12-31 | 0 | 0 | 0 | 4881266.3259 | 5152155.2715 | 5411838.3234 | 5698522.2015 | 5980027.8831 | 6247532.1611 | 6247532.1611 | 6247532.1611 | 6247532.1611 | 6247532.1611 | 6247532.1611 | 6247532.1611 | 6247532.1611 | 6247532.1611 | 6247532.1611 | 6247532.1611 | 6247532.1611 | 6247532.1611 | 6247532.1611 | 6247532.1611 | 6247532.1611 | 6247532.1611
| Other benefits value |  |  | 2023-12-31 | 0 | 0 | 0 | 0 | 0 | 0 | 0 | 0 | 0 | 0 | 0 | 0 | 0 | 0 | 0 | 0 | 0 | 0 | 0 | 0 | 0 | 0 | 0 | 0 | 0
| Net benefits |  |  | 2023-12-31 | 0 | 0 | 0 | 4773470.5674 | 4936563.7544 | 5196246.8064 | 5482930.6845 | 5764436.366 | 6031940.644 | 6031940.644 | 6031940.644 | 6031940.644 | 6031940.644 | 6031940.644 | 6031940.644 | 6031940.644 | 6031940.644 | 6031940.644 | 6031940.644 | 6031940.644 | 6031940.644 | 6031940.644 | 6031940.644 | 6031940.644 | 6031940.644
| First capex year |  |  | 3
| First year |  |  | 3
SENSITIVITIES
NPV | Net benefits |  |  | Option 3NPV | 0 | 0 | 0 | 4773470.5674 | 4936563.7544 | 5196246.8064 | 5482930.6845 | 5764436.366 | 6031940.644 | 6031940.644 | 6031940.644 | 6031940.644 | 6031940.644 | 6031940.644 | 6031940.644 | 6031940.644 | 6031940.644 | 6031940.644 | 6031940.644 | 6031940.644 | 6031940.644 | 6031940.644 | 6031940.644 | 6031940.644 | 6031940.644
| Total annualised capex |  |  |  | 0 | 0 | 0 | -107795.7585 | -215591.517 | -215591.517 | -215591.517 | -215591.517 | -215591.517 | -215591.517 | -215591.517 | -215591.517 | -215591.517 | -215591.517 | -215591.517 | -215591.517 | -215591.517 | -215591.517 | -215591.517 | -215591.517 | -215591.517 | -215591.517 | -215591.517 | -215591.517 | -215591.517
| Total benefits |  |  |  | 0 | 0 | 0 | 4881266.3259 | 5152155.2715 | 5411838.3234 | 5698522.2015 | 5980027.8831 | 6247532.1611 | 6247532.1611 | 6247532.1611 | 6247532.1611 | 6247532.1611 | 6247532.1611 | 6247532.1611 | 6247532.1611 | 6247532.1611 | 6247532.1611 | 6247532.1611 | 6247532.1611 | 6247532.1611 | 6247532.1611 | 6247532.1611 | 6247532.1611 | 6247532.1611
|  | Capex | Total benefits
sens1 | Capex 10% higher | 10% | 0% | Option 3sens1 | 0 | 0 | 0 | 4762690.9915 | 4915004.6027 | 5174687.6547 | 5461371.5328 | 5742877.2143 | 6010381.4923 | 6010381.4923 | 6010381.4923 | 6010381.4923 | 6010381.4923 | 6010381.4923 | 6010381.4923 | 6010381.4923 | 6010381.4923 | 6010381.4923 | 6010381.4923 | 6010381.4923 | 6010381.4923 | 6010381.4923 | 6010381.4923 | 6010381.4923 | 6010381.4923
sens2 | Capex 10% lower | -10% | 0% | Option 3sens2 | 0 | 0 | 0 | 4784250.1432 | 4958122.9062 | 5217805.9581 | 5504489.8362 | 5785995.5177 | 6053499.7958 | 6053499.7958 | 6053499.7958 | 6053499.7958 | 6053499.7958 | 6053499.7958 | 6053499.7958 | 6053499.7958 | 6053499.7958 | 6053499.7958 | 6053499.7958 | 6053499.7958 | 6053499.7958 | 6053499.7958 | 6053499.7958 | 6053499.7958 | 6053499.7958
sens3 | Total benefits 10% higher | 0% | 10% | Option 3sens3 | 0 | 0 | 0 | 5261597.1999 | 5451779.2816 | 5737430.6387 | 6052782.9046 | 6362439.1543 | 6656693.8602 | 6656693.8602 | 6656693.8602 | 6656693.8602 | 6656693.8602 | 6656693.8602 | 6656693.8602 | 6656693.8602 | 6656693.8602 | 6656693.8602 | 6656693.8602 | 6656693.8602 | 6656693.8602 | 6656693.8602 | 6656693.8602 | 6656693.8602 | 6656693.8602
sens4 | Total benefits 10% lower | 0% | -10% | Option 3sens4 | 0 | 0 | 0 | 4285343.9348 | 4421348.2273 | 4655062.974 | 4913078.4643 | 5166433.5777 | 5407187.4279 | 5407187.4279 | 5407187.4279 | 5407187.4279 | 5407187.4279 | 5407187.4279 | 5407187.4279 | 5407187.4279 | 5407187.4279 | 5407187.4279 | 5407187.4279 | 5407187.4279 | 5407187.4279 | 5407187.4279 | 5407187.4279 | 5407187.4279 | 5407187.4279
sens5 | Capex 10% higher & Total benefits 10% lower | 10% | -10% | Option 3sens5 | 0 | 0 | 0 | 4274564.3589 | 4399789.0756 | 4633503.8223 | 4891519.3126 | 5144874.426 | 5385628.2762 | 5385628.2762 | 5385628.2762 | 5385628.2762 | 5385628.2762 | 5385628.2762 | 5385628.2762 | 5385628.2762 | 5385628.2762 | 5385628.2762 | 5385628.2762 | 5385628.2762 | 5385628.2762 | 5385628.2762 | 5385628.2762 | 5385628.2762 | 5385628.2762
sens | 0 | 0% | 0% | Option 3sens | 0 | 0 | 0 | 4773470.5674 | 4936563.7544 | 5196246.8064 | 5482930.6845 | 5764436.366 | 6031940.644 | 6031940.644 | 6031940.644 | 6031940.644 | 6031940.644 | 6031940.644 | 6031940.644 | 6031940.644 | 6031940.644 | 6031940.644 | 6031940.644 | 6031940.644 | 6031940.644 | 6031940.644 | 6031940.644 | 6031940.644 | 6031940.644
sens | 0 | 0% | 0% | Option 3sens | 0 | 0 | 0 | 4773470.5674 | 4936563.7544 | 5196246.8064 | 5482930.6845 | 5764436.366 | 6031940.644 | 6031940.644 | 6031940.644 | 6031940.644 | 6031940.644 | 6031940.644 | 6031940.644 | 6031940.644 | 6031940.644 | 6031940.644 | 6031940.644 | 6031940.644 | 6031940.644 | 6031940.644 | 6031940.644 | 6031940.644 | 6031940.644
sens | 0 | 0% | 0% | Option 3sens | 0 | 0 | 0 | 4773470.5674 | 4936563.7544 | 5196246.8064 | 5482930.6845 | 5764436.366 | 6031940.644 | 6031940.644 | 6031940.644 | 6031940.644 | 6031940.644 | 6031940.644 | 6031940.644 | 6031940.644 | 6031940.644 | 6031940.644 | 6031940.644 | 6031940.644 | 6031940.644 | 6031940.644 | 6031940.644 | 6031940.644 | 6031940.644

## Option4
CitiPower
Fishermans Bend modernisation
OPTION 4 | 0
Not used
Count |  |  |  |  | 1 | 2 | 3 | 4 | 5 | 6 | 7 | 8 | 9 | 10 | 11 | 12 | 13 | 14 | 15 | 16 | 17 | 18 | 19 | 20 | 21 | 22 | 23 | 24 | 25
Value of CO2 reductions |  |  |  | $/MWh | 24.7305 | 22.3407 | 20.1963 | 18.0629 | 15.9134 | 13.7151 | 13.7151 | 13.7151 | 13.7151 | 13.7151 | 13.7151 | 13.7151 | 13.7151 | 13.7151 | 13.7151 | 13.7151 | 13.7151 | 13.7151 | 13.7151 | 13.7151 | 13.7151 | 13.7151 | 13.7151 | 13.7151 | 13.7151
|  |  |  | Units | 2025-26 | 2026-27 | 2027-28 | 2028-29 | 2029-30 | 2030-31 | 2031-32 | 2032-33 | 2033-34 | 2034-35 | 2035-36 | 2036-37 | 2037-38 | 2038-39 | 2039-40 | 2040-41 | 2041-42 | 2042-43 | 2043-44 | 2044-45 | 2045-46 | 2046-47 | 2047-48 | 2048-49 | 2049-50
INVESTMENT & OPERATING COST
| Capex |  | Asset life (yrs)
| < Enter description > |  | 0 | 2023-12-31 | 0 | 0 | 0 | 0 | 0 | 0 | 0 | 0 | 0 | 0 | 0 | 0 | 0 | 0 | 0 | 0 | 0 | 0 | 0 | 0 | 0 | 0 | 0 | 0 | 0
| < Enter description > |  | 0 | 2023-12-31 | 0 | 0 | 0 | 0 | 0 | 0 | 0 | 0 | 0 | 0 | 0 | 0 | 0 | 0 | 0 | 0 | 0 | 0 | 0 | 0 | 0 | 0 | 0 | 0 | 0
| < Enter description > |  | 0 | 2023-12-31 | 0 | 0 | 0 | 0 | 0 | 0 | 0 | 0 | 0 | 0 | 0 | 0 | 0 | 0 | 0 | 0 | 0 | 0 | 0 | 0 | 0 | 0 | 0 | 0 | 0
| Capital expenditure |  |  | 2023-12-31 | 0 | 0 | 0 | 0 | 0 | 0 | 0 | 0 | 0 | 0 | 0 | 0 | 0 | 0 | 0 | 0 | 0 | 0 | 0 | 0 | 0 | 0 | 0 | 0 | 0
| Operating expenditure |  |  | 2023-12-31 | 0 | 0 | 0 | 0 | 0 | 0 | 0 | 0 | 0 | 0 | 0 | 0 | 0 | 0 | 0 | 0 | 0 | 0 | 0 | 0 | 0 | 0 | 0 | 0 | 0
RISK ASSUMPTIONS
| PoF (major) |  |  |  | 0 | 0 | 0 | 0 | 0 | 0 | 0 | 0 | 0 | 0 | 0 | 0 | 0 | 0 | 0 | 0 | 0 | 0 | 0 | 0 | 0 | 0 | 0 | 0 | 0
| PoF (reparable) |  |  |  | 0 | 0 | 0 | 0 | 0 | 0 | 0 | 0 | 0 | 0 | 0 | 0 | 0 | 0 | 0 | 0 | 0 | 0 | 0 | 0 | 0 | 0 | 0 | 0 | 0
| Energy at risk (weighted) |  |  | MWh | 6.8 | 0.3 | 0.3 | 0.3 | 0.3 | 1 | 1.3 | 1.3 | 1.6 | 1.6 | 1.6 | 1.6 | 1.6 | 1.6 | 1.6 | 1.6 | 1.6 | 1.6 | 1.6 | 1.6 | 1.6 | 1.6 | 1.6 | 1.6 | 1.6
| Energy at risk value | $/MWh | 57703.4511 | 2023-12-31 | 392383.4675 | 17311.0353 | 17311.0353 | 17311.0353 | 17311.0353 | 57703.4511 | 75014.4864 | 75014.4864 | 92325.5218 | 92325.5218 | 92325.5218 | 92325.5218 | 92325.5218 | 92325.5218 | 92325.5218 | 92325.5218 | 92325.5218 | 92325.5218 | 92325.5218 | 92325.5218 | 92325.5218 | 92325.5218 | 92325.5218 | 92325.5218 | 92325.5218
| Safety consequence | (after DF) |  | 2023-12-31 | 0 | 0 | 0 | 0 | 0 | 0 | 0 | 0 | 0 | 0 | 0 | 0 | 0 | 0 | 0 | 0 | 0 | 0 | 0 | 0 | 0 | 0 | 0 | 0 | 0
| Unplanned replacements |  |  | 2023-12-31 | 0 | 0 | 0 | 0 | 0 | 0 | 0 | 0 | 0 | 0 | 0 | 0 | 0 | 0 | 0 | 0 | 0 | 0 | 0 | 0 | 0 | 0 | 0 | 0 | 0
| Environmental consequence | (after DF) |  | 2023-12-31 | 0 | 0 | 0 | 0 | 0 | 0 | 0 | 0 | 0 | 0 | 0 | 0 | 0 | 0 | 0 | 0 | 0 | 0 | 0 | 0 | 0 | 0 | 0 | 0 | 0
| < Other risk - enter description > |  |  | 2023-12-31 | 0 | 0 | 0 | 0 | 0 | 0 | 0 | 0 | 0 | 0 | 0 | 0 | 0 | 0 | 0 | 0 | 0 | 0 | 0 | 0 | 0 | 0 | 0 | 0 | 0
| < Other risk - enter description > |  |  | 2023-12-31 | 0 | 0 | 0 | 0 | 0 | 0 | 0 | 0 | 0 | 0 | 0 | 0 | 0 | 0 | 0 | 0 | 0 | 0 | 0 | 0 | 0 | 0 | 0 | 0 | 0
| Total risk cost |  |  |  | 392383.4675 | 17311.0353 | 17311.0353 | 17311.0353 | 17311.0353 | 57703.4511 | 75014.4864 | 75014.4864 | 92325.5218 | 92325.5218 | 92325.5218 | 92325.5218 | 92325.5218 | 92325.5218 | 92325.5218 | 92325.5218 | 92325.5218 | 92325.5218 | 92325.5218 | 92325.5218 | 92325.5218 | 92325.5218 | 92325.5218 | 92325.5218 | 92325.5218
OTHER BENEFITS
| Reduction in CO2 emissions |  |  | MWh | 0 | 0 | 0 | 0 | 0 | 0 | 0 | 0 | 0 | 0 | 0 | 0 | 0 | 0 | 0 | 0 | 0 | 0 | 0 | 0 | 0 | 0 | 0 | 0 | 0
| Value of reduction in CO2 emissions |  |  | $ | 0 | 0 | 0 | 0 | 0 | 0 | 0 | 0 | 0 | 0 | 0 | 0 | 0 | 0 | 0 | 0 | 0 | 0 | 0 | 0 | 0 | 0 | 0 | 0 | 0
| Reliability in worst-served areas | $/MWh | 0 | MWh | 0 | 0 | 0 | 0 | 0 | 0 | 0 | 0 | 0 | 0 | 0 | 0 | 0 | 0 | 0 | 0 | 0 | 0 | 0 | 0 | 0 | 0 | 0 | 0 | 0
| Network resilience | $/MWh | 0 | MWh | 0 | 0 | 0 | 0 | 0 | 0 | 0 | 0 | 0 | 0 | 0 | 0 | 0 | 0 | 0 | 0 | 0 | 0 | 0 | 0 | 0 | 0 | 0 | 0 | 0
| Enabling solar exports | $/MWh | 4220.9954 | MWh | 0 | 0 | 0 | 0 | 0 | 0 | 0 | 0 | 0 | 0 | 0 | 0 | 0 | 0 | 0 | 0 | 0 | 0 | 0 | 0 | 0 | 0 | 0 | 0 | 0
| Aesthetics | $/customer | 0 | customers | 0 | 0 | 0 | 0 | 0 | 0 | 0 | 0 | 0 | 0 | 0 | 0 | 0 | 0 | 0 | 0 | 0 | 0 | 0 | 0 | 0 | 0 | 0 | 0 | 0
| Customer value of time (res) | $/customer min | 0.54769 | mins | 0 | 0 | 0 | 0 | 0 | 0 | 0 | 0 | 0 | 0 | 0 | 0 | 0 | 0 | 0 | 0 | 0 | 0 | 0 | 0 | 0 | 0 | 0 | 0 | 0
| Customer value of time (bus) | $/customer min | 0.54769 | mins | 0 | 0 | 0 | 0 | 0 | 0 | 0 | 0 | 0 | 0 | 0 | 0 | 0 | 0 | 0 | 0 | 0 | 0 | 0 | 0 | 0 | 0 | 0 | 0 | 0
| Communication | $/customer | 0 | customers | 0 | 0 | 0 | 0 | 0 | 0 | 0 | 0 | 0 | 0 | 0 | 0 | 0 | 0 | 0 | 0 | 0 | 0 | 0 | 0 | 0 | 0 | 0 | 0 | 0
| Information accessibility | $/customer | 0 | customers | 0 | 0 | 0 | 0 | 0 | 0 | 0 | 0 | 0 | 0 | 0 | 0 | 0 | 0 | 0 | 0 | 0 | 0 | 0 | 0 | 0 | 0 | 0 | 0 | 0
| Other benefits 1 |  |  | 2023-12-31 | 0 | 0 | 0 | 0 | 0 | 0 | 0 | 0 | 0 | 0 | 0 | 0 | 0 | 0 | 0 | 0 | 0 | 0 | 0 | 0 | 0 | 0 | 0 | 0 | 0
| Other benefits 2 |  |  | 2023-12-31 | 0 | 0 | 0 | 0 | 0 | 0 | 0 | 0 | 0 | 0 | 0 | 0 | 0 | 0 | 0 | 0 | 0 | 0 | 0 | 0 | 0 | 0 | 0 | 0 | 0
| Total other benefits |  |  | 2023-12-31 | 0 | 0 | 0 | 0 | 0 | 0 | 0 | 0 | 0 | 0 | 0 | 0 | 0 | 0 | 0 | 0 | 0 | 0 | 0 | 0 | 0 | 0 | 0 | 0 | 0
SUMMARY
| Risks mitigated vs base case |  |  | 2023-12-31 | 0 | 0 | 0 | 0 | 0 | 0 | 0 | 0 | 0 | 0 | 0 | 0 | 0 | 0 | 0 | 0 | 0 | 0 | 0 | 0 | 0 | 0 | 0 | 0 | 0
Capital expenditure
| < Enter description > |  |  | 2023-12-31 | 0 | 0 | 0 | 0 | 0 | 0 | 0 | 0 | 0 | 0 | 0 | 0 | 0 | 0 | 0 | 0 | 0 | 0 | 0 | 0 | 0 | 0 | 0 | 0 | 0
| < Enter description > |  |  | 2023-12-31 | 0 | 0 | 0 | 0 | 0 | 0 | 0 | 0 | 0 | 0 | 0 | 0 | 0 | 0 | 0 | 0 | 0 | 0 | 0 | 0 | 0 | 0 | 0 | 0 | 0
| < Enter description > |  |  | 2023-12-31 | 0 | 0 | 0 | 0 | 0 | 0 | 0 | 0 | 0 | 0 | 0 | 0 | 0 | 0 | 0 | 0 | 0 | 0 | 0 | 0 | 0 | 0 | 0 | 0 | 0
Cumulative capex
| < Enter description > |  |  | 2023-12-31 | 0 | 0 | 0 | 0 | 0 | 0 | 0 | 0 | 0 | 0 | 0 | 0 | 0 | 0 | 0 | 0 | 0 | 0 | 0 | 0 | 0 | 0 | 0 | 0 | 0
| < Enter description > |  |  | 2023-12-31 | 0 | 0 | 0 | 0 | 0 | 0 | 0 | 0 | 0 | 0 | 0 | 0 | 0 | 0 | 0 | 0 | 0 | 0 | 0 | 0 | 0 | 0 | 0 | 0 | 0
| < Enter description > |  |  | 2023-12-31 | 0 | 0 | 0 | 0 | 0 | 0 | 0 | 0 | 0 | 0 | 0 | 0 | 0 | 0 | 0 | 0 | 0 | 0 | 0 | 0 | 0 | 0 | 0 | 0 | 0
Annualised capex
| Annualised capex - < Enter description > |  |  | 2023-12-31 | 0 | 0 | 0 | 0 | 0 | 0 | 0 | 0 | 0 | 0 | 0 | 0 | 0 | 0 | 0 | 0 | 0 | 0 | 0 | 0 | 0 | 0 | 0 | 0 | 0
| Annualised capex - < Enter description > |  |  | 2023-12-31 | 0 | 0 | 0 | 0 | 0 | 0 | 0 | 0 | 0 | 0 | 0 | 0 | 0 | 0 | 0 | 0 | 0 | 0 | 0 | 0 | 0 | 0 | 0 | 0 | 0
| Annualised capex - < Enter description > |  |  | 2023-12-31 | 0 | 0 | 0 | 0 | 0 | 0 | 0 | 0 | 0 | 0 | 0 | 0 | 0 | 0 | 0 | 0 | 0 | 0 | 0 | 0 | 0 | 0 | 0 | 0 | 0
| Total annualised capex |  |  | 2023-12-31 | 0 | 0 | 0 | 0 | 0 | 0 | 0 | 0 | 0 | 0 | 0 | 0 | 0 | 0 | 0 | 0 | 0 | 0 | 0 | 0 | 0 | 0 | 0 | 0 | 0
| Annualised capex |  |  | 2023-12-31 | 0 | 0 | 0 | 0 | 0 | 0 | 0 | 0 | 0 | 0 | 0 | 0 | 0 | 0 | 0 | 0 | 0 | 0 | 0 | 0 | 0 | 0 | 0 | 0 | 0
| Operating expenditure |  |  | 2023-12-31 | 0 | 0 | 0 | 0 | 0 | 0 | 0 | 0 | 0 | 0 | 0 | 0 | 0 | 0 | 0 | 0 | 0 | 0 | 0 | 0 | 0 | 0 | 0 | 0 | 0
| Risk mitigated |  |  | 2023-12-31 | 0 | 0 | 0 | 0 | 0 | 0 | 0 | 0 | 0 | 0 | 0 | 0 | 0 | 0 | 0 | 0 | 0 | 0 | 0 | 0 | 0 | 0 | 0 | 0 | 0
| Other benefits value |  |  | 2023-12-31 | 0 | 0 | 0 | 0 | 0 | 0 | 0 | 0 | 0 | 0 | 0 | 0 | 0 | 0 | 0 | 0 | 0 | 0 | 0 | 0 | 0 | 0 | 0 | 0 | 0
| Net benefits |  |  | 2023-12-31 | 0 | 0 | 0 | 0 | 0 | 0 | 0 | 0 | 0 | 0 | 0 | 0 | 0 | 0 | 0 | 0 | 0 | 0 | 0 | 0 | 0 | 0 | 0 | 0 | 0
| First capex year |  |  | 0
| First year |  |  | Not used
SENSITIVITIES
NPV | Net benefits |  |  | Option 4NPV | 0 | 0 | 0 | 0 | 0 | 0 | 0 | 0 | 0 | 0 | 0 | 0 | 0 | 0 | 0 | 0 | 0 | 0 | 0 | 0 | 0 | 0 | 0 | 0 | 0
| Total annualised capex |  |  |  | 0 | 0 | 0 | 0 | 0 | 0 | 0 | 0 | 0 | 0 | 0 | 0 | 0 | 0 | 0 | 0 | 0 | 0 | 0 | 0 | 0 | 0 | 0 | 0 | 0
| Total benefits |  |  |  | 0 | 0 | 0 | 0 | 0 | 0 | 0 | 0 | 0 | 0 | 0 | 0 | 0 | 0 | 0 | 0 | 0 | 0 | 0 | 0 | 0 | 0 | 0 | 0 | 0
|  | Capex | Total benefits
sens1 | Capex 10% higher | 10% | 0% | Option 4sens1 | 0 | 0 | 0 | 0 | 0 | 0 | 0 | 0 | 0 | 0 | 0 | 0 | 0 | 0 | 0 | 0 | 0 | 0 | 0 | 0 | 0 | 0 | 0 | 0 | 0
sens2 | Capex 10% lower | -10% | 0% | Option 4sens2 | 0 | 0 | 0 | 0 | 0 | 0 | 0 | 0 | 0 | 0 | 0 | 0 | 0 | 0 | 0 | 0 | 0 | 0 | 0 | 0 | 0 | 0 | 0 | 0 | 0
sens3 | Total benefits 10% higher | 0% | 10% | Option 4sens3 | 0 | 0 | 0 | 0 | 0 | 0 | 0 | 0 | 0 | 0 | 0 | 0 | 0 | 0 | 0 | 0 | 0 | 0 | 0 | 0 | 0 | 0 | 0 | 0 | 0
sens4 | Total benefits 10% lower | 0% | -10% | Option 4sens4 | 0 | 0 | 0 | 0 | 0 | 0 | 0 | 0 | 0 | 0 | 0 | 0 | 0 | 0 | 0 | 0 | 0 | 0 | 0 | 0 | 0 | 0 | 0 | 0 | 0
sens5 | Capex 10% higher & Total benefits 10% lower | 10% | -10% | Option 4sens5 | 0 | 0 | 0 | 0 | 0 | 0 | 0 | 0 | 0 | 0 | 0 | 0 | 0 | 0 | 0 | 0 | 0 | 0 | 0 | 0 | 0 | 0 | 0 | 0 | 0
sens | 0 | 0% | 0% | Option 4sens | 0 | 0 | 0 | 0 | 0 | 0 | 0 | 0 | 0 | 0 | 0 | 0 | 0 | 0 | 0 | 0 | 0 | 0 | 0 | 0 | 0 | 0 | 0 | 0 | 0
sens | 0 | 0% | 0% | Option 4sens | 0 | 0 | 0 | 0 | 0 | 0 | 0 | 0 | 0 | 0 | 0 | 0 | 0 | 0 | 0 | 0 | 0 | 0 | 0 | 0 | 0 | 0 | 0 | 0 | 0
sens | 0 | 0% | 0% | Option 4sens | 0 | 0 | 0 | 0 | 0 | 0 | 0 | 0 | 0 | 0 | 0 | 0 | 0 | 0 | 0 | 0 | 0 | 0 | 0 | 0 | 0 | 0 | 0 | 0 | 0

## Option5
CitiPower
Fishermans Bend modernisation
OPTION 5 | 0
Not used
Count |  |  |  |  | 1 | 2 | 3 | 4 | 5 | 6 | 7 | 8 | 9 | 10 | 11 | 12 | 13 | 14 | 15 | 16 | 17 | 18 | 19 | 20 | 21 | 22 | 23 | 24 | 25
Value of CO2 reductions |  |  |  | $/MWh | 24.7305 | 22.3407 | 20.1963 | 18.0629 | 15.9134 | 13.7151 | 13.7151 | 13.7151 | 13.7151 | 13.7151 | 13.7151 | 13.7151 | 13.7151 | 13.7151 | 13.7151 | 13.7151 | 13.7151 | 13.7151 | 13.7151 | 13.7151 | 13.7151 | 13.7151 | 13.7151 | 13.7151 | 13.7151
|  |  |  | Units | 2025-26 | 2026-27 | 2027-28 | 2028-29 | 2029-30 | 2030-31 | 2031-32 | 2032-33 | 2033-34 | 2034-35 | 2035-36 | 2036-37 | 2037-38 | 2038-39 | 2039-40 | 2040-41 | 2041-42 | 2042-43 | 2043-44 | 2044-45 | 2045-46 | 2046-47 | 2047-48 | 2048-49 | 2049-50
INVESTMENT & OPERATING COST
| Capex |  | Asset life (yrs)
| < Enter description > |  | 0 | 2023-12-31 | 0 | 0 | 0 | 0 | 0 | 0 | 0 | 0 | 0 | 0 | 0 | 0 | 0 | 0 | 0 | 0 | 0 | 0 | 0 | 0 | 0 | 0 | 0 | 0 | 0
| < Enter description > |  | 0 | 2023-12-31 | 0 | 0 | 0 | 0 | 0 | 0 | 0 | 0 | 0 | 0 | 0 | 0 | 0 | 0 | 0 | 0 | 0 | 0 | 0 | 0 | 0 | 0 | 0 | 0 | 0
| < Enter description > |  | 0 | 2023-12-31 | 0 | 0 | 0 | 0 | 0 | 0 | 0 | 0 | 0 | 0 | 0 | 0 | 0 | 0 | 0 | 0 | 0 | 0 | 0 | 0 | 0 | 0 | 0 | 0 | 0
| Capital expenditure |  |  | 2023-12-31 | 0 | 0 | 0 | 0 | 0 | 0 | 0 | 0 | 0 | 0 | 0 | 0 | 0 | 0 | 0 | 0 | 0 | 0 | 0 | 0 | 0 | 0 | 0 | 0 | 0
| Operating expenditure |  |  | 2023-12-31 | 0 | 0 | 0 | 0 | 0 | 0 | 0 | 0 | 0 | 0 | 0 | 0 | 0 | 0 | 0 | 0 | 0 | 0 | 0 | 0 | 0 | 0 | 0 | 0 | 0
RISK ASSUMPTIONS
| PoF (major) |  |  |  | 0 | 0 | 0 | 0 | 0 | 0 | 0 | 0 | 0 | 0 | 0 | 0 | 0 | 0 | 0 | 0 | 0 | 0 | 0 | 0 | 0 | 0 | 0 | 0 | 0
| PoF (reparable) |  |  |  | 0 | 0 | 0 | 0 | 0 | 0 | 0 | 0 | 0 | 0 | 0 | 0 | 0 | 0 | 0 | 0 | 0 | 0 | 0 | 0 | 0 | 0 | 0 | 0 | 0
| Energy at risk (weighted) |  |  | MWh | 0 | 0 | 0 | 0 | 0 | 0 | 0 | 0 | 0 | 0 | 0 | 0 | 0 | 0 | 0 | 0 | 0 | 0 | 0 | 0 | 0 | 0 | 0 | 0 | 0
| Energy at risk value | $/MWh | 57703.4511 | 2023-12-31 | 0 | 0 | 0 | 0 | 0 | 0 | 0 | 0 | 0 | 0 | 0 | 0 | 0 | 0 | 0 | 0 | 0 | 0 | 0 | 0 | 0 | 0 | 0 | 0 | 0
| Safety consequence | (after DF) |  | 2023-12-31 | 0 | 0 | 0 | 0 | 0 | 0 | 0 | 0 | 0 | 0 | 0 | 0 | 0 | 0 | 0 | 0 | 0 | 0 | 0 | 0 | 0 | 0 | 0 | 0 | 0
| Unplanned replacements |  |  | 2023-12-31 | 0 | 0 | 0 | 0 | 0 | 0 | 0 | 0 | 0 | 0 | 0 | 0 | 0 | 0 | 0 | 0 | 0 | 0 | 0 | 0 | 0 | 0 | 0 | 0 | 0
| Environmental consequence | (after DF) |  | 2023-12-31 | 0 | 0 | 0 | 0 | 0 | 0 | 0 | 0 | 0 | 0 | 0 | 0 | 0 | 0 | 0 | 0 | 0 | 0 | 0 | 0 | 0 | 0 | 0 | 0 | 0
| < Other risk - enter description > |  |  | 2023-12-31 | 0 | 0 | 0 | 0 | 0 | 0 | 0 | 0 | 0 | 0 | 0 | 0 | 0 | 0 | 0 | 0 | 0 | 0 | 0 | 0 | 0 | 0 | 0 | 0 | 0
| < Other risk - enter description > |  |  | 2023-12-31 | 0 | 0 | 0 | 0 | 0 | 0 | 0 | 0 | 0 | 0 | 0 | 0 | 0 | 0 | 0 | 0 | 0 | 0 | 0 | 0 | 0 | 0 | 0 | 0 | 0
| Total risk cost |  |  |  | 0 | 0 | 0 | 0 | 0 | 0 | 0 | 0 | 0 | 0 | 0 | 0 | 0 | 0 | 0 | 0 | 0 | 0 | 0 | 0 | 0 | 0 | 0 | 0 | 0
OTHER BENEFITS
| Reduction in CO2 emissions |  |  | MWh | 0 | 0 | 0 | 0 | 0 | 0 | 0 | 0 | 0 | 0 | 0 | 0 | 0 | 0 | 0 | 0 | 0 | 0 | 0 | 0 | 0 | 0 | 0 | 0 | 0
| Value of reduction in CO2 emissions |  |  | $ | 0 | 0 | 0 | 0 | 0 | 0 | 0 | 0 | 0 | 0 | 0 | 0 | 0 | 0 | 0 | 0 | 0 | 0 | 0 | 0 | 0 | 0 | 0 | 0 | 0
| Reliability in worst-served areas | $/MWh | 0 | MWh | 0 | 0 | 0 | 0 | 0 | 0 | 0 | 0 | 0 | 0 | 0 | 0 | 0 | 0 | 0 | 0 | 0 | 0 | 0 | 0 | 0 | 0 | 0 | 0 | 0
| Network resilience | $/MWh | 0 | MWh | 0 | 0 | 0 | 0 | 0 | 0 | 0 | 0 | 0 | 0 | 0 | 0 | 0 | 0 | 0 | 0 | 0 | 0 | 0 | 0 | 0 | 0 | 0 | 0 | 0
| Enabling solar exports | $/MWh | 4220.9954 | MWh | 0 | 0 | 0 | 0 | 0 | 0 | 0 | 0 | 0 | 0 | 0 | 0 | 0 | 0 | 0 | 0 | 0 | 0 | 0 | 0 | 0 | 0 | 0 | 0 | 0
| Aesthetics | $/customer | 0 | customers | 0 | 0 | 0 | 0 | 0 | 0 | 0 | 0 | 0 | 0 | 0 | 0 | 0 | 0 | 0 | 0 | 0 | 0 | 0 | 0 | 0 | 0 | 0 | 0 | 0
| Customer value of time (res) | $/customer min | 0.54769 | mins | 0 | 0 | 0 | 0 | 0 | 0 | 0 | 0 | 0 | 0 | 0 | 0 | 0 | 0 | 0 | 0 | 0 | 0 | 0 | 0 | 0 | 0 | 0 | 0 | 0
| Customer value of time (bus) | $/customer min | 0.54769 | mins | 0 | 0 | 0 | 0 | 0 | 0 | 0 | 0 | 0 | 0 | 0 | 0 | 0 | 0 | 0 | 0 | 0 | 0 | 0 | 0 | 0 | 0 | 0 | 0 | 0
| Communication | $/customer | 0 | customers | 0 | 0 | 0 | 0 | 0 | 0 | 0 | 0 | 0 | 0 | 0 | 0 | 0 | 0 | 0 | 0 | 0 | 0 | 0 | 0 | 0 | 0 | 0 | 0 | 0
| Information accessibility | $/customer | 0 | customers | 0 | 0 | 0 | 0 | 0 | 0 | 0 | 0 | 0 | 0 | 0 | 0 | 0 | 0 | 0 | 0 | 0 | 0 | 0 | 0 | 0 | 0 | 0 | 0 | 0
| Other benefits 1 |  |  | 2023-12-31 | 0 | 0 | 0 | 0 | 0 | 0 | 0 | 0 | 0 | 0 | 0 | 0 | 0 | 0 | 0 | 0 | 0 | 0 | 0 | 0 | 0 | 0 | 0 | 0 | 0
| Other benefits 2 |  |  | 2023-12-31 | 0 | 0 | 0 | 0 | 0 | 0 | 0 | 0 | 0 | 0 | 0 | 0 | 0 | 0 | 0 | 0 | 0 | 0 | 0 | 0 | 0 | 0 | 0 | 0 | 0
| Total other benefits |  |  | 2023-12-31 | 0 | 0 | 0 | 0 | 0 | 0 | 0 | 0 | 0 | 0 | 0 | 0 | 0 | 0 | 0 | 0 | 0 | 0 | 0 | 0 | 0 | 0 | 0 | 0 | 0
SUMMARY
| Risks mitigated vs base case |  |  | 2023-12-31 | 0 | 0 | 0 | 0 | 0 | 0 | 0 | 0 | 0 | 0 | 0 | 0 | 0 | 0 | 0 | 0 | 0 | 0 | 0 | 0 | 0 | 0 | 0 | 0 | 0
Capital expenditure
| < Enter description > |  |  | 2023-12-31 | 0 | 0 | 0 | 0 | 0 | 0 | 0 | 0 | 0 | 0 | 0 | 0 | 0 | 0 | 0 | 0 | 0 | 0 | 0 | 0 | 0 | 0 | 0 | 0 | 0
| < Enter description > |  |  | 2023-12-31 | 0 | 0 | 0 | 0 | 0 | 0 | 0 | 0 | 0 | 0 | 0 | 0 | 0 | 0 | 0 | 0 | 0 | 0 | 0 | 0 | 0 | 0 | 0 | 0 | 0
| < Enter description > |  |  | 2023-12-31 | 0 | 0 | 0 | 0 | 0 | 0 | 0 | 0 | 0 | 0 | 0 | 0 | 0 | 0 | 0 | 0 | 0 | 0 | 0 | 0 | 0 | 0 | 0 | 0 | 0
Cumulative capex
| < Enter description > |  |  | 2023-12-31 | 0 | 0 | 0 | 0 | 0 | 0 | 0 | 0 | 0 | 0 | 0 | 0 | 0 | 0 | 0 | 0 | 0 | 0 | 0 | 0 | 0 | 0 | 0 | 0 | 0
| < Enter description > |  |  | 2023-12-31 | 0 | 0 | 0 | 0 | 0 | 0 | 0 | 0 | 0 | 0 | 0 | 0 | 0 | 0 | 0 | 0 | 0 | 0 | 0 | 0 | 0 | 0 | 0 | 0 | 0
| < Enter description > |  |  | 2023-12-31 | 0 | 0 | 0 | 0 | 0 | 0 | 0 | 0 | 0 | 0 | 0 | 0 | 0 | 0 | 0 | 0 | 0 | 0 | 0 | 0 | 0 | 0 | 0 | 0 | 0
Annualised capex
| Annualised capex - < Enter description > |  |  | 2023-12-31 | 0 | 0 | 0 | 0 | 0 | 0 | 0 | 0 | 0 | 0 | 0 | 0 | 0 | 0 | 0 | 0 | 0 | 0 | 0 | 0 | 0 | 0 | 0 | 0 | 0
| Annualised capex - < Enter description > |  |  | 2023-12-31 | 0 | 0 | 0 | 0 | 0 | 0 | 0 | 0 | 0 | 0 | 0 | 0 | 0 | 0 | 0 | 0 | 0 | 0 | 0 | 0 | 0 | 0 | 0 | 0 | 0
| Annualised capex - < Enter description > |  |  | 2023-12-31 | 0 | 0 | 0 | 0 | 0 | 0 | 0 | 0 | 0 | 0 | 0 | 0 | 0 | 0 | 0 | 0 | 0 | 0 | 0 | 0 | 0 | 0 | 0 | 0 | 0
| Total annualised capex |  |  | 2023-12-31 | 0 | 0 | 0 | 0 | 0 | 0 | 0 | 0 | 0 | 0 | 0 | 0 | 0 | 0 | 0 | 0 | 0 | 0 | 0 | 0 | 0 | 0 | 0 | 0 | 0
| Annualised capex |  |  | 2023-12-31 | 0 | 0 | 0 | 0 | 0 | 0 | 0 | 0 | 0 | 0 | 0 | 0 | 0 | 0 | 0 | 0 | 0 | 0 | 0 | 0 | 0 | 0 | 0 | 0 | 0
| Operating expenditure |  |  | 2023-12-31 | 0 | 0 | 0 | 0 | 0 | 0 | 0 | 0 | 0 | 0 | 0 | 0 | 0 | 0 | 0 | 0 | 0 | 0 | 0 | 0 | 0 | 0 | 0 | 0 | 0
| Risk mitigated |  |  | 2023-12-31 | 0 | 0 | 0 | 0 | 0 | 0 | 0 | 0 | 0 | 0 | 0 | 0 | 0 | 0 | 0 | 0 | 0 | 0 | 0 | 0 | 0 | 0 | 0 | 0 | 0
| Other benefits value |  |  | 2023-12-31 | 0 | 0 | 0 | 0 | 0 | 0 | 0 | 0 | 0 | 0 | 0 | 0 | 0 | 0 | 0 | 0 | 0 | 0 | 0 | 0 | 0 | 0 | 0 | 0 | 0
| Net benefits |  |  | 2023-12-31 | 0 | 0 | 0 | 0 | 0 | 0 | 0 | 0 | 0 | 0 | 0 | 0 | 0 | 0 | 0 | 0 | 0 | 0 | 0 | 0 | 0 | 0 | 0 | 0 | 0
| First capex year |  |  | 0
| First year |  |  | Not used
SENSITIVITIES
NPV | Net benefits |  |  | Option 5NPV | 0 | 0 | 0 | 0 | 0 | 0 | 0 | 0 | 0 | 0 | 0 | 0 | 0 | 0 | 0 | 0 | 0 | 0 | 0 | 0 | 0 | 0 | 0 | 0 | 0
| Total annualised capex |  |  |  | 0 | 0 | 0 | 0 | 0 | 0 | 0 | 0 | 0 | 0 | 0 | 0 | 0 | 0 | 0 | 0 | 0 | 0 | 0 | 0 | 0 | 0 | 0 | 0 | 0
| Total benefits |  |  |  | 0 | 0 | 0 | 0 | 0 | 0 | 0 | 0 | 0 | 0 | 0 | 0 | 0 | 0 | 0 | 0 | 0 | 0 | 0 | 0 | 0 | 0 | 0 | 0 | 0
|  | Capex | Total benefits
sens1 | Capex 10% higher | 10% | 0% | Option 5sens1 | 0 | 0 | 0 | 0 | 0 | 0 | 0 | 0 | 0 | 0 | 0 | 0 | 0 | 0 | 0 | 0 | 0 | 0 | 0 | 0 | 0 | 0 | 0 | 0 | 0
sens2 | Capex 10% lower | -10% | 0% | Option 5sens2 | 0 | 0 | 0 | 0 | 0 | 0 | 0 | 0 | 0 | 0 | 0 | 0 | 0 | 0 | 0 | 0 | 0 | 0 | 0 | 0 | 0 | 0 | 0 | 0 | 0
sens3 | Total benefits 10% higher | 0% | 10% | Option 5sens3 | 0 | 0 | 0 | 0 | 0 | 0 | 0 | 0 | 0 | 0 | 0 | 0 | 0 | 0 | 0 | 0 | 0 | 0 | 0 | 0 | 0 | 0 | 0 | 0 | 0
sens4 | Total benefits 10% lower | 0% | -10% | Option 5sens4 | 0 | 0 | 0 | 0 | 0 | 0 | 0 | 0 | 0 | 0 | 0 | 0 | 0 | 0 | 0 | 0 | 0 | 0 | 0 | 0 | 0 | 0 | 0 | 0 | 0
sens5 | Capex 10% higher & Total benefits 10% lower | 10% | -10% | Option 5sens5 | 0 | 0 | 0 | 0 | 0 | 0 | 0 | 0 | 0 | 0 | 0 | 0 | 0 | 0 | 0 | 0 | 0 | 0 | 0 | 0 | 0 | 0 | 0 | 0 | 0
sens | 0 | 0% | 0% | Option 5sens | 0 | 0 | 0 | 0 | 0 | 0 | 0 | 0 | 0 | 0 | 0 | 0 | 0 | 0 | 0 | 0 | 0 | 0 | 0 | 0 | 0 | 0 | 0 | 0 | 0
sens | 0 | 0% | 0% | Option 5sens | 0 | 0 | 0 | 0 | 0 | 0 | 0 | 0 | 0 | 0 | 0 | 0 | 0 | 0 | 0 | 0 | 0 | 0 | 0 | 0 | 0 | 0 | 0 | 0 | 0
sens | 0 | 0% | 0% | Option 5sens | 0 | 0 | 0 | 0 | 0 | 0 | 0 | 0 | 0 | 0 | 0 | 0 | 0 | 0 | 0 | 0 | 0 | 0 | 0 | 0 | 0 | 0 | 0 | 0 | 0

## Consol
CitiPower
Fishermans Bend modernisation
CONSOLIDATED
Discount factor |  |  |  |  | 0 | 0.98295 | 0.94971 | 0.91759 | 0.88656 | 0.85658 | 0.82761 | 0.79963 | 0.77259 | 0.74646 | 0.72122 | 0.69683 | 0.67326 | 0.6505 | 0.6285 | 0.60725 | 0.58671 | 0.56687 | 0.5477 | 0.52918 | 0.51129 | 0.494 | 0.47729 | 0.46115 | 0.44556 | 0.43049
Count |  |  |  |  | 0 | 1 | 2 | 3 | 4 | 5 | 6 | 7 | 8 | 9 | 10 | 11 | 12 | 13 | 14 | 15 | 16 | 17 | 18 | 19 | 20 | 21 | 22 | 23 | 24 | 25
Analysis period |  |  |  |  | TRUE | TRUE | TRUE | TRUE | TRUE | TRUE | TRUE | TRUE | TRUE | TRUE | TRUE | TRUE | TRUE | TRUE | TRUE | TRUE | TRUE | TRUE | TRUE | TRUE | TRUE | TRUE | TRUE | FALSE | FALSE | FALSE
[5 empty] | 2025-06-30 | 2025-26 | 2026-27 | 2027-28 | 2028-29 | 2029-30 | 2030-31 | 2031-32 | 2032-33 | 2033-34 | 2034-35 | 2035-36 | 2036-37 | 2037-38 | 2038-39 | 2039-40 | 2040-41 | 2041-42 | 2042-43 | 2043-44 | 2044-45 | 2045-46 | 2046-47 | 2047-48 | 2048-49 | 2049-50
COSTS |  |  | PV
Option 1 (base case) | Energy at risk value | Option 1 (base case)Energy at risk value | 106699456.7098 | 2026-06-30 |  | 4416580.4399 | 4761712.6574 | 5104406.3786 | 5432712.1101 | 5735007.4326 | 6025820.3869 | 6348936.462 | 6669530.1436 | 6978200.5627 | 6978200.5627 | 6978200.5627 | 6978200.5627 | 6978200.5627 | 6978200.5627 | 6978200.5627 | 6978200.5627 | 6978200.5627 | 6978200.5627 | 6978200.5627 | 6978200.5627 | 6978200.5627 | 6978200.5627 | 6978200.5627 | 6978200.5627 | 6978200.5627
Option 1 (base case) | Capital expenditure | Option 1 (base case)Capital expenditure | 0 | 2026-06-30 |  | 0 | 0 | 0 | 0 | 0 | 0 | 0 | 0 | 0 | 0 | 0 | 0 | 0 | 0 | 0 | 0 | 0 | 0 | 0 | 0 | 0 | 0 | 0 | 0 | 0
Option 1 (base case) | Total risk cost | Option 1 (base case)Total risk cost | 97368250.4717 | 2026-06-30 |  | 4416580.4399 | 4761712.6574 | 5104406.3786 | 5432712.1101 | 5735007.4326 | 6025820.3869 | 6348936.462 | 6669530.1436 | 6978200.5627 | 6978200.5627 | 6978200.5627 | 6978200.5627 | 6978200.5627 | 6978200.5627 | 6978200.5627 | 6978200.5627 | 6978200.5627 | 6978200.5627 | 6978200.5627 | 6978200.5627 | 6978200.5627 | 6978200.5627 | 6978200.5627 | 6978200.5627 | 6978200.5627
Option 1 (base case) |  | Option 1 (base case)
Option 1 (base case) | Annualised capex | Option 1 (base case)Annualised capex | 0 | 2026-06-30 |  | 0 | 0 | 0 | 0 | 0 | 0 | 0 | 0 | 0 | 0 | 0 | 0 | 0 | 0 | 0 | 0 | 0 | 0 | 0 | 0 | 0 | 0 | 0 | 0 | 0
Option 1 (base case) | Operating expenditure | Option 1 (base case)Operating expenditure | 0 | 2026-06-30 |  | 0 | 0 | 0 | 0 | 0 | 0 | 0 | 0 | 0 | 0 | 0 | 0 | 0 | 0 | 0 | 0 | 0 | 0 | 0 | 0 | 0 | 0 | 0 | 0 | 0
Option 1 (base case) | Risk mitigated | Option 1 (base case)Risk mitigated | 0 | 2026-06-30 |  | 0 | 0 | 0 | 0 | 0 | 0 | 0 | 0 | 0 | 0 | 0 | 0 | 0 | 0 | 0 | 0 | 0 | 0 | 0 | 0 | 0 | 0 | 0 | 0 | 0
Option 1 (base case) | Other benefits value | Option 1 (base case)Other benefits value | 0 | 2026-06-30 |  | 0 | 0 | 0 | 0 | 0 | 0 | 0 | 0 | 0 | 0 | 0 | 0 | 0 | 0 | 0 | 0 | 0 | 0 | 0 | 0 | 0 | 0 | 0 | 0 | 0
Option 1 (base case) | Net benefits | Option 1 (base case)Net benefits |  | 2026-06-30 |  | 0 | 0 | 0 | 0 | 0 | 0 | 0 | 0 | 0 | 0 | 0 | 0 | 0 | 0 | 0 | 0 | 0 | 0 | 0 | 0 | 0 | 0 | 0 | 0 | 0
Option 1 (base case) | NPV | Option 1 (base case)NPV | 0 | 2026-06-30
Option 1 (base case) | PV of costs | Option 1 (base case)PV of costs | 0 | 2026-06-30
Option 1 (base case) | PV of benefits | Option 1 (base case)PV of benefits | 0 | 2026-06-30
Option 2 | Energy at risk value | Option 2Energy at risk value | 13814214.8973 | 2026-06-30 |  | 4416580.4399 | 4761712.6574 | 5104406.3786 | 289.0855 | 1108.6747 | 2917.0765 | 6979.038 | 14281.4866 | 25243.0118 | 25243.0118 | 25243.0118 | 25243.0118 | 25243.0118 | 25243.0118 | 25243.0118 | 25243.0118 | 25243.0118 | 25243.0118 | 25243.0118 | 25243.0118 | 25243.0118 | 25243.0118 | 25243.0118 | 25243.0118 | 25243.0118
Option 2 | Capital expenditure | Option 2Capital expenditure | -4490285.3801 | 2026-06-30 |  | 0 | 0 | -2488861.6404 | -2488861.6404 | 0 | 0 | 0 | 0 | 0 | 0 | 0 | 0 | 0 | 0 | 0 | 0 | 0 | 0 | 0 | 0 | 0 | 0 | 0 | 0 | 0
Option 2 | Total risk cost | Option 2Total risk cost | 13780460.0995 | 2026-06-30 |  | 4416580.4399 | 4761712.6574 | 5104406.3786 | 289.0855 | 1108.6747 | 2917.0765 | 6979.038 | 14281.4866 | 25243.0118 | 25243.0118 | 25243.0118 | 25243.0118 | 25243.0118 | 25243.0118 | 25243.0118 | 25243.0118 | 25243.0118 | 25243.0118 | 25243.0118 | 25243.0118 | 25243.0118 | 25243.0118 | 0 | 0 | 0
Option 2 |  | Option 2
Option 2 | Annualised capex | Option 2Annualised capex | -2575644.9703 | 2026-06-30 |  | 0 | 0 | 0 | -106109.4043 | -212218.8087 | -212218.8087 | -212218.8087 | -212218.8087 | -212218.8087 | -212218.8087 | -212218.8087 | -212218.8087 | -212218.8087 | -212218.8087 | -212218.8087 | -212218.8087 | -212218.8087 | -212218.8087 | -212218.8087 | -212218.8087 | -212218.8087 | -212218.8087 | 0 | 0 | 0
Option 2 | Operating expenditure | Option 2Operating expenditure | 0 | 2026-06-30 |  | 0 | 0 | 0 | 0 | 0 | 0 | 0 | 0 | 0 | 0 | 0 | 0 | 0 | 0 | 0 | 0 | 0 | 0 | 0 | 0 | 0 | 0 | 0 | 0 | 0
Option 2 | Risk mitigated | Option 2Risk mitigated | 83587790.3722 | 2026-06-30 |  | 0 | 0 | 0 | 5432423.0246 | 5733898.7579 | 6022903.3105 | 6341957.424 | 6655248.657 | 6952957.551 | 6952957.551 | 6952957.551 | 6952957.551 | 6952957.551 | 6952957.551 | 6952957.551 | 6952957.551 | 6952957.551 | 6952957.551 | 6952957.551 | 6952957.551 | 6952957.551 | 6952957.551 | 0 | 0 | 0
Option 2 | Other benefits value | Option 2Other benefits value | 0 | 2026-06-30 |  | 0 | 0 | 0 | 0 | 0 | 0 | 0 | 0 | 0 | 0 | 0 | 0 | 0 | 0 | 0 | 0 | 0 | 0 | 0 | 0 | 0 | 0 | 0 | 0 | 0
Option 2 | Net benefits | Option 2Net benefits |  | 2026-06-30 |  | 0 | 0 | 0 | 5326313.6203 | 5521679.9493 | 5810684.5018 | 6129738.6153 | 6443029.8483 | 6740738.7423 | 6740738.7423 | 6740738.7423 | 6740738.7423 | 6740738.7423 | 6740738.7423 | 6740738.7423 | 6740738.7423 | 6740738.7423 | 6740738.7423 | 6740738.7423 | 6740738.7423 | 6740738.7423 | 6740738.7423 | 0 | 0 | 0
Option 2 | NPV | Option 2NPV | 81012145.4019 | 2026-06-30
Option 2 | PV of costs | Option 2PV of costs | -2575644.9703 | 2026-06-30
Option 2 | PV of benefits | Option 2PV of benefits | 83587790.3722 | 2026-06-30
Option 3 | Energy at risk value | Option 3Energy at risk value | 13814214.8973 | 2026-06-30 |  | 4416580.4399 | 4761712.6574 | 5104406.3786 | 289.0855 | 1108.6747 | 2917.0765 | 6979.038 | 14281.4866 | 25243.0118 | 25243.0118 | 25243.0118 | 25243.0118 | 25243.0118 | 25243.0118 | 25243.0118 | 25243.0118 | 25243.0118 | 25243.0118 | 25243.0118 | 25243.0118 | 25243.0118 | 25243.0118 | 25243.0118 | 25243.0118 | 25243.0118
Option 3 | Capital expenditure | Option 3Capital expenditure | -5076715.3964 | 2026-06-30 |  | 0 | 0 | -2813906.2754 | -2813906.2754 | 0 | 0 | 0 | 0 | 0 | 0 | 0 | 0 | 0 | 0 | 0 | 0 | 0 | 0 | 0 | 0 | 0 | 0 | 0 | 0 | 0
Option 3 | Total risk cost | Option 3Total risk cost | 13780460.0995 | 2026-06-30 |  | 4416580.4399 | 4761712.6574 | 5104406.3786 | 289.0855 | 1108.6747 | 2917.0765 | 6979.038 | 14281.4866 | 25243.0118 | 25243.0118 | 25243.0118 | 25243.0118 | 25243.0118 | 25243.0118 | 25243.0118 | 25243.0118 | 25243.0118 | 25243.0118 | 25243.0118 | 25243.0118 | 25243.0118 | 25243.0118 | 0 | 0 | 0
Option 3
Option 3 | Annualised capex | Option 3Annualised capex | -2912023.484 | 2026-06-30 |  | 0 | 0 | 0 | -119967.2629 | -239934.5258 | -239934.5258 | -239934.5258 | -239934.5258 | -239934.5258 | -239934.5258 | -239934.5258 | -239934.5258 | -239934.5258 | -239934.5258 | -239934.5258 | -239934.5258 | -239934.5258 | -239934.5258 | -239934.5258 | -239934.5258 | -239934.5258 | -239934.5258 | 0 | 0 | 0
Option 3 | Operating expenditure | Option 3Operating expenditure | 0 | 2026-06-30 |  | 0 | 0 | 0 | 0 | 0 | 0 | 0 | 0 | 0 | 0 | 0 | 0 | 0 | 0 | 0 | 0 | 0 | 0 | 0 | 0 | 0 | 0 | 0 | 0 | 0
Option 3 | Risk mitigated | Option 3Risk mitigated | 83587790.3722 | 2026-06-30 |  | 0 | 0 | 0 | 5432423.0246 | 5733898.7579 | 6022903.3105 | 6341957.424 | 6655248.657 | 6952957.551 | 6952957.551 | 6952957.551 | 6952957.551 | 6952957.551 | 6952957.551 | 6952957.551 | 6952957.551 | 6952957.551 | 6952957.551 | 6952957.551 | 6952957.551 | 6952957.551 | 6952957.551 | 0 | 0 | 0
Option 3 | Other benefits value | Option 3Other benefits value | 0 | 2026-06-30 |  | 0 | 0 | 0 | 0 | 0 | 0 | 0 | 0 | 0 | 0 | 0 | 0 | 0 | 0 | 0 | 0 | 0 | 0 | 0 | 0 | 0 | 0 | 0 | 0 | 0
Option 3 | Net benefits | Option 3Net benefits |  | 2026-06-30 |  | 0 | 0 | 0 | 5312455.7617 | 5493964.2322 | 5782968.7847 | 6102022.8982 | 6415314.1312 | 6713023.0252 | 6713023.0252 | 6713023.0252 | 6713023.0252 | 6713023.0252 | 6713023.0252 | 6713023.0252 | 6713023.0252 | 6713023.0252 | 6713023.0252 | 6713023.0252 | 6713023.0252 | 6713023.0252 | 6713023.0252 | 0 | 0 | 0
Option 3 | NPV | Option 3NPV | 80675766.8882 | 2026-06-30
Option 3 | PV of costs | Option 3PV of costs | -2912023.484 | 2026-06-30
Option 3 | PV of benefits | Option 3PV of benefits | 83587790.3722 | 2026-06-30
Option 4 | Energy at risk value | Option 4Energy at risk value | 1687509.1519 | 2026-06-30 |  | 436688.5232 | 19265.6701 | 19265.6701 | 19265.6701 | 19265.6701 | 64218.9005 | 83484.5706 | 83484.5706 | 102750.2407 | 102750.2407 | 102750.2407 | 102750.2407 | 102750.2407 | 102750.2407 | 102750.2407 | 102750.2407 | 102750.2407 | 102750.2407 | 102750.2407 | 102750.2407 | 102750.2407 | 102750.2407 | 102750.2407 | 102750.2407 | 102750.2407
Option 4 | Capital expenditure | Option 4Capital expenditure | 0 | 2026-06-30 |  | 0 | 0 | 0 | 0 | 0 | 0 | 0 | 0 | 0 | 0 | 0 | 0 | 0 | 0 | 0 | 0 | 0 | 0 | 0 | 0 | 0 | 0 | 0 | 0 | 0
Option 4 | Total risk cost | Option 4Total risk cost | 1550112.1713 | 2026-06-30 |  | 436688.5232 | 19265.6701 | 19265.6701 | 19265.6701 | 19265.6701 | 64218.9005 | 83484.5706 | 83484.5706 | 102750.2407 | 102750.2407 | 102750.2407 | 102750.2407 | 102750.2407 | 102750.2407 | 102750.2407 | 102750.2407 | 102750.2407 | 102750.2407 | 102750.2407 | 102750.2407 | 102750.2407 | 102750.2407 | 0 | 0 | 0
Option 4 |  | Option 4
Option 4 | Annualised capex | Option 4Annualised capex | 0 | 2026-06-30 |  | 0 | 0 | 0 | 0 | 0 | 0 | 0 | 0 | 0 | 0 | 0 | 0 | 0 | 0 | 0 | 0 | 0 | 0 | 0 | 0 | 0 | 0 | 0 | 0 | 0
Option 4 | Operating expenditure | Option 4Operating expenditure | 0 | 2026-06-30 |  | 0 | 0 | 0 | 0 | 0 | 0 | 0 | 0 | 0 | 0 | 0 | 0 | 0 | 0 | 0 | 0 | 0 | 0 | 0 | 0 | 0 | 0 | 0 | 0 | 0
Option 4 | Risk mitigated | Option 4Risk mitigated | 0 | 2026-06-30 |  | 0 | 0 | 0 | 0 | 0 | 0 | 0 | 0 | 0 | 0 | 0 | 0 | 0 | 0 | 0 | 0 | 0 | 0 | 0 | 0 | 0 | 0 | 0 | 0 | 0
Option 4 | Other benefits value | Option 4Other benefits value | 0 | 2026-06-30 |  | 0 | 0 | 0 | 0 | 0 | 0 | 0 | 0 | 0 | 0 | 0 | 0 | 0 | 0 | 0 | 0 | 0 | 0 | 0 | 0 | 0 | 0 | 0 | 0 | 0
Option 4 | Net benefits | Option 4Net benefits |  | 2026-06-30 |  | 0 | 0 | 0 | 0 | 0 | 0 | 0 | 0 | 0 | 0 | 0 | 0 | 0 | 0 | 0 | 0 | 0 | 0 | 0 | 0 | 0 | 0 | 0 | 0 | 0
Option 4 | NPV | Option 4NPV | 0 | 2026-06-30
Option 4 | PV of costs | Option 4PV of costs | 0 | 2026-06-30
Option 4 | PV of benefits | Option 4PV of benefits | 0 | 2026-06-30
Option 5 | Energy at risk value | Option 5Energy at risk value | 0 | 2026-06-30 |  | 0 | 0 | 0 | 0 | 0 | 0 | 0 | 0 | 0 | 0 | 0 | 0 | 0 | 0 | 0 | 0 | 0 | 0 | 0 | 0 | 0 | 0 | 0 | 0 | 0
Option 5 | Capital expenditure | Option 5Capital expenditure | 0 | 2026-06-30 |  | 0 | 0 | 0 | 0 | 0 | 0 | 0 | 0 | 0 | 0 | 0 | 0 | 0 | 0 | 0 | 0 | 0 | 0 | 0 | 0 | 0 | 0 | 0 | 0 | 0
Option 5 | Total risk cost | Option 5Total risk cost | 0 | 2026-06-30 |  | 0 | 0 | 0 | 0 | 0 | 0 | 0 | 0 | 0 | 0 | 0 | 0 | 0 | 0 | 0 | 0 | 0 | 0 | 0 | 0 | 0 | 0 | 0 | 0 | 0
Option 5 |  | Option 5
Option 5 | Annualised capex | Option 5Annualised capex | 0 | 2026-06-30 |  | 0 | 0 | 0 | 0 | 0 | 0 | 0 | 0 | 0 | 0 | 0 | 0 | 0 | 0 | 0 | 0 | 0 | 0 | 0 | 0 | 0 | 0 | 0 | 0 | 0
Option 5 | Operating expenditure | Option 5Operating expenditure | 0 | 2026-06-30 |  | 0 | 0 | 0 | 0 | 0 | 0 | 0 | 0 | 0 | 0 | 0 | 0 | 0 | 0 | 0 | 0 | 0 | 0 | 0 | 0 | 0 | 0 | 0 | 0 | 0
Option 5 | Risk mitigated | Option 5Risk mitigated | 0 | 2026-06-30 |  | 0 | 0 | 0 | 0 | 0 | 0 | 0 | 0 | 0 | 0 | 0 | 0 | 0 | 0 | 0 | 0 | 0 | 0 | 0 | 0 | 0 | 0 | 0 | 0 | 0
Option 5 | Other benefits value | Option 5Other benefits value | 0 | 2026-06-30 |  | 0 | 0 | 0 | 0 | 0 | 0 | 0 | 0 | 0 | 0 | 0 | 0 | 0 | 0 | 0 | 0 | 0 | 0 | 0 | 0 | 0 | 0 | 0 | 0 | 0
Option 5 | Net benefits | Option 5Net benefits |  | 2026-06-30 |  | 0 | 0 | 0 | 0 | 0 | 0 | 0 | 0 | 0 | 0 | 0 | 0 | 0 | 0 | 0 | 0 | 0 | 0 | 0 | 0 | 0 | 0 | 0 | 0 | 0
Option 5 | NPV | Option 5NPV | 0 | 2026-06-30
Option 5 | PV of costs | Option 5PV of costs | 0 | 2026-06-30
Option 5 | PV of benefits | Option 5PV of benefits | 0 | 2026-06-30
CHART DATA | [5 empty] | FY26 | FY27 | FY28 | FY29 | FY30 | FY31 | FY32 | FY33 | FY34 | FY35 | FY36 | FY37 | FY38 | FY39 | FY40 | FY41 | FY42 | FY43 | FY44 | FY45 | FY46 | FY47 | FY48 | FY49 | FY50
Option 2 | Annualised capex | -1 |  |  | Option 2 annualised capex | 0.21222 | 0.21222 | 0.21222 | 0.21222 | 0.21222 | 0.21222 | 0.21222 | 0.21222 | 0.21222 | 0.21222 | 0.21222 | 0.21222 | 0.21222 | 0.21222 | 0.21222 | 0.21222 | 0.21222 | 0.21222 | 0.21222 | 0.21222 | 0.21222 | 0.21222 | 0 | 0 | 0
Option 1 (base case) | Total risk cost | 1 |  |  | Option 1 (base case) risk cost | 4.4166 | 4.7617 | 5.1044 | 5.4327 | 5.735 | 6.0258 | 6.3489 | 6.6695 | 6.9782 | 6.9782 | 6.9782 | 6.9782 | 6.9782 | 6.9782 | 6.9782 | 6.9782 | 6.9782 | 6.9782 | 6.9782 | 6.9782 | 6.9782 | 6.9782 | 6.9782 | 6.9782 | 6.9782
[6 empty] | FY26 | FY27 | FY28 | FY29 | FY30 | FY31 | FY32 | FY33 | FY34 | FY35 | FY36 | FY37 | FY38 | FY39 | FY40 | FY41 | FY42 | FY43 | FY44 | FY45 | FY46 | FY47 | FY48 | FY49 | FY50
Energy at risk | Energy at risk (weighted) | 108.6627 |  |  | Energy at risk energy at risk (weighted) | 68.7738 | 74.1481 | 79.4845 | 84.5968 | 89.304 | 93.8325 | 98.864 | 103.8562 | 108.6627 | 108.6627 | 108.6627 | 108.6627 | 108.6627 | 108.6627 | 108.6627 | 108.6627 | 108.6627 | 108.6627 | 108.6627 | 108.6627 | 108.6627 | 108.6627 | 108.6627 | 108.6627 | 108.6627
Option 1 (base case) | Energy at risk value | 6.2702 |  |  | Option 1 (base case) risk cost | 3.9685 | 4.2786 | 4.5865 | 4.8815 | 5.1532 | 5.4145 | 5.7048 | 5.9929 | 6.2702 | 6.2702 | 6.2702 | 6.2702 | 6.2702 | 6.2702 | 6.2702 | 6.2702 | 6.2702 | 6.2702 | 6.2702 | 6.2702 | 6.2702 | 6.2702 | 6.2702 | 6.2702 | 6.2702

## Sensitivity_calcs
CitiPower
Fishermans Bend modernisation
SENSITIVITY CALCULATIONS
Discount factor | [6 empty] | 0 | 0.98295 | 0.94971 | 0.91759 | 0.88656 | 0.85658 | 0.82761 | 0.79963 | 0.77259 | 0.74646 | 0.72122 | 0.69683 | 0.67326 | 0.6505 | 0.6285 | 0.60725 | 0.58671 | 0.56687 | 0.5477 | 0.52918 | 0.51129 | 0.494 | 0.47729 | 0.46115 | 0.44556 | 0.43049
Count | [6 empty] | 0 | 1 | 2 | 3 | 4 | 5 | 6 | 7 | 8 | 9 | 10 | 11 | 12 | 13 | 14 | 15 | 16 | 17 | 18 | 19 | 20 | 21 | 22 | 23 | 24 | 25
Analysis period | [6 empty] | 1 | 1 | 1 | 1 | 1 | 1 | 1 | 1 | 1 | 1 | 1 | 1 | 1 | 1 | 1 | 1 | 1 | 1 | 1 | 1 | 1 | 1 | 1 | 0 | 0 | 0
[7 empty] | 45838 | 2025-26 | 2026-27 | 2027-28 | 2028-29 | 2029-30 | 2030-31 | 2031-32 | 2032-33 | 2033-34 | 2034-35 | 2035-36 | 2036-37 | 2037-38 | 2038-39 | 2039-40 | 2040-41 | 2041-42 | 2042-43 | 2043-44 | 2044-45 | 2045-46 | 2046-47 | 2047-48 | 2048-49 | 2049-50
PV
[25 empty] | 6740738.7423 | 6740738.7423 | 6740738.7423 | 6740738.7423 | 0 | 0 | 0
OPTION 1 (base case) | NPV | Net benefits | OPTION 1 (base case)NPV |  | 0 |  | 0 | 0 | 0 | 0 | 0 | 0 | 0 | 0 | 0 | 0 | 0 | 0 | 0 | 0 | 0 | 0 | 0 | 0 | 0 | 0 | 0 | 0 | 0 | 0 | 0 | 0
OPTION 1 (base case) | sens1 | Capex 10% higher | OPTION 1 (base case)sens1 |  | 0 |  | 0 | 0 | 0 | 0 | 0 | 0 | 0 | 0 | 0 | 0 | 0 | 0 | 0 | 0 | 0 | 0 | 0 | 0 | 0 | 0 | 0 | 0 | 0 | 0 | 0 | 0
OPTION 1 (base case) | sens2 | Capex 10% lower | OPTION 1 (base case)sens2 |  | 0 |  | 0 | 0 | 0 | 0 | 0 | 0 | 0 | 0 | 0 | 0 | 0 | 0 | 0 | 0 | 0 | 0 | 0 | 0 | 0 | 0 | 0 | 0 | 0 | 0 | 0 | 0
OPTION 1 (base case) | sens3 | Total benefits 10% higher | OPTION 1 (base case)sens3 |  | 0 |  | 0 | 0 | 0 | 0 | 0 | 0 | 0 | 0 | 0 | 0 | 0 | 0 | 0 | 0 | 0 | 0 | 0 | 0 | 0 | 0 | 0 | 0 | 0 | 0 | 0 | 0
OPTION 1 (base case) | sens4 | Total benefits 10% lower | OPTION 1 (base case)sens4 |  | 0 |  | 0 | 0 | 0 | 0 | 0 | 0 | 0 | 0 | 0 | 0 | 0 | 0 | 0 | 0 | 0 | 0 | 0 | 0 | 0 | 0 | 0 | 0 | 0 | 0 | 0 | 0
OPTION 1 (base case) | sens5 | Capex 10% higher & Total benefits 10% lower | OPTION 1 (base case)sens5 |  | 0 |  | 0 | 0 | 0 | 0 | 0 | 0 | 0 | 0 | 0 | 0 | 0 | 0 | 0 | 0 | 0 | 0 | 0 | 0 | 0 | 0 | 0 | 0 | 0 | 0 | 0 | 0
OPTION 1 (base case) | sens | 0 | OPTION 1 (base case)sens |  | 0 |  | 0 | 0 | 0 | 0 | 0 | 0 | 0 | 0 | 0 | 0 | 0 | 0 | 0 | 0 | 0 | 0 | 0 | 0 | 0 | 0 | 0 | 0 | 0 | 0 | 0 | 0
OPTION 1 (base case) | sens | 0 | OPTION 1 (base case)sens |  | 0 |  | 0 | 0 | 0 | 0 | 0 | 0 | 0 | 0 | 0 | 0 | 0 | 0 | 0 | 0 | 0 | 0 | 0 | 0 | 0 | 0 | 0 | 0 | 0 | 0 | 0 | 0
OPTION 1 (base case) | sens | 0 | OPTION 1 (base case)sens |  | 0 |  | 0 | 0 | 0 | 0 | 0 | 0 | 0 | 0 | 0 | 0 | 0 | 0 | 0 | 0 | 0 | 0 | 0 | 0 | 0 | 0 | 0 | 0 | 0 | 0 | 0 | 0
Option 2 | NPV | Net benefits | Option 2NPV |  | 81012145.4019 |  | 0 | 0 | 0 | 0 | 5326313.6203 | 5521679.9493 | 5810684.5018 | 6129738.6153 | 6443029.8483 | 6740738.7423 | 6740738.7423 | 6740738.7423 | 6740738.7423 | 6740738.7423 | 6740738.7423 | 6740738.7423 | 6740738.7423 | 6740738.7423 | 6740738.7423 | 6740738.7423 | 6740738.7423 | 6740738.7423 | 6740738.7423 | 0 | 0 | 0
Option 2 | sens1 | Capex 10% higher | Option 2sens1 |  | 80754580.9049 |  | 0 | 0 | 0 | 0 | 5315702.6798 | 5500458.0684 | 5789462.621 | 6108516.7345 | 6421807.9675 | 6719516.8615 | 6719516.8615 | 6719516.8615 | 6719516.8615 | 6719516.8615 | 6719516.8615 | 6719516.8615 | 6719516.8615 | 6719516.8615 | 6719516.8615 | 6719516.8615 | 6719516.8615 | 6719516.8615 | 6719516.8615 | 0 | 0 | 0
Option 2 | sens2 | Capex 10% lower | Option 2sens2 |  | 81269709.8989 |  | 0 | 0 | 0 | 0 | 5336924.5607 | 5542901.8302 | 5831906.3827 | 6150960.4962 | 6464251.7292 | 6761960.6232 | 6761960.6232 | 6761960.6232 | 6761960.6232 | 6761960.6232 | 6761960.6232 | 6761960.6232 | 6761960.6232 | 6761960.6232 | 6761960.6232 | 6761960.6232 | 6761960.6232 | 6761960.6232 | 6761960.6232 | 0 | 0 | 0
Option 2 | sens3 | Total benefits 10% higher | Option 2sens3 |  | 89370924.4391 |  | 0 | 0 | 0 | 0 | 5869555.9227 | 6095069.8251 | 6412974.8329 | 6763934.3577 | 7108554.714 | 7436034.4974 | 7436034.4974 | 7436034.4974 | 7436034.4974 | 7436034.4974 | 7436034.4974 | 7436034.4974 | 7436034.4974 | 7436034.4974 | 7436034.4974 | 7436034.4974 | 7436034.4974 | 7436034.4974 | 7436034.4974 | 0 | 0 | 0
Option 2 | sens4 | Total benefits 10% lower | Option 2sens4 |  | 72653366.3647 |  | 0 | 0 | 0 | 0 | 4783071.3178 | 4948290.0735 | 5208394.1708 | 5495542.8729 | 5777504.9826 | 6045442.9872 | 6045442.9872 | 6045442.9872 | 6045442.9872 | 6045442.9872 | 6045442.9872 | 6045442.9872 | 6045442.9872 | 6045442.9872 | 6045442.9872 | 6045442.9872 | 6045442.9872 | 6045442.9872 | 6045442.9872 | 0 | 0 | 0
Option 2 | sens5 | Capex 10% higher & Total benefits 10% lower | Option 2sens5 |  | 72395801.8676 |  | 0 | 0 | 0 | 0 | 4772460.3774 | 4927068.1926 | 5187172.2899 | 5474320.9921 | 5756283.1018 | 6024221.1064 | 6024221.1064 | 6024221.1064 | 6024221.1064 | 6024221.1064 | 6024221.1064 | 6024221.1064 | 6024221.1064 | 6024221.1064 | 6024221.1064 | 6024221.1064 | 6024221.1064 | 6024221.1064 | 6024221.1064 | 0 | 0 | 0
Option 2 | sens | 0 | Option 2sens |  | 81012145.4019 |  | 0 | 0 | 0 | 0 | 5326313.6203 | 5521679.9493 | 5810684.5018 | 6129738.6153 | 6443029.8483 | 6740738.7423 | 6740738.7423 | 6740738.7423 | 6740738.7423 | 6740738.7423 | 6740738.7423 | 6740738.7423 | 6740738.7423 | 6740738.7423 | 6740738.7423 | 6740738.7423 | 6740738.7423 | 6740738.7423 | 6740738.7423 | 0 | 0 | 0
Option 2 | sens | 0 | Option 2sens |  | 81012145.4019 |  | 0 | 0 | 0 | 0 | 5326313.6203 | 5521679.9493 | 5810684.5018 | 6129738.6153 | 6443029.8483 | 6740738.7423 | 6740738.7423 | 6740738.7423 | 6740738.7423 | 6740738.7423 | 6740738.7423 | 6740738.7423 | 6740738.7423 | 6740738.7423 | 6740738.7423 | 6740738.7423 | 6740738.7423 | 6740738.7423 | 6740738.7423 | 0 | 0 | 0
Option 2 | sens | 0 | Option 2sens |  | 81012145.4019 |  | 0 | 0 | 0 | 0 | 5326313.6203 | 5521679.9493 | 5810684.5018 | 6129738.6153 | 6443029.8483 | 6740738.7423 | 6740738.7423 | 6740738.7423 | 6740738.7423 | 6740738.7423 | 6740738.7423 | 6740738.7423 | 6740738.7423 | 6740738.7423 | 6740738.7423 | 6740738.7423 | 6740738.7423 | 6740738.7423 | 6740738.7423 | 0 | 0 | 0
[7 empty] | 0 | 0 | 0 | 0 | 5312455.7617 | 5493964.2322 | 5782968.7847 | 6102022.8982 | 6415314.1312 | 6713023.0252 | 6713023.0252 | 6713023.0252 | 6713023.0252 | 6713023.0252 | 6713023.0252 | 6713023.0252 | 6713023.0252 | 6713023.0252 | 6713023.0252 | 6713023.0252 | 6713023.0252 | 6713023.0252 | 6713023.0252 | 0 | 0 | 0
Option 3 | NPV | Net benefits | Option 3NPV |  | 80675766.8882 |  | 0 | 0 | 0 | 0 | 5312455.7617 | 5493964.2322 | 5782968.7847 | 6102022.8982 | 6415314.1312 | 6713023.0252 | 6713023.0252 | 6713023.0252 | 6713023.0252 | 6713023.0252 | 6713023.0252 | 6713023.0252 | 6713023.0252 | 6713023.0252 | 6713023.0252 | 6713023.0252 | 6713023.0252 | 6713023.0252 | 6713023.0252 | 0 | 0 | 0
Option 3 | sens1 | Capex 10% higher | Option 3sens1 |  | 80384564.5398 |  | 0 | 0 | 0 | 0 | 5300459.0354 | 5469970.7796 | 5758975.3321 | 6078029.4456 | 6391320.6786 | 6689029.5726 | 6689029.5726 | 6689029.5726 | 6689029.5726 | 6689029.5726 | 6689029.5726 | 6689029.5726 | 6689029.5726 | 6689029.5726 | 6689029.5726 | 6689029.5726 | 6689029.5726 | 6689029.5726 | 6689029.5726 | 0 | 0 | 0
Option 3 | sens2 | Capex 10% lower | Option 3sens2 |  | 80966969.2366 |  | 0 | 0 | 0 | 0 | 5324452.488 | 5517957.6847 | 5806962.2373 | 6126016.3508 | 6439307.5838 | 6737016.4778 | 6737016.4778 | 6737016.4778 | 6737016.4778 | 6737016.4778 | 6737016.4778 | 6737016.4778 | 6737016.4778 | 6737016.4778 | 6737016.4778 | 6737016.4778 | 6737016.4778 | 6737016.4778 | 6737016.4778 | 0 | 0 | 0
Option 3 | sens3 | Total benefits 10% higher | Option 3sens3 |  | 89034545.9255 |  | 0 | 0 | 0 | 0 | 5855698.0642 | 6067354.108 | 6385259.1157 | 6736218.6406 | 7080838.9969 | 7408318.7803 | 7408318.7803 | 7408318.7803 | 7408318.7803 | 7408318.7803 | 7408318.7803 | 7408318.7803 | 7408318.7803 | 7408318.7803 | 7408318.7803 | 7408318.7803 | 7408318.7803 | 7408318.7803 | 7408318.7803 | 0 | 0 | 0
Option 3 | sens4 | Total benefits 10% lower | Option 3sens4 |  | 72316987.851 |  | 0 | 0 | 0 | 0 | 4769213.4592 | 4920574.3564 | 5180678.4536 | 5467827.1558 | 5749789.2655 | 6017727.2701 | 6017727.2701 | 6017727.2701 | 6017727.2701 | 6017727.2701 | 6017727.2701 | 6017727.2701 | 6017727.2701 | 6017727.2701 | 6017727.2701 | 6017727.2701 | 6017727.2701 | 6017727.2701 | 6017727.2701 | 0 | 0 | 0
Option 3 | sens5 | Capex 10% higher & Total benefits 10% lower | Option 3sens5 |  | 72025785.5026 |  | 0 | 0 | 0 | 0 | 4757216.733 | 4896580.9038 | 5156685.0011 | 5443833.7032 | 5725795.8129 | 5993733.8175 | 5993733.8175 | 5993733.8175 | 5993733.8175 | 5993733.8175 | 5993733.8175 | 5993733.8175 | 5993733.8175 | 5993733.8175 | 5993733.8175 | 5993733.8175 | 5993733.8175 | 5993733.8175 | 5993733.8175 | 0 | 0 | 0
Option 3 | sens | 0 | Option 3sens |  | 80675766.8882 |  | 0 | 0 | 0 | 0 | 5312455.7617 | 5493964.2322 | 5782968.7847 | 6102022.8982 | 6415314.1312 | 6713023.0252 | 6713023.0252 | 6713023.0252 | 6713023.0252 | 6713023.0252 | 6713023.0252 | 6713023.0252 | 6713023.0252 | 6713023.0252 | 6713023.0252 | 6713023.0252 | 6713023.0252 | 6713023.0252 | 6713023.0252 | 0 | 0 | 0
Option 3 | sens | 0 | Option 3sens |  | 80675766.8882 |  | 0 | 0 | 0 | 0 | 5312455.7617 | 5493964.2322 | 5782968.7847 | 6102022.8982 | 6415314.1312 | 6713023.0252 | 6713023.0252 | 6713023.0252 | 6713023.0252 | 6713023.0252 | 6713023.0252 | 6713023.0252 | 6713023.0252 | 6713023.0252 | 6713023.0252 | 6713023.0252 | 6713023.0252 | 6713023.0252 | 6713023.0252 | 0 | 0 | 0
Option 3 | sens | 0 | Option 3sens |  | 80675766.8882 |  | 0 | 0 | 0 | 0 | 5312455.7617 | 5493964.2322 | 5782968.7847 | 6102022.8982 | 6415314.1312 | 6713023.0252 | 6713023.0252 | 6713023.0252 | 6713023.0252 | 6713023.0252 | 6713023.0252 | 6713023.0252 | 6713023.0252 | 6713023.0252 | 6713023.0252 | 6713023.0252 | 6713023.0252 | 6713023.0252 | 6713023.0252 | 0 | 0 | 0
Option 4 | NPV | Net benefits | Option 4NPV |  | 0 |  | 0 | 0 | 0 | 0 | 0 | 0 | 0 | 0 | 0 | 0 | 0 | 0 | 0 | 0 | 0 | 0 | 0 | 0 | 0 | 0 | 0 | 0 | 0 | 0 | 0 | 0
Option 4 | sens1 | Capex 10% higher | Option 4sens1 |  | 0 |  | 0 | 0 | 0 | 0 | 0 | 0 | 0 | 0 | 0 | 0 | 0 | 0 | 0 | 0 | 0 | 0 | 0 | 0 | 0 | 0 | 0 | 0 | 0 | 0 | 0 | 0
Option 4 | sens2 | Capex 10% lower | Option 4sens2 |  | 0 |  | 0 | 0 | 0 | 0 | 0 | 0 | 0 | 0 | 0 | 0 | 0 | 0 | 0 | 0 | 0 | 0 | 0 | 0 | 0 | 0 | 0 | 0 | 0 | 0 | 0 | 0
Option 4 | sens3 | Total benefits 10% higher | Option 4sens3 |  | 0 |  | 0 | 0 | 0 | 0 | 0 | 0 | 0 | 0 | 0 | 0 | 0 | 0 | 0 | 0 | 0 | 0 | 0 | 0 | 0 | 0 | 0 | 0 | 0 | 0 | 0 | 0
Option 4 | sens4 | Total benefits 10% lower | Option 4sens4 |  | 0 |  | 0 | 0 | 0 | 0 | 0 | 0 | 0 | 0 | 0 | 0 | 0 | 0 | 0 | 0 | 0 | 0 | 0 | 0 | 0 | 0 | 0 | 0 | 0 | 0 | 0 | 0
Option 4 | sens5 | Capex 10% higher & Total benefits 10% lower | Option 4sens5 |  | 0 |  | 0 | 0 | 0 | 0 | 0 | 0 | 0 | 0 | 0 | 0 | 0 | 0 | 0 | 0 | 0 | 0 | 0 | 0 | 0 | 0 | 0 | 0 | 0 | 0 | 0 | 0
Option 4 | sens | 0 | Option 4sens |  | 0 |  | 0 | 0 | 0 | 0 | 0 | 0 | 0 | 0 | 0 | 0 | 0 | 0 | 0 | 0 | 0 | 0 | 0 | 0 | 0 | 0 | 0 | 0 | 0 | 0 | 0 | 0
Option 4 | sens | 0 | Option 4sens |  | 0 |  | 0 | 0 | 0 | 0 | 0 | 0 | 0 | 0 | 0 | 0 | 0 | 0 | 0 | 0 | 0 | 0 | 0 | 0 | 0 | 0 | 0 | 0 | 0 | 0 | 0 | 0
Option 4 | sens | 0 | Option 4sens |  | 0 |  | 0 | 0 | 0 | 0 | 0 | 0 | 0 | 0 | 0 | 0 | 0 | 0 | 0 | 0 | 0 | 0 | 0 | 0 | 0 | 0 | 0 | 0 | 0 | 0 | 0 | 0
Option 5 | NPV | Net benefits | Option 5NPV |  | 0 |  | 0 | 0 | 0 | 0 | 0 | 0 | 0 | 0 | 0 | 0 | 0 | 0 | 0 | 0 | 0 | 0 | 0 | 0 | 0 | 0 | 0 | 0 | 0 | 0 | 0 | 0
Option 5 | sens1 | Capex 10% higher | Option 5sens1 |  | 0 |  | 0 | 0 | 0 | 0 | 0 | 0 | 0 | 0 | 0 | 0 | 0 | 0 | 0 | 0 | 0 | 0 | 0 | 0 | 0 | 0 | 0 | 0 | 0 | 0 | 0 | 0
Option 5 | sens2 | Capex 10% lower | Option 5sens2 |  | 0 |  | 0 | 0 | 0 | 0 | 0 | 0 | 0 | 0 | 0 | 0 | 0 | 0 | 0 | 0 | 0 | 0 | 0 | 0 | 0 | 0 | 0 | 0 | 0 | 0 | 0 | 0
Option 5 | sens3 | Total benefits 10% higher | Option 5sens3 |  | 0 |  | 0 | 0 | 0 | 0 | 0 | 0 | 0 | 0 | 0 | 0 | 0 | 0 | 0 | 0 | 0 | 0 | 0 | 0 | 0 | 0 | 0 | 0 | 0 | 0 | 0 | 0
Option 5 | sens4 | Total benefits 10% lower | Option 5sens4 |  | 0 |  | 0 | 0 | 0 | 0 | 0 | 0 | 0 | 0 | 0 | 0 | 0 | 0 | 0 | 0 | 0 | 0 | 0 | 0 | 0 | 0 | 0 | 0 | 0 | 0 | 0 | 0
Option 5 | sens5 | Capex 10% higher & Total benefits 10% lower | Option 5sens5 |  | 0 |  | 0 | 0 | 0 | 0 | 0 | 0 | 0 | 0 | 0 | 0 | 0 | 0 | 0 | 0 | 0 | 0 | 0 | 0 | 0 | 0 | 0 | 0 | 0 | 0 | 0 | 0
Option 5 | sens | 0 | Option 5sens |  | 0 |  | 0 | 0 | 0 | 0 | 0 | 0 | 0 | 0 | 0 | 0 | 0 | 0 | 0 | 0 | 0 | 0 | 0 | 0 | 0 | 0 | 0 | 0 | 0 | 0 | 0 | 0
Option 5 | sens | 0 | Option 5sens |  | 0 |  | 0 | 0 | 0 | 0 | 0 | 0 | 0 | 0 | 0 | 0 | 0 | 0 | 0 | 0 | 0 | 0 | 0 | 0 | 0 | 0 | 0 | 0 | 0 | 0 | 0 | 0
Option 5 | sens | 0 | Option 5sens |  | 0 |  | 0 | 0 | 0 | 0 | 0 | 0 | 0 | 0 | 0 | 0 | 0 | 0 | 0 | 0 | 0 | 0 | 0 | 0 | 0 | 0 | 0 | 0 | 0 | 0 | 0 | 0
RESULTS
|  | 0 | 0 | 0 | 1 | 1 |  | 2027-28: #NAME?
|  | Option 1 (base case) | Option 2 | Option 3 | Option 4 | Option 5 |  | 2025-26: Max; 2027-28: Preferred
NPV | None | 0 | 81.0121 | 80.6758 |  |  |  | 2025-26: #NAME?; 2027-28: Option 2
sens1 | Capex 10% higher | 0 | 80.7546 | 80.3846 |  |  |  | 2025-26: #NAME?; 2027-28: Option 2
sens2 | Capex 10% lower | 0 | 81.2697 | 80.967 |  |  |  | 2025-26: #NAME?; 2027-28: Option 2
sens3 | Total benefits 10% higher | 0 | 89.3709 | 89.0345 |  |  |  | 2025-26: #NAME?; 2027-28: Option 2
sens4 | Total benefits 10% lower | 0 | 72.6534 | 72.317 |  |  |  | 2025-26: #NAME?; 2027-28: Option 2
sens5 | Capex 10% higher & Total benefits 10% lower | 0 | 72.3958 | 72.0258 |  |  |  | 2025-26: #NAME?; 2027-28: Option 2
sens | 0 | [6 empty] | 2025-26: #NAME?; 2027-28: #NAME?
sens | 0 | [6 empty] | 2025-26: #NAME?; 2027-28: #NAME?
sens | 0 | [6 empty] | 2025-26: #NAME?; 2027-28: #NAME?

## Misc_calcs
CitiPower
Fishermans Bend modernisation
ESCALATION & OTHER
| Year end |  |  | 2021-06-30 | 2022-06-30 | 2023-06-30 | 2024-06-30 | 2025-06-30 | 2026-06-30
| Actual/forecast CPI (June to June) |  |  | 0% | 0.8606% | 3.498% | 7.832% | 4.052% | 3%
| HY ending |  |  | 2021-06-30 | 2021-12-31 | 2022-06-30 | 2022-12-31 | 2023-06-30 | 2023-12-31 | 2024-06-30 | 2024-12-31 | 2025-06-30 | 2025-12-31 | 2026-06-30
| FY ending |  |  | 2021-06-30 | 2022-06-30 | 2022-06-30 | 2023-06-30 | 2023-06-30 | 2024-06-30 | 2024-06-30 | 2025-06-30 | 2025-06-30 | 2026-06-30 | 2026-06-30
| Actual/forecast CPI (June to June) |  |  | 0% | 0.8606% | 0.8606% | 3.498% | 3.498% | 7.832% | 7.832% | 4.052% | 4.052% | 3% | 3%
| Actual cumulative HY escalation |  |  | 1 | 1.0043 | 1.0086 | 1.0261 | 1.0439 | 1.084 | 1.1256 | 1.1482 | 1.1713 | 1.1887 | 1.2064
| Convert from input dollars | 2023-12-31 | 1.084
| To output dollars | 2026-06-30 | 1.2064
| Conversion from input dollars to output dollars |  | 1.1129
| Convert from VCR date | 2023-12-31 | 1.084
| To input dollars | 2023-12-31 | 1.084
| VCR escalation |  | 1
| Start_year | 2025-26
FIRST YEAR
| Option | First year | Option included
| Option 2 | 3 | TRUE
| Option 3 | 3 | TRUE
| Option 4 | Not used | FALSE
| Option 5 | Not used | FALSE
| First year | 3
FLAGS
| Option 1 (base case) | FALSE | FALSE
FALSE
FALSE
| Option 2 | FALSE | FALSE
FALSE
FALSE
| Option 3 | FALSE | FALSE
FALSE
FALSE
| Option 4 | FALSE | FALSE
FALSE
FALSE
| Option 5 | FALSE | FALSE
FALSE
FALSE
Message | !! Capex asset life required !!
!

## Data
CitiPower
Fishermans Bend modernisation
DATA
Options
|  | Not used | Text |  | Flags for compliance project
Option1 | Option 1 (base case) | FALSE |  | Option 1 (base case): No change to existing practices | FALSE
Option2 | Option 2 | FALSE |  |  | FALSE
Option3 | Option 3 | FALSE |  |  | FALSE
Option4 | Option 4 | TRUE | Not used |  | TRUE
Option5 | Option 5 | TRUE | Not used |  | TRUE
Compliance project |  |  | Yes | FALSE
No change to existing practices
Not applicable (compliance)
For conditional formatting of preferred option on Summary :
< Enter description >
Categories
Short categ
| Capital expenditure | -1
| Annualised capex | -1
| Operating expenditure | -1
| Risk mitigated | 1
| Other benefits value | 1
| Net benefits | 1
| Total risk cost | 1
Benefits
|  | Short categ | Flag to include | Units | Defined value
1 | Unserved energy | Energy | FALSE | MWh | FALSE
2 | Safety | Safety | FALSE | $ | TRUE
3 | Unplanned replacement | UnRepl | FALSE | $ | TRUE
4 | Bushfire | Fire | FALSE | $ | TRUE
5 | Reduction in CO2 emissions | Carbon | TRUE | MWh | FALSE
6 | Reliability in worst-served areas | Other | TRUE | MWh | FALSE
7 | Network resilience | Other | TRUE | MWh | FALSE
8 | Enabling solar exports | Other | TRUE | MWh | FALSE
9 | Aesthetics | Other | TRUE | Customers impacted | FALSE
10 | Customer value of time - residential | Other | TRUE | Customer minutes | FALSE
11 | Customer value of time - business | Other | TRUE | Customer minutes | FALSE
12 | Communication | Other | TRUE | Customers impacted | FALSE
13 | Information accessibility | Other | TRUE | Customers impacted | FALSE
Value of benefits
CitiPower
| Reliability in worst-served areas | per MWh | 0
| Network resilience | per MWh | 0
| Enabling solar exports | per MWh | 4220.9954
| Aesthetics | per customer impacted | 0
| Customer value of time - residential | per minute customer time | 0.54769
| Customer value of time - business | per minute customer time | 0.54769
| Communication | per customer impacted | 0
| Information accessibility | per customer impacted | 0
Conversions
| thous_conv | 1000
| mill_conv | 1000000
Message
| Message | Enter asset life
Error message |  | Remove inputs prior to start year
Disproportionate factors applied to various bushfire and other risk valuations
| - Select - |  |  |  | 0
| Harm to property from network |  |  |  | 1
| Harm to property from bushfire |  |  |  | 1
| Harm to environment |  |  |  | 1
| Safety - Public trespass |  |  |  | 1
| Safety - Single fatality or serious injury ^ |  |  |  | 3
| Safety from bushfire in HBRA |  |  |  | 3
| Safety - Multiple fatality or serious injury ^ |  |  |  | 6
| Safety from bushfire (REFCL declared areas) |  |  |  | 6
| Safety from bushfire (electric line construction areas) |  |  |  | 10
Total annualised capex
Energy at risk value
Total other benefits
DROPDOWN LISTS
| Business |  |  |  | Type | Include | Dollar inputs - month |  |  | Not used options | Conversions | Dollar inputs - year | Compliance | Capex first year
| CitiPower | CP | CP: |  | - Select - | 0 | June | 6 | CY | Not used |  | 2026 | No | 2026-27
| Powercor | PA | PAL: |  | Capex | 1899-12-31 | December | 12 | FY |  |  | 2025 | Yes | 2025-26
| United Energy | UE | UE: |  | Opex | [6 empty] | 2024 |  | 2024-25
2023
2022
2021
2020