## Cover
CitiPower
Regulatory proposal 2026-31
Bouverie Queensberry supply area
| Model number: | 3.04
2025-01-31
12

## Summary
CitiPower
Bouverie Queensberry supply area
SUMMARY
RESULTS
|  |  |  | PV of costs | PV of benefits | NPV
| Option |  |  | 2026-06-30 | 2026-06-30 | 2026-06-30
| Option 1 (base case) | No change to existing practices |  | 0 | 0 | 0
| Option 2 | Install a third transformer at BQ and offload VM to BQ |  | -10.7894 | 340.0995 | 329.3101
| Option 3 | Rebuild LS to supply the Arden precinct |  | -37.5116 | 226.9301 | 189.4185
| Option 4 | Rebuild LS and offload BQ and VM to LS |  | -52.1016 | 339.7246 | 287.623
| Option 5 | 0
NPV
| Preferred option: |  |  | 2026-06-30
| Option 2 | Install a third transformer at BQ and offload VM to BQ |  | 329.3101
PREFERRED OPTION
Preferred Option
Option 2
| Expenditure forecast | 2026-06-30 | 2026-27 | 2027-28 | 2028-29 | 2029-30 | 2030-31 |  | Total
| Capital expenditure |  | 10.0733 | 10.0733 | 0 | 0 | 0 |  | 20.1466
| Operating expenditure |  | 0 | 0 | 0 | 0 | 0 |  | 0
CHART
| Capex and risk ($M, 2026) |  | Value of expected unserved energy ($M, 2026)
SENSITIVITIES
| Sensitivity | 2026-06-30 | Option 1 (base case) | Option 2 | Option 3 | Option 4 | Option 5 |  | Preferred option
| None |  | 0 | 329.3101 | 189.4185 | 287.623 |  |  | Option 2
| Capex 10% higher |  | 0 | 328.2312 | 185.6673 | 282.4129 |  |  | Option 2
| Capex 10% lower |  | 0 | 330.3891 | 193.1696 | 292.8332 |  |  | Option 2
| Total benefits 10% higher |  | 0 | 363.3201 | 212.1115 | 321.5955 |  |  | Option 2
| Total benefits 10% lower |  | 0 | 295.3002 | 166.7255 | 253.6506 |  |  | Option 2
| Capex 10% higher & Total benefits 10% lower |  | 0 | 294.2212 | 162.9743 | 248.4404 |  |  | Option 2
| 0 | [7 empty] | #NAME?
| 0 | [6 empty] | 0 | #NAME?
|  | 0 | [6 empty] | #NAME?
0

## Assumptions
CitiPower
Bouverie Queensberry supply area
Project
|  | Business: | CitiPower
|  | Descripton: | Bouverie Queensberry supply area
|  | Date of cost inputs: | December |  | 2023
|  | Option | Description
|  | Option 1 (base case) | No change to existing practices
|  | Option 2 | Install a third transformer at BQ and offload VM to BQ
|  | Option 3 | Rebuild LS to supply the Arden precinct
|  | Option 4 | Rebuild LS and offload BQ and VM to LS
Option 5
|  | Compliance project | No
|  | Expenditure starts | 2025-26 | [start]
Timing & WACC
|  | Input dollars |  |  | 2023-12-31 | [input_dollars]
|  | Pre-tax real WACC |  |  | 3.5% | [real_disc]
|  | VCR date |  |  | 2023-12-31 | [vcr_date]
|  | Analysis period (years) |  |  | 20 | [years]\
|  | Output dollars |  |  | 2026-06-30 | [output_dollars]
|  | Other benefits date |  |  | 2023-12-31 | [custval_date]
|  | Value of CO2 reductions input date |  |  | 2023-06-30
VCR
|  | Enter ZSS code >> | Network average |  | Network average | 43815.4862 | 2023 VCR ($/MWh)
Risks
SAFETY
|  | Value of statistical life |  |  | 5400000 | 2023-06-30
|  | Value of injury |  |  | 0 | 2023-12-31
Disproportionate factors applied to various bushfire and other risk valuations
|  | Harm to property from network |  |  | 1
|  | Harm to property from bushfire |  |  | 1
|  | Harm to environment |  |  | 1
|  | Safety - Public trespass |  |  | 1
|  | Safety - Single fatality or serious injury ^ |  |  | 3
|  | Safety from bushfire in HBRA |  |  | 3
|  | Safety - Multiple fatality or serious injury ^ |  |  | 6
|  | Safety from bushfire (REFCL declared areas) |  |  | 6
|  | Safety from bushfire (electric line construction areas) |  |  | 10
^ Public or employee
|  | Incident type |  |  | Value | Probability | DF selected | Description/comment
|  | Safety (fatality) |  |  | 5607473.5197 | 0 | 0 | 0
|  | Safety (injury) |  |  | 0 | 0 | 0 | 0
UNPLANNED REPLACEMENT/REPAIR
|  | Major failure (replace) |  |  | 0 | 2023-12-31
|  | Minor failure (repair) |  |  | 0 | 2023-12-31
|  | Premium for failure |  |  | 20%
Other benefits
| ENVIRONMENTAL | [7 empty] | 2026-27 | 2027-28 | 2028-29 | 2029-30 | 2030-31 | 2031-32
|  | Value of CO2 reductions |  |  |  | 2023-06-30 | $/kWh |  | 0.02473 | 0.022341 | 0.020196 | 0.018063 | 0.015913 | 0.013715
| CUSTOMER VALUE |  |  |  | Value
|  | Reliability in worst-served areas |  |  | 0 | 2023-12-31 | per MWh
|  | Network resilience |  |  | 0 | 2023-12-31 | per MWh
|  | Enabling solar exports |  |  | 4220.9954 | 2023-12-31 | per MWh
|  | Aesthetics |  |  | 0 | 2023-12-31 | per customer
|  | Customer value of time - residential |  |  | 0.54769 | 2023-12-31 | per customer minute
|  | Customer value of time - business |  |  | 0.54769 | 2023-12-31 | per customer minute
|  | Communication |  |  | 0 | 2023-12-31 | per customer
|  | Information accessibility |  |  | 0 | 2023-12-31 | per customer
Sensitivities
[5 empty] | Capex | Total benefits
| 1 | Capex 10% higher |  |  | 10% | 0%
| 2 | Capex 10% lower |  |  | -10% | 0%
| 3 | Total benefits 10% higher |  |  | 0% | 10%
| 4 | Total benefits 10% lower |  |  | 0% | -10%
| 5 | Capex 10% higher & Total benefits 10% lower |  |  | 10% | -10%

## Option1 (base case)
CitiPower
Bouverie Queensberry supply area
OPTION 1 (base case)
Count |  |  |  |  | 0 | 1 | 2 | 3 | 4 | 5 | 6 | 7 | 8 | 9 | 10 | 11 | 12 | 13 | 14 | 15 | 16 | 17 | 18 | 19 | 20 | 21 | 22 | 23 | 24 | 25
Value of CO2 reductions |  |  |  | $/MWh |  | 24.7305 | 22.3407 | 20.1963 | 18.0629 | 15.9134 | 13.7151 | 13.7151 | 13.7151 | 13.7151 | 13.7151 | 13.7151 | 13.7151 | 13.7151 | 13.7151 | 13.7151 | 13.7151 | 13.7151 | 13.7151 | 13.7151 | 13.7151 | 13.7151 | 13.7151 | 13.7151 | 13.7151 | 13.7151
|  |  |  | Units | 2025-06-30 | 2025-26 | 2026-27 | 2027-28 | 2028-29 | 2029-30 | 2030-31 | 2031-32 | 2032-33 | 2033-34 | 2034-35 | 2035-36 | 2036-37 | 2037-38 | 2038-39 | 2039-40 | 2040-41 | 2041-42 | 2042-43 | 2043-44 | 2044-45 | 2045-46 | 2046-47 | 2047-48 | 2048-49 | 2049-50
INVESTMENT & OPERATING COST
| Capex |  | Asset life (yrs)
| < Enter description > |  | 0 | 2023-12-31 |  | 0 | 0 | 0 | 0 | 0 | 0 | 0 | 0 | 0 | 0 | 0 | 0 | 0 | 0 | 0 | 0 | 0 | 0 | 0 | 0 | 0 | 0 | 0 | 0 | 0
| < Enter description > |  | 0 | 2023-12-31 |  | 0 | 0 | 0 | 0 | 0 | 0 | 0 | 0 | 0 | 0 | 0 | 0 | 0 | 0 | 0 | 0 | 0 | 0 | 0 | 0 | 0 | 0 | 0 | 0 | 0
| < Enter description > |  | 0 | 2023-12-31 |  | 0 | 0 | 0 | 0 | 0 | 0 | 0 | 0 | 0 | 0 | 0 | 0 | 0 | 0 | 0 | 0 | 0 | 0 | 0 | 0 | 0 | 0 | 0 | 0 | 0
| Capital expenditure |  |  | 2023-12-31 |  | 0 | 0 | 0 | 0 | 0 | 0 | 0 | 0 | 0 | 0 | 0 | 0 | 0 | 0 | 0 | 0 | 0 | 0 | 0 | 0 | 0 | 0 | 0 | 0 | 0
| Operating expenditure |  |  | 2023-12-31 |  | 0 | 0 | 0 | 0 | 0 | 0 | 0 | 0 | 0 | 0 | 0 | 0 | 0 | 0 | 0 | 0 | 0 | 0 | 0 | 0 | 0 | 0 | 0 | 0 | 0
RISK ASSUMPTIONS
| PoF (major) |  |  |  |  | 0 | 0 | 0 | 0 | 0 | 0 | 0 | 0 | 0 | 0 | 0 | 0 | 0 | 0 | 0 | 0 | 0 | 0 | 0 | 0 | 0 | 0 | 0 | 0 | 0
| PoF (reparable) |  |  |  |  | 0 | 0 | 0 | 0 | 0 | 0 | 0 | 0 | 0 | 0 | 0 | 0 | 0 | 0 | 0 | 0 | 0 | 0 | 0 | 0 | 0 | 0 | 0 | 0 | 0
| Energy at risk (weighted) |  |  | MWh |  | 28.2943 | 39.8434 | 55.1605 | 344.4876 | 375.2397 | 413.8312 | 487.8182 | 591.2323 | 658.7839 | 658.7839 | 658.7839 | 658.7839 | 658.7839 | 658.7839 | 658.7839 | 658.7839 | 658.7839 | 658.7839 | 658.7839 | 658.7839 | 658.7839 | 658.7839 | 658.7839 | 658.7839 | 658.7839
| Energy at risk value | $/MWh | 43815.4862 | 2023-12-31 |  | 1239730.0697 | 1745759.2322 | 2416885.8121 | 15093891.674 | 16441309.9391 | 18132213.203 | 21373992.3745 | 25905128.7559 | 28864937.943 | 28864937.943 | 28864937.943 | 28864937.943 | 28864937.943 | 28864937.943 | 28864937.943 | 28864937.943 | 28864937.943 | 28864937.943 | 28864937.943 | 28864937.943 | 28864937.943 | 28864937.943 | 28864937.943 | 28864937.943 | 28864937.943
| Safety consequence | (after DF) |  | 2023-12-31 |  | 0 | 0 | 0 | 0 | 0 | 0 | 0 | 0 | 0 | 0 | 0 | 0 | 0 | 0 | 0 | 0 | 0 | 0 | 0 | 0 | 0 | 0 | 0 | 0 | 0
| Unplanned replacements |  |  | 2023-12-31 |  | 0 | 0 | 0 | 0 | 0 | 0 | 0 | 0 | 0 | 0 | 0 | 0 | 0 | 0 | 0 | 0 | 0 | 0 | 0 | 0 | 0 | 0 | 0 | 0 | 0
| Environmental consequence | (after DF) |  | 2023-12-31 |  | 0 | 0 | 0 | 0 | 0 | 0 | 0 | 0 | 0 | 0 | 0 | 0 | 0 | 0 | 0 | 0 | 0 | 0 | 0 | 0 | 0 | 0 | 0 | 0 | 0
| < Other risk - enter description > |  |  | 2023-12-31 |  | 0 | 0 | 0 | 0 | 0 | 0 | 0 | 0 | 0 | 0 | 0 | 0 | 0 | 0 | 0 | 0 | 0 | 0 | 0 | 0 | 0 | 0 | 0 | 0 | 0
| < Other risk - enter description > |  |  | 2023-12-31 |  | 0 | 0 | 0 | 0 | 0 | 0 | 0 | 0 | 0 | 0 | 0 | 0 | 0 | 0 | 0 | 0 | 0 | 0 | 0 | 0 | 0 | 0 | 0 | 0 | 0
| Total risk cost |  |  |  |  | 1239730.0697 | 1745759.2322 | 2416885.8121 | 15093891.674 | 16441309.9391 | 18132213.203 | 21373992.3745 | 25905128.7559 | 28864937.943 | 28864937.943 | 28864937.943 | 28864937.943 | 28864937.943 | 28864937.943 | 28864937.943 | 28864937.943 | 28864937.943 | 28864937.943 | 28864937.943 | 28864937.943 | 28864937.943 | 28864937.943 | 28864937.943 | 28864937.943 | 28864937.943
OTHER BENEFITS
| Reduction in CO2 emissions |  |  | MWh |  | 0 | 0 | 0 | 0 | 0 | 0 | 0 | 0 | 0 | 0 | 0 | 0 | 0 | 0 | 0 | 0 | 0 | 0 | 0 | 0 | 0 | 0 | 0 | 0 | 0
| Value of reduction in CO2 emissions |  |  | $ |  | 0 | 0 | 0 | 0 | 0 | 0 | 0 | 0 | 0 | 0 | 0 | 0 | 0 | 0 | 0 | 0 | 0 | 0 | 0 | 0 | 0 | 0 | 0 | 0 | 0
| Reliability in worst-served areas | $/MWh | 0 | MWh |  | 0 | 0 | 0 | 0 | 0 | 0 | 0 | 0 | 0 | 0 | 0 | 0 | 0 | 0 | 0 | 0 | 0 | 0 | 0 | 0 | 0 | 0 | 0 | 0 | 0
| Network resilience | $/MWh | 0 | MWh |  | 0 | 0 | 0 | 0 | 0 | 0 | 0 | 0 | 0 | 0 | 0 | 0 | 0 | 0 | 0 | 0 | 0 | 0 | 0 | 0 | 0 | 0 | 0 | 0 | 0
| Enabling solar exports | $/MWh | 4220.9954 | MWh |  | 0 | 0 | 0 | 0 | 0 | 0 | 0 | 0 | 0 | 0 | 0 | 0 | 0 | 0 | 0 | 0 | 0 | 0 | 0 | 0 | 0 | 0 | 0 | 0 | 0
| Aesthetics | $/customer | 0 | customers |  | 0 | 0 | 0 | 0 | 0 | 0 | 0 | 0 | 0 | 0 | 0 | 0 | 0 | 0 | 0 | 0 | 0 | 0 | 0 | 0 | 0 | 0 | 0 | 0 | 0
| Customer value of time (res) | $/customer min | 0.54769 | mins |  | 0 | 0 | 0 | 0 | 0 | 0 | 0 | 0 | 0 | 0 | 0 | 0 | 0 | 0 | 0 | 0 | 0 | 0 | 0 | 0 | 0 | 0 | 0 | 0 | 0
| Customer value of time (bus) | $/customer min | 0.54769 | mins |  | 0 | 0 | 0 | 0 | 0 | 0 | 0 | 0 | 0 | 0 | 0 | 0 | 0 | 0 | 0 | 0 | 0 | 0 | 0 | 0 | 0 | 0 | 0 | 0 | 0
| Communication | $/customer | 0 | customers |  | 0 | 0 | 0 | 0 | 0 | 0 | 0 | 0 | 0 | 0 | 0 | 0 | 0 | 0 | 0 | 0 | 0 | 0 | 0 | 0 | 0 | 0 | 0 | 0 | 0
| Information accessibility | $/customer | 0 | customers |  | 0 | 0 | 0 | 0 | 0 | 0 | 0 | 0 | 0 | 0 | 0 | 0 | 0 | 0 | 0 | 0 | 0 | 0 | 0 | 0 | 0 | 0 | 0 | 0 | 0
| Other benefits 1 |  |  | 2023-12-31 |  | 0 | 0 | 0 | 0 | 0 | 0 | 0 | 0 | 0 | 0 | 0 | 0 | 0 | 0 | 0 | 0 | 0 | 0 | 0 | 0 | 0 | 0 | 0 | 0 | 0
| Other benefits 2 |  |  | 2023-12-31 |  | 0 | 0 | 0 | 0 | 0 | 0 | 0 | 0 | 0 | 0 | 0 | 0 | 0 | 0 | 0 | 0 | 0 | 0 | 0 | 0 | 0 | 0 | 0 | 0 | 0
| Total other benefits |  |  | 2023-12-31 |  | 0 | 0 | 0 | 0 | 0 | 0 | 0 | 0 | 0 | 0 | 0 | 0 | 0 | 0 | 0 | 0 | 0 | 0 | 0 | 0 | 0 | 0 | 0 | 0 | 0
SUMMARY
| Risks mitigated vs base case |  |  | 2023-12-31
Capital expenditure
| < Enter description > |  |  | 2023-12-31 |  | 0 | 0 | 0 | 0 | 0 | 0 | 0 | 0 | 0 | 0 | 0 | 0 | 0 | 0 | 0 | 0 | 0 | 0 | 0 | 0 | 0 | 0 | 0 | 0 | 0
| < Enter description > |  |  | 2023-12-31 |  | 0 | 0 | 0 | 0 | 0 | 0 | 0 | 0 | 0 | 0 | 0 | 0 | 0 | 0 | 0 | 0 | 0 | 0 | 0 | 0 | 0 | 0 | 0 | 0 | 0
| < Enter description > |  |  | 2023-12-31 |  | 0 | 0 | 0 | 0 | 0 | 0 | 0 | 0 | 0 | 0 | 0 | 0 | 0 | 0 | 0 | 0 | 0 | 0 | 0 | 0 | 0 | 0 | 0 | 0 | 0
Cumulative capex
| < Enter description > |  |  | 2023-12-31 |  | 0 | 0 | 0 | 0 | 0 | 0 | 0 | 0 | 0 | 0 | 0 | 0 | 0 | 0 | 0 | 0 | 0 | 0 | 0 | 0 | 0 | 0 | 0 | 0 | 0
| < Enter description > |  |  | 2023-12-31 |  | 0 | 0 | 0 | 0 | 0 | 0 | 0 | 0 | 0 | 0 | 0 | 0 | 0 | 0 | 0 | 0 | 0 | 0 | 0 | 0 | 0 | 0 | 0 | 0 | 0
| < Enter description > |  |  | 2023-12-31 |  | 0 | 0 | 0 | 0 | 0 | 0 | 0 | 0 | 0 | 0 | 0 | 0 | 0 | 0 | 0 | 0 | 0 | 0 | 0 | 0 | 0 | 0 | 0 | 0 | 0
Annualised capex
| Annualised capex - < Enter description > |  |  | 2023-12-31 |  | 0 | 0 | 0 | 0 | 0 | 0 | 0 | 0 | 0 | 0 | 0 | 0 | 0 | 0 | 0 | 0 | 0 | 0 | 0 | 0 | 0 | 0 | 0 | 0 | 0
| Annualised capex - < Enter description > |  |  | 2023-12-31 |  | 0 | 0 | 0 | 0 | 0 | 0 | 0 | 0 | 0 | 0 | 0 | 0 | 0 | 0 | 0 | 0 | 0 | 0 | 0 | 0 | 0 | 0 | 0 | 0 | 0
| Annualised capex - < Enter description > |  |  | 2023-12-31 |  | 0 | 0 | 0 | 0 | 0 | 0 | 0 | 0 | 0 | 0 | 0 | 0 | 0 | 0 | 0 | 0 | 0 | 0 | 0 | 0 | 0 | 0 | 0 | 0 | 0
| Total annualised capex |  |  | 2023-12-31 |  | 0 | 0 | 0 | 0 | 0 | 0 | 0 | 0 | 0 | 0 | 0 | 0 | 0 | 0 | 0 | 0 | 0 | 0 | 0 | 0 | 0 | 0 | 0 | 0 | 0
| Annualised capex |  |  | 2023-12-31 |  | 0 | 0 | 0 | 0 | 0 | 0 | 0 | 0 | 0 | 0 | 0 | 0 | 0 | 0 | 0 | 0 | 0 | 0 | 0 | 0 | 0 | 0 | 0 | 0 | 0
| Operating expenditure |  |  | 2023-12-31 |  | 0 | 0 | 0 | 0 | 0 | 0 | 0 | 0 | 0 | 0 | 0 | 0 | 0 | 0 | 0 | 0 | 0 | 0 | 0 | 0 | 0 | 0 | 0 | 0 | 0
| Risk mitigated |  |  | 2023-12-31 |  | 0 | 0 | 0 | 0 | 0 | 0 | 0 | 0 | 0 | 0 | 0 | 0 | 0 | 0 | 0 | 0 | 0 | 0 | 0 | 0 | 0 | 0 | 0 | 0 | 0
| Other benefits value |  |  | 2023-12-31 |  | 0 | 0 | 0 | 0 | 0 | 0 | 0 | 0 | 0 | 0 | 0 | 0 | 0 | 0 | 0 | 0 | 0 | 0 | 0 | 0 | 0 | 0 | 0 | 0 | 0
| Net benefits |  |  | 2023-12-31 |  | 0 | 0 | 0 | 0 | 0 | 0 | 0 | 0 | 0 | 0 | 0 | 0 | 0 | 0 | 0 | 0 | 0 | 0 | 0 | 0 | 0 | 0 | 0 | 0 | 0
SENSITIVITIES
NPV | Net benefits |  |  | Option 1 (Base Case)NPV |  | 0 | 0 | 0 | 0 | 0 | 0 | 0 | 0 | 0 | 0 | 0 | 0 | 0 | 0 | 0 | 0 | 0 | 0 | 0 | 0 | 0 | 0 | 0 | 0 | 0
| Total annualised capex |  |  |  |  | 0 | 0 | 0 | 0 | 0 | 0 | 0 | 0 | 0 | 0 | 0 | 0 | 0 | 0 | 0 | 0 | 0 | 0 | 0 | 0 | 0 | 0 | 0 | 0 | 0
| Total benefits |  |  |  |  | 0 | 0 | 0 | 0 | 0 | 0 | 0 | 0 | 0 | 0 | 0 | 0 | 0 | 0 | 0 | 0 | 0 | 0 | 0 | 0 | 0 | 0 | 0 | 0 | 0
|  | Capex | Total benefits
sens1 | Capex 10% higher | 10% | 0% | Option 1 (Base Case)sens1 |  | 0 | 0 | 0 | 0 | 0 | 0 | 0 | 0 | 0 | 0 | 0 | 0 | 0 | 0 | 0 | 0 | 0 | 0 | 0 | 0 | 0 | 0 | 0 | 0 | 0
sens2 | Capex 10% lower | -10% | 0% | Option 1 (Base Case)sens2 |  | 0 | 0 | 0 | 0 | 0 | 0 | 0 | 0 | 0 | 0 | 0 | 0 | 0 | 0 | 0 | 0 | 0 | 0 | 0 | 0 | 0 | 0 | 0 | 0 | 0
sens3 | Total benefits 10% higher | 0% | 10% | Option 1 (Base Case)sens3 |  | 0 | 0 | 0 | 0 | 0 | 0 | 0 | 0 | 0 | 0 | 0 | 0 | 0 | 0 | 0 | 0 | 0 | 0 | 0 | 0 | 0 | 0 | 0 | 0 | 0
sens4 | Total benefits 10% lower | 0% | -10% | Option 1 (Base Case)sens4 |  | 0 | 0 | 0 | 0 | 0 | 0 | 0 | 0 | 0 | 0 | 0 | 0 | 0 | 0 | 0 | 0 | 0 | 0 | 0 | 0 | 0 | 0 | 0 | 0 | 0
sens5 | Capex 10% higher & Total benefits 10% lower | 10% | -10% | Option 1 (Base Case)sens5 |  | 0 | 0 | 0 | 0 | 0 | 0 | 0 | 0 | 0 | 0 | 0 | 0 | 0 | 0 | 0 | 0 | 0 | 0 | 0 | 0 | 0 | 0 | 0 | 0 | 0
sens | 0 | 0% | 0% | Option 1 (Base Case)sens |  | 0 | 0 | 0 | 0 | 0 | 0 | 0 | 0 | 0 | 0 | 0 | 0 | 0 | 0 | 0 | 0 | 0 | 0 | 0 | 0 | 0 | 0 | 0 | 0 | 0
sens | 0 | 0% | 0% | Option 1 (Base Case)sens |  | 0 | 0 | 0 | 0 | 0 | 0 | 0 | 0 | 0 | 0 | 0 | 0 | 0 | 0 | 0 | 0 | 0 | 0 | 0 | 0 | 0 | 0 | 0 | 0 | 0
sens | 0 | 0% | 0% | Option 1 (Base Case)sens |  | 0 | 0 | 0 | 0 | 0 | 0 | 0 | 0 | 0 | 0 | 0 | 0 | 0 | 0 | 0 | 0 | 0 | 0 | 0 | 0 | 0 | 0 | 0 | 0 | 0

## Option2
CitiPower
Bouverie Queensberry supply area
OPTION 2 | Install a third transformer at BQ and offload VM to BQ
Count |  |  |  |  | 1 | 2 | 3 | 4 | 5 | 6 | 7 | 8 | 9 | 10 | 11 | 12 | 13 | 14 | 15 | 16 | 17 | 18 | 19 | 20 | 21 | 22 | 23 | 24 | 25
Value of CO2 reductions |  |  |  | $/MWh | 24.7305 | 22.3407 | 20.1963 | 18.0629 | 15.9134 | 13.7151 | 13.7151 | 13.7151 | 13.7151 | 13.7151 | 13.7151 | 13.7151 | 13.7151 | 13.7151 | 13.7151 | 13.7151 | 13.7151 | 13.7151 | 13.7151 | 13.7151 | 13.7151 | 13.7151 | 13.7151 | 13.7151 | 13.7151
|  |  |  | Units | 2025-26 | 2026-27 | 2027-28 | 2028-29 | 2029-30 | 2030-31 | 2031-32 | 2032-33 | 2033-34 | 2034-35 | 2035-36 | 2036-37 | 2037-38 | 2038-39 | 2039-40 | 2040-41 | 2041-42 | 2042-43 | 2043-44 | 2044-45 | 2045-46 | 2046-47 | 2047-48 | 2048-49 | 2049-50
INVESTMENT & OPERATING COST
| Capex |  | Asset life (yrs)
| BQ 3rd Transformer installation with Arden Precinct new loads and offloading VM to BQ |  | 50 | 2023-12-31 | 0 | 9051294 | 9051294 | 0 | 0 | 0 | 0 | 0 | 0 | 0 | 0 | 0 | 0 | 0 | 0 | 0 | 0 | 0 | 0 | 0 | 0 | 0 | 0 | 0 | 0
|  |  |  | 2023-12-31 | 0 | 0 | 0 | 0 | 0 | 0 | 0 | 0 | 0 | 0 | 0 | 0 | 0 | 0 | 0 | 0 | 0 | 0 | 0 | 0 | 0 | 0 | 0 | 0 | 0
|  |  |  | 2023-12-31 | 0 | 0 | 0 | 0 | 0 | 0 | 0 | 0 | 0 | 0 | 0 | 0 | 0 | 0 | 0 | 0 | 0 | 0 | 0 | 0 | 0 | 0 | 0 | 0 | 0
| Capital expenditure |  |  | 2023-12-31 | 0 | 9051294 | 9051294 | 0 | 0 | 0 | 0 | 0 | 0 | 0 | 0 | 0 | 0 | 0 | 0 | 0 | 0 | 0 | 0 | 0 | 0 | 0 | 0 | 0 | 0
| Operating expenditure |  |  | 2023-12-31 | 0 | 0 | 0 | 0 | 0 | 0 | 0 | 0 | 0 | 0 | 0 | 0 | 0 | 0 | 0 | 0 | 0 | 0 | 0 | 0 | 0 | 0 | 0 | 0 | 0
RISK ASSUMPTIONS
| PoF (major) |  |  |  | 0 | 0 | 0 | 0 | 0 | 0 | 0 | 0 | 0 | 0 | 0 | 0 | 0 | 0 | 0 | 0 | 0 | 0 | 0 | 0 | 0 | 0 | 0 | 0 | 0
| PoF (reparable) |  |  |  | 0 | 0 | 0 | 0 | 0 | 0 | 0 | 0 | 0 | 0 | 0 | 0 | 0 | 0 | 0 | 0 | 0 | 0 | 0 | 0 | 0 | 0 | 0 | 0 | 0
| Energy at risk (weighted) |  |  | MWh | 28.2943 | 39.8434 | 55.1605 | 0.83121 | 1.4383 | 2.0848 | 3.6687 | 6.9306 | 9.22 | 9.22 | 9.22 | 9.22 | 9.22 | 9.22 | 9.22 | 9.22 | 9.22 | 9.22 | 9.22 | 9.22 | 9.22 | 9.22 | 9.22 | 9.22 | 9.22
| Energy at risk value | $/MWh | 43815.4862 | 2023-12-31 | 1239730.0697 | 1745759.2322 | 2416885.8121 | 36419.7774 | 63020.8155 | 91347.2401 | 160743.7768 | 303667.242 | 403978.706 | 403978.706 | 403978.706 | 403978.706 | 403978.706 | 403978.706 | 403978.706 | 403978.706 | 403978.706 | 403978.706 | 403978.706 | 403978.706 | 403978.706 | 403978.706 | 403978.706 | 403978.706 | 403978.706
| Safety consequence | (after DF) |  | 2023-12-31 | 0 | 0 | 0 | 0 | 0 | 0 | 0 | 0 | 0 | 0 | 0 | 0 | 0 | 0 | 0 | 0 | 0 | 0 | 0 | 0 | 0 | 0 | 0 | 0 | 0
| Unplanned replacements |  |  | 2023-12-31 | 0 | 0 | 0 | 0 | 0 | 0 | 0 | 0 | 0 | 0 | 0 | 0 | 0 | 0 | 0 | 0 | 0 | 0 | 0 | 0 | 0 | 0 | 0 | 0 | 0
| Environmental consequence | (after DF) |  | 2023-12-31 | 0 | 0 | 0 | 0 | 0 | 0 | 0 | 0 | 0 | 0 | 0 | 0 | 0 | 0 | 0 | 0 | 0 | 0 | 0 | 0 | 0 | 0 | 0 | 0 | 0
| < Other risk - enter description > |  |  | 2023-12-31 | 0 | 0 | 0 | 0 | 0 | 0 | 0 | 0 | 0 | 0 | 0 | 0 | 0 | 0 | 0 | 0 | 0 | 0 | 0 | 0 | 0 | 0 | 0 | 0 | 0
| < Other risk - enter description > |  |  | 2023-12-31 | 0 | 0 | 0 | 0 | 0 | 0 | 0 | 0 | 0 | 0 | 0 | 0 | 0 | 0 | 0 | 0 | 0 | 0 | 0 | 0 | 0 | 0 | 0 | 0 | 0
| Total risk cost |  |  |  | 1239730.0697 | 1745759.2322 | 2416885.8121 | 36419.7774 | 63020.8155 | 91347.2401 | 160743.7768 | 303667.242 | 403978.706 | 403978.706 | 403978.706 | 403978.706 | 403978.706 | 403978.706 | 403978.706 | 403978.706 | 403978.706 | 403978.706 | 403978.706 | 403978.706 | 403978.706 | 403978.706 | 403978.706 | 403978.706 | 403978.706
OTHER BENEFITS
| Reduction in CO2 emissions |  |  | MWh | 0 | 0 | 0 | 0 | 0 | 0 | 0 | 0 | 0 | 0 | 0 | 0 | 0 | 0 | 0 | 0 | 0 | 0 | 0 | 0 | 0 | 0 | 0 | 0 | 0
| Value of reduction in CO2 emissions |  |  | $ | 0 | 0 | 0 | 0 | 0 | 0 | 0 | 0 | 0 | 0 | 0 | 0 | 0 | 0 | 0 | 0 | 0 | 0 | 0 | 0 | 0 | 0 | 0 | 0 | 0
| Reliability in worst-served areas | $/MWh | 0 | MWh | 0 | 0 | 0 | 0 | 0 | 0 | 0 | 0 | 0 | 0 | 0 | 0 | 0 | 0 | 0 | 0 | 0 | 0 | 0 | 0 | 0 | 0 | 0 | 0 | 0
| Network resilience | $/MWh | 0 | MWh | 0 | 0 | 0 | 0 | 0 | 0 | 0 | 0 | 0 | 0 | 0 | 0 | 0 | 0 | 0 | 0 | 0 | 0 | 0 | 0 | 0 | 0 | 0 | 0 | 0
| Enabling solar exports | $/MWh | 4220.9954 | MWh | 0 | 0 | 0 | 0 | 0 | 0 | 0 | 0 | 0 | 0 | 0 | 0 | 0 | 0 | 0 | 0 | 0 | 0 | 0 | 0 | 0 | 0 | 0 | 0 | 0
| Aesthetics | $/customer | 0 | customers | 0 | 0 | 0 | 0 | 0 | 0 | 0 | 0 | 0 | 0 | 0 | 0 | 0 | 0 | 0 | 0 | 0 | 0 | 0 | 0 | 0 | 0 | 0 | 0 | 0
| Customer value of time (res) | $/customer min | 0.54769 | mins | 0 | 0 | 0 | 0 | 0 | 0 | 0 | 0 | 0 | 0 | 0 | 0 | 0 | 0 | 0 | 0 | 0 | 0 | 0 | 0 | 0 | 0 | 0 | 0 | 0
| Customer value of time (bus) | $/customer min | 0.54769 | mins | 0 | 0 | 0 | 0 | 0 | 0 | 0 | 0 | 0 | 0 | 0 | 0 | 0 | 0 | 0 | 0 | 0 | 0 | 0 | 0 | 0 | 0 | 0 | 0 | 0
| Communication | $/customer | 0 | customers | 0 | 0 | 0 | 0 | 0 | 0 | 0 | 0 | 0 | 0 | 0 | 0 | 0 | 0 | 0 | 0 | 0 | 0 | 0 | 0 | 0 | 0 | 0 | 0 | 0
| Information accessibility | $/customer | 0 | customers | 0 | 0 | 0 | 0 | 0 | 0 | 0 | 0 | 0 | 0 | 0 | 0 | 0 | 0 | 0 | 0 | 0 | 0 | 0 | 0 | 0 | 0 | 0 | 0 | 0
| Other benefits 1 |  |  | 2023-12-31 | 0 | 0 | 0 | 0 | 0 | 0 | 0 | 0 | 0 | 0 | 0 | 0 | 0 | 0 | 0 | 0 | 0 | 0 | 0 | 0 | 0 | 0 | 0 | 0 | 0
| Other benefits 2 |  |  | 2023-12-31 | 0 | 0 | 0 | 0 | 0 | 0 | 0 | 0 | 0 | 0 | 0 | 0 | 0 | 0 | 0 | 0 | 0 | 0 | 0 | 0 | 0 | 0 | 0 | 0 | 0
| Total other benefits |  |  | 2023-12-31 | 0 | 0 | 0 | 0 | 0 | 0 | 0 | 0 | 0 | 0 | 0 | 0 | 0 | 0 | 0 | 0 | 0 | 0 | 0 | 0 | 0 | 0 | 0 | 0 | 0
SUMMARY
| Risks mitigated vs base case |  |  | 2023-12-31 | 0 | 0 | 0 | 15057471.8966 | 16378289.1236 | 18040865.963 | 21213248.5977 | 25601461.5139 | 28460959.237 | 28460959.237 | 28460959.237 | 28460959.237 | 28460959.237 | 28460959.237 | 28460959.237 | 28460959.237 | 28460959.237 | 28460959.237 | 28460959.237 | 28460959.237 | 28460959.237 | 28460959.237 | 28460959.237 | 28460959.237 | 28460959.237
Capital expenditure
| BQ 3rd Transformer installation with Arden Precinct new loads and offloading VM to BQ |  |  | 2023-12-31 | 0 | -9051294 | -9051294 | 0 | 0 | 0 | 0 | 0 | 0 | 0 | 0 | 0 | 0 | 0 | 0 | 0 | 0 | 0 | 0 | 0 | 0 | 0 | 0 | 0 | 0
| 0 |  |  | 2023-12-31 | 0 | 0 | 0 | 0 | 0 | 0 | 0 | 0 | 0 | 0 | 0 | 0 | 0 | 0 | 0 | 0 | 0 | 0 | 0 | 0 | 0 | 0 | 0 | 0 | 0
| 0 |  |  | 2023-12-31 | 0 | 0 | 0 | 0 | 0 | 0 | 0 | 0 | 0 | 0 | 0 | 0 | 0 | 0 | 0 | 0 | 0 | 0 | 0 | 0 | 0 | 0 | 0 | 0 | 0
Cumulative capex
| BQ 3rd Transformer installation with Arden Precinct new loads and offloading VM to BQ |  |  | 2023-12-31 | 0 | -9051294 | -18102588 | -18102588 | -18102588 | -18102588 | -18102588 | -18102588 | -18102588 | -18102588 | -18102588 | -18102588 | -18102588 | -18102588 | -18102588 | -18102588 | -18102588 | -18102588 | -18102588 | -18102588 | -18102588 | -18102588 | -18102588 | -18102588 | -18102588
| 0 |  |  | 2023-12-31 | 0 | 0 | 0 | 0 | 0 | 0 | 0 | 0 | 0 | 0 | 0 | 0 | 0 | 0 | 0 | 0 | 0 | 0 | 0 | 0 | 0 | 0 | 0 | 0 | 0
| 0 |  |  | 2023-12-31 | 0 | 0 | 0 | 0 | 0 | 0 | 0 | 0 | 0 | 0 | 0 | 0 | 0 | 0 | 0 | 0 | 0 | 0 | 0 | 0 | 0 | 0 | 0 | 0 | 0
Annualised capex
| Annualised capex - BQ 3rd Transformer installation with Arden Precinct new loads and offloading VM to BQ |  |  | 2023-12-31 | 0 | 0 | -385890.2396 | -771780.4792 | -771780.4792 | -771780.4792 | -771780.4792 | -771780.4792 | -771780.4792 | -771780.4792 | -771780.4792 | -771780.4792 | -771780.4792 | -771780.4792 | -771780.4792 | -771780.4792 | -771780.4792 | -771780.4792 | -771780.4792 | -771780.4792 | -771780.4792 | -771780.4792 | -771780.4792 | -771780.4792 | -771780.4792
| Annualised capex - |  |  | 2023-12-31 | 0 | 0 | 0 | 0 | 0 | 0 | 0 | 0 | 0 | 0 | 0 | 0 | 0 | 0 | 0 | 0 | 0 | 0 | 0 | 0 | 0 | 0 | 0 | 0 | 0
| Annualised capex - |  |  | 2023-12-31 | 0 | 0 | 0 | 0 | 0 | 0 | 0 | 0 | 0 | 0 | 0 | 0 | 0 | 0 | 0 | 0 | 0 | 0 | 0 | 0 | 0 | 0 | 0 | 0 | 0
| Total annualised capex |  |  | 2023-12-31 | 0 | 0 | -385890.2396 | -771780.4792 | -771780.4792 | -771780.4792 | -771780.4792 | -771780.4792 | -771780.4792 | -771780.4792 | -771780.4792 | -771780.4792 | -771780.4792 | -771780.4792 | -771780.4792 | -771780.4792 | -771780.4792 | -771780.4792 | -771780.4792 | -771780.4792 | -771780.4792 | -771780.4792 | -771780.4792 | -771780.4792 | -771780.4792
| Annualised capex |  |  | 2023-12-31 | 0 | 0 | -385890.2396 | -771780.4792 | -771780.4792 | -771780.4792 | -771780.4792 | -771780.4792 | -771780.4792 | -771780.4792 | -771780.4792 | -771780.4792 | -771780.4792 | -771780.4792 | -771780.4792 | -771780.4792 | -771780.4792 | -771780.4792 | -771780.4792 | -771780.4792 | -771780.4792 | -771780.4792 | -771780.4792 | -771780.4792 | -771780.4792
| Operating expenditure |  |  | 2023-12-31 | 0 | 0 | 0 | 0 | 0 | 0 | 0 | 0 | 0 | 0 | 0 | 0 | 0 | 0 | 0 | 0 | 0 | 0 | 0 | 0 | 0 | 0 | 0 | 0 | 0
| Risk mitigated |  |  | 2023-12-31 | 0 | 0 | 0 | 15057471.8966 | 16378289.1236 | 18040865.963 | 21213248.5977 | 25601461.5139 | 28460959.237 | 28460959.237 | 28460959.237 | 28460959.237 | 28460959.237 | 28460959.237 | 28460959.237 | 28460959.237 | 28460959.237 | 28460959.237 | 28460959.237 | 28460959.237 | 28460959.237 | 28460959.237 | 28460959.237 | 28460959.237 | 28460959.237
| Other benefits value |  |  | 2023-12-31 | 0 | 0 | 0 | 0 | 0 | 0 | 0 | 0 | 0 | 0 | 0 | 0 | 0 | 0 | 0 | 0 | 0 | 0 | 0 | 0 | 0 | 0 | 0 | 0 | 0
| Net benefits |  |  | 2023-12-31 | 0 | 0 | -385890.2396 | 14285691.4175 | 15606508.6444 | 17269085.4838 | 20441468.1185 | 24829681.0348 | 27689178.7578 | 27689178.7578 | 27689178.7578 | 27689178.7578 | 27689178.7578 | 27689178.7578 | 27689178.7578 | 27689178.7578 | 27689178.7578 | 27689178.7578 | 27689178.7578 | 27689178.7578 | 27689178.7578 | 27689178.7578 | 27689178.7578 | 27689178.7578 | 27689178.7578
| First capex year |  |  | 2
| First year |  |  | 2
SENSITIVITIES
NPV | Net benefits |  |  | Option 2NPV | 0 | 0 | -385890.2396 | 14285691.4175 | 15606508.6444 | 17269085.4838 | 20441468.1185 | 24829681.0348 | 27689178.7578 | 27689178.7578 | 27689178.7578 | 27689178.7578 | 27689178.7578 | 27689178.7578 | 27689178.7578 | 27689178.7578 | 27689178.7578 | 27689178.7578 | 27689178.7578 | 27689178.7578 | 27689178.7578 | 27689178.7578 | 27689178.7578 | 27689178.7578 | 27689178.7578
| Total annualised capex |  |  |  | 0 | 0 | -385890.2396 | -771780.4792 | -771780.4792 | -771780.4792 | -771780.4792 | -771780.4792 | -771780.4792 | -771780.4792 | -771780.4792 | -771780.4792 | -771780.4792 | -771780.4792 | -771780.4792 | -771780.4792 | -771780.4792 | -771780.4792 | -771780.4792 | -771780.4792 | -771780.4792 | -771780.4792 | -771780.4792 | -771780.4792 | -771780.4792
| Total benefits |  |  |  | 0 | 0 | 0 | 15057471.8966 | 16378289.1236 | 18040865.963 | 21213248.5977 | 25601461.5139 | 28460959.237 | 28460959.237 | 28460959.237 | 28460959.237 | 28460959.237 | 28460959.237 | 28460959.237 | 28460959.237 | 28460959.237 | 28460959.237 | 28460959.237 | 28460959.237 | 28460959.237 | 28460959.237 | 28460959.237 | 28460959.237 | 28460959.237
|  | Capex | Total benefits
sens1 | Capex 10% higher | 10% | 0% | Option 2sens1 | 0 | 0 | -424479.2636 | 14208513.3695 | 15529330.5965 | 17191907.4358 | 20364290.0705 | 24752502.9868 | 27612000.7098 | 27612000.7098 | 27612000.7098 | 27612000.7098 | 27612000.7098 | 27612000.7098 | 27612000.7098 | 27612000.7098 | 27612000.7098 | 27612000.7098 | 27612000.7098 | 27612000.7098 | 27612000.7098 | 27612000.7098 | 27612000.7098 | 27612000.7098 | 27612000.7098
sens2 | Capex 10% lower | -10% | 0% | Option 2sens2 | 0 | 0 | -347301.2156 | 14362869.4654 | 15683686.6923 | 17346263.5317 | 20518646.1664 | 24906859.0827 | 27766356.8057 | 27766356.8057 | 27766356.8057 | 27766356.8057 | 27766356.8057 | 27766356.8057 | 27766356.8057 | 27766356.8057 | 27766356.8057 | 27766356.8057 | 27766356.8057 | 27766356.8057 | 27766356.8057 | 27766356.8057 | 27766356.8057 | 27766356.8057 | 27766356.8057
sens3 | Total benefits 10% higher | 0% | 10% | Option 2sens3 | 0 | 0 | -385890.2396 | 15791438.6071 | 17244337.5568 | 19073172.0801 | 22562792.9782 | 27389827.1861 | 30535274.6815 | 30535274.6815 | 30535274.6815 | 30535274.6815 | 30535274.6815 | 30535274.6815 | 30535274.6815 | 30535274.6815 | 30535274.6815 | 30535274.6815 | 30535274.6815 | 30535274.6815 | 30535274.6815 | 30535274.6815 | 30535274.6815 | 30535274.6815 | 30535274.6815
sens4 | Total benefits 10% lower | 0% | -10% | Option 2sens4 | 0 | 0 | -385890.2396 | 12779944.2278 | 13968679.732 | 15464998.8875 | 18320143.2587 | 22269534.8834 | 24843082.8341 | 24843082.8341 | 24843082.8341 | 24843082.8341 | 24843082.8341 | 24843082.8341 | 24843082.8341 | 24843082.8341 | 24843082.8341 | 24843082.8341 | 24843082.8341 | 24843082.8341 | 24843082.8341 | 24843082.8341 | 24843082.8341 | 24843082.8341 | 24843082.8341
sens5 | Capex 10% higher & Total benefits 10% lower | 10% | -10% | Option 2sens5 | 0 | 0 | -424479.2636 | 12702766.1799 | 13891501.6841 | 15387820.8396 | 18242965.2108 | 22192356.8354 | 24765904.7861 | 24765904.7861 | 24765904.7861 | 24765904.7861 | 24765904.7861 | 24765904.7861 | 24765904.7861 | 24765904.7861 | 24765904.7861 | 24765904.7861 | 24765904.7861 | 24765904.7861 | 24765904.7861 | 24765904.7861 | 24765904.7861 | 24765904.7861 | 24765904.7861
sens | 0 | 0% | 0% | Option 2sens | 0 | 0 | -385890.2396 | 14285691.4175 | 15606508.6444 | 17269085.4838 | 20441468.1185 | 24829681.0348 | 27689178.7578 | 27689178.7578 | 27689178.7578 | 27689178.7578 | 27689178.7578 | 27689178.7578 | 27689178.7578 | 27689178.7578 | 27689178.7578 | 27689178.7578 | 27689178.7578 | 27689178.7578 | 27689178.7578 | 27689178.7578 | 27689178.7578 | 27689178.7578 | 27689178.7578
sens | 0 | 0% | 0% | Option 2sens | 0 | 0 | -385890.2396 | 14285691.4175 | 15606508.6444 | 17269085.4838 | 20441468.1185 | 24829681.0348 | 27689178.7578 | 27689178.7578 | 27689178.7578 | 27689178.7578 | 27689178.7578 | 27689178.7578 | 27689178.7578 | 27689178.7578 | 27689178.7578 | 27689178.7578 | 27689178.7578 | 27689178.7578 | 27689178.7578 | 27689178.7578 | 27689178.7578 | 27689178.7578 | 27689178.7578
sens | 0 | 0% | 0% | Option 2sens | 0 | 0 | -385890.2396 | 14285691.4175 | 15606508.6444 | 17269085.4838 | 20441468.1185 | 24829681.0348 | 27689178.7578 | 27689178.7578 | 27689178.7578 | 27689178.7578 | 27689178.7578 | 27689178.7578 | 27689178.7578 | 27689178.7578 | 27689178.7578 | 27689178.7578 | 27689178.7578 | 27689178.7578 | 27689178.7578 | 27689178.7578 | 27689178.7578 | 27689178.7578 | 27689178.7578

## Option3
CitiPower
Bouverie Queensberry supply area
OPTION 3 | Rebuild LS to supply the Arden precinct
Count |  |  |  |  | 1 | 2 | 3 | 4 | 5 | 6 | 7 | 8 | 9 | 10 | 11 | 12 | 13 | 14 | 15 | 16 | 17 | 18 | 19 | 20 | 21 | 22 | 23 | 24 | 25
Value of CO2 reductions |  |  |  | $/MWh | 24.7305 | 22.3407 | 20.1963 | 18.0629 | 15.9134 | 13.7151 | 13.7151 | 13.7151 | 13.7151 | 13.7151 | 13.7151 | 13.7151 | 13.7151 | 13.7151 | 13.7151 | 13.7151 | 13.7151 | 13.7151 | 13.7151 | 13.7151 | 13.7151 | 13.7151 | 13.7151 | 13.7151 | 13.7151
|  |  |  | Units | 2025-26 | 2026-27 | 2027-28 | 2028-29 | 2029-30 | 2030-31 | 2031-32 | 2032-33 | 2033-34 | 2034-35 | 2035-36 | 2036-37 | 2037-38 | 2038-39 | 2039-40 | 2040-41 | 2041-42 | 2042-43 | 2043-44 | 2044-45 | 2045-46 | 2046-47 | 2047-48 | 2048-49 | 2049-50
INVESTMENT & OPERATING COST
| Capex |  | Asset life (yrs)
| Laurens Street (LS) zone substation rebuild with Arden Precinct loads |  | 50 | 2023-12-31 | 0 | 31468750 | 31468750 | 0 | 0 | 0 | 0 | 0 | 0 | 0 | 0 | 0 | 0 | 0 | 0 | 0 | 0 | 0 | 0 | 0 | 0 | 0 | 0 | 0 | 0
|  |  |  | 2023-12-31 | 0 | 0 | 0 | 0 | 0 | 0 | 0 | 0 | 0 | 0 | 0 | 0 | 0 | 0 | 0 | 0 | 0 | 0 | 0 | 0 | 0 | 0 | 0 | 0 | 0
|  |  |  | 2023-12-31 | 0 | 0 | 0 | 0 | 0 | 0 | 0 | 0 | 0 | 0 | 0 | 0 | 0 | 0 | 0 | 0 | 0 | 0 | 0 | 0 | 0 | 0 | 0 | 0 | 0
| Capital expenditure |  |  | 2023-12-31 | 0 | 31468750 | 31468750 | 0 | 0 | 0 | 0 | 0 | 0 | 0 | 0 | 0 | 0 | 0 | 0 | 0 | 0 | 0 | 0 | 0 | 0 | 0 | 0 | 0 | 0
| Operating expenditure |  |  | 2023-12-31 | 0 | 0 | 0 | 0 | 0 | 0 | 0 | 0 | 0 | 0 | 0 | 0 | 0 | 0 | 0 | 0 | 0 | 0 | 0 | 0 | 0 | 0 | 0 | 0 | 0
RISK ASSUMPTIONS
| PoF (major) |  |  |  | 0 | 0 | 0 | 0 | 0 | 0 | 0 | 0 | 0 | 0 | 0 | 0 | 0 | 0 | 0 | 0 | 0 | 0 | 0 | 0 | 0 | 0 | 0 | 0 | 0
| PoF (reparable) |  |  |  | 0 | 0 | 0 | 0 | 0 | 0 | 0 | 0 | 0 | 0 | 0 | 0 | 0 | 0 | 0 | 0 | 0 | 0 | 0 | 0 | 0 | 0 | 0 | 0 | 0
| Energy at risk (weighted) |  |  | MWh | 28.2943 | 39.8434 | 55.1605 | 72.3358 | 87.3786 | 105.5946 | 141.9057 | 201.6141 | 240.0298 | 240.0298 | 240.0298 | 240.0298 | 240.0298 | 240.0298 | 240.0298 | 240.0298 | 240.0298 | 240.0298 | 240.0298 | 240.0298 | 240.0298 | 240.0298 | 240.0298 | 240.0298 | 240.0298
| Energy at risk value | $/MWh | 43815.4862 | 2023-12-31 | 1239730.0697 | 1745759.2322 | 2416885.8121 | 3169426.965 | 3828536.93 | 4626680.5448 | 6217666.4727 | 8833819.1321 | 10517024.2241 | 10517024.2241 | 10517024.2241 | 10517024.2241 | 10517024.2241 | 10517024.2241 | 10517024.2241 | 10517024.2241 | 10517024.2241 | 10517024.2241 | 10517024.2241 | 10517024.2241 | 10517024.2241 | 10517024.2241 | 10517024.2241 | 10517024.2241 | 10517024.2241
| Safety consequence | (after DF) |  | 2023-12-31 | 0 | 0 | 0 | 0 | 0 | 0 | 0 | 0 | 0 | 0 | 0 | 0 | 0 | 0 | 0 | 0 | 0 | 0 | 0 | 0 | 0 | 0 | 0 | 0 | 0
| Unplanned replacements |  |  | 2023-12-31 | 0 | 0 | 0 | 0 | 0 | 0 | 0 | 0 | 0 | 0 | 0 | 0 | 0 | 0 | 0 | 0 | 0 | 0 | 0 | 0 | 0 | 0 | 0 | 0 | 0
| Environmental consequence | (after DF) |  | 2023-12-31 | 0 | 0 | 0 | 0 | 0 | 0 | 0 | 0 | 0 | 0 | 0 | 0 | 0 | 0 | 0 | 0 | 0 | 0 | 0 | 0 | 0 | 0 | 0 | 0 | 0
| < Other risk - enter description > |  |  | 2023-12-31 | 0 | 0 | 0 | 0 | 0 | 0 | 0 | 0 | 0 | 0 | 0 | 0 | 0 | 0 | 0 | 0 | 0 | 0 | 0 | 0 | 0 | 0 | 0 | 0 | 0
| < Other risk - enter description > |  |  | 2023-12-31 | 0 | 0 | 0 | 0 | 0 | 0 | 0 | 0 | 0 | 0 | 0 | 0 | 0 | 0 | 0 | 0 | 0 | 0 | 0 | 0 | 0 | 0 | 0 | 0 | 0
| Total risk cost |  |  |  | 1239730.0697 | 1745759.2322 | 2416885.8121 | 3169426.965 | 3828536.93 | 4626680.5448 | 6217666.4727 | 8833819.1321 | 10517024.2241 | 10517024.2241 | 10517024.2241 | 10517024.2241 | 10517024.2241 | 10517024.2241 | 10517024.2241 | 10517024.2241 | 10517024.2241 | 10517024.2241 | 10517024.2241 | 10517024.2241 | 10517024.2241 | 10517024.2241 | 10517024.2241 | 10517024.2241 | 10517024.2241
OTHER BENEFITS
| Reduction in CO2 emissions |  |  | MWh | 0 | 0 | 0 | 0 | 0 | 0 | 0 | 0 | 0 | 0 | 0 | 0 | 0 | 0 | 0 | 0 | 0 | 0 | 0 | 0 | 0 | 0 | 0 | 0 | 0
| Value of reduction in CO2 emissions |  |  | $ | 0 | 0 | 0 | 0 | 0 | 0 | 0 | 0 | 0 | 0 | 0 | 0 | 0 | 0 | 0 | 0 | 0 | 0 | 0 | 0 | 0 | 0 | 0 | 0 | 0
| Reliability in worst-served areas | $/MWh | 0 | MWh | 0 | 0 | 0 | 0 | 0 | 0 | 0 | 0 | 0 | 0 | 0 | 0 | 0 | 0 | 0 | 0 | 0 | 0 | 0 | 0 | 0 | 0 | 0 | 0 | 0
| Network resilience | $/MWh | 0 | MWh | 0 | 0 | 0 | 0 | 0 | 0 | 0 | 0 | 0 | 0 | 0 | 0 | 0 | 0 | 0 | 0 | 0 | 0 | 0 | 0 | 0 | 0 | 0 | 0 | 0
| Enabling solar exports | $/MWh | 4220.9954 | MWh | 0 | 0 | 0 | 0 | 0 | 0 | 0 | 0 | 0 | 0 | 0 | 0 | 0 | 0 | 0 | 0 | 0 | 0 | 0 | 0 | 0 | 0 | 0 | 0 | 0
| Aesthetics | $/customer | 0 | customers | 0 | 0 | 0 | 0 | 0 | 0 | 0 | 0 | 0 | 0 | 0 | 0 | 0 | 0 | 0 | 0 | 0 | 0 | 0 | 0 | 0 | 0 | 0 | 0 | 0
| Customer value of time (res) | $/customer min | 0.54769 | mins | 0 | 0 | 0 | 0 | 0 | 0 | 0 | 0 | 0 | 0 | 0 | 0 | 0 | 0 | 0 | 0 | 0 | 0 | 0 | 0 | 0 | 0 | 0 | 0 | 0
| Customer value of time (bus) | $/customer min | 0.54769 | mins | 0 | 0 | 0 | 0 | 0 | 0 | 0 | 0 | 0 | 0 | 0 | 0 | 0 | 0 | 0 | 0 | 0 | 0 | 0 | 0 | 0 | 0 | 0 | 0 | 0
| Communication | $/customer | 0 | customers | 0 | 0 | 0 | 0 | 0 | 0 | 0 | 0 | 0 | 0 | 0 | 0 | 0 | 0 | 0 | 0 | 0 | 0 | 0 | 0 | 0 | 0 | 0 | 0 | 0
| Information accessibility | $/customer | 0 | customers | 0 | 0 | 0 | 0 | 0 | 0 | 0 | 0 | 0 | 0 | 0 | 0 | 0 | 0 | 0 | 0 | 0 | 0 | 0 | 0 | 0 | 0 | 0 | 0 | 0
| Other benefits 1 |  |  | 2023-12-31 | 0 | 0 | 0 | 0 | 0 | 0 | 0 | 0 | 0 | 0 | 0 | 0 | 0 | 0 | 0 | 0 | 0 | 0 | 0 | 0 | 0 | 0 | 0 | 0 | 0
| Other benefits 2 |  |  | 2023-12-31 | 0 | 0 | 0 | 0 | 0 | 0 | 0 | 0 | 0 | 0 | 0 | 0 | 0 | 0 | 0 | 0 | 0 | 0 | 0 | 0 | 0 | 0 | 0 | 0 | 0
| Total other benefits |  |  | 2023-12-31 | 0 | 0 | 0 | 0 | 0 | 0 | 0 | 0 | 0 | 0 | 0 | 0 | 0 | 0 | 0 | 0 | 0 | 0 | 0 | 0 | 0 | 0 | 0 | 0 | 0
SUMMARY
| Risks mitigated vs base case |  |  | 2023-12-31 | 0 | 0 | 0 | 11924464.709 | 12612773.009 | 13505532.6582 | 15156325.9018 | 17071309.6238 | 18347913.7188 | 18347913.7188 | 18347913.7188 | 18347913.7188 | 18347913.7188 | 18347913.7188 | 18347913.7188 | 18347913.7188 | 18347913.7188 | 18347913.7188 | 18347913.7188 | 18347913.7188 | 18347913.7188 | 18347913.7188 | 18347913.7188 | 18347913.7188 | 18347913.7188
Capital expenditure
| Laurens Street (LS) zone substation rebuild with Arden Precinct loads |  |  | 2023-12-31 | 0 | -31468750 | -31468750 | 0 | 0 | 0 | 0 | 0 | 0 | 0 | 0 | 0 | 0 | 0 | 0 | 0 | 0 | 0 | 0 | 0 | 0 | 0 | 0 | 0 | 0
| 0 |  |  | 2023-12-31 | 0 | 0 | 0 | 0 | 0 | 0 | 0 | 0 | 0 | 0 | 0 | 0 | 0 | 0 | 0 | 0 | 0 | 0 | 0 | 0 | 0 | 0 | 0 | 0 | 0
| 0 |  |  | 2023-12-31 | 0 | 0 | 0 | 0 | 0 | 0 | 0 | 0 | 0 | 0 | 0 | 0 | 0 | 0 | 0 | 0 | 0 | 0 | 0 | 0 | 0 | 0 | 0 | 0 | 0
Cumulative capex
| Laurens Street (LS) zone substation rebuild with Arden Precinct loads |  |  | 2023-12-31 | 0 | -31468750 | -62937500 | -62937500 | -62937500 | -62937500 | -62937500 | -62937500 | -62937500 | -62937500 | -62937500 | -62937500 | -62937500 | -62937500 | -62937500 | -62937500 | -62937500 | -62937500 | -62937500 | -62937500 | -62937500 | -62937500 | -62937500 | -62937500 | -62937500
| 0 |  |  | 2023-12-31 | 0 | 0 | 0 | 0 | 0 | 0 | 0 | 0 | 0 | 0 | 0 | 0 | 0 | 0 | 0 | 0 | 0 | 0 | 0 | 0 | 0 | 0 | 0 | 0 | 0
| 0 |  |  | 2023-12-31 | 0 | 0 | 0 | 0 | 0 | 0 | 0 | 0 | 0 | 0 | 0 | 0 | 0 | 0 | 0 | 0 | 0 | 0 | 0 | 0 | 0 | 0 | 0 | 0 | 0
Annualised capex
| Annualised capex - Laurens Street (LS) zone substation rebuild with Arden Precinct loads |  |  | 2023-12-31 | 0 | 0 | -1341629.5479 | -2683259.0958 | -2683259.0958 | -2683259.0958 | -2683259.0958 | -2683259.0958 | -2683259.0958 | -2683259.0958 | -2683259.0958 | -2683259.0958 | -2683259.0958 | -2683259.0958 | -2683259.0958 | -2683259.0958 | -2683259.0958 | -2683259.0958 | -2683259.0958 | -2683259.0958 | -2683259.0958 | -2683259.0958 | -2683259.0958 | -2683259.0958 | -2683259.0958
| Annualised capex - |  |  | 2023-12-31 | 0 | 0 | 0 | 0 | 0 | 0 | 0 | 0 | 0 | 0 | 0 | 0 | 0 | 0 | 0 | 0 | 0 | 0 | 0 | 0 | 0 | 0 | 0 | 0 | 0
| Annualised capex - |  |  | 2023-12-31 | 0 | 0 | 0 | 0 | 0 | 0 | 0 | 0 | 0 | 0 | 0 | 0 | 0 | 0 | 0 | 0 | 0 | 0 | 0 | 0 | 0 | 0 | 0 | 0 | 0
| Total annualised capex |  |  | 2023-12-31 | 0 | 0 | -1341629.5479 | -2683259.0958 | -2683259.0958 | -2683259.0958 | -2683259.0958 | -2683259.0958 | -2683259.0958 | -2683259.0958 | -2683259.0958 | -2683259.0958 | -2683259.0958 | -2683259.0958 | -2683259.0958 | -2683259.0958 | -2683259.0958 | -2683259.0958 | -2683259.0958 | -2683259.0958 | -2683259.0958 | -2683259.0958 | -2683259.0958 | -2683259.0958 | -2683259.0958
| Annualised capex |  |  | 2023-12-31 | 0 | 0 | -1341629.5479 | -2683259.0958 | -2683259.0958 | -2683259.0958 | -2683259.0958 | -2683259.0958 | -2683259.0958 | -2683259.0958 | -2683259.0958 | -2683259.0958 | -2683259.0958 | -2683259.0958 | -2683259.0958 | -2683259.0958 | -2683259.0958 | -2683259.0958 | -2683259.0958 | -2683259.0958 | -2683259.0958 | -2683259.0958 | -2683259.0958 | -2683259.0958 | -2683259.0958
| Operating expenditure |  |  | 2023-12-31 | 0 | 0 | 0 | 0 | 0 | 0 | 0 | 0 | 0 | 0 | 0 | 0 | 0 | 0 | 0 | 0 | 0 | 0 | 0 | 0 | 0 | 0 | 0 | 0 | 0
| Risk mitigated |  |  | 2023-12-31 | 0 | 0 | 0 | 11924464.709 | 12612773.009 | 13505532.6582 | 15156325.9018 | 17071309.6238 | 18347913.7188 | 18347913.7188 | 18347913.7188 | 18347913.7188 | 18347913.7188 | 18347913.7188 | 18347913.7188 | 18347913.7188 | 18347913.7188 | 18347913.7188 | 18347913.7188 | 18347913.7188 | 18347913.7188 | 18347913.7188 | 18347913.7188 | 18347913.7188 | 18347913.7188
| Other benefits value |  |  | 2023-12-31 | 0 | 0 | 0 | 0 | 0 | 0 | 0 | 0 | 0 | 0 | 0 | 0 | 0 | 0 | 0 | 0 | 0 | 0 | 0 | 0 | 0 | 0 | 0 | 0 | 0
| Net benefits |  |  | 2023-12-31 | 0 | 0 | -1341629.5479 | 9241205.6132 | 9929513.9132 | 10822273.5623 | 12473066.806 | 14388050.528 | 15664654.623 | 15664654.623 | 15664654.623 | 15664654.623 | 15664654.623 | 15664654.623 | 15664654.623 | 15664654.623 | 15664654.623 | 15664654.623 | 15664654.623 | 15664654.623 | 15664654.623 | 15664654.623 | 15664654.623 | 15664654.623 | 15664654.623
| First capex year |  |  | 2
| First year |  |  | 2
SENSITIVITIES
NPV | Net benefits |  |  | Option 3NPV | 0 | 0 | -1341629.5479 | 9241205.6132 | 9929513.9132 | 10822273.5623 | 12473066.806 | 14388050.528 | 15664654.623 | 15664654.623 | 15664654.623 | 15664654.623 | 15664654.623 | 15664654.623 | 15664654.623 | 15664654.623 | 15664654.623 | 15664654.623 | 15664654.623 | 15664654.623 | 15664654.623 | 15664654.623 | 15664654.623 | 15664654.623 | 15664654.623
| Total annualised capex |  |  |  | 0 | 0 | -1341629.5479 | -2683259.0958 | -2683259.0958 | -2683259.0958 | -2683259.0958 | -2683259.0958 | -2683259.0958 | -2683259.0958 | -2683259.0958 | -2683259.0958 | -2683259.0958 | -2683259.0958 | -2683259.0958 | -2683259.0958 | -2683259.0958 | -2683259.0958 | -2683259.0958 | -2683259.0958 | -2683259.0958 | -2683259.0958 | -2683259.0958 | -2683259.0958 | -2683259.0958
| Total benefits |  |  |  | 0 | 0 | 0 | 11924464.709 | 12612773.009 | 13505532.6582 | 15156325.9018 | 17071309.6238 | 18347913.7188 | 18347913.7188 | 18347913.7188 | 18347913.7188 | 18347913.7188 | 18347913.7188 | 18347913.7188 | 18347913.7188 | 18347913.7188 | 18347913.7188 | 18347913.7188 | 18347913.7188 | 18347913.7188 | 18347913.7188 | 18347913.7188 | 18347913.7188 | 18347913.7188
|  | Capex | Total benefits
sens1 | Capex 10% higher | 10% | 0% | Option 3sens1 | 0 | 0 | -1475792.5027 | 8972879.7036 | 9661188.0036 | 10553947.6527 | 12204740.8964 | 14119724.6184 | 15396328.7134 | 15396328.7134 | 15396328.7134 | 15396328.7134 | 15396328.7134 | 15396328.7134 | 15396328.7134 | 15396328.7134 | 15396328.7134 | 15396328.7134 | 15396328.7134 | 15396328.7134 | 15396328.7134 | 15396328.7134 | 15396328.7134 | 15396328.7134 | 15396328.7134
sens2 | Capex 10% lower | -10% | 0% | Option 3sens2 | 0 | 0 | -1207466.5931 | 9509531.5227 | 10197839.8228 | 11090599.4719 | 12741392.7155 | 14656376.4375 | 15932980.5326 | 15932980.5326 | 15932980.5326 | 15932980.5326 | 15932980.5326 | 15932980.5326 | 15932980.5326 | 15932980.5326 | 15932980.5326 | 15932980.5326 | 15932980.5326 | 15932980.5326 | 15932980.5326 | 15932980.5326 | 15932980.5326 | 15932980.5326 | 15932980.5326
sens3 | Total benefits 10% higher | 0% | 10% | Option 3sens3 | 0 | 0 | -1341629.5479 | 10433652.0841 | 11190791.2141 | 12172826.8282 | 13988699.3961 | 16095181.4903 | 17499445.9949 | 17499445.9949 | 17499445.9949 | 17499445.9949 | 17499445.9949 | 17499445.9949 | 17499445.9949 | 17499445.9949 | 17499445.9949 | 17499445.9949 | 17499445.9949 | 17499445.9949 | 17499445.9949 | 17499445.9949 | 17499445.9949 | 17499445.9949 | 17499445.9949
sens4 | Total benefits 10% lower | 0% | -10% | Option 3sens4 | 0 | 0 | -1341629.5479 | 8048759.1423 | 8668236.6123 | 9471720.2965 | 10957434.2158 | 12680919.5656 | 13829863.2511 | 13829863.2511 | 13829863.2511 | 13829863.2511 | 13829863.2511 | 13829863.2511 | 13829863.2511 | 13829863.2511 | 13829863.2511 | 13829863.2511 | 13829863.2511 | 13829863.2511 | 13829863.2511 | 13829863.2511 | 13829863.2511 | 13829863.2511 | 13829863.2511
sens5 | Capex 10% higher & Total benefits 10% lower | 10% | -10% | Option 3sens5 | 0 | 0 | -1475792.5027 | 7780433.2327 | 8399910.7027 | 9203394.3869 | 10689108.3062 | 12412593.656 | 13561537.3415 | 13561537.3415 | 13561537.3415 | 13561537.3415 | 13561537.3415 | 13561537.3415 | 13561537.3415 | 13561537.3415 | 13561537.3415 | 13561537.3415 | 13561537.3415 | 13561537.3415 | 13561537.3415 | 13561537.3415 | 13561537.3415 | 13561537.3415 | 13561537.3415
sens | 0 | 0% | 0% | Option 3sens | 0 | 0 | -1341629.5479 | 9241205.6132 | 9929513.9132 | 10822273.5623 | 12473066.806 | 14388050.528 | 15664654.623 | 15664654.623 | 15664654.623 | 15664654.623 | 15664654.623 | 15664654.623 | 15664654.623 | 15664654.623 | 15664654.623 | 15664654.623 | 15664654.623 | 15664654.623 | 15664654.623 | 15664654.623 | 15664654.623 | 15664654.623 | 15664654.623
sens | 0 | 0% | 0% | Option 3sens | 0 | 0 | -1341629.5479 | 9241205.6132 | 9929513.9132 | 10822273.5623 | 12473066.806 | 14388050.528 | 15664654.623 | 15664654.623 | 15664654.623 | 15664654.623 | 15664654.623 | 15664654.623 | 15664654.623 | 15664654.623 | 15664654.623 | 15664654.623 | 15664654.623 | 15664654.623 | 15664654.623 | 15664654.623 | 15664654.623 | 15664654.623 | 15664654.623
sens | 0 | 0% | 0% | Option 3sens | 0 | 0 | -1341629.5479 | 9241205.6132 | 9929513.9132 | 10822273.5623 | 12473066.806 | 14388050.528 | 15664654.623 | 15664654.623 | 15664654.623 | 15664654.623 | 15664654.623 | 15664654.623 | 15664654.623 | 15664654.623 | 15664654.623 | 15664654.623 | 15664654.623 | 15664654.623 | 15664654.623 | 15664654.623 | 15664654.623 | 15664654.623 | 15664654.623

## Option4
CitiPower
Bouverie Queensberry supply area
OPTION 4 | Rebuild LS and offload BQ and VM to LS
Count |  |  |  |  | 1 | 2 | 3 | 4 | 5 | 6 | 7 | 8 | 9 | 10 | 11 | 12 | 13 | 14 | 15 | 16 | 17 | 18 | 19 | 20 | 21 | 22 | 23 | 24 | 25
Value of CO2 reductions |  |  |  | $/MWh | 24.7305 | 22.3407 | 20.1963 | 18.0629 | 15.9134 | 13.7151 | 13.7151 | 13.7151 | 13.7151 | 13.7151 | 13.7151 | 13.7151 | 13.7151 | 13.7151 | 13.7151 | 13.7151 | 13.7151 | 13.7151 | 13.7151 | 13.7151 | 13.7151 | 13.7151 | 13.7151 | 13.7151 | 13.7151
|  |  |  | Units | 2025-26 | 2026-27 | 2027-28 | 2028-29 | 2029-30 | 2030-31 | 2031-32 | 2032-33 | 2033-34 | 2034-35 | 2035-36 | 2036-37 | 2037-38 | 2038-39 | 2039-40 | 2040-41 | 2041-42 | 2042-43 | 2043-44 | 2044-45 | 2045-46 | 2046-47 | 2047-48 | 2048-49 | 2049-50
INVESTMENT & OPERATING COST
| Capex |  | Asset life (yrs)
| LS rebuild, BQ/VM offload to LS and adding Arden Precinct new loads. |  | 50 | 2023-12-31 | 0 | 43708350 | 43708350 | 0 | 0 | 0 | 0 | 0 | 0 | 0 | 0 | 0 | 0 | 0 | 0 | 0 | 0 | 0 | 0 | 0 | 0 | 0 | 0 | 0 | 0
| < Enter description > |  | 0 | 2023-12-31 | 0 | 0 | 0 | 0 | 0 | 0 | 0 | 0 | 0 | 0 | 0 | 0 | 0 | 0 | 0 | 0 | 0 | 0 | 0 | 0 | 0 | 0 | 0 | 0 | 0
| < Enter description > |  | 0 | 2023-12-31 | 0 | 0 | 0 | 0 | 0 | 0 | 0 | 0 | 0 | 0 | 0 | 0 | 0 | 0 | 0 | 0 | 0 | 0 | 0 | 0 | 0 | 0 | 0 | 0 | 0
| Capital expenditure |  |  | 2023-12-31 | 0 | 43708350 | 43708350 | 0 | 0 | 0 | 0 | 0 | 0 | 0 | 0 | 0 | 0 | 0 | 0 | 0 | 0 | 0 | 0 | 0 | 0 | 0 | 0 | 0 | 0
| Operating expenditure |  |  | 2023-12-31 | 0 | 0 | 0 | 0 | 0 | 0 | 0 | 0 | 0 | 0 | 0 | 0 | 0 | 0 | 0 | 0 | 0 | 0 | 0 | 0 | 0 | 0 | 0 | 0 | 0
RISK ASSUMPTIONS
| PoF (major) |  |  |  | 0 | 0 | 0 | 0 | 0 | 0 | 0 | 0 | 0 | 0 | 0 | 0 | 0 | 0 | 0 | 0 | 0 | 0 | 0 | 0 | 0 | 0 | 0 | 0 | 0
| PoF (reparable) |  |  |  | 0 | 0 | 0 | 0 | 0 | 0 | 0 | 0 | 0 | 0 | 0 | 0 | 0 | 0 | 0 | 0 | 0 | 0 | 0 | 0 | 0 | 0 | 0 | 0 | 0
| Energy at risk (weighted) |  |  | MWh | 28.2943 | 39.8434 | 55.1605 | 1.745 | 2.142 | 2.7708 | 4.3685 | 7.6653 | 9.7954 | 9.7954 | 9.7954 | 9.7954 | 9.7954 | 9.7954 | 9.7954 | 9.7954 | 9.7954 | 9.7954 | 9.7954 | 9.7954 | 9.7954 | 9.7954 | 9.7954 | 9.7954 | 9.7954
| Energy at risk value | $/MWh | 43815.4862 | 2023-12-31 | 1239730.0697 | 1745759.2322 | 2416885.8121 | 76459.6848 | 93853.5603 | 121403.8815 | 191405.8753 | 335858.6149 | 429189.1023 | 429189.1023 | 429189.1023 | 429189.1023 | 429189.1023 | 429189.1023 | 429189.1023 | 429189.1023 | 429189.1023 | 429189.1023 | 429189.1023 | 429189.1023 | 429189.1023 | 429189.1023 | 429189.1023 | 429189.1023 | 429189.1023
| Safety consequence | (after DF) |  | 2023-12-31 | 0 | 0 | 0 | 0 | 0 | 0 | 0 | 0 | 0 | 0 | 0 | 0 | 0 | 0 | 0 | 0 | 0 | 0 | 0 | 0 | 0 | 0 | 0 | 0 | 0
| Unplanned replacements |  |  | 2023-12-31 | 0 | 0 | 0 | 0 | 0 | 0 | 0 | 0 | 0 | 0 | 0 | 0 | 0 | 0 | 0 | 0 | 0 | 0 | 0 | 0 | 0 | 0 | 0 | 0 | 0
| Environmental consequence | (after DF) |  | 2023-12-31 | 0 | 0 | 0 | 0 | 0 | 0 | 0 | 0 | 0 | 0 | 0 | 0 | 0 | 0 | 0 | 0 | 0 | 0 | 0 | 0 | 0 | 0 | 0 | 0 | 0
| < Other risk - enter description > |  |  | 2023-12-31 | 0 | 0 | 0 | 0 | 0 | 0 | 0 | 0 | 0 | 0 | 0 | 0 | 0 | 0 | 0 | 0 | 0 | 0 | 0 | 0 | 0 | 0 | 0 | 0 | 0
| < Other risk - enter description > |  |  | 2023-12-31 | 0 | 0 | 0 | 0 | 0 | 0 | 0 | 0 | 0 | 0 | 0 | 0 | 0 | 0 | 0 | 0 | 0 | 0 | 0 | 0 | 0 | 0 | 0 | 0 | 0
| Total risk cost |  |  |  | 1239730.0697 | 1745759.2322 | 2416885.8121 | 76459.6848 | 93853.5603 | 121403.8815 | 191405.8753 | 335858.6149 | 429189.1023 | 429189.1023 | 429189.1023 | 429189.1023 | 429189.1023 | 429189.1023 | 429189.1023 | 429189.1023 | 429189.1023 | 429189.1023 | 429189.1023 | 429189.1023 | 429189.1023 | 429189.1023 | 429189.1023 | 429189.1023 | 429189.1023
OTHER BENEFITS
| Reduction in CO2 emissions |  |  | MWh | 0 | 0 | 0 | 0 | 0 | 0 | 0 | 0 | 0 | 0 | 0 | 0 | 0 | 0 | 0 | 0 | 0 | 0 | 0 | 0 | 0 | 0 | 0 | 0 | 0
| Value of reduction in CO2 emissions |  |  | $ | 0 | 0 | 0 | 0 | 0 | 0 | 0 | 0 | 0 | 0 | 0 | 0 | 0 | 0 | 0 | 0 | 0 | 0 | 0 | 0 | 0 | 0 | 0 | 0 | 0
| Reliability in worst-served areas | $/MWh | 0 | MWh | 0 | 0 | 0 | 0 | 0 | 0 | 0 | 0 | 0 | 0 | 0 | 0 | 0 | 0 | 0 | 0 | 0 | 0 | 0 | 0 | 0 | 0 | 0 | 0 | 0
| Network resilience | $/MWh | 0 | MWh | 0 | 0 | 0 | 0 | 0 | 0 | 0 | 0 | 0 | 0 | 0 | 0 | 0 | 0 | 0 | 0 | 0 | 0 | 0 | 0 | 0 | 0 | 0 | 0 | 0
| Enabling solar exports | $/MWh | 4220.9954 | MWh | 0 | 0 | 0 | 0 | 0 | 0 | 0 | 0 | 0 | 0 | 0 | 0 | 0 | 0 | 0 | 0 | 0 | 0 | 0 | 0 | 0 | 0 | 0 | 0 | 0
| Aesthetics | $/customer | 0 | customers | 0 | 0 | 0 | 0 | 0 | 0 | 0 | 0 | 0 | 0 | 0 | 0 | 0 | 0 | 0 | 0 | 0 | 0 | 0 | 0 | 0 | 0 | 0 | 0 | 0
| Customer value of time (res) | $/customer min | 0.54769 | mins | 0 | 0 | 0 | 0 | 0 | 0 | 0 | 0 | 0 | 0 | 0 | 0 | 0 | 0 | 0 | 0 | 0 | 0 | 0 | 0 | 0 | 0 | 0 | 0 | 0
| Customer value of time (bus) | $/customer min | 0.54769 | mins | 0 | 0 | 0 | 0 | 0 | 0 | 0 | 0 | 0 | 0 | 0 | 0 | 0 | 0 | 0 | 0 | 0 | 0 | 0 | 0 | 0 | 0 | 0 | 0 | 0
| Communication | $/customer | 0 | customers | 0 | 0 | 0 | 0 | 0 | 0 | 0 | 0 | 0 | 0 | 0 | 0 | 0 | 0 | 0 | 0 | 0 | 0 | 0 | 0 | 0 | 0 | 0 | 0 | 0
| Information accessibility | $/customer | 0 | customers | 0 | 0 | 0 | 0 | 0 | 0 | 0 | 0 | 0 | 0 | 0 | 0 | 0 | 0 | 0 | 0 | 0 | 0 | 0 | 0 | 0 | 0 | 0 | 0 | 0
| Other benefits 1 |  |  | 2023-12-31 | 0 | 0 | 0 | 0 | 0 | 0 | 0 | 0 | 0 | 0 | 0 | 0 | 0 | 0 | 0 | 0 | 0 | 0 | 0 | 0 | 0 | 0 | 0 | 0 | 0
| Other benefits 2 |  |  | 2023-12-31 | 0 | 0 | 0 | 0 | 0 | 0 | 0 | 0 | 0 | 0 | 0 | 0 | 0 | 0 | 0 | 0 | 0 | 0 | 0 | 0 | 0 | 0 | 0 | 0 | 0
| Total other benefits |  |  | 2023-12-31 | 0 | 0 | 0 | 0 | 0 | 0 | 0 | 0 | 0 | 0 | 0 | 0 | 0 | 0 | 0 | 0 | 0 | 0 | 0 | 0 | 0 | 0 | 0 | 0 | 0
SUMMARY
| Risks mitigated vs base case |  |  | 2023-12-31 | 0 | 0 | 0 | 15017431.9892 | 16347456.3787 | 18010809.3216 | 21182586.4991 | 25569270.141 | 28435748.8407 | 28435748.8407 | 28435748.8407 | 28435748.8407 | 28435748.8407 | 28435748.8407 | 28435748.8407 | 28435748.8407 | 28435748.8407 | 28435748.8407 | 28435748.8407 | 28435748.8407 | 28435748.8407 | 28435748.8407 | 28435748.8407 | 28435748.8407 | 28435748.8407
Capital expenditure
| LS rebuild, BQ/VM offload to LS and adding Arden Precinct new loads. |  |  | 2023-12-31 | 0 | -43708350 | -43708350 | 0 | 0 | 0 | 0 | 0 | 0 | 0 | 0 | 0 | 0 | 0 | 0 | 0 | 0 | 0 | 0 | 0 | 0 | 0 | 0 | 0 | 0
| < Enter description > |  |  | 2023-12-31 | 0 | 0 | 0 | 0 | 0 | 0 | 0 | 0 | 0 | 0 | 0 | 0 | 0 | 0 | 0 | 0 | 0 | 0 | 0 | 0 | 0 | 0 | 0 | 0 | 0
| < Enter description > |  |  | 2023-12-31 | 0 | 0 | 0 | 0 | 0 | 0 | 0 | 0 | 0 | 0 | 0 | 0 | 0 | 0 | 0 | 0 | 0 | 0 | 0 | 0 | 0 | 0 | 0 | 0 | 0
Cumulative capex
| LS rebuild, BQ/VM offload to LS and adding Arden Precinct new loads. |  |  | 2023-12-31 | 0 | -43708350 | -87416700 | -87416700 | -87416700 | -87416700 | -87416700 | -87416700 | -87416700 | -87416700 | -87416700 | -87416700 | -87416700 | -87416700 | -87416700 | -87416700 | -87416700 | -87416700 | -87416700 | -87416700 | -87416700 | -87416700 | -87416700 | -87416700 | -87416700
| < Enter description > |  |  | 2023-12-31 | 0 | 0 | 0 | 0 | 0 | 0 | 0 | 0 | 0 | 0 | 0 | 0 | 0 | 0 | 0 | 0 | 0 | 0 | 0 | 0 | 0 | 0 | 0 | 0 | 0
| < Enter description > |  |  | 2023-12-31 | 0 | 0 | 0 | 0 | 0 | 0 | 0 | 0 | 0 | 0 | 0 | 0 | 0 | 0 | 0 | 0 | 0 | 0 | 0 | 0 | 0 | 0 | 0 | 0 | 0
Annualised capex
| Annualised capex - LS rebuild, BQ/VM offload to LS and adding Arden Precinct new loads. |  |  | 2023-12-31 | 0 | 0 | -1863449.0995 | -3726898.1991 | -3726898.1991 | -3726898.1991 | -3726898.1991 | -3726898.1991 | -3726898.1991 | -3726898.1991 | -3726898.1991 | -3726898.1991 | -3726898.1991 | -3726898.1991 | -3726898.1991 | -3726898.1991 | -3726898.1991 | -3726898.1991 | -3726898.1991 | -3726898.1991 | -3726898.1991 | -3726898.1991 | -3726898.1991 | -3726898.1991 | -3726898.1991
| Annualised capex - < Enter description > |  |  | 2023-12-31 | 0 | 0 | 0 | 0 | 0 | 0 | 0 | 0 | 0 | 0 | 0 | 0 | 0 | 0 | 0 | 0 | 0 | 0 | 0 | 0 | 0 | 0 | 0 | 0 | 0
| Annualised capex - < Enter description > |  |  | 2023-12-31 | 0 | 0 | 0 | 0 | 0 | 0 | 0 | 0 | 0 | 0 | 0 | 0 | 0 | 0 | 0 | 0 | 0 | 0 | 0 | 0 | 0 | 0 | 0 | 0 | 0
| Total annualised capex |  |  | 2023-12-31 | 0 | 0 | -1863449.0995 | -3726898.1991 | -3726898.1991 | -3726898.1991 | -3726898.1991 | -3726898.1991 | -3726898.1991 | -3726898.1991 | -3726898.1991 | -3726898.1991 | -3726898.1991 | -3726898.1991 | -3726898.1991 | -3726898.1991 | -3726898.1991 | -3726898.1991 | -3726898.1991 | -3726898.1991 | -3726898.1991 | -3726898.1991 | -3726898.1991 | -3726898.1991 | -3726898.1991
| Annualised capex |  |  | 2023-12-31 | 0 | 0 | -1863449.0995 | -3726898.1991 | -3726898.1991 | -3726898.1991 | -3726898.1991 | -3726898.1991 | -3726898.1991 | -3726898.1991 | -3726898.1991 | -3726898.1991 | -3726898.1991 | -3726898.1991 | -3726898.1991 | -3726898.1991 | -3726898.1991 | -3726898.1991 | -3726898.1991 | -3726898.1991 | -3726898.1991 | -3726898.1991 | -3726898.1991 | -3726898.1991 | -3726898.1991
| Operating expenditure |  |  | 2023-12-31 | 0 | 0 | 0 | 0 | 0 | 0 | 0 | 0 | 0 | 0 | 0 | 0 | 0 | 0 | 0 | 0 | 0 | 0 | 0 | 0 | 0 | 0 | 0 | 0 | 0
| Risk mitigated |  |  | 2023-12-31 | 0 | 0 | 0 | 15017431.9892 | 16347456.3787 | 18010809.3216 | 21182586.4991 | 25569270.141 | 28435748.8407 | 28435748.8407 | 28435748.8407 | 28435748.8407 | 28435748.8407 | 28435748.8407 | 28435748.8407 | 28435748.8407 | 28435748.8407 | 28435748.8407 | 28435748.8407 | 28435748.8407 | 28435748.8407 | 28435748.8407 | 28435748.8407 | 28435748.8407 | 28435748.8407
| Other benefits value |  |  | 2023-12-31 | 0 | 0 | 0 | 0 | 0 | 0 | 0 | 0 | 0 | 0 | 0 | 0 | 0 | 0 | 0 | 0 | 0 | 0 | 0 | 0 | 0 | 0 | 0 | 0 | 0
| Net benefits |  |  | 2023-12-31 | 0 | 0 | -1863449.0995 | 11290533.7902 | 12620558.1797 | 14283911.1225 | 17455688.3001 | 21842371.9419 | 24708850.6416 | 24708850.6416 | 24708850.6416 | 24708850.6416 | 24708850.6416 | 24708850.6416 | 24708850.6416 | 24708850.6416 | 24708850.6416 | 24708850.6416 | 24708850.6416 | 24708850.6416 | 24708850.6416 | 24708850.6416 | 24708850.6416 | 24708850.6416 | 24708850.6416
| First capex year |  |  | 2
| First year |  |  | 2
SENSITIVITIES
NPV | Net benefits |  |  | Option 4NPV | 0 | 0 | -1863449.0995 | 11290533.7902 | 12620558.1797 | 14283911.1225 | 17455688.3001 | 21842371.9419 | 24708850.6416 | 24708850.6416 | 24708850.6416 | 24708850.6416 | 24708850.6416 | 24708850.6416 | 24708850.6416 | 24708850.6416 | 24708850.6416 | 24708850.6416 | 24708850.6416 | 24708850.6416 | 24708850.6416 | 24708850.6416 | 24708850.6416 | 24708850.6416 | 24708850.6416
| Total annualised capex |  |  |  | 0 | 0 | -1863449.0995 | -3726898.1991 | -3726898.1991 | -3726898.1991 | -3726898.1991 | -3726898.1991 | -3726898.1991 | -3726898.1991 | -3726898.1991 | -3726898.1991 | -3726898.1991 | -3726898.1991 | -3726898.1991 | -3726898.1991 | -3726898.1991 | -3726898.1991 | -3726898.1991 | -3726898.1991 | -3726898.1991 | -3726898.1991 | -3726898.1991 | -3726898.1991 | -3726898.1991
| Total benefits |  |  |  | 0 | 0 | 0 | 15017431.9892 | 16347456.3787 | 18010809.3216 | 21182586.4991 | 25569270.141 | 28435748.8407 | 28435748.8407 | 28435748.8407 | 28435748.8407 | 28435748.8407 | 28435748.8407 | 28435748.8407 | 28435748.8407 | 28435748.8407 | 28435748.8407 | 28435748.8407 | 28435748.8407 | 28435748.8407 | 28435748.8407 | 28435748.8407 | 28435748.8407 | 28435748.8407
|  | Capex | Total benefits
sens1 | Capex 10% higher | 10% | 0% | Option 4sens1 | 0 | 0 | -2049794.0095 | 10917843.9703 | 12247868.3598 | 13911221.3026 | 17082998.4802 | 21469682.122 | 24336160.8217 | 24336160.8217 | 24336160.8217 | 24336160.8217 | 24336160.8217 | 24336160.8217 | 24336160.8217 | 24336160.8217 | 24336160.8217 | 24336160.8217 | 24336160.8217 | 24336160.8217 | 24336160.8217 | 24336160.8217 | 24336160.8217 | 24336160.8217 | 24336160.8217
sens2 | Capex 10% lower | -10% | 0% | Option 4sens2 | 0 | 0 | -1677104.1896 | 11663223.6101 | 12993247.9996 | 14656600.9424 | 17828378.12 | 22215061.7618 | 25081540.4615 | 25081540.4615 | 25081540.4615 | 25081540.4615 | 25081540.4615 | 25081540.4615 | 25081540.4615 | 25081540.4615 | 25081540.4615 | 25081540.4615 | 25081540.4615 | 25081540.4615 | 25081540.4615 | 25081540.4615 | 25081540.4615 | 25081540.4615 | 25081540.4615
sens3 | Total benefits 10% higher | 0% | 10% | Option 4sens3 | 0 | 0 | -1863449.0995 | 12792276.9891 | 14255303.8175 | 16084992.0547 | 19573946.95 | 24399298.956 | 27552425.5257 | 27552425.5257 | 27552425.5257 | 27552425.5257 | 27552425.5257 | 27552425.5257 | 27552425.5257 | 27552425.5257 | 27552425.5257 | 27552425.5257 | 27552425.5257 | 27552425.5257 | 27552425.5257 | 27552425.5257 | 27552425.5257 | 27552425.5257 | 27552425.5257
sens4 | Total benefits 10% lower | 0% | -10% | Option 4sens4 | 0 | 0 | -1863449.0995 | 9788790.5913 | 10985812.5418 | 12482830.1903 | 15337429.6502 | 19285444.9278 | 21865275.7575 | 21865275.7575 | 21865275.7575 | 21865275.7575 | 21865275.7575 | 21865275.7575 | 21865275.7575 | 21865275.7575 | 21865275.7575 | 21865275.7575 | 21865275.7575 | 21865275.7575 | 21865275.7575 | 21865275.7575 | 21865275.7575 | 21865275.7575 | 21865275.7575
sens5 | Capex 10% higher & Total benefits 10% lower | 10% | -10% | Option 4sens5 | 0 | 0 | -2049794.0095 | 9416100.7713 | 10613122.7219 | 12110140.3704 | 14964739.8303 | 18912755.1079 | 21492585.9376 | 21492585.9376 | 21492585.9376 | 21492585.9376 | 21492585.9376 | 21492585.9376 | 21492585.9376 | 21492585.9376 | 21492585.9376 | 21492585.9376 | 21492585.9376 | 21492585.9376 | 21492585.9376 | 21492585.9376 | 21492585.9376 | 21492585.9376 | 21492585.9376
sens | 0 | 0% | 0% | Option 4sens | 0 | 0 | -1863449.0995 | 11290533.7902 | 12620558.1797 | 14283911.1225 | 17455688.3001 | 21842371.9419 | 24708850.6416 | 24708850.6416 | 24708850.6416 | 24708850.6416 | 24708850.6416 | 24708850.6416 | 24708850.6416 | 24708850.6416 | 24708850.6416 | 24708850.6416 | 24708850.6416 | 24708850.6416 | 24708850.6416 | 24708850.6416 | 24708850.6416 | 24708850.6416 | 24708850.6416
sens | 0 | 0% | 0% | Option 4sens | 0 | 0 | -1863449.0995 | 11290533.7902 | 12620558.1797 | 14283911.1225 | 17455688.3001 | 21842371.9419 | 24708850.6416 | 24708850.6416 | 24708850.6416 | 24708850.6416 | 24708850.6416 | 24708850.6416 | 24708850.6416 | 24708850.6416 | 24708850.6416 | 24708850.6416 | 24708850.6416 | 24708850.6416 | 24708850.6416 | 24708850.6416 | 24708850.6416 | 24708850.6416 | 24708850.6416
sens | 0 | 0% | 0% | Option 4sens | 0 | 0 | -1863449.0995 | 11290533.7902 | 12620558.1797 | 14283911.1225 | 17455688.3001 | 21842371.9419 | 24708850.6416 | 24708850.6416 | 24708850.6416 | 24708850.6416 | 24708850.6416 | 24708850.6416 | 24708850.6416 | 24708850.6416 | 24708850.6416 | 24708850.6416 | 24708850.6416 | 24708850.6416 | 24708850.6416 | 24708850.6416 | 24708850.6416 | 24708850.6416 | 24708850.6416

## Option5
CitiPower
Bouverie Queensberry supply area
OPTION 5 | 0
Not used
Count |  |  |  |  | 1 | 2 | 3 | 4 | 5 | 6 | 7 | 8 | 9 | 10 | 11 | 12 | 13 | 14 | 15 | 16 | 17 | 18 | 19 | 20 | 21 | 22 | 23 | 24 | 25
Value of CO2 reductions |  |  |  | $/MWh | 24.7305 | 22.3407 | 20.1963 | 18.0629 | 15.9134 | 13.7151 | 13.7151 | 13.7151 | 13.7151 | 13.7151 | 13.7151 | 13.7151 | 13.7151 | 13.7151 | 13.7151 | 13.7151 | 13.7151 | 13.7151 | 13.7151 | 13.7151 | 13.7151 | 13.7151 | 13.7151 | 13.7151 | 13.7151
|  |  |  | Units | 2025-26 | 2026-27 | 2027-28 | 2028-29 | 2029-30 | 2030-31 | 2031-32 | 2032-33 | 2033-34 | 2034-35 | 2035-36 | 2036-37 | 2037-38 | 2038-39 | 2039-40 | 2040-41 | 2041-42 | 2042-43 | 2043-44 | 2044-45 | 2045-46 | 2046-47 | 2047-48 | 2048-49 | 2049-50
INVESTMENT & OPERATING COST
| Capex |  | Asset life (yrs)
| < Enter description > |  | 0 | 2023-12-31 | 0 | 0 | 0 | 0 | 0 | 0 | 0 | 0 | 0 | 0 | 0 | 0 | 0 | 0 | 0 | 0 | 0 | 0 | 0 | 0 | 0 | 0 | 0 | 0 | 0
| < Enter description > |  | 0 | 2023-12-31 | 0 | 0 | 0 | 0 | 0 | 0 | 0 | 0 | 0 | 0 | 0 | 0 | 0 | 0 | 0 | 0 | 0 | 0 | 0 | 0 | 0 | 0 | 0 | 0 | 0
| < Enter description > |  | 0 | 2023-12-31 | 0 | 0 | 0 | 0 | 0 | 0 | 0 | 0 | 0 | 0 | 0 | 0 | 0 | 0 | 0 | 0 | 0 | 0 | 0 | 0 | 0 | 0 | 0 | 0 | 0
| Capital expenditure |  |  | 2023-12-31 | 0 | 0 | 0 | 0 | 0 | 0 | 0 | 0 | 0 | 0 | 0 | 0 | 0 | 0 | 0 | 0 | 0 | 0 | 0 | 0 | 0 | 0 | 0 | 0 | 0
| Operating expenditure |  |  | 2023-12-31 | 0 | 0 | 0 | 0 | 0 | 0 | 0 | 0 | 0 | 0 | 0 | 0 | 0 | 0 | 0 | 0 | 0 | 0 | 0 | 0 | 0 | 0 | 0 | 0 | 0
RISK ASSUMPTIONS
| PoF (major) |  |  |  | 0 | 0 | 0 | 0 | 0 | 0 | 0 | 0 | 0 | 0 | 0 | 0 | 0 | 0 | 0 | 0 | 0 | 0 | 0 | 0 | 0 | 0 | 0 | 0 | 0
| PoF (reparable) |  |  |  | 0 | 0 | 0 | 0 | 0 | 0 | 0 | 0 | 0 | 0 | 0 | 0 | 0 | 0 | 0 | 0 | 0 | 0 | 0 | 0 | 0 | 0 | 0 | 0 | 0
| Energy at risk (weighted) |  |  | MWh | 0 | 0 | 0 | 0 | 0 | 0 | 0 | 0 | 0 | 0 | 0 | 0 | 0 | 0 | 0 | 0 | 0 | 0 | 0 | 0 | 0 | 0 | 0 | 0 | 0
| Energy at risk value | $/MWh | 43815.4862 | 2023-12-31 | 0 | 0 | 0 | 0 | 0 | 0 | 0 | 0 | 0 | 0 | 0 | 0 | 0 | 0 | 0 | 0 | 0 | 0 | 0 | 0 | 0 | 0 | 0 | 0 | 0
| Safety consequence | (after DF) |  | 2023-12-31 | 0 | 0 | 0 | 0 | 0 | 0 | 0 | 0 | 0 | 0 | 0 | 0 | 0 | 0 | 0 | 0 | 0 | 0 | 0 | 0 | 0 | 0 | 0 | 0 | 0
| Unplanned replacements |  |  | 2023-12-31 | 0 | 0 | 0 | 0 | 0 | 0 | 0 | 0 | 0 | 0 | 0 | 0 | 0 | 0 | 0 | 0 | 0 | 0 | 0 | 0 | 0 | 0 | 0 | 0 | 0
| Environmental consequence | (after DF) |  | 2023-12-31 | 0 | 0 | 0 | 0 | 0 | 0 | 0 | 0 | 0 | 0 | 0 | 0 | 0 | 0 | 0 | 0 | 0 | 0 | 0 | 0 | 0 | 0 | 0 | 0 | 0
| < Other risk - enter description > |  |  | 2023-12-31 | 0 | 0 | 0 | 0 | 0 | 0 | 0 | 0 | 0 | 0 | 0 | 0 | 0 | 0 | 0 | 0 | 0 | 0 | 0 | 0 | 0 | 0 | 0 | 0 | 0
| < Other risk - enter description > |  |  | 2023-12-31 | 0 | 0 | 0 | 0 | 0 | 0 | 0 | 0 | 0 | 0 | 0 | 0 | 0 | 0 | 0 | 0 | 0 | 0 | 0 | 0 | 0 | 0 | 0 | 0 | 0
| Total risk cost |  |  |  | 0 | 0 | 0 | 0 | 0 | 0 | 0 | 0 | 0 | 0 | 0 | 0 | 0 | 0 | 0 | 0 | 0 | 0 | 0 | 0 | 0 | 0 | 0 | 0 | 0
OTHER BENEFITS
| Reduction in CO2 emissions |  |  | MWh | 0 | 0 | 0 | 0 | 0 | 0 | 0 | 0 | 0 | 0 | 0 | 0 | 0 | 0 | 0 | 0 | 0 | 0 | 0 | 0 | 0 | 0 | 0 | 0 | 0
| Value of reduction in CO2 emissions |  |  | $ | 0 | 0 | 0 | 0 | 0 | 0 | 0 | 0 | 0 | 0 | 0 | 0 | 0 | 0 | 0 | 0 | 0 | 0 | 0 | 0 | 0 | 0 | 0 | 0 | 0
| Reliability in worst-served areas | $/MWh | 0 | MWh | 0 | 0 | 0 | 0 | 0 | 0 | 0 | 0 | 0 | 0 | 0 | 0 | 0 | 0 | 0 | 0 | 0 | 0 | 0 | 0 | 0 | 0 | 0 | 0 | 0
| Network resilience | $/MWh | 0 | MWh | 0 | 0 | 0 | 0 | 0 | 0 | 0 | 0 | 0 | 0 | 0 | 0 | 0 | 0 | 0 | 0 | 0 | 0 | 0 | 0 | 0 | 0 | 0 | 0 | 0
| Enabling solar exports | $/MWh | 4220.9954 | MWh | 0 | 0 | 0 | 0 | 0 | 0 | 0 | 0 | 0 | 0 | 0 | 0 | 0 | 0 | 0 | 0 | 0 | 0 | 0 | 0 | 0 | 0 | 0 | 0 | 0
| Aesthetics | $/customer | 0 | customers | 0 | 0 | 0 | 0 | 0 | 0 | 0 | 0 | 0 | 0 | 0 | 0 | 0 | 0 | 0 | 0 | 0 | 0 | 0 | 0 | 0 | 0 | 0 | 0 | 0
| Customer value of time (res) | $/customer min | 0.54769 | mins | 0 | 0 | 0 | 0 | 0 | 0 | 0 | 0 | 0 | 0 | 0 | 0 | 0 | 0 | 0 | 0 | 0 | 0 | 0 | 0 | 0 | 0 | 0 | 0 | 0
| Customer value of time (bus) | $/customer min | 0.54769 | mins | 0 | 0 | 0 | 0 | 0 | 0 | 0 | 0 | 0 | 0 | 0 | 0 | 0 | 0 | 0 | 0 | 0 | 0 | 0 | 0 | 0 | 0 | 0 | 0 | 0
| Communication | $/customer | 0 | customers | 0 | 0 | 0 | 0 | 0 | 0 | 0 | 0 | 0 | 0 | 0 | 0 | 0 | 0 | 0 | 0 | 0 | 0 | 0 | 0 | 0 | 0 | 0 | 0 | 0
| Information accessibility | $/customer | 0 | customers | 0 | 0 | 0 | 0 | 0 | 0 | 0 | 0 | 0 | 0 | 0 | 0 | 0 | 0 | 0 | 0 | 0 | 0 | 0 | 0 | 0 | 0 | 0 | 0 | 0
| Other benefits 1 |  |  | 2023-12-31 | 0 | 0 | 0 | 0 | 0 | 0 | 0 | 0 | 0 | 0 | 0 | 0 | 0 | 0 | 0 | 0 | 0 | 0 | 0 | 0 | 0 | 0 | 0 | 0 | 0
| Other benefits 2 |  |  | 2023-12-31 | 0 | 0 | 0 | 0 | 0 | 0 | 0 | 0 | 0 | 0 | 0 | 0 | 0 | 0 | 0 | 0 | 0 | 0 | 0 | 0 | 0 | 0 | 0 | 0 | 0
| Total other benefits |  |  | 2023-12-31 | 0 | 0 | 0 | 0 | 0 | 0 | 0 | 0 | 0 | 0 | 0 | 0 | 0 | 0 | 0 | 0 | 0 | 0 | 0 | 0 | 0 | 0 | 0 | 0 | 0
SUMMARY
| Risks mitigated vs base case |  |  | 2023-12-31 | 0 | 0 | 0 | 0 | 0 | 0 | 0 | 0 | 0 | 0 | 0 | 0 | 0 | 0 | 0 | 0 | 0 | 0 | 0 | 0 | 0 | 0 | 0 | 0 | 0
Capital expenditure
| < Enter description > |  |  | 2023-12-31 | 0 | 0 | 0 | 0 | 0 | 0 | 0 | 0 | 0 | 0 | 0 | 0 | 0 | 0 | 0 | 0 | 0 | 0 | 0 | 0 | 0 | 0 | 0 | 0 | 0
| < Enter description > |  |  | 2023-12-31 | 0 | 0 | 0 | 0 | 0 | 0 | 0 | 0 | 0 | 0 | 0 | 0 | 0 | 0 | 0 | 0 | 0 | 0 | 0 | 0 | 0 | 0 | 0 | 0 | 0
| < Enter description > |  |  | 2023-12-31 | 0 | 0 | 0 | 0 | 0 | 0 | 0 | 0 | 0 | 0 | 0 | 0 | 0 | 0 | 0 | 0 | 0 | 0 | 0 | 0 | 0 | 0 | 0 | 0 | 0
Cumulative capex
| < Enter description > |  |  | 2023-12-31 | 0 | 0 | 0 | 0 | 0 | 0 | 0 | 0 | 0 | 0 | 0 | 0 | 0 | 0 | 0 | 0 | 0 | 0 | 0 | 0 | 0 | 0 | 0 | 0 | 0
| < Enter description > |  |  | 2023-12-31 | 0 | 0 | 0 | 0 | 0 | 0 | 0 | 0 | 0 | 0 | 0 | 0 | 0 | 0 | 0 | 0 | 0 | 0 | 0 | 0 | 0 | 0 | 0 | 0 | 0
| < Enter description > |  |  | 2023-12-31 | 0 | 0 | 0 | 0 | 0 | 0 | 0 | 0 | 0 | 0 | 0 | 0 | 0 | 0 | 0 | 0 | 0 | 0 | 0 | 0 | 0 | 0 | 0 | 0 | 0
Annualised capex
| Annualised capex - < Enter description > |  |  | 2023-12-31 | 0 | 0 | 0 | 0 | 0 | 0 | 0 | 0 | 0 | 0 | 0 | 0 | 0 | 0 | 0 | 0 | 0 | 0 | 0 | 0 | 0 | 0 | 0 | 0 | 0
| Annualised capex - < Enter description > |  |  | 2023-12-31 | 0 | 0 | 0 | 0 | 0 | 0 | 0 | 0 | 0 | 0 | 0 | 0 | 0 | 0 | 0 | 0 | 0 | 0 | 0 | 0 | 0 | 0 | 0 | 0 | 0
| Annualised capex - < Enter description > |  |  | 2023-12-31 | 0 | 0 | 0 | 0 | 0 | 0 | 0 | 0 | 0 | 0 | 0 | 0 | 0 | 0 | 0 | 0 | 0 | 0 | 0 | 0 | 0 | 0 | 0 | 0 | 0
| Total annualised capex |  |  | 2023-12-31 | 0 | 0 | 0 | 0 | 0 | 0 | 0 | 0 | 0 | 0 | 0 | 0 | 0 | 0 | 0 | 0 | 0 | 0 | 0 | 0 | 0 | 0 | 0 | 0 | 0
| Annualised capex |  |  | 2023-12-31 | 0 | 0 | 0 | 0 | 0 | 0 | 0 | 0 | 0 | 0 | 0 | 0 | 0 | 0 | 0 | 0 | 0 | 0 | 0 | 0 | 0 | 0 | 0 | 0 | 0
| Operating expenditure |  |  | 2023-12-31 | 0 | 0 | 0 | 0 | 0 | 0 | 0 | 0 | 0 | 0 | 0 | 0 | 0 | 0 | 0 | 0 | 0 | 0 | 0 | 0 | 0 | 0 | 0 | 0 | 0
| Risk mitigated |  |  | 2023-12-31 | 0 | 0 | 0 | 0 | 0 | 0 | 0 | 0 | 0 | 0 | 0 | 0 | 0 | 0 | 0 | 0 | 0 | 0 | 0 | 0 | 0 | 0 | 0 | 0 | 0
| Other benefits value |  |  | 2023-12-31 | 0 | 0 | 0 | 0 | 0 | 0 | 0 | 0 | 0 | 0 | 0 | 0 | 0 | 0 | 0 | 0 | 0 | 0 | 0 | 0 | 0 | 0 | 0 | 0 | 0
| Net benefits |  |  | 2023-12-31 | 0 | 0 | 0 | 0 | 0 | 0 | 0 | 0 | 0 | 0 | 0 | 0 | 0 | 0 | 0 | 0 | 0 | 0 | 0 | 0 | 0 | 0 | 0 | 0 | 0
| First capex year |  |  | 0
| First year |  |  | Not used
SENSITIVITIES
NPV | Net benefits |  |  | Option 5NPV | 0 | 0 | 0 | 0 | 0 | 0 | 0 | 0 | 0 | 0 | 0 | 0 | 0 | 0 | 0 | 0 | 0 | 0 | 0 | 0 | 0 | 0 | 0 | 0 | 0
| Total annualised capex |  |  |  | 0 | 0 | 0 | 0 | 0 | 0 | 0 | 0 | 0 | 0 | 0 | 0 | 0 | 0 | 0 | 0 | 0 | 0 | 0 | 0 | 0 | 0 | 0 | 0 | 0
| Total benefits |  |  |  | 0 | 0 | 0 | 0 | 0 | 0 | 0 | 0 | 0 | 0 | 0 | 0 | 0 | 0 | 0 | 0 | 0 | 0 | 0 | 0 | 0 | 0 | 0 | 0 | 0
|  | Capex | Total benefits
sens1 | Capex 10% higher | 10% | 0% | Option 5sens1 | 0 | 0 | 0 | 0 | 0 | 0 | 0 | 0 | 0 | 0 | 0 | 0 | 0 | 0 | 0 | 0 | 0 | 0 | 0 | 0 | 0 | 0 | 0 | 0 | 0
sens2 | Capex 10% lower | -10% | 0% | Option 5sens2 | 0 | 0 | 0 | 0 | 0 | 0 | 0 | 0 | 0 | 0 | 0 | 0 | 0 | 0 | 0 | 0 | 0 | 0 | 0 | 0 | 0 | 0 | 0 | 0 | 0
sens3 | Total benefits 10% higher | 0% | 10% | Option 5sens3 | 0 | 0 | 0 | 0 | 0 | 0 | 0 | 0 | 0 | 0 | 0 | 0 | 0 | 0 | 0 | 0 | 0 | 0 | 0 | 0 | 0 | 0 | 0 | 0 | 0
sens4 | Total benefits 10% lower | 0% | -10% | Option 5sens4 | 0 | 0 | 0 | 0 | 0 | 0 | 0 | 0 | 0 | 0 | 0 | 0 | 0 | 0 | 0 | 0 | 0 | 0 | 0 | 0 | 0 | 0 | 0 | 0 | 0
sens5 | Capex 10% higher & Total benefits 10% lower | 10% | -10% | Option 5sens5 | 0 | 0 | 0 | 0 | 0 | 0 | 0 | 0 | 0 | 0 | 0 | 0 | 0 | 0 | 0 | 0 | 0 | 0 | 0 | 0 | 0 | 0 | 0 | 0 | 0
sens | 0 | 0% | 0% | Option 5sens | 0 | 0 | 0 | 0 | 0 | 0 | 0 | 0 | 0 | 0 | 0 | 0 | 0 | 0 | 0 | 0 | 0 | 0 | 0 | 0 | 0 | 0 | 0 | 0 | 0
sens | 0 | 0% | 0% | Option 5sens | 0 | 0 | 0 | 0 | 0 | 0 | 0 | 0 | 0 | 0 | 0 | 0 | 0 | 0 | 0 | 0 | 0 | 0 | 0 | 0 | 0 | 0 | 0 | 0 | 0
sens | 0 | 0% | 0% | Option 5sens | 0 | 0 | 0 | 0 | 0 | 0 | 0 | 0 | 0 | 0 | 0 | 0 | 0 | 0 | 0 | 0 | 0 | 0 | 0 | 0 | 0 | 0 | 0 | 0 | 0

## Consol
CitiPower
Bouverie Queensberry supply area
CONSOLIDATED
Discount factor |  |  |  |  | 0 | 0.98295 | 0.94971 | 0.91759 | 0.88656 | 0.85658 | 0.82761 | 0.79963 | 0.77259 | 0.74646 | 0.72122 | 0.69683 | 0.67326 | 0.6505 | 0.6285 | 0.60725 | 0.58671 | 0.56687 | 0.5477 | 0.52918 | 0.51129 | 0.494 | 0.47729 | 0.46115 | 0.44556 | 0.43049
Count |  |  |  |  | 0 | 1 | 2 | 3 | 4 | 5 | 6 | 7 | 8 | 9 | 10 | 11 | 12 | 13 | 14 | 15 | 16 | 17 | 18 | 19 | 20 | 21 | 22 | 23 | 24 | 25
Analysis period |  |  |  |  | TRUE | TRUE | TRUE | TRUE | TRUE | TRUE | TRUE | TRUE | TRUE | TRUE | TRUE | TRUE | TRUE | TRUE | TRUE | TRUE | TRUE | TRUE | TRUE | TRUE | TRUE | TRUE | FALSE | FALSE | FALSE | FALSE
[5 empty] | 2025-06-30 | 2025-26 | 2026-27 | 2027-28 | 2028-29 | 2029-30 | 2030-31 | 2031-32 | 2032-33 | 2033-34 | 2034-35 | 2035-36 | 2036-37 | 2037-38 | 2038-39 | 2039-40 | 2040-41 | 2041-42 | 2042-43 | 2043-44 | 2044-45 | 2045-46 | 2046-47 | 2047-48 | 2048-49 | 2049-50
COSTS |  |  | PV
Option 1 (base case) | Energy at risk value | Option 1 (base case)Energy at risk value | 408220697.9843 | 2026-06-30 |  | 1379711.2727 | 1942877.5272 | 2689782.7852 | 16798182.9277 | 18297741.7548 | 20179569.3812 | 23787386.418 | 28830145.3995 | 32124154.4747 | 32124154.4747 | 32124154.4747 | 32124154.4747 | 32124154.4747 | 32124154.4747 | 32124154.4747 | 32124154.4747 | 32124154.4747 | 32124154.4747 | 32124154.4747 | 32124154.4747 | 32124154.4747 | 32124154.4747 | 32124154.4747 | 32124154.4747 | 32124154.4747
Option 1 (base case) | Capital expenditure | Option 1 (base case)Capital expenditure | 0 | 2026-06-30 |  | 0 | 0 | 0 | 0 | 0 | 0 | 0 | 0 | 0 | 0 | 0 | 0 | 0 | 0 | 0 | 0 | 0 | 0 | 0 | 0 | 0 | 0 | 0 | 0 | 0
Option 1 (base case) | Total risk cost | Option 1 (base case)Total risk cost | 349931936.3446 | 2026-06-30 |  | 1379711.2727 | 1942877.5272 | 2689782.7852 | 16798182.9277 | 18297741.7548 | 20179569.3812 | 23787386.418 | 28830145.3995 | 32124154.4747 | 32124154.4747 | 32124154.4747 | 32124154.4747 | 32124154.4747 | 32124154.4747 | 32124154.4747 | 32124154.4747 | 32124154.4747 | 32124154.4747 | 32124154.4747 | 32124154.4747 | 32124154.4747 | 32124154.4747 | 32124154.4747 | 32124154.4747 | 32124154.4747
Option 1 (base case) |  | Option 1 (base case)
Option 1 (base case) | Annualised capex | Option 1 (base case)Annualised capex | 0 | 2026-06-30 |  | 0 | 0 | 0 | 0 | 0 | 0 | 0 | 0 | 0 | 0 | 0 | 0 | 0 | 0 | 0 | 0 | 0 | 0 | 0 | 0 | 0 | 0 | 0 | 0 | 0
Option 1 (base case) | Operating expenditure | Option 1 (base case)Operating expenditure | 0 | 2026-06-30 |  | 0 | 0 | 0 | 0 | 0 | 0 | 0 | 0 | 0 | 0 | 0 | 0 | 0 | 0 | 0 | 0 | 0 | 0 | 0 | 0 | 0 | 0 | 0 | 0 | 0
Option 1 (base case) | Risk mitigated | Option 1 (base case)Risk mitigated | 0 | 2026-06-30 |  | 0 | 0 | 0 | 0 | 0 | 0 | 0 | 0 | 0 | 0 | 0 | 0 | 0 | 0 | 0 | 0 | 0 | 0 | 0 | 0 | 0 | 0 | 0 | 0 | 0
Option 1 (base case) | Other benefits value | Option 1 (base case)Other benefits value | 0 | 2026-06-30 |  | 0 | 0 | 0 | 0 | 0 | 0 | 0 | 0 | 0 | 0 | 0 | 0 | 0 | 0 | 0 | 0 | 0 | 0 | 0 | 0 | 0 | 0 | 0 | 0 | 0
Option 1 (base case) | Net benefits | Option 1 (base case)Net benefits |  | 2026-06-30 |  | 0 | 0 | 0 | 0 | 0 | 0 | 0 | 0 | 0 | 0 | 0 | 0 | 0 | 0 | 0 | 0 | 0 | 0 | 0 | 0 | 0 | 0 | 0 | 0 | 0
Option 1 (base case) | NPV | Option 1 (base case)NPV | 0 | 2026-06-30
Option 1 (base case) | PV of costs | Option 1 (base case)PV of costs | 0 | 2026-06-30
Option 1 (base case) | PV of benefits | Option 1 (base case)PV of benefits | 0 | 2026-06-30
Option 2 | Energy at risk value | Option 2Energy at risk value | 10648195.15 | 2026-06-30 |  | 1379711.2727 | 1942877.5272 | 2689782.7852 | 40532.0308 | 70136.6625 | 101661.4987 | 178893.7821 | 337955.1139 | 449593.0108 | 449593.0108 | 449593.0108 | 449593.0108 | 449593.0108 | 449593.0108 | 449593.0108 | 449593.0108 | 449593.0108 | 449593.0108 | 449593.0108 | 449593.0108 | 449593.0108 | 449593.0108 | 449593.0108 | 449593.0108 | 449593.0108
Option 2 | Capital expenditure | Option 2Capital expenditure | -18809848.0933 | 2026-06-30 |  | 0 | -10073299.559 | -10073299.559 | 0 | 0 | 0 | 0 | 0 | 0 | 0 | 0 | 0 | 0 | 0 | 0 | 0 | 0 | 0 | 0 | 0 | 0 | 0 | 0 | 0 | 0
Option 2 | Total risk cost | Option 2Total risk cost | 9832415.8628 | 2026-06-30 |  | 1379711.2727 | 1942877.5272 | 2689782.7852 | 40532.0308 | 70136.6625 | 101661.4987 | 178893.7821 | 337955.1139 | 449593.0108 | 449593.0108 | 449593.0108 | 449593.0108 | 449593.0108 | 449593.0108 | 449593.0108 | 449593.0108 | 449593.0108 | 449593.0108 | 449593.0108 | 449593.0108 | 449593.0108 | 0 | 0 | 0 | 0
Option 2 |  | Option 2
Option 2 | Annualised capex | Option 2Annualised capex | -10789401.2368 | 2026-06-30 |  | 0 | 0 | -429462.1278 | -858924.2556 | -858924.2556 | -858924.2556 | -858924.2556 | -858924.2556 | -858924.2556 | -858924.2556 | -858924.2556 | -858924.2556 | -858924.2556 | -858924.2556 | -858924.2556 | -858924.2556 | -858924.2556 | -858924.2556 | -858924.2556 | -858924.2556 | -858924.2556 | 0 | 0 | 0 | 0
Option 2 | Operating expenditure | Option 2Operating expenditure | 0 | 2026-06-30 |  | 0 | 0 | 0 | 0 | 0 | 0 | 0 | 0 | 0 | 0 | 0 | 0 | 0 | 0 | 0 | 0 | 0 | 0 | 0 | 0 | 0 | 0 | 0 | 0 | 0
Option 2 | Risk mitigated | Option 2Risk mitigated | 340099520.4818 | 2026-06-30 |  | 0 | 0 | 0 | 16757650.8968 | 18227605.0923 | 20077907.8825 | 23608492.6359 | 28492190.2856 | 31674561.464 | 31674561.464 | 31674561.464 | 31674561.464 | 31674561.464 | 31674561.464 | 31674561.464 | 31674561.464 | 31674561.464 | 31674561.464 | 31674561.464 | 31674561.464 | 31674561.464 | 0 | 0 | 0 | 0
Option 2 | Other benefits value | Option 2Other benefits value | 0 | 2026-06-30 |  | 0 | 0 | 0 | 0 | 0 | 0 | 0 | 0 | 0 | 0 | 0 | 0 | 0 | 0 | 0 | 0 | 0 | 0 | 0 | 0 | 0 | 0 | 0 | 0 | 0
Option 2 | Net benefits | Option 2Net benefits |  | 2026-06-30 |  | 0 | 0 | -429462.1278 | 15898726.6413 | 17368680.8368 | 19218983.6269 | 22749568.3804 | 27633266.0301 | 30815637.2084 | 30815637.2084 | 30815637.2084 | 30815637.2084 | 30815637.2084 | 30815637.2084 | 30815637.2084 | 30815637.2084 | 30815637.2084 | 30815637.2084 | 30815637.2084 | 30815637.2084 | 30815637.2084 | 0 | 0 | 0 | 0
Option 2 | NPV | Option 2NPV | 329310119.245 | 2026-06-30
Option 2 | PV of costs | Option 2PV of costs | -10789401.2368 | 2026-06-30
Option 2 | PV of benefits | Option 2PV of benefits | 340099520.4818 | 2026-06-30
Option 3 | Energy at risk value | Option 3Energy at risk value | 144239485.3276 | 2026-06-30 |  | 1379711.2727 | 1942877.5272 | 2689782.7852 | 3527295.3513 | 4260827.1667 | 5149091.2893 | 6919719.6486 | 9831269.0283 | 11704529.2617 | 11704529.2617 | 11704529.2617 | 11704529.2617 | 11704529.2617 | 11704529.2617 | 11704529.2617 | 11704529.2617 | 11704529.2617 | 11704529.2617 | 11704529.2617 | 11704529.2617 | 11704529.2617 | 11704529.2617 | 11704529.2617 | 11704529.2617 | 11704529.2617
Option 3 | Capital expenditure | Option 3Capital expenditure | -65396440.2421 | 2026-06-30 |  | 0 | -35021969.8419 | -35021969.8419 | 0 | 0 | 0 | 0 | 0 | 0 | 0 | 0 | 0 | 0 | 0 | 0 | 0 | 0 | 0 | 0 | 0 | 0 | 0 | 0 | 0 | 0
Option 3 | Total risk cost | Option 3Total risk cost | 123001805.227 | 2026-06-30 |  | 1379711.2727 | 1942877.5272 | 2689782.7852 | 3527295.3513 | 4260827.1667 | 5149091.2893 | 6919719.6486 | 9831269.0283 | 11704529.2617 | 11704529.2617 | 11704529.2617 | 11704529.2617 | 11704529.2617 | 11704529.2617 | 11704529.2617 | 11704529.2617 | 11704529.2617 | 11704529.2617 | 11704529.2617 | 11704529.2617 | 11704529.2617 | 0 | 0 | 0 | 0
Option 3
Option 3 | Annualised capex | Option 3Annualised capex | -37511649.7345 | 2026-06-30 |  | 0 | 0 | -1493116.4907 | -2986232.9814 | -2986232.9814 | -2986232.9814 | -2986232.9814 | -2986232.9814 | -2986232.9814 | -2986232.9814 | -2986232.9814 | -2986232.9814 | -2986232.9814 | -2986232.9814 | -2986232.9814 | -2986232.9814 | -2986232.9814 | -2986232.9814 | -2986232.9814 | -2986232.9814 | -2986232.9814 | 0 | 0 | 0 | 0
Option 3 | Operating expenditure | Option 3Operating expenditure | 0 | 2026-06-30 |  | 0 | 0 | 0 | 0 | 0 | 0 | 0 | 0 | 0 | 0 | 0 | 0 | 0 | 0 | 0 | 0 | 0 | 0 | 0 | 0 | 0 | 0 | 0 | 0 | 0
Option 3 | Risk mitigated | Option 3Risk mitigated | 226930131.1177 | 2026-06-30 |  | 0 | 0 | 0 | 13270887.5764 | 14036914.5881 | 15030478.0919 | 16867666.7693 | 18998876.3712 | 20419625.2131 | 20419625.2131 | 20419625.2131 | 20419625.2131 | 20419625.2131 | 20419625.2131 | 20419625.2131 | 20419625.2131 | 20419625.2131 | 20419625.2131 | 20419625.2131 | 20419625.2131 | 20419625.2131 | 0 | 0 | 0 | 0
Option 3 | Other benefits value | Option 3Other benefits value | 0 | 2026-06-30 |  | 0 | 0 | 0 | 0 | 0 | 0 | 0 | 0 | 0 | 0 | 0 | 0 | 0 | 0 | 0 | 0 | 0 | 0 | 0 | 0 | 0 | 0 | 0 | 0 | 0
Option 3 | Net benefits | Option 3Net benefits |  | 2026-06-30 |  | 0 | 0 | -1493116.4907 | 10284654.595 | 11050681.6068 | 12044245.1105 | 13881433.7879 | 16012643.3898 | 17433392.2317 | 17433392.2317 | 17433392.2317 | 17433392.2317 | 17433392.2317 | 17433392.2317 | 17433392.2317 | 17433392.2317 | 17433392.2317 | 17433392.2317 | 17433392.2317 | 17433392.2317 | 17433392.2317 | 0 | 0 | 0 | 0
Option 3 | NPV | Option 3NPV | 189418481.3832 | 2026-06-30
Option 3 | PV of costs | Option 3PV of costs | -37511649.7345 | 2026-06-30
Option 3 | PV of benefits | Option 3PV of benefits | 226930131.1177 | 2026-06-30
Option 4 | Energy at risk value | Option 4Energy at risk value | 11073979.2566 | 2026-06-30 |  | 1379711.2727 | 1942877.5272 | 2689782.7852 | 85092.9501 | 104450.8142 | 135111.915 | 213018.0193 | 373781.2999 | 477649.9796 | 477649.9796 | 477649.9796 | 477649.9796 | 477649.9796 | 477649.9796 | 477649.9796 | 477649.9796 | 477649.9796 | 477649.9796 | 477649.9796 | 477649.9796 | 477649.9796 | 477649.9796 | 477649.9796 | 477649.9796 | 477649.9796
Option 4 | Capital expenditure | Option 4Capital expenditure | -90832031.7412 | 2026-06-30 |  | 0 | -48643575.469 | -48643575.469 | 0 | 0 | 0 | 0 | 0 | 0 | 0 | 0 | 0 | 0 | 0 | 0 | 0 | 0 | 0 | 0 | 0 | 0 | 0 | 0 | 0 | 0
Option 4 | Total risk cost | Option 4Total risk cost | 10207291.0506 | 2026-06-30 |  | 1379711.2727 | 1942877.5272 | 2689782.7852 | 85092.9501 | 104450.8142 | 135111.915 | 213018.0193 | 373781.2999 | 477649.9796 | 477649.9796 | 477649.9796 | 477649.9796 | 477649.9796 | 477649.9796 | 477649.9796 | 477649.9796 | 477649.9796 | 477649.9796 | 477649.9796 | 477649.9796 | 477649.9796 | 0 | 0 | 0 | 0
Option 4 |  | Option 4
Option 4 | Annualised capex | Option 4Annualised capex | -52101602.8814 | 2026-06-30 |  | 0 | 0 | -2073856.0688 | -4147712.1376 | -4147712.1376 | -4147712.1376 | -4147712.1376 | -4147712.1376 | -4147712.1376 | -4147712.1376 | -4147712.1376 | -4147712.1376 | -4147712.1376 | -4147712.1376 | -4147712.1376 | -4147712.1376 | -4147712.1376 | -4147712.1376 | -4147712.1376 | -4147712.1376 | -4147712.1376 | 0 | 0 | 0 | 0
Option 4 | Operating expenditure | Option 4Operating expenditure | 0 | 2026-06-30 |  | 0 | 0 | 0 | 0 | 0 | 0 | 0 | 0 | 0 | 0 | 0 | 0 | 0 | 0 | 0 | 0 | 0 | 0 | 0 | 0 | 0 | 0 | 0 | 0 | 0
Option 4 | Risk mitigated | Option 4Risk mitigated | 339724645.294 | 2026-06-30 |  | 0 | 0 | 0 | 16713089.9775 | 18193290.9406 | 20044457.4662 | 23574368.3987 | 28456364.0996 | 31646504.4951 | 31646504.4951 | 31646504.4951 | 31646504.4951 | 31646504.4951 | 31646504.4951 | 31646504.4951 | 31646504.4951 | 31646504.4951 | 31646504.4951 | 31646504.4951 | 31646504.4951 | 31646504.4951 | 0 | 0 | 0 | 0
Option 4 | Other benefits value | Option 4Other benefits value | 0 | 2026-06-30 |  | 0 | 0 | 0 | 0 | 0 | 0 | 0 | 0 | 0 | 0 | 0 | 0 | 0 | 0 | 0 | 0 | 0 | 0 | 0 | 0 | 0 | 0 | 0 | 0 | 0
Option 4 | Net benefits | Option 4Net benefits |  | 2026-06-30 |  | 0 | 0 | -2073856.0688 | 12565377.8399 | 14045578.803 | 15896745.3285 | 19426656.2611 | 24308651.9619 | 27498792.3575 | 27498792.3575 | 27498792.3575 | 27498792.3575 | 27498792.3575 | 27498792.3575 | 27498792.3575 | 27498792.3575 | 27498792.3575 | 27498792.3575 | 27498792.3575 | 27498792.3575 | 27498792.3575 | 0 | 0 | 0 | 0
Option 4 | NPV | Option 4NPV | 287623042.4126 | 2026-06-30
Option 4 | PV of costs | Option 4PV of costs | -52101602.8814 | 2026-06-30
Option 4 | PV of benefits | Option 4PV of benefits | 339724645.294 | 2026-06-30
Option 5 | Energy at risk value | Option 5Energy at risk value | 0 | 2026-06-30 |  | 0 | 0 | 0 | 0 | 0 | 0 | 0 | 0 | 0 | 0 | 0 | 0 | 0 | 0 | 0 | 0 | 0 | 0 | 0 | 0 | 0 | 0 | 0 | 0 | 0
Option 5 | Capital expenditure | Option 5Capital expenditure | 0 | 2026-06-30 |  | 0 | 0 | 0 | 0 | 0 | 0 | 0 | 0 | 0 | 0 | 0 | 0 | 0 | 0 | 0 | 0 | 0 | 0 | 0 | 0 | 0 | 0 | 0 | 0 | 0
Option 5 | Total risk cost | Option 5Total risk cost | 0 | 2026-06-30 |  | 0 | 0 | 0 | 0 | 0 | 0 | 0 | 0 | 0 | 0 | 0 | 0 | 0 | 0 | 0 | 0 | 0 | 0 | 0 | 0 | 0 | 0 | 0 | 0 | 0
Option 5 |  | Option 5
Option 5 | Annualised capex | Option 5Annualised capex | 0 | 2026-06-30 |  | 0 | 0 | 0 | 0 | 0 | 0 | 0 | 0 | 0 | 0 | 0 | 0 | 0 | 0 | 0 | 0 | 0 | 0 | 0 | 0 | 0 | 0 | 0 | 0 | 0
Option 5 | Operating expenditure | Option 5Operating expenditure | 0 | 2026-06-30 |  | 0 | 0 | 0 | 0 | 0 | 0 | 0 | 0 | 0 | 0 | 0 | 0 | 0 | 0 | 0 | 0 | 0 | 0 | 0 | 0 | 0 | 0 | 0 | 0 | 0
Option 5 | Risk mitigated | Option 5Risk mitigated | 0 | 2026-06-30 |  | 0 | 0 | 0 | 0 | 0 | 0 | 0 | 0 | 0 | 0 | 0 | 0 | 0 | 0 | 0 | 0 | 0 | 0 | 0 | 0 | 0 | 0 | 0 | 0 | 0
Option 5 | Other benefits value | Option 5Other benefits value | 0 | 2026-06-30 |  | 0 | 0 | 0 | 0 | 0 | 0 | 0 | 0 | 0 | 0 | 0 | 0 | 0 | 0 | 0 | 0 | 0 | 0 | 0 | 0 | 0 | 0 | 0 | 0 | 0
Option 5 | Net benefits | Option 5Net benefits |  | 2026-06-30 |  | 0 | 0 | 0 | 0 | 0 | 0 | 0 | 0 | 0 | 0 | 0 | 0 | 0 | 0 | 0 | 0 | 0 | 0 | 0 | 0 | 0 | 0 | 0 | 0 | 0
Option 5 | NPV | Option 5NPV | 0 | 2026-06-30
Option 5 | PV of costs | Option 5PV of costs | 0 | 2026-06-30
Option 5 | PV of benefits | Option 5PV of benefits | 0 | 2026-06-30
CHART DATA | [5 empty] | FY26 | FY27 | FY28 | FY29 | FY30 | FY31 | FY32 | FY33 | FY34 | FY35 | FY36 | FY37 | FY38 | FY39 | FY40 | FY41 | FY42 | FY43 | FY44 | FY45 | FY46 | FY47 | FY48 | FY49 | FY50
Option 2 | Annualised capex | -1 |  |  | Option 2 annualised capex | 0.85892 | 0.85892 | 0.85892 | 0.85892 | 0.85892 | 0.85892 | 0.85892 | 0.85892 | 0.85892 | 0.85892 | 0.85892 | 0.85892 | 0.85892 | 0.85892 | 0.85892 | 0.85892 | 0.85892 | 0.85892 | 0.85892 | 0.85892 | 0.85892 | 0 | 0 | 0 | 0
Option 1 (base case) | Total risk cost | 1 |  |  | Option 1 (base case) risk cost | 1.3797 | 1.9429 | 2.6898 | 16.7982 | 18.2977 | 20.1796 | 23.7874 | 28.8301 | 32.1242 | 32.1242 | 32.1242 | 32.1242 | 32.1242 | 32.1242 | 32.1242 | 32.1242 | 32.1242 | 32.1242 | 32.1242 | 32.1242 | 32.1242 | 32.1242 | 32.1242 | 32.1242 | 32.1242
[6 empty] | FY26 | FY27 | FY28 | FY29 | FY30 | FY31 | FY32 | FY33 | FY34 | FY35 | FY36 | FY37 | FY38 | FY39 | FY40 | FY41 | FY42 | FY43 | FY44 | FY45 | FY46 | FY47 | FY48 | FY49 | FY50
Energy at risk | Energy at risk (weighted) | 658.7839 |  |  | Energy at risk energy at risk (weighted) | 28.2943 | 39.8434 | 55.1605 | 344.4876 | 375.2397 | 413.8312 | 487.8182 | 591.2323 | 658.7839 | 658.7839 | 658.7839 | 658.7839 | 658.7839 | 658.7839 | 658.7839 | 658.7839 | 658.7839 | 658.7839 | 658.7839 | 658.7839 | 658.7839 | 658.7839 | 658.7839 | 658.7839 | 658.7839
Option 1 (base case) | Energy at risk value | 28.8649 |  |  | Option 1 (base case) risk cost | 1.2397 | 1.7458 | 2.4169 | 15.0939 | 16.4413 | 18.1322 | 21.374 | 25.9051 | 28.8649 | 28.8649 | 28.8649 | 28.8649 | 28.8649 | 28.8649 | 28.8649 | 28.8649 | 28.8649 | 28.8649 | 28.8649 | 28.8649 | 28.8649 | 28.8649 | 28.8649 | 28.8649 | 28.8649

## Sensitivity_calcs
CitiPower
Bouverie Queensberry supply area
SENSITIVITY CALCULATIONS
Discount factor | [6 empty] | 0 | 0.98295 | 0.94971 | 0.91759 | 0.88656 | 0.85658 | 0.82761 | 0.79963 | 0.77259 | 0.74646 | 0.72122 | 0.69683 | 0.67326 | 0.6505 | 0.6285 | 0.60725 | 0.58671 | 0.56687 | 0.5477 | 0.52918 | 0.51129 | 0.494 | 0.47729 | 0.46115 | 0.44556 | 0.43049
Count | [6 empty] | 0 | 1 | 2 | 3 | 4 | 5 | 6 | 7 | 8 | 9 | 10 | 11 | 12 | 13 | 14 | 15 | 16 | 17 | 18 | 19 | 20 | 21 | 22 | 23 | 24 | 25
Analysis period | [6 empty] | 1 | 1 | 1 | 1 | 1 | 1 | 1 | 1 | 1 | 1 | 1 | 1 | 1 | 1 | 1 | 1 | 1 | 1 | 1 | 1 | 1 | 1 | 0 | 0 | 0 | 0
[7 empty] | 45838 | 2025-26 | 2026-27 | 2027-28 | 2028-29 | 2029-30 | 2030-31 | 2031-32 | 2032-33 | 2033-34 | 2034-35 | 2035-36 | 2036-37 | 2037-38 | 2038-39 | 2039-40 | 2040-41 | 2041-42 | 2042-43 | 2043-44 | 2044-45 | 2045-46 | 2046-47 | 2047-48 | 2048-49 | 2049-50
PV
[25 empty] | 30815637.2084 | 30815637.2084 | 30815637.2084 | 0 | 0 | 0 | 0
OPTION 1 (base case) | NPV | Net benefits | OPTION 1 (base case)NPV |  | 0 |  | 0 | 0 | 0 | 0 | 0 | 0 | 0 | 0 | 0 | 0 | 0 | 0 | 0 | 0 | 0 | 0 | 0 | 0 | 0 | 0 | 0 | 0 | 0 | 0 | 0 | 0
OPTION 1 (base case) | sens1 | Capex 10% higher | OPTION 1 (base case)sens1 |  | 0 |  | 0 | 0 | 0 | 0 | 0 | 0 | 0 | 0 | 0 | 0 | 0 | 0 | 0 | 0 | 0 | 0 | 0 | 0 | 0 | 0 | 0 | 0 | 0 | 0 | 0 | 0
OPTION 1 (base case) | sens2 | Capex 10% lower | OPTION 1 (base case)sens2 |  | 0 |  | 0 | 0 | 0 | 0 | 0 | 0 | 0 | 0 | 0 | 0 | 0 | 0 | 0 | 0 | 0 | 0 | 0 | 0 | 0 | 0 | 0 | 0 | 0 | 0 | 0 | 0
OPTION 1 (base case) | sens3 | Total benefits 10% higher | OPTION 1 (base case)sens3 |  | 0 |  | 0 | 0 | 0 | 0 | 0 | 0 | 0 | 0 | 0 | 0 | 0 | 0 | 0 | 0 | 0 | 0 | 0 | 0 | 0 | 0 | 0 | 0 | 0 | 0 | 0 | 0
OPTION 1 (base case) | sens4 | Total benefits 10% lower | OPTION 1 (base case)sens4 |  | 0 |  | 0 | 0 | 0 | 0 | 0 | 0 | 0 | 0 | 0 | 0 | 0 | 0 | 0 | 0 | 0 | 0 | 0 | 0 | 0 | 0 | 0 | 0 | 0 | 0 | 0 | 0
OPTION 1 (base case) | sens5 | Capex 10% higher & Total benefits 10% lower | OPTION 1 (base case)sens5 |  | 0 |  | 0 | 0 | 0 | 0 | 0 | 0 | 0 | 0 | 0 | 0 | 0 | 0 | 0 | 0 | 0 | 0 | 0 | 0 | 0 | 0 | 0 | 0 | 0 | 0 | 0 | 0
OPTION 1 (base case) | sens | 0 | OPTION 1 (base case)sens |  | 0 |  | 0 | 0 | 0 | 0 | 0 | 0 | 0 | 0 | 0 | 0 | 0 | 0 | 0 | 0 | 0 | 0 | 0 | 0 | 0 | 0 | 0 | 0 | 0 | 0 | 0 | 0
OPTION 1 (base case) | sens | 0 | OPTION 1 (base case)sens |  | 0 |  | 0 | 0 | 0 | 0 | 0 | 0 | 0 | 0 | 0 | 0 | 0 | 0 | 0 | 0 | 0 | 0 | 0 | 0 | 0 | 0 | 0 | 0 | 0 | 0 | 0 | 0
OPTION 1 (base case) | sens | 0 | OPTION 1 (base case)sens |  | 0 |  | 0 | 0 | 0 | 0 | 0 | 0 | 0 | 0 | 0 | 0 | 0 | 0 | 0 | 0 | 0 | 0 | 0 | 0 | 0 | 0 | 0 | 0 | 0 | 0 | 0 | 0
Option 2 | NPV | Net benefits | Option 2NPV |  | 329310119.245 |  | 0 | 0 | 0 | -429462.1278 | 15898726.6413 | 17368680.8368 | 19218983.6269 | 22749568.3804 | 27633266.0301 | 30815637.2084 | 30815637.2084 | 30815637.2084 | 30815637.2084 | 30815637.2084 | 30815637.2084 | 30815637.2084 | 30815637.2084 | 30815637.2084 | 30815637.2084 | 30815637.2084 | 30815637.2084 | 30815637.2084 | 0 | 0 | 0 | 0
Option 2 | sens1 | Capex 10% higher | Option 2sens1 |  | 328231179.1213 |  | 0 | 0 | 0 | -472408.3406 | 15812834.2157 | 17282788.4112 | 19133091.2014 | 22663675.9548 | 27547373.6045 | 30729744.7828 | 30729744.7828 | 30729744.7828 | 30729744.7828 | 30729744.7828 | 30729744.7828 | 30729744.7828 | 30729744.7828 | 30729744.7828 | 30729744.7828 | 30729744.7828 | 30729744.7828 | 30729744.7828 | 0 | 0 | 0 | 0
Option 2 | sens2 | Capex 10% lower | Option 2sens2 |  | 330389059.3687 |  | 0 | 0 | 0 | -386515.915 | 15984619.0668 | 17454573.2623 | 19304876.0525 | 22835460.8059 | 27719158.4556 | 30901529.634 | 30901529.634 | 30901529.634 | 30901529.634 | 30901529.634 | 30901529.634 | 30901529.634 | 30901529.634 | 30901529.634 | 30901529.634 | 30901529.634 | 30901529.634 | 30901529.634 | 0 | 0 | 0 | 0
Option 2 | sens3 | Total benefits 10% higher | Option 2sens3 |  | 363320071.2932 |  | 0 | 0 | 0 | -429462.1278 | 17574491.731 | 19191441.346 | 21226774.4152 | 25110417.6439 | 30482485.0586 | 33983093.3548 | 33983093.3548 | 33983093.3548 | 33983093.3548 | 33983093.3548 | 33983093.3548 | 33983093.3548 | 33983093.3548 | 33983093.3548 | 33983093.3548 | 33983093.3548 | 33983093.3548 | 33983093.3548 | 0 | 0 | 0 | 0
Option 2 | sens4 | Total benefits 10% lower | Option 2sens4 |  | 295300167.1968 |  | 0 | 0 | 0 | -429462.1278 | 14222961.5516 | 15545920.3275 | 17211192.8387 | 20388719.1168 | 24784047.0015 | 27648181.062 | 27648181.062 | 27648181.062 | 27648181.062 | 27648181.062 | 27648181.062 | 27648181.062 | 27648181.062 | 27648181.062 | 27648181.062 | 27648181.062 | 27648181.062 | 27648181.062 | 0 | 0 | 0 | 0
Option 2 | sens5 | Capex 10% higher & Total benefits 10% lower | Option 2sens5 |  | 294221227.0731 |  | 0 | 0 | 0 | -472408.3406 | 14137069.126 | 15460027.902 | 17125300.4131 | 20302826.6912 | 24698154.5759 | 27562288.6365 | 27562288.6365 | 27562288.6365 | 27562288.6365 | 27562288.6365 | 27562288.6365 | 27562288.6365 | 27562288.6365 | 27562288.6365 | 27562288.6365 | 27562288.6365 | 27562288.6365 | 27562288.6365 | 0 | 0 | 0 | 0
Option 2 | sens | 0 | Option 2sens |  | 329310119.245 |  | 0 | 0 | 0 | -429462.1278 | 15898726.6413 | 17368680.8368 | 19218983.6269 | 22749568.3804 | 27633266.0301 | 30815637.2084 | 30815637.2084 | 30815637.2084 | 30815637.2084 | 30815637.2084 | 30815637.2084 | 30815637.2084 | 30815637.2084 | 30815637.2084 | 30815637.2084 | 30815637.2084 | 30815637.2084 | 30815637.2084 | 0 | 0 | 0 | 0
Option 2 | sens | 0 | Option 2sens |  | 329310119.245 |  | 0 | 0 | 0 | -429462.1278 | 15898726.6413 | 17368680.8368 | 19218983.6269 | 22749568.3804 | 27633266.0301 | 30815637.2084 | 30815637.2084 | 30815637.2084 | 30815637.2084 | 30815637.2084 | 30815637.2084 | 30815637.2084 | 30815637.2084 | 30815637.2084 | 30815637.2084 | 30815637.2084 | 30815637.2084 | 30815637.2084 | 0 | 0 | 0 | 0
Option 2 | sens | 0 | Option 2sens |  | 329310119.245 |  | 0 | 0 | 0 | -429462.1278 | 15898726.6413 | 17368680.8368 | 19218983.6269 | 22749568.3804 | 27633266.0301 | 30815637.2084 | 30815637.2084 | 30815637.2084 | 30815637.2084 | 30815637.2084 | 30815637.2084 | 30815637.2084 | 30815637.2084 | 30815637.2084 | 30815637.2084 | 30815637.2084 | 30815637.2084 | 30815637.2084 | 0 | 0 | 0 | 0
[7 empty] | 0 | 0 | 0 | -1493116.4907 | 10284654.595 | 11050681.6068 | 12044245.1105 | 13881433.7879 | 16012643.3898 | 17433392.2317 | 17433392.2317 | 17433392.2317 | 17433392.2317 | 17433392.2317 | 17433392.2317 | 17433392.2317 | 17433392.2317 | 17433392.2317 | 17433392.2317 | 17433392.2317 | 17433392.2317 | 17433392.2317 | 0 | 0 | 0 | 0
Option 3 | NPV | Net benefits | Option 3NPV |  | 189418481.3832 |  | 0 | 0 | 0 | -1493116.4907 | 10284654.595 | 11050681.6068 | 12044245.1105 | 13881433.7879 | 16012643.3898 | 17433392.2317 | 17433392.2317 | 17433392.2317 | 17433392.2317 | 17433392.2317 | 17433392.2317 | 17433392.2317 | 17433392.2317 | 17433392.2317 | 17433392.2317 | 17433392.2317 | 17433392.2317 | 17433392.2317 | 0 | 0 | 0 | 0
Option 3 | sens1 | Capex 10% higher | Option 3sens1 |  | 185667316.4097 |  | 0 | 0 | 0 | -1642428.1398 | 9986031.2969 | 10752058.3086 | 11745621.8124 | 13582810.4898 | 15714020.0917 | 17134768.9335 | 17134768.9335 | 17134768.9335 | 17134768.9335 | 17134768.9335 | 17134768.9335 | 17134768.9335 | 17134768.9335 | 17134768.9335 | 17134768.9335 | 17134768.9335 | 17134768.9335 | 17134768.9335 | 0 | 0 | 0 | 0
Option 3 | sens2 | Capex 10% lower | Option 3sens2 |  | 193169646.3566 |  | 0 | 0 | 0 | -1343804.8416 | 10583277.8932 | 11349304.9049 | 12342868.4086 | 14180057.0861 | 16311266.688 | 17732015.5298 | 17732015.5298 | 17732015.5298 | 17732015.5298 | 17732015.5298 | 17732015.5298 | 17732015.5298 | 17732015.5298 | 17732015.5298 | 17732015.5298 | 17732015.5298 | 17732015.5298 | 17732015.5298 | 0 | 0 | 0 | 0
Option 3 | sens3 | Total benefits 10% higher | Option 3sens3 |  | 212111494.4949 |  | 0 | 0 | 0 | -1493116.4907 | 11611743.3527 | 12454373.0656 | 13547292.9197 | 15568200.4649 | 17912531.027 | 19475354.753 | 19475354.753 | 19475354.753 | 19475354.753 | 19475354.753 | 19475354.753 | 19475354.753 | 19475354.753 | 19475354.753 | 19475354.753 | 19475354.753 | 19475354.753 | 19475354.753 | 0 | 0 | 0 | 0
Option 3 | sens4 | Total benefits 10% lower | Option 3sens4 |  | 166725468.2714 |  | 0 | 0 | 0 | -1493116.4907 | 8957565.8374 | 9646990.1479 | 10541197.3013 | 12194667.111 | 14112755.7527 | 15391429.7104 | 15391429.7104 | 15391429.7104 | 15391429.7104 | 15391429.7104 | 15391429.7104 | 15391429.7104 | 15391429.7104 | 15391429.7104 | 15391429.7104 | 15391429.7104 | 15391429.7104 | 15391429.7104 | 0 | 0 | 0 | 0
Option 3 | sens5 | Capex 10% higher & Total benefits 10% lower | Option 3sens5 |  | 162974303.2979 |  | 0 | 0 | 0 | -1642428.1398 | 8658942.5392 | 9348366.8498 | 10242574.0032 | 11896043.8129 | 13814132.4546 | 15092806.4122 | 15092806.4122 | 15092806.4122 | 15092806.4122 | 15092806.4122 | 15092806.4122 | 15092806.4122 | 15092806.4122 | 15092806.4122 | 15092806.4122 | 15092806.4122 | 15092806.4122 | 15092806.4122 | 0 | 0 | 0 | 0
Option 3 | sens | 0 | Option 3sens |  | 189418481.3832 |  | 0 | 0 | 0 | -1493116.4907 | 10284654.595 | 11050681.6068 | 12044245.1105 | 13881433.7879 | 16012643.3898 | 17433392.2317 | 17433392.2317 | 17433392.2317 | 17433392.2317 | 17433392.2317 | 17433392.2317 | 17433392.2317 | 17433392.2317 | 17433392.2317 | 17433392.2317 | 17433392.2317 | 17433392.2317 | 17433392.2317 | 0 | 0 | 0 | 0
Option 3 | sens | 0 | Option 3sens |  | 189418481.3832 |  | 0 | 0 | 0 | -1493116.4907 | 10284654.595 | 11050681.6068 | 12044245.1105 | 13881433.7879 | 16012643.3898 | 17433392.2317 | 17433392.2317 | 17433392.2317 | 17433392.2317 | 17433392.2317 | 17433392.2317 | 17433392.2317 | 17433392.2317 | 17433392.2317 | 17433392.2317 | 17433392.2317 | 17433392.2317 | 17433392.2317 | 0 | 0 | 0 | 0
Option 3 | sens | 0 | Option 3sens |  | 189418481.3832 |  | 0 | 0 | 0 | -1493116.4907 | 10284654.595 | 11050681.6068 | 12044245.1105 | 13881433.7879 | 16012643.3898 | 17433392.2317 | 17433392.2317 | 17433392.2317 | 17433392.2317 | 17433392.2317 | 17433392.2317 | 17433392.2317 | 17433392.2317 | 17433392.2317 | 17433392.2317 | 17433392.2317 | 17433392.2317 | 17433392.2317 | 0 | 0 | 0 | 0
Option 4 | NPV | Net benefits | Option 4NPV |  | 287623042.4126 |  | 0 | 0 | 0 | -2073856.0688 | 12565377.8399 | 14045578.803 | 15896745.3285 | 19426656.2611 | 24308651.9619 | 27498792.3575 | 27498792.3575 | 27498792.3575 | 27498792.3575 | 27498792.3575 | 27498792.3575 | 27498792.3575 | 27498792.3575 | 27498792.3575 | 27498792.3575 | 27498792.3575 | 27498792.3575 | 27498792.3575 | 0 | 0 | 0 | 0
Option 4 | sens1 | Capex 10% higher | Option 4sens1 |  | 282412882.1245 |  | 0 | 0 | 0 | -2281241.6757 | 12150606.6261 | 13630807.5892 | 15481974.1148 | 19011885.0473 | 23893880.7482 | 27084021.1437 | 27084021.1437 | 27084021.1437 | 27084021.1437 | 27084021.1437 | 27084021.1437 | 27084021.1437 | 27084021.1437 | 27084021.1437 | 27084021.1437 | 27084021.1437 | 27084021.1437 | 27084021.1437 | 0 | 0 | 0 | 0
Option 4 | sens2 | Capex 10% lower | Option 4sens2 |  | 292833202.7008 |  | 0 | 0 | 0 | -1866470.4619 | 12980149.0536 | 14460350.0167 | 16311516.5423 | 19841427.4748 | 24723423.1757 | 27913563.5712 | 27913563.5712 | 27913563.5712 | 27913563.5712 | 27913563.5712 | 27913563.5712 | 27913563.5712 | 27913563.5712 | 27913563.5712 | 27913563.5712 | 27913563.5712 | 27913563.5712 | 27913563.5712 | 0 | 0 | 0 | 0
Option 4 | sens3 | Total benefits 10% higher | Option 4sens3 |  | 321595506.942 |  | 0 | 0 | 0 | -2073856.0688 | 14236686.8376 | 15864907.897 | 17901191.0751 | 21784093.1009 | 27154288.3719 | 30663442.807 | 30663442.807 | 30663442.807 | 30663442.807 | 30663442.807 | 30663442.807 | 30663442.807 | 30663442.807 | 30663442.807 | 30663442.807 | 30663442.807 | 30663442.807 | 30663442.807 | 0 | 0 | 0 | 0
Option 4 | sens4 | Total benefits 10% lower | Option 4sens4 |  | 253650577.8832 |  | 0 | 0 | 0 | -2073856.0688 | 10894068.8421 | 12226249.7089 | 13892299.5819 | 17069219.4212 | 21463015.552 | 24334141.9079 | 24334141.9079 | 24334141.9079 | 24334141.9079 | 24334141.9079 | 24334141.9079 | 24334141.9079 | 24334141.9079 | 24334141.9079 | 24334141.9079 | 24334141.9079 | 24334141.9079 | 24334141.9079 | 0 | 0 | 0 | 0
Option 4 | sens5 | Capex 10% higher & Total benefits 10% lower | Option 4sens5 |  | 248440417.5951 |  | 0 | 0 | 0 | -2281241.6757 | 10479297.6284 | 11811478.4952 | 13477528.3681 | 16654448.2074 | 21048244.3382 | 23919370.6942 | 23919370.6942 | 23919370.6942 | 23919370.6942 | 23919370.6942 | 23919370.6942 | 23919370.6942 | 23919370.6942 | 23919370.6942 | 23919370.6942 | 23919370.6942 | 23919370.6942 | 23919370.6942 | 0 | 0 | 0 | 0
Option 4 | sens | 0 | Option 4sens |  | 287623042.4126 |  | 0 | 0 | 0 | -2073856.0688 | 12565377.8399 | 14045578.803 | 15896745.3285 | 19426656.2611 | 24308651.9619 | 27498792.3575 | 27498792.3575 | 27498792.3575 | 27498792.3575 | 27498792.3575 | 27498792.3575 | 27498792.3575 | 27498792.3575 | 27498792.3575 | 27498792.3575 | 27498792.3575 | 27498792.3575 | 27498792.3575 | 0 | 0 | 0 | 0
Option 4 | sens | 0 | Option 4sens |  | 287623042.4126 |  | 0 | 0 | 0 | -2073856.0688 | 12565377.8399 | 14045578.803 | 15896745.3285 | 19426656.2611 | 24308651.9619 | 27498792.3575 | 27498792.3575 | 27498792.3575 | 27498792.3575 | 27498792.3575 | 27498792.3575 | 27498792.3575 | 27498792.3575 | 27498792.3575 | 27498792.3575 | 27498792.3575 | 27498792.3575 | 27498792.3575 | 0 | 0 | 0 | 0
Option 4 | sens | 0 | Option 4sens |  | 287623042.4126 |  | 0 | 0 | 0 | -2073856.0688 | 12565377.8399 | 14045578.803 | 15896745.3285 | 19426656.2611 | 24308651.9619 | 27498792.3575 | 27498792.3575 | 27498792.3575 | 27498792.3575 | 27498792.3575 | 27498792.3575 | 27498792.3575 | 27498792.3575 | 27498792.3575 | 27498792.3575 | 27498792.3575 | 27498792.3575 | 27498792.3575 | 0 | 0 | 0 | 0
Option 5 | NPV | Net benefits | Option 5NPV |  | 0 |  | 0 | 0 | 0 | 0 | 0 | 0 | 0 | 0 | 0 | 0 | 0 | 0 | 0 | 0 | 0 | 0 | 0 | 0 | 0 | 0 | 0 | 0 | 0 | 0 | 0 | 0
Option 5 | sens1 | Capex 10% higher | Option 5sens1 |  | 0 |  | 0 | 0 | 0 | 0 | 0 | 0 | 0 | 0 | 0 | 0 | 0 | 0 | 0 | 0 | 0 | 0 | 0 | 0 | 0 | 0 | 0 | 0 | 0 | 0 | 0 | 0
Option 5 | sens2 | Capex 10% lower | Option 5sens2 |  | 0 |  | 0 | 0 | 0 | 0 | 0 | 0 | 0 | 0 | 0 | 0 | 0 | 0 | 0 | 0 | 0 | 0 | 0 | 0 | 0 | 0 | 0 | 0 | 0 | 0 | 0 | 0
Option 5 | sens3 | Total benefits 10% higher | Option 5sens3 |  | 0 |  | 0 | 0 | 0 | 0 | 0 | 0 | 0 | 0 | 0 | 0 | 0 | 0 | 0 | 0 | 0 | 0 | 0 | 0 | 0 | 0 | 0 | 0 | 0 | 0 | 0 | 0
Option 5 | sens4 | Total benefits 10% lower | Option 5sens4 |  | 0 |  | 0 | 0 | 0 | 0 | 0 | 0 | 0 | 0 | 0 | 0 | 0 | 0 | 0 | 0 | 0 | 0 | 0 | 0 | 0 | 0 | 0 | 0 | 0 | 0 | 0 | 0
Option 5 | sens5 | Capex 10% higher & Total benefits 10% lower | Option 5sens5 |  | 0 |  | 0 | 0 | 0 | 0 | 0 | 0 | 0 | 0 | 0 | 0 | 0 | 0 | 0 | 0 | 0 | 0 | 0 | 0 | 0 | 0 | 0 | 0 | 0 | 0 | 0 | 0
Option 5 | sens | 0 | Option 5sens |  | 0 |  | 0 | 0 | 0 | 0 | 0 | 0 | 0 | 0 | 0 | 0 | 0 | 0 | 0 | 0 | 0 | 0 | 0 | 0 | 0 | 0 | 0 | 0 | 0 | 0 | 0 | 0
Option 5 | sens | 0 | Option 5sens |  | 0 |  | 0 | 0 | 0 | 0 | 0 | 0 | 0 | 0 | 0 | 0 | 0 | 0 | 0 | 0 | 0 | 0 | 0 | 0 | 0 | 0 | 0 | 0 | 0 | 0 | 0 | 0
Option 5 | sens | 0 | Option 5sens |  | 0 |  | 0 | 0 | 0 | 0 | 0 | 0 | 0 | 0 | 0 | 0 | 0 | 0 | 0 | 0 | 0 | 0 | 0 | 0 | 0 | 0 | 0 | 0 | 0 | 0 | 0 | 0
RESULTS
|  | 0 | 0 | 0 | 0 | 1 |  | 2027-28: #NAME?
|  | Option 1 (base case) | Option 2 | Option 3 | Option 4 | Option 5 |  | 2025-26: Max; 2027-28: Preferred
NPV | None | 0 | 329.3101 | 189.4185 | 287.623 |  |  | 2025-26: #NAME?; 2027-28: Option 2
sens1 | Capex 10% higher | 0 | 328.2312 | 185.6673 | 282.4129 |  |  | 2025-26: #NAME?; 2027-28: Option 2
sens2 | Capex 10% lower | 0 | 330.3891 | 193.1696 | 292.8332 |  |  | 2025-26: #NAME?; 2027-28: Option 2
sens3 | Total benefits 10% higher | 0 | 363.3201 | 212.1115 | 321.5955 |  |  | 2025-26: #NAME?; 2027-28: Option 2
sens4 | Total benefits 10% lower | 0 | 295.3002 | 166.7255 | 253.6506 |  |  | 2025-26: #NAME?; 2027-28: Option 2
sens5 | Capex 10% higher & Total benefits 10% lower | 0 | 294.2212 | 162.9743 | 248.4404 |  |  | 2025-26: #NAME?; 2027-28: Option 2
sens | 0 | [6 empty] | 2025-26: #NAME?; 2027-28: #NAME?
sens | 0 | [6 empty] | 2025-26: #NAME?; 2027-28: #NAME?
sens | 0 | [6 empty] | 2025-26: #NAME?; 2027-28: #NAME?

## Misc_calcs
CitiPower
Bouverie Queensberry supply area
ESCALATION & OTHER
| Year end |  |  | 2021-06-30 | 2022-06-30 | 2023-06-30 | 2024-06-30 | 2025-06-30 | 2026-06-30
| Actual/forecast CPI (June to June) |  |  | 0% | 0.8606% | 3.498% | 7.832% | 4.052% | 3%
| HY ending |  |  | 2021-06-30 | 2021-12-31 | 2022-06-30 | 2022-12-31 | 2023-06-30 | 2023-12-31 | 2024-06-30 | 2024-12-31 | 2025-06-30 | 2025-12-31 | 2026-06-30
| FY ending |  |  | 2021-06-30 | 2022-06-30 | 2022-06-30 | 2023-06-30 | 2023-06-30 | 2024-06-30 | 2024-06-30 | 2025-06-30 | 2025-06-30 | 2026-06-30 | 2026-06-30
| Actual/forecast CPI (June to June) |  |  | 0% | 0.8606% | 0.8606% | 3.498% | 3.498% | 7.832% | 7.832% | 4.052% | 4.052% | 3% | 3%
| Actual cumulative HY escalation |  |  | 1 | 1.0043 | 1.0086 | 1.0261 | 1.0439 | 1.084 | 1.1256 | 1.1482 | 1.1713 | 1.1887 | 1.2064
| Convert from input dollars | 2023-12-31 | 1.084
| To output dollars | 2026-06-30 | 1.2064
| Conversion from input dollars to output dollars |  | 1.1129
| Convert from VCR date | 2023-12-31 | 1.084
| To input dollars | 2023-12-31 | 1.084
| VCR escalation |  | 1
| Start_year | 2025-26
FIRST YEAR
| Option | First year | Option included
| Option 2 | 2 | TRUE
| Option 3 | 2 | TRUE
| Option 4 | 2 | TRUE
| Option 5 | Not used | FALSE
| First year | 2
FLAGS
| Option 1 (base case) | FALSE | FALSE
FALSE
FALSE
| Option 2 | FALSE | FALSE
FALSE
FALSE
| Option 3 | FALSE | FALSE
FALSE
FALSE
| Option 4 | FALSE | FALSE
FALSE
FALSE
| Option 5 | FALSE | FALSE
FALSE
FALSE
Message | !! Capex asset life required !!
!

## Data
CitiPower
Bouverie Queensberry supply area
DATA
Options
|  | Not used | Text |  | Flags for compliance project
Option1 | Option 1 (base case) | FALSE |  | Option 1 (base case): No change to existing practices | FALSE
Option2 | Option 2 | FALSE |  |  | FALSE
Option3 | Option 3 | FALSE |  |  | FALSE
Option4 | Option 4 | FALSE |  |  | FALSE
Option5 | Option 5 | TRUE | Not used |  | TRUE
Compliance project |  |  | Yes | FALSE
No change to existing practices
Not applicable (compliance)
For conditional formatting of preferred option on Summary :
< Enter description >
Categories
Short categ
| Capital expenditure | -1
| Annualised capex | -1
| Operating expenditure | -1
| Risk mitigated | 1
| Other benefits value | 1
| Net benefits | 1
| Total risk cost | 1
Benefits
|  | Short categ | Flag to include | Units | Defined value
1 | Unserved energy | Energy | FALSE | MWh | FALSE
2 | Safety | Safety | FALSE | $ | TRUE
3 | Unplanned replacement | UnRepl | FALSE | $ | TRUE
4 | Bushfire | Fire | FALSE | $ | TRUE
5 | Reduction in CO2 emissions | Carbon | TRUE | MWh | FALSE
6 | Reliability in worst-served areas | Other | TRUE | MWh | FALSE
7 | Network resilience | Other | TRUE | MWh | FALSE
8 | Enabling solar exports | Other | TRUE | MWh | FALSE
9 | Aesthetics | Other | TRUE | Customers impacted | FALSE
10 | Customer value of time - residential | Other | TRUE | Customer minutes | FALSE
11 | Customer value of time - business | Other | TRUE | Customer minutes | FALSE
12 | Communication | Other | TRUE | Customers impacted | FALSE
13 | Information accessibility | Other | TRUE | Customers impacted | FALSE
Value of benefits
CitiPower
| Reliability in worst-served areas | per MWh | 0
| Network resilience | per MWh | 0
| Enabling solar exports | per MWh | 4220.9954
| Aesthetics | per customer impacted | 0
| Customer value of time - residential | per minute customer time | 0.54769
| Customer value of time - business | per minute customer time | 0.54769
| Communication | per customer impacted | 0
| Information accessibility | per customer impacted | 0
Conversions
| thous_conv | 1000
| mill_conv | 1000000
Message
| Message | Enter asset life
Error message |  | Remove inputs prior to start year
Disproportionate factors applied to various bushfire and other risk valuations
| - Select - |  |  |  | 0
| Harm to property from network |  |  |  | 1
| Harm to property from bushfire |  |  |  | 1
| Harm to environment |  |  |  | 1
| Safety - Public trespass |  |  |  | 1
| Safety - Single fatality or serious injury ^ |  |  |  | 3
| Safety from bushfire in HBRA |  |  |  | 3
| Safety - Multiple fatality or serious injury ^ |  |  |  | 6
| Safety from bushfire (REFCL declared areas) |  |  |  | 6
| Safety from bushfire (electric line construction areas) |  |  |  | 10
Total annualised capex
Energy at risk value
Total other benefits
DROPDOWN LISTS
| Business |  |  |  | Type | Include | Dollar inputs - month |  |  | Not used options | Conversions | Dollar inputs - year | Compliance | Capex first year
| CitiPower | CP | CP: |  | - Select - | 0 | June | 6 | CY | Not used |  | 2026 | No | 2026-27
| Powercor | PA | PAL: |  | Capex | 1899-12-31 | December | 12 | FY |  |  | 2025 | Yes | 2025-26
| United Energy | UE | UE: |  | Opex | [6 empty] | 2024 |  | 2024-25
2023
2022
2021
2020