## Cover
CitiPower
Regulatory proposal 2026-31
BQ017 feeder works
| Model number: | 3.08
2025-01-31
12

## Summary
CitiPower
BQ017 feeder works
SUMMARY
RESULTS
|  |  |  | PV of costs | PV of benefits | NPV
| Option |  |  | 2026-06-30 | 2026-06-30 | 2026-06-30
| Option 1 (base case) | No change to existing practices |  | 0 | 0 | 0
| Option 2 | Construct a 6MVA feeder from BQ |  | -2.3841 | 631.755 | 629.3709
| Option 3 | Upgrade BQ017 to increase its capacity |  | -1.5891 | 621.2379 | 619.6487
| Option 4 | 0
| Option 5 | 0
NPV
| Preferred option: |  |  | 2026-06-30
| Option 2 | Construct a 6MVA feeder from BQ |  | 629.3709
PREFERRED OPTION
Preferred Option
Option 2
| Expenditure forecast | 2026-06-30 | 2026-27 | 2027-28 | 2028-29 | 2029-30 | 2030-31 |  | Total
| Capital expenditure |  | 0 | 2.2258 | 2.2258 | 0 | 0 |  | 4.4517
| Operating expenditure |  | 0 | 0 | 0 | 0 | 0 |  | 0
CHART
| Capex and risk ($M, 2026) |  | Value of expected unserved energy ($M, 2026)
SENSITIVITIES
| Sensitivity | 2026-06-30 | Option 1 (base case) | Option 2 | Option 3 | Option 4 | Option 5 |  | Preferred option
| None |  | 0 | 629.3709 | 619.6487 |  |  |  | Option 2
| Capex 10% higher |  | 0 | 629.1325 | 619.4898 |  |  |  | Option 2
| Capex 10% lower |  | 0 | 629.6093 | 619.8077 |  |  |  | Option 2
| Total benefits 10% higher |  | 0 | 692.5464 | 681.7725 |  |  |  | Option 2
| Total benefits 10% lower |  | 0 | 566.1954 | 557.525 |  |  |  | Option 2
| Capex 10% higher & Total benefits 10% lower |  | 0 | 565.957 | 557.366 |  |  |  | Option 2
| 0 | [7 empty] | #NAME?
| 0 | [6 empty] | 0 | #NAME?
|  | 0 | [6 empty] | #NAME?
0

## Assumptions
CitiPower
BQ017 feeder works
Project
|  | Business: |  | CitiPower
|  | Descripton: |  | BQ017 feeder works
|  | Date of cost inputs: |  | December |  | 2023
|  | Option |  | Description
|  | Option 1 (base case) |  | No change to existing practices
|  | Option 2 |  | Construct a 6MVA feeder from BQ
|  | Option 3 |  | Upgrade BQ017 to increase its capacity
Option 4
Option 5
|  | Compliance project |  | No
|  | Expenditure starts |  | 2026-27 | [start]
Timing & WACC
|  | Input dollars |  |  |  | 2023-12-31 | [input_dollars]
|  | Pre-tax real WACC |  |  |  | 3.5% | [real_disc]
|  | VCR date |  |  |  | 2023-12-31 | [vcr_date]
|  | Analysis period (years) |  |  |  | 20 | [years]\
|  | Output dollars |  |  |  | 2026-06-30 | [output_dollars]
|  | Other benefits date |  |  |  | 2023-12-31 | [custval_date]
|  | Value of CO2 reductions input date |  |  |  | 2023-06-30
VCR
|  | Enter ZSS code >> | eg. AR | BQ |  | Bouverie/Queens | 50326.5995 | 2023 VCR ($/MWh)
Risks
SAFETY
|  | Value of statistical life |  |  |  | 5400000 | 2023-06-30
|  | Value of injury |  |  |  | 0 | 2023-12-31
Disproportionate factors applied to various bushfire and other risk valuations
|  | Harm to property from network |  |  |  | 1
|  | Harm to property from bushfire |  |  |  | 1
|  | Harm to environment |  |  |  | 1
|  | Safety - Public trespass |  |  |  | 1
|  | Safety - Single fatality or serious injury ^ |  |  |  | 3
|  | Safety from bushfire in HBRA |  |  |  | 3
|  | Safety - Multiple fatality or serious injury ^ |  |  |  | 6
|  | Safety from bushfire (REFCL declared areas) |  |  |  | 6
|  | Safety from bushfire (electric line construction areas) |  |  |  | 10
^ Public or employee
|  | Incident type |  |  |  | Value | Probability | DF selected | Description/comment
|  | Safety (fatality) |  |  |  | 5607473.5197 | 0 | 0 | 0
|  | Safety (injury) |  |  |  | 0 | 0 | 0 | 0
UNPLANNED REPLACEMENT/REPAIR
|  | Major failure (replace) |  |  |  | 0 | 2023-12-31
|  | Minor failure (repair) |  |  |  | 0 | 2023-12-31
|  | Premium for failure |  |  |  | 20%
Other benefits
| ENVIRONMENTAL | [8 empty] | 2026-27 | 2027-28 | 2028-29 | 2029-30 | 2030-31 | 2031-32
|  | Value of CO2 reductions |  |  |  |  | 2023-06-30 | $/kWh |  | 0.02473 | 0.022341 | 0.020196 | 0.018063 | 0.015913 | 0.013715
| CUSTOMER VALUE |  |  |  |  | Value
|  | Reliability in worst-served areas |  |  |  | 0 | 2023-12-31 | per MWh
|  | Network resilience |  |  |  | 0 | 2023-12-31 | per MWh
|  | Enabling solar exports |  |  |  | 4220.9954 | 2023-12-31 | per MWh
|  | Aesthetics |  |  |  | 0 | 2023-12-31 | per customer
|  | Customer value of time - residential |  |  |  | 0.54769 | 2023-12-31 | per customer minute
|  | Customer value of time - business |  |  |  | 0.54769 | 2023-12-31 | per customer minute
|  | Communication |  |  |  | 0 | 2023-12-31 | per customer
|  | Information accessibility |  |  |  | 0 | 2023-12-31 | per customer
Sensitivities
[6 empty] | Capex | Total benefits
| 1 | Capex 10% higher |  |  |  | 10% | 0%
| 2 | Capex 10% lower |  |  |  | -10% | 0%
| 3 | Total benefits 10% higher |  |  |  | 0% | 10%
| 4 | Total benefits 10% lower |  |  |  | 0% | -10%
| 5 | Capex 10% higher & Total benefits 10% lower |  |  |  | 10% | -10%

## Option1 (base case)
CitiPower
BQ017 feeder works
OPTION 1 (base case)
Count |  |  |  |  | 0 | 1 | 2 | 3 | 4 | 5 | 6 | 7 | 8 | 9 | 10 | 11 | 12 | 13 | 14 | 15 | 16 | 17 | 18 | 19 | 20 | 21 | 22 | 23 | 24 | 25
Value of CO2 reductions |  |  |  | $/MWh |  | 24.7305 | 22.3407 | 20.1963 | 18.0629 | 15.9134 | 13.7151 | 13.7151 | 13.7151 | 13.7151 | 13.7151 | 13.7151 | 13.7151 | 13.7151 | 13.7151 | 13.7151 | 13.7151 | 13.7151 | 13.7151 | 13.7151 | 13.7151 | 13.7151 | 13.7151 | 13.7151 | 13.7151 | 13.7151
|  |  |  | Units | 2026-06-30 | 2026-27 | 2027-28 | 2028-29 | 2029-30 | 2030-31 | 2031-32 | 2032-33 | 2033-34 | 2034-35 | 2035-36 | 2036-37 | 2037-38 | 2038-39 | 2039-40 | 2040-41 | 2041-42 | 2042-43 | 2043-44 | 2044-45 | 2045-46 | 2046-47 | 2047-48 | 2048-49 | 2049-50 | 2050-51
INVESTMENT & OPERATING COST
| Capex |  | Asset life (yrs)
| < Enter description > |  | 0 | 2023-12-31 |  | 0 | 0 | 0 | 0 | 0 | 0 | 0 | 0 | 0 | 0 | 0 | 0 | 0 | 0 | 0 | 0 | 0 | 0 | 0 | 0 | 0 | 0 | 0 | 0 | 0
| < Enter description > |  | 0 | 2023-12-31 |  | 0 | 0 | 0 | 0 | 0 | 0 | 0 | 0 | 0 | 0 | 0 | 0 | 0 | 0 | 0 | 0 | 0 | 0 | 0 | 0 | 0 | 0 | 0 | 0 | 0
| < Enter description > |  | 0 | 2023-12-31 |  | 0 | 0 | 0 | 0 | 0 | 0 | 0 | 0 | 0 | 0 | 0 | 0 | 0 | 0 | 0 | 0 | 0 | 0 | 0 | 0 | 0 | 0 | 0 | 0 | 0
| Capital expenditure |  |  | 2023-12-31 |  | 0 | 0 | 0 | 0 | 0 | 0 | 0 | 0 | 0 | 0 | 0 | 0 | 0 | 0 | 0 | 0 | 0 | 0 | 0 | 0 | 0 | 0 | 0 | 0 | 0
| Operating expenditure |  |  | 2023-12-31 |  | 0 | 0 | 0 | 0 | 0 | 0 | 0 | 0 | 0 | 0 | 0 | 0 | 0 | 0 | 0 | 0 | 0 | 0 | 0 | 0 | 0 | 0 | 0 | 0 | 0
RISK ASSUMPTIONS
| PoF (major) |  |  |  |  | 0 | 0 | 0 | 0 | 0 | 0 | 0 | 0 | 0 | 0 | 0 | 0 | 0 | 0 | 0 | 0 | 0 | 0 | 0 | 0 | 0 | 0 | 0 | 0 | 0
| PoF (reparable) |  |  |  |  | 0 | 0 | 0 | 0 | 0 | 0 | 0 | 0 | 0 | 0 | 0 | 0 | 0 | 0 | 0 | 0 | 0 | 0 | 0 | 0 | 0 | 0 | 0 | 0 | 0
| Energy at risk (weighted) |  |  | MWh |  | 332.4071 | 455.3351 | 551.7453 | 634.6816 | 665.2169 | 711.1755 | 847.0612 | 1043.6705 | 1043.6705 | 1043.6705 | 1043.6705 | 1043.6705 | 1043.6705 | 1043.6705 | 1043.6705 | 1043.6705 | 1043.6705 | 1043.6705 | 1043.6705 | 1043.6705 | 1043.6705 | 1043.6705 | 1043.6705 | 1043.6705 | 1043.6705
| Energy at risk value | $/MWh | 50326.5995 | 2023-12-31 |  | 16728918.9291 | 22915468.9384 | 27767465.4582 | 31941365.3557 | 33478104.1779 | 35791044.279 | 42629710.2934 | 52524387.4011 | 52524387.4011 | 52524387.4011 | 52524387.4011 | 52524387.4011 | 52524387.4011 | 52524387.4011 | 52524387.4011 | 52524387.4011 | 52524387.4011 | 52524387.4011 | 52524387.4011 | 52524387.4011 | 52524387.4011 | 52524387.4011 | 52524387.4011 | 52524387.4011 | 52524387.4011
| Safety consequence | (after DF) |  | 2023-12-31 |  | 0 | 0 | 0 | 0 | 0 | 0 | 0 | 0 | 0 | 0 | 0 | 0 | 0 | 0 | 0 | 0 | 0 | 0 | 0 | 0 | 0 | 0 | 0 | 0 | 0
| Unplanned replacements |  |  | 2023-12-31 |  | 0 | 0 | 0 | 0 | 0 | 0 | 0 | 0 | 0 | 0 | 0 | 0 | 0 | 0 | 0 | 0 | 0 | 0 | 0 | 0 | 0 | 0 | 0 | 0 | 0
| Environmental consequence | (after DF) |  | 2023-12-31 |  | 0 | 0 | 0 | 0 | 0 | 0 | 0 | 0 | 0 | 0 | 0 | 0 | 0 | 0 | 0 | 0 | 0 | 0 | 0 | 0 | 0 | 0 | 0 | 0 | 0
| < Other risk - enter description > |  |  | 2023-12-31 |  | 0 | 0 | 0 | 0 | 0 | 0 | 0 | 0 | 0 | 0 | 0 | 0 | 0 | 0 | 0 | 0 | 0 | 0 | 0 | 0 | 0 | 0 | 0 | 0 | 0
| < Other risk - enter description > |  |  | 2023-12-31 |  | 0 | 0 | 0 | 0 | 0 | 0 | 0 | 0 | 0 | 0 | 0 | 0 | 0 | 0 | 0 | 0 | 0 | 0 | 0 | 0 | 0 | 0 | 0 | 0 | 0
| Total risk cost |  |  |  |  | 16728918.9291 | 22915468.9384 | 27767465.4582 | 31941365.3557 | 33478104.1779 | 35791044.279 | 42629710.2934 | 52524387.4011 | 52524387.4011 | 52524387.4011 | 52524387.4011 | 52524387.4011 | 52524387.4011 | 52524387.4011 | 52524387.4011 | 52524387.4011 | 52524387.4011 | 52524387.4011 | 52524387.4011 | 52524387.4011 | 52524387.4011 | 52524387.4011 | 52524387.4011 | 52524387.4011 | 52524387.4011
OTHER BENEFITS
| Reduction in CO2 emissions |  |  | MWh |  | 0 | 0 | 0 | 0 | 0 | 0 | 0 | 0 | 0 | 0 | 0 | 0 | 0 | 0 | 0 | 0 | 0 | 0 | 0 | 0 | 0 | 0 | 0 | 0 | 0
| Value of reduction in CO2 emissions |  |  | $ |  | 0 | 0 | 0 | 0 | 0 | 0 | 0 | 0 | 0 | 0 | 0 | 0 | 0 | 0 | 0 | 0 | 0 | 0 | 0 | 0 | 0 | 0 | 0 | 0 | 0
| Reliability in worst-served areas | $/MWh | 0 | MWh |  | 0 | 0 | 0 | 0 | 0 | 0 | 0 | 0 | 0 | 0 | 0 | 0 | 0 | 0 | 0 | 0 | 0 | 0 | 0 | 0 | 0 | 0 | 0 | 0 | 0
| Network resilience | $/MWh | 0 | MWh |  | 0 | 0 | 0 | 0 | 0 | 0 | 0 | 0 | 0 | 0 | 0 | 0 | 0 | 0 | 0 | 0 | 0 | 0 | 0 | 0 | 0 | 0 | 0 | 0 | 0
| Enabling solar exports | $/MWh | 4220.9954 | MWh |  | 0 | 0 | 0 | 0 | 0 | 0 | 0 | 0 | 0 | 0 | 0 | 0 | 0 | 0 | 0 | 0 | 0 | 0 | 0 | 0 | 0 | 0 | 0 | 0 | 0
| Aesthetics | $/customer | 0 | customers |  | 0 | 0 | 0 | 0 | 0 | 0 | 0 | 0 | 0 | 0 | 0 | 0 | 0 | 0 | 0 | 0 | 0 | 0 | 0 | 0 | 0 | 0 | 0 | 0 | 0
| Customer value of time (res) | $/customer min | 0.54769 | mins |  | 0 | 0 | 0 | 0 | 0 | 0 | 0 | 0 | 0 | 0 | 0 | 0 | 0 | 0 | 0 | 0 | 0 | 0 | 0 | 0 | 0 | 0 | 0 | 0 | 0
| Customer value of time (bus) | $/customer min | 0.54769 | mins |  | 0 | 0 | 0 | 0 | 0 | 0 | 0 | 0 | 0 | 0 | 0 | 0 | 0 | 0 | 0 | 0 | 0 | 0 | 0 | 0 | 0 | 0 | 0 | 0 | 0
| Communication | $/customer | 0 | customers |  | 0 | 0 | 0 | 0 | 0 | 0 | 0 | 0 | 0 | 0 | 0 | 0 | 0 | 0 | 0 | 0 | 0 | 0 | 0 | 0 | 0 | 0 | 0 | 0 | 0
| Information accessibility | $/customer | 0 | customers |  | 0 | 0 | 0 | 0 | 0 | 0 | 0 | 0 | 0 | 0 | 0 | 0 | 0 | 0 | 0 | 0 | 0 | 0 | 0 | 0 | 0 | 0 | 0 | 0 | 0
| Other benefits 1 |  |  | 2023-12-31 |  | 0 | 0 | 0 | 0 | 0 | 0 | 0 | 0 | 0 | 0 | 0 | 0 | 0 | 0 | 0 | 0 | 0 | 0 | 0 | 0 | 0 | 0 | 0 | 0 | 0
| Other benefits 2 |  |  | 2023-12-31 |  | 0 | 0 | 0 | 0 | 0 | 0 | 0 | 0 | 0 | 0 | 0 | 0 | 0 | 0 | 0 | 0 | 0 | 0 | 0 | 0 | 0 | 0 | 0 | 0 | 0
| Total other benefits |  |  | 2023-12-31 |  | 0 | 0 | 0 | 0 | 0 | 0 | 0 | 0 | 0 | 0 | 0 | 0 | 0 | 0 | 0 | 0 | 0 | 0 | 0 | 0 | 0 | 0 | 0 | 0 | 0
SUMMARY
| Risks mitigated vs base case |  |  | 2023-12-31
Capital expenditure
| < Enter description > |  |  | 2023-12-31 |  | 0 | 0 | 0 | 0 | 0 | 0 | 0 | 0 | 0 | 0 | 0 | 0 | 0 | 0 | 0 | 0 | 0 | 0 | 0 | 0 | 0 | 0 | 0 | 0 | 0
| < Enter description > |  |  | 2023-12-31 |  | 0 | 0 | 0 | 0 | 0 | 0 | 0 | 0 | 0 | 0 | 0 | 0 | 0 | 0 | 0 | 0 | 0 | 0 | 0 | 0 | 0 | 0 | 0 | 0 | 0
| < Enter description > |  |  | 2023-12-31 |  | 0 | 0 | 0 | 0 | 0 | 0 | 0 | 0 | 0 | 0 | 0 | 0 | 0 | 0 | 0 | 0 | 0 | 0 | 0 | 0 | 0 | 0 | 0 | 0 | 0
Cumulative capex
| < Enter description > |  |  | 2023-12-31 |  | 0 | 0 | 0 | 0 | 0 | 0 | 0 | 0 | 0 | 0 | 0 | 0 | 0 | 0 | 0 | 0 | 0 | 0 | 0 | 0 | 0 | 0 | 0 | 0 | 0
| < Enter description > |  |  | 2023-12-31 |  | 0 | 0 | 0 | 0 | 0 | 0 | 0 | 0 | 0 | 0 | 0 | 0 | 0 | 0 | 0 | 0 | 0 | 0 | 0 | 0 | 0 | 0 | 0 | 0 | 0
| < Enter description > |  |  | 2023-12-31 |  | 0 | 0 | 0 | 0 | 0 | 0 | 0 | 0 | 0 | 0 | 0 | 0 | 0 | 0 | 0 | 0 | 0 | 0 | 0 | 0 | 0 | 0 | 0 | 0 | 0
Annualised capex
| Annualised capex - < Enter description > |  |  | 2023-12-31 |  | 0 | 0 | 0 | 0 | 0 | 0 | 0 | 0 | 0 | 0 | 0 | 0 | 0 | 0 | 0 | 0 | 0 | 0 | 0 | 0 | 0 | 0 | 0 | 0 | 0
| Annualised capex - < Enter description > |  |  | 2023-12-31 |  | 0 | 0 | 0 | 0 | 0 | 0 | 0 | 0 | 0 | 0 | 0 | 0 | 0 | 0 | 0 | 0 | 0 | 0 | 0 | 0 | 0 | 0 | 0 | 0 | 0
| Annualised capex - < Enter description > |  |  | 2023-12-31 |  | 0 | 0 | 0 | 0 | 0 | 0 | 0 | 0 | 0 | 0 | 0 | 0 | 0 | 0 | 0 | 0 | 0 | 0 | 0 | 0 | 0 | 0 | 0 | 0 | 0
| Total annualised capex |  |  | 2023-12-31 |  | 0 | 0 | 0 | 0 | 0 | 0 | 0 | 0 | 0 | 0 | 0 | 0 | 0 | 0 | 0 | 0 | 0 | 0 | 0 | 0 | 0 | 0 | 0 | 0 | 0
| Annualised capex |  |  | 2023-12-31 |  | 0 | 0 | 0 | 0 | 0 | 0 | 0 | 0 | 0 | 0 | 0 | 0 | 0 | 0 | 0 | 0 | 0 | 0 | 0 | 0 | 0 | 0 | 0 | 0 | 0
| Operating expenditure |  |  | 2023-12-31 |  | 0 | 0 | 0 | 0 | 0 | 0 | 0 | 0 | 0 | 0 | 0 | 0 | 0 | 0 | 0 | 0 | 0 | 0 | 0 | 0 | 0 | 0 | 0 | 0 | 0
| Risk mitigated |  |  | 2023-12-31 |  | 0 | 0 | 0 | 0 | 0 | 0 | 0 | 0 | 0 | 0 | 0 | 0 | 0 | 0 | 0 | 0 | 0 | 0 | 0 | 0 | 0 | 0 | 0 | 0 | 0
| Other benefits value |  |  | 2023-12-31 |  | 0 | 0 | 0 | 0 | 0 | 0 | 0 | 0 | 0 | 0 | 0 | 0 | 0 | 0 | 0 | 0 | 0 | 0 | 0 | 0 | 0 | 0 | 0 | 0 | 0
| Net benefits |  |  | 2023-12-31 |  | 0 | 0 | 0 | 0 | 0 | 0 | 0 | 0 | 0 | 0 | 0 | 0 | 0 | 0 | 0 | 0 | 0 | 0 | 0 | 0 | 0 | 0 | 0 | 0 | 0
SENSITIVITIES
NPV | Net benefits |  |  | Option 1 (Base Case)NPV |  | 0 | 0 | 0 | 0 | 0 | 0 | 0 | 0 | 0 | 0 | 0 | 0 | 0 | 0 | 0 | 0 | 0 | 0 | 0 | 0 | 0 | 0 | 0 | 0 | 0
| Total annualised capex |  |  |  |  | 0 | 0 | 0 | 0 | 0 | 0 | 0 | 0 | 0 | 0 | 0 | 0 | 0 | 0 | 0 | 0 | 0 | 0 | 0 | 0 | 0 | 0 | 0 | 0 | 0
| Total benefits |  |  |  |  | 0 | 0 | 0 | 0 | 0 | 0 | 0 | 0 | 0 | 0 | 0 | 0 | 0 | 0 | 0 | 0 | 0 | 0 | 0 | 0 | 0 | 0 | 0 | 0 | 0
|  | Capex | Total benefits
sens1 | Capex 10% higher | 10% | 0% | Option 1 (Base Case)sens1 |  | 0 | 0 | 0 | 0 | 0 | 0 | 0 | 0 | 0 | 0 | 0 | 0 | 0 | 0 | 0 | 0 | 0 | 0 | 0 | 0 | 0 | 0 | 0 | 0 | 0
sens2 | Capex 10% lower | -10% | 0% | Option 1 (Base Case)sens2 |  | 0 | 0 | 0 | 0 | 0 | 0 | 0 | 0 | 0 | 0 | 0 | 0 | 0 | 0 | 0 | 0 | 0 | 0 | 0 | 0 | 0 | 0 | 0 | 0 | 0
sens3 | Total benefits 10% higher | 0% | 10% | Option 1 (Base Case)sens3 |  | 0 | 0 | 0 | 0 | 0 | 0 | 0 | 0 | 0 | 0 | 0 | 0 | 0 | 0 | 0 | 0 | 0 | 0 | 0 | 0 | 0 | 0 | 0 | 0 | 0
sens4 | Total benefits 10% lower | 0% | -10% | Option 1 (Base Case)sens4 |  | 0 | 0 | 0 | 0 | 0 | 0 | 0 | 0 | 0 | 0 | 0 | 0 | 0 | 0 | 0 | 0 | 0 | 0 | 0 | 0 | 0 | 0 | 0 | 0 | 0
sens5 | Capex 10% higher & Total benefits 10% lower | 10% | -10% | Option 1 (Base Case)sens5 |  | 0 | 0 | 0 | 0 | 0 | 0 | 0 | 0 | 0 | 0 | 0 | 0 | 0 | 0 | 0 | 0 | 0 | 0 | 0 | 0 | 0 | 0 | 0 | 0 | 0
sens | 0 | 0% | 0% | Option 1 (Base Case)sens |  | 0 | 0 | 0 | 0 | 0 | 0 | 0 | 0 | 0 | 0 | 0 | 0 | 0 | 0 | 0 | 0 | 0 | 0 | 0 | 0 | 0 | 0 | 0 | 0 | 0
sens | 0 | 0% | 0% | Option 1 (Base Case)sens |  | 0 | 0 | 0 | 0 | 0 | 0 | 0 | 0 | 0 | 0 | 0 | 0 | 0 | 0 | 0 | 0 | 0 | 0 | 0 | 0 | 0 | 0 | 0 | 0 | 0
sens | 0 | 0% | 0% | Option 1 (Base Case)sens |  | 0 | 0 | 0 | 0 | 0 | 0 | 0 | 0 | 0 | 0 | 0 | 0 | 0 | 0 | 0 | 0 | 0 | 0 | 0 | 0 | 0 | 0 | 0 | 0 | 0

## Option2
CitiPower
BQ017 feeder works
OPTION 2 | Construct a 6MVA feeder from BQ
Count |  |  |  |  | 1 | 2 | 3 | 4 | 5 | 6 | 7 | 8 | 9 | 10 | 11 | 12 | 13 | 14 | 15 | 16 | 17 | 18 | 19 | 20 | 21 | 22 | 23 | 24 | 25
Value of CO2 reductions |  |  |  | $/MWh | 24.7305 | 22.3407 | 20.1963 | 18.0629 | 15.9134 | 13.7151 | 13.7151 | 13.7151 | 13.7151 | 13.7151 | 13.7151 | 13.7151 | 13.7151 | 13.7151 | 13.7151 | 13.7151 | 13.7151 | 13.7151 | 13.7151 | 13.7151 | 13.7151 | 13.7151 | 13.7151 | 13.7151 | 13.7151
|  |  |  | Units | 2026-27 | 2027-28 | 2028-29 | 2029-30 | 2030-31 | 2031-32 | 2032-33 | 2033-34 | 2034-35 | 2035-36 | 2036-37 | 2037-38 | 2038-39 | 2039-40 | 2040-41 | 2041-42 | 2042-43 | 2043-44 | 2044-45 | 2045-46 | 2046-47 | 2047-48 | 2048-49 | 2049-50 | 2050-51
INVESTMENT & OPERATING COST
| Capex |  | Asset life (yrs)
| Construction of BQ051B new feeder and offloading BQ017 |  | 50 | 2023-12-31 | 0 | 2000000 | 2000000 | 0 | 0 | 0 | 0 | 0 | 0 | 0 | 0 | 0 | 0 | 0 | 0 | 0 | 0 | 0 | 0 | 0 | 0 | 0 | 0 | 0 | 0
|  |  | 0 | 2023-12-31 | 0 | 0 | 0 | 0 | 0 | 0 | 0 | 0 | 0 | 0 | 0 | 0 | 0 | 0 | 0 | 0 | 0 | 0 | 0 | 0 | 0 | 0 | 0 | 0 | 0
|  |  | 0 | 2023-12-31 | 0 | 0 | 0 | 0 | 0 | 0 | 0 | 0 | 0 | 0 | 0 | 0 | 0 | 0 | 0 | 0 | 0 | 0 | 0 | 0 | 0 | 0 | 0 | 0 | 0
| Capital expenditure |  |  | 2023-12-31 | 0 | 2000000 | 2000000 | 0 | 0 | 0 | 0 | 0 | 0 | 0 | 0 | 0 | 0 | 0 | 0 | 0 | 0 | 0 | 0 | 0 | 0 | 0 | 0 | 0 | 0
| Operating expenditure |  |  | 2023-12-31 | 0 | 0 | 0 | 0 | 0 | 0 | 0 | 0 | 0 | 0 | 0 | 0 | 0 | 0 | 0 | 0 | 0 | 0 | 0 | 0 | 0 | 0 | 0 | 0 | 0
RISK ASSUMPTIONS
| PoF (major) |  |  |  | 0 | 0 | 0 | 0 | 0 | 0 | 0 | 0 | 0 | 0 | 0 | 0 | 0 | 0 | 0 | 0 | 0 | 0 | 0 | 0 | 0 | 0 | 0 | 0 | 0
| PoF (reparable) |  |  |  | 0 | 0 | 0 | 0 | 0 | 0 | 0 | 0 | 0 | 0 | 0 | 0 | 0 | 0 | 0 | 0 | 0 | 0 | 0 | 0 | 0 | 0 | 0 | 0 | 0
| Energy at risk (weighted) |  |  | MWh | 332.4071 | 455.3351 | 551.7453 | 7.8309 | 8.4229 | 9.4648 | 14.2013 | 22.8178 | 22.8178 | 22.8178 | 22.8178 | 22.8178 | 22.8178 | 22.8178 | 22.8178 | 22.8178 | 22.8178 | 22.8178 | 22.8178 | 22.8178 | 22.8178 | 22.8178 | 22.8178 | 22.8178 | 22.8178
| Energy at risk value | $/MWh | 50326.5995 | 2023-12-31 | 16728918.9291 | 22915468.9384 | 27767465.4582 | 394100.5969 | 423895.169 | 476329.2472 | 714702.6403 | 1148340.8249 | 1148340.8249 | 1148340.8249 | 1148340.8249 | 1148340.8249 | 1148340.8249 | 1148340.8249 | 1148340.8249 | 1148340.8249 | 1148340.8249 | 1148340.8249 | 1148340.8249 | 1148340.8249 | 1148340.8249 | 1148340.8249 | 1148340.8249 | 1148340.8249 | 1148340.8249
| Safety consequence | (after DF) |  | 2023-12-31 | 0 | 0 | 0 | 0 | 0 | 0 | 0 | 0 | 0 | 0 | 0 | 0 | 0 | 0 | 0 | 0 | 0 | 0 | 0 | 0 | 0 | 0 | 0 | 0 | 0
| Unplanned replacements |  |  | 2023-12-31 | 0 | 0 | 0 | 0 | 0 | 0 | 0 | 0 | 0 | 0 | 0 | 0 | 0 | 0 | 0 | 0 | 0 | 0 | 0 | 0 | 0 | 0 | 0 | 0 | 0
| Environmental consequence | (after DF) |  | 2023-12-31 | 0 | 0 | 0 | 0 | 0 | 0 | 0 | 0 | 0 | 0 | 0 | 0 | 0 | 0 | 0 | 0 | 0 | 0 | 0 | 0 | 0 | 0 | 0 | 0 | 0
| < Other risk - enter description > |  |  | 2023-12-31 | 0 | 0 | 0 | 0 | 0 | 0 | 0 | 0 | 0 | 0 | 0 | 0 | 0 | 0 | 0 | 0 | 0 | 0 | 0 | 0 | 0 | 0 | 0 | 0 | 0
| < Other risk - enter description > |  |  | 2023-12-31 | 0 | 0 | 0 | 0 | 0 | 0 | 0 | 0 | 0 | 0 | 0 | 0 | 0 | 0 | 0 | 0 | 0 | 0 | 0 | 0 | 0 | 0 | 0 | 0 | 0
| Total risk cost |  |  |  | 16728918.9291 | 22915468.9384 | 27767465.4582 | 394100.5969 | 423895.169 | 476329.2472 | 714702.6403 | 1148340.8249 | 1148340.8249 | 1148340.8249 | 1148340.8249 | 1148340.8249 | 1148340.8249 | 1148340.8249 | 1148340.8249 | 1148340.8249 | 1148340.8249 | 1148340.8249 | 1148340.8249 | 1148340.8249 | 1148340.8249 | 1148340.8249 | 1148340.8249 | 1148340.8249 | 1148340.8249
OTHER BENEFITS
| Reduction in CO2 emissions |  |  | MWh | 0 | 0 | 0 | 0 | 0 | 0 | 0 | 0 | 0 | 0 | 0 | 0 | 0 | 0 | 0 | 0 | 0 | 0 | 0 | 0 | 0 | 0 | 0 | 0 | 0
| Value of reduction in CO2 emissions |  |  | $ | 0 | 0 | 0 | 0 | 0 | 0 | 0 | 0 | 0 | 0 | 0 | 0 | 0 | 0 | 0 | 0 | 0 | 0 | 0 | 0 | 0 | 0 | 0 | 0 | 0
| Reliability in worst-served areas | $/MWh | 0 | MWh | 0 | 0 | 0 | 0 | 0 | 0 | 0 | 0 | 0 | 0 | 0 | 0 | 0 | 0 | 0 | 0 | 0 | 0 | 0 | 0 | 0 | 0 | 0 | 0 | 0
| Network resilience | $/MWh | 0 | MWh | 0 | 0 | 0 | 0 | 0 | 0 | 0 | 0 | 0 | 0 | 0 | 0 | 0 | 0 | 0 | 0 | 0 | 0 | 0 | 0 | 0 | 0 | 0 | 0 | 0
| Enabling solar exports | $/MWh | 4220.9954 | MWh | 0 | 0 | 0 | 0 | 0 | 0 | 0 | 0 | 0 | 0 | 0 | 0 | 0 | 0 | 0 | 0 | 0 | 0 | 0 | 0 | 0 | 0 | 0 | 0 | 0
| Aesthetics | $/customer | 0 | customers | 0 | 0 | 0 | 0 | 0 | 0 | 0 | 0 | 0 | 0 | 0 | 0 | 0 | 0 | 0 | 0 | 0 | 0 | 0 | 0 | 0 | 0 | 0 | 0 | 0
| Customer value of time - residential | $/customer min | 0.54769 | mins | 0 | 0 | 0 | 0 | 0 | 0 | 0 | 0 | 0 | 0 | 0 | 0 | 0 | 0 | 0 | 0 | 0 | 0 | 0 | 0 | 0 | 0 | 0 | 0 | 0
| Customer value of time - business | $/customer min | 0.54769 | mins | 0 | 0 | 0 | 0 | 0 | 0 | 0 | 0 | 0 | 0 | 0 | 0 | 0 | 0 | 0 | 0 | 0 | 0 | 0 | 0 | 0 | 0 | 0 | 0 | 0
| Communication | $/customer | 0 | customers | 0 | 0 | 0 | 0 | 0 | 0 | 0 | 0 | 0 | 0 | 0 | 0 | 0 | 0 | 0 | 0 | 0 | 0 | 0 | 0 | 0 | 0 | 0 | 0 | 0
| Information accessibility | $/customer | 0 | customers | 0 | 0 | 0 | 0 | 0 | 0 | 0 | 0 | 0 | 0 | 0 | 0 | 0 | 0 | 0 | 0 | 0 | 0 | 0 | 0 | 0 | 0 | 0 | 0 | 0
| Other benefits 1 |  |  | 2023-12-31 | 0 | 0 | 0 | 0 | 0 | 0 | 0 | 0 | 0 | 0 | 0 | 0 | 0 | 0 | 0 | 0 | 0 | 0 | 0 | 0 | 0 | 0 | 0 | 0 | 0
| Other benefits 2 |  |  | 2023-12-31 | 0 | 0 | 0 | 0 | 0 | 0 | 0 | 0 | 0 | 0 | 0 | 0 | 0 | 0 | 0 | 0 | 0 | 0 | 0 | 0 | 0 | 0 | 0 | 0 | 0
| Total other benefits |  |  | 2023-12-31 | 0 | 0 | 0 | 0 | 0 | 0 | 0 | 0 | 0 | 0 | 0 | 0 | 0 | 0 | 0 | 0 | 0 | 0 | 0 | 0 | 0 | 0 | 0 | 0 | 0
SUMMARY
| Risks mitigated vs base case |  |  | 2023-12-31 | 0 | 0 | 0 | 31547264.7588 | 33054209.0089 | 35314715.0318 | 41915007.653 | 51376046.5761 | 51376046.5761 | 51376046.5761 | 51376046.5761 | 51376046.5761 | 51376046.5761 | 51376046.5761 | 51376046.5761 | 51376046.5761 | 51376046.5761 | 51376046.5761 | 51376046.5761 | 51376046.5761 | 51376046.5761 | 51376046.5761 | 51376046.5761 | 51376046.5761 | 51376046.5761
Capital expenditure
| Construction of BQ051B new feeder and offloading BQ017 |  |  | 2023-12-31 | 0 | -2000000 | -2000000 | 0 | 0 | 0 | 0 | 0 | 0 | 0 | 0 | 0 | 0 | 0 | 0 | 0 | 0 | 0 | 0 | 0 | 0 | 0 | 0 | 0 | 0
| 0 |  |  | 2023-12-31 | 0 | 0 | 0 | 0 | 0 | 0 | 0 | 0 | 0 | 0 | 0 | 0 | 0 | 0 | 0 | 0 | 0 | 0 | 0 | 0 | 0 | 0 | 0 | 0 | 0
| 0 |  |  | 2023-12-31 | 0 | 0 | 0 | 0 | 0 | 0 | 0 | 0 | 0 | 0 | 0 | 0 | 0 | 0 | 0 | 0 | 0 | 0 | 0 | 0 | 0 | 0 | 0 | 0 | 0
Cumulative capex
| Construction of BQ051B new feeder and offloading BQ017 |  |  | 2023-12-31 | 0 | -2000000 | -4000000 | -4000000 | -4000000 | -4000000 | -4000000 | -4000000 | -4000000 | -4000000 | -4000000 | -4000000 | -4000000 | -4000000 | -4000000 | -4000000 | -4000000 | -4000000 | -4000000 | -4000000 | -4000000 | -4000000 | -4000000 | -4000000 | -4000000
| 0 |  |  | 2023-12-31 | 0 | 0 | 0 | 0 | 0 | 0 | 0 | 0 | 0 | 0 | 0 | 0 | 0 | 0 | 0 | 0 | 0 | 0 | 0 | 0 | 0 | 0 | 0 | 0 | 0
| 0 |  |  | 2023-12-31 | 0 | 0 | 0 | 0 | 0 | 0 | 0 | 0 | 0 | 0 | 0 | 0 | 0 | 0 | 0 | 0 | 0 | 0 | 0 | 0 | 0 | 0 | 0 | 0 | 0
Annualised capex
| Annualised capex - Construction of BQ051B new feeder and offloading BQ017 |  |  | 2023-12-31 | 0 | 0 | -85267.4191 | -170534.8383 | -170534.8383 | -170534.8383 | -170534.8383 | -170534.8383 | -170534.8383 | -170534.8383 | -170534.8383 | -170534.8383 | -170534.8383 | -170534.8383 | -170534.8383 | -170534.8383 | -170534.8383 | -170534.8383 | -170534.8383 | -170534.8383 | -170534.8383 | -170534.8383 | -170534.8383 | -170534.8383 | -170534.8383
| Annualised capex - |  |  | 2023-12-31 | 0 | 0 | 0 | 0 | 0 | 0 | 0 | 0 | 0 | 0 | 0 | 0 | 0 | 0 | 0 | 0 | 0 | 0 | 0 | 0 | 0 | 0 | 0 | 0 | 0
| Annualised capex - |  |  | 2023-12-31 | 0 | 0 | 0 | 0 | 0 | 0 | 0 | 0 | 0 | 0 | 0 | 0 | 0 | 0 | 0 | 0 | 0 | 0 | 0 | 0 | 0 | 0 | 0 | 0 | 0
| Total annualised capex |  |  | 2023-12-31 | 0 | 0 | -85267.4191 | -170534.8383 | -170534.8383 | -170534.8383 | -170534.8383 | -170534.8383 | -170534.8383 | -170534.8383 | -170534.8383 | -170534.8383 | -170534.8383 | -170534.8383 | -170534.8383 | -170534.8383 | -170534.8383 | -170534.8383 | -170534.8383 | -170534.8383 | -170534.8383 | -170534.8383 | -170534.8383 | -170534.8383 | -170534.8383
| Annualised capex |  |  | 2023-12-31 | 0 | 0 | -85267.4191 | -170534.8383 | -170534.8383 | -170534.8383 | -170534.8383 | -170534.8383 | -170534.8383 | -170534.8383 | -170534.8383 | -170534.8383 | -170534.8383 | -170534.8383 | -170534.8383 | -170534.8383 | -170534.8383 | -170534.8383 | -170534.8383 | -170534.8383 | -170534.8383 | -170534.8383 | -170534.8383 | -170534.8383 | -170534.8383
| Operating expenditure |  |  | 2023-12-31 | 0 | 0 | 0 | 0 | 0 | 0 | 0 | 0 | 0 | 0 | 0 | 0 | 0 | 0 | 0 | 0 | 0 | 0 | 0 | 0 | 0 | 0 | 0 | 0 | 0
| Risk mitigated |  |  | 2023-12-31 | 0 | 0 | 0 | 31547264.7588 | 33054209.0089 | 35314715.0318 | 41915007.653 | 51376046.5761 | 51376046.5761 | 51376046.5761 | 51376046.5761 | 51376046.5761 | 51376046.5761 | 51376046.5761 | 51376046.5761 | 51376046.5761 | 51376046.5761 | 51376046.5761 | 51376046.5761 | 51376046.5761 | 51376046.5761 | 51376046.5761 | 51376046.5761 | 51376046.5761 | 51376046.5761
| Other benefits value |  |  | 2023-12-31 | 0 | 0 | 0 | 0 | 0 | 0 | 0 | 0 | 0 | 0 | 0 | 0 | 0 | 0 | 0 | 0 | 0 | 0 | 0 | 0 | 0 | 0 | 0 | 0 | 0
| Net benefits |  |  | 2023-12-31 | 0 | 0 | -85267.4191 | 31376729.9205 | 32883674.1706 | 35144180.1936 | 41744472.8148 | 51205511.7379 | 51205511.7379 | 51205511.7379 | 51205511.7379 | 51205511.7379 | 51205511.7379 | 51205511.7379 | 51205511.7379 | 51205511.7379 | 51205511.7379 | 51205511.7379 | 51205511.7379 | 51205511.7379 | 51205511.7379 | 51205511.7379 | 51205511.7379 | 51205511.7379 | 51205511.7379
| First capex year |  |  | 2
| First year |  |  | 2
SENSITIVITIES
NPV | Net benefits |  |  | Option 2NPV | 0 | 0 | -85267.4191 | 31376729.9205 | 32883674.1706 | 35144180.1936 | 41744472.8148 | 51205511.7379 | 51205511.7379 | 51205511.7379 | 51205511.7379 | 51205511.7379 | 51205511.7379 | 51205511.7379 | 51205511.7379 | 51205511.7379 | 51205511.7379 | 51205511.7379 | 51205511.7379 | 51205511.7379 | 51205511.7379 | 51205511.7379 | 51205511.7379 | 51205511.7379 | 51205511.7379
| Total annualised capex |  |  |  | 0 | 0 | -85267.4191 | -170534.8383 | -170534.8383 | -170534.8383 | -170534.8383 | -170534.8383 | -170534.8383 | -170534.8383 | -170534.8383 | -170534.8383 | -170534.8383 | -170534.8383 | -170534.8383 | -170534.8383 | -170534.8383 | -170534.8383 | -170534.8383 | -170534.8383 | -170534.8383 | -170534.8383 | -170534.8383 | -170534.8383 | -170534.8383
| Total benefits |  |  |  | 0 | 0 | 0 | 31547264.7588 | 33054209.0089 | 35314715.0318 | 41915007.653 | 51376046.5761 | 51376046.5761 | 51376046.5761 | 51376046.5761 | 51376046.5761 | 51376046.5761 | 51376046.5761 | 51376046.5761 | 51376046.5761 | 51376046.5761 | 51376046.5761 | 51376046.5761 | 51376046.5761 | 51376046.5761 | 51376046.5761 | 51376046.5761 | 51376046.5761 | 51376046.5761
|  | Capex | Total benefits
sens1 | Capex 10% higher | 10% | 0% | Option 2sens1 | 0 | 0 | -93794.161 | 31359676.4367 | 32866620.6868 | 35127126.7098 | 41727419.3309 | 51188458.254 | 51188458.254 | 51188458.254 | 51188458.254 | 51188458.254 | 51188458.254 | 51188458.254 | 51188458.254 | 51188458.254 | 51188458.254 | 51188458.254 | 51188458.254 | 51188458.254 | 51188458.254 | 51188458.254 | 51188458.254 | 51188458.254 | 51188458.254
sens2 | Capex 10% lower | -10% | 0% | Option 2sens2 | 0 | 0 | -76740.6772 | 31393783.4043 | 32900727.6544 | 35161233.6774 | 41761526.2986 | 51222565.2217 | 51222565.2217 | 51222565.2217 | 51222565.2217 | 51222565.2217 | 51222565.2217 | 51222565.2217 | 51222565.2217 | 51222565.2217 | 51222565.2217 | 51222565.2217 | 51222565.2217 | 51222565.2217 | 51222565.2217 | 51222565.2217 | 51222565.2217 | 51222565.2217 | 51222565.2217
sens3 | Total benefits 10% higher | 0% | 10% | Option 2sens3 | 0 | 0 | -85267.4191 | 34531456.3964 | 36189095.0715 | 38675651.6968 | 45935973.5801 | 56343116.3955 | 56343116.3955 | 56343116.3955 | 56343116.3955 | 56343116.3955 | 56343116.3955 | 56343116.3955 | 56343116.3955 | 56343116.3955 | 56343116.3955 | 56343116.3955 | 56343116.3955 | 56343116.3955 | 56343116.3955 | 56343116.3955 | 56343116.3955 | 56343116.3955 | 56343116.3955
sens4 | Total benefits 10% lower | 0% | -10% | Option 2sens4 | 0 | 0 | -85267.4191 | 28222003.4446 | 29578253.2697 | 31612708.6904 | 37552972.0495 | 46067907.0803 | 46067907.0803 | 46067907.0803 | 46067907.0803 | 46067907.0803 | 46067907.0803 | 46067907.0803 | 46067907.0803 | 46067907.0803 | 46067907.0803 | 46067907.0803 | 46067907.0803 | 46067907.0803 | 46067907.0803 | 46067907.0803 | 46067907.0803 | 46067907.0803 | 46067907.0803
sens5 | Capex 10% higher & Total benefits 10% lower | 10% | -10% | Option 2sens5 | 0 | 0 | -93794.161 | 28204949.9608 | 29561199.7859 | 31595655.2066 | 37535918.5656 | 46050853.5964 | 46050853.5964 | 46050853.5964 | 46050853.5964 | 46050853.5964 | 46050853.5964 | 46050853.5964 | 46050853.5964 | 46050853.5964 | 46050853.5964 | 46050853.5964 | 46050853.5964 | 46050853.5964 | 46050853.5964 | 46050853.5964 | 46050853.5964 | 46050853.5964 | 46050853.5964
sens | 0 | 0% | 0% | Option 2sens | 0 | 0 | -85267.4191 | 31376729.9205 | 32883674.1706 | 35144180.1936 | 41744472.8148 | 51205511.7379 | 51205511.7379 | 51205511.7379 | 51205511.7379 | 51205511.7379 | 51205511.7379 | 51205511.7379 | 51205511.7379 | 51205511.7379 | 51205511.7379 | 51205511.7379 | 51205511.7379 | 51205511.7379 | 51205511.7379 | 51205511.7379 | 51205511.7379 | 51205511.7379 | 51205511.7379
sens | 0 | 0% | 0% | Option 2sens | 0 | 0 | -85267.4191 | 31376729.9205 | 32883674.1706 | 35144180.1936 | 41744472.8148 | 51205511.7379 | 51205511.7379 | 51205511.7379 | 51205511.7379 | 51205511.7379 | 51205511.7379 | 51205511.7379 | 51205511.7379 | 51205511.7379 | 51205511.7379 | 51205511.7379 | 51205511.7379 | 51205511.7379 | 51205511.7379 | 51205511.7379 | 51205511.7379 | 51205511.7379 | 51205511.7379
sens | 0 | 0% | 0% | Option 2sens | 0 | 0 | -85267.4191 | 31376729.9205 | 32883674.1706 | 35144180.1936 | 41744472.8148 | 51205511.7379 | 51205511.7379 | 51205511.7379 | 51205511.7379 | 51205511.7379 | 51205511.7379 | 51205511.7379 | 51205511.7379 | 51205511.7379 | 51205511.7379 | 51205511.7379 | 51205511.7379 | 51205511.7379 | 51205511.7379 | 51205511.7379 | 51205511.7379 | 51205511.7379 | 51205511.7379

## Option3
CitiPower
BQ017 feeder works
OPTION 3 | Upgrade BQ017 to increase its capacity
Count |  |  |  |  | 1 | 2 | 3 | 4 | 5 | 6 | 7 | 8 | 9 | 10 | 11 | 12 | 13 | 14 | 15 | 16 | 17 | 18 | 19 | 20 | 21 | 22 | 23 | 24 | 25
Value of CO2 reductions |  |  |  | $/MWh | 24.7305 | 22.3407 | 20.1963 | 18.0629 | 15.9134 | 13.7151 | 13.7151 | 13.7151 | 13.7151 | 13.7151 | 13.7151 | 13.7151 | 13.7151 | 13.7151 | 13.7151 | 13.7151 | 13.7151 | 13.7151 | 13.7151 | 13.7151 | 13.7151 | 13.7151 | 13.7151 | 13.7151 | 13.7151
|  |  |  | Units | 2026-27 | 2027-28 | 2028-29 | 2029-30 | 2030-31 | 2031-32 | 2032-33 | 2033-34 | 2034-35 | 2035-36 | 2036-37 | 2037-38 | 2038-39 | 2039-40 | 2040-41 | 2041-42 | 2042-43 | 2043-44 | 2044-45 | 2045-46 | 2046-47 | 2047-48 | 2048-49 | 2049-50 | 2050-51
INVESTMENT & OPERATING COST
| Capex |  | Asset life (yrs)
| Uprating of the feeder exit |  | 50 | 2023-12-31 | 0 | 1333137.395 | 1333137.395 | 0 | 0 | 0 | 0 | 0 | 0 | 0 | 0 | 0 | 0 | 0 | 0 | 0 | 0 | 0 | 0 | 0 | 0 | 0 | 0 | 0 | 0
|  |  | 0 | 2023-12-31 | 0 | 0 | 0 | 0 | 0 | 0 | 0 | 0 | 0 | 0 | 0 | 0 | 0 | 0 | 0 | 0 | 0 | 0 | 0 | 0 | 0 | 0 | 0 | 0 | 0
|  |  | 0 | 2023-12-31 | 0 | 0 | 0 | 0 | 0 | 0 | 0 | 0 | 0 | 0 | 0 | 0 | 0 | 0 | 0 | 0 | 0 | 0 | 0 | 0 | 0 | 0 | 0 | 0 | 0
| Capital expenditure |  |  | 2023-12-31 | 0 | 1333137.395 | 1333137.395 | 0 | 0 | 0 | 0 | 0 | 0 | 0 | 0 | 0 | 0 | 0 | 0 | 0 | 0 | 0 | 0 | 0 | 0 | 0 | 0 | 0 | 0
| Operating expenditure |  |  | 2023-12-31 | 0 | 0 | 0 | 0 | 0 | 0 | 0 | 0 | 0 | 0 | 0 | 0 | 0 | 0 | 0 | 0 | 0 | 0 | 0 | 0 | 0 | 0 | 0 | 0 | 0
RISK ASSUMPTIONS
| PoF (major) |  |  |  | 0 | 0 | 0 | 0 | 0 | 0 | 0 | 0 | 0 | 0 | 0 | 0 | 0 | 0 | 0 | 0 | 0 | 0 | 0 | 0 | 0 | 0 | 0 | 0 | 0
| PoF (reparable) |  |  |  | 0 | 0 | 0 | 0 | 0 | 0 | 0 | 0 | 0 | 0 | 0 | 0 | 0 | 0 | 0 | 0 | 0 | 0 | 0 | 0 | 0 | 0 | 0 | 0 | 0
| Energy at risk (weighted) |  |  | MWh | 332.4071 | 455.3351 | 551.7453 | 18.7215 | 19.687 | 21.3615 | 28.1585 | 39.7049 | 39.7049 | 39.7049 | 39.7049 | 39.7049 | 39.7049 | 39.7049 | 39.7049 | 39.7049 | 39.7049 | 39.7049 | 39.7049 | 39.7049 | 39.7049 | 39.7049 | 39.7049 | 39.7049 | 39.7049
| Energy at risk value | $/MWh | 50326.5995 | 2023-12-31 | 16728918.9291 | 22915468.9384 | 27767465.4582 | 942187.8493 | 990782.1423 | 1075052.1981 | 1417119.9952 | 1998213.9505 | 1998213.9505 | 1998213.9505 | 1998213.9505 | 1998213.9505 | 1998213.9505 | 1998213.9505 | 1998213.9505 | 1998213.9505 | 1998213.9505 | 1998213.9505 | 1998213.9505 | 1998213.9505 | 1998213.9505 | 1998213.9505 | 1998213.9505 | 1998213.9505 | 1998213.9505
| Safety consequence | (after DF) |  | 2023-12-31 | 0 | 0 | 0 | 0 | 0 | 0 | 0 | 0 | 0 | 0 | 0 | 0 | 0 | 0 | 0 | 0 | 0 | 0 | 0 | 0 | 0 | 0 | 0 | 0 | 0
| Unplanned replacements |  |  | 2023-12-31 | 0 | 0 | 0 | 0 | 0 | 0 | 0 | 0 | 0 | 0 | 0 | 0 | 0 | 0 | 0 | 0 | 0 | 0 | 0 | 0 | 0 | 0 | 0 | 0 | 0
| Environmental consequence | (after DF) |  | 2023-12-31 | 0 | 0 | 0 | 0 | 0 | 0 | 0 | 0 | 0 | 0 | 0 | 0 | 0 | 0 | 0 | 0 | 0 | 0 | 0 | 0 | 0 | 0 | 0 | 0 | 0
| < Other risk - enter description > |  |  | 2023-12-31 | 0 | 0 | 0 | 0 | 0 | 0 | 0 | 0 | 0 | 0 | 0 | 0 | 0 | 0 | 0 | 0 | 0 | 0 | 0 | 0 | 0 | 0 | 0 | 0 | 0
| < Other risk - enter description > |  |  | 2023-12-31 | 0 | 0 | 0 | 0 | 0 | 0 | 0 | 0 | 0 | 0 | 0 | 0 | 0 | 0 | 0 | 0 | 0 | 0 | 0 | 0 | 0 | 0 | 0 | 0 | 0
| Total risk cost |  |  |  | 16728918.9291 | 22915468.9384 | 27767465.4582 | 942187.8493 | 990782.1423 | 1075052.1981 | 1417119.9952 | 1998213.9505 | 1998213.9505 | 1998213.9505 | 1998213.9505 | 1998213.9505 | 1998213.9505 | 1998213.9505 | 1998213.9505 | 1998213.9505 | 1998213.9505 | 1998213.9505 | 1998213.9505 | 1998213.9505 | 1998213.9505 | 1998213.9505 | 1998213.9505 | 1998213.9505 | 1998213.9505
OTHER BENEFITS
| Reduction in CO2 emissions |  |  | MWh | 0 | 0 | 0 | 0 | 0 | 0 | 0 | 0 | 0 | 0 | 0 | 0 | 0 | 0 | 0 | 0 | 0 | 0 | 0 | 0 | 0 | 0 | 0 | 0 | 0
| Value of reduction in CO2 emissions |  |  | $ | 0 | 0 | 0 | 0 | 0 | 0 | 0 | 0 | 0 | 0 | 0 | 0 | 0 | 0 | 0 | 0 | 0 | 0 | 0 | 0 | 0 | 0 | 0 | 0 | 0
| Reliability in worst-served areas | $/MWh | 0 | MWh | 0 | 0 | 0 | 0 | 0 | 0 | 0 | 0 | 0 | 0 | 0 | 0 | 0 | 0 | 0 | 0 | 0 | 0 | 0 | 0 | 0 | 0 | 0 | 0 | 0
| Network resilience | $/MWh | 0 | MWh | 0 | 0 | 0 | 0 | 0 | 0 | 0 | 0 | 0 | 0 | 0 | 0 | 0 | 0 | 0 | 0 | 0 | 0 | 0 | 0 | 0 | 0 | 0 | 0 | 0
| Enabling solar exports | $/MWh | 4220.9954 | MWh | 0 | 0 | 0 | 0 | 0 | 0 | 0 | 0 | 0 | 0 | 0 | 0 | 0 | 0 | 0 | 0 | 0 | 0 | 0 | 0 | 0 | 0 | 0 | 0 | 0
| Aesthetics | $/customer | 0 | customers | 0 | 0 | 0 | 0 | 0 | 0 | 0 | 0 | 0 | 0 | 0 | 0 | 0 | 0 | 0 | 0 | 0 | 0 | 0 | 0 | 0 | 0 | 0 | 0 | 0
| Customer value of time (res) | $/customer min | 0.54769 | mins | 0 | 0 | 0 | 0 | 0 | 0 | 0 | 0 | 0 | 0 | 0 | 0 | 0 | 0 | 0 | 0 | 0 | 0 | 0 | 0 | 0 | 0 | 0 | 0 | 0
| Customer value of time (bus) | $/customer min | 0.54769 | mins | 0 | 0 | 0 | 0 | 0 | 0 | 0 | 0 | 0 | 0 | 0 | 0 | 0 | 0 | 0 | 0 | 0 | 0 | 0 | 0 | 0 | 0 | 0 | 0 | 0
| Communication | $/customer | 0 | customers | 0 | 0 | 0 | 0 | 0 | 0 | 0 | 0 | 0 | 0 | 0 | 0 | 0 | 0 | 0 | 0 | 0 | 0 | 0 | 0 | 0 | 0 | 0 | 0 | 0
| Information accessibility | $/customer | 0 | customers | 0 | 0 | 0 | 0 | 0 | 0 | 0 | 0 | 0 | 0 | 0 | 0 | 0 | 0 | 0 | 0 | 0 | 0 | 0 | 0 | 0 | 0 | 0 | 0 | 0
| Other benefits 1 |  |  | 2023-12-31 | 0 | 0 | 0 | 0 | 0 | 0 | 0 | 0 | 0 | 0 | 0 | 0 | 0 | 0 | 0 | 0 | 0 | 0 | 0 | 0 | 0 | 0 | 0 | 0 | 0
| Other benefits 2 |  |  | 2023-12-31 | 0 | 0 | 0 | 0 | 0 | 0 | 0 | 0 | 0 | 0 | 0 | 0 | 0 | 0 | 0 | 0 | 0 | 0 | 0 | 0 | 0 | 0 | 0 | 0 | 0
| Total other benefits |  |  | 2023-12-31 | 0 | 0 | 0 | 0 | 0 | 0 | 0 | 0 | 0 | 0 | 0 | 0 | 0 | 0 | 0 | 0 | 0 | 0 | 0 | 0 | 0 | 0 | 0 | 0 | 0
SUMMARY
| Risks mitigated vs base case |  |  | 2023-12-31 | 0 | 0 | 0 | 30999177.5064 | 32487322.0357 | 34715992.081 | 41212590.2981 | 50526173.4506 | 50526173.4506 | 50526173.4506 | 50526173.4506 | 50526173.4506 | 50526173.4506 | 50526173.4506 | 50526173.4506 | 50526173.4506 | 50526173.4506 | 50526173.4506 | 50526173.4506 | 50526173.4506 | 50526173.4506 | 50526173.4506 | 50526173.4506 | 50526173.4506 | 50526173.4506
Capital expenditure
| Uprating of the feeder exit |  |  | 2023-12-31 | 0 | -1333137.395 | -1333137.395 | 0 | 0 | 0 | 0 | 0 | 0 | 0 | 0 | 0 | 0 | 0 | 0 | 0 | 0 | 0 | 0 | 0 | 0 | 0 | 0 | 0 | 0
| 0 |  |  | 2023-12-31 | 0 | 0 | 0 | 0 | 0 | 0 | 0 | 0 | 0 | 0 | 0 | 0 | 0 | 0 | 0 | 0 | 0 | 0 | 0 | 0 | 0 | 0 | 0 | 0 | 0
| 0 |  |  | 2023-12-31 | 0 | 0 | 0 | 0 | 0 | 0 | 0 | 0 | 0 | 0 | 0 | 0 | 0 | 0 | 0 | 0 | 0 | 0 | 0 | 0 | 0 | 0 | 0 | 0 | 0
Cumulative capex
| Uprating of the feeder exit |  |  | 2023-12-31 | 0 | -1333137.395 | -2666274.79 | -2666274.79 | -2666274.79 | -2666274.79 | -2666274.79 | -2666274.79 | -2666274.79 | -2666274.79 | -2666274.79 | -2666274.79 | -2666274.79 | -2666274.79 | -2666274.79 | -2666274.79 | -2666274.79 | -2666274.79 | -2666274.79 | -2666274.79 | -2666274.79 | -2666274.79 | -2666274.79 | -2666274.79 | -2666274.79
| 0 |  |  | 2023-12-31 | 0 | 0 | 0 | 0 | 0 | 0 | 0 | 0 | 0 | 0 | 0 | 0 | 0 | 0 | 0 | 0 | 0 | 0 | 0 | 0 | 0 | 0 | 0 | 0 | 0
| 0 |  |  | 2023-12-31 | 0 | 0 | 0 | 0 | 0 | 0 | 0 | 0 | 0 | 0 | 0 | 0 | 0 | 0 | 0 | 0 | 0 | 0 | 0 | 0 | 0 | 0 | 0 | 0 | 0
Annualised capex
| Annualised capex - Uprating of the feeder exit |  |  | 2023-12-31 | 0 | 0 | -56836.5925 | -113673.185 | -113673.185 | -113673.185 | -113673.185 | -113673.185 | -113673.185 | -113673.185 | -113673.185 | -113673.185 | -113673.185 | -113673.185 | -113673.185 | -113673.185 | -113673.185 | -113673.185 | -113673.185 | -113673.185 | -113673.185 | -113673.185 | -113673.185 | -113673.185 | -113673.185
| Annualised capex - |  |  | 2023-12-31 | 0 | 0 | 0 | 0 | 0 | 0 | 0 | 0 | 0 | 0 | 0 | 0 | 0 | 0 | 0 | 0 | 0 | 0 | 0 | 0 | 0 | 0 | 0 | 0 | 0
| Annualised capex - |  |  | 2023-12-31 | 0 | 0 | 0 | 0 | 0 | 0 | 0 | 0 | 0 | 0 | 0 | 0 | 0 | 0 | 0 | 0 | 0 | 0 | 0 | 0 | 0 | 0 | 0 | 0 | 0
| Total annualised capex |  |  | 2023-12-31 | 0 | 0 | -56836.5925 | -113673.185 | -113673.185 | -113673.185 | -113673.185 | -113673.185 | -113673.185 | -113673.185 | -113673.185 | -113673.185 | -113673.185 | -113673.185 | -113673.185 | -113673.185 | -113673.185 | -113673.185 | -113673.185 | -113673.185 | -113673.185 | -113673.185 | -113673.185 | -113673.185 | -113673.185
| Annualised capex |  |  | 2023-12-31 | 0 | 0 | -56836.5925 | -113673.185 | -113673.185 | -113673.185 | -113673.185 | -113673.185 | -113673.185 | -113673.185 | -113673.185 | -113673.185 | -113673.185 | -113673.185 | -113673.185 | -113673.185 | -113673.185 | -113673.185 | -113673.185 | -113673.185 | -113673.185 | -113673.185 | -113673.185 | -113673.185 | -113673.185
| Operating expenditure |  |  | 2023-12-31 | 0 | 0 | 0 | 0 | 0 | 0 | 0 | 0 | 0 | 0 | 0 | 0 | 0 | 0 | 0 | 0 | 0 | 0 | 0 | 0 | 0 | 0 | 0 | 0 | 0
| Risk mitigated |  |  | 2023-12-31 | 0 | 0 | 0 | 30999177.5064 | 32487322.0357 | 34715992.081 | 41212590.2981 | 50526173.4506 | 50526173.4506 | 50526173.4506 | 50526173.4506 | 50526173.4506 | 50526173.4506 | 50526173.4506 | 50526173.4506 | 50526173.4506 | 50526173.4506 | 50526173.4506 | 50526173.4506 | 50526173.4506 | 50526173.4506 | 50526173.4506 | 50526173.4506 | 50526173.4506 | 50526173.4506
| Other benefits value |  |  | 2023-12-31 | 0 | 0 | 0 | 0 | 0 | 0 | 0 | 0 | 0 | 0 | 0 | 0 | 0 | 0 | 0 | 0 | 0 | 0 | 0 | 0 | 0 | 0 | 0 | 0 | 0
| Net benefits |  |  | 2023-12-31 | 0 | 0 | -56836.5925 | 30885504.3213 | 32373648.8506 | 34602318.8959 | 41098917.1131 | 50412500.2655 | 50412500.2655 | 50412500.2655 | 50412500.2655 | 50412500.2655 | 50412500.2655 | 50412500.2655 | 50412500.2655 | 50412500.2655 | 50412500.2655 | 50412500.2655 | 50412500.2655 | 50412500.2655 | 50412500.2655 | 50412500.2655 | 50412500.2655 | 50412500.2655 | 50412500.2655
| First capex year |  |  | 2
| First year |  |  | 2
SENSITIVITIES
NPV | Net benefits |  |  | Option 3NPV | 0 | 0 | -56836.5925 | 30885504.3213 | 32373648.8506 | 34602318.8959 | 41098917.1131 | 50412500.2655 | 50412500.2655 | 50412500.2655 | 50412500.2655 | 50412500.2655 | 50412500.2655 | 50412500.2655 | 50412500.2655 | 50412500.2655 | 50412500.2655 | 50412500.2655 | 50412500.2655 | 50412500.2655 | 50412500.2655 | 50412500.2655 | 50412500.2655 | 50412500.2655 | 50412500.2655
| Total annualised capex |  |  |  | 0 | 0 | -56836.5925 | -113673.185 | -113673.185 | -113673.185 | -113673.185 | -113673.185 | -113673.185 | -113673.185 | -113673.185 | -113673.185 | -113673.185 | -113673.185 | -113673.185 | -113673.185 | -113673.185 | -113673.185 | -113673.185 | -113673.185 | -113673.185 | -113673.185 | -113673.185 | -113673.185 | -113673.185
| Total benefits |  |  |  | 0 | 0 | 0 | 30999177.5064 | 32487322.0357 | 34715992.081 | 41212590.2981 | 50526173.4506 | 50526173.4506 | 50526173.4506 | 50526173.4506 | 50526173.4506 | 50526173.4506 | 50526173.4506 | 50526173.4506 | 50526173.4506 | 50526173.4506 | 50526173.4506 | 50526173.4506 | 50526173.4506 | 50526173.4506 | 50526173.4506 | 50526173.4506 | 50526173.4506 | 50526173.4506
|  | Capex | Total benefits
sens1 | Capex 10% higher | 10% | 0% | Option 3sens1 | 0 | 0 | -62520.2518 | 30874137.0028 | 32362281.5321 | 34590951.5774 | 41087549.7946 | 50401132.947 | 50401132.947 | 50401132.947 | 50401132.947 | 50401132.947 | 50401132.947 | 50401132.947 | 50401132.947 | 50401132.947 | 50401132.947 | 50401132.947 | 50401132.947 | 50401132.947 | 50401132.947 | 50401132.947 | 50401132.947 | 50401132.947 | 50401132.947
sens2 | Capex 10% lower | -10% | 0% | Option 3sens2 | 0 | 0 | -51152.9333 | 30896871.6398 | 32385016.1691 | 34613686.2144 | 41110284.4316 | 50423867.5841 | 50423867.5841 | 50423867.5841 | 50423867.5841 | 50423867.5841 | 50423867.5841 | 50423867.5841 | 50423867.5841 | 50423867.5841 | 50423867.5841 | 50423867.5841 | 50423867.5841 | 50423867.5841 | 50423867.5841 | 50423867.5841 | 50423867.5841 | 50423867.5841 | 50423867.5841
sens3 | Total benefits 10% higher | 0% | 10% | Option 3sens3 | 0 | 0 | -56836.5925 | 33985422.072 | 35622381.0542 | 38073918.104 | 45220176.1429 | 55465117.6106 | 55465117.6106 | 55465117.6106 | 55465117.6106 | 55465117.6106 | 55465117.6106 | 55465117.6106 | 55465117.6106 | 55465117.6106 | 55465117.6106 | 55465117.6106 | 55465117.6106 | 55465117.6106 | 55465117.6106 | 55465117.6106 | 55465117.6106 | 55465117.6106 | 55465117.6106
sens4 | Total benefits 10% lower | 0% | -10% | Option 3sens4 | 0 | 0 | -56836.5925 | 27785586.5707 | 29124916.6471 | 31130719.6878 | 36977658.0833 | 45359882.9205 | 45359882.9205 | 45359882.9205 | 45359882.9205 | 45359882.9205 | 45359882.9205 | 45359882.9205 | 45359882.9205 | 45359882.9205 | 45359882.9205 | 45359882.9205 | 45359882.9205 | 45359882.9205 | 45359882.9205 | 45359882.9205 | 45359882.9205 | 45359882.9205 | 45359882.9205
sens5 | Capex 10% higher & Total benefits 10% lower | 10% | -10% | Option 3sens5 | 0 | 0 | -62520.2518 | 27774219.2522 | 29113549.3286 | 31119352.3693 | 36966290.7648 | 45348515.602 | 45348515.602 | 45348515.602 | 45348515.602 | 45348515.602 | 45348515.602 | 45348515.602 | 45348515.602 | 45348515.602 | 45348515.602 | 45348515.602 | 45348515.602 | 45348515.602 | 45348515.602 | 45348515.602 | 45348515.602 | 45348515.602 | 45348515.602
sens | 0 | 0% | 0% | Option 3sens | 0 | 0 | -56836.5925 | 30885504.3213 | 32373648.8506 | 34602318.8959 | 41098917.1131 | 50412500.2655 | 50412500.2655 | 50412500.2655 | 50412500.2655 | 50412500.2655 | 50412500.2655 | 50412500.2655 | 50412500.2655 | 50412500.2655 | 50412500.2655 | 50412500.2655 | 50412500.2655 | 50412500.2655 | 50412500.2655 | 50412500.2655 | 50412500.2655 | 50412500.2655 | 50412500.2655
sens | 0 | 0% | 0% | Option 3sens | 0 | 0 | -56836.5925 | 30885504.3213 | 32373648.8506 | 34602318.8959 | 41098917.1131 | 50412500.2655 | 50412500.2655 | 50412500.2655 | 50412500.2655 | 50412500.2655 | 50412500.2655 | 50412500.2655 | 50412500.2655 | 50412500.2655 | 50412500.2655 | 50412500.2655 | 50412500.2655 | 50412500.2655 | 50412500.2655 | 50412500.2655 | 50412500.2655 | 50412500.2655 | 50412500.2655
sens | 0 | 0% | 0% | Option 3sens | 0 | 0 | -56836.5925 | 30885504.3213 | 32373648.8506 | 34602318.8959 | 41098917.1131 | 50412500.2655 | 50412500.2655 | 50412500.2655 | 50412500.2655 | 50412500.2655 | 50412500.2655 | 50412500.2655 | 50412500.2655 | 50412500.2655 | 50412500.2655 | 50412500.2655 | 50412500.2655 | 50412500.2655 | 50412500.2655 | 50412500.2655 | 50412500.2655 | 50412500.2655 | 50412500.2655

## Option4
CitiPower
BQ017 feeder works
OPTION 4 | 0
Not used
Count |  |  |  |  | 1 | 2 | 3 | 4 | 5 | 6 | 7 | 8 | 9 | 10 | 11 | 12 | 13 | 14 | 15 | 16 | 17 | 18 | 19 | 20 | 21 | 22 | 23 | 24 | 25
Value of CO2 reductions |  |  |  | $/MWh | 24.7305 | 22.3407 | 20.1963 | 18.0629 | 15.9134 | 13.7151 | 13.7151 | 13.7151 | 13.7151 | 13.7151 | 13.7151 | 13.7151 | 13.7151 | 13.7151 | 13.7151 | 13.7151 | 13.7151 | 13.7151 | 13.7151 | 13.7151 | 13.7151 | 13.7151 | 13.7151 | 13.7151 | 13.7151
|  |  |  | Units | 2026-27 | 2027-28 | 2028-29 | 2029-30 | 2030-31 | 2031-32 | 2032-33 | 2033-34 | 2034-35 | 2035-36 | 2036-37 | 2037-38 | 2038-39 | 2039-40 | 2040-41 | 2041-42 | 2042-43 | 2043-44 | 2044-45 | 2045-46 | 2046-47 | 2047-48 | 2048-49 | 2049-50 | 2050-51
INVESTMENT & OPERATING COST
| Capex |  | Asset life (yrs)
| < Enter description > |  | 0 | 2023-12-31 | 0 | 0 | 0 | 0 | 0 | 0 | 0 | 0 | 0 | 0 | 0 | 0 | 0 | 0 | 0 | 0 | 0 | 0 | 0 | 0 | 0 | 0 | 0 | 0 | 0
| < Enter description > |  | 0 | 2023-12-31 | 0 | 0 | 0 | 0 | 0 | 0 | 0 | 0 | 0 | 0 | 0 | 0 | 0 | 0 | 0 | 0 | 0 | 0 | 0 | 0 | 0 | 0 | 0 | 0 | 0
| < Enter description > |  | 0 | 2023-12-31 | 0 | 0 | 0 | 0 | 0 | 0 | 0 | 0 | 0 | 0 | 0 | 0 | 0 | 0 | 0 | 0 | 0 | 0 | 0 | 0 | 0 | 0 | 0 | 0 | 0
| Capital expenditure |  |  | 2023-12-31 | 0 | 0 | 0 | 0 | 0 | 0 | 0 | 0 | 0 | 0 | 0 | 0 | 0 | 0 | 0 | 0 | 0 | 0 | 0 | 0 | 0 | 0 | 0 | 0 | 0
| Operating expenditure |  |  | 2023-12-31 | 0 | 0 | 0 | 0 | 0 | 0 | 0 | 0 | 0 | 0 | 0 | 0 | 0 | 0 | 0 | 0 | 0 | 0 | 0 | 0 | 0 | 0 | 0 | 0 | 0
RISK ASSUMPTIONS
| PoF (major) |  |  |  | 0 | 0 | 0 | 0 | 0 | 0 | 0 | 0 | 0 | 0 | 0 | 0 | 0 | 0 | 0 | 0 | 0 | 0 | 0 | 0 | 0 | 0 | 0 | 0 | 0
| PoF (reparable) |  |  |  | 0 | 0 | 0 | 0 | 0 | 0 | 0 | 0 | 0 | 0 | 0 | 0 | 0 | 0 | 0 | 0 | 0 | 0 | 0 | 0 | 0 | 0 | 0 | 0 | 0
| Energy at risk (weighted) |  |  | MWh | 0 | 0 | 0 | 0 | 0 | 0 | 0 | 0 | 0 | 0 | 0 | 0 | 0 | 0 | 0 | 0 | 0 | 0 | 0 | 0 | 0 | 0 | 0 | 0 | 0
| Energy at risk value | $/MWh | 50326.5995 | 2023-12-31 | 0 | 0 | 0 | 0 | 0 | 0 | 0 | 0 | 0 | 0 | 0 | 0 | 0 | 0 | 0 | 0 | 0 | 0 | 0 | 0 | 0 | 0 | 0 | 0 | 0
| Safety consequence | (after DF) |  | 2023-12-31 | 0 | 0 | 0 | 0 | 0 | 0 | 0 | 0 | 0 | 0 | 0 | 0 | 0 | 0 | 0 | 0 | 0 | 0 | 0 | 0 | 0 | 0 | 0 | 0 | 0
| Unplanned replacements |  |  | 2023-12-31 | 0 | 0 | 0 | 0 | 0 | 0 | 0 | 0 | 0 | 0 | 0 | 0 | 0 | 0 | 0 | 0 | 0 | 0 | 0 | 0 | 0 | 0 | 0 | 0 | 0
| Environmental consequence | (after DF) |  | 2023-12-31 | 0 | 0 | 0 | 0 | 0 | 0 | 0 | 0 | 0 | 0 | 0 | 0 | 0 | 0 | 0 | 0 | 0 | 0 | 0 | 0 | 0 | 0 | 0 | 0 | 0
| < Other risk - enter description > |  |  | 2023-12-31 | 0 | 0 | 0 | 0 | 0 | 0 | 0 | 0 | 0 | 0 | 0 | 0 | 0 | 0 | 0 | 0 | 0 | 0 | 0 | 0 | 0 | 0 | 0 | 0 | 0
| < Other risk - enter description > |  |  | 2023-12-31 | 0 | 0 | 0 | 0 | 0 | 0 | 0 | 0 | 0 | 0 | 0 | 0 | 0 | 0 | 0 | 0 | 0 | 0 | 0 | 0 | 0 | 0 | 0 | 0 | 0
| Total risk cost |  |  |  | 0 | 0 | 0 | 0 | 0 | 0 | 0 | 0 | 0 | 0 | 0 | 0 | 0 | 0 | 0 | 0 | 0 | 0 | 0 | 0 | 0 | 0 | 0 | 0 | 0
OTHER BENEFITS
| Reduction in CO2 emissions |  |  | MWh | 0 | 0 | 0 | 0 | 0 | 0 | 0 | 0 | 0 | 0 | 0 | 0 | 0 | 0 | 0 | 0 | 0 | 0 | 0 | 0 | 0 | 0 | 0 | 0 | 0
| Value of reduction in CO2 emissions |  |  | $ | 0 | 0 | 0 | 0 | 0 | 0 | 0 | 0 | 0 | 0 | 0 | 0 | 0 | 0 | 0 | 0 | 0 | 0 | 0 | 0 | 0 | 0 | 0 | 0 | 0
| Reliability in worst-served areas | $/MWh | 0 | MWh | 0 | 0 | 0 | 0 | 0 | 0 | 0 | 0 | 0 | 0 | 0 | 0 | 0 | 0 | 0 | 0 | 0 | 0 | 0 | 0 | 0 | 0 | 0 | 0 | 0
| Network resilience | $/MWh | 0 | MWh | 0 | 0 | 0 | 0 | 0 | 0 | 0 | 0 | 0 | 0 | 0 | 0 | 0 | 0 | 0 | 0 | 0 | 0 | 0 | 0 | 0 | 0 | 0 | 0 | 0
| Enabling solar exports | $/MWh | 4220.9954 | MWh | 0 | 0 | 0 | 0 | 0 | 0 | 0 | 0 | 0 | 0 | 0 | 0 | 0 | 0 | 0 | 0 | 0 | 0 | 0 | 0 | 0 | 0 | 0 | 0 | 0
| Aesthetics | $/customer | 0 | customers | 0 | 0 | 0 | 0 | 0 | 0 | 0 | 0 | 0 | 0 | 0 | 0 | 0 | 0 | 0 | 0 | 0 | 0 | 0 | 0 | 0 | 0 | 0 | 0 | 0
| Customer value of time (res) | $/customer min | 0.54769 | mins | 0 | 0 | 0 | 0 | 0 | 0 | 0 | 0 | 0 | 0 | 0 | 0 | 0 | 0 | 0 | 0 | 0 | 0 | 0 | 0 | 0 | 0 | 0 | 0 | 0
| Customer value of time (bus) | $/customer min | 0.54769 | mins | 0 | 0 | 0 | 0 | 0 | 0 | 0 | 0 | 0 | 0 | 0 | 0 | 0 | 0 | 0 | 0 | 0 | 0 | 0 | 0 | 0 | 0 | 0 | 0 | 0
| Communication | $/customer | 0 | customers | 0 | 0 | 0 | 0 | 0 | 0 | 0 | 0 | 0 | 0 | 0 | 0 | 0 | 0 | 0 | 0 | 0 | 0 | 0 | 0 | 0 | 0 | 0 | 0 | 0
| Information accessibility | $/customer | 0 | customers | 0 | 0 | 0 | 0 | 0 | 0 | 0 | 0 | 0 | 0 | 0 | 0 | 0 | 0 | 0 | 0 | 0 | 0 | 0 | 0 | 0 | 0 | 0 | 0 | 0
| Other benefits 1 |  |  | 2023-12-31 | 0 | 0 | 0 | 0 | 0 | 0 | 0 | 0 | 0 | 0 | 0 | 0 | 0 | 0 | 0 | 0 | 0 | 0 | 0 | 0 | 0 | 0 | 0 | 0 | 0
| Other benefits 2 |  |  | 2023-12-31 | 0 | 0 | 0 | 0 | 0 | 0 | 0 | 0 | 0 | 0 | 0 | 0 | 0 | 0 | 0 | 0 | 0 | 0 | 0 | 0 | 0 | 0 | 0 | 0 | 0
| Total other benefits |  |  | 2023-12-31 | 0 | 0 | 0 | 0 | 0 | 0 | 0 | 0 | 0 | 0 | 0 | 0 | 0 | 0 | 0 | 0 | 0 | 0 | 0 | 0 | 0 | 0 | 0 | 0 | 0
SUMMARY
| Risks mitigated vs base case |  |  | 2023-12-31 | 0 | 0 | 0 | 0 | 0 | 0 | 0 | 0 | 0 | 0 | 0 | 0 | 0 | 0 | 0 | 0 | 0 | 0 | 0 | 0 | 0 | 0 | 0 | 0 | 0
Capital expenditure
| < Enter description > |  |  | 2023-12-31 | 0 | 0 | 0 | 0 | 0 | 0 | 0 | 0 | 0 | 0 | 0 | 0 | 0 | 0 | 0 | 0 | 0 | 0 | 0 | 0 | 0 | 0 | 0 | 0 | 0
| < Enter description > |  |  | 2023-12-31 | 0 | 0 | 0 | 0 | 0 | 0 | 0 | 0 | 0 | 0 | 0 | 0 | 0 | 0 | 0 | 0 | 0 | 0 | 0 | 0 | 0 | 0 | 0 | 0 | 0
| < Enter description > |  |  | 2023-12-31 | 0 | 0 | 0 | 0 | 0 | 0 | 0 | 0 | 0 | 0 | 0 | 0 | 0 | 0 | 0 | 0 | 0 | 0 | 0 | 0 | 0 | 0 | 0 | 0 | 0
Cumulative capex
| < Enter description > |  |  | 2023-12-31 | 0 | 0 | 0 | 0 | 0 | 0 | 0 | 0 | 0 | 0 | 0 | 0 | 0 | 0 | 0 | 0 | 0 | 0 | 0 | 0 | 0 | 0 | 0 | 0 | 0
| < Enter description > |  |  | 2023-12-31 | 0 | 0 | 0 | 0 | 0 | 0 | 0 | 0 | 0 | 0 | 0 | 0 | 0 | 0 | 0 | 0 | 0 | 0 | 0 | 0 | 0 | 0 | 0 | 0 | 0
| < Enter description > |  |  | 2023-12-31 | 0 | 0 | 0 | 0 | 0 | 0 | 0 | 0 | 0 | 0 | 0 | 0 | 0 | 0 | 0 | 0 | 0 | 0 | 0 | 0 | 0 | 0 | 0 | 0 | 0
Annualised capex
| Annualised capex - < Enter description > |  |  | 2023-12-31 | 0 | 0 | 0 | 0 | 0 | 0 | 0 | 0 | 0 | 0 | 0 | 0 | 0 | 0 | 0 | 0 | 0 | 0 | 0 | 0 | 0 | 0 | 0 | 0 | 0
| Annualised capex - < Enter description > |  |  | 2023-12-31 | 0 | 0 | 0 | 0 | 0 | 0 | 0 | 0 | 0 | 0 | 0 | 0 | 0 | 0 | 0 | 0 | 0 | 0 | 0 | 0 | 0 | 0 | 0 | 0 | 0
| Annualised capex - < Enter description > |  |  | 2023-12-31 | 0 | 0 | 0 | 0 | 0 | 0 | 0 | 0 | 0 | 0 | 0 | 0 | 0 | 0 | 0 | 0 | 0 | 0 | 0 | 0 | 0 | 0 | 0 | 0 | 0
| Total annualised capex |  |  | 2023-12-31 | 0 | 0 | 0 | 0 | 0 | 0 | 0 | 0 | 0 | 0 | 0 | 0 | 0 | 0 | 0 | 0 | 0 | 0 | 0 | 0 | 0 | 0 | 0 | 0 | 0
| Annualised capex |  |  | 2023-12-31 | 0 | 0 | 0 | 0 | 0 | 0 | 0 | 0 | 0 | 0 | 0 | 0 | 0 | 0 | 0 | 0 | 0 | 0 | 0 | 0 | 0 | 0 | 0 | 0 | 0
| Operating expenditure |  |  | 2023-12-31 | 0 | 0 | 0 | 0 | 0 | 0 | 0 | 0 | 0 | 0 | 0 | 0 | 0 | 0 | 0 | 0 | 0 | 0 | 0 | 0 | 0 | 0 | 0 | 0 | 0
| Risk mitigated |  |  | 2023-12-31 | 0 | 0 | 0 | 0 | 0 | 0 | 0 | 0 | 0 | 0 | 0 | 0 | 0 | 0 | 0 | 0 | 0 | 0 | 0 | 0 | 0 | 0 | 0 | 0 | 0
| Other benefits value |  |  | 2023-12-31 | 0 | 0 | 0 | 0 | 0 | 0 | 0 | 0 | 0 | 0 | 0 | 0 | 0 | 0 | 0 | 0 | 0 | 0 | 0 | 0 | 0 | 0 | 0 | 0 | 0
| Net benefits |  |  | 2023-12-31 | 0 | 0 | 0 | 0 | 0 | 0 | 0 | 0 | 0 | 0 | 0 | 0 | 0 | 0 | 0 | 0 | 0 | 0 | 0 | 0 | 0 | 0 | 0 | 0 | 0
| First capex year |  |  | 0
| First year |  |  | Not used
SENSITIVITIES
NPV | Net benefits |  |  | Option 4NPV | 0 | 0 | 0 | 0 | 0 | 0 | 0 | 0 | 0 | 0 | 0 | 0 | 0 | 0 | 0 | 0 | 0 | 0 | 0 | 0 | 0 | 0 | 0 | 0 | 0
| Total annualised capex |  |  |  | 0 | 0 | 0 | 0 | 0 | 0 | 0 | 0 | 0 | 0 | 0 | 0 | 0 | 0 | 0 | 0 | 0 | 0 | 0 | 0 | 0 | 0 | 0 | 0 | 0
| Total benefits |  |  |  | 0 | 0 | 0 | 0 | 0 | 0 | 0 | 0 | 0 | 0 | 0 | 0 | 0 | 0 | 0 | 0 | 0 | 0 | 0 | 0 | 0 | 0 | 0 | 0 | 0
|  | Capex | Total benefits
sens1 | Capex 10% higher | 10% | 0% | Option 4sens1 | 0 | 0 | 0 | 0 | 0 | 0 | 0 | 0 | 0 | 0 | 0 | 0 | 0 | 0 | 0 | 0 | 0 | 0 | 0 | 0 | 0 | 0 | 0 | 0 | 0
sens2 | Capex 10% lower | -10% | 0% | Option 4sens2 | 0 | 0 | 0 | 0 | 0 | 0 | 0 | 0 | 0 | 0 | 0 | 0 | 0 | 0 | 0 | 0 | 0 | 0 | 0 | 0 | 0 | 0 | 0 | 0 | 0
sens3 | Total benefits 10% higher | 0% | 10% | Option 4sens3 | 0 | 0 | 0 | 0 | 0 | 0 | 0 | 0 | 0 | 0 | 0 | 0 | 0 | 0 | 0 | 0 | 0 | 0 | 0 | 0 | 0 | 0 | 0 | 0 | 0
sens4 | Total benefits 10% lower | 0% | -10% | Option 4sens4 | 0 | 0 | 0 | 0 | 0 | 0 | 0 | 0 | 0 | 0 | 0 | 0 | 0 | 0 | 0 | 0 | 0 | 0 | 0 | 0 | 0 | 0 | 0 | 0 | 0
sens5 | Capex 10% higher & Total benefits 10% lower | 10% | -10% | Option 4sens5 | 0 | 0 | 0 | 0 | 0 | 0 | 0 | 0 | 0 | 0 | 0 | 0 | 0 | 0 | 0 | 0 | 0 | 0 | 0 | 0 | 0 | 0 | 0 | 0 | 0
sens | 0 | 0% | 0% | Option 4sens | 0 | 0 | 0 | 0 | 0 | 0 | 0 | 0 | 0 | 0 | 0 | 0 | 0 | 0 | 0 | 0 | 0 | 0 | 0 | 0 | 0 | 0 | 0 | 0 | 0
sens | 0 | 0% | 0% | Option 4sens | 0 | 0 | 0 | 0 | 0 | 0 | 0 | 0 | 0 | 0 | 0 | 0 | 0 | 0 | 0 | 0 | 0 | 0 | 0 | 0 | 0 | 0 | 0 | 0 | 0
sens | 0 | 0% | 0% | Option 4sens | 0 | 0 | 0 | 0 | 0 | 0 | 0 | 0 | 0 | 0 | 0 | 0 | 0 | 0 | 0 | 0 | 0 | 0 | 0 | 0 | 0 | 0 | 0 | 0 | 0

## Option5
CitiPower
BQ017 feeder works
OPTION 5 | 0
Not used
Count |  |  |  |  | 1 | 2 | 3 | 4 | 5 | 6 | 7 | 8 | 9 | 10 | 11 | 12 | 13 | 14 | 15 | 16 | 17 | 18 | 19 | 20 | 21 | 22 | 23 | 24 | 25
Value of CO2 reductions |  |  |  | $/MWh | 24.7305 | 22.3407 | 20.1963 | 18.0629 | 15.9134 | 13.7151 | 13.7151 | 13.7151 | 13.7151 | 13.7151 | 13.7151 | 13.7151 | 13.7151 | 13.7151 | 13.7151 | 13.7151 | 13.7151 | 13.7151 | 13.7151 | 13.7151 | 13.7151 | 13.7151 | 13.7151 | 13.7151 | 13.7151
|  |  |  | Units | 2026-27 | 2027-28 | 2028-29 | 2029-30 | 2030-31 | 2031-32 | 2032-33 | 2033-34 | 2034-35 | 2035-36 | 2036-37 | 2037-38 | 2038-39 | 2039-40 | 2040-41 | 2041-42 | 2042-43 | 2043-44 | 2044-45 | 2045-46 | 2046-47 | 2047-48 | 2048-49 | 2049-50 | 2050-51
INVESTMENT & OPERATING COST
| Capex |  | Asset life (yrs)
| < Enter description > |  | 0 | 2023-12-31 | 0 | 0 | 0 | 0 | 0 | 0 | 0 | 0 | 0 | 0 | 0 | 0 | 0 | 0 | 0 | 0 | 0 | 0 | 0 | 0 | 0 | 0 | 0 | 0 | 0
| < Enter description > |  | 0 | 2023-12-31 | 0 | 0 | 0 | 0 | 0 | 0 | 0 | 0 | 0 | 0 | 0 | 0 | 0 | 0 | 0 | 0 | 0 | 0 | 0 | 0 | 0 | 0 | 0 | 0 | 0
| < Enter description > |  | 0 | 2023-12-31 | 0 | 0 | 0 | 0 | 0 | 0 | 0 | 0 | 0 | 0 | 0 | 0 | 0 | 0 | 0 | 0 | 0 | 0 | 0 | 0 | 0 | 0 | 0 | 0 | 0
| Capital expenditure |  |  | 2023-12-31 | 0 | 0 | 0 | 0 | 0 | 0 | 0 | 0 | 0 | 0 | 0 | 0 | 0 | 0 | 0 | 0 | 0 | 0 | 0 | 0 | 0 | 0 | 0 | 0 | 0
| Operating expenditure |  |  | 2023-12-31 | 0 | 0 | 0 | 0 | 0 | 0 | 0 | 0 | 0 | 0 | 0 | 0 | 0 | 0 | 0 | 0 | 0 | 0 | 0 | 0 | 0 | 0 | 0 | 0 | 0
RISK ASSUMPTIONS
| PoF (major) |  |  |  | 0 | 0 | 0 | 0 | 0 | 0 | 0 | 0 | 0 | 0 | 0 | 0 | 0 | 0 | 0 | 0 | 0 | 0 | 0 | 0 | 0 | 0 | 0 | 0 | 0
| PoF (reparable) |  |  |  | 0 | 0 | 0 | 0 | 0 | 0 | 0 | 0 | 0 | 0 | 0 | 0 | 0 | 0 | 0 | 0 | 0 | 0 | 0 | 0 | 0 | 0 | 0 | 0 | 0
| Energy at risk (weighted) |  |  | MWh | 0 | 0 | 0 | 0 | 0 | 0 | 0 | 0 | 0 | 0 | 0 | 0 | 0 | 0 | 0 | 0 | 0 | 0 | 0 | 0 | 0 | 0 | 0 | 0 | 0
| Energy at risk value | $/MWh | 50326.5995 | 2023-12-31 | 0 | 0 | 0 | 0 | 0 | 0 | 0 | 0 | 0 | 0 | 0 | 0 | 0 | 0 | 0 | 0 | 0 | 0 | 0 | 0 | 0 | 0 | 0 | 0 | 0
| Safety consequence | (after DF) |  | 2023-12-31 | 0 | 0 | 0 | 0 | 0 | 0 | 0 | 0 | 0 | 0 | 0 | 0 | 0 | 0 | 0 | 0 | 0 | 0 | 0 | 0 | 0 | 0 | 0 | 0 | 0
| Unplanned replacements |  |  | 2023-12-31 | 0 | 0 | 0 | 0 | 0 | 0 | 0 | 0 | 0 | 0 | 0 | 0 | 0 | 0 | 0 | 0 | 0 | 0 | 0 | 0 | 0 | 0 | 0 | 0 | 0
| Environmental consequence | (after DF) |  | 2023-12-31 | 0 | 0 | 0 | 0 | 0 | 0 | 0 | 0 | 0 | 0 | 0 | 0 | 0 | 0 | 0 | 0 | 0 | 0 | 0 | 0 | 0 | 0 | 0 | 0 | 0
| < Other risk - enter description > |  |  | 2023-12-31 | 0 | 0 | 0 | 0 | 0 | 0 | 0 | 0 | 0 | 0 | 0 | 0 | 0 | 0 | 0 | 0 | 0 | 0 | 0 | 0 | 0 | 0 | 0 | 0 | 0
| < Other risk - enter description > |  |  | 2023-12-31 | 0 | 0 | 0 | 0 | 0 | 0 | 0 | 0 | 0 | 0 | 0 | 0 | 0 | 0 | 0 | 0 | 0 | 0 | 0 | 0 | 0 | 0 | 0 | 0 | 0
| Total risk cost |  |  |  | 0 | 0 | 0 | 0 | 0 | 0 | 0 | 0 | 0 | 0 | 0 | 0 | 0 | 0 | 0 | 0 | 0 | 0 | 0 | 0 | 0 | 0 | 0 | 0 | 0
OTHER BENEFITS
| Reduction in CO2 emissions |  |  | MWh | 0 | 0 | 0 | 0 | 0 | 0 | 0 | 0 | 0 | 0 | 0 | 0 | 0 | 0 | 0 | 0 | 0 | 0 | 0 | 0 | 0 | 0 | 0 | 0 | 0
| Value of reduction in CO2 emissions |  |  | $ | 0 | 0 | 0 | 0 | 0 | 0 | 0 | 0 | 0 | 0 | 0 | 0 | 0 | 0 | 0 | 0 | 0 | 0 | 0 | 0 | 0 | 0 | 0 | 0 | 0
| Reliability in worst-served areas | $/MWh | 0 | MWh | 0 | 0 | 0 | 0 | 0 | 0 | 0 | 0 | 0 | 0 | 0 | 0 | 0 | 0 | 0 | 0 | 0 | 0 | 0 | 0 | 0 | 0 | 0 | 0 | 0
| Network resilience | $/MWh | 0 | MWh | 0 | 0 | 0 | 0 | 0 | 0 | 0 | 0 | 0 | 0 | 0 | 0 | 0 | 0 | 0 | 0 | 0 | 0 | 0 | 0 | 0 | 0 | 0 | 0 | 0
| Enabling solar exports | $/MWh | 4220.9954 | MWh | 0 | 0 | 0 | 0 | 0 | 0 | 0 | 0 | 0 | 0 | 0 | 0 | 0 | 0 | 0 | 0 | 0 | 0 | 0 | 0 | 0 | 0 | 0 | 0 | 0
| Aesthetics | $/customer | 0 | customers | 0 | 0 | 0 | 0 | 0 | 0 | 0 | 0 | 0 | 0 | 0 | 0 | 0 | 0 | 0 | 0 | 0 | 0 | 0 | 0 | 0 | 0 | 0 | 0 | 0
| Customer value of time (res) | $/customer min | 0.54769 | mins | 0 | 0 | 0 | 0 | 0 | 0 | 0 | 0 | 0 | 0 | 0 | 0 | 0 | 0 | 0 | 0 | 0 | 0 | 0 | 0 | 0 | 0 | 0 | 0 | 0
| Customer value of time (bus) | $/customer min | 0.54769 | mins | 0 | 0 | 0 | 0 | 0 | 0 | 0 | 0 | 0 | 0 | 0 | 0 | 0 | 0 | 0 | 0 | 0 | 0 | 0 | 0 | 0 | 0 | 0 | 0 | 0
| Communication | $/customer | 0 | customers | 0 | 0 | 0 | 0 | 0 | 0 | 0 | 0 | 0 | 0 | 0 | 0 | 0 | 0 | 0 | 0 | 0 | 0 | 0 | 0 | 0 | 0 | 0 | 0 | 0
| Information accessibility | $/customer | 0 | customers | 0 | 0 | 0 | 0 | 0 | 0 | 0 | 0 | 0 | 0 | 0 | 0 | 0 | 0 | 0 | 0 | 0 | 0 | 0 | 0 | 0 | 0 | 0 | 0 | 0
| Other benefits 1 |  |  | 2023-12-31 | 0 | 0 | 0 | 0 | 0 | 0 | 0 | 0 | 0 | 0 | 0 | 0 | 0 | 0 | 0 | 0 | 0 | 0 | 0 | 0 | 0 | 0 | 0 | 0 | 0
| Other benefits 2 |  |  | 2023-12-31 | 0 | 0 | 0 | 0 | 0 | 0 | 0 | 0 | 0 | 0 | 0 | 0 | 0 | 0 | 0 | 0 | 0 | 0 | 0 | 0 | 0 | 0 | 0 | 0 | 0
| Total other benefits |  |  | 2023-12-31 | 0 | 0 | 0 | 0 | 0 | 0 | 0 | 0 | 0 | 0 | 0 | 0 | 0 | 0 | 0 | 0 | 0 | 0 | 0 | 0 | 0 | 0 | 0 | 0 | 0
SUMMARY
| Risks mitigated vs base case |  |  | 2023-12-31 | 0 | 0 | 0 | 0 | 0 | 0 | 0 | 0 | 0 | 0 | 0 | 0 | 0 | 0 | 0 | 0 | 0 | 0 | 0 | 0 | 0 | 0 | 0 | 0 | 0
Capital expenditure
| < Enter description > |  |  | 2023-12-31 | 0 | 0 | 0 | 0 | 0 | 0 | 0 | 0 | 0 | 0 | 0 | 0 | 0 | 0 | 0 | 0 | 0 | 0 | 0 | 0 | 0 | 0 | 0 | 0 | 0
| < Enter description > |  |  | 2023-12-31 | 0 | 0 | 0 | 0 | 0 | 0 | 0 | 0 | 0 | 0 | 0 | 0 | 0 | 0 | 0 | 0 | 0 | 0 | 0 | 0 | 0 | 0 | 0 | 0 | 0
| < Enter description > |  |  | 2023-12-31 | 0 | 0 | 0 | 0 | 0 | 0 | 0 | 0 | 0 | 0 | 0 | 0 | 0 | 0 | 0 | 0 | 0 | 0 | 0 | 0 | 0 | 0 | 0 | 0 | 0
Cumulative capex
| < Enter description > |  |  | 2023-12-31 | 0 | 0 | 0 | 0 | 0 | 0 | 0 | 0 | 0 | 0 | 0 | 0 | 0 | 0 | 0 | 0 | 0 | 0 | 0 | 0 | 0 | 0 | 0 | 0 | 0
| < Enter description > |  |  | 2023-12-31 | 0 | 0 | 0 | 0 | 0 | 0 | 0 | 0 | 0 | 0 | 0 | 0 | 0 | 0 | 0 | 0 | 0 | 0 | 0 | 0 | 0 | 0 | 0 | 0 | 0
| < Enter description > |  |  | 2023-12-31 | 0 | 0 | 0 | 0 | 0 | 0 | 0 | 0 | 0 | 0 | 0 | 0 | 0 | 0 | 0 | 0 | 0 | 0 | 0 | 0 | 0 | 0 | 0 | 0 | 0
Annualised capex
| Annualised capex - < Enter description > |  |  | 2023-12-31 | 0 | 0 | 0 | 0 | 0 | 0 | 0 | 0 | 0 | 0 | 0 | 0 | 0 | 0 | 0 | 0 | 0 | 0 | 0 | 0 | 0 | 0 | 0 | 0 | 0
| Annualised capex - < Enter description > |  |  | 2023-12-31 | 0 | 0 | 0 | 0 | 0 | 0 | 0 | 0 | 0 | 0 | 0 | 0 | 0 | 0 | 0 | 0 | 0 | 0 | 0 | 0 | 0 | 0 | 0 | 0 | 0
| Annualised capex - < Enter description > |  |  | 2023-12-31 | 0 | 0 | 0 | 0 | 0 | 0 | 0 | 0 | 0 | 0 | 0 | 0 | 0 | 0 | 0 | 0 | 0 | 0 | 0 | 0 | 0 | 0 | 0 | 0 | 0
| Total annualised capex |  |  | 2023-12-31 | 0 | 0 | 0 | 0 | 0 | 0 | 0 | 0 | 0 | 0 | 0 | 0 | 0 | 0 | 0 | 0 | 0 | 0 | 0 | 0 | 0 | 0 | 0 | 0 | 0
| Annualised capex |  |  | 2023-12-31 | 0 | 0 | 0 | 0 | 0 | 0 | 0 | 0 | 0 | 0 | 0 | 0 | 0 | 0 | 0 | 0 | 0 | 0 | 0 | 0 | 0 | 0 | 0 | 0 | 0
| Operating expenditure |  |  | 2023-12-31 | 0 | 0 | 0 | 0 | 0 | 0 | 0 | 0 | 0 | 0 | 0 | 0 | 0 | 0 | 0 | 0 | 0 | 0 | 0 | 0 | 0 | 0 | 0 | 0 | 0
| Risk mitigated |  |  | 2023-12-31 | 0 | 0 | 0 | 0 | 0 | 0 | 0 | 0 | 0 | 0 | 0 | 0 | 0 | 0 | 0 | 0 | 0 | 0 | 0 | 0 | 0 | 0 | 0 | 0 | 0
| Other benefits value |  |  | 2023-12-31 | 0 | 0 | 0 | 0 | 0 | 0 | 0 | 0 | 0 | 0 | 0 | 0 | 0 | 0 | 0 | 0 | 0 | 0 | 0 | 0 | 0 | 0 | 0 | 0 | 0
| Net benefits |  |  | 2023-12-31 | 0 | 0 | 0 | 0 | 0 | 0 | 0 | 0 | 0 | 0 | 0 | 0 | 0 | 0 | 0 | 0 | 0 | 0 | 0 | 0 | 0 | 0 | 0 | 0 | 0
| First capex year |  |  | 0
| First year |  |  | Not used
SENSITIVITIES
NPV | Net benefits |  |  | Option 5NPV | 0 | 0 | 0 | 0 | 0 | 0 | 0 | 0 | 0 | 0 | 0 | 0 | 0 | 0 | 0 | 0 | 0 | 0 | 0 | 0 | 0 | 0 | 0 | 0 | 0
| Total annualised capex |  |  |  | 0 | 0 | 0 | 0 | 0 | 0 | 0 | 0 | 0 | 0 | 0 | 0 | 0 | 0 | 0 | 0 | 0 | 0 | 0 | 0 | 0 | 0 | 0 | 0 | 0
| Total benefits |  |  |  | 0 | 0 | 0 | 0 | 0 | 0 | 0 | 0 | 0 | 0 | 0 | 0 | 0 | 0 | 0 | 0 | 0 | 0 | 0 | 0 | 0 | 0 | 0 | 0 | 0
|  | Capex | Total benefits
sens1 | Capex 10% higher | 10% | 0% | Option 5sens1 | 0 | 0 | 0 | 0 | 0 | 0 | 0 | 0 | 0 | 0 | 0 | 0 | 0 | 0 | 0 | 0 | 0 | 0 | 0 | 0 | 0 | 0 | 0 | 0 | 0
sens2 | Capex 10% lower | -10% | 0% | Option 5sens2 | 0 | 0 | 0 | 0 | 0 | 0 | 0 | 0 | 0 | 0 | 0 | 0 | 0 | 0 | 0 | 0 | 0 | 0 | 0 | 0 | 0 | 0 | 0 | 0 | 0
sens3 | Total benefits 10% higher | 0% | 10% | Option 5sens3 | 0 | 0 | 0 | 0 | 0 | 0 | 0 | 0 | 0 | 0 | 0 | 0 | 0 | 0 | 0 | 0 | 0 | 0 | 0 | 0 | 0 | 0 | 0 | 0 | 0
sens4 | Total benefits 10% lower | 0% | -10% | Option 5sens4 | 0 | 0 | 0 | 0 | 0 | 0 | 0 | 0 | 0 | 0 | 0 | 0 | 0 | 0 | 0 | 0 | 0 | 0 | 0 | 0 | 0 | 0 | 0 | 0 | 0
sens5 | Capex 10% higher & Total benefits 10% lower | 10% | -10% | Option 5sens5 | 0 | 0 | 0 | 0 | 0 | 0 | 0 | 0 | 0 | 0 | 0 | 0 | 0 | 0 | 0 | 0 | 0 | 0 | 0 | 0 | 0 | 0 | 0 | 0 | 0
sens | 0 | 0% | 0% | Option 5sens | 0 | 0 | 0 | 0 | 0 | 0 | 0 | 0 | 0 | 0 | 0 | 0 | 0 | 0 | 0 | 0 | 0 | 0 | 0 | 0 | 0 | 0 | 0 | 0 | 0
sens | 0 | 0% | 0% | Option 5sens | 0 | 0 | 0 | 0 | 0 | 0 | 0 | 0 | 0 | 0 | 0 | 0 | 0 | 0 | 0 | 0 | 0 | 0 | 0 | 0 | 0 | 0 | 0 | 0 | 0
sens | 0 | 0% | 0% | Option 5sens | 0 | 0 | 0 | 0 | 0 | 0 | 0 | 0 | 0 | 0 | 0 | 0 | 0 | 0 | 0 | 0 | 0 | 0 | 0 | 0 | 0 | 0 | 0 | 0 | 0

## Consol
CitiPower
BQ017 feeder works
CONSOLIDATED
Discount factor |  |  |  |  | 0 | 0.98295 | 0.94971 | 0.91759 | 0.88656 | 0.85658 | 0.82761 | 0.79963 | 0.77259 | 0.74646 | 0.72122 | 0.69683 | 0.67326 | 0.6505 | 0.6285 | 0.60725 | 0.58671 | 0.56687 | 0.5477 | 0.52918 | 0.51129 | 0.494 | 0.47729 | 0.46115 | 0.44556 | 0.43049
Count |  |  |  |  | 0 | 1 | 2 | 3 | 4 | 5 | 6 | 7 | 8 | 9 | 10 | 11 | 12 | 13 | 14 | 15 | 16 | 17 | 18 | 19 | 20 | 21 | 22 | 23 | 24 | 25
Analysis period |  |  |  |  | TRUE | TRUE | TRUE | TRUE | TRUE | TRUE | TRUE | TRUE | TRUE | TRUE | TRUE | TRUE | TRUE | TRUE | TRUE | TRUE | TRUE | TRUE | TRUE | TRUE | TRUE | TRUE | FALSE | FALSE | FALSE | FALSE
[5 empty] | 2026-06-30 | 2026-27 | 2027-28 | 2028-29 | 2029-30 | 2030-31 | 2031-32 | 2032-33 | 2033-34 | 2034-35 | 2035-36 | 2036-37 | 2037-38 | 2038-39 | 2039-40 | 2040-41 | 2041-42 | 2042-43 | 2043-44 | 2044-45 | 2045-46 | 2046-47 | 2047-48 | 2048-49 | 2049-50 | 2050-51
COSTS |  |  | PV
Option 1 (base case) | Energy at risk value | Option 1 (base case)Energy at risk value | 821725115.1414 | 2026-06-30 |  | 18617825.437 | 25502915.1801 | 30902763.4674 | 35547949.4481 | 37258205.5177 | 39832305.8066 | 47443143.6986 | 58455054.9839 | 58455054.9839 | 58455054.9839 | 58455054.9839 | 58455054.9839 | 58455054.9839 | 58455054.9839 | 58455054.9839 | 58455054.9839 | 58455054.9839 | 58455054.9839 | 58455054.9839 | 58455054.9839 | 58455054.9839 | 58455054.9839 | 58455054.9839 | 58455054.9839 | 58455054.9839
Option 1 (base case) | Capital expenditure | Option 1 (base case)Capital expenditure | 0 | 2026-06-30 |  | 0 | 0 | 0 | 0 | 0 | 0 | 0 | 0 | 0 | 0 | 0 | 0 | 0 | 0 | 0 | 0 | 0 | 0 | 0 | 0 | 0 | 0 | 0 | 0 | 0
Option 1 (base case) | Total risk cost | Option 1 (base case)Total risk cost | 715659358.0092 | 2026-06-30 |  | 18617825.437 | 25502915.1801 | 30902763.4674 | 35547949.4481 | 37258205.5177 | 39832305.8066 | 47443143.6986 | 58455054.9839 | 58455054.9839 | 58455054.9839 | 58455054.9839 | 58455054.9839 | 58455054.9839 | 58455054.9839 | 58455054.9839 | 58455054.9839 | 58455054.9839 | 58455054.9839 | 58455054.9839 | 58455054.9839 | 58455054.9839 | 58455054.9839 | 58455054.9839 | 58455054.9839 | 58455054.9839
Option 1 (base case) |  | Option 1 (base case)
Option 1 (base case) | Annualised capex | Option 1 (base case)Annualised capex | 0 | 2026-06-30 |  | 0 | 0 | 0 | 0 | 0 | 0 | 0 | 0 | 0 | 0 | 0 | 0 | 0 | 0 | 0 | 0 | 0 | 0 | 0 | 0 | 0 | 0 | 0 | 0 | 0
Option 1 (base case) | Operating expenditure | Option 1 (base case)Operating expenditure | 0 | 2026-06-30 |  | 0 | 0 | 0 | 0 | 0 | 0 | 0 | 0 | 0 | 0 | 0 | 0 | 0 | 0 | 0 | 0 | 0 | 0 | 0 | 0 | 0 | 0 | 0 | 0 | 0
Option 1 (base case) | Risk mitigated | Option 1 (base case)Risk mitigated | 0 | 2026-06-30 |  | 0 | 0 | 0 | 0 | 0 | 0 | 0 | 0 | 0 | 0 | 0 | 0 | 0 | 0 | 0 | 0 | 0 | 0 | 0 | 0 | 0 | 0 | 0 | 0 | 0
Option 1 (base case) | Other benefits value | Option 1 (base case)Other benefits value | 0 | 2026-06-30 |  | 0 | 0 | 0 | 0 | 0 | 0 | 0 | 0 | 0 | 0 | 0 | 0 | 0 | 0 | 0 | 0 | 0 | 0 | 0 | 0 | 0 | 0 | 0 | 0 | 0
Option 1 (base case) | Net benefits | Option 1 (base case)Net benefits |  | 2026-06-30 |  | 0 | 0 | 0 | 0 | 0 | 0 | 0 | 0 | 0 | 0 | 0 | 0 | 0 | 0 | 0 | 0 | 0 | 0 | 0 | 0 | 0 | 0 | 0 | 0 | 0
Option 1 (base case) | NPV | Option 1 (base case)NPV | 0 | 2026-06-30
Option 1 (base case) | PV of costs | Option 1 (base case)PV of costs | 0 | 2026-06-30
Option 1 (base case) | PV of benefits | Option 1 (base case)PV of benefits | 0 | 2026-06-30
Option 2 | Energy at risk value | Option 2Energy at risk value | 86223290.5748 | 2026-06-30 |  | 18617825.437 | 25502915.1801 | 30902763.4674 | 438599.5383 | 471758.2944 | 530112.843 | 795401.6069 | 1278003.0265 | 1278003.0265 | 1278003.0265 | 1278003.0265 | 1278003.0265 | 1278003.0265 | 1278003.0265 | 1278003.0265 | 1278003.0265 | 1278003.0265 | 1278003.0265 | 1278003.0265 | 1278003.0265 | 1278003.0265 | 1278003.0265 | 1278003.0265 | 1278003.0265 | 1278003.0265
Option 2 | Capital expenditure | Option 2Capital expenditure | -4156278.2279 | 2026-06-30 |  | 0 | -2225825.2928 | -2225825.2928 | 0 | 0 | 0 | 0 | 0 | 0 | 0 | 0 | 0 | 0 | 0 | 0 | 0 | 0 | 0 | 0 | 0 | 0 | 0 | 0 | 0 | 0
Option 2 | Total risk cost | Option 2Total risk cost | 83904374.6375 | 2026-06-30 |  | 18617825.437 | 25502915.1801 | 30902763.4674 | 438599.5383 | 471758.2944 | 530112.843 | 795401.6069 | 1278003.0265 | 1278003.0265 | 1278003.0265 | 1278003.0265 | 1278003.0265 | 1278003.0265 | 1278003.0265 | 1278003.0265 | 1278003.0265 | 1278003.0265 | 1278003.0265 | 1278003.0265 | 1278003.0265 | 1278003.0265 | 0 | 0 | 0 | 0
Option 2 |  | Option 2
Option 2 | Annualised capex | Option 2Annualised capex | -2384057.1827 | 2026-06-30 |  | 0 | 0 | -94895.1891 | -189790.3782 | -189790.3782 | -189790.3782 | -189790.3782 | -189790.3782 | -189790.3782 | -189790.3782 | -189790.3782 | -189790.3782 | -189790.3782 | -189790.3782 | -189790.3782 | -189790.3782 | -189790.3782 | -189790.3782 | -189790.3782 | -189790.3782 | -189790.3782 | 0 | 0 | 0 | 0
Option 2 | Operating expenditure | Option 2Operating expenditure | 0 | 2026-06-30 |  | 0 | 0 | 0 | 0 | 0 | 0 | 0 | 0 | 0 | 0 | 0 | 0 | 0 | 0 | 0 | 0 | 0 | 0 | 0 | 0 | 0 | 0 | 0 | 0 | 0
Option 2 | Risk mitigated | Option 2Risk mitigated | 631754983.3718 | 2026-06-30 |  | 0 | 0 | 0 | 35109349.9099 | 36786447.2233 | 39302192.9635 | 46647742.0917 | 57177051.9575 | 57177051.9575 | 57177051.9575 | 57177051.9575 | 57177051.9575 | 57177051.9575 | 57177051.9575 | 57177051.9575 | 57177051.9575 | 57177051.9575 | 57177051.9575 | 57177051.9575 | 57177051.9575 | 57177051.9575 | 0 | 0 | 0 | 0
Option 2 | Other benefits value | Option 2Other benefits value | 0 | 2026-06-30 |  | 0 | 0 | 0 | 0 | 0 | 0 | 0 | 0 | 0 | 0 | 0 | 0 | 0 | 0 | 0 | 0 | 0 | 0 | 0 | 0 | 0 | 0 | 0 | 0 | 0
Option 2 | Net benefits | Option 2Net benefits |  | 2026-06-30 |  | 0 | 0 | -94895.1891 | 34919559.5317 | 36596656.8451 | 39112402.5854 | 46457951.7135 | 56987261.5793 | 56987261.5793 | 56987261.5793 | 56987261.5793 | 56987261.5793 | 56987261.5793 | 56987261.5793 | 56987261.5793 | 56987261.5793 | 56987261.5793 | 56987261.5793 | 56987261.5793 | 56987261.5793 | 56987261.5793 | 0 | 0 | 0 | 0
Option 2 | NPV | Option 2NPV | 629370926.189 | 2026-06-30
Option 2 | PV of costs | Option 2PV of costs | -2384057.1827 | 2026-06-30
Option 2 | PV of benefits | Option 2PV of benefits | 631754983.3718 | 2026-06-30
Option 3 | Energy at risk value | Option 3Energy at risk value | 98456594.3647 | 2026-06-30 |  | 18617825.437 | 25502915.1801 | 30902763.4674 | 1048572.7728 | 1102653.976 | 1196439.1868 | 1577130.7642 | 2223837.5758 | 2223837.5758 | 2223837.5758 | 2223837.5758 | 2223837.5758 | 2223837.5758 | 2223837.5758 | 2223837.5758 | 2223837.5758 | 2223837.5758 | 2223837.5758 | 2223837.5758 | 2223837.5758 | 2223837.5758 | 2223837.5758 | 2223837.5758 | 2223837.5758 | 2223837.5758
Option 3 | Capital expenditure | Option 3Capital expenditure | -2770444.9648 | 2026-06-30 |  | 0 | -1483665.4663 | -1483665.4663 | 0 | 0 | 0 | 0 | 0 | 0 | 0 | 0 | 0 | 0 | 0 | 0 | 0 | 0 | 0 | 0 | 0 | 0 | 0 | 0 | 0 | 0
Option 3 | Total risk cost | Option 3Total risk cost | 94421476.8496 | 2026-06-30 |  | 18617825.437 | 25502915.1801 | 30902763.4674 | 1048572.7728 | 1102653.976 | 1196439.1868 | 1577130.7642 | 2223837.5758 | 2223837.5758 | 2223837.5758 | 2223837.5758 | 2223837.5758 | 2223837.5758 | 2223837.5758 | 2223837.5758 | 2223837.5758 | 2223837.5758 | 2223837.5758 | 2223837.5758 | 2223837.5758 | 2223837.5758 | 0 | 0 | 0 | 0
Option 3
Option 3 | Annualised capex | Option 3Annualised capex | -1589137.8911 | 2026-06-30 |  | 0 | 0 | -63254.1626 | -126508.3252 | -126508.3252 | -126508.3252 | -126508.3252 | -126508.3252 | -126508.3252 | -126508.3252 | -126508.3252 | -126508.3252 | -126508.3252 | -126508.3252 | -126508.3252 | -126508.3252 | -126508.3252 | -126508.3252 | -126508.3252 | -126508.3252 | -126508.3252 | 0 | 0 | 0 | 0
Option 3 | Operating expenditure | Option 3Operating expenditure | 0 | 2026-06-30 |  | 0 | 0 | 0 | 0 | 0 | 0 | 0 | 0 | 0 | 0 | 0 | 0 | 0 | 0 | 0 | 0 | 0 | 0 | 0 | 0 | 0 | 0 | 0 | 0 | 0
Option 3 | Risk mitigated | Option 3Risk mitigated | 621237881.1597 | 2026-06-30 |  | 0 | 0 | 0 | 34499376.6753 | 36155551.5417 | 38635866.6198 | 45866012.9344 | 56231217.4082 | 56231217.4082 | 56231217.4082 | 56231217.4082 | 56231217.4082 | 56231217.4082 | 56231217.4082 | 56231217.4082 | 56231217.4082 | 56231217.4082 | 56231217.4082 | 56231217.4082 | 56231217.4082 | 56231217.4082 | 0 | 0 | 0 | 0
Option 3 | Other benefits value | Option 3Other benefits value | 0 | 2026-06-30 |  | 0 | 0 | 0 | 0 | 0 | 0 | 0 | 0 | 0 | 0 | 0 | 0 | 0 | 0 | 0 | 0 | 0 | 0 | 0 | 0 | 0 | 0 | 0 | 0 | 0
Option 3 | Net benefits | Option 3Net benefits |  | 2026-06-30 |  | 0 | 0 | -63254.1626 | 34372868.3502 | 36029043.2165 | 38509358.2946 | 45739504.6092 | 56104709.083 | 56104709.083 | 56104709.083 | 56104709.083 | 56104709.083 | 56104709.083 | 56104709.083 | 56104709.083 | 56104709.083 | 56104709.083 | 56104709.083 | 56104709.083 | 56104709.083 | 56104709.083 | 0 | 0 | 0 | 0
Option 3 | NPV | Option 3NPV | 619648743.2686 | 2026-06-30
Option 3 | PV of costs | Option 3PV of costs | -1589137.8911 | 2026-06-30
Option 3 | PV of benefits | Option 3PV of benefits | 621237881.1597 | 2026-06-30
Option 4 | Energy at risk value | Option 4Energy at risk value | 0 | 2026-06-30 |  | 0 | 0 | 0 | 0 | 0 | 0 | 0 | 0 | 0 | 0 | 0 | 0 | 0 | 0 | 0 | 0 | 0 | 0 | 0 | 0 | 0 | 0 | 0 | 0 | 0
Option 4 | Capital expenditure | Option 4Capital expenditure | 0 | 2026-06-30 |  | 0 | 0 | 0 | 0 | 0 | 0 | 0 | 0 | 0 | 0 | 0 | 0 | 0 | 0 | 0 | 0 | 0 | 0 | 0 | 0 | 0 | 0 | 0 | 0 | 0
Option 4 | Total risk cost | Option 4Total risk cost | 0 | 2026-06-30 |  | 0 | 0 | 0 | 0 | 0 | 0 | 0 | 0 | 0 | 0 | 0 | 0 | 0 | 0 | 0 | 0 | 0 | 0 | 0 | 0 | 0 | 0 | 0 | 0 | 0
Option 4 |  | Option 4
Option 4 | Annualised capex | Option 4Annualised capex | 0 | 2026-06-30 |  | 0 | 0 | 0 | 0 | 0 | 0 | 0 | 0 | 0 | 0 | 0 | 0 | 0 | 0 | 0 | 0 | 0 | 0 | 0 | 0 | 0 | 0 | 0 | 0 | 0
Option 4 | Operating expenditure | Option 4Operating expenditure | 0 | 2026-06-30 |  | 0 | 0 | 0 | 0 | 0 | 0 | 0 | 0 | 0 | 0 | 0 | 0 | 0 | 0 | 0 | 0 | 0 | 0 | 0 | 0 | 0 | 0 | 0 | 0 | 0
Option 4 | Risk mitigated | Option 4Risk mitigated | 0 | 2026-06-30 |  | 0 | 0 | 0 | 0 | 0 | 0 | 0 | 0 | 0 | 0 | 0 | 0 | 0 | 0 | 0 | 0 | 0 | 0 | 0 | 0 | 0 | 0 | 0 | 0 | 0
Option 4 | Other benefits value | Option 4Other benefits value | 0 | 2026-06-30 |  | 0 | 0 | 0 | 0 | 0 | 0 | 0 | 0 | 0 | 0 | 0 | 0 | 0 | 0 | 0 | 0 | 0 | 0 | 0 | 0 | 0 | 0 | 0 | 0 | 0
Option 4 | Net benefits | Option 4Net benefits |  | 2026-06-30 |  | 0 | 0 | 0 | 0 | 0 | 0 | 0 | 0 | 0 | 0 | 0 | 0 | 0 | 0 | 0 | 0 | 0 | 0 | 0 | 0 | 0 | 0 | 0 | 0 | 0
Option 4 | NPV | Option 4NPV | 0 | 2026-06-30
Option 4 | PV of costs | Option 4PV of costs | 0 | 2026-06-30
Option 4 | PV of benefits | Option 4PV of benefits | 0 | 2026-06-30
Option 5 | Energy at risk value | Option 5Energy at risk value | 0 | 2026-06-30 |  | 0 | 0 | 0 | 0 | 0 | 0 | 0 | 0 | 0 | 0 | 0 | 0 | 0 | 0 | 0 | 0 | 0 | 0 | 0 | 0 | 0 | 0 | 0 | 0 | 0
Option 5 | Capital expenditure | Option 5Capital expenditure | 0 | 2026-06-30 |  | 0 | 0 | 0 | 0 | 0 | 0 | 0 | 0 | 0 | 0 | 0 | 0 | 0 | 0 | 0 | 0 | 0 | 0 | 0 | 0 | 0 | 0 | 0 | 0 | 0
Option 5 | Total risk cost | Option 5Total risk cost | 0 | 2026-06-30 |  | 0 | 0 | 0 | 0 | 0 | 0 | 0 | 0 | 0 | 0 | 0 | 0 | 0 | 0 | 0 | 0 | 0 | 0 | 0 | 0 | 0 | 0 | 0 | 0 | 0
Option 5 |  | Option 5
Option 5 | Annualised capex | Option 5Annualised capex | 0 | 2026-06-30 |  | 0 | 0 | 0 | 0 | 0 | 0 | 0 | 0 | 0 | 0 | 0 | 0 | 0 | 0 | 0 | 0 | 0 | 0 | 0 | 0 | 0 | 0 | 0 | 0 | 0
Option 5 | Operating expenditure | Option 5Operating expenditure | 0 | 2026-06-30 |  | 0 | 0 | 0 | 0 | 0 | 0 | 0 | 0 | 0 | 0 | 0 | 0 | 0 | 0 | 0 | 0 | 0 | 0 | 0 | 0 | 0 | 0 | 0 | 0 | 0
Option 5 | Risk mitigated | Option 5Risk mitigated | 0 | 2026-06-30 |  | 0 | 0 | 0 | 0 | 0 | 0 | 0 | 0 | 0 | 0 | 0 | 0 | 0 | 0 | 0 | 0 | 0 | 0 | 0 | 0 | 0 | 0 | 0 | 0 | 0
Option 5 | Other benefits value | Option 5Other benefits value | 0 | 2026-06-30 |  | 0 | 0 | 0 | 0 | 0 | 0 | 0 | 0 | 0 | 0 | 0 | 0 | 0 | 0 | 0 | 0 | 0 | 0 | 0 | 0 | 0 | 0 | 0 | 0 | 0
Option 5 | Net benefits | Option 5Net benefits |  | 2026-06-30 |  | 0 | 0 | 0 | 0 | 0 | 0 | 0 | 0 | 0 | 0 | 0 | 0 | 0 | 0 | 0 | 0 | 0 | 0 | 0 | 0 | 0 | 0 | 0 | 0 | 0
Option 5 | NPV | Option 5NPV | 0 | 2026-06-30
Option 5 | PV of costs | Option 5PV of costs | 0 | 2026-06-30
Option 5 | PV of benefits | Option 5PV of benefits | 0 | 2026-06-30
CHART DATA | [5 empty] | FY27 | FY28 | FY29 | FY30 | FY31 | FY32 | FY33 | FY34 | FY35 | FY36 | FY37 | FY38 | FY39 | FY40 | FY41 | FY42 | FY43 | FY44 | FY45 | FY46 | FY47 | FY48 | FY49 | FY50 | FY51
Option 2 | Annualised capex | -1 |  |  | Option 2 annualised capex | 0.18979 | 0.18979 | 0.18979 | 0.18979 | 0.18979 | 0.18979 | 0.18979 | 0.18979 | 0.18979 | 0.18979 | 0.18979 | 0.18979 | 0.18979 | 0.18979 | 0.18979 | 0.18979 | 0.18979 | 0.18979 | 0.18979 | 0.18979 | 0.18979 | 0 | 0 | 0 | 0
Option 1 (base case) | Total risk cost | 1 |  |  | Option 1 (base case) risk cost | 18.6178 | 25.5029 | 30.9028 | 35.5479 | 37.2582 | 39.8323 | 47.4431 | 58.4551 | 58.4551 | 58.4551 | 58.4551 | 58.4551 | 58.4551 | 58.4551 | 58.4551 | 58.4551 | 58.4551 | 58.4551 | 58.4551 | 58.4551 | 58.4551 | 58.4551 | 58.4551 | 58.4551 | 58.4551
[6 empty] | FY27 | FY28 | FY29 | FY30 | FY31 | FY32 | FY33 | FY34 | FY35 | FY36 | FY37 | FY38 | FY39 | FY40 | FY41 | FY42 | FY43 | FY44 | FY45 | FY46 | FY47 | FY48 | FY49 | FY50 | FY51
Energy at risk | Energy at risk (weighted) | 1043.6705 |  |  | Energy at risk energy at risk (weighted) | 332.4071 | 455.3351 | 551.7453 | 634.6816 | 665.2169 | 711.1755 | 847.0612 | 1043.6705 | 1043.6705 | 1043.6705 | 1043.6705 | 1043.6705 | 1043.6705 | 1043.6705 | 1043.6705 | 1043.6705 | 1043.6705 | 1043.6705 | 1043.6705 | 1043.6705 | 1043.6705 | 1043.6705 | 1043.6705 | 1043.6705 | 1043.6705
Option 1 (base case) | Energy at risk value | 52.5244 |  |  | Option 1 (base case) risk cost | 16.7289 | 22.9155 | 27.7675 | 31.9414 | 33.4781 | 35.791 | 42.6297 | 52.5244 | 52.5244 | 52.5244 | 52.5244 | 52.5244 | 52.5244 | 52.5244 | 52.5244 | 52.5244 | 52.5244 | 52.5244 | 52.5244 | 52.5244 | 52.5244 | 52.5244 | 52.5244 | 52.5244 | 52.5244

## Sensitivity_calcs
CitiPower
BQ017 feeder works
SENSITIVITY CALCULATIONS
Discount factor | [6 empty] | 0 | 0.98295 | 0.94971 | 0.91759 | 0.88656 | 0.85658 | 0.82761 | 0.79963 | 0.77259 | 0.74646 | 0.72122 | 0.69683 | 0.67326 | 0.6505 | 0.6285 | 0.60725 | 0.58671 | 0.56687 | 0.5477 | 0.52918 | 0.51129 | 0.494 | 0.47729 | 0.46115 | 0.44556 | 0.43049
Count | [6 empty] | 0 | 1 | 2 | 3 | 4 | 5 | 6 | 7 | 8 | 9 | 10 | 11 | 12 | 13 | 14 | 15 | 16 | 17 | 18 | 19 | 20 | 21 | 22 | 23 | 24 | 25
Analysis period | [6 empty] | 1 | 1 | 1 | 1 | 1 | 1 | 1 | 1 | 1 | 1 | 1 | 1 | 1 | 1 | 1 | 1 | 1 | 1 | 1 | 1 | 1 | 1 | 0 | 0 | 0 | 0
[7 empty] | 2026-06-30 | 2026-27 | 2027-28 | 2028-29 | 2029-30 | 2030-31 | 2031-32 | 2032-33 | 2033-34 | 2034-35 | 2035-36 | 2036-37 | 2037-38 | 2038-39 | 2039-40 | 2040-41 | 2041-42 | 2042-43 | 2043-44 | 2044-45 | 2045-46 | 2046-47 | 2047-48 | 2048-49 | 2049-50 | 2050-51
PV
[25 empty] | 56987261.5793 | 56987261.5793 | 56987261.5793 | 0 | 0 | 0 | 0
OPTION 1 (base case) | NPV | Net benefits | OPTION 1 (base case)NPV |  | 0 |  | 0 | 0 | 0 | 0 | 0 | 0 | 0 | 0 | 0 | 0 | 0 | 0 | 0 | 0 | 0 | 0 | 0 | 0 | 0 | 0 | 0 | 0 | 0 | 0 | 0 | 0
OPTION 1 (base case) | sens1 | Capex 10% higher | OPTION 1 (base case)sens1 |  | 0 |  | 0 | 0 | 0 | 0 | 0 | 0 | 0 | 0 | 0 | 0 | 0 | 0 | 0 | 0 | 0 | 0 | 0 | 0 | 0 | 0 | 0 | 0 | 0 | 0 | 0 | 0
OPTION 1 (base case) | sens2 | Capex 10% lower | OPTION 1 (base case)sens2 |  | 0 |  | 0 | 0 | 0 | 0 | 0 | 0 | 0 | 0 | 0 | 0 | 0 | 0 | 0 | 0 | 0 | 0 | 0 | 0 | 0 | 0 | 0 | 0 | 0 | 0 | 0 | 0
OPTION 1 (base case) | sens3 | Total benefits 10% higher | OPTION 1 (base case)sens3 |  | 0 |  | 0 | 0 | 0 | 0 | 0 | 0 | 0 | 0 | 0 | 0 | 0 | 0 | 0 | 0 | 0 | 0 | 0 | 0 | 0 | 0 | 0 | 0 | 0 | 0 | 0 | 0
OPTION 1 (base case) | sens4 | Total benefits 10% lower | OPTION 1 (base case)sens4 |  | 0 |  | 0 | 0 | 0 | 0 | 0 | 0 | 0 | 0 | 0 | 0 | 0 | 0 | 0 | 0 | 0 | 0 | 0 | 0 | 0 | 0 | 0 | 0 | 0 | 0 | 0 | 0
OPTION 1 (base case) | sens5 | Capex 10% higher & Total benefits 10% lower | OPTION 1 (base case)sens5 |  | 0 |  | 0 | 0 | 0 | 0 | 0 | 0 | 0 | 0 | 0 | 0 | 0 | 0 | 0 | 0 | 0 | 0 | 0 | 0 | 0 | 0 | 0 | 0 | 0 | 0 | 0 | 0
OPTION 1 (base case) | sens | 0 | OPTION 1 (base case)sens |  | 0 |  | 0 | 0 | 0 | 0 | 0 | 0 | 0 | 0 | 0 | 0 | 0 | 0 | 0 | 0 | 0 | 0 | 0 | 0 | 0 | 0 | 0 | 0 | 0 | 0 | 0 | 0
OPTION 1 (base case) | sens | 0 | OPTION 1 (base case)sens |  | 0 |  | 0 | 0 | 0 | 0 | 0 | 0 | 0 | 0 | 0 | 0 | 0 | 0 | 0 | 0 | 0 | 0 | 0 | 0 | 0 | 0 | 0 | 0 | 0 | 0 | 0 | 0
OPTION 1 (base case) | sens | 0 | OPTION 1 (base case)sens |  | 0 |  | 0 | 0 | 0 | 0 | 0 | 0 | 0 | 0 | 0 | 0 | 0 | 0 | 0 | 0 | 0 | 0 | 0 | 0 | 0 | 0 | 0 | 0 | 0 | 0 | 0 | 0
Option 2 | NPV | Net benefits | Option 2NPV |  | 629370926.189 |  | 0 | 0 | 0 | -94895.1891 | 34919559.5317 | 36596656.8451 | 39112402.5854 | 46457951.7135 | 56987261.5793 | 56987261.5793 | 56987261.5793 | 56987261.5793 | 56987261.5793 | 56987261.5793 | 56987261.5793 | 56987261.5793 | 56987261.5793 | 56987261.5793 | 56987261.5793 | 56987261.5793 | 56987261.5793 | 56987261.5793 | 0 | 0 | 0 | 0
Option 2 | sens1 | Capex 10% higher | Option 2sens1 |  | 629132520.4708 |  | 0 | 0 | 0 | -104384.708 | 34900580.4939 | 36577677.8073 | 39093423.5476 | 46438972.6757 | 56968282.5415 | 56968282.5415 | 56968282.5415 | 56968282.5415 | 56968282.5415 | 56968282.5415 | 56968282.5415 | 56968282.5415 | 56968282.5415 | 56968282.5415 | 56968282.5415 | 56968282.5415 | 56968282.5415 | 56968282.5415 | 0 | 0 | 0 | 0
Option 2 | sens2 | Capex 10% lower | Option 2sens2 |  | 629609331.9073 |  | 0 | 0 | 0 | -85405.6702 | 34938538.5695 | 36615635.8829 | 39131381.6232 | 46476930.7514 | 57006240.6171 | 57006240.6171 | 57006240.6171 | 57006240.6171 | 57006240.6171 | 57006240.6171 | 57006240.6171 | 57006240.6171 | 57006240.6171 | 57006240.6171 | 57006240.6171 | 57006240.6171 | 57006240.6171 | 57006240.6171 | 0 | 0 | 0 | 0
Option 2 | sens3 | Total benefits 10% higher | Option 2sens3 |  | 692546424.5262 |  | 0 | 0 | 0 | -94895.1891 | 38430494.5227 | 40275301.5674 | 43042621.8817 | 51122725.9227 | 62704966.7751 | 62704966.7751 | 62704966.7751 | 62704966.7751 | 62704966.7751 | 62704966.7751 | 62704966.7751 | 62704966.7751 | 62704966.7751 | 62704966.7751 | 62704966.7751 | 62704966.7751 | 62704966.7751 | 62704966.7751 | 0 | 0 | 0 | 0
Option 2 | sens4 | Total benefits 10% lower | Option 2sens4 |  | 566195427.8519 |  | 0 | 0 | 0 | -94895.1891 | 31408624.5407 | 32918012.1228 | 35182183.289 | 41793177.5044 | 51269556.3836 | 51269556.3836 | 51269556.3836 | 51269556.3836 | 51269556.3836 | 51269556.3836 | 51269556.3836 | 51269556.3836 | 51269556.3836 | 51269556.3836 | 51269556.3836 | 51269556.3836 | 51269556.3836 | 51269556.3836 | 0 | 0 | 0 | 0
Option 2 | sens5 | Capex 10% higher & Total benefits 10% lower | Option 2sens5 |  | 565957022.1336 |  | 0 | 0 | 0 | -104384.708 | 31389645.5029 | 32899033.085 | 35163204.2512 | 41774198.4666 | 51250577.3457 | 51250577.3457 | 51250577.3457 | 51250577.3457 | 51250577.3457 | 51250577.3457 | 51250577.3457 | 51250577.3457 | 51250577.3457 | 51250577.3457 | 51250577.3457 | 51250577.3457 | 51250577.3457 | 51250577.3457 | 0 | 0 | 0 | 0
Option 2 | sens | 0 | Option 2sens |  | 629370926.189 |  | 0 | 0 | 0 | -94895.1891 | 34919559.5317 | 36596656.8451 | 39112402.5854 | 46457951.7135 | 56987261.5793 | 56987261.5793 | 56987261.5793 | 56987261.5793 | 56987261.5793 | 56987261.5793 | 56987261.5793 | 56987261.5793 | 56987261.5793 | 56987261.5793 | 56987261.5793 | 56987261.5793 | 56987261.5793 | 56987261.5793 | 0 | 0 | 0 | 0
Option 2 | sens | 0 | Option 2sens |  | 629370926.189 |  | 0 | 0 | 0 | -94895.1891 | 34919559.5317 | 36596656.8451 | 39112402.5854 | 46457951.7135 | 56987261.5793 | 56987261.5793 | 56987261.5793 | 56987261.5793 | 56987261.5793 | 56987261.5793 | 56987261.5793 | 56987261.5793 | 56987261.5793 | 56987261.5793 | 56987261.5793 | 56987261.5793 | 56987261.5793 | 56987261.5793 | 0 | 0 | 0 | 0
Option 2 | sens | 0 | Option 2sens |  | 629370926.189 |  | 0 | 0 | 0 | -94895.1891 | 34919559.5317 | 36596656.8451 | 39112402.5854 | 46457951.7135 | 56987261.5793 | 56987261.5793 | 56987261.5793 | 56987261.5793 | 56987261.5793 | 56987261.5793 | 56987261.5793 | 56987261.5793 | 56987261.5793 | 56987261.5793 | 56987261.5793 | 56987261.5793 | 56987261.5793 | 56987261.5793 | 0 | 0 | 0 | 0
[7 empty] | 0 | 0 | 0 | -63254.1626 | 34372868.3502 | 36029043.2165 | 38509358.2946 | 45739504.6092 | 56104709.083 | 56104709.083 | 56104709.083 | 56104709.083 | 56104709.083 | 56104709.083 | 56104709.083 | 56104709.083 | 56104709.083 | 56104709.083 | 56104709.083 | 56104709.083 | 56104709.083 | 56104709.083 | 0 | 0 | 0 | 0
Option 3 | NPV | Net benefits | Option 3NPV |  | 619648743.2686 |  | 0 | 0 | 0 | -63254.1626 | 34372868.3502 | 36029043.2165 | 38509358.2946 | 45739504.6092 | 56104709.083 | 56104709.083 | 56104709.083 | 56104709.083 | 56104709.083 | 56104709.083 | 56104709.083 | 56104709.083 | 56104709.083 | 56104709.083 | 56104709.083 | 56104709.083 | 56104709.083 | 56104709.083 | 0 | 0 | 0 | 0
Option 3 | sens1 | Capex 10% higher | Option 3sens1 |  | 619489829.4795 |  | 0 | 0 | 0 | -69579.5788 | 34360217.5176 | 36016392.384 | 38496707.4621 | 45726853.7767 | 56092058.2505 | 56092058.2505 | 56092058.2505 | 56092058.2505 | 56092058.2505 | 56092058.2505 | 56092058.2505 | 56092058.2505 | 56092058.2505 | 56092058.2505 | 56092058.2505 | 56092058.2505 | 56092058.2505 | 56092058.2505 | 0 | 0 | 0 | 0
Option 3 | sens2 | Capex 10% lower | Option 3sens2 |  | 619807657.0577 |  | 0 | 0 | 0 | -56928.7463 | 34385519.1827 | 36041694.0491 | 38522009.1272 | 45752155.4417 | 56117359.9155 | 56117359.9155 | 56117359.9155 | 56117359.9155 | 56117359.9155 | 56117359.9155 | 56117359.9155 | 56117359.9155 | 56117359.9155 | 56117359.9155 | 56117359.9155 | 56117359.9155 | 56117359.9155 | 56117359.9155 | 0 | 0 | 0 | 0
Option 3 | sens3 | Total benefits 10% higher | Option 3sens3 |  | 681772531.3846 |  | 0 | 0 | 0 | -63254.1626 | 37822806.0177 | 39644598.3707 | 42372944.9566 | 50326105.9027 | 61727830.8238 | 61727830.8238 | 61727830.8238 | 61727830.8238 | 61727830.8238 | 61727830.8238 | 61727830.8238 | 61727830.8238 | 61727830.8238 | 61727830.8238 | 61727830.8238 | 61727830.8238 | 61727830.8238 | 61727830.8238 | 0 | 0 | 0 | 0
Option 3 | sens4 | Total benefits 10% lower | Option 3sens4 |  | 557524955.1526 |  | 0 | 0 | 0 | -63254.1626 | 30922930.6826 | 32413488.0624 | 34645771.6327 | 41152903.3158 | 50481587.3422 | 50481587.3422 | 50481587.3422 | 50481587.3422 | 50481587.3422 | 50481587.3422 | 50481587.3422 | 50481587.3422 | 50481587.3422 | 50481587.3422 | 50481587.3422 | 50481587.3422 | 50481587.3422 | 50481587.3422 | 0 | 0 | 0 | 0
Option 3 | sens5 | Capex 10% higher & Total benefits 10% lower | Option 3sens5 |  | 557366041.3635 |  | 0 | 0 | 0 | -69579.5788 | 30910279.8501 | 32400837.2298 | 34633120.8001 | 41140252.4833 | 50468936.5097 | 50468936.5097 | 50468936.5097 | 50468936.5097 | 50468936.5097 | 50468936.5097 | 50468936.5097 | 50468936.5097 | 50468936.5097 | 50468936.5097 | 50468936.5097 | 50468936.5097 | 50468936.5097 | 50468936.5097 | 0 | 0 | 0 | 0
Option 3 | sens | 0 | Option 3sens |  | 619648743.2686 |  | 0 | 0 | 0 | -63254.1626 | 34372868.3502 | 36029043.2165 | 38509358.2946 | 45739504.6092 | 56104709.083 | 56104709.083 | 56104709.083 | 56104709.083 | 56104709.083 | 56104709.083 | 56104709.083 | 56104709.083 | 56104709.083 | 56104709.083 | 56104709.083 | 56104709.083 | 56104709.083 | 56104709.083 | 0 | 0 | 0 | 0
Option 3 | sens | 0 | Option 3sens |  | 619648743.2686 |  | 0 | 0 | 0 | -63254.1626 | 34372868.3502 | 36029043.2165 | 38509358.2946 | 45739504.6092 | 56104709.083 | 56104709.083 | 56104709.083 | 56104709.083 | 56104709.083 | 56104709.083 | 56104709.083 | 56104709.083 | 56104709.083 | 56104709.083 | 56104709.083 | 56104709.083 | 56104709.083 | 56104709.083 | 0 | 0 | 0 | 0
Option 3 | sens | 0 | Option 3sens |  | 619648743.2686 |  | 0 | 0 | 0 | -63254.1626 | 34372868.3502 | 36029043.2165 | 38509358.2946 | 45739504.6092 | 56104709.083 | 56104709.083 | 56104709.083 | 56104709.083 | 56104709.083 | 56104709.083 | 56104709.083 | 56104709.083 | 56104709.083 | 56104709.083 | 56104709.083 | 56104709.083 | 56104709.083 | 56104709.083 | 0 | 0 | 0 | 0
Option 4 | NPV | Net benefits | Option 4NPV |  | 0 |  | 0 | 0 | 0 | 0 | 0 | 0 | 0 | 0 | 0 | 0 | 0 | 0 | 0 | 0 | 0 | 0 | 0 | 0 | 0 | 0 | 0 | 0 | 0 | 0 | 0 | 0
Option 4 | sens1 | Capex 10% higher | Option 4sens1 |  | 0 |  | 0 | 0 | 0 | 0 | 0 | 0 | 0 | 0 | 0 | 0 | 0 | 0 | 0 | 0 | 0 | 0 | 0 | 0 | 0 | 0 | 0 | 0 | 0 | 0 | 0 | 0
Option 4 | sens2 | Capex 10% lower | Option 4sens2 |  | 0 |  | 0 | 0 | 0 | 0 | 0 | 0 | 0 | 0 | 0 | 0 | 0 | 0 | 0 | 0 | 0 | 0 | 0 | 0 | 0 | 0 | 0 | 0 | 0 | 0 | 0 | 0
Option 4 | sens3 | Total benefits 10% higher | Option 4sens3 |  | 0 |  | 0 | 0 | 0 | 0 | 0 | 0 | 0 | 0 | 0 | 0 | 0 | 0 | 0 | 0 | 0 | 0 | 0 | 0 | 0 | 0 | 0 | 0 | 0 | 0 | 0 | 0
Option 4 | sens4 | Total benefits 10% lower | Option 4sens4 |  | 0 |  | 0 | 0 | 0 | 0 | 0 | 0 | 0 | 0 | 0 | 0 | 0 | 0 | 0 | 0 | 0 | 0 | 0 | 0 | 0 | 0 | 0 | 0 | 0 | 0 | 0 | 0
Option 4 | sens5 | Capex 10% higher & Total benefits 10% lower | Option 4sens5 |  | 0 |  | 0 | 0 | 0 | 0 | 0 | 0 | 0 | 0 | 0 | 0 | 0 | 0 | 0 | 0 | 0 | 0 | 0 | 0 | 0 | 0 | 0 | 0 | 0 | 0 | 0 | 0
Option 4 | sens | 0 | Option 4sens |  | 0 |  | 0 | 0 | 0 | 0 | 0 | 0 | 0 | 0 | 0 | 0 | 0 | 0 | 0 | 0 | 0 | 0 | 0 | 0 | 0 | 0 | 0 | 0 | 0 | 0 | 0 | 0
Option 4 | sens | 0 | Option 4sens |  | 0 |  | 0 | 0 | 0 | 0 | 0 | 0 | 0 | 0 | 0 | 0 | 0 | 0 | 0 | 0 | 0 | 0 | 0 | 0 | 0 | 0 | 0 | 0 | 0 | 0 | 0 | 0
Option 4 | sens | 0 | Option 4sens |  | 0 |  | 0 | 0 | 0 | 0 | 0 | 0 | 0 | 0 | 0 | 0 | 0 | 0 | 0 | 0 | 0 | 0 | 0 | 0 | 0 | 0 | 0 | 0 | 0 | 0 | 0 | 0
Option 5 | NPV | Net benefits | Option 5NPV |  | 0 |  | 0 | 0 | 0 | 0 | 0 | 0 | 0 | 0 | 0 | 0 | 0 | 0 | 0 | 0 | 0 | 0 | 0 | 0 | 0 | 0 | 0 | 0 | 0 | 0 | 0 | 0
Option 5 | sens1 | Capex 10% higher | Option 5sens1 |  | 0 |  | 0 | 0 | 0 | 0 | 0 | 0 | 0 | 0 | 0 | 0 | 0 | 0 | 0 | 0 | 0 | 0 | 0 | 0 | 0 | 0 | 0 | 0 | 0 | 0 | 0 | 0
Option 5 | sens2 | Capex 10% lower | Option 5sens2 |  | 0 |  | 0 | 0 | 0 | 0 | 0 | 0 | 0 | 0 | 0 | 0 | 0 | 0 | 0 | 0 | 0 | 0 | 0 | 0 | 0 | 0 | 0 | 0 | 0 | 0 | 0 | 0
Option 5 | sens3 | Total benefits 10% higher | Option 5sens3 |  | 0 |  | 0 | 0 | 0 | 0 | 0 | 0 | 0 | 0 | 0 | 0 | 0 | 0 | 0 | 0 | 0 | 0 | 0 | 0 | 0 | 0 | 0 | 0 | 0 | 0 | 0 | 0
Option 5 | sens4 | Total benefits 10% lower | Option 5sens4 |  | 0 |  | 0 | 0 | 0 | 0 | 0 | 0 | 0 | 0 | 0 | 0 | 0 | 0 | 0 | 0 | 0 | 0 | 0 | 0 | 0 | 0 | 0 | 0 | 0 | 0 | 0 | 0
Option 5 | sens5 | Capex 10% higher & Total benefits 10% lower | Option 5sens5 |  | 0 |  | 0 | 0 | 0 | 0 | 0 | 0 | 0 | 0 | 0 | 0 | 0 | 0 | 0 | 0 | 0 | 0 | 0 | 0 | 0 | 0 | 0 | 0 | 0 | 0 | 0 | 0
Option 5 | sens | 0 | Option 5sens |  | 0 |  | 0 | 0 | 0 | 0 | 0 | 0 | 0 | 0 | 0 | 0 | 0 | 0 | 0 | 0 | 0 | 0 | 0 | 0 | 0 | 0 | 0 | 0 | 0 | 0 | 0 | 0
Option 5 | sens | 0 | Option 5sens |  | 0 |  | 0 | 0 | 0 | 0 | 0 | 0 | 0 | 0 | 0 | 0 | 0 | 0 | 0 | 0 | 0 | 0 | 0 | 0 | 0 | 0 | 0 | 0 | 0 | 0 | 0 | 0
Option 5 | sens | 0 | Option 5sens |  | 0 |  | 0 | 0 | 0 | 0 | 0 | 0 | 0 | 0 | 0 | 0 | 0 | 0 | 0 | 0 | 0 | 0 | 0 | 0 | 0 | 0 | 0 | 0 | 0 | 0 | 0 | 0
RESULTS
|  | 0 | 0 | 0 | 1 | 1 |  | 2028-29: #NAME?
|  | Option 1 (base case) | Option 2 | Option 3 | Option 4 | Option 5 |  | 2026-27: Max; 2028-29: Preferred
NPV | None | 0 | 629.3709 | 619.6487 |  |  |  | 2026-27: #NAME?; 2028-29: Option 2
sens1 | Capex 10% higher | 0 | 629.1325 | 619.4898 |  |  |  | 2026-27: #NAME?; 2028-29: Option 2
sens2 | Capex 10% lower | 0 | 629.6093 | 619.8077 |  |  |  | 2026-27: #NAME?; 2028-29: Option 2
sens3 | Total benefits 10% higher | 0 | 692.5464 | 681.7725 |  |  |  | 2026-27: #NAME?; 2028-29: Option 2
sens4 | Total benefits 10% lower | 0 | 566.1954 | 557.525 |  |  |  | 2026-27: #NAME?; 2028-29: Option 2
sens5 | Capex 10% higher & Total benefits 10% lower | 0 | 565.957 | 557.366 |  |  |  | 2026-27: #NAME?; 2028-29: Option 2
sens | 0 | [6 empty] | 2026-27: #NAME?; 2028-29: #NAME?
sens | 0 | [6 empty] | 2026-27: #NAME?; 2028-29: #NAME?
sens | 0 | [6 empty] | 2026-27: #NAME?; 2028-29: #NAME?

## Misc_calcs
CitiPower
BQ017 feeder works
ESCALATION & OTHER
| Year end |  |  | 2021-06-30 | 2022-06-30 | 2023-06-30 | 2024-06-30 | 2025-06-30 | 2026-06-30
| Actual/forecast CPI (June to June) |  |  | 0% | 0.8606% | 3.498% | 7.832% | 4.052% | 3%
| HY ending |  |  | 2021-06-30 | 2021-12-31 | 2022-06-30 | 2022-12-31 | 2023-06-30 | 2023-12-31 | 2024-06-30 | 2024-12-31 | 2025-06-30 | 2025-12-31 | 2026-06-30
| FY ending |  |  | 2021-06-30 | 2022-06-30 | 2022-06-30 | 2023-06-30 | 2023-06-30 | 2024-06-30 | 2024-06-30 | 2025-06-30 | 2025-06-30 | 2026-06-30 | 2026-06-30
| Actual/forecast CPI (June to June) |  |  | 0% | 0.8606% | 0.8606% | 3.498% | 3.498% | 7.832% | 7.832% | 4.052% | 4.052% | 3% | 3%
| Actual cumulative HY escalation |  |  | 1 | 1.0043 | 1.0086 | 1.0261 | 1.0439 | 1.084 | 1.1256 | 1.1482 | 1.1713 | 1.1887 | 1.2064
| Convert from input dollars | 2023-12-31 | 1.084
| To output dollars | 2026-06-30 | 1.2064
| Conversion from input dollars to output dollars |  | 1.1129
| Convert from VCR date | 2023-12-31 | 1.084
| To input dollars | 2023-12-31 | 1.084
| VCR escalation |  | 1
| Start_year | 2026-27
FIRST YEAR
| Option | First year | Option included
| Option 2 | 2 | TRUE
| Option 3 | 2 | TRUE
| Option 4 | Not used | FALSE
| Option 5 | Not used | FALSE
| First year | 2
FLAGS
| Option 1 (base case) | FALSE | FALSE
FALSE
FALSE
| Option 2 | FALSE | FALSE
FALSE
FALSE
| Option 3 | FALSE | FALSE
FALSE
FALSE
| Option 4 | FALSE | FALSE
FALSE
FALSE
| Option 5 | FALSE | FALSE
FALSE
FALSE
Message | !! Capex asset life required !!
!

## Data
CitiPower
BQ017 feeder works
DATA
Options
|  | Not used | Text |  | Flags for compliance project
Option1 | Option 1 (base case) | FALSE |  | Option 1 (base case): No change to existing practices | FALSE
Option2 | Option 2 | FALSE |  |  | FALSE
Option3 | Option 3 | FALSE |  |  | FALSE
Option4 | Option 4 | TRUE | Not used |  | TRUE
Option5 | Option 5 | TRUE | Not used |  | TRUE
Compliance project |  |  | Yes | FALSE
No change to existing practices
Not applicable (compliance)
For conditional formatting of preferred option on Summary :
< Enter description >
Categories
Short categ
| Capital expenditure | -1
| Annualised capex | -1
| Operating expenditure | -1
| Risk mitigated | 1
| Other benefits value | 1
| Net benefits | 1
| Total risk cost | 1
Benefits
|  | Short categ | Flag to include | Units | Defined value
1 | Unserved energy | Energy | FALSE | MWh | FALSE
2 | Safety | Safety | FALSE | $ | TRUE
3 | Unplanned replacement | UnRepl | FALSE | $ | TRUE
4 | Bushfire | Fire | FALSE | $ | TRUE
5 | Reduction in CO2 emissions | Carbon | TRUE | MWh | FALSE
6 | Reliability in worst-served areas | Other | TRUE | MWh | FALSE
7 | Network resilience | Other | TRUE | MWh | FALSE
8 | Enabling solar exports | Other | TRUE | MWh | FALSE
9 | Aesthetics | Other | TRUE | Customers impacted | FALSE
10 | Customer value of time - residential | Other | TRUE | Customer minutes | FALSE
11 | Customer value of time - business | Other | TRUE | Customer minutes | FALSE
12 | Communication | Other | TRUE | Customers impacted | FALSE
13 | Information accessibility | Other | TRUE | Customers impacted | FALSE
Value of benefits
|  |  | CitiPower | Powercor | United Energy
| Reliability in worst-served areas | per MWh | 0 | 151432.8174 | 0
| Network resilience | per MWh | 0 | 24590 | 38560
| Enabling solar exports | per MWh | 4220.9954 | 88.3577 | 862.6028
| Aesthetics | per customer impacted | 0 | 0 | 0
| Customer value of time - residential | per minute customer time | 0.54769 | 0.35181 | 0.34751
| Customer value of time - business | per minute customer time | 0.54769 | 0.35181 | 0.34751
| Communication | per customer impacted | 0 | 0 | 0
| Information accessibility | per customer impacted | 0 | 0 | 0
Conversions
| thous_conv | 1000
| mill_conv | 1000000
Message
| Message | Enter asset life
Error message |  | Remove inputs prior to start year
Disproportionate factors applied to various bushfire and other risk valuations
| - Select - |  |  |  | 0
| Harm to property from network |  |  |  | 1
| Harm to property from bushfire |  |  |  | 1
| Harm to environment |  |  |  | 1
| Safety - Public trespass |  |  |  | 1
| Safety - Single fatality or serious injury ^ |  |  |  | 3
| Safety from bushfire in HBRA |  |  |  | 3
| Safety - Multiple fatality or serious injury ^ |  |  |  | 6
| Safety from bushfire (REFCL declared areas) |  |  |  | 6
| Safety from bushfire (electric line construction areas) |  |  |  | 10
Total annualised capex
Energy at risk value
Total other benefits
DROPDOWN LISTS
| Business |  |  |  | Type | Include | Dollar inputs - month |  |  | Not used options | Conversions | Dollar inputs - year | Compliance | Capex first year
| CitiPower | CP | CP: |  | - Select - | 0 | June | 6 | CY | Not used |  | 2026 | No | 2026-27
| Powercor | PA | PAL: |  | Capex | 1899-12-31 | December | 12 | FY |  |  | 2025 | Yes | 2025-26
| United Energy | UE | UE: |  | Opex | [6 empty] | 2024 |  | 2024-25
2023
2022
2021
2020