## Cover
CitiPower
Regulatory proposal 2026-31
NC transformer
| Model number: | 4.01
2025-01-31
15

## Summary
CitiPower
NC transformer replacement
SUMMARY
RESULTS
|  |  |  | PV of costs | PV of benefits | NPV
| Option |  |  | 2026-06-30 | 2026-06-30 | 2026-06-30
| Option 1 (base case) | No change to existing practices |  | 0 | 0 | 0
| Option 2 | Replace #1 transformer completed in 2027-2028 |  | -4.7451 | 15.5063 | 10.7613
| Option 3 | Refurbish #1 transformer completed in 2026-2027 |  | -0.54697 | 1.0771 | 0.53015
| Option 4 | 0
| Option 5 | 0
NPV
| Preferred option: |  |  | 2026-06-30
| Option 2 | Replace #1 transformer completed in 2027-2028 |  | 10.7613
PREFERRED OPTION
Preferred Option
Option 2
| Expenditure forecast | 2026-06-30 | 2026-27 | 2027-28 | 2028-29 | 2029-30 | 2030-31 |  | Total
| Capital expenditure |  | 5.6384 | 2.8192 | 0 | 0 | 0 |  | 8.4577
| Operating expenditure |  | 0 | 0 | 0 | 0 | 0 |  | 0
CHART
| Capex and risk ($M, 2026) |  | Value of expected unserved energy ($M, 2026)
SENSITIVITIES
| Sensitivity | 2026-06-30 | Option 1 (base case) | Option 2 | Option 3 | Option 4 | Option 5 |  | Preferred option
| None |  | 0 | 10.7613 | 0.53015 |  |  |  | Option 2
| Capex 10% higher |  | 0 | 10.2868 | 0.47545 |  |  |  | Option 2
| Capex 10% lower |  | 0 | 11.2358 | 0.58484 |  |  |  | Option 2
| Total benefits 10% higher |  | 0 | 12.3119 | 0.63786 |  |  |  | Option 2
| Total benefits 10% lower |  | 0 | 9.2106 | 0.42244 |  |  |  | Option 2
| Capex 10% higher & Total benefits 10% lower |  | 0 | 8.7361 | 0.36774 |  |  |  | Option 2
| 0 | [7 empty] | #NAME?
| 0 | [6 empty] | 0 | #NAME?
|  | 0 | [6 empty] | #NAME?
0

## Assumptions
CitiPower
NC transformer replacement
Project
|  | Business: |  | CitiPower
|  | Descripton: |  | NC transformer replacement
|  | Date of cost inputs: |  | December |  | 2023
|  | Option |  | Description
|  | Option 1 (base case) |  | No change to existing practices
|  | Option 2 |  | Replace #1 transformer completed in 2027-2028
|  | Option 3 |  | Refurbish #1 transformer completed in 2026-2027
Option 4
Option 5
|  | Compliance project |  | No
|  | Expenditure starts |  | 2026-27 | [start]
Timing & WACC
|  | Input dollars |  |  |  | 2023-12-31 | [input_dollars]
|  | Pre-tax real WACC |  |  |  | 3.5% | [real_disc]
|  | VCR date |  |  |  | 2023-12-31 | [vcr_date]
|  | Analysis period (years) |  |  |  | 20 | [years]\
|  | Output dollars |  |  |  | 2026-06-30 | [output_dollars]
|  | Other benefits date |  |  |  | 2023-12-31 | [custval_date]
|  | Value of CO2 reductions input date |  |  |  | 2023-06-30
VCR
|  | Enter ZSS code >> | eg. AR | NC |  | Northcote | 35890.6966 | 2023 VCR ($/MWh)
Risks
SAFETY
|  | Value of statistical life |  |  |  | 5400000 | 2023-06-30
|  | Value of injury |  |  |  | 0 | 2023-12-31
Disproportionate factors applied to various bushfire and other risk valuations
|  | Harm to property from network |  |  |  | 1
|  | Harm to property from bushfire |  |  |  | 1
|  | Harm to environment |  |  |  | 1
|  | Safety - Public trespass |  |  |  | 1
|  | Safety - Single fatality or serious injury ^ |  |  |  | 3
|  | Safety from bushfire in HBRA |  |  |  | 3
|  | Safety - Multiple fatality or serious injury ^ |  |  |  | 6
|  | Safety from bushfire (REFCL declared areas) |  |  |  | 6
|  | Safety from bushfire (electric line construction areas) |  |  |  | 10
^ Public or employee
|  | Incident type |  |  |  | Value | Probability | DF selected | Description/comment
|  | Safety (fatality) |  |  |  | 5607473.5197 | 0 | 0 | 0
|  | Safety (injury) |  |  |  | 0 | 0 | 0 | 0
UNPLANNED REPLACEMENT/REPAIR
|  | Major failure (replace) |  |  |  | 0 | 2023-12-31
|  | Minor failure (repair) |  |  |  | 0 | 2023-12-31
|  | Premium for failure |  |  |  | 20%
Other benefits
| ENVIRONMENTAL | [8 empty] | 2026-27 | 2027-28 | 2028-29 | 2029-30 | 2030-31 | 2031-32
|  | Value of CO2 reductions |  |  |  |  | 2023-06-30 | $/kWh |  | 0.02473 | 0.022341 | 0.020196 | 0.018063 | 0.015913 | 0.013715
| CUSTOMER VALUE |  |  |  |  | Value
|  | Reliability in worst-served areas |  |  |  | 0 | 2023-12-31 | per MWh
|  | Network resilience |  |  |  | 0 | 2023-12-31 | per MWh
|  | Enabling solar exports |  |  |  | 4220.9954 | 2023-12-31 | per MWh
|  | Aesthetics |  |  |  | 0 | 2023-12-31 | per customer
|  | Customer value of time - residential |  |  |  | 0.54769 | 2023-12-31 | per customer minute
|  | Customer value of time - business |  |  |  | 0.54769 | 2023-12-31 | per customer minute
|  | Communication |  |  |  | 0 | 2023-12-31 | per customer
|  | Information accessibility |  |  |  | 0 | 2023-12-31 | per customer
Sensitivities
[6 empty] | Capex | Total benefits
| 1 | Capex 10% higher |  |  |  | 10% | 0%
| 2 | Capex 10% lower |  |  |  | -10% | 0%
| 3 | Total benefits 10% higher |  |  |  | 0% | 10%
| 4 | Total benefits 10% lower |  |  |  | 0% | -10%
| 5 | Capex 10% higher & Total benefits 10% lower |  |  |  | 10% | -10%

## Option1 (base case)
CitiPower
NC transformer replacement
OPTION 1 (base case)
Count |  |  |  |  | 0 | 1 | 2 | 3 | 4 | 5 | 6 | 7 | 8 | 9 | 10 | 11 | 12 | 13 | 14 | 15 | 16 | 17 | 18 | 19 | 20 | 21 | 22 | 23 | 24 | 25
Value of CO2 reductions |  |  |  | $/MWh |  | 24.7305 | 22.3407 | 20.1963 | 18.0629 | 15.9134 | 13.7151 | 13.7151 | 13.7151 | 13.7151 | 13.7151 | 13.7151 | 13.7151 | 13.7151 | 13.7151 | 13.7151 | 13.7151 | 13.7151 | 13.7151 | 13.7151 | 13.7151 | 13.7151 | 13.7151 | 13.7151 | 13.7151 | 13.7151
|  |  |  | Units | 2026-06-30 | 2026-27 | 2027-28 | 2028-29 | 2029-30 | 2030-31 | 2031-32 | 2032-33 | 2033-34 | 2034-35 | 2035-36 | 2036-37 | 2037-38 | 2038-39 | 2039-40 | 2040-41 | 2041-42 | 2042-43 | 2043-44 | 2044-45 | 2045-46 | 2046-47 | 2047-48 | 2048-49 | 2049-50 | 2050-51
INVESTMENT & OPERATING COST
| Capex |  | Asset life (yrs)
| < Enter description > |  | 0 | 2023-12-31 |  | 0 | 0 | 0 | 0 | 0 | 0 | 0 | 0 | 0 | 0 | 0 | 0 | 0 | 0 | 0 | 0 | 0 | 0 | 0 | 0 | 0 | 0 | 0 | 0 | 0
| < Enter description > |  | 0 | 2023-12-31 |  | 0 | 0 | 0 | 0 | 0 | 0 | 0 | 0 | 0 | 0 | 0 | 0 | 0 | 0 | 0 | 0 | 0 | 0 | 0 | 0 | 0 | 0 | 0 | 0 | 0
| < Enter description > |  | 0 | 2023-12-31 |  | 0 | 0 | 0 | 0 | 0 | 0 | 0 | 0 | 0 | 0 | 0 | 0 | 0 | 0 | 0 | 0 | 0 | 0 | 0 | 0 | 0 | 0 | 0 | 0 | 0
| Capital expenditure |  |  | 2023-12-31 |  | 0 | 0 | 0 | 0 | 0 | 0 | 0 | 0 | 0 | 0 | 0 | 0 | 0 | 0 | 0 | 0 | 0 | 0 | 0 | 0 | 0 | 0 | 0 | 0 | 0
| Operating expenditure |  |  | 2023-12-31 |  | 0 | 0 | 0 | 0 | 0 | 0 | 0 | 0 | 0 | 0 | 0 | 0 | 0 | 0 | 0 | 0 | 0 | 0 | 0 | 0 | 0 | 0 | 0 | 0 | 0
RISK ASSUMPTIONS
| PoF (major) |  |  |  |  | 0 | 0 | 0 | 0 | 0 | 0 | 0 | 0 | 0 | 0 | 0 | 0 | 0 | 0 | 0 | 0 | 0 | 0 | 0 | 0 | 0 | 0 | 0 | 0 | 0
| PoF (reparable) |  |  |  |  | 0 | 0 | 0 | 0 | 0 | 0 | 0 | 0 | 0 | 0 | 0 | 0 | 0 | 0 | 0 | 0 | 0 | 0 | 0 | 0 | 0 | 0 | 0 | 0 | 0
| Energy at risk (weighted) |  |  | MWh |  | 0 | 0 | 0 | 0 | 0 | 0 | 0 | 0 | 0 | 0 | 0 | 0 | 0 | 0 | 0 | 0 | 0 | 0 | 0 | 0 | 0 | 0 | 0 | 0 | 0
| Energy at risk value | $/MWh | 35890.6966 | 2023-12-31 |  | 859354.775 | 904351.7315 | 957039.7325 | 1010544.4225 | 1060311.0715 | 1112448.3669 | 1173081.2691 | 1243145.8495 | 1300960.4194 | 1334326.5342 | 1368047.2256 | 1402121.2717 | 1436547.4797 | 1471324.6856 | 1506451.7526 | 1541927.5713 | 1577751.0577 | 1613921.1534 | 1650436.8244 | 1687297.0604 | 1724500.8742 | 1762047.3014 | 1799935.399 | 1838164.2456 | 1876732.9402
| Safety risk | (after DF) |  | 2023-12-31 |  | 499.9606 | 514.4516 | 529.1126 | 543.9429 | 558.9415 | 574.1077 | 589.4407 | 604.9397 | 620.604 | 636.4328 | 652.4254 | 668.5811 | 684.8991 | 701.3788 | 718.0195 | 734.8206 | 751.7814 | 768.9011 | 786.1794 | 803.6154 | 821.2085 | 838.9583 | 838.9583 | 838.9583 | 838.9583
| Unplanned replacement risk |  |  | 2023-12-31 |  | 25689.8704 | 26434.4707 | 27187.8091 | 27949.8425 | 28720.5285 | 29499.8256 | 30287.6933 | 31084.0918 | 31888.9822 | 32702.3261 | 33524.0861 | 34354.2254 | 35192.708 | 36039.4983 | 36894.5617 | 37757.8639 | 38629.3714 | 39509.0512 | 40396.8708 | 41292.7986 | 42196.803 | 43108.8533 | 43108.8533 | 43108.8533 | 43108.8533
| Unplanned fault risk |  |  | 2023-12-31 |  | 1880.6461 | 1935.1551 | 1990.3039 | 2046.0891 | 2102.5077 | 2159.5567 | 2217.2332 | 2275.5341 | 2334.4567 | 2393.9982 | 2454.1557 | 2514.9267 | 2576.3084 | 2638.2984 | 2700.8939 | 2764.0926 | 2827.8919 | 2892.2896 | 2957.2831 | 3022.8701 | 3089.0484 | 3155.8158 | 3155.8158 | 3155.8158 | 3155.8158
| Enviromental risk | (after DF) |  | 2023-12-31 |  | 5992.5 | 5992.5 | 5992.5 | 5992.5 | 5992.5 | 5992.5 | 5992.5 | 5992.5 | 5992.5 | 5992.5 | 5992.5 | 5992.5 | 5992.5 | 5992.5 | 5992.5 | 5992.5 | 5992.5 | 5992.5 | 5992.5 | 5992.5 | 5992.5 | 5992.5 | 5992.5 | 5992.5 | 5992.5
| < Other risk - enter description > |  |  | 2023-12-31 |  | 0 | 0 | 0 | 0 | 0 | 0 | 0 | 0 | 0 | 0 | 0 | 0 | 0 | 0 | 0 | 0 | 0 | 0 | 0 | 0 | 0 | 0 | 0 | 0 | 0
| Total risk cost |  |  |  |  | 893417.7522 | 939228.309 | 992739.4581 | 1047076.797 | 1097685.5492 | 1150674.357 | 1212168.1363 | 1283102.9152 | 1341796.9623 | 1376051.7912 | 1410670.3929 | 1445651.5049 | 1480993.8953 | 1516696.3611 | 1552757.7278 | 1589176.8483 | 1625952.6024 | 1663083.8953 | 1700569.6576 | 1738408.8444 | 1776600.4342 | 1815143.4288 | 1853031.5264 | 1891260.3729 | 1929829.0676
OTHER BENEFITS
| Reduction in CO2 emissions |  |  | MWh |  | 0 | 0 | 0 | 0 | 0 | 0 | 0 | 0 | 0 | 0 | 0 | 0 | 0 | 0 | 0 | 0 | 0 | 0 | 0 | 0 | 0 | 0 | 0 | 0 | 0
| Value of reduction in CO2 emissions |  |  | $ |  | 0 | 0 | 0 | 0 | 0 | 0 | 0 | 0 | 0 | 0 | 0 | 0 | 0 | 0 | 0 | 0 | 0 | 0 | 0 | 0 | 0 | 0 | 0 | 0 | 0
| Reliability in worst-served areas | $/MWh | 0 | MWh |  | 0 | 0 | 0 | 0 | 0 | 0 | 0 | 0 | 0 | 0 | 0 | 0 | 0 | 0 | 0 | 0 | 0 | 0 | 0 | 0 | 0 | 0 | 0 | 0 | 0
| Network resilience | $/MWh | 0 | MWh |  | 0 | 0 | 0 | 0 | 0 | 0 | 0 | 0 | 0 | 0 | 0 | 0 | 0 | 0 | 0 | 0 | 0 | 0 | 0 | 0 | 0 | 0 | 0 | 0 | 0
| Enabling solar exports | $/MWh | 4220.9954 | MWh |  | 0 | 0 | 0 | 0 | 0 | 0 | 0 | 0 | 0 | 0 | 0 | 0 | 0 | 0 | 0 | 0 | 0 | 0 | 0 | 0 | 0 | 0 | 0 | 0 | 0
| Aesthetics | $/customer | 0 | customers |  | 0 | 0 | 0 | 0 | 0 | 0 | 0 | 0 | 0 | 0 | 0 | 0 | 0 | 0 | 0 | 0 | 0 | 0 | 0 | 0 | 0 | 0 | 0 | 0 | 0
| Customer value of time (res) | $/customer min | 0.54769 | mins |  | 0 | 0 | 0 | 0 | 0 | 0 | 0 | 0 | 0 | 0 | 0 | 0 | 0 | 0 | 0 | 0 | 0 | 0 | 0 | 0 | 0 | 0 | 0 | 0 | 0
| Customer value of time (bus) | $/customer min | 0.54769 | mins |  | 0 | 0 | 0 | 0 | 0 | 0 | 0 | 0 | 0 | 0 | 0 | 0 | 0 | 0 | 0 | 0 | 0 | 0 | 0 | 0 | 0 | 0 | 0 | 0 | 0
| Communication | $/customer | 0 | customers |  | 0 | 0 | 0 | 0 | 0 | 0 | 0 | 0 | 0 | 0 | 0 | 0 | 0 | 0 | 0 | 0 | 0 | 0 | 0 | 0 | 0 | 0 | 0 | 0 | 0
| Information accessibility | $/customer | 0 | customers |  | 0 | 0 | 0 | 0 | 0 | 0 | 0 | 0 | 0 | 0 | 0 | 0 | 0 | 0 | 0 | 0 | 0 | 0 | 0 | 0 | 0 | 0 | 0 | 0 | 0
| Other benefits 1 |  |  | 2023-12-31 |  | 0 | 0 | 0 | 0 | 0 | 0 | 0 | 0 | 0 | 0 | 0 | 0 | 0 | 0 | 0 | 0 | 0 | 0 | 0 | 0 | 0 | 0 | 0 | 0 | 0
| Other benefits 2 |  |  | 2023-12-31 |  | 0 | 0 | 0 | 0 | 0 | 0 | 0 | 0 | 0 | 0 | 0 | 0 | 0 | 0 | 0 | 0 | 0 | 0 | 0 | 0 | 0 | 0 | 0 | 0 | 0
| Total other benefits |  |  | 2023-12-31 |  | 0 | 0 | 0 | 0 | 0 | 0 | 0 | 0 | 0 | 0 | 0 | 0 | 0 | 0 | 0 | 0 | 0 | 0 | 0 | 0 | 0 | 0 | 0 | 0 | 0
SUMMARY
| Risks mitigated vs base case |  |  | 2023-12-31
Capital expenditure
| < Enter description > |  |  | 2023-12-31 |  | 0 | 0 | 0 | 0 | 0 | 0 | 0 | 0 | 0 | 0 | 0 | 0 | 0 | 0 | 0 | 0 | 0 | 0 | 0 | 0 | 0 | 0 | 0 | 0 | 0
| < Enter description > |  |  | 2023-12-31 |  | 0 | 0 | 0 | 0 | 0 | 0 | 0 | 0 | 0 | 0 | 0 | 0 | 0 | 0 | 0 | 0 | 0 | 0 | 0 | 0 | 0 | 0 | 0 | 0 | 0
| < Enter description > |  |  | 2023-12-31 |  | 0 | 0 | 0 | 0 | 0 | 0 | 0 | 0 | 0 | 0 | 0 | 0 | 0 | 0 | 0 | 0 | 0 | 0 | 0 | 0 | 0 | 0 | 0 | 0 | 0
Cumulative capex
| < Enter description > |  |  | 2023-12-31 |  | 0 | 0 | 0 | 0 | 0 | 0 | 0 | 0 | 0 | 0 | 0 | 0 | 0 | 0 | 0 | 0 | 0 | 0 | 0 | 0 | 0 | 0 | 0 | 0 | 0
| < Enter description > |  |  | 2023-12-31 |  | 0 | 0 | 0 | 0 | 0 | 0 | 0 | 0 | 0 | 0 | 0 | 0 | 0 | 0 | 0 | 0 | 0 | 0 | 0 | 0 | 0 | 0 | 0 | 0 | 0
| < Enter description > |  |  | 2023-12-31 |  | 0 | 0 | 0 | 0 | 0 | 0 | 0 | 0 | 0 | 0 | 0 | 0 | 0 | 0 | 0 | 0 | 0 | 0 | 0 | 0 | 0 | 0 | 0 | 0 | 0
Annualised capex
| Annualised capex - < Enter description > |  |  | 2023-12-31 |  | 0 | 0 | 0 | 0 | 0 | 0 | 0 | 0 | 0 | 0 | 0 | 0 | 0 | 0 | 0 | 0 | 0 | 0 | 0 | 0 | 0 | 0 | 0 | 0 | 0
| Annualised capex - < Enter description > |  |  | 2023-12-31 |  | 0 | 0 | 0 | 0 | 0 | 0 | 0 | 0 | 0 | 0 | 0 | 0 | 0 | 0 | 0 | 0 | 0 | 0 | 0 | 0 | 0 | 0 | 0 | 0 | 0
| Annualised capex - < Enter description > |  |  | 2023-12-31 |  | 0 | 0 | 0 | 0 | 0 | 0 | 0 | 0 | 0 | 0 | 0 | 0 | 0 | 0 | 0 | 0 | 0 | 0 | 0 | 0 | 0 | 0 | 0 | 0 | 0
| Total annualised capex |  |  | 2023-12-31 |  | 0 | 0 | 0 | 0 | 0 | 0 | 0 | 0 | 0 | 0 | 0 | 0 | 0 | 0 | 0 | 0 | 0 | 0 | 0 | 0 | 0 | 0 | 0 | 0 | 0
| Annualised capex |  |  | 2023-12-31 |  | 0 | 0 | 0 | 0 | 0 | 0 | 0 | 0 | 0 | 0 | 0 | 0 | 0 | 0 | 0 | 0 | 0 | 0 | 0 | 0 | 0 | 0 | 0 | 0 | 0
| Operating expenditure |  |  | 2023-12-31 |  | 0 | 0 | 0 | 0 | 0 | 0 | 0 | 0 | 0 | 0 | 0 | 0 | 0 | 0 | 0 | 0 | 0 | 0 | 0 | 0 | 0 | 0 | 0 | 0 | 0
| Risk mitigated |  |  | 2023-12-31 |  | 0 | 0 | 0 | 0 | 0 | 0 | 0 | 0 | 0 | 0 | 0 | 0 | 0 | 0 | 0 | 0 | 0 | 0 | 0 | 0 | 0 | 0 | 0 | 0 | 0
| Other benefits value |  |  | 2023-12-31 |  | 0 | 0 | 0 | 0 | 0 | 0 | 0 | 0 | 0 | 0 | 0 | 0 | 0 | 0 | 0 | 0 | 0 | 0 | 0 | 0 | 0 | 0 | 0 | 0 | 0
| Net benefits |  |  | 2023-12-31 |  | 0 | 0 | 0 | 0 | 0 | 0 | 0 | 0 | 0 | 0 | 0 | 0 | 0 | 0 | 0 | 0 | 0 | 0 | 0 | 0 | 0 | 0 | 0 | 0 | 0
SENSITIVITIES
NPV | Net benefits |  |  | Option 1 (Base Case)NPV |  | 0 | 0 | 0 | 0 | 0 | 0 | 0 | 0 | 0 | 0 | 0 | 0 | 0 | 0 | 0 | 0 | 0 | 0 | 0 | 0 | 0 | 0 | 0 | 0 | 0
| Total annualised capex |  |  |  |  | 0 | 0 | 0 | 0 | 0 | 0 | 0 | 0 | 0 | 0 | 0 | 0 | 0 | 0 | 0 | 0 | 0 | 0 | 0 | 0 | 0 | 0 | 0 | 0 | 0
| Total benefits |  |  |  |  | 0 | 0 | 0 | 0 | 0 | 0 | 0 | 0 | 0 | 0 | 0 | 0 | 0 | 0 | 0 | 0 | 0 | 0 | 0 | 0 | 0 | 0 | 0 | 0 | 0
|  | Capex | Total benefits
sens1 | Capex 10% higher | 10% | 0% | Option 1 (Base Case)sens1 |  | 0 | 0 | 0 | 0 | 0 | 0 | 0 | 0 | 0 | 0 | 0 | 0 | 0 | 0 | 0 | 0 | 0 | 0 | 0 | 0 | 0 | 0 | 0 | 0 | 0
sens2 | Capex 10% lower | -10% | 0% | Option 1 (Base Case)sens2 |  | 0 | 0 | 0 | 0 | 0 | 0 | 0 | 0 | 0 | 0 | 0 | 0 | 0 | 0 | 0 | 0 | 0 | 0 | 0 | 0 | 0 | 0 | 0 | 0 | 0
sens3 | Total benefits 10% higher | 0% | 10% | Option 1 (Base Case)sens3 |  | 0 | 0 | 0 | 0 | 0 | 0 | 0 | 0 | 0 | 0 | 0 | 0 | 0 | 0 | 0 | 0 | 0 | 0 | 0 | 0 | 0 | 0 | 0 | 0 | 0
sens4 | Total benefits 10% lower | 0% | -10% | Option 1 (Base Case)sens4 |  | 0 | 0 | 0 | 0 | 0 | 0 | 0 | 0 | 0 | 0 | 0 | 0 | 0 | 0 | 0 | 0 | 0 | 0 | 0 | 0 | 0 | 0 | 0 | 0 | 0
sens5 | Capex 10% higher & Total benefits 10% lower | 10% | -10% | Option 1 (Base Case)sens5 |  | 0 | 0 | 0 | 0 | 0 | 0 | 0 | 0 | 0 | 0 | 0 | 0 | 0 | 0 | 0 | 0 | 0 | 0 | 0 | 0 | 0 | 0 | 0 | 0 | 0
sens | 0 | 0% | 0% | Option 1 (Base Case)sens |  | 0 | 0 | 0 | 0 | 0 | 0 | 0 | 0 | 0 | 0 | 0 | 0 | 0 | 0 | 0 | 0 | 0 | 0 | 0 | 0 | 0 | 0 | 0 | 0 | 0
sens | 0 | 0% | 0% | Option 1 (Base Case)sens |  | 0 | 0 | 0 | 0 | 0 | 0 | 0 | 0 | 0 | 0 | 0 | 0 | 0 | 0 | 0 | 0 | 0 | 0 | 0 | 0 | 0 | 0 | 0 | 0 | 0
sens | 0 | 0% | 0% | Option 1 (Base Case)sens |  | 0 | 0 | 0 | 0 | 0 | 0 | 0 | 0 | 0 | 0 | 0 | 0 | 0 | 0 | 0 | 0 | 0 | 0 | 0 | 0 | 0 | 0 | 0 | 0 | 0

## Option2
CitiPower
NC transformer replacement
OPTION 2 | Replace #1 transformer completed in 2027-2028
Count |  |  |  |  | 1 | 2 | 3 | 4 | 5 | 6 | 7 | 8 | 9 | 10 | 11 | 12 | 13 | 14 | 15 | 16 | 17 | 18 | 19 | 20 | 21 | 22 | 23 | 24 | 25
Value of CO2 reductions |  |  |  | $/MWh | 24.7305 | 22.3407 | 20.1963 | 18.0629 | 15.9134 | 13.7151 | 13.7151 | 13.7151 | 13.7151 | 13.7151 | 13.7151 | 13.7151 | 13.7151 | 13.7151 | 13.7151 | 13.7151 | 13.7151 | 13.7151 | 13.7151 | 13.7151 | 13.7151 | 13.7151 | 13.7151 | 13.7151 | 13.7151
|  |  |  | Units | 2026-27 | 2027-28 | 2028-29 | 2029-30 | 2030-31 | 2031-32 | 2032-33 | 2033-34 | 2034-35 | 2035-36 | 2036-37 | 2037-38 | 2038-39 | 2039-40 | 2040-41 | 2041-42 | 2042-43 | 2043-44 | 2044-45 | 2045-46 | 2046-47 | 2047-48 | 2048-49 | 2049-50 | 2050-51
INVESTMENT & OPERATING COST
| Capex |  | Asset life (yrs)
| Replace 1 transformer |  | 50 | 2023-12-31 | 5066390.4 | 2533195.2 | 0 | 0 | 0 | 0 | 0 | 0 | 0 | 0 | 0 | 0 | 0 | 0 | 0 | 0 | 0 | 0 | 0 | 0 | 0 | 0 | 0 | 0 | 0
|  |  | 0 | 2023-12-31 | 0 | 0 | 0 | 0 | 0 | 0 | 0 | 0 | 0 | 0 | 0 | 0 | 0 | 0 | 0 | 0 | 0 | 0 | 0 | 0 | 0 | 0 | 0 | 0 | 0
|  |  | 0 | 2023-12-31 | 0 | 0 | 0 | 0 | 0 | 0 | 0 | 0 | 0 | 0 | 0 | 0 | 0 | 0 | 0 | 0 | 0 | 0 | 0 | 0 | 0 | 0 | 0 | 0 | 0
| Capital expenditure |  |  | 2023-12-31 | 5066390.4 | 2533195.2 | 0 | 0 | 0 | 0 | 0 | 0 | 0 | 0 | 0 | 0 | 0 | 0 | 0 | 0 | 0 | 0 | 0 | 0 | 0 | 0 | 0 | 0 | 0
| Operating expenditure |  |  | 2023-12-31 | 0 | 0 | 0 | 0 | 0 | 0 | 0 | 0 | 0 | 0 | 0 | 0 | 0 | 0 | 0 | 0 | 0 | 0 | 0 | 0 | 0 | 0 | 0 | 0 | 0
RISK ASSUMPTIONS
| PoF (major) |  |  |  | 0 | 0 | 0 | 0 | 0 | 0 | 0 | 0 | 0 | 0 | 0 | 0 | 0 | 0 | 0 | 0 | 0 | 0 | 0 | 0 | 0 | 0 | 0 | 0 | 0
| PoF (reparable) |  |  |  | 0 | 0 | 0 | 0 | 0 | 0 | 0 | 0 | 0 | 0 | 0 | 0 | 0 | 0 | 0 | 0 | 0 | 0 | 0 | 0 | 0 | 0 | 0 | 0 | 0
| Energy at risk (weighted) |  |  | MWh | 0 | 0 | 0 | 0 | 0 | 0 | 0 | 0 | 0 | 0 | 0 | 0 | 0 | 0 | 0 | 0 | 0 | 0 | 0 | 0 | 0 | 0 | 0 | 0 | 0
| Energy at risk value | $/MWh | 35890.6966 | 2023-12-31 | 859354.775 | 904351.7315 | 28934.2008 | 54313.4534 | 79350.8674 | 104900.4836 | 131968.8715 | 161187.2904 | 189854.0056 | 215391.4795 | 241070.5533 | 266929.6405 | 292997.8106 | 319297.5695 | 345846.6599 | 372659.275 | 399746.9034 | 427118.9353 | 454783.1054 | 482745.8257 | 511012.4377 | 539587.4084 | 568474.4829 | 597676.8064 | 627197.0216
| Safety risk | (after DF) |  | 2023-12-31 | 499.9606 | 514.4516 | 264.8004 | 272.7643 | 281.0504 | 289.6299 | 298.4848 | 307.6022 | 316.972 | 326.5861 | 336.4378 | 346.5214 | 356.8317 | 367.3644 | 378.1154 | 389.0811 | 400.2583 | 411.6438 | 423.235 | 435.0293 | 447.0242 | 459.2174 | 459.2174 | 459.2174 | 459.2174
| Unplanned replacement risk |  |  | 2023-12-31 | 25689.8704 | 26434.4707 | 13606.4443 | 14015.6625 | 14441.4331 | 14882.2816 | 15337.2805 | 15805.7644 | 16287.2195 | 16781.2304 | 17287.4499 | 17805.5812 | 18335.3653 | 18876.5731 | 19428.9998 | 19992.46 | 20566.7846 | 21151.8185 | 21747.4185 | 22353.4513 | 22969.7928 | 23596.3268 | 23596.3268 | 23596.3268 | 23596.3268
| Unplanned fault risk |  |  | 2023-12-31 | 1880.6461 | 1935.1551 | 996.0699 | 1026.027 | 1057.1959 | 1089.4685 | 1122.7771 | 1157.0728 | 1192.3181 | 1228.4825 | 1265.5407 | 1303.4709 | 1342.2541 | 1381.8736 | 1422.3144 | 1463.5629 | 1505.6068 | 1548.4347 | 1592.036 | 1636.4011 | 1681.5208 | 1727.3867 | 1727.3867 | 1727.3867 | 1727.3867
| Enviromental risk | (after DF) |  | 2023-12-31 | 5992.5 | 5992.5 | 1175 | 1175 | 1175 | 1175 | 1175 | 1175 | 1175 | 1175 | 1175 | 1175 | 1175 | 1175 | 1175 | 1175 | 1175 | 1175 | 1175 | 1175 | 1175 | 1175 | 1175 | 1175 | 1175
| < Other risk - enter description > |  |  | 2023-12-31 | 0 | 0 | 0 | 0 | 0 | 0 | 0 | 0 | 0 | 0 | 0 | 0 | 0 | 0 | 0 | 0 | 0 | 0 | 0 | 0 | 0 | 0 | 0 | 0 | 0
| Total risk cost |  |  |  | 893417.7522 | 939228.309 | 44976.5153 | 70802.9073 | 96305.5468 | 122336.8636 | 149902.4139 | 179632.7297 | 208825.5152 | 234902.7785 | 261134.9818 | 287560.214 | 314207.2617 | 341098.3807 | 368251.0896 | 395679.379 | 423394.5531 | 451405.8323 | 479720.7949 | 508345.7073 | 537285.7756 | 566545.3392 | 595432.4137 | 624634.7372 | 654154.9524
OTHER BENEFITS
| Reduction in CO2 emissions |  |  | MWh | 0 | 0 | 0 | 0 | 0 | 0 | 0 | 0 | 0 | 0 | 0 | 0 | 0 | 0 | 0 | 0 | 0 | 0 | 0 | 0 | 0 | 0 | 0 | 0 | 0
| Value of reduction in CO2 emissions |  |  | $ | 0 | 0 | 0 | 0 | 0 | 0 | 0 | 0 | 0 | 0 | 0 | 0 | 0 | 0 | 0 | 0 | 0 | 0 | 0 | 0 | 0 | 0 | 0 | 0 | 0
| Reliability in worst-served areas | $/MWh | 0 | MWh | 0 | 0 | 0 | 0 | 0 | 0 | 0 | 0 | 0 | 0 | 0 | 0 | 0 | 0 | 0 | 0 | 0 | 0 | 0 | 0 | 0 | 0 | 0 | 0 | 0
| Network resilience | $/MWh | 0 | MWh | 0 | 0 | 0 | 0 | 0 | 0 | 0 | 0 | 0 | 0 | 0 | 0 | 0 | 0 | 0 | 0 | 0 | 0 | 0 | 0 | 0 | 0 | 0 | 0 | 0
| Enabling solar exports | $/MWh | 4220.9954 | MWh | 0 | 0 | 0 | 0 | 0 | 0 | 0 | 0 | 0 | 0 | 0 | 0 | 0 | 0 | 0 | 0 | 0 | 0 | 0 | 0 | 0 | 0 | 0 | 0 | 0
| Aesthetics | $/customer | 0 | customers | 0 | 0 | 0 | 0 | 0 | 0 | 0 | 0 | 0 | 0 | 0 | 0 | 0 | 0 | 0 | 0 | 0 | 0 | 0 | 0 | 0 | 0 | 0 | 0 | 0
| Customer value of time - residential | $/customer min | 0.54769 | mins | 0 | 0 | 0 | 0 | 0 | 0 | 0 | 0 | 0 | 0 | 0 | 0 | 0 | 0 | 0 | 0 | 0 | 0 | 0 | 0 | 0 | 0 | 0 | 0 | 0
| Customer value of time - business | $/customer min | 0.54769 | mins | 0 | 0 | 0 | 0 | 0 | 0 | 0 | 0 | 0 | 0 | 0 | 0 | 0 | 0 | 0 | 0 | 0 | 0 | 0 | 0 | 0 | 0 | 0 | 0 | 0
| Communication | $/customer | 0 | customers | 0 | 0 | 0 | 0 | 0 | 0 | 0 | 0 | 0 | 0 | 0 | 0 | 0 | 0 | 0 | 0 | 0 | 0 | 0 | 0 | 0 | 0 | 0 | 0 | 0
| Information accessibility | $/customer | 0 | customers | 0 | 0 | 0 | 0 | 0 | 0 | 0 | 0 | 0 | 0 | 0 | 0 | 0 | 0 | 0 | 0 | 0 | 0 | 0 | 0 | 0 | 0 | 0 | 0 | 0
| Other benefits 1 |  |  | 2023-12-31 | 0 | 0 | 0 | 0 | 0 | 0 | 0 | 0 | 0 | 0 | 0 | 0 | 0 | 0 | 0 | 0 | 0 | 0 | 0 | 0 | 0 | 0 | 0 | 0 | 0
| Other benefits 2 |  |  | 2023-12-31 | 0 | 0 | 0 | 0 | 0 | 0 | 0 | 0 | 0 | 0 | 0 | 0 | 0 | 0 | 0 | 0 | 0 | 0 | 0 | 0 | 0 | 0 | 0 | 0 | 0
| Total other benefits |  |  | 2023-12-31 | 0 | 0 | 0 | 0 | 0 | 0 | 0 | 0 | 0 | 0 | 0 | 0 | 0 | 0 | 0 | 0 | 0 | 0 | 0 | 0 | 0 | 0 | 0 | 0 | 0
SUMMARY
| Risks mitigated vs base case |  |  | 2023-12-31 | 0 | 0 | 947762.9429 | 976273.8897 | 1001380.0024 | 1028337.4933 | 1062265.7224 | 1103470.1854 | 1132971.4471 | 1141149.0127 | 1149535.4111 | 1158091.2909 | 1166786.6335 | 1175597.9804 | 1184506.6382 | 1193497.4693 | 1202558.0493 | 1211678.063 | 1220848.8627 | 1230063.137 | 1239314.6587 | 1248598.0896 | 1257599.1127 | 1266625.6357 | 1275674.1152
Capital expenditure
| Replace 1 transformer |  |  | 2023-12-31 | -5066390.4 | -2533195.2 | 0 | 0 | 0 | 0 | 0 | 0 | 0 | 0 | 0 | 0 | 0 | 0 | 0 | 0 | 0 | 0 | 0 | 0 | 0 | 0 | 0 | 0 | 0
| 0 |  |  | 2023-12-31 | 0 | 0 | 0 | 0 | 0 | 0 | 0 | 0 | 0 | 0 | 0 | 0 | 0 | 0 | 0 | 0 | 0 | 0 | 0 | 0 | 0 | 0 | 0 | 0 | 0
| 0 |  |  | 2023-12-31 | 0 | 0 | 0 | 0 | 0 | 0 | 0 | 0 | 0 | 0 | 0 | 0 | 0 | 0 | 0 | 0 | 0 | 0 | 0 | 0 | 0 | 0 | 0 | 0 | 0
Cumulative capex
| Replace 1 transformer |  |  | 2023-12-31 | -5066390.4 | -7599585.6 | -7599585.6 | -7599585.6 | -7599585.6 | -7599585.6 | -7599585.6 | -7599585.6 | -7599585.6 | -7599585.6 | -7599585.6 | -7599585.6 | -7599585.6 | -7599585.6 | -7599585.6 | -7599585.6 | -7599585.6 | -7599585.6 | -7599585.6 | -7599585.6 | -7599585.6 | -7599585.6 | -7599585.6 | -7599585.6 | -7599585.6
| 0 |  |  | 2023-12-31 | 0 | 0 | 0 | 0 | 0 | 0 | 0 | 0 | 0 | 0 | 0 | 0 | 0 | 0 | 0 | 0 | 0 | 0 | 0 | 0 | 0 | 0 | 0 | 0 | 0
| 0 |  |  | 2023-12-31 | 0 | 0 | 0 | 0 | 0 | 0 | 0 | 0 | 0 | 0 | 0 | 0 | 0 | 0 | 0 | 0 | 0 | 0 | 0 | 0 | 0 | 0 | 0 | 0 | 0
Annualised capex
| Annualised capex - Replace 1 transformer |  |  | 2023-12-31 | 0 | -215999.0169 | -323998.5253 | -323998.5253 | -323998.5253 | -323998.5253 | -323998.5253 | -323998.5253 | -323998.5253 | -323998.5253 | -323998.5253 | -323998.5253 | -323998.5253 | -323998.5253 | -323998.5253 | -323998.5253 | -323998.5253 | -323998.5253 | -323998.5253 | -323998.5253 | -323998.5253 | -323998.5253 | -323998.5253 | -323998.5253 | -323998.5253
| Annualised capex - |  |  | 2023-12-31 | 0 | 0 | 0 | 0 | 0 | 0 | 0 | 0 | 0 | 0 | 0 | 0 | 0 | 0 | 0 | 0 | 0 | 0 | 0 | 0 | 0 | 0 | 0 | 0 | 0
| Annualised capex - |  |  | 2023-12-31 | 0 | 0 | 0 | 0 | 0 | 0 | 0 | 0 | 0 | 0 | 0 | 0 | 0 | 0 | 0 | 0 | 0 | 0 | 0 | 0 | 0 | 0 | 0 | 0 | 0
| Total annualised capex |  |  | 2023-12-31 | 0 | -215999.0169 | -323998.5253 | -323998.5253 | -323998.5253 | -323998.5253 | -323998.5253 | -323998.5253 | -323998.5253 | -323998.5253 | -323998.5253 | -323998.5253 | -323998.5253 | -323998.5253 | -323998.5253 | -323998.5253 | -323998.5253 | -323998.5253 | -323998.5253 | -323998.5253 | -323998.5253 | -323998.5253 | -323998.5253 | -323998.5253 | -323998.5253
| Annualised capex |  |  | 2023-12-31 | 0 | -215999.0169 | -323998.5253 | -323998.5253 | -323998.5253 | -323998.5253 | -323998.5253 | -323998.5253 | -323998.5253 | -323998.5253 | -323998.5253 | -323998.5253 | -323998.5253 | -323998.5253 | -323998.5253 | -323998.5253 | -323998.5253 | -323998.5253 | -323998.5253 | -323998.5253 | -323998.5253 | -323998.5253 | -323998.5253 | -323998.5253 | -323998.5253
| Operating expenditure |  |  | 2023-12-31 | 0 | 0 | 0 | 0 | 0 | 0 | 0 | 0 | 0 | 0 | 0 | 0 | 0 | 0 | 0 | 0 | 0 | 0 | 0 | 0 | 0 | 0 | 0 | 0 | 0
| Risk mitigated |  |  | 2023-12-31 | 0 | 0 | 947762.9429 | 976273.8897 | 1001380.0024 | 1028337.4933 | 1062265.7224 | 1103470.1854 | 1132971.4471 | 1141149.0127 | 1149535.4111 | 1158091.2909 | 1166786.6335 | 1175597.9804 | 1184506.6382 | 1193497.4693 | 1202558.0493 | 1211678.063 | 1220848.8627 | 1230063.137 | 1239314.6587 | 1248598.0896 | 1257599.1127 | 1266625.6357 | 1275674.1152
| Other benefits value |  |  | 2023-12-31 | 0 | 0 | 0 | 0 | 0 | 0 | 0 | 0 | 0 | 0 | 0 | 0 | 0 | 0 | 0 | 0 | 0 | 0 | 0 | 0 | 0 | 0 | 0 | 0 | 0
| Net benefits |  |  | 2023-12-31 | 0 | -215999.0169 | 623764.4176 | 652275.3644 | 677381.4771 | 704338.968 | 738267.1971 | 779471.6601 | 808972.9218 | 817150.4874 | 825536.8858 | 834092.7656 | 842788.1083 | 851599.4551 | 860508.1129 | 869498.944 | 878559.524 | 887679.5377 | 896850.3374 | 906064.6117 | 915316.1334 | 924599.5643 | 933600.5874 | 942627.1104 | 951675.5899
| First capex year |  |  | 1
| First year |  |  | 1
SENSITIVITIES
NPV | Net benefits |  |  | Option 2NPV | 0 | -215999.0169 | 623764.4176 | 652275.3644 | 677381.4771 | 704338.968 | 738267.1971 | 779471.6601 | 808972.9218 | 817150.4874 | 825536.8858 | 834092.7656 | 842788.1083 | 851599.4551 | 860508.1129 | 869498.944 | 878559.524 | 887679.5377 | 896850.3374 | 906064.6117 | 915316.1334 | 924599.5643 | 933600.5874 | 942627.1104 | 951675.5899
| Total annualised capex |  |  |  | 0 | -215999.0169 | -323998.5253 | -323998.5253 | -323998.5253 | -323998.5253 | -323998.5253 | -323998.5253 | -323998.5253 | -323998.5253 | -323998.5253 | -323998.5253 | -323998.5253 | -323998.5253 | -323998.5253 | -323998.5253 | -323998.5253 | -323998.5253 | -323998.5253 | -323998.5253 | -323998.5253 | -323998.5253 | -323998.5253 | -323998.5253 | -323998.5253
| Total benefits |  |  |  | 0 | 0 | 947762.9429 | 976273.8897 | 1001380.0024 | 1028337.4933 | 1062265.7224 | 1103470.1854 | 1132971.4471 | 1141149.0127 | 1149535.4111 | 1158091.2909 | 1166786.6335 | 1175597.9804 | 1184506.6382 | 1193497.4693 | 1202558.0493 | 1211678.063 | 1220848.8627 | 1230063.137 | 1239314.6587 | 1248598.0896 | 1257599.1127 | 1266625.6357 | 1275674.1152
|  | Capex | Total benefits
sens1 | Capex 10% higher | 10% | 0% | Option 2sens1 | 0 | -237598.9186 | 591364.565 | 619875.5119 | 644981.6245 | 671939.1155 | 705867.3445 | 747071.8076 | 776573.0693 | 784750.6349 | 793137.0332 | 801692.9131 | 810388.2557 | 819199.6026 | 828108.2604 | 837099.0915 | 846159.6714 | 855279.6851 | 864450.4849 | 873664.7592 | 882916.2808 | 892199.7117 | 901200.7349 | 910227.2579 | 919275.7373
sens2 | Capex 10% lower | -10% | 0% | Option 2sens2 | 0 | -194399.1152 | 656164.2701 | 684675.2169 | 709781.3296 | 736738.8206 | 770667.0496 | 811871.5126 | 841372.7743 | 849550.3399 | 857936.7383 | 866492.6182 | 875187.9608 | 883999.3076 | 892907.9654 | 901898.7966 | 910959.3765 | 920079.3902 | 929250.1899 | 938464.4643 | 947715.9859 | 956999.4168 | 966000.4399 | 975026.9629 | 984075.4424
sens3 | Total benefits 10% higher | 0% | 10% | Option 2sens3 | 0 | -215999.0169 | 718540.7118 | 749902.7534 | 777519.4773 | 807172.7174 | 844493.7693 | 889818.6787 | 922270.0665 | 931265.3886 | 940490.4269 | 949901.8947 | 959466.7716 | 969159.2531 | 978958.7767 | 988848.691 | 998815.3289 | 1008847.344 | 1018935.2237 | 1029070.9255 | 1039247.5992 | 1049459.3732 | 1059360.4987 | 1069289.674 | 1079243.0014
sens4 | Total benefits 10% lower | 0% | -10% | Option 2sens4 | 0 | -215999.0169 | 528988.1233 | 554647.9754 | 577243.4768 | 601505.2187 | 632040.6248 | 669124.6416 | 695675.7771 | 703035.5861 | 710583.3447 | 718283.6365 | 726109.4449 | 734039.657 | 742057.4491 | 750149.1971 | 758303.719 | 766511.7314 | 774765.4511 | 783058.298 | 791384.6675 | 799739.7553 | 807840.6761 | 815964.5468 | 824108.1784
sens5 | Capex 10% higher & Total benefits 10% lower | 10% | -10% | Option 2sens5 | 0 | -237598.9186 | 496588.2707 | 522248.1229 | 544843.6243 | 569105.3662 | 599640.7723 | 636724.789 | 663275.9245 | 670635.7336 | 678183.4921 | 685883.784 | 693709.5924 | 701639.8045 | 709657.5965 | 717749.3446 | 725903.8665 | 734111.8788 | 742365.5986 | 750658.4455 | 758984.815 | 767339.9028 | 775440.8236 | 783564.6943 | 791708.3258
sens | 0 | 0% | 0% | Option 2sens | 0 | -215999.0169 | 623764.4176 | 652275.3644 | 677381.4771 | 704338.968 | 738267.1971 | 779471.6601 | 808972.9218 | 817150.4874 | 825536.8858 | 834092.7656 | 842788.1083 | 851599.4551 | 860508.1129 | 869498.944 | 878559.524 | 887679.5377 | 896850.3374 | 906064.6117 | 915316.1334 | 924599.5643 | 933600.5874 | 942627.1104 | 951675.5899
sens | 0 | 0% | 0% | Option 2sens | 0 | -215999.0169 | 623764.4176 | 652275.3644 | 677381.4771 | 704338.968 | 738267.1971 | 779471.6601 | 808972.9218 | 817150.4874 | 825536.8858 | 834092.7656 | 842788.1083 | 851599.4551 | 860508.1129 | 869498.944 | 878559.524 | 887679.5377 | 896850.3374 | 906064.6117 | 915316.1334 | 924599.5643 | 933600.5874 | 942627.1104 | 951675.5899
sens | 0 | 0% | 0% | Option 2sens | 0 | -215999.0169 | 623764.4176 | 652275.3644 | 677381.4771 | 704338.968 | 738267.1971 | 779471.6601 | 808972.9218 | 817150.4874 | 825536.8858 | 834092.7656 | 842788.1083 | 851599.4551 | 860508.1129 | 869498.944 | 878559.524 | 887679.5377 | 896850.3374 | 906064.6117 | 915316.1334 | 924599.5643 | 933600.5874 | 942627.1104 | 951675.5899

## Option3
CitiPower
NC transformer replacement
OPTION 3 | Refurbish #1 transformer completed in 2026-2027
Count |  |  |  |  | 1 | 2 | 3 | 4 | 5 | 6 | 7 | 8 | 9 | 10 | 11 | 12 | 13 | 14 | 15 | 16 | 17 | 18 | 19 | 20 | 21 | 22 | 23 | 24 | 25
Value of CO2 reductions |  |  |  | $/MWh | 24.7305 | 22.3407 | 20.1963 | 18.0629 | 15.9134 | 13.7151 | 13.7151 | 13.7151 | 13.7151 | 13.7151 | 13.7151 | 13.7151 | 13.7151 | 13.7151 | 13.7151 | 13.7151 | 13.7151 | 13.7151 | 13.7151 | 13.7151 | 13.7151 | 13.7151 | 13.7151 | 13.7151 | 13.7151
|  |  |  | Units | 2026-27 | 2027-28 | 2028-29 | 2029-30 | 2030-31 | 2031-32 | 2032-33 | 2033-34 | 2034-35 | 2035-36 | 2036-37 | 2037-38 | 2038-39 | 2039-40 | 2040-41 | 2041-42 | 2042-43 | 2043-44 | 2044-45 | 2045-46 | 2046-47 | 2047-48 | 2048-49 | 2049-50 | 2050-51
INVESTMENT & OPERATING COST
| Capex |  | Asset life (yrs)
| Refurbish 1 transformer |  | 10 | 2023-12-31 | 500000 | 0 | 0 | 0 | 0 | 0 | 0 | 0 | 0 | 0 | 0 | 0 | 0 | 0 | 0 | 0 | 0 | 0 | 0 | 0 | 0 | 0 | 0 | 0 | 0
|  |  | 0 | 2023-12-31 | 0 | 0 | 0 | 0 | 0 | 0 | 0 | 0 | 0 | 0 | 0 | 0 | 0 | 0 | 0 | 0 | 0 | 0 | 0 | 0 | 0 | 0 | 0 | 0 | 0
|  |  | 0 | 2023-12-31 | 0 | 0 | 0 | 0 | 0 | 0 | 0 | 0 | 0 | 0 | 0 | 0 | 0 | 0 | 0 | 0 | 0 | 0 | 0 | 0 | 0 | 0 | 0 | 0 | 0
| Capital expenditure |  |  | 2023-12-31 | 500000 | 0 | 0 | 0 | 0 | 0 | 0 | 0 | 0 | 0 | 0 | 0 | 0 | 0 | 0 | 0 | 0 | 0 | 0 | 0 | 0 | 0 | 0 | 0 | 0
| Operating expenditure |  |  | 2023-12-31 | 0 | 0 | 0 | 0 | 0 | 0 | 0 | 0 | 0 | 0 | 0 | 0 | 0 | 0 | 0 | 0 | 0 | 0 | 0 | 0 | 0 | 0 | 0 | 0 | 0
RISK ASSUMPTIONS
| PoF (major) |  |  |  | 0 | 0 | 0 | 0 | 0 | 0 | 0 | 0 | 0 | 0 | 0 | 0 | 0 | 0 | 0 | 0 | 0 | 0 | 0 | 0 | 0 | 0 | 0 | 0 | 0
| PoF (reparable) |  |  |  | 0 | 0 | 0 | 0 | 0 | 0 | 0 | 0 | 0 | 0 | 0 | 0 | 0 | 0 | 0 | 0 | 0 | 0 | 0 | 0 | 0 | 0 | 0 | 0 | 0
| Energy at risk (weighted) |  |  | MWh | 0 | 0 | 0 | 0 | 0 | 0 | 0 | 0 | 0 | 0 | 0 | 0 | 0 | 0 | 0 | 0 | 0 | 0 | 0 | 0 | 0 | 0 | 0 | 0 | 0
| Energy at risk value | $/MWh | 35890.6966 | 2023-12-31 | 859354.775 | 857741.1318 | 907707.9782 | 958448.8026 | 1005643.566 | 1055086.2616 | 1112586.0785 | 1179030.7947 | 1233856.0362 | 1265492.1723 | 1297464.052 | 1329770.5029 | 1362410.3803 | 1395382.5664 | 1428685.9697 | 1462319.5239 | 1496282.1873 | 1530572.9423 | 1565190.794 | 1600134.7704 | 1635403.9212 | 1670997.3173 | 1706914.0504 | 1743153.2322 | 1779713.9939
| Safety risk | (after DF) |  | 2023-12-31 | 499.9606 | 509.3071 | 523.8215 | 538.5034 | 553.3521 | 568.3666 | 583.5463 | 598.8903 | 614.398 | 630.0685 | 645.9011 | 661.8953 | 678.0501 | 694.365 | 710.8393 | 727.4724 | 744.2635 | 761.2121 | 778.3176 | 795.5792 | 812.9965 | 830.5687 | 830.5687 | 830.5687 | 830.5687
| Unplanned replacement risk |  |  | 2023-12-31 | 25689.8704 | 25112.7471 | 25828.4187 | 26552.3504 | 27284.5021 | 28024.8343 | 28773.3087 | 29529.8872 | 30294.5331 | 31067.2098 | 31847.8818 | 32636.5141 | 33433.0726 | 34237.5234 | 35049.8336 | 35869.9707 | 36697.9028 | 37533.5986 | 38377.0273 | 39228.1586 | 40086.9628 | 40953.4106 | 40953.4106 | 40953.4106 | 40953.4106
| Unplanned fault risk |  |  | 2023-12-31 | 1880.6461 | 1935.1551 | 1990.3039 | 2046.0891 | 2102.5077 | 2159.5567 | 2217.2332 | 2275.5341 | 2334.4567 | 2393.9982 | 2454.1557 | 2514.9267 | 2576.3084 | 2638.2984 | 2700.8939 | 2764.0926 | 2827.8919 | 2892.2896 | 2957.2831 | 3022.8701 | 3089.0484 | 3155.8158 | 3155.8158 | 3155.8158 | 3155.8158
| Enviromental risk | (after DF) |  | 2023-12-31 | 5992.5 | 2379.375 | 2379.375 | 2379.375 | 2379.375 | 2379.375 | 2379.375 | 2379.375 | 2379.375 | 2379.375 | 2379.375 | 2379.375 | 2379.375 | 2379.375 | 2379.375 | 2379.375 | 2379.375 | 2379.375 | 2379.375 | 2379.375 | 2379.375 | 2379.375 | 2379.375 | 2379.375 | 2379.375
| < Other risk - enter description > |  |  | 2023-12-31 | 0 | 0 | 0 | 0 | 0 | 0 | 0 | 0 | 0 | 0 | 0 | 0 | 0 | 0 | 0 | 0 | 0 | 0 | 0 | 0 | 0 | 0 | 0 | 0 | 0
| Total risk cost |  |  |  | 893417.7522 | 887677.7162 | 938429.8973 | 989965.1204 | 1037963.3028 | 1088218.3943 | 1146539.5416 | 1213814.4814 | 1269478.799 | 1301962.8237 | 1334791.3656 | 1367963.214 | 1401477.1864 | 1435332.1282 | 1469526.9115 | 1504060.4346 | 1538931.6206 | 1574139.4176 | 1609682.7969 | 1645560.7534 | 1681772.304 | 1718316.4875 | 1754233.2206 | 1790472.4023 | 1827033.164
OTHER BENEFITS
| Reduction in CO2 emissions |  |  | MWh | 0 | 0 | 0 | 0 | 0 | 0 | 0 | 0 | 0 | 0 | 0 | 0 | 0 | 0 | 0 | 0 | 0 | 0 | 0 | 0 | 0 | 0 | 0 | 0 | 0
| Value of reduction in CO2 emissions |  |  | $ | 0 | 0 | 0 | 0 | 0 | 0 | 0 | 0 | 0 | 0 | 0 | 0 | 0 | 0 | 0 | 0 | 0 | 0 | 0 | 0 | 0 | 0 | 0 | 0 | 0
| Reliability in worst-served areas | $/MWh | 0 | MWh | 0 | 0 | 0 | 0 | 0 | 0 | 0 | 0 | 0 | 0 | 0 | 0 | 0 | 0 | 0 | 0 | 0 | 0 | 0 | 0 | 0 | 0 | 0 | 0 | 0
| Network resilience | $/MWh | 0 | MWh | 0 | 0 | 0 | 0 | 0 | 0 | 0 | 0 | 0 | 0 | 0 | 0 | 0 | 0 | 0 | 0 | 0 | 0 | 0 | 0 | 0 | 0 | 0 | 0 | 0
| Enabling solar exports | $/MWh | 4220.9954 | MWh | 0 | 0 | 0 | 0 | 0 | 0 | 0 | 0 | 0 | 0 | 0 | 0 | 0 | 0 | 0 | 0 | 0 | 0 | 0 | 0 | 0 | 0 | 0 | 0 | 0
| Aesthetics | $/customer | 0 | customers | 0 | 0 | 0 | 0 | 0 | 0 | 0 | 0 | 0 | 0 | 0 | 0 | 0 | 0 | 0 | 0 | 0 | 0 | 0 | 0 | 0 | 0 | 0 | 0 | 0
| Customer value of time (res) | $/customer min | 0.54769 | mins | 0 | 0 | 0 | 0 | 0 | 0 | 0 | 0 | 0 | 0 | 0 | 0 | 0 | 0 | 0 | 0 | 0 | 0 | 0 | 0 | 0 | 0 | 0 | 0 | 0
| Customer value of time (bus) | $/customer min | 0.54769 | mins | 0 | 0 | 0 | 0 | 0 | 0 | 0 | 0 | 0 | 0 | 0 | 0 | 0 | 0 | 0 | 0 | 0 | 0 | 0 | 0 | 0 | 0 | 0 | 0 | 0
| Communication | $/customer | 0 | customers | 0 | 0 | 0 | 0 | 0 | 0 | 0 | 0 | 0 | 0 | 0 | 0 | 0 | 0 | 0 | 0 | 0 | 0 | 0 | 0 | 0 | 0 | 0 | 0 | 0
| Information accessibility | $/customer | 0 | customers | 0 | 0 | 0 | 0 | 0 | 0 | 0 | 0 | 0 | 0 | 0 | 0 | 0 | 0 | 0 | 0 | 0 | 0 | 0 | 0 | 0 | 0 | 0 | 0 | 0
| Other benefits 1 |  |  | 2023-12-31 | 0 | 0 | 0 | 0 | 0 | 0 | 0 | 0 | 0 | 0 | 0 | 0 | 0 | 0 | 0 | 0 | 0 | 0 | 0 | 0 | 0 | 0 | 0 | 0 | 0
| Other benefits 2 |  |  | 2023-12-31 | 0 | 0 | 0 | 0 | 0 | 0 | 0 | 0 | 0 | 0 | 0 | 0 | 0 | 0 | 0 | 0 | 0 | 0 | 0 | 0 | 0 | 0 | 0 | 0 | 0
| Total other benefits |  |  | 2023-12-31 | 0 | 0 | 0 | 0 | 0 | 0 | 0 | 0 | 0 | 0 | 0 | 0 | 0 | 0 | 0 | 0 | 0 | 0 | 0 | 0 | 0 | 0 | 0 | 0 | 0
SUMMARY
| Risks mitigated vs base case |  |  | 2023-12-31 | 0 | 51550.5928 | 54309.5609 | 57111.6765 | 59722.2464 | 62455.9627 | 65628.5947 | 69288.4337 | 72318.1633 | 74088.9675 | 75879.0272 | 77688.2909 | 79516.7089 | 81364.2329 | 83230.8162 | 85116.4138 | 87020.9817 | 88944.4777 | 90886.8607 | 92848.091 | 94828.1303 | 96826.9413 | 98798.3058 | 100787.9706 | 102795.9035
Capital expenditure
| Refurbish 1 transformer |  |  | 2023-12-31 | -500000 | 0 | 0 | 0 | 0 | 0 | 0 | 0 | 0 | 0 | 0 | 0 | 0 | 0 | 0 | 0 | 0 | 0 | 0 | 0 | 0 | 0 | 0 | 0 | 0
| 0 |  |  | 2023-12-31 | 0 | 0 | 0 | 0 | 0 | 0 | 0 | 0 | 0 | 0 | 0 | 0 | 0 | 0 | 0 | 0 | 0 | 0 | 0 | 0 | 0 | 0 | 0 | 0 | 0
| 0 |  |  | 2023-12-31 | 0 | 0 | 0 | 0 | 0 | 0 | 0 | 0 | 0 | 0 | 0 | 0 | 0 | 0 | 0 | 0 | 0 | 0 | 0 | 0 | 0 | 0 | 0 | 0 | 0
Cumulative capex
| Refurbish 1 transformer |  |  | 2023-12-31 | -500000 | -500000 | -500000 | -500000 | -500000 | -500000 | -500000 | -500000 | -500000 | -500000 | 0 | 0 | 0 | 0 | 0 | 0 | 0 | 0 | 0 | 0 | 0 | 0 | 0 | 0 | 0
| 0 |  |  | 2023-12-31 | 0 | 0 | 0 | 0 | 0 | 0 | 0 | 0 | 0 | 0 | 0 | 0 | 0 | 0 | 0 | 0 | 0 | 0 | 0 | 0 | 0 | 0 | 0 | 0 | 0
| 0 |  |  | 2023-12-31 | 0 | 0 | 0 | 0 | 0 | 0 | 0 | 0 | 0 | 0 | 0 | 0 | 0 | 0 | 0 | 0 | 0 | 0 | 0 | 0 | 0 | 0 | 0 | 0 | 0
Annualised capex
| Annualised capex - Refurbish 1 transformer |  |  | 2023-12-31 | 0 | -60120.6839 | -60120.6839 | -60120.6839 | -60120.6839 | -60120.6839 | -60120.6839 | -60120.6839 | -60120.6839 | -60120.6839 | -60120.6839 | 0 | 0 | 0 | 0 | 0 | 0 | 0 | 0 | 0 | 0 | 0 | 0 | 0 | 0
| Annualised capex - |  |  | 2023-12-31 | 0 | 0 | 0 | 0 | 0 | 0 | 0 | 0 | 0 | 0 | 0 | 0 | 0 | 0 | 0 | 0 | 0 | 0 | 0 | 0 | 0 | 0 | 0 | 0 | 0
| Annualised capex - |  |  | 2023-12-31 | 0 | 0 | 0 | 0 | 0 | 0 | 0 | 0 | 0 | 0 | 0 | 0 | 0 | 0 | 0 | 0 | 0 | 0 | 0 | 0 | 0 | 0 | 0 | 0 | 0
| Total annualised capex |  |  | 2023-12-31 | 0 | -60120.6839 | -60120.6839 | -60120.6839 | -60120.6839 | -60120.6839 | -60120.6839 | -60120.6839 | -60120.6839 | -60120.6839 | -60120.6839 | 0 | 0 | 0 | 0 | 0 | 0 | 0 | 0 | 0 | 0 | 0 | 0 | 0 | 0
| Annualised capex |  |  | 2023-12-31 | 0 | -60120.6839 | -60120.6839 | -60120.6839 | -60120.6839 | -60120.6839 | -60120.6839 | -60120.6839 | -60120.6839 | -60120.6839 | -60120.6839 | 0 | 0 | 0 | 0 | 0 | 0 | 0 | 0 | 0 | 0 | 0 | 0 | 0 | 0
| Operating expenditure |  |  | 2023-12-31 | 0 | 0 | 0 | 0 | 0 | 0 | 0 | 0 | 0 | 0 | 0 | 0 | 0 | 0 | 0 | 0 | 0 | 0 | 0 | 0 | 0 | 0 | 0 | 0 | 0
| Risk mitigated |  |  | 2023-12-31 | 0 | 51550.5928 | 54309.5609 | 57111.6765 | 59722.2464 | 62455.9627 | 65628.5947 | 69288.4337 | 72318.1633 | 74088.9675 | 75879.0272 | 77688.2909 | 79516.7089 | 81364.2329 | 83230.8162 | 85116.4138 | 87020.9817 | 88944.4777 | 90886.8607 | 92848.091 | 94828.1303 | 96826.9413 | 98798.3058 | 100787.9706 | 102795.9035
| Other benefits value |  |  | 2023-12-31 | 0 | 0 | 0 | 0 | 0 | 0 | 0 | 0 | 0 | 0 | 0 | 0 | 0 | 0 | 0 | 0 | 0 | 0 | 0 | 0 | 0 | 0 | 0 | 0 | 0
| Net benefits |  |  | 2023-12-31 | 0 | -8570.0912 | -5811.1231 | -3009.0074 | -398.4375 | 2335.2788 | 5507.9107 | 9167.7498 | 12197.4794 | 13968.2836 | 15758.3433 | 77688.2909 | 79516.7089 | 81364.2329 | 83230.8162 | 85116.4138 | 87020.9817 | 88944.4777 | 90886.8607 | 92848.091 | 94828.1303 | 96826.9413 | 98798.3058 | 100787.9706 | 102795.9035
| First capex year |  |  | 1
| First year |  |  | 1
SENSITIVITIES
NPV | Net benefits |  |  | Option 3NPV | 0 | -8570.0912 | -5811.1231 | -3009.0074 | -398.4375 | 2335.2788 | 5507.9107 | 9167.7498 | 12197.4794 | 13968.2836 | 15758.3433 | 77688.2909 | 79516.7089 | 81364.2329 | 83230.8162 | 85116.4138 | 87020.9817 | 88944.4777 | 90886.8607 | 92848.091 | 94828.1303 | 96826.9413 | 98798.3058 | 100787.9706 | 102795.9035
| Total annualised capex |  |  |  | 0 | -60120.6839 | -60120.6839 | -60120.6839 | -60120.6839 | -60120.6839 | -60120.6839 | -60120.6839 | -60120.6839 | -60120.6839 | -60120.6839 | 0 | 0 | 0 | 0 | 0 | 0 | 0 | 0 | 0 | 0 | 0 | 0 | 0 | 0
| Total benefits |  |  |  | 0 | 51550.5928 | 54309.5609 | 57111.6765 | 59722.2464 | 62455.9627 | 65628.5947 | 69288.4337 | 72318.1633 | 74088.9675 | 75879.0272 | 77688.2909 | 79516.7089 | 81364.2329 | 83230.8162 | 85116.4138 | 87020.9817 | 88944.4777 | 90886.8607 | 92848.091 | 94828.1303 | 96826.9413 | 98798.3058 | 100787.9706 | 102795.9035
|  | Capex | Total benefits
sens1 | Capex 10% higher | 10% | 0% | Option 3sens1 | 0 | -14582.1596 | -11823.1915 | -9021.0758 | -6410.5059 | -3676.7896 | -504.1576 | 3155.6814 | 6185.411 | 7956.2152 | 9746.2749 | 77688.2909 | 79516.7089 | 81364.2329 | 83230.8162 | 85116.4138 | 87020.9817 | 88944.4777 | 90886.8607 | 92848.091 | 94828.1303 | 96826.9413 | 98798.3058 | 100787.9706 | 102795.9035
sens2 | Capex 10% lower | -10% | 0% | Option 3sens2 | 0 | -2558.0228 | 200.9453 | 3003.061 | 5613.6309 | 8347.3472 | 11519.9791 | 15179.8182 | 18209.5478 | 19980.352 | 21770.4117 | 77688.2909 | 79516.7089 | 81364.2329 | 83230.8162 | 85116.4138 | 87020.9817 | 88944.4777 | 90886.8607 | 92848.091 | 94828.1303 | 96826.9413 | 98798.3058 | 100787.9706 | 102795.9035
sens3 | Total benefits 10% higher | 0% | 10% | Option 3sens3 | 0 | -3415.0319 | -380.167 | 2702.1603 | 5573.7871 | 8580.875 | 12070.7702 | 16096.5932 | 19429.2957 | 21377.1804 | 23346.246 | 85457.12 | 87468.3798 | 89500.6562 | 91553.8979 | 93628.0552 | 95723.0799 | 97838.9255 | 99975.5467 | 102132.9001 | 104310.9433 | 106509.6354 | 108678.1364 | 110866.7677 | 113075.4939
sens4 | Total benefits 10% lower | 0% | -10% | Option 3sens4 | 0 | -13725.1504 | -11242.0792 | -8720.175 | -6370.6622 | -3910.3175 | -1054.9487 | 2238.9064 | 4965.663 | 6559.3868 | 8170.4406 | 69919.4618 | 71565.038 | 73227.8096 | 74907.7346 | 76604.7724 | 78318.8835 | 80050.0299 | 81798.1746 | 83563.2819 | 85345.3172 | 87144.2472 | 88918.4753 | 90709.1736 | 92516.3132
sens5 | Capex 10% higher & Total benefits 10% lower | 10% | -10% | Option 3sens5 | 0 | -19737.2188 | -17254.1475 | -14732.2434 | -12382.7306 | -9922.3859 | -7067.0171 | -3773.162 | -1046.4054 | 547.3185 | 2158.3722 | 69919.4618 | 71565.038 | 73227.8096 | 74907.7346 | 76604.7724 | 78318.8835 | 80050.0299 | 81798.1746 | 83563.2819 | 85345.3172 | 87144.2472 | 88918.4753 | 90709.1736 | 92516.3132
sens | 0 | 0% | 0% | Option 3sens | 0 | -8570.0912 | -5811.1231 | -3009.0074 | -398.4375 | 2335.2788 | 5507.9107 | 9167.7498 | 12197.4794 | 13968.2836 | 15758.3433 | 77688.2909 | 79516.7089 | 81364.2329 | 83230.8162 | 85116.4138 | 87020.9817 | 88944.4777 | 90886.8607 | 92848.091 | 94828.1303 | 96826.9413 | 98798.3058 | 100787.9706 | 102795.9035
sens | 0 | 0% | 0% | Option 3sens | 0 | -8570.0912 | -5811.1231 | -3009.0074 | -398.4375 | 2335.2788 | 5507.9107 | 9167.7498 | 12197.4794 | 13968.2836 | 15758.3433 | 77688.2909 | 79516.7089 | 81364.2329 | 83230.8162 | 85116.4138 | 87020.9817 | 88944.4777 | 90886.8607 | 92848.091 | 94828.1303 | 96826.9413 | 98798.3058 | 100787.9706 | 102795.9035
sens | 0 | 0% | 0% | Option 3sens | 0 | -8570.0912 | -5811.1231 | -3009.0074 | -398.4375 | 2335.2788 | 5507.9107 | 9167.7498 | 12197.4794 | 13968.2836 | 15758.3433 | 77688.2909 | 79516.7089 | 81364.2329 | 83230.8162 | 85116.4138 | 87020.9817 | 88944.4777 | 90886.8607 | 92848.091 | 94828.1303 | 96826.9413 | 98798.3058 | 100787.9706 | 102795.9035

## Option4
CitiPower
NC transformer replacement
OPTION 4 | 0
Not used
Count |  |  |  |  | 1 | 2 | 3 | 4 | 5 | 6 | 7 | 8 | 9 | 10 | 11 | 12 | 13 | 14 | 15 | 16 | 17 | 18 | 19 | 20 | 21 | 22 | 23 | 24 | 25
Value of CO2 reductions |  |  |  | $/MWh | 24.7305 | 22.3407 | 20.1963 | 18.0629 | 15.9134 | 13.7151 | 13.7151 | 13.7151 | 13.7151 | 13.7151 | 13.7151 | 13.7151 | 13.7151 | 13.7151 | 13.7151 | 13.7151 | 13.7151 | 13.7151 | 13.7151 | 13.7151 | 13.7151 | 13.7151 | 13.7151 | 13.7151 | 13.7151
|  |  |  | Units | 2026-27 | 2027-28 | 2028-29 | 2029-30 | 2030-31 | 2031-32 | 2032-33 | 2033-34 | 2034-35 | 2035-36 | 2036-37 | 2037-38 | 2038-39 | 2039-40 | 2040-41 | 2041-42 | 2042-43 | 2043-44 | 2044-45 | 2045-46 | 2046-47 | 2047-48 | 2048-49 | 2049-50 | 2050-51
INVESTMENT & OPERATING COST
| Capex |  | Asset life (yrs)
| < Enter description > |  | 0 | 2023-12-31 | 0 | 0 | 0 | 0 | 0 | 0 | 0 | 0 | 0 | 0 | 0 | 0 | 0 | 0 | 0 | 0 | 0 | 0 | 0 | 0 | 0 | 0 | 0 | 0 | 0
| < Enter description > |  | 0 | 2023-12-31 | 0 | 0 | 0 | 0 | 0 | 0 | 0 | 0 | 0 | 0 | 0 | 0 | 0 | 0 | 0 | 0 | 0 | 0 | 0 | 0 | 0 | 0 | 0 | 0 | 0
| < Enter description > |  | 0 | 2023-12-31 | 0 | 0 | 0 | 0 | 0 | 0 | 0 | 0 | 0 | 0 | 0 | 0 | 0 | 0 | 0 | 0 | 0 | 0 | 0 | 0 | 0 | 0 | 0 | 0 | 0
| Capital expenditure |  |  | 2023-12-31 | 0 | 0 | 0 | 0 | 0 | 0 | 0 | 0 | 0 | 0 | 0 | 0 | 0 | 0 | 0 | 0 | 0 | 0 | 0 | 0 | 0 | 0 | 0 | 0 | 0
| Operating expenditure |  |  | 2023-12-31 | 0 | 0 | 0 | 0 | 0 | 0 | 0 | 0 | 0 | 0 | 0 | 0 | 0 | 0 | 0 | 0 | 0 | 0 | 0 | 0 | 0 | 0 | 0 | 0 | 0
RISK ASSUMPTIONS
| PoF (major) |  |  |  | 0 | 0 | 0 | 0 | 0 | 0 | 0 | 0 | 0 | 0 | 0 | 0 | 0 | 0 | 0 | 0 | 0 | 0 | 0 | 0 | 0 | 0 | 0 | 0 | 0
| PoF (reparable) |  |  |  | 0 | 0 | 0 | 0 | 0 | 0 | 0 | 0 | 0 | 0 | 0 | 0 | 0 | 0 | 0 | 0 | 0 | 0 | 0 | 0 | 0 | 0 | 0 | 0 | 0
| Energy at risk (weighted) |  |  | MWh | 0 | 0 | 0 | 0 | 0 | 0 | 0 | 0 | 0 | 0 | 0 | 0 | 0 | 0 | 0 | 0 | 0 | 0 | 0 | 0 | 0 | 0 | 0 | 0 | 0
| Energy at risk value | $/MWh | 35890.6966 | 2023-12-31 | 0 | 0 | 0 | 0 | 0 | 0 | 0 | 0 | 0 | 0 | 0 | 0 | 0 | 0 | 0 | 0 | 0 | 0 | 0 | 0 | 0 | 0 | 0 | 0 | 0
| Safety consequence | (after DF) |  | 2023-12-31 | 0 | 0 | 0 | 0 | 0 | 0 | 0 | 0 | 0 | 0 | 0 | 0 | 0 | 0 | 0 | 0 | 0 | 0 | 0 | 0 | 0 | 0 | 0 | 0 | 0
| Unplanned replacements |  |  | 2023-12-31 | 0 | 0 | 0 | 0 | 0 | 0 | 0 | 0 | 0 | 0 | 0 | 0 | 0 | 0 | 0 | 0 | 0 | 0 | 0 | 0 | 0 | 0 | 0 | 0 | 0
| Environmental consequence | (after DF) |  | 2023-12-31 | 0 | 0 | 0 | 0 | 0 | 0 | 0 | 0 | 0 | 0 | 0 | 0 | 0 | 0 | 0 | 0 | 0 | 0 | 0 | 0 | 0 | 0 | 0 | 0 | 0
| < Other risk - enter description > |  |  | 2023-12-31 | 0 | 0 | 0 | 0 | 0 | 0 | 0 | 0 | 0 | 0 | 0 | 0 | 0 | 0 | 0 | 0 | 0 | 0 | 0 | 0 | 0 | 0 | 0 | 0 | 0
| < Other risk - enter description > |  |  | 2023-12-31 | 0 | 0 | 0 | 0 | 0 | 0 | 0 | 0 | 0 | 0 | 0 | 0 | 0 | 0 | 0 | 0 | 0 | 0 | 0 | 0 | 0 | 0 | 0 | 0 | 0
| Total risk cost |  |  |  | 0 | 0 | 0 | 0 | 0 | 0 | 0 | 0 | 0 | 0 | 0 | 0 | 0 | 0 | 0 | 0 | 0 | 0 | 0 | 0 | 0 | 0 | 0 | 0 | 0
OTHER BENEFITS
| Reduction in CO2 emissions |  |  | MWh | 0 | 0 | 0 | 0 | 0 | 0 | 0 | 0 | 0 | 0 | 0 | 0 | 0 | 0 | 0 | 0 | 0 | 0 | 0 | 0 | 0 | 0 | 0 | 0 | 0
| Value of reduction in CO2 emissions |  |  | $ | 0 | 0 | 0 | 0 | 0 | 0 | 0 | 0 | 0 | 0 | 0 | 0 | 0 | 0 | 0 | 0 | 0 | 0 | 0 | 0 | 0 | 0 | 0 | 0 | 0
| Reliability in worst-served areas | $/MWh | 0 | MWh | 0 | 0 | 0 | 0 | 0 | 0 | 0 | 0 | 0 | 0 | 0 | 0 | 0 | 0 | 0 | 0 | 0 | 0 | 0 | 0 | 0 | 0 | 0 | 0 | 0
| Network resilience | $/MWh | 0 | MWh | 0 | 0 | 0 | 0 | 0 | 0 | 0 | 0 | 0 | 0 | 0 | 0 | 0 | 0 | 0 | 0 | 0 | 0 | 0 | 0 | 0 | 0 | 0 | 0 | 0
| Enabling solar exports | $/MWh | 4220.9954 | MWh | 0 | 0 | 0 | 0 | 0 | 0 | 0 | 0 | 0 | 0 | 0 | 0 | 0 | 0 | 0 | 0 | 0 | 0 | 0 | 0 | 0 | 0 | 0 | 0 | 0
| Aesthetics | $/customer | 0 | customers | 0 | 0 | 0 | 0 | 0 | 0 | 0 | 0 | 0 | 0 | 0 | 0 | 0 | 0 | 0 | 0 | 0 | 0 | 0 | 0 | 0 | 0 | 0 | 0 | 0
| Customer value of time (res) | $/customer min | 0.54769 | mins | 0 | 0 | 0 | 0 | 0 | 0 | 0 | 0 | 0 | 0 | 0 | 0 | 0 | 0 | 0 | 0 | 0 | 0 | 0 | 0 | 0 | 0 | 0 | 0 | 0
| Customer value of time (bus) | $/customer min | 0.54769 | mins | 0 | 0 | 0 | 0 | 0 | 0 | 0 | 0 | 0 | 0 | 0 | 0 | 0 | 0 | 0 | 0 | 0 | 0 | 0 | 0 | 0 | 0 | 0 | 0 | 0
| Communication | $/customer | 0 | customers | 0 | 0 | 0 | 0 | 0 | 0 | 0 | 0 | 0 | 0 | 0 | 0 | 0 | 0 | 0 | 0 | 0 | 0 | 0 | 0 | 0 | 0 | 0 | 0 | 0
| Information accessibility | $/customer | 0 | customers | 0 | 0 | 0 | 0 | 0 | 0 | 0 | 0 | 0 | 0 | 0 | 0 | 0 | 0 | 0 | 0 | 0 | 0 | 0 | 0 | 0 | 0 | 0 | 0 | 0
| Other benefits 1 |  |  | 2023-12-31 | 0 | 0 | 0 | 0 | 0 | 0 | 0 | 0 | 0 | 0 | 0 | 0 | 0 | 0 | 0 | 0 | 0 | 0 | 0 | 0 | 0 | 0 | 0 | 0 | 0
| Other benefits 2 |  |  | 2023-12-31 | 0 | 0 | 0 | 0 | 0 | 0 | 0 | 0 | 0 | 0 | 0 | 0 | 0 | 0 | 0 | 0 | 0 | 0 | 0 | 0 | 0 | 0 | 0 | 0 | 0
| Total other benefits |  |  | 2023-12-31 | 0 | 0 | 0 | 0 | 0 | 0 | 0 | 0 | 0 | 0 | 0 | 0 | 0 | 0 | 0 | 0 | 0 | 0 | 0 | 0 | 0 | 0 | 0 | 0 | 0
SUMMARY
| Risks mitigated vs base case |  |  | 2023-12-31 | 0 | 0 | 0 | 0 | 0 | 0 | 0 | 0 | 0 | 0 | 0 | 0 | 0 | 0 | 0 | 0 | 0 | 0 | 0 | 0 | 0 | 0 | 0 | 0 | 0
Capital expenditure
| < Enter description > |  |  | 2023-12-31 | 0 | 0 | 0 | 0 | 0 | 0 | 0 | 0 | 0 | 0 | 0 | 0 | 0 | 0 | 0 | 0 | 0 | 0 | 0 | 0 | 0 | 0 | 0 | 0 | 0
| < Enter description > |  |  | 2023-12-31 | 0 | 0 | 0 | 0 | 0 | 0 | 0 | 0 | 0 | 0 | 0 | 0 | 0 | 0 | 0 | 0 | 0 | 0 | 0 | 0 | 0 | 0 | 0 | 0 | 0
| < Enter description > |  |  | 2023-12-31 | 0 | 0 | 0 | 0 | 0 | 0 | 0 | 0 | 0 | 0 | 0 | 0 | 0 | 0 | 0 | 0 | 0 | 0 | 0 | 0 | 0 | 0 | 0 | 0 | 0
Cumulative capex
| < Enter description > |  |  | 2023-12-31 | 0 | 0 | 0 | 0 | 0 | 0 | 0 | 0 | 0 | 0 | 0 | 0 | 0 | 0 | 0 | 0 | 0 | 0 | 0 | 0 | 0 | 0 | 0 | 0 | 0
| < Enter description > |  |  | 2023-12-31 | 0 | 0 | 0 | 0 | 0 | 0 | 0 | 0 | 0 | 0 | 0 | 0 | 0 | 0 | 0 | 0 | 0 | 0 | 0 | 0 | 0 | 0 | 0 | 0 | 0
| < Enter description > |  |  | 2023-12-31 | 0 | 0 | 0 | 0 | 0 | 0 | 0 | 0 | 0 | 0 | 0 | 0 | 0 | 0 | 0 | 0 | 0 | 0 | 0 | 0 | 0 | 0 | 0 | 0 | 0
Annualised capex
| Annualised capex - < Enter description > |  |  | 2023-12-31 | 0 | 0 | 0 | 0 | 0 | 0 | 0 | 0 | 0 | 0 | 0 | 0 | 0 | 0 | 0 | 0 | 0 | 0 | 0 | 0 | 0 | 0 | 0 | 0 | 0
| Annualised capex - < Enter description > |  |  | 2023-12-31 | 0 | 0 | 0 | 0 | 0 | 0 | 0 | 0 | 0 | 0 | 0 | 0 | 0 | 0 | 0 | 0 | 0 | 0 | 0 | 0 | 0 | 0 | 0 | 0 | 0
| Annualised capex - < Enter description > |  |  | 2023-12-31 | 0 | 0 | 0 | 0 | 0 | 0 | 0 | 0 | 0 | 0 | 0 | 0 | 0 | 0 | 0 | 0 | 0 | 0 | 0 | 0 | 0 | 0 | 0 | 0 | 0
| Total annualised capex |  |  | 2023-12-31 | 0 | 0 | 0 | 0 | 0 | 0 | 0 | 0 | 0 | 0 | 0 | 0 | 0 | 0 | 0 | 0 | 0 | 0 | 0 | 0 | 0 | 0 | 0 | 0 | 0
| Annualised capex |  |  | 2023-12-31 | 0 | 0 | 0 | 0 | 0 | 0 | 0 | 0 | 0 | 0 | 0 | 0 | 0 | 0 | 0 | 0 | 0 | 0 | 0 | 0 | 0 | 0 | 0 | 0 | 0
| Operating expenditure |  |  | 2023-12-31 | 0 | 0 | 0 | 0 | 0 | 0 | 0 | 0 | 0 | 0 | 0 | 0 | 0 | 0 | 0 | 0 | 0 | 0 | 0 | 0 | 0 | 0 | 0 | 0 | 0
| Risk mitigated |  |  | 2023-12-31 | 0 | 0 | 0 | 0 | 0 | 0 | 0 | 0 | 0 | 0 | 0 | 0 | 0 | 0 | 0 | 0 | 0 | 0 | 0 | 0 | 0 | 0 | 0 | 0 | 0
| Other benefits value |  |  | 2023-12-31 | 0 | 0 | 0 | 0 | 0 | 0 | 0 | 0 | 0 | 0 | 0 | 0 | 0 | 0 | 0 | 0 | 0 | 0 | 0 | 0 | 0 | 0 | 0 | 0 | 0
| Net benefits |  |  | 2023-12-31 | 0 | 0 | 0 | 0 | 0 | 0 | 0 | 0 | 0 | 0 | 0 | 0 | 0 | 0 | 0 | 0 | 0 | 0 | 0 | 0 | 0 | 0 | 0 | 0 | 0
| First capex year |  |  | 0
| First year |  |  | Not used
SENSITIVITIES
NPV | Net benefits |  |  | Option 4NPV | 0 | 0 | 0 | 0 | 0 | 0 | 0 | 0 | 0 | 0 | 0 | 0 | 0 | 0 | 0 | 0 | 0 | 0 | 0 | 0 | 0 | 0 | 0 | 0 | 0
| Total annualised capex |  |  |  | 0 | 0 | 0 | 0 | 0 | 0 | 0 | 0 | 0 | 0 | 0 | 0 | 0 | 0 | 0 | 0 | 0 | 0 | 0 | 0 | 0 | 0 | 0 | 0 | 0
| Total benefits |  |  |  | 0 | 0 | 0 | 0 | 0 | 0 | 0 | 0 | 0 | 0 | 0 | 0 | 0 | 0 | 0 | 0 | 0 | 0 | 0 | 0 | 0 | 0 | 0 | 0 | 0
|  | Capex | Total benefits
sens1 | Capex 10% higher | 10% | 0% | Option 4sens1 | 0 | 0 | 0 | 0 | 0 | 0 | 0 | 0 | 0 | 0 | 0 | 0 | 0 | 0 | 0 | 0 | 0 | 0 | 0 | 0 | 0 | 0 | 0 | 0 | 0
sens2 | Capex 10% lower | -10% | 0% | Option 4sens2 | 0 | 0 | 0 | 0 | 0 | 0 | 0 | 0 | 0 | 0 | 0 | 0 | 0 | 0 | 0 | 0 | 0 | 0 | 0 | 0 | 0 | 0 | 0 | 0 | 0
sens3 | Total benefits 10% higher | 0% | 10% | Option 4sens3 | 0 | 0 | 0 | 0 | 0 | 0 | 0 | 0 | 0 | 0 | 0 | 0 | 0 | 0 | 0 | 0 | 0 | 0 | 0 | 0 | 0 | 0 | 0 | 0 | 0
sens4 | Total benefits 10% lower | 0% | -10% | Option 4sens4 | 0 | 0 | 0 | 0 | 0 | 0 | 0 | 0 | 0 | 0 | 0 | 0 | 0 | 0 | 0 | 0 | 0 | 0 | 0 | 0 | 0 | 0 | 0 | 0 | 0
sens5 | Capex 10% higher & Total benefits 10% lower | 10% | -10% | Option 4sens5 | 0 | 0 | 0 | 0 | 0 | 0 | 0 | 0 | 0 | 0 | 0 | 0 | 0 | 0 | 0 | 0 | 0 | 0 | 0 | 0 | 0 | 0 | 0 | 0 | 0
sens | 0 | 0% | 0% | Option 4sens | 0 | 0 | 0 | 0 | 0 | 0 | 0 | 0 | 0 | 0 | 0 | 0 | 0 | 0 | 0 | 0 | 0 | 0 | 0 | 0 | 0 | 0 | 0 | 0 | 0
sens | 0 | 0% | 0% | Option 4sens | 0 | 0 | 0 | 0 | 0 | 0 | 0 | 0 | 0 | 0 | 0 | 0 | 0 | 0 | 0 | 0 | 0 | 0 | 0 | 0 | 0 | 0 | 0 | 0 | 0
sens | 0 | 0% | 0% | Option 4sens | 0 | 0 | 0 | 0 | 0 | 0 | 0 | 0 | 0 | 0 | 0 | 0 | 0 | 0 | 0 | 0 | 0 | 0 | 0 | 0 | 0 | 0 | 0 | 0 | 0

## Option5
CitiPower
NC transformer replacement
OPTION 5 | 0
Not used
Count |  |  |  |  | 1 | 2 | 3 | 4 | 5 | 6 | 7 | 8 | 9 | 10 | 11 | 12 | 13 | 14 | 15 | 16 | 17 | 18 | 19 | 20 | 21 | 22 | 23 | 24 | 25
Value of CO2 reductions |  |  |  | $/MWh | 24.7305 | 22.3407 | 20.1963 | 18.0629 | 15.9134 | 13.7151 | 13.7151 | 13.7151 | 13.7151 | 13.7151 | 13.7151 | 13.7151 | 13.7151 | 13.7151 | 13.7151 | 13.7151 | 13.7151 | 13.7151 | 13.7151 | 13.7151 | 13.7151 | 13.7151 | 13.7151 | 13.7151 | 13.7151
|  |  |  | Units | 2026-27 | 2027-28 | 2028-29 | 2029-30 | 2030-31 | 2031-32 | 2032-33 | 2033-34 | 2034-35 | 2035-36 | 2036-37 | 2037-38 | 2038-39 | 2039-40 | 2040-41 | 2041-42 | 2042-43 | 2043-44 | 2044-45 | 2045-46 | 2046-47 | 2047-48 | 2048-49 | 2049-50 | 2050-51
INVESTMENT & OPERATING COST
| Capex |  | Asset life (yrs)
| < Enter description > |  | 0 | 2023-12-31 | 0 | 0 | 0 | 0 | 0 | 0 | 0 | 0 | 0 | 0 | 0 | 0 | 0 | 0 | 0 | 0 | 0 | 0 | 0 | 0 | 0 | 0 | 0 | 0 | 0
| < Enter description > |  | 0 | 2023-12-31 | 0 | 0 | 0 | 0 | 0 | 0 | 0 | 0 | 0 | 0 | 0 | 0 | 0 | 0 | 0 | 0 | 0 | 0 | 0 | 0 | 0 | 0 | 0 | 0 | 0
| < Enter description > |  | 0 | 2023-12-31 | 0 | 0 | 0 | 0 | 0 | 0 | 0 | 0 | 0 | 0 | 0 | 0 | 0 | 0 | 0 | 0 | 0 | 0 | 0 | 0 | 0 | 0 | 0 | 0 | 0
| Capital expenditure |  |  | 2023-12-31 | 0 | 0 | 0 | 0 | 0 | 0 | 0 | 0 | 0 | 0 | 0 | 0 | 0 | 0 | 0 | 0 | 0 | 0 | 0 | 0 | 0 | 0 | 0 | 0 | 0
| Operating expenditure |  |  | 2023-12-31 | 0 | 0 | 0 | 0 | 0 | 0 | 0 | 0 | 0 | 0 | 0 | 0 | 0 | 0 | 0 | 0 | 0 | 0 | 0 | 0 | 0 | 0 | 0 | 0 | 0
RISK ASSUMPTIONS
| PoF (major) |  |  |  | 0 | 0 | 0 | 0 | 0 | 0 | 0 | 0 | 0 | 0 | 0 | 0 | 0 | 0 | 0 | 0 | 0 | 0 | 0 | 0 | 0 | 0 | 0 | 0 | 0
| PoF (reparable) |  |  |  | 0 | 0 | 0 | 0 | 0 | 0 | 0 | 0 | 0 | 0 | 0 | 0 | 0 | 0 | 0 | 0 | 0 | 0 | 0 | 0 | 0 | 0 | 0 | 0 | 0
| Energy at risk (weighted) |  |  | MWh | 0 | 0 | 0 | 0 | 0 | 0 | 0 | 0 | 0 | 0 | 0 | 0 | 0 | 0 | 0 | 0 | 0 | 0 | 0 | 0 | 0 | 0 | 0 | 0 | 0
| Energy at risk value | $/MWh | 35890.6966 | 2023-12-31 | 0 | 0 | 0 | 0 | 0 | 0 | 0 | 0 | 0 | 0 | 0 | 0 | 0 | 0 | 0 | 0 | 0 | 0 | 0 | 0 | 0 | 0 | 0 | 0 | 0
| Safety consequence | (after DF) |  | 2023-12-31 | 0 | 0 | 0 | 0 | 0 | 0 | 0 | 0 | 0 | 0 | 0 | 0 | 0 | 0 | 0 | 0 | 0 | 0 | 0 | 0 | 0 | 0 | 0 | 0 | 0
| Unplanned replacements |  |  | 2023-12-31 | 0 | 0 | 0 | 0 | 0 | 0 | 0 | 0 | 0 | 0 | 0 | 0 | 0 | 0 | 0 | 0 | 0 | 0 | 0 | 0 | 0 | 0 | 0 | 0 | 0
| Environmental consequence | (after DF) |  | 2023-12-31 | 0 | 0 | 0 | 0 | 0 | 0 | 0 | 0 | 0 | 0 | 0 | 0 | 0 | 0 | 0 | 0 | 0 | 0 | 0 | 0 | 0 | 0 | 0 | 0 | 0
| < Other risk - enter description > |  |  | 2023-12-31 | 0 | 0 | 0 | 0 | 0 | 0 | 0 | 0 | 0 | 0 | 0 | 0 | 0 | 0 | 0 | 0 | 0 | 0 | 0 | 0 | 0 | 0 | 0 | 0 | 0
| < Other risk - enter description > |  |  | 2023-12-31 | 0 | 0 | 0 | 0 | 0 | 0 | 0 | 0 | 0 | 0 | 0 | 0 | 0 | 0 | 0 | 0 | 0 | 0 | 0 | 0 | 0 | 0 | 0 | 0 | 0
| Total risk cost |  |  |  | 0 | 0 | 0 | 0 | 0 | 0 | 0 | 0 | 0 | 0 | 0 | 0 | 0 | 0 | 0 | 0 | 0 | 0 | 0 | 0 | 0 | 0 | 0 | 0 | 0
OTHER BENEFITS
| Reduction in CO2 emissions |  |  | MWh | 0 | 0 | 0 | 0 | 0 | 0 | 0 | 0 | 0 | 0 | 0 | 0 | 0 | 0 | 0 | 0 | 0 | 0 | 0 | 0 | 0 | 0 | 0 | 0 | 0
| Value of reduction in CO2 emissions |  |  | $ | 0 | 0 | 0 | 0 | 0 | 0 | 0 | 0 | 0 | 0 | 0 | 0 | 0 | 0 | 0 | 0 | 0 | 0 | 0 | 0 | 0 | 0 | 0 | 0 | 0
| Reliability in worst-served areas | $/MWh | 0 | MWh | 0 | 0 | 0 | 0 | 0 | 0 | 0 | 0 | 0 | 0 | 0 | 0 | 0 | 0 | 0 | 0 | 0 | 0 | 0 | 0 | 0 | 0 | 0 | 0 | 0
| Network resilience | $/MWh | 0 | MWh | 0 | 0 | 0 | 0 | 0 | 0 | 0 | 0 | 0 | 0 | 0 | 0 | 0 | 0 | 0 | 0 | 0 | 0 | 0 | 0 | 0 | 0 | 0 | 0 | 0
| Enabling solar exports | $/MWh | 4220.9954 | MWh | 0 | 0 | 0 | 0 | 0 | 0 | 0 | 0 | 0 | 0 | 0 | 0 | 0 | 0 | 0 | 0 | 0 | 0 | 0 | 0 | 0 | 0 | 0 | 0 | 0
| Aesthetics | $/customer | 0 | customers | 0 | 0 | 0 | 0 | 0 | 0 | 0 | 0 | 0 | 0 | 0 | 0 | 0 | 0 | 0 | 0 | 0 | 0 | 0 | 0 | 0 | 0 | 0 | 0 | 0
| Customer value of time (res) | $/customer min | 0.54769 | mins | 0 | 0 | 0 | 0 | 0 | 0 | 0 | 0 | 0 | 0 | 0 | 0 | 0 | 0 | 0 | 0 | 0 | 0 | 0 | 0 | 0 | 0 | 0 | 0 | 0
| Customer value of time (bus) | $/customer min | 0.54769 | mins | 0 | 0 | 0 | 0 | 0 | 0 | 0 | 0 | 0 | 0 | 0 | 0 | 0 | 0 | 0 | 0 | 0 | 0 | 0 | 0 | 0 | 0 | 0 | 0 | 0
| Communication | $/customer | 0 | customers | 0 | 0 | 0 | 0 | 0 | 0 | 0 | 0 | 0 | 0 | 0 | 0 | 0 | 0 | 0 | 0 | 0 | 0 | 0 | 0 | 0 | 0 | 0 | 0 | 0
| Information accessibility | $/customer | 0 | customers | 0 | 0 | 0 | 0 | 0 | 0 | 0 | 0 | 0 | 0 | 0 | 0 | 0 | 0 | 0 | 0 | 0 | 0 | 0 | 0 | 0 | 0 | 0 | 0 | 0
| Other benefits 1 |  |  | 2023-12-31 | 0 | 0 | 0 | 0 | 0 | 0 | 0 | 0 | 0 | 0 | 0 | 0 | 0 | 0 | 0 | 0 | 0 | 0 | 0 | 0 | 0 | 0 | 0 | 0 | 0
| Other benefits 2 |  |  | 2023-12-31 | 0 | 0 | 0 | 0 | 0 | 0 | 0 | 0 | 0 | 0 | 0 | 0 | 0 | 0 | 0 | 0 | 0 | 0 | 0 | 0 | 0 | 0 | 0 | 0 | 0
| Total other benefits |  |  | 2023-12-31 | 0 | 0 | 0 | 0 | 0 | 0 | 0 | 0 | 0 | 0 | 0 | 0 | 0 | 0 | 0 | 0 | 0 | 0 | 0 | 0 | 0 | 0 | 0 | 0 | 0
SUMMARY
| Risks mitigated vs base case |  |  | 2023-12-31 | 0 | 0 | 0 | 0 | 0 | 0 | 0 | 0 | 0 | 0 | 0 | 0 | 0 | 0 | 0 | 0 | 0 | 0 | 0 | 0 | 0 | 0 | 0 | 0 | 0
Capital expenditure
| < Enter description > |  |  | 2023-12-31 | 0 | 0 | 0 | 0 | 0 | 0 | 0 | 0 | 0 | 0 | 0 | 0 | 0 | 0 | 0 | 0 | 0 | 0 | 0 | 0 | 0 | 0 | 0 | 0 | 0
| < Enter description > |  |  | 2023-12-31 | 0 | 0 | 0 | 0 | 0 | 0 | 0 | 0 | 0 | 0 | 0 | 0 | 0 | 0 | 0 | 0 | 0 | 0 | 0 | 0 | 0 | 0 | 0 | 0 | 0
| < Enter description > |  |  | 2023-12-31 | 0 | 0 | 0 | 0 | 0 | 0 | 0 | 0 | 0 | 0 | 0 | 0 | 0 | 0 | 0 | 0 | 0 | 0 | 0 | 0 | 0 | 0 | 0 | 0 | 0
Cumulative capex
| < Enter description > |  |  | 2023-12-31 | 0 | 0 | 0 | 0 | 0 | 0 | 0 | 0 | 0 | 0 | 0 | 0 | 0 | 0 | 0 | 0 | 0 | 0 | 0 | 0 | 0 | 0 | 0 | 0 | 0
| < Enter description > |  |  | 2023-12-31 | 0 | 0 | 0 | 0 | 0 | 0 | 0 | 0 | 0 | 0 | 0 | 0 | 0 | 0 | 0 | 0 | 0 | 0 | 0 | 0 | 0 | 0 | 0 | 0 | 0
| < Enter description > |  |  | 2023-12-31 | 0 | 0 | 0 | 0 | 0 | 0 | 0 | 0 | 0 | 0 | 0 | 0 | 0 | 0 | 0 | 0 | 0 | 0 | 0 | 0 | 0 | 0 | 0 | 0 | 0
Annualised capex
| Annualised capex - < Enter description > |  |  | 2023-12-31 | 0 | 0 | 0 | 0 | 0 | 0 | 0 | 0 | 0 | 0 | 0 | 0 | 0 | 0 | 0 | 0 | 0 | 0 | 0 | 0 | 0 | 0 | 0 | 0 | 0
| Annualised capex - < Enter description > |  |  | 2023-12-31 | 0 | 0 | 0 | 0 | 0 | 0 | 0 | 0 | 0 | 0 | 0 | 0 | 0 | 0 | 0 | 0 | 0 | 0 | 0 | 0 | 0 | 0 | 0 | 0 | 0
| Annualised capex - < Enter description > |  |  | 2023-12-31 | 0 | 0 | 0 | 0 | 0 | 0 | 0 | 0 | 0 | 0 | 0 | 0 | 0 | 0 | 0 | 0 | 0 | 0 | 0 | 0 | 0 | 0 | 0 | 0 | 0
| Total annualised capex |  |  | 2023-12-31 | 0 | 0 | 0 | 0 | 0 | 0 | 0 | 0 | 0 | 0 | 0 | 0 | 0 | 0 | 0 | 0 | 0 | 0 | 0 | 0 | 0 | 0 | 0 | 0 | 0
| Annualised capex |  |  | 2023-12-31 | 0 | 0 | 0 | 0 | 0 | 0 | 0 | 0 | 0 | 0 | 0 | 0 | 0 | 0 | 0 | 0 | 0 | 0 | 0 | 0 | 0 | 0 | 0 | 0 | 0
| Operating expenditure |  |  | 2023-12-31 | 0 | 0 | 0 | 0 | 0 | 0 | 0 | 0 | 0 | 0 | 0 | 0 | 0 | 0 | 0 | 0 | 0 | 0 | 0 | 0 | 0 | 0 | 0 | 0 | 0
| Risk mitigated |  |  | 2023-12-31 | 0 | 0 | 0 | 0 | 0 | 0 | 0 | 0 | 0 | 0 | 0 | 0 | 0 | 0 | 0 | 0 | 0 | 0 | 0 | 0 | 0 | 0 | 0 | 0 | 0
| Other benefits value |  |  | 2023-12-31 | 0 | 0 | 0 | 0 | 0 | 0 | 0 | 0 | 0 | 0 | 0 | 0 | 0 | 0 | 0 | 0 | 0 | 0 | 0 | 0 | 0 | 0 | 0 | 0 | 0
| Net benefits |  |  | 2023-12-31 | 0 | 0 | 0 | 0 | 0 | 0 | 0 | 0 | 0 | 0 | 0 | 0 | 0 | 0 | 0 | 0 | 0 | 0 | 0 | 0 | 0 | 0 | 0 | 0 | 0
| First capex year |  |  | 0
| First year |  |  | Not used
SENSITIVITIES
NPV | Net benefits |  |  | Option 5NPV | 0 | 0 | 0 | 0 | 0 | 0 | 0 | 0 | 0 | 0 | 0 | 0 | 0 | 0 | 0 | 0 | 0 | 0 | 0 | 0 | 0 | 0 | 0 | 0 | 0
| Total annualised capex |  |  |  | 0 | 0 | 0 | 0 | 0 | 0 | 0 | 0 | 0 | 0 | 0 | 0 | 0 | 0 | 0 | 0 | 0 | 0 | 0 | 0 | 0 | 0 | 0 | 0 | 0
| Total benefits |  |  |  | 0 | 0 | 0 | 0 | 0 | 0 | 0 | 0 | 0 | 0 | 0 | 0 | 0 | 0 | 0 | 0 | 0 | 0 | 0 | 0 | 0 | 0 | 0 | 0 | 0
|  | Capex | Total benefits
sens1 | Capex 10% higher | 10% | 0% | Option 5sens1 | 0 | 0 | 0 | 0 | 0 | 0 | 0 | 0 | 0 | 0 | 0 | 0 | 0 | 0 | 0 | 0 | 0 | 0 | 0 | 0 | 0 | 0 | 0 | 0 | 0
sens2 | Capex 10% lower | -10% | 0% | Option 5sens2 | 0 | 0 | 0 | 0 | 0 | 0 | 0 | 0 | 0 | 0 | 0 | 0 | 0 | 0 | 0 | 0 | 0 | 0 | 0 | 0 | 0 | 0 | 0 | 0 | 0
sens3 | Total benefits 10% higher | 0% | 10% | Option 5sens3 | 0 | 0 | 0 | 0 | 0 | 0 | 0 | 0 | 0 | 0 | 0 | 0 | 0 | 0 | 0 | 0 | 0 | 0 | 0 | 0 | 0 | 0 | 0 | 0 | 0
sens4 | Total benefits 10% lower | 0% | -10% | Option 5sens4 | 0 | 0 | 0 | 0 | 0 | 0 | 0 | 0 | 0 | 0 | 0 | 0 | 0 | 0 | 0 | 0 | 0 | 0 | 0 | 0 | 0 | 0 | 0 | 0 | 0
sens5 | Capex 10% higher & Total benefits 10% lower | 10% | -10% | Option 5sens5 | 0 | 0 | 0 | 0 | 0 | 0 | 0 | 0 | 0 | 0 | 0 | 0 | 0 | 0 | 0 | 0 | 0 | 0 | 0 | 0 | 0 | 0 | 0 | 0 | 0
sens | 0 | 0% | 0% | Option 5sens | 0 | 0 | 0 | 0 | 0 | 0 | 0 | 0 | 0 | 0 | 0 | 0 | 0 | 0 | 0 | 0 | 0 | 0 | 0 | 0 | 0 | 0 | 0 | 0 | 0
sens | 0 | 0% | 0% | Option 5sens | 0 | 0 | 0 | 0 | 0 | 0 | 0 | 0 | 0 | 0 | 0 | 0 | 0 | 0 | 0 | 0 | 0 | 0 | 0 | 0 | 0 | 0 | 0 | 0 | 0
sens | 0 | 0% | 0% | Option 5sens | 0 | 0 | 0 | 0 | 0 | 0 | 0 | 0 | 0 | 0 | 0 | 0 | 0 | 0 | 0 | 0 | 0 | 0 | 0 | 0 | 0 | 0 | 0 | 0 | 0

## Consol
CitiPower
NC transformer replacement
CONSOLIDATED
Discount factor |  |  |  |  | 0 | 0.98295 | 0.94971 | 0.91759 | 0.88656 | 0.85658 | 0.82761 | 0.79963 | 0.77259 | 0.74646 | 0.72122 | 0.69683 | 0.67326 | 0.6505 | 0.6285 | 0.60725 | 0.58671 | 0.56687 | 0.5477 | 0.52918 | 0.51129 | 0.494 | 0.47729 | 0.46115 | 0.44556 | 0.43049
Count |  |  |  |  | 0 | 1 | 2 | 3 | 4 | 5 | 6 | 7 | 8 | 9 | 10 | 11 | 12 | 13 | 14 | 15 | 16 | 17 | 18 | 19 | 20 | 21 | 22 | 23 | 24 | 25
Analysis period |  |  |  |  | TRUE | TRUE | TRUE | TRUE | TRUE | TRUE | TRUE | TRUE | TRUE | TRUE | TRUE | TRUE | TRUE | TRUE | TRUE | TRUE | TRUE | TRUE | TRUE | TRUE | TRUE | FALSE | FALSE | FALSE | FALSE | FALSE
[5 empty] | 2026-06-30 | 2026-27 | 2027-28 | 2028-29 | 2029-30 | 2030-31 | 2031-32 | 2032-33 | 2033-34 | 2034-35 | 2035-36 | 2036-37 | 2037-38 | 2038-39 | 2039-40 | 2040-41 | 2041-42 | 2042-43 | 2043-44 | 2044-45 | 2045-46 | 2046-47 | 2047-48 | 2048-49 | 2049-50 | 2050-51
COSTS |  |  | PV
Option 1 (base case) | Energy at risk value | Option 1 (base case)Energy at risk value | 24905532.24 | 2026-06-30 |  | 956386.7969 | 1006464.4788 | 1065101.6215 | 1124647.6676 | 1180033.6006 | 1238057.856 | 1305536.9796 | 1383512.7372 | 1447855.3032 | 1484988.8743 | 1522517.0583 | 1560438.4951 | 1598751.8574 | 1637455.8495 | 1676549.2067 | 1716030.6939 | 1755899.105 | 1796153.2619 | 1836792.0139 | 1877814.2367 | 1919218.8317 | 1961004.7253 | 2003170.8683 | 2045716.2351 | 2088639.8231
Option 1 (base case) | Capital expenditure | Option 1 (base case)Capital expenditure | 0 | 2026-06-30 |  | 0 | 0 | 0 | 0 | 0 | 0 | 0 | 0 | 0 | 0 | 0 | 0 | 0 | 0 | 0 | 0 | 0 | 0 | 0 | 0 | 0 | 0 | 0 | 0 | 0
Option 1 (base case) | Total risk cost | Option 1 (base case)Total risk cost | 20951835.9879 | 2026-06-30 |  | 994295.9149 | 1045279.0629 | 1104832.2976 | 1165305.0091 | 1221628.1295 | 1280600.0438 | 1349037.2485 | 1427981.4609 | 1493302.8082 | 1531425.4406 | 1569952.9201 | 1608883.8421 | 1648216.8353 | 1687950.561 | 1728083.7121 | 1768615.0119 | 1809543.2136 | 1850867.0991 | 1892585.4781 | 1934697.1876 | 1977201.0909 | 2020096.077 | 2062262.2199 | 2104807.5867 | 2147731.1747
Option 1 (base case) |  | Option 1 (base case)
Option 1 (base case) | Annualised capex | Option 1 (base case)Annualised capex | 0 | 2026-06-30 |  | 0 | 0 | 0 | 0 | 0 | 0 | 0 | 0 | 0 | 0 | 0 | 0 | 0 | 0 | 0 | 0 | 0 | 0 | 0 | 0 | 0 | 0 | 0 | 0 | 0
Option 1 (base case) | Operating expenditure | Option 1 (base case)Operating expenditure | 0 | 2026-06-30 |  | 0 | 0 | 0 | 0 | 0 | 0 | 0 | 0 | 0 | 0 | 0 | 0 | 0 | 0 | 0 | 0 | 0 | 0 | 0 | 0 | 0 | 0 | 0 | 0 | 0
Option 1 (base case) | Risk mitigated | Option 1 (base case)Risk mitigated | 0 | 2026-06-30 |  | 0 | 0 | 0 | 0 | 0 | 0 | 0 | 0 | 0 | 0 | 0 | 0 | 0 | 0 | 0 | 0 | 0 | 0 | 0 | 0 | 0 | 0 | 0 | 0 | 0
Option 1 (base case) | Other benefits value | Option 1 (base case)Other benefits value | 0 | 2026-06-30 |  | 0 | 0 | 0 | 0 | 0 | 0 | 0 | 0 | 0 | 0 | 0 | 0 | 0 | 0 | 0 | 0 | 0 | 0 | 0 | 0 | 0 | 0 | 0 | 0 | 0
Option 1 (base case) | Net benefits | Option 1 (base case)Net benefits |  | 2026-06-30 |  | 0 | 0 | 0 | 0 | 0 | 0 | 0 | 0 | 0 | 0 | 0 | 0 | 0 | 0 | 0 | 0 | 0 | 0 | 0 | 0 | 0 | 0 | 0 | 0 | 0
Option 1 (base case) | NPV | Option 1 (base case)NPV | 0 | 2026-06-30
Option 1 (base case) | PV of costs | Option 1 (base case)PV of costs | 0 | 2026-06-30
Option 1 (base case) | PV of benefits | Option 1 (base case)PV of benefits | 0 | 2026-06-30
Option 2 | Energy at risk value | Option 2Energy at risk value | 6548665.211 | 2026-06-30 |  | 956386.7969 | 1006464.4788 | 32201.238 | 60446.1292 | 88310.5839 | 116745.0748 | 146869.826 | 179387.3739 | 211290.9238 | 239711.9015 | 268290.4675 | 297069.3726 | 326080.9688 | 355350.3031 | 384897.1216 | 414737.2199 | 444883.3842 | 475346.0646 | 506133.8694 | 537253.9344 | 568712.2044 | 600513.6506 | 632662.4412 | 665162.0763 | 698015.4971
Option 2 | Capital expenditure | Option 2Capital expenditure | -8219730.616 | 2026-06-30 |  | -5638449.9478 | -2819224.9739 | 0 | 0 | 0 | 0 | 0 | 0 | 0 | 0 | 0 | 0 | 0 | 0 | 0 | 0 | 0 | 0 | 0 | 0 | 0 | 0 | 0 | 0 | 0
Option 2 | Total risk cost | Option 2Total risk cost | 5445508.949 | 2026-06-30 |  | 994295.9149 | 1045279.0629 | 50054.9327 | 78797.4509 | 107179.661 | 136150.2427 | 166828.2922 | 199915.5366 | 232404.5567 | 261426.2729 | 290620.4237 | 320029.3987 | 349685.2352 | 379612.7015 | 409831.2947 | 440356.5848 | 471201.1526 | 502375.2594 | 533887.3394 | 565744.3665 | 0 | 0 | 0 | 0 | 0
Option 2 |  | Option 2
Option 2 | Annualised capex | Option 2Annualised capex | -4745067.3459 | 2026-06-30 |  | 0 | -240388.0375 | -360582.0562 | -360582.0562 | -360582.0562 | -360582.0562 | -360582.0562 | -360582.0562 | -360582.0562 | -360582.0562 | -360582.0562 | -360582.0562 | -360582.0562 | -360582.0562 | -360582.0562 | -360582.0562 | -360582.0562 | -360582.0562 | -360582.0562 | -360582.0562 | 0 | 0 | 0 | 0 | 0
Option 2 | Operating expenditure | Option 2Operating expenditure | 0 | 2026-06-30 |  | 0 | 0 | 0 | 0 | 0 | 0 | 0 | 0 | 0 | 0 | 0 | 0 | 0 | 0 | 0 | 0 | 0 | 0 | 0 | 0 | 0 | 0 | 0 | 0 | 0
Option 2 | Risk mitigated | Option 2Risk mitigated | 15506327.0389 | 2026-06-30 |  | 0 | 0 | 1054777.3649 | 1086507.5582 | 1114448.4685 | 1144449.8011 | 1182208.9563 | 1228065.9243 | 1260898.2515 | 1269999.1677 | 1279332.4965 | 1288854.4434 | 1298531.6001 | 1308337.8595 | 1318252.4174 | 1328258.4271 | 1338342.0611 | 1348491.8397 | 1358698.1387 | 1368952.8211 | 0 | 0 | 0 | 0 | 0
Option 2 | Other benefits value | Option 2Other benefits value | 0 | 2026-06-30 |  | 0 | 0 | 0 | 0 | 0 | 0 | 0 | 0 | 0 | 0 | 0 | 0 | 0 | 0 | 0 | 0 | 0 | 0 | 0 | 0 | 0 | 0 | 0 | 0 | 0
Option 2 | Net benefits | Option 2Net benefits |  | 2026-06-30 |  | 0 | -240388.0375 | 694195.3087 | 725925.502 | 753866.4123 | 783867.7449 | 821626.9 | 867483.8681 | 900316.1953 | 909417.1114 | 918750.4402 | 928272.3872 | 937949.5439 | 947755.8032 | 957670.3612 | 967676.3709 | 977760.0048 | 987909.7834 | 998116.0825 | 1008370.7649 | 0 | 0 | 0 | 0 | 0
Option 2 | NPV | Option 2NPV | 10761259.693 | 2026-06-30
Option 2 | PV of costs | Option 2PV of costs | -4745067.3459 | 2026-06-30
Option 2 | PV of benefits | Option 2PV of benefits | 15506327.0389 | 2026-06-30
Option 3 | Energy at risk value | Option 3Energy at risk value | 23668621.5921 | 2026-06-30 |  | 956386.7969 | 954590.9529 | 1010199.6882 | 1066669.7933 | 1119193.4423 | 1174218.8436 | 1238211.117 | 1312158.282 | 1373173.9866 | 1408382.2424 | 1443964.1517 | 1479918.4095 | 1516243.7418 | 1552938.9047 | 1590002.6834 | 1627433.8912 | 1665231.3689 | 1703393.9837 | 1741920.6287 | 1780810.222 | 1820061.7059 | 1859674.0466 | 1899646.2331 | 1939977.2767 | 1980666.2108
Option 3 | Capital expenditure | Option 3Capital expenditure | -546966.7254 | 2026-06-30 |  | -556456.3232 | 0 | 0 | 0 | 0 | 0 | 0 | 0 | 0 | 0 | 0 | 0 | 0 | 0 | 0 | 0 | 0 | 0 | 0 | 0 | 0 | 0 | 0 | 0 | 0
Option 3 | Total risk cost | Option 3Total risk cost | 19874722.549 | 2026-06-30 |  | 994295.9149 | 987907.7563 | 1044390.5005 | 1101744.7021 | 1155162.4862 | 1211092.013 | 1275998.3555 | 1350869.4868 | 1412819.0097 | 1448970.8916 | 1485506.1912 | 1522423.5607 | 1559721.6844 | 1597399.2773 | 1635455.0841 | 1673887.8786 | 1712696.4626 | 1751879.665 | 1791436.3414 | 1831365.3729 | 0 | 0 | 0 | 0 | 0
Option 3
Option 3 | Annualised capex | Option 3Annualised capex | -546966.7254 | 2026-06-30 |  | 0 | -66909.0695 | -66909.0695 | -66909.0695 | -66909.0695 | -66909.0695 | -66909.0695 | -66909.0695 | -66909.0695 | -66909.0695 | -66909.0695 | 0 | 0 | 0 | 0 | 0 | 0 | 0 | 0 | 0 | 0 | 0 | 0 | 0 | 0
Option 3 | Operating expenditure | Option 3Operating expenditure | 0 | 2026-06-30 |  | 0 | 0 | 0 | 0 | 0 | 0 | 0 | 0 | 0 | 0 | 0 | 0 | 0 | 0 | 0 | 0 | 0 | 0 | 0 | 0 | 0 | 0 | 0 | 0 | 0
Option 3 | Risk mitigated | Option 3Risk mitigated | 1077113.4389 | 2026-06-30 |  | 0 | 57371.3066 | 60441.7971 | 63560.3071 | 66465.6433 | 69508.0307 | 73038.893 | 77111.9742 | 80483.7985 | 82454.5489 | 84446.729 | 86460.2814 | 88495.1509 | 90551.2837 | 92628.628 | 94727.1333 | 96846.7511 | 98987.434 | 101149.1366 | 103331.8147 | 0 | 0 | 0 | 0 | 0
Option 3 | Other benefits value | Option 3Other benefits value | 0 | 2026-06-30 |  | 0 | 0 | 0 | 0 | 0 | 0 | 0 | 0 | 0 | 0 | 0 | 0 | 0 | 0 | 0 | 0 | 0 | 0 | 0 | 0 | 0 | 0 | 0 | 0 | 0
Option 3 | Net benefits | Option 3Net benefits |  | 2026-06-30 |  | 0 | -9537.7628 | -6467.2724 | -3348.7624 | -443.4262 | 2598.9613 | 6129.8235 | 10202.9047 | 13574.729 | 15545.4795 | 17537.6595 | 86460.2814 | 88495.1509 | 90551.2837 | 92628.628 | 94727.1333 | 96846.7511 | 98987.434 | 101149.1366 | 103331.8147 | 0 | 0 | 0 | 0 | 0
Option 3 | NPV | Option 3NPV | 530146.7135 | 2026-06-30
Option 3 | PV of costs | Option 3PV of costs | -546966.7254 | 2026-06-30
Option 3 | PV of benefits | Option 3PV of benefits | 1077113.4389 | 2026-06-30
Option 4 | Energy at risk value | Option 4Energy at risk value | 0 | 2026-06-30 |  | 0 | 0 | 0 | 0 | 0 | 0 | 0 | 0 | 0 | 0 | 0 | 0 | 0 | 0 | 0 | 0 | 0 | 0 | 0 | 0 | 0 | 0 | 0 | 0 | 0
Option 4 | Capital expenditure | Option 4Capital expenditure | 0 | 2026-06-30 |  | 0 | 0 | 0 | 0 | 0 | 0 | 0 | 0 | 0 | 0 | 0 | 0 | 0 | 0 | 0 | 0 | 0 | 0 | 0 | 0 | 0 | 0 | 0 | 0 | 0
Option 4 | Total risk cost | Option 4Total risk cost | 0 | 2026-06-30 |  | 0 | 0 | 0 | 0 | 0 | 0 | 0 | 0 | 0 | 0 | 0 | 0 | 0 | 0 | 0 | 0 | 0 | 0 | 0 | 0 | 0 | 0 | 0 | 0 | 0
Option 4 |  | Option 4
Option 4 | Annualised capex | Option 4Annualised capex | 0 | 2026-06-30 |  | 0 | 0 | 0 | 0 | 0 | 0 | 0 | 0 | 0 | 0 | 0 | 0 | 0 | 0 | 0 | 0 | 0 | 0 | 0 | 0 | 0 | 0 | 0 | 0 | 0
Option 4 | Operating expenditure | Option 4Operating expenditure | 0 | 2026-06-30 |  | 0 | 0 | 0 | 0 | 0 | 0 | 0 | 0 | 0 | 0 | 0 | 0 | 0 | 0 | 0 | 0 | 0 | 0 | 0 | 0 | 0 | 0 | 0 | 0 | 0
Option 4 | Risk mitigated | Option 4Risk mitigated | 0 | 2026-06-30 |  | 0 | 0 | 0 | 0 | 0 | 0 | 0 | 0 | 0 | 0 | 0 | 0 | 0 | 0 | 0 | 0 | 0 | 0 | 0 | 0 | 0 | 0 | 0 | 0 | 0
Option 4 | Other benefits value | Option 4Other benefits value | 0 | 2026-06-30 |  | 0 | 0 | 0 | 0 | 0 | 0 | 0 | 0 | 0 | 0 | 0 | 0 | 0 | 0 | 0 | 0 | 0 | 0 | 0 | 0 | 0 | 0 | 0 | 0 | 0
Option 4 | Net benefits | Option 4Net benefits |  | 2026-06-30 |  | 0 | 0 | 0 | 0 | 0 | 0 | 0 | 0 | 0 | 0 | 0 | 0 | 0 | 0 | 0 | 0 | 0 | 0 | 0 | 0 | 0 | 0 | 0 | 0 | 0
Option 4 | NPV | Option 4NPV | 0 | 2026-06-30
Option 4 | PV of costs | Option 4PV of costs | 0 | 2026-06-30
Option 4 | PV of benefits | Option 4PV of benefits | 0 | 2026-06-30
Option 5 | Energy at risk value | Option 5Energy at risk value | 0 | 2026-06-30 |  | 0 | 0 | 0 | 0 | 0 | 0 | 0 | 0 | 0 | 0 | 0 | 0 | 0 | 0 | 0 | 0 | 0 | 0 | 0 | 0 | 0 | 0 | 0 | 0 | 0
Option 5 | Capital expenditure | Option 5Capital expenditure | 0 | 2026-06-30 |  | 0 | 0 | 0 | 0 | 0 | 0 | 0 | 0 | 0 | 0 | 0 | 0 | 0 | 0 | 0 | 0 | 0 | 0 | 0 | 0 | 0 | 0 | 0 | 0 | 0
Option 5 | Total risk cost | Option 5Total risk cost | 0 | 2026-06-30 |  | 0 | 0 | 0 | 0 | 0 | 0 | 0 | 0 | 0 | 0 | 0 | 0 | 0 | 0 | 0 | 0 | 0 | 0 | 0 | 0 | 0 | 0 | 0 | 0 | 0
Option 5 |  | Option 5
Option 5 | Annualised capex | Option 5Annualised capex | 0 | 2026-06-30 |  | 0 | 0 | 0 | 0 | 0 | 0 | 0 | 0 | 0 | 0 | 0 | 0 | 0 | 0 | 0 | 0 | 0 | 0 | 0 | 0 | 0 | 0 | 0 | 0 | 0
Option 5 | Operating expenditure | Option 5Operating expenditure | 0 | 2026-06-30 |  | 0 | 0 | 0 | 0 | 0 | 0 | 0 | 0 | 0 | 0 | 0 | 0 | 0 | 0 | 0 | 0 | 0 | 0 | 0 | 0 | 0 | 0 | 0 | 0 | 0
Option 5 | Risk mitigated | Option 5Risk mitigated | 0 | 2026-06-30 |  | 0 | 0 | 0 | 0 | 0 | 0 | 0 | 0 | 0 | 0 | 0 | 0 | 0 | 0 | 0 | 0 | 0 | 0 | 0 | 0 | 0 | 0 | 0 | 0 | 0
Option 5 | Other benefits value | Option 5Other benefits value | 0 | 2026-06-30 |  | 0 | 0 | 0 | 0 | 0 | 0 | 0 | 0 | 0 | 0 | 0 | 0 | 0 | 0 | 0 | 0 | 0 | 0 | 0 | 0 | 0 | 0 | 0 | 0 | 0
Option 5 | Net benefits | Option 5Net benefits |  | 2026-06-30 |  | 0 | 0 | 0 | 0 | 0 | 0 | 0 | 0 | 0 | 0 | 0 | 0 | 0 | 0 | 0 | 0 | 0 | 0 | 0 | 0 | 0 | 0 | 0 | 0 | 0
Option 5 | NPV | Option 5NPV | 0 | 2026-06-30
Option 5 | PV of costs | Option 5PV of costs | 0 | 2026-06-30
Option 5 | PV of benefits | Option 5PV of benefits | 0 | 2026-06-30
CHART DATA | [5 empty] | FY27 | FY28 | FY29 | FY30 | FY31 | FY32 | FY33 | FY34 | FY35 | FY36 | FY37 | FY38 | FY39 | FY40 | FY41 | FY42 | FY43 | FY44 | FY45 | FY46 | FY47 | FY48 | FY49 | FY50 | FY51
Option 2 | Annualised capex | -1 |  |  | Option 2 annualised capex | 0.36058 | 0.36058 | 0.36058 | 0.36058 | 0.36058 | 0.36058 | 0.36058 | 0.36058 | 0.36058 | 0.36058 | 0.36058 | 0.36058 | 0.36058 | 0.36058 | 0.36058 | 0.36058 | 0.36058 | 0.36058 | 0.36058 | 0.36058 | 0 | 0 | 0 | 0 | 0
Option 1 (base case) | Total risk cost | 1 |  |  | Option 1 (base case) risk cost | 0.9943 | 1.0453 | 1.1048 | 1.1653 | 1.2216 | 1.2806 | 1.349 | 1.428 | 1.4933 | 1.5314 | 1.57 | 1.6089 | 1.6482 | 1.688 | 1.7281 | 1.7686 | 1.8095 | 1.8509 | 1.8926 | 1.9347 | 1.9772 | 2.0201 | 2.0623 | 2.1048 | 2.1477
[6 empty] | FY27 | FY28 | FY29 | FY30 | FY31 | FY32 | FY33 | FY34 | FY35 | FY36 | FY37 | FY38 | FY39 | FY40 | FY41 | FY42 | FY43 | FY44 | FY45 | FY46 | FY47 | FY48 | FY49 | FY50 | FY51
Energy at risk | Energy at risk (weighted) | 0 |  |  | Energy at risk energy at risk (weighted) | 0 | 0 | 0 | 0 | 0 | 0 | 0 | 0 | 0 | 0 | 0 | 0 | 0 | 0 | 0 | 0 | 0 | 0 | 0 | 0 | 0 | 0 | 0 | 0 | 0
Option 1 (base case) | Energy at risk value | 1.8767 |  |  | Option 1 (base case) risk cost | 0.85935 | 0.90435 | 0.95704 | 1.0105 | 1.0603 | 1.1124 | 1.1731 | 1.2431 | 1.301 | 1.3343 | 1.368 | 1.4021 | 1.4365 | 1.4713 | 1.5065 | 1.5419 | 1.5778 | 1.6139 | 1.6504 | 1.6873 | 1.7245 | 1.762 | 1.7999 | 1.8382 | 1.8767

## Sensitivity_calcs
CitiPower
NC transformer replacement
SENSITIVITY CALCULATIONS
Discount factor | [6 empty] | 0 | 0.98295 | 0.94971 | 0.91759 | 0.88656 | 0.85658 | 0.82761 | 0.79963 | 0.77259 | 0.74646 | 0.72122 | 0.69683 | 0.67326 | 0.6505 | 0.6285 | 0.60725 | 0.58671 | 0.56687 | 0.5477 | 0.52918 | 0.51129 | 0.494 | 0.47729 | 0.46115 | 0.44556 | 0.43049
Count | [6 empty] | 0 | 1 | 2 | 3 | 4 | 5 | 6 | 7 | 8 | 9 | 10 | 11 | 12 | 13 | 14 | 15 | 16 | 17 | 18 | 19 | 20 | 21 | 22 | 23 | 24 | 25
Analysis period | [6 empty] | 1 | 1 | 1 | 1 | 1 | 1 | 1 | 1 | 1 | 1 | 1 | 1 | 1 | 1 | 1 | 1 | 1 | 1 | 1 | 1 | 1 | 0 | 0 | 0 | 0 | 0
[7 empty] | 2026-06-30 | 2026-27 | 2027-28 | 2028-29 | 2029-30 | 2030-31 | 2031-32 | 2032-33 | 2033-34 | 2034-35 | 2035-36 | 2036-37 | 2037-38 | 2038-39 | 2039-40 | 2040-41 | 2041-42 | 2042-43 | 2043-44 | 2044-45 | 2045-46 | 2046-47 | 2047-48 | 2048-49 | 2049-50 | 2050-51
PV
[25 empty] | 998116.0825 | 1008370.7649 | 0 | 0 | 0 | 0 | 0
OPTION 1 (base case) | NPV | Net benefits | OPTION 1 (base case)NPV |  | 0 |  | 0 | 0 | 0 | 0 | 0 | 0 | 0 | 0 | 0 | 0 | 0 | 0 | 0 | 0 | 0 | 0 | 0 | 0 | 0 | 0 | 0 | 0 | 0 | 0 | 0 | 0
OPTION 1 (base case) | sens1 | Capex 10% higher | OPTION 1 (base case)sens1 |  | 0 |  | 0 | 0 | 0 | 0 | 0 | 0 | 0 | 0 | 0 | 0 | 0 | 0 | 0 | 0 | 0 | 0 | 0 | 0 | 0 | 0 | 0 | 0 | 0 | 0 | 0 | 0
OPTION 1 (base case) | sens2 | Capex 10% lower | OPTION 1 (base case)sens2 |  | 0 |  | 0 | 0 | 0 | 0 | 0 | 0 | 0 | 0 | 0 | 0 | 0 | 0 | 0 | 0 | 0 | 0 | 0 | 0 | 0 | 0 | 0 | 0 | 0 | 0 | 0 | 0
OPTION 1 (base case) | sens3 | Total benefits 10% higher | OPTION 1 (base case)sens3 |  | 0 |  | 0 | 0 | 0 | 0 | 0 | 0 | 0 | 0 | 0 | 0 | 0 | 0 | 0 | 0 | 0 | 0 | 0 | 0 | 0 | 0 | 0 | 0 | 0 | 0 | 0 | 0
OPTION 1 (base case) | sens4 | Total benefits 10% lower | OPTION 1 (base case)sens4 |  | 0 |  | 0 | 0 | 0 | 0 | 0 | 0 | 0 | 0 | 0 | 0 | 0 | 0 | 0 | 0 | 0 | 0 | 0 | 0 | 0 | 0 | 0 | 0 | 0 | 0 | 0 | 0
OPTION 1 (base case) | sens5 | Capex 10% higher & Total benefits 10% lower | OPTION 1 (base case)sens5 |  | 0 |  | 0 | 0 | 0 | 0 | 0 | 0 | 0 | 0 | 0 | 0 | 0 | 0 | 0 | 0 | 0 | 0 | 0 | 0 | 0 | 0 | 0 | 0 | 0 | 0 | 0 | 0
OPTION 1 (base case) | sens | 0 | OPTION 1 (base case)sens |  | 0 |  | 0 | 0 | 0 | 0 | 0 | 0 | 0 | 0 | 0 | 0 | 0 | 0 | 0 | 0 | 0 | 0 | 0 | 0 | 0 | 0 | 0 | 0 | 0 | 0 | 0 | 0
OPTION 1 (base case) | sens | 0 | OPTION 1 (base case)sens |  | 0 |  | 0 | 0 | 0 | 0 | 0 | 0 | 0 | 0 | 0 | 0 | 0 | 0 | 0 | 0 | 0 | 0 | 0 | 0 | 0 | 0 | 0 | 0 | 0 | 0 | 0 | 0
OPTION 1 (base case) | sens | 0 | OPTION 1 (base case)sens |  | 0 |  | 0 | 0 | 0 | 0 | 0 | 0 | 0 | 0 | 0 | 0 | 0 | 0 | 0 | 0 | 0 | 0 | 0 | 0 | 0 | 0 | 0 | 0 | 0 | 0 | 0 | 0
Option 2 | NPV | Net benefits | Option 2NPV |  | 10761259.693 |  | 0 | 0 | -240388.0375 | 694195.3087 | 725925.502 | 753866.4123 | 783867.7449 | 821626.9 | 867483.8681 | 900316.1953 | 909417.1114 | 918750.4402 | 928272.3872 | 937949.5439 | 947755.8032 | 957670.3612 | 967676.3709 | 977760.0048 | 987909.7834 | 998116.0825 | 1008370.7649 | 0 | 0 | 0 | 0 | 0
Option 2 | sens1 | Capex 10% higher | Option 2sens1 |  | 10286752.9585 |  | 0 | 0 | -264426.8412 | 658137.1031 | 689867.2964 | 717808.2067 | 747809.5393 | 785568.6944 | 831425.6624 | 864257.9896 | 873358.9058 | 882692.2346 | 892214.1815 | 901891.3383 | 911697.5976 | 921612.1555 | 931618.1652 | 941701.7992 | 951851.5778 | 962057.8768 | 972312.5593 | 0 | 0 | 0 | 0 | 0
Option 2 | sens2 | Capex 10% lower | Option 2sens2 |  | 11235766.4276 |  | 0 | 0 | -216349.2337 | 730253.5143 | 761983.7076 | 789924.6179 | 819925.9505 | 857685.1057 | 903542.0737 | 936374.4009 | 945475.3171 | 954808.6459 | 964330.5928 | 974007.7495 | 983814.0089 | 993728.5668 | 1003734.5765 | 1013818.2105 | 1023967.9891 | 1034174.2881 | 1044428.9705 | 0 | 0 | 0 | 0 | 0
Option 2 | sens3 | Total benefits 10% higher | Option 2sens3 |  | 12311892.3969 |  | 0 | 0 | -240388.0375 | 799673.0452 | 834576.2578 | 865311.2591 | 898312.725 | 939847.7957 | 990290.4605 | 1026406.0204 | 1036417.0282 | 1046683.6899 | 1057157.8315 | 1067802.7039 | 1078589.5892 | 1089495.6029 | 1100502.2136 | 1111594.211 | 1122758.9674 | 1133985.8963 | 1145266.047 | 0 | 0 | 0 | 0 | 0
Option 2 | sens4 | Total benefits 10% lower | Option 2sens4 |  | 9210626.9892 |  | 0 | 0 | -240388.0375 | 588717.5722 | 617274.7462 | 642421.5654 | 669422.7648 | 703406.0044 | 744677.2756 | 774226.3701 | 782417.1947 | 790817.1906 | 799386.9428 | 808096.3839 | 816922.0173 | 825845.1194 | 834850.5282 | 843925.7987 | 853060.5995 | 862246.2686 | 871475.4828 | 0 | 0 | 0 | 0 | 0
Option 2 | sens5 | Capex 10% higher & Total benefits 10% lower | Option 2sens5 |  | 8736120.2546 |  | 0 | 0 | -264426.8412 | 552659.3666 | 581216.5405 | 606363.3598 | 633364.5591 | 667347.7988 | 708619.07 | 738168.1645 | 746358.989 | 754758.985 | 763328.7372 | 772038.1783 | 780863.8117 | 789786.9138 | 798792.3225 | 807867.5931 | 817002.3938 | 826188.063 | 835417.2772 | 0 | 0 | 0 | 0 | 0
Option 2 | sens | 0 | Option 2sens |  | 10761259.693 |  | 0 | 0 | -240388.0375 | 694195.3087 | 725925.502 | 753866.4123 | 783867.7449 | 821626.9 | 867483.8681 | 900316.1953 | 909417.1114 | 918750.4402 | 928272.3872 | 937949.5439 | 947755.8032 | 957670.3612 | 967676.3709 | 977760.0048 | 987909.7834 | 998116.0825 | 1008370.7649 | 0 | 0 | 0 | 0 | 0
Option 2 | sens | 0 | Option 2sens |  | 10761259.693 |  | 0 | 0 | -240388.0375 | 694195.3087 | 725925.502 | 753866.4123 | 783867.7449 | 821626.9 | 867483.8681 | 900316.1953 | 909417.1114 | 918750.4402 | 928272.3872 | 937949.5439 | 947755.8032 | 957670.3612 | 967676.3709 | 977760.0048 | 987909.7834 | 998116.0825 | 1008370.7649 | 0 | 0 | 0 | 0 | 0
Option 2 | sens | 0 | Option 2sens |  | 10761259.693 |  | 0 | 0 | -240388.0375 | 694195.3087 | 725925.502 | 753866.4123 | 783867.7449 | 821626.9 | 867483.8681 | 900316.1953 | 909417.1114 | 918750.4402 | 928272.3872 | 937949.5439 | 947755.8032 | 957670.3612 | 967676.3709 | 977760.0048 | 987909.7834 | 998116.0825 | 1008370.7649 | 0 | 0 | 0 | 0 | 0
[7 empty] | 0 | 0 | -9537.7628 | -6467.2724 | -3348.7624 | -443.4262 | 2598.9613 | 6129.8235 | 10202.9047 | 13574.729 | 15545.4795 | 17537.6595 | 86460.2814 | 88495.1509 | 90551.2837 | 92628.628 | 94727.1333 | 96846.7511 | 98987.434 | 101149.1366 | 103331.8147 | 0 | 0 | 0 | 0 | 0
Option 3 | NPV | Net benefits | Option 3NPV |  | 530146.7135 |  | 0 | 0 | -9537.7628 | -6467.2724 | -3348.7624 | -443.4262 | 2598.9613 | 6129.8235 | 10202.9047 | 13574.729 | 15545.4795 | 17537.6595 | 86460.2814 | 88495.1509 | 90551.2837 | 92628.628 | 94727.1333 | 96846.7511 | 98987.434 | 101149.1366 | 103331.8147 | 0 | 0 | 0 | 0 | 0
Option 3 | sens1 | Capex 10% higher | Option 3sens1 |  | 475450.0409 |  | 0 | 0 | -16228.6698 | -13158.1793 | -10039.6693 | -7134.3331 | -4091.9457 | -561.0834 | 3511.9978 | 6883.8221 | 8854.5725 | 10846.7526 | 86460.2814 | 88495.1509 | 90551.2837 | 92628.628 | 94727.1333 | 96846.7511 | 98987.434 | 101149.1366 | 103331.8147 | 0 | 0 | 0 | 0 | 0
Option 3 | sens2 | Capex 10% lower | Option 3sens2 |  | 584843.386 |  | 0 | 0 | -2846.8559 | 223.6346 | 3342.1446 | 6247.4808 | 9289.8682 | 12820.7305 | 16893.8116 | 20265.636 | 22236.3864 | 24228.5665 | 86460.2814 | 88495.1509 | 90551.2837 | 92628.628 | 94727.1333 | 96846.7511 | 98987.434 | 101149.1366 | 103331.8147 | 0 | 0 | 0 | 0 | 0
Option 3 | sens3 | Total benefits 10% higher | Option 3sens3 |  | 637858.0574 |  | 0 | 0 | -3800.6322 | -423.0926 | 3007.2683 | 6203.1382 | 9549.7643 | 13433.7128 | 17914.1021 | 21623.1089 | 23790.9344 | 25982.3324 | 95106.3096 | 97344.666 | 99606.4121 | 101891.4908 | 104199.8466 | 106531.4262 | 108886.1774 | 111264.0503 | 113664.9961 | 0 | 0 | 0 | 0 | 0
Option 3 | sens4 | Total benefits 10% lower | Option 3sens4 |  | 422435.3696 |  | 0 | 0 | -15274.8935 | -12511.4521 | -9704.7931 | -7089.9905 | -4351.8418 | -1174.0658 | 2491.7073 | 5526.3492 | 7300.0246 | 9092.9866 | 77814.2533 | 79645.6358 | 81496.1554 | 83365.7652 | 85254.42 | 87162.076 | 89088.6906 | 91034.223 | 92998.6332 | 0 | 0 | 0 | 0 | 0
Option 3 | sens5 | Capex 10% higher & Total benefits 10% lower | Option 3sens5 |  | 367738.697 |  | 0 | 0 | -21965.8005 | -19202.359 | -16395.7 | -13780.8974 | -11042.7487 | -7864.9727 | -4199.1997 | -1164.5578 | 609.1176 | 2402.0797 | 77814.2533 | 79645.6358 | 81496.1554 | 83365.7652 | 85254.42 | 87162.076 | 89088.6906 | 91034.223 | 92998.6332 | 0 | 0 | 0 | 0 | 0
Option 3 | sens | 0 | Option 3sens |  | 530146.7135 |  | 0 | 0 | -9537.7628 | -6467.2724 | -3348.7624 | -443.4262 | 2598.9613 | 6129.8235 | 10202.9047 | 13574.729 | 15545.4795 | 17537.6595 | 86460.2814 | 88495.1509 | 90551.2837 | 92628.628 | 94727.1333 | 96846.7511 | 98987.434 | 101149.1366 | 103331.8147 | 0 | 0 | 0 | 0 | 0
Option 3 | sens | 0 | Option 3sens |  | 530146.7135 |  | 0 | 0 | -9537.7628 | -6467.2724 | -3348.7624 | -443.4262 | 2598.9613 | 6129.8235 | 10202.9047 | 13574.729 | 15545.4795 | 17537.6595 | 86460.2814 | 88495.1509 | 90551.2837 | 92628.628 | 94727.1333 | 96846.7511 | 98987.434 | 101149.1366 | 103331.8147 | 0 | 0 | 0 | 0 | 0
Option 3 | sens | 0 | Option 3sens |  | 530146.7135 |  | 0 | 0 | -9537.7628 | -6467.2724 | -3348.7624 | -443.4262 | 2598.9613 | 6129.8235 | 10202.9047 | 13574.729 | 15545.4795 | 17537.6595 | 86460.2814 | 88495.1509 | 90551.2837 | 92628.628 | 94727.1333 | 96846.7511 | 98987.434 | 101149.1366 | 103331.8147 | 0 | 0 | 0 | 0 | 0
Option 4 | NPV | Net benefits | Option 4NPV |  | 0 |  | 0 | 0 | 0 | 0 | 0 | 0 | 0 | 0 | 0 | 0 | 0 | 0 | 0 | 0 | 0 | 0 | 0 | 0 | 0 | 0 | 0 | 0 | 0 | 0 | 0 | 0
Option 4 | sens1 | Capex 10% higher | Option 4sens1 |  | 0 |  | 0 | 0 | 0 | 0 | 0 | 0 | 0 | 0 | 0 | 0 | 0 | 0 | 0 | 0 | 0 | 0 | 0 | 0 | 0 | 0 | 0 | 0 | 0 | 0 | 0 | 0
Option 4 | sens2 | Capex 10% lower | Option 4sens2 |  | 0 |  | 0 | 0 | 0 | 0 | 0 | 0 | 0 | 0 | 0 | 0 | 0 | 0 | 0 | 0 | 0 | 0 | 0 | 0 | 0 | 0 | 0 | 0 | 0 | 0 | 0 | 0
Option 4 | sens3 | Total benefits 10% higher | Option 4sens3 |  | 0 |  | 0 | 0 | 0 | 0 | 0 | 0 | 0 | 0 | 0 | 0 | 0 | 0 | 0 | 0 | 0 | 0 | 0 | 0 | 0 | 0 | 0 | 0 | 0 | 0 | 0 | 0
Option 4 | sens4 | Total benefits 10% lower | Option 4sens4 |  | 0 |  | 0 | 0 | 0 | 0 | 0 | 0 | 0 | 0 | 0 | 0 | 0 | 0 | 0 | 0 | 0 | 0 | 0 | 0 | 0 | 0 | 0 | 0 | 0 | 0 | 0 | 0
Option 4 | sens5 | Capex 10% higher & Total benefits 10% lower | Option 4sens5 |  | 0 |  | 0 | 0 | 0 | 0 | 0 | 0 | 0 | 0 | 0 | 0 | 0 | 0 | 0 | 0 | 0 | 0 | 0 | 0 | 0 | 0 | 0 | 0 | 0 | 0 | 0 | 0
Option 4 | sens | 0 | Option 4sens |  | 0 |  | 0 | 0 | 0 | 0 | 0 | 0 | 0 | 0 | 0 | 0 | 0 | 0 | 0 | 0 | 0 | 0 | 0 | 0 | 0 | 0 | 0 | 0 | 0 | 0 | 0 | 0
Option 4 | sens | 0 | Option 4sens |  | 0 |  | 0 | 0 | 0 | 0 | 0 | 0 | 0 | 0 | 0 | 0 | 0 | 0 | 0 | 0 | 0 | 0 | 0 | 0 | 0 | 0 | 0 | 0 | 0 | 0 | 0 | 0
Option 4 | sens | 0 | Option 4sens |  | 0 |  | 0 | 0 | 0 | 0 | 0 | 0 | 0 | 0 | 0 | 0 | 0 | 0 | 0 | 0 | 0 | 0 | 0 | 0 | 0 | 0 | 0 | 0 | 0 | 0 | 0 | 0
Option 5 | NPV | Net benefits | Option 5NPV |  | 0 |  | 0 | 0 | 0 | 0 | 0 | 0 | 0 | 0 | 0 | 0 | 0 | 0 | 0 | 0 | 0 | 0 | 0 | 0 | 0 | 0 | 0 | 0 | 0 | 0 | 0 | 0
Option 5 | sens1 | Capex 10% higher | Option 5sens1 |  | 0 |  | 0 | 0 | 0 | 0 | 0 | 0 | 0 | 0 | 0 | 0 | 0 | 0 | 0 | 0 | 0 | 0 | 0 | 0 | 0 | 0 | 0 | 0 | 0 | 0 | 0 | 0
Option 5 | sens2 | Capex 10% lower | Option 5sens2 |  | 0 |  | 0 | 0 | 0 | 0 | 0 | 0 | 0 | 0 | 0 | 0 | 0 | 0 | 0 | 0 | 0 | 0 | 0 | 0 | 0 | 0 | 0 | 0 | 0 | 0 | 0 | 0
Option 5 | sens3 | Total benefits 10% higher | Option 5sens3 |  | 0 |  | 0 | 0 | 0 | 0 | 0 | 0 | 0 | 0 | 0 | 0 | 0 | 0 | 0 | 0 | 0 | 0 | 0 | 0 | 0 | 0 | 0 | 0 | 0 | 0 | 0 | 0
Option 5 | sens4 | Total benefits 10% lower | Option 5sens4 |  | 0 |  | 0 | 0 | 0 | 0 | 0 | 0 | 0 | 0 | 0 | 0 | 0 | 0 | 0 | 0 | 0 | 0 | 0 | 0 | 0 | 0 | 0 | 0 | 0 | 0 | 0 | 0
Option 5 | sens5 | Capex 10% higher & Total benefits 10% lower | Option 5sens5 |  | 0 |  | 0 | 0 | 0 | 0 | 0 | 0 | 0 | 0 | 0 | 0 | 0 | 0 | 0 | 0 | 0 | 0 | 0 | 0 | 0 | 0 | 0 | 0 | 0 | 0 | 0 | 0
Option 5 | sens | 0 | Option 5sens |  | 0 |  | 0 | 0 | 0 | 0 | 0 | 0 | 0 | 0 | 0 | 0 | 0 | 0 | 0 | 0 | 0 | 0 | 0 | 0 | 0 | 0 | 0 | 0 | 0 | 0 | 0 | 0
Option 5 | sens | 0 | Option 5sens |  | 0 |  | 0 | 0 | 0 | 0 | 0 | 0 | 0 | 0 | 0 | 0 | 0 | 0 | 0 | 0 | 0 | 0 | 0 | 0 | 0 | 0 | 0 | 0 | 0 | 0 | 0 | 0
Option 5 | sens | 0 | Option 5sens |  | 0 |  | 0 | 0 | 0 | 0 | 0 | 0 | 0 | 0 | 0 | 0 | 0 | 0 | 0 | 0 | 0 | 0 | 0 | 0 | 0 | 0 | 0 | 0 | 0 | 0 | 0 | 0
RESULTS
|  | 0 | 0 | 0 | 1 | 1 |  | 2028-29: #NAME?
|  | Option 1 (base case) | Option 2 | Option 3 | Option 4 | Option 5 |  | 2026-27: Max; 2028-29: Preferred
NPV | None | 0 | 10.7613 | 0.53015 |  |  |  | 2026-27: #NAME?; 2028-29: Option 2
sens1 | Capex 10% higher | 0 | 10.2868 | 0.47545 |  |  |  | 2026-27: #NAME?; 2028-29: Option 2
sens2 | Capex 10% lower | 0 | 11.2358 | 0.58484 |  |  |  | 2026-27: #NAME?; 2028-29: Option 2
sens3 | Total benefits 10% higher | 0 | 12.3119 | 0.63786 |  |  |  | 2026-27: #NAME?; 2028-29: Option 2
sens4 | Total benefits 10% lower | 0 | 9.2106 | 0.42244 |  |  |  | 2026-27: #NAME?; 2028-29: Option 2
sens5 | Capex 10% higher & Total benefits 10% lower | 0 | 8.7361 | 0.36774 |  |  |  | 2026-27: #NAME?; 2028-29: Option 2
sens | 0 | [6 empty] | 2026-27: #NAME?; 2028-29: #NAME?
sens | 0 | [6 empty] | 2026-27: #NAME?; 2028-29: #NAME?
sens | 0 | [6 empty] | 2026-27: #NAME?; 2028-29: #NAME?

## Workings_costs
CitiPower
NC transformer replacement
WORKINGS - COSTS
Option 1 - continue existing maintenance with no proactive replacement cost
|  |  | 2026-27 | 2027-28 | 2028-29 | 2029-30 | 2030-31 | 2031-32 | 2032-33 | 2033-34 | 2034-35 | 2035-36 | 2036-37 | 2037-38 | 2038-39 | 2039-40 | 2040-41 | 2041-42 | 2042-43 | 2043-44 | 2044-45 | 2045-46 | 2046-47 | 2047-48 | 2048-49 | 2049-50 | 2050-51
Opex
Relay annual maintenance cost ($)
|  | Total opex cost ($) | 0 | 0 | 0 | 0 | 0 | 0 | 0 | 0 | 0 | 0 | 0 | 0 | 0 | 0 | 0 | 0 | 0 | 0 | 0 | 0 | 0 | 0 | 0 | 0 | 0
Option 2 - Replace #1 transformer completed in 2027-2028
|  |  | 2026-27 | 2027-28 | 2028-29 | 2029-30 | 2030-31 | 2031-32 | 2032-33 | 2033-34 | 2034-35 | 2035-36 | 2036-37 | 2037-38 | 2038-39 | 2039-40 | 2040-41 | 2041-42 | 2042-43 | 2043-44 | 2044-45 | 2045-46 | 2046-47 | 2047-48 | 2048-49 | 2049-50 | 2050-51
|  | Tx capex profile ($) | 2026-27: 5066390.4; 2027-28: 2533195.2
|  | Total capex ($) | 5066390.4 | 2533195.2 | 0 | 0 | 0 | 0 | 0 | 0 | 0 | 0 | 0 | 0 | 0 | 0 | 0 | 0 | 0 | 0 | 0 | 0 | 0 | 0 | 0 | 0 | 0
|  |  | 2026-27 | 2027-28 | 2028-29 | 2029-30 | 2030-31 | 2031-32 | 2032-33 | 2033-34 | 2034-35 | 2035-36 | 2036-37 | 2037-38 | 2038-39 | 2039-40 | 2040-41 | 2041-42 | 2042-43 | 2043-44 | 2044-45 | 2045-46 | 2046-47 | 2047-48 | 2048-49 | 2049-50 | 2050-51
Opex
SWBD online monitoring annual cost ($)
|  | Total opex cost ($) | 0 | 0 | 0 | 0 | 0 | 0 | 0 | 0 | 0 | 0 | 0 | 0 | 0 | 0 | 0 | 0 | 0 | 0 | 0 | 0 | 0 | 0 | 0 | 0 | 0
Option 3 - Refurbish #1 transformer completed in 2026-2027
|  |  | 2026-27 | 2027-28 | 2028-29 | 2029-30 | 2030-31 | 2031-32 | 2032-33 | 2033-34 | 2034-35 | 2035-36 | 2036-37 | 2037-38 | 2038-39 | 2039-40 | 2040-41 | 2041-42 | 2042-43 | 2043-44 | 2044-45 | 2045-46 | 2046-47 | 2047-48 | 2048-49 | 2049-50 | 2050-51
|  | Tx capex profile ($) | 2026-27: 500000
|  | Total capex ($) | 500000 | 0 | 0 | 0 | 0 | 0 | 0 | 0 | 0 | 0 | 0 | 0 | 0 | 0 | 0 | 0 | 0 | 0 | 0 | 0 | 0 | 0 | 0 | 0 | 0
|  |  | 2026-27 | 2027-28 | 2028-29 | 2029-30 | 2030-31 | 2031-32 | 2032-33 | 2033-34 | 2034-35 | 2035-36 | 2036-37 | 2037-38 | 2038-39 | 2039-40 | 2040-41 | 2041-42 | 2042-43 | 2043-44 | 2044-45 | 2045-46 | 2046-47 | 2047-48 | 2048-49 | 2049-50 | 2050-51
Opex
SWBD online monitoring annual cost ($)
|  | Total opex cost ($) | 0 | 0 | 0 | 0 | 0 | 0 | 0 | 0 | 0 | 0 | 0 | 0 | 0 | 0 | 0 | 0 | 0 | 0 | 0 | 0 | 0 | 0 | 0 | 0 | 0

## Workings_risks
CitiPower
NC transformer replacement
WORKINGS - RISKS
Option 1 - continue existing maintenance with no proactive replacement cost
|  |  | 2026-27 | 2027-28 | 2028-29 | 2029-30 | 2030-31 | 2031-32 | 2032-33 | 2033-34 | 2034-35 | 2035-36 | 2036-37 | 2037-38 | 2038-39 | 2039-40 | 2040-41 | 2041-42 | 2042-43 | 2043-44 | 2044-45 | 2045-46 | 2046-47 | 2047-48 | 2048-49 | 2049-50 | 2050-51
Transformer risks
|  | Energy at Risk ($, Weighted) | 859354.775 | 904351.7315 | 957039.7325 | 1010544.4225 | 1060311.0715 | 1112448.3669 | 1173081.2691 | 1243145.8495 | 1300960.4194 | 1334326.5342 | 1368047.2256 | 1402121.2717 | 1436547.4797 | 1471324.6856 | 1506451.7526 | 1541927.5713 | 1577751.0577 | 1613921.1534 | 1650436.8244 | 1687297.0604 | 1724500.8742 | 1762047.3014 | 1799935.399 | 1838164.2456 | 1876732.9402
|  | Safety risk | 499.9606 | 514.4516 | 529.1126 | 543.9429 | 558.9415 | 574.1077 | 589.4407 | 604.9397 | 620.604 | 636.4328 | 652.4254 | 668.5811 | 684.8991 | 701.3788 | 718.0195 | 734.8206 | 751.7814 | 768.9011 | 786.1794 | 803.6154 | 821.2085 | 838.9583 | 838.9583 | 838.9583 | 838.9583
|  | Unplanned replacement risk | 25689.8704 | 26434.4707 | 27187.8091 | 27949.8425 | 28720.5285 | 29499.8256 | 30287.6933 | 31084.0918 | 31888.9822 | 32702.3261 | 33524.0861 | 34354.2254 | 35192.708 | 36039.4983 | 36894.5617 | 37757.8639 | 38629.3714 | 39509.0512 | 40396.8708 | 41292.7986 | 42196.803 | 43108.8533 | 43108.8533 | 43108.8533 | 43108.8533
|  | Unplanned fault risk | 1880.6461 | 1935.1551 | 1990.3039 | 2046.0891 | 2102.5077 | 2159.5567 | 2217.2332 | 2275.5341 | 2334.4567 | 2393.9982 | 2454.1557 | 2514.9267 | 2576.3084 | 2638.2984 | 2700.8939 | 2764.0926 | 2827.8919 | 2892.2896 | 2957.2831 | 3022.8701 | 3089.0484 | 3155.8158 | 3155.8158 | 3155.8158 | 3155.8158
|  | Enviromental risk | 5992.5 | 5992.5 | 5992.5 | 5992.5 | 5992.5 | 5992.5 | 5992.5 | 5992.5 | 5992.5 | 5992.5 | 5992.5 | 5992.5 | 5992.5 | 5992.5 | 5992.5 | 5992.5 | 5992.5 | 5992.5 | 5992.5 | 5992.5 | 5992.5 | 5992.5 | 5992.5 | 5992.5 | 5992.5
|  | Total transformer risks | 893417.7522 | 939228.309 | 992739.4581 | 1047076.797 | 1097685.5492 | 1150674.357 | 1212168.1363 | 1283102.9152 | 1341796.9623 | 1376051.7912 | 1410670.3929 | 1445651.5049 | 1480993.8953 | 1516696.3611 | 1552757.7278 | 1589176.8483 | 1625952.6024 | 1663083.8953 | 1700569.6576 | 1738408.8444 | 1776600.4342 | 1815143.4288 | 1853031.5264 | 1891260.3729 | 1929829.0676
Option 2 - Replace #1 transformer completed in 2027-2028
|  |  | 2026-27 | 2027-28 | 2028-29 | 2029-30 | 2030-31 | 2031-32 | 2032-33 | 2033-34 | 2034-35 | 2035-36 | 2036-37 | 2037-38 | 2038-39 | 2039-40 | 2040-41 | 2041-42 | 2042-43 | 2043-44 | 2044-45 | 2045-46 | 2046-47 | 2047-48 | 2048-49 | 2049-50 | 2050-51
Transformer risks
|  | Energy at Risk ($, Weighted) | 859354.775 | 904351.7315 | 28934.2008 | 54313.4534 | 79350.8674 | 104900.4836 | 131968.8715 | 161187.2904 | 189854.0056 | 215391.4795 | 241070.5533 | 266929.6405 | 292997.8106 | 319297.5695 | 345846.6599 | 372659.275 | 399746.9034 | 427118.9353 | 454783.1054 | 482745.8257 | 511012.4377 | 539587.4084 | 568474.4829 | 597676.8064 | 627197.0216
|  | Safety risk | 499.9606 | 514.4516 | 264.8004 | 272.7643 | 281.0504 | 289.6299 | 298.4848 | 307.6022 | 316.972 | 326.5861 | 336.4378 | 346.5214 | 356.8317 | 367.3644 | 378.1154 | 389.0811 | 400.2583 | 411.6438 | 423.235 | 435.0293 | 447.0242 | 459.2174 | 459.2174 | 459.2174 | 459.2174
|  | Unplanned replacement risk | 25689.8704 | 26434.4707 | 13606.4443 | 14015.6625 | 14441.4331 | 14882.2816 | 15337.2805 | 15805.7644 | 16287.2195 | 16781.2304 | 17287.4499 | 17805.5812 | 18335.3653 | 18876.5731 | 19428.9998 | 19992.46 | 20566.7846 | 21151.8185 | 21747.4185 | 22353.4513 | 22969.7928 | 23596.3268 | 23596.3268 | 23596.3268 | 23596.3268
|  | Unplanned fault risk | 1880.6461 | 1935.1551 | 996.0699 | 1026.027 | 1057.1959 | 1089.4685 | 1122.7771 | 1157.0728 | 1192.3181 | 1228.4825 | 1265.5407 | 1303.4709 | 1342.2541 | 1381.8736 | 1422.3144 | 1463.5629 | 1505.6068 | 1548.4347 | 1592.036 | 1636.4011 | 1681.5208 | 1727.3867 | 1727.3867 | 1727.3867 | 1727.3867
|  | Enviromental risk | 5992.5 | 5992.5 | 1175 | 1175 | 1175 | 1175 | 1175 | 1175 | 1175 | 1175 | 1175 | 1175 | 1175 | 1175 | 1175 | 1175 | 1175 | 1175 | 1175 | 1175 | 1175 | 1175 | 1175 | 1175 | 1175
|  | Total transformer risks | 893417.7522 | 939228.309 | 44976.5153 | 70802.9073 | 96305.5468 | 122336.8636 | 149902.4139 | 179632.7297 | 208825.5152 | 234902.7785 | 261134.9818 | 287560.214 | 314207.2617 | 341098.3807 | 368251.0896 | 395679.379 | 423394.5531 | 451405.8323 | 479720.7949 | 508345.7073 | 537285.7756 | 566545.3392 | 595432.4137 | 624634.7372 | 654154.9524
Option 3 - Refurbish #1 transformer completed in 2026-2027
|  |  | 2026-27 | 2027-28 | 2028-29 | 2029-30 | 2030-31 | 2031-32 | 2032-33 | 2033-34 | 2034-35 | 2035-36 | 2036-37 | 2037-38 | 2038-39 | 2039-40 | 2040-41 | 2041-42 | 2042-43 | 2043-44 | 2044-45 | 2045-46 | 2046-47 | 2047-48 | 2048-49 | 2049-50 | 2050-51
Transformer risks
|  | Energy at Risk ($, Weighted) | 859354.775 | 857741.1318 | 907707.9782 | 958448.8026 | 1005643.566 | 1055086.2616 | 1112586.0785 | 1179030.7947 | 1233856.0362 | 1265492.1723 | 1297464.052 | 1329770.5029 | 1362410.3803 | 1395382.5664 | 1428685.9697 | 1462319.5239 | 1496282.1873 | 1530572.9423 | 1565190.794 | 1600134.7704 | 1635403.9212 | 1670997.3173 | 1706914.0504 | 1743153.2322 | 1779713.9939
|  | Safety risk | 499.9606 | 509.3071 | 523.8215 | 538.5034 | 553.3521 | 568.3666 | 583.5463 | 598.8903 | 614.398 | 630.0685 | 645.9011 | 661.8953 | 678.0501 | 694.365 | 710.8393 | 727.4724 | 744.2635 | 761.2121 | 778.3176 | 795.5792 | 812.9965 | 830.5687 | 830.5687 | 830.5687 | 830.5687
|  | Unplanned replacement risk | 25689.8704 | 25112.7471 | 25828.4187 | 26552.3504 | 27284.5021 | 28024.8343 | 28773.3087 | 29529.8872 | 30294.5331 | 31067.2098 | 31847.8818 | 32636.5141 | 33433.0726 | 34237.5234 | 35049.8336 | 35869.9707 | 36697.9028 | 37533.5986 | 38377.0273 | 39228.1586 | 40086.9628 | 40953.4106 | 40953.4106 | 40953.4106 | 40953.4106
|  | Unplanned fault risk | 1880.6461 | 1935.1551 | 1990.3039 | 2046.0891 | 2102.5077 | 2159.5567 | 2217.2332 | 2275.5341 | 2334.4567 | 2393.9982 | 2454.1557 | 2514.9267 | 2576.3084 | 2638.2984 | 2700.8939 | 2764.0926 | 2827.8919 | 2892.2896 | 2957.2831 | 3022.8701 | 3089.0484 | 3155.8158 | 3155.8158 | 3155.8158 | 3155.8158
|  | Enviromental risk | 5992.5 | 2379.375 | 2379.375 | 2379.375 | 2379.375 | 2379.375 | 2379.375 | 2379.375 | 2379.375 | 2379.375 | 2379.375 | 2379.375 | 2379.375 | 2379.375 | 2379.375 | 2379.375 | 2379.375 | 2379.375 | 2379.375 | 2379.375 | 2379.375 | 2379.375 | 2379.375 | 2379.375 | 2379.375
|  | Total transformer risks | 893417.7522 | 887677.7162 | 938429.8973 | 989965.1204 | 1037963.3028 | 1088218.3943 | 1146539.5416 | 1213814.4814 | 1269478.799 | 1301962.8237 | 1334791.3656 | 1367963.214 | 1401477.1864 | 1435332.1282 | 1469526.9115 | 1504060.4346 | 1538931.6206 | 1574139.4176 | 1609682.7969 | 1645560.7534 | 1681772.304 | 1718316.4875 | 1754233.2206 | 1790472.4023 | 1827033.164

## Tx risks
CitiPower
NC transformer replacement
Input Data - Station Configuration |  | Constants |  |  | POF METHOD | WEIBULL | Modifier (x) | Comment
Substation: | NC | Major Failure CoC |  |  | PoF (#1) | 0.1368% | 100%
Asset Type | Transformer | Minor Failure CoC |  |  | PoF (#2) | 0.1368% | 100%
VCR | 35.891 | Major Failure CoC - used | 9119502.72 |  | PoF (#3) | 100% | 100%
Load Profile (PoE) | 50% | Minor Failure CoC - used | 166900 |  | PoF (#4) | 0% | 100%
Scenario #1: NC - Transformer | Setting | Unit Price | Model Output | 2025 | 2026 | 2027 | 2028 | 2029 | 2030 | 2031 | 2032 | 2033 | 2034 | 2035 | 2036 | 2037 | 2038 | 2039 | 2040 | 2041 | 2042 | 2043 | 2044 | 2045 | 2046 | 2047 | 2048 | 2049 | 2050 | 2051 | 2052 | 2053 | 2054 | 2055 | 2056
Spare Available | 0% | 0 | Energy | 22011.2834 | 23169.1273 | 24359.7089 | 25786.2931 | 27243.3497 | 28607.7314 | 29963.406 | 31546.3371 | 33441.9789 | 35051.9791 | 35950.9995 | 36859.5752 | 37777.6734 | 38705.262 | 39642.3097 | 40588.7858 | 41544.6607 | 42509.905 | 43484.4904 | 44468.389 | 45461.5736 | 46464.0177 | 47475.6955 | 48496.5814 | 49526.6508 | 50565.8794 | 51614.2435 | 52671.7201 | 52671.7201 | 52671.7201 | 52671.7201 | 52671.7201
Online Monitoring | 0% | 0 | Energy | 24490.164 | 25750.2411 | 27151.2554 | 28715.8936 | 30285.2784 | 31723.7387 | 33402.6861 | 35340.3881 | 37424.3873 | 39037.1784 | 40038.3019 | 41050.0604 | 42072.4172 | 43105.3364 | 44148.7829 | 45202.7225 | 46267.1217 | 47341.9481 | 48427.1696 | 49522.7551 | 50628.6742 | 51744.8972 | 52871.395 | 54008.1392 | 55155.1019 | 56312.2562 | 57479.5754 | 58657.0335 | 58657.0335 | 58657.0335 | 58657.0335 | 58657.0335
Physical Separation | 0% | 300000 | Energy | 22011.2834 | 23169.1273 | 24359.7089 | 25786.2931 | 27243.3497 | 28607.7314 | 29963.406 | 31546.3371 | 33441.9789 | 35051.9791 | 35950.9995 | 36859.5752 | 37777.6734 | 38705.262 | 39642.3097 | 40588.7858 | 41544.6607 | 42509.905 | 43484.4904 | 44468.389 | 45461.5736 | 46464.0177 | 47475.6955 | 48496.5814 | 49526.6508 | 50565.8794 | 51614.2435 | 52671.7201 | 52671.7201 | 52671.7201 | 52671.7201 | 52671.7201
More Frequent Maintenance | 0% | 4000 | Pr (Terminal Failure) | 0.2736% | 0.2817% | 0.2899% | 0.2981% | 0.3065% | 0.3149% | 0.3235% | 0.3321% | 0.3409% | 0.3497% | 0.3586% | 0.3676% | 0.3767% | 0.3859% | 0.3952% | 0.4046% | 0.414% | 0.4236% | 0.4332% | 0.443% | 0.4528% | 0.4627% | 0.4727% | 0.4727% | 0.4727% | 0.4727% | 0.4727% | 0.4727% | 0.4727% | 0.4727% | 0.4727% | 0.4727%
Staggered Maintenance | 0% | 650 | Pr (Repairable Failure) | 1.095% | 1.127% | 1.159% | 1.193% | 1.226% | 1.26% | 1.294% | 1.328% | 1.363% | 1.399% | 1.434% | 1.47% | 1.507% | 1.544% | 1.581% | 1.618% | 1.656% | 1.694% | 1.733% | 1.772% | 1.811% | 1.851% | 1.891% | 1.891% | 1.891% | 1.891% | 1.891% | 1.891% | 1.891% | 1.891% | 1.891% | 1.891%
Bunded | 0 | 300000
Refurbish Assets | 0 | 500000 | Energy at Risk ($, Weighted) | 816697.8239 | 859354.775 | 904351.7315 | 957039.7325 | 1010544.4225 | 1060311.0715 | 1112448.3669 | 1173081.2691 | 1243145.8495 | 1300960.4194 | 1334326.5342 | 1368047.2256 | 1402121.2717 | 1436547.4797 | 1471324.6856 | 1506451.7526 | 1541927.5713 | 1577751.0577 | 1613921.1534 | 1650436.8244 | 1687297.0604 | 1724500.8742 | 1762047.3014 | 1799935.399 | 1838164.2456 | 1876732.9402 | 1915640.6022 | 1954886.3705 | 1954886.3705 | 1954886.3705 | 1954886.3705 | 1954886.3705
Replace 1 Asset | 0% | 7599585.6 | Safety Risk | 485.6406 | 499.9606 | 514.4516 | 529.1126 | 543.9429 | 558.9415 | 574.1077 | 589.4407 | 604.9397 | 620.604 | 636.4328 | 652.4254 | 668.5811 | 684.8991 | 701.3788 | 718.0195 | 734.8206 | 751.7814 | 768.9011 | 786.1794 | 803.6154 | 821.2085 | 838.9583 | 838.9583 | 838.9583 | 838.9583 | 838.9583 | 838.9583 | 838.9583 | 838.9583 | 838.9583 | 838.9583
Replace 2 Assets | 0% | 0 | Unplanned Replacement Risk | 24954.0524 | 25689.8704 | 26434.4707 | 27187.8091 | 27949.8425 | 28720.5285 | 29499.8256 | 30287.6933 | 31084.0918 | 31888.9822 | 32702.3261 | 33524.0861 | 34354.2254 | 35192.708 | 36039.4983 | 36894.5617 | 37757.8639 | 38629.3714 | 39509.0512 | 40396.8708 | 41292.7986 | 42196.803 | 43108.8533 | 43108.8533 | 43108.8533 | 43108.8533 | 43108.8533 | 43108.8533 | 43108.8533 | 43108.8533 | 43108.8533 | 43108.8533
Replace 3 Assets | 0% | 0 | Unplanned Fault Risk | 1826.78 | 1880.6461 | 1935.1551 | 1990.3039 | 2046.0891 | 2102.5077 | 2159.5567 | 2217.2332 | 2275.5341 | 2334.4567 | 2393.9982 | 2454.1557 | 2514.9267 | 2576.3084 | 2638.2984 | 2700.8939 | 2764.0926 | 2827.8919 | 2892.2896 | 2957.2831 | 3022.8701 | 3089.0484 | 3155.8158 | 3155.8158 | 3155.8158 | 3155.8158 | 3155.8158 | 3155.8158 | 3155.8158 | 3155.8158 | 3155.8158 | 3155.8158
Addiitonal Asset | 0% | N/A | Unplanned Enviromental Risk | 5992.5 | 5992.5 | 5992.5 | 5992.5 | 5992.5 | 5992.5 | 5992.5 | 5992.5 | 5992.5 | 5992.5 | 5992.5 | 5992.5 | 5992.5 | 5992.5 | 5992.5 | 5992.5 | 5992.5 | 5992.5 | 5992.5 | 5992.5 | 5992.5 | 5992.5 | 5992.5 | 5992.5 | 5992.5 | 5992.5 | 5992.5 | 5992.5 | 5992.5 | 5992.5 | 5992.5 | 5992.5
Load Transfers | 100% | 0 | Unplanned Fire Risk | 0 | 0 | 0 | 0 | 0 | 0 | 0 | 0 | 0 | 0 | 0 | 0 | 0 | 0 | 0 | 0 | 0 | 0 | 0 | 0 | 0 | 0 | 0 | 0 | 0 | 0 | 0 | 0 | 0 | 0 | 0 | 0
Non-Network MW | 0 | 0 | Other | 0 | 0 | 0 | 0 | 0 | 0 | 0 | 0 | 0 | 0 | 0 | 0 | 0 | 0 | 0 | 0 | 0 | 0 | 0 | 0 | 0 | 0 | 0 | 0 | 0 | 0 | 0 | 0 | 0 | 0 | 0 | 0
|  | 0 | Option Capital Cost | 0 | 0 | 0 | 0 | 0 | 0 | 0 | 0 | 0 | 0 | 0 | 0 | 0 | 0 | 0 | 0 | 0 | 0 | 0 | 0 | 0 | 0 | 0 | 0 | 0 | 0 | 0 | 0 | 0 | 0 | 0 | 0
|  |  | Total Life Cycle Cost | 849956.7968 | 893417.7522 | 939228.309 | 992739.4581 | 1047076.797 | 1097685.5492 | 1150674.357 | 1212168.1363 | 1283102.9152 | 1341796.9623 | 1376051.7912 | 1410670.3929 | 1445651.5049 | 1480993.8953 | 1516696.3611 | 1552757.7278 | 1589176.8483 | 1625952.6024 | 1663083.8953 | 1700569.6576 | 1738408.8444 | 1776600.4342 | 1815143.4288 | 1853031.5264 | 1891260.3729 | 1929829.0676 | 1968736.7296 | 2007982.4979 | 2007982.4979 | 2007982.4979 | 2007982.4979 | 2007982.4979
Input Data - Station Configuration |  | Constants |  | PoF (#4) 2026: POF METHOD; 0% 2027: WEIBULL; 100% 2028: Modifier (x); 100% 2029: Comment
Substation: | NC | Major Failure CoC |  | PoF (#4) 2026: PoF (#1); 0% 2027: 0.1368%; 100% 2028: 100%
Asset Type | Transformer | Minor Failure CoC |  | PoF (#4) 2026: PoF (#2); 0% 2027: 0.1368%; 100% 2028: 100%
VCR | 35.891 | Major Failure CoC - used | 9119502.72 | PoF (#4) 2026: PoF (#3); 0% 2027: 100%; 100% 2028: 100%
Load Profile (PoE) | 50% | Minor Failure CoC - used | 166900 | PoF (#4) 2026: PoF (#4); 0% 2027: 0%; 100% 2028: 100%
Scenario #2: NC - Transformer | Setting | Unit Price | Model Output | 2025 | 2026 | 2027 | 2028 | 2029 | 2030 | 2031 | 2032 | 2033 | 2034 | 2035 | 2036 | 2037 | 2038 | 2039 | 2040 | 2041 | 2042 | 2043 | 2044 | 2045 | 2046 | 2047 | 2048 | 2049 | 2050 | 2051 | 2052 | 2053 | 2054 | 2055 | 2056
Spare Available | 0% | 0 | Energy | 22011.2834 | 23169.1273 | 24359.7089 | 779.5861 | 1464.2154 | 2140.8866 | 2825.3958 | 3548.7973 | 4335.9868 | 5115.1133 | 5803.1569 | 6495.0165 | 7191.7271 | 7894.072 | 8602.6574 | 9317.9615 | 10040.3668 | 10770.1827 | 11507.6623 | 12253.014 | 13006.4106 | 13767.9962 | 14537.891 | 15316.1959 | 16102.9959 | 16898.3621 | 17702.3544 | 18515.0229 | 18515.0229 | 18515.0229 | 18515.0229 | 18515.0229
Online Monitoring | 0% | 0 | Energy | 24490.164 | 25750.2411 | 27151.2554 | 868.1948 | 1627.7938 | 2374.2141 | 3149.9157 | 3975.9228 | 4852.7726 | 5697.1974 | 6463.5244 | 7234.0983 | 8010.0717 | 8792.317 | 9581.5093 | 10378.1811 | 11182.7582 | 11995.5853 | 12816.944 | 13647.0664 | 14486.1448 | 15334.3394 | 16191.7842 | 17058.5914 | 17934.8553 | 18820.6552 | 19716.0575 | 20621.118 | 20621.118 | 20621.118 | 20621.118 | 20621.118
Physical Separation | 0% | 300000 | Energy | 22011.2834 | 23169.1273 | 24359.7089 | 779.5861 | 1464.2154 | 2140.8866 | 2825.3958 | 3548.7973 | 4335.9868 | 5115.1133 | 5803.1569 | 6495.0165 | 7191.7271 | 7894.072 | 8602.6574 | 9317.9615 | 10040.3668 | 10770.1827 | 11507.6623 | 12253.014 | 13006.4106 | 13767.9962 | 14537.891 | 15316.1959 | 16102.9959 | 16898.3621 | 17702.3544 | 18515.0229 | 18515.0229 | 18515.0229 | 18515.0229 | 18515.0229
More Frequent Maintenance | 0% | 4000 | Pr (Terminal Failure) | 0.2736% | 0.2817% | 0.2899% | 0.1492% | 0.1537% | 0.1584% | 0.1632% | 0.1682% | 0.1733% | 0.1786% | 0.184% | 0.1896% | 0.1952% | 0.2011% | 0.207% | 0.213% | 0.2192% | 0.2255% | 0.2319% | 0.2385% | 0.2451% | 0.2519% | 0.2587% | 0.2587% | 0.2587% | 0.2587% | 0.2587% | 0.2587% | 0.2587% | 0.2587% | 0.2587% | 0.2587%
Staggered Maintenance | 0% | 650 | Pr (Repairable Failure) | 1.095% | 1.127% | 1.159% | 0.5968% | 0.6148% | 0.6334% | 0.6528% | 0.6727% | 0.6933% | 0.7144% | 0.7361% | 0.7583% | 0.781% | 0.8042% | 0.828% | 0.8522% | 0.8769% | 0.9021% | 0.9278% | 0.9539% | 0.9805% | 1.008% | 1.035% | 1.035% | 1.035% | 1.035% | 1.035% | 1.035% | 1.035% | 1.035% | 1.035% | 1.035%
Bunded | 0 | 300000
Refurbish Assets | 0 | 500000 | Energy at Risk ($, Weighted) | 816697.8239 | 859354.775 | 904351.7315 | 28934.2008 | 54313.4534 | 79350.8674 | 104900.4836 | 131968.8715 | 161187.2904 | 189854.0056 | 215391.4795 | 241070.5533 | 266929.6405 | 292997.8106 | 319297.5695 | 345846.6599 | 372659.275 | 399746.9034 | 427118.9353 | 454783.1054 | 482745.8257 | 511012.4377 | 539587.4084 | 568474.4829 | 597676.8064 | 627197.0216 | 657037.3473 | 687199.6435 | 687199.6435 | 687199.6435 | 687199.6435 | 687199.6435
Replace 1 Asset | 100% | 7599585.6 | Safety Risk | 485.6406 | 499.9606 | 514.4516 | 264.8004 | 272.7643 | 281.0504 | 289.6299 | 298.4848 | 307.6022 | 316.972 | 326.5861 | 336.4378 | 346.5214 | 356.8317 | 367.3644 | 378.1154 | 389.0811 | 400.2583 | 411.6438 | 423.235 | 435.0293 | 447.0242 | 459.2174 | 459.2174 | 459.2174 | 459.2174 | 459.2174 | 459.2174 | 459.2174 | 459.2174 | 459.2174 | 459.2174
Replace 2 Assets | 0% | 0 | Unplanned Replacement Risk | 24954.0524 | 25689.8704 | 26434.4707 | 13606.4443 | 14015.6625 | 14441.4331 | 14882.2816 | 15337.2805 | 15805.7644 | 16287.2195 | 16781.2304 | 17287.4499 | 17805.5812 | 18335.3653 | 18876.5731 | 19428.9998 | 19992.46 | 20566.7846 | 21151.8185 | 21747.4185 | 22353.4513 | 22969.7928 | 23596.3268 | 23596.3268 | 23596.3268 | 23596.3268 | 23596.3268 | 23596.3268 | 23596.3268 | 23596.3268 | 23596.3268 | 23596.3268
Replace 3 Assets | 0% | 0 | Unplanned Fault Risk | 1826.78 | 1880.6461 | 1935.1551 | 996.0699 | 1026.027 | 1057.1959 | 1089.4685 | 1122.7771 | 1157.0728 | 1192.3181 | 1228.4825 | 1265.5407 | 1303.4709 | 1342.2541 | 1381.8736 | 1422.3144 | 1463.5629 | 1505.6068 | 1548.4347 | 1592.036 | 1636.4011 | 1681.5208 | 1727.3867 | 1727.3867 | 1727.3867 | 1727.3867 | 1727.3867 | 1727.3867 | 1727.3867 | 1727.3867 | 1727.3867 | 1727.3867
Addiitonal Asset | 0% | N/A | Unplanned Enviromental Risk | 5992.5 | 5992.5 | 5992.5 | 1175 | 1175 | 1175 | 1175 | 1175 | 1175 | 1175 | 1175 | 1175 | 1175 | 1175 | 1175 | 1175 | 1175 | 1175 | 1175 | 1175 | 1175 | 1175 | 1175 | 1175 | 1175 | 1175 | 1175 | 1175 | 1175 | 1175 | 1175 | 1175
Load Transfers | 100% | 0 | Unplanned Fire Risk | 0 | 0 | 0 | 0 | 0 | 0 | 0 | 0 | 0 | 0 | 0 | 0 | 0 | 0 | 0 | 0 | 0 | 0 | 0 | 0 | 0 | 0 | 0 | 0 | 0 | 0 | 0 | 0 | 0 | 0 | 0 | 0
Non-Network MW | 0 | 0 | Other | 0 | 0 | 0 | 0 | 0 | 0 | 0 | 0 | 0 | 0 | 0 | 0 | 0 | 0 | 0 | 0 | 0 | 0 | 0 | 0 | 0 | 0 | 0 | 0 | 0 | 0 | 0 | 0 | 0 | 0 | 0 | 0
|  | 0 | Option Capital Cost | 0 | 0 | 0 | 323998.5253 | 323998.5253 | 323998.5253 | 323998.5253 | 323998.5253 | 323998.5253 | 323998.5253 | 323998.5253 | 323998.5253 | 323998.5253 | 323998.5253 | 323998.5253 | 323998.5253 | 323998.5253 | 323998.5253 | 323998.5253 | 323998.5253 | 323998.5253 | 323998.5253 | 323998.5253 | 323998.5253 | 323998.5253 | 323998.5253 | 323998.5253 | 323998.5253 | 323998.5253 | 323998.5253 | 323998.5253 | 323998.5253
|  |  | Total Life Cycle Cost | 849956.7968 | 893417.7522 | 939228.309 | 368975.0406 | 394801.4326 | 420304.0721 | 446335.3889 | 473900.9392 | 503631.255 | 532824.0405 | 558901.3038 | 585133.5071 | 611558.7393 | 638205.787 | 665096.906 | 692249.6149 | 719677.9043 | 747393.0784 | 775404.3576 | 803719.3202 | 832344.2326 | 861284.3008 | 890543.8645 | 919430.939 | 948633.2625 | 978153.4777 | 1007993.8035 | 1038156.0996 | 1038156.0996 | 1038156.0996 | 1038156.0996 | 1038156.0996
Input Data - Station Configuration |  | Constants |  | PoF (#4) 2026: POF METHOD; 0% 2027: WEIBULL; 100% 2028: Modifier (x); 100% 2029: Comment
Substation: | NC | Major Failure CoC |  | PoF (#4) 2026: PoF (#1); 0% 2027: 0.1231%; 100% 2028: 90%
Asset Type | Transformer | Minor Failure CoC |  | PoF (#4) 2026: PoF (#2); 0% 2027: 0.1368%; 100% 2028: 100%
VCR | 35.891 | Major Failure CoC - used | 9119502.72 | PoF (#4) 2026: PoF (#3); 0% 2027: 100%; 100% 2028: 100%
Load Profile (PoE) | 50% | Minor Failure CoC - used | 166900 | PoF (#4) 2026: PoF (#4); 0% 2027: 0%; 100% 2028: 100%
Scenario #3: NC - Transformer | Setting | Unit Price | Model Output | 2025 | 2026 | 2027 | 2028 | 2029 | 2030 | 2031 | 2032 | 2033 | 2034 | 2035 | 2036 | 2037 | 2038 | 2039 | 2040 | 2041 | 2042 | 2043 | 2044 | 2045 | 2046 | 2047 | 2048 | 2049 | 2050 | 2051 | 2052 | 2053 | 2054 | 2055 | 2056
Spare Available | 0% | 0 | Energy | 20877.0696 | 21975.1097 | 23104.1861 | 24457.089 | 25838.8754 | 27132.7462 | 28418.3428 | 29919.4646 | 31717.1594 | 33243.9159 | 34096.3204 | 34957.7727 | 35828.2412 | 36707.695 | 37596.1042 | 38493.4393 | 39399.6717 | 40314.7733 | 41238.7168 | 42171.4753 | 43113.0229 | 44063.3338 | 45022.3832 | 45990.1465 | 46966.5999 | 47951.7201 | 48945.4842 | 49947.8698 | 49947.8698 | 49947.8698 | 49947.8698 | 49947.8698
Online Monitoring | 0% | 0 | Energy | 23228.2456 | 24423.2449 | 25751.9053 | 27235.7426 | 28724.0672 | 30088.1921 | 31680.3975 | 33518.0059 | 35494.3577 | 37023.7541 | 37972.9781 | 38932.2725 | 39901.602 | 40880.9323 | 41870.2296 | 42869.4611 | 43878.5947 | 44897.599 | 45926.4434 | 46965.098 | 48013.5334 | 49071.721 | 50139.6329 | 51217.2417 | 52304.5207 | 53401.4436 | 54507.9848 | 55624.1193 | 55624.1193 | 55624.1193 | 55624.1193 | 55624.1193
Physical Separation | 0% | 300000 | Energy | 20877.0696 | 21975.1097 | 23104.1861 | 24457.089 | 25838.8754 | 27132.7462 | 28418.3428 | 29919.4646 | 31717.1594 | 33243.9159 | 34096.3204 | 34957.7727 | 35828.2412 | 36707.695 | 37596.1042 | 38493.4393 | 39399.6717 | 40314.7733 | 41238.7168 | 42171.4753 | 43113.0229 | 44063.3338 | 45022.3832 | 45990.1465 | 46966.5999 | 47951.7201 | 48945.4842 | 49947.8698 | 49947.8698 | 49947.8698 | 49947.8698 | 49947.8698
More Frequent Maintenance | 0% | 4000 | Pr (Terminal Failure) | 0.26% | 0.2676% | 0.2754% | 0.2832% | 0.2912% | 0.2992% | 0.3073% | 0.3155% | 0.3238% | 0.3322% | 0.3407% | 0.3492% | 0.3579% | 0.3666% | 0.3754% | 0.3843% | 0.3933% | 0.4024% | 0.4116% | 0.4208% | 0.4302% | 0.4396% | 0.4491% | 0.4491% | 0.4491% | 0.4491% | 0.4491% | 0.4491% | 0.4491% | 0.4491% | 0.4491% | 0.4491%
Staggered Maintenance | 0% | 650 | Pr (Repairable Failure) | 1.095% | 1.127% | 1.159% | 1.193% | 1.226% | 1.26% | 1.294% | 1.328% | 1.363% | 1.399% | 1.434% | 1.47% | 1.507% | 1.544% | 1.581% | 1.618% | 1.656% | 1.694% | 1.733% | 1.772% | 1.811% | 1.851% | 1.891% | 1.891% | 1.891% | 1.891% | 1.891% | 1.891% | 1.891% | 1.891% | 1.891% | 1.891%
Bunded | 0 | 300000
Refurbish Assets | 1 | 500000 | Energy at Risk ($, Weighted) | 774614.7213 | 815068.4699 | 857741.1318 | 907707.9782 | 958448.8026 | 1005643.566 | 1055086.2616 | 1112586.0785 | 1179030.7947 | 1233856.0362 | 1265492.1723 | 1297464.052 | 1329770.5029 | 1362410.3803 | 1395382.5664 | 1428685.9697 | 1462319.5239 | 1496282.1873 | 1530572.9423 | 1565190.794 | 1600134.7704 | 1635403.9212 | 1670997.3173 | 1706914.0504 | 1743153.2322 | 1779713.9939 | 1816595.4859 | 1853796.877 | 1853796.877 | 1853796.877 | 1853796.877 | 1853796.877
Replace 1 Asset | 0% | 7599585.6 | Safety Risk | 480.7842 | 494.961 | 509.3071 | 523.8215 | 538.5034 | 553.3521 | 568.3666 | 583.5463 | 598.8903 | 614.398 | 630.0685 | 645.9011 | 661.8953 | 678.0501 | 694.365 | 710.8393 | 727.4724 | 744.2635 | 761.2121 | 778.3176 | 795.5792 | 812.9965 | 830.5687 | 830.5687 | 830.5687 | 830.5687 | 830.5687 | 830.5687 | 830.5687 | 830.5687 | 830.5687 | 830.5687
Replace 2 Assets | 0% | 0 | Unplanned Replacement Risk | 23706.3497 | 24405.3768 | 25112.7471 | 25828.4187 | 26552.3504 | 27284.5021 | 28024.8343 | 28773.3087 | 29529.8872 | 30294.5331 | 31067.2098 | 31847.8818 | 32636.5141 | 33433.0726 | 34237.5234 | 35049.8336 | 35869.9707 | 36697.9028 | 37533.5986 | 38377.0273 | 39228.1586 | 40086.9628 | 40953.4106 | 40953.4106 | 40953.4106 | 40953.4106 | 40953.4106 | 40953.4106 | 40953.4106 | 40953.4106 | 40953.4106 | 40953.4106
Replace 3 Assets | 0% | 0 | Unplanned Fault Risk | 1826.78 | 1880.6461 | 1935.1551 | 1990.3039 | 2046.0891 | 2102.5077 | 2159.5567 | 2217.2332 | 2275.5341 | 2334.4567 | 2393.9982 | 2454.1557 | 2514.9267 | 2576.3084 | 2638.2984 | 2700.8939 | 2764.0926 | 2827.8919 | 2892.2896 | 2957.2831 | 3022.8701 | 3089.0484 | 3155.8158 | 3155.8158 | 3155.8158 | 3155.8158 | 3155.8158 | 3155.8158 | 3155.8158 | 3155.8158 | 3155.8158 | 3155.8158
Addiitonal Asset | 0% | N/A | Unplanned Enviromental Risk | 2379.375 | 2379.375 | 2379.375 | 2379.375 | 2379.375 | 2379.375 | 2379.375 | 2379.375 | 2379.375 | 2379.375 | 2379.375 | 2379.375 | 2379.375 | 2379.375 | 2379.375 | 2379.375 | 2379.375 | 2379.375 | 2379.375 | 2379.375 | 2379.375 | 2379.375 | 2379.375 | 2379.375 | 2379.375 | 2379.375 | 2379.375 | 2379.375 | 2379.375 | 2379.375 | 2379.375 | 2379.375
Load Transfers | 100% | 0 | Unplanned Fire Risk | 0 | 0 | 0 | 0 | 0 | 0 | 0 | 0 | 0 | 0 | 0 | 0 | 0 | 0 | 0 | 0 | 0 | 0 | 0 | 0 | 0 | 0 | 0 | 0 | 0 | 0 | 0 | 0 | 0 | 0 | 0 | 0
Non-Network MW | 0 | 0 | Other | 0 | 0 | 0 | 0 | 0 | 0 | 0 | 0 | 0 | 0 | 0 | 0 | 0 | 0 | 0 | 0 | 0 | 0 | 0 | 0 | 0 | 0 | 0 | 0 | 0 | 0 | 0 | 0 | 0 | 0 | 0 | 0
|  | 0 | Option Capital Cost | 0 | 0 | 60120.6839 | 60120.6839 | 60120.6839 | 60120.6839 | 60120.6839 | 60120.6839 | 60120.6839 | 60120.6839 | 60120.6839 | 60120.6839 | 60120.6839 | 60120.6839 | 60120.6839 | 60120.6839 | 60120.6839 | 60120.6839 | 60120.6839 | 60120.6839 | 60120.6839 | 60120.6839 | 60120.6839 | 60120.6839 | 60120.6839 | 60120.6839 | 60120.6839 | 60120.6839 | 60120.6839 | 60120.6839 | 60120.6839 | 60120.6839
|  |  | Total Life Cycle Cost | 803008.0102 | 844228.8289 | 947798.4001 | 998550.5812 | 1050085.8044 | 1098083.9867 | 1148339.0782 | 1206660.2255 | 1273935.1654 | 1329599.4829 | 1362083.5076 | 1394912.0496 | 1428083.8979 | 1461597.8703 | 1495452.8121 | 1529647.5955 | 1564181.1185 | 1599052.3046 | 1634260.1015 | 1669803.4809 | 1705681.4373 | 1741892.9879 | 1778437.1714 | 1814353.9045 | 1850593.0863 | 1887153.848 | 1924035.34 | 1961236.7311 | 1961236.7311 | 1961236.7311 | 1961236.7311 | 1961236.7311

## Misc_calcs
CitiPower
NC transformer replacement
ESCALATION & OTHER
| Year end |  |  | 2021-06-30 | 2022-06-30 | 2023-06-30 | 2024-06-30 | 2025-06-30 | 2026-06-30
| Actual/forecast CPI (June to June) |  |  | 0% | 0.8606% | 3.498% | 7.832% | 4.052% | 3%
| HY ending |  |  | 2021-06-30 | 2021-12-31 | 2022-06-30 | 2022-12-31 | 2023-06-30 | 2023-12-31 | 2024-06-30 | 2024-12-31 | 2025-06-30 | 2025-12-31 | 2026-06-30
| FY ending |  |  | 2021-06-30 | 2022-06-30 | 2022-06-30 | 2023-06-30 | 2023-06-30 | 2024-06-30 | 2024-06-30 | 2025-06-30 | 2025-06-30 | 2026-06-30 | 2026-06-30
| Actual/forecast CPI (June to June) |  |  | 0% | 0.8606% | 0.8606% | 3.498% | 3.498% | 7.832% | 7.832% | 4.052% | 4.052% | 3% | 3%
| Actual cumulative HY escalation |  |  | 1 | 1.0043 | 1.0086 | 1.0261 | 1.0439 | 1.084 | 1.1256 | 1.1482 | 1.1713 | 1.1887 | 1.2064
| Convert from input dollars | 2023-12-31 | 1.084
| To output dollars | 2026-06-30 | 1.2064
| Conversion from input dollars to output dollars |  | 1.1129
| Convert from VCR date | 2023-12-31 | 1.084
| To input dollars | 2023-12-31 | 1.084
| VCR escalation |  | 1
| Start_year | 2026-27
FIRST YEAR
| Option | First year | Option included
| Option 2 | 1 | TRUE
| Option 3 | 1 | TRUE
| Option 4 | Not used | FALSE
| Option 5 | Not used | FALSE
| First year | 1
FLAGS
| Option 1 (base case) | FALSE | FALSE
FALSE
FALSE
| Option 2 | FALSE | FALSE
FALSE
FALSE
| Option 3 | FALSE | FALSE
FALSE
FALSE
| Option 4 | FALSE | FALSE
FALSE
FALSE
| Option 5 | FALSE | FALSE
FALSE
FALSE
Message | !! Capex asset life required !!
!

## Data
CitiPower
NC transformer replacement
DATA
Options
|  | Not used | Text |  | Flags for compliance project
Option1 | Option 1 (base case) | FALSE |  | Option 1 (base case): No change to existing practices | FALSE
Option2 | Option 2 | FALSE |  |  | FALSE
Option3 | Option 3 | FALSE |  |  | FALSE
Option4 | Option 4 | TRUE | Not used |  | TRUE
Option5 | Option 5 | TRUE | Not used |  | TRUE
Compliance project |  |  | Yes | FALSE
No change to existing practices
Not applicable (compliance)
For conditional formatting of preferred option on Summary :
< Enter description >
Categories
Short categ
| Capital expenditure | -1
| Annualised capex | -1
| Operating expenditure | -1
| Risk mitigated | 1
| Other benefits value | 1
| Net benefits | 1
| Total risk cost | 1
Benefits
|  | Short categ | Flag to include | Units | Defined value
1 | Unserved energy | Energy | FALSE | MWh | FALSE
2 | Safety | Safety | FALSE | $ | TRUE
3 | Unplanned replacement | UnRepl | FALSE | $ | TRUE
4 | Bushfire | Fire | FALSE | $ | TRUE
5 | Reduction in CO2 emissions | Carbon | TRUE | MWh | FALSE
6 | Reliability in worst-served areas | Other | TRUE | MWh | FALSE
7 | Network resilience | Other | TRUE | MWh | FALSE
8 | Enabling solar exports | Other | TRUE | MWh | FALSE
9 | Aesthetics | Other | TRUE | Customers impacted | FALSE
10 | Customer value of time - residential | Other | TRUE | Customer minutes | FALSE
11 | Customer value of time - business | Other | TRUE | Customer minutes | FALSE
12 | Communication | Other | TRUE | Customers impacted | FALSE
13 | Information accessibility | Other | TRUE | Customers impacted | FALSE
Value of benefits
CitiPower
| Reliability in worst-served areas | per MWh | 0
| Network resilience | per MWh | 0
| Enabling solar exports | per MWh | 4220.9954
| Aesthetics | per customer impacted | 0
| Customer value of time - residential | per minute customer time | 0.54769
| Customer value of time - business | per minute customer time | 0.54769
| Communication | per customer impacted | 0
| Information accessibility | per customer impacted | 0
Conversions
| thous_conv | 1000
| mill_conv | 1000000
Message
| Message | Enter asset life
Error message |  | Remove inputs prior to start year
Disproportionate factors applied to various bushfire and other risk valuations
| - Select - |  |  |  | 0
| Harm to property from network |  |  |  | 1
| Harm to property from bushfire |  |  |  | 1
| Harm to environment |  |  |  | 1
| Safety - Public trespass |  |  |  | 1
| Safety - Single fatality or serious injury ^ |  |  |  | 3
| Safety from bushfire in HBRA |  |  |  | 3
| Safety - Multiple fatality or serious injury ^ |  |  |  | 6
| Safety from bushfire (REFCL declared areas) |  |  |  | 6
| Safety from bushfire (electric line construction areas) |  |  |  | 10
Total annualised capex
Energy at risk value
Total other benefits
DROPDOWN LISTS
| Business |  |  |  | Type | Include | Dollar inputs - month |  |  | Not used options | Conversions | Dollar inputs - year | Compliance | Capex first year
| CitiPower | CP | CP: |  | - Select - | 0 | June | 6 | CY | Not used |  | 2026 | No | 2026-27
| Powercor | PA | PAL: |  | Capex | 1899-12-31 | December | 12 | FY |  |  | 2025 | Yes | 2025-26
| United Energy | UE | UE: |  | Opex | [6 empty] | 2024 |  | 2024-25
2023
2022
2021
2020