## Cover
CitiPower
Regulatory proposal 2026-31
AR transformer
| Model number: | 4.02
2025-01-31
15

## Summary
CitiPower
AR transformer replacement
SUMMARY
RESULTS
|  |  |  | PV of costs | PV of benefits | NPV
| Option |  |  | 2026-06-30 | 2026-06-30 | 2026-06-30
| Option 1 (base case) | No change to existing practices |  | 0 | 0 | 0
| Option 2 | Replace #2 transformer completed in 2029-2030 |  | -3.6554 | 11.5591 | 7.9036
| Option 3 | 0
| Option 4 | 0
| Option 5 | 0
NPV
| Preferred option: |  |  | 2026-06-30
| Option 2 | Replace #2 transformer completed in 2029-2030 |  | 7.9036
PREFERRED OPTION
Preferred Option
Option 2
| Expenditure forecast | 2026-06-30 | 2026-27 | 2027-28 | 2028-29 | 2029-30 | 2030-31 |  | Total
| Capital expenditure |  | 0 | 0 | 2.3839 | 4.7677 | 0 |  | 7.1516
| Operating expenditure |  | 0 | 0 | 0 | 0 | 0 |  | 0
CHART
| Capex and risk ($M, 2026) |  | Value of expected unserved energy ($M, 2026)
SENSITIVITIES
| Sensitivity | 2026-06-30 | Option 1 (base case) | Option 2 | Option 3 | Option 4 | Option 5 |  | Preferred option
| None |  | 0 | 7.9036 |  |  |  |  | Option 2
| Capex 10% higher |  | 0 | 7.5381 |  |  |  |  | Option 2
| Capex 10% lower |  | 0 | 8.2692 |  |  |  |  | Option 2
| Total benefits 10% higher |  | 0 | 9.0595 |  |  |  |  | Option 2
| Total benefits 10% lower |  | 0 | 6.7477 |  |  |  |  | Option 2
| Capex 10% higher & Total benefits 10% lower |  | 0 | 6.3822 |  |  |  |  | Option 2
| 0 | [7 empty] | #NAME?
| 0 | [6 empty] | 0 | #NAME?
|  | 0 | [6 empty] | #NAME?
0

## Assumptions
CitiPower
AR transformer replacement
Project
|  | Business: |  | CitiPower
|  | Descripton: |  | AR transformer replacement
|  | Date of cost inputs: |  | December |  | 2023
|  | Option |  | Description
|  | Option 1 (base case) |  | No change to existing practices
|  | Option 2 |  | Replace #2 transformer completed in 2029-2030
Option 3
Option 4
Option 5
|  | Compliance project |  | No
|  | Expenditure starts |  | 2026-27 | [start]
Timing & WACC
|  | Input dollars |  |  |  | 2023-12-31 | [input_dollars]
|  | Pre-tax real WACC |  |  |  | 3.5% | [real_disc]
|  | VCR date |  |  |  | 2023-12-31 | [vcr_date]
|  | Analysis period (years) |  |  |  | 20 | [years]\
|  | Output dollars |  |  |  | 2026-06-30 | [output_dollars]
|  | Other benefits date |  |  |  | 2023-12-31 | [custval_date]
|  | Value of CO2 reductions input date |  |  |  | 2023-06-30
VCR
|  | Enter ZSS code >> | eg. AR | AR |  | Armadale | 35599.4556 | 2023 VCR ($/MWh)
Risks
SAFETY
|  | Value of statistical life |  |  |  | 5400000 | 2023-06-30
|  | Value of injury |  |  |  | 0 | 2023-12-31
Disproportionate factors applied to various bushfire and other risk valuations
|  | Harm to property from network |  |  |  | 1
|  | Harm to property from bushfire |  |  |  | 1
|  | Harm to environment |  |  |  | 1
|  | Safety - Public trespass |  |  |  | 1
|  | Safety - Single fatality or serious injury ^ |  |  |  | 3
|  | Safety from bushfire in HBRA |  |  |  | 3
|  | Safety - Multiple fatality or serious injury ^ |  |  |  | 6
|  | Safety from bushfire (REFCL declared areas) |  |  |  | 6
|  | Safety from bushfire (electric line construction areas) |  |  |  | 10
^ Public or employee
|  | Incident type |  |  |  | Value | Probability | DF selected | Description/comment
|  | Safety (fatality) |  |  |  | 5607473.5197 | 0 | 0 | 0
|  | Safety (injury) |  |  |  | 0 | 0 | 0 | 0
UNPLANNED REPLACEMENT/REPAIR
|  | Major failure (replace) |  |  |  | 0 | 2023-12-31
|  | Minor failure (repair) |  |  |  | 0 | 2023-12-31
|  | Premium for failure |  |  |  | 20%
Other benefits
| ENVIRONMENTAL | [8 empty] | 2026-27 | 2027-28 | 2028-29 | 2029-30 | 2030-31 | 2031-32
|  | Value of CO2 reductions |  |  |  |  | 2023-06-30 | $/kWh |  | 0.02473 | 0.022341 | 0.020196 | 0.018063 | 0.015913 | 0.013715
| CUSTOMER VALUE |  |  |  |  | Value
|  | Reliability in worst-served areas |  |  |  | 0 | 2023-12-31 | per MWh
|  | Network resilience |  |  |  | 0 | 2023-12-31 | per MWh
|  | Enabling solar exports |  |  |  | 4220.9954 | 2023-12-31 | per MWh
|  | Aesthetics |  |  |  | 0 | 2023-12-31 | per customer
|  | Customer value of time - residential |  |  |  | 0.54769 | 2023-12-31 | per customer minute
|  | Customer value of time - business |  |  |  | 0.54769 | 2023-12-31 | per customer minute
|  | Communication |  |  |  | 0 | 2023-12-31 | per customer
|  | Information accessibility |  |  |  | 0 | 2023-12-31 | per customer
Sensitivities
[6 empty] | Capex | Total benefits
| 1 | Capex 10% higher |  |  |  | 10% | 0%
| 2 | Capex 10% lower |  |  |  | -10% | 0%
| 3 | Total benefits 10% higher |  |  |  | 0% | 10%
| 4 | Total benefits 10% lower |  |  |  | 0% | -10%
| 5 | Capex 10% higher & Total benefits 10% lower |  |  |  | 10% | -10%

## Option1 (base case)
CitiPower
AR transformer replacement
OPTION 1 (base case)
Count |  |  |  |  | 0 | 1 | 2 | 3 | 4 | 5 | 6 | 7 | 8 | 9 | 10 | 11 | 12 | 13 | 14 | 15 | 16 | 17 | 18 | 19 | 20 | 21 | 22 | 23 | 24 | 25
Value of CO2 reductions |  |  |  | $/MWh |  | 24.7305 | 22.3407 | 20.1963 | 18.0629 | 15.9134 | 13.7151 | 13.7151 | 13.7151 | 13.7151 | 13.7151 | 13.7151 | 13.7151 | 13.7151 | 13.7151 | 13.7151 | 13.7151 | 13.7151 | 13.7151 | 13.7151 | 13.7151 | 13.7151 | 13.7151 | 13.7151 | 13.7151 | 13.7151
|  |  |  | Units | 2026-06-30 | 2026-27 | 2027-28 | 2028-29 | 2029-30 | 2030-31 | 2031-32 | 2032-33 | 2033-34 | 2034-35 | 2035-36 | 2036-37 | 2037-38 | 2038-39 | 2039-40 | 2040-41 | 2041-42 | 2042-43 | 2043-44 | 2044-45 | 2045-46 | 2046-47 | 2047-48 | 2048-49 | 2049-50 | 2050-51
INVESTMENT & OPERATING COST
| Capex |  | Asset life (yrs)
| < Enter description > |  | 0 | 2023-12-31 |  | 0 | 0 | 0 | 0 | 0 | 0 | 0 | 0 | 0 | 0 | 0 | 0 | 0 | 0 | 0 | 0 | 0 | 0 | 0 | 0 | 0 | 0 | 0 | 0 | 0
| < Enter description > |  | 0 | 2023-12-31 |  | 0 | 0 | 0 | 0 | 0 | 0 | 0 | 0 | 0 | 0 | 0 | 0 | 0 | 0 | 0 | 0 | 0 | 0 | 0 | 0 | 0 | 0 | 0 | 0 | 0
| < Enter description > |  | 0 | 2023-12-31 |  | 0 | 0 | 0 | 0 | 0 | 0 | 0 | 0 | 0 | 0 | 0 | 0 | 0 | 0 | 0 | 0 | 0 | 0 | 0 | 0 | 0 | 0 | 0 | 0 | 0
| Capital expenditure |  |  | 2023-12-31 |  | 0 | 0 | 0 | 0 | 0 | 0 | 0 | 0 | 0 | 0 | 0 | 0 | 0 | 0 | 0 | 0 | 0 | 0 | 0 | 0 | 0 | 0 | 0 | 0 | 0
| Operating expenditure |  |  | 2023-12-31 |  | 0 | 0 | 0 | 0 | 0 | 0 | 0 | 0 | 0 | 0 | 0 | 0 | 0 | 0 | 0 | 0 | 0 | 0 | 0 | 0 | 0 | 0 | 0 | 0 | 0
RISK ASSUMPTIONS
| PoF (major) |  |  |  |  | 0 | 0 | 0 | 0 | 0 | 0 | 0 | 0 | 0 | 0 | 0 | 0 | 0 | 0 | 0 | 0 | 0 | 0 | 0 | 0 | 0 | 0 | 0 | 0 | 0
| PoF (reparable) |  |  |  |  | 0 | 0 | 0 | 0 | 0 | 0 | 0 | 0 | 0 | 0 | 0 | 0 | 0 | 0 | 0 | 0 | 0 | 0 | 0 | 0 | 0 | 0 | 0 | 0 | 0
| Energy at risk (weighted) |  |  | MWh |  | 0 | 0 | 0 | 0 | 0 | 0 | 0 | 0 | 0 | 0 | 0 | 0 | 0 | 0 | 0 | 0 | 0 | 0 | 0 | 0 | 0 | 0 | 0 | 0 | 0
| Energy at risk value | $/MWh | 35599.4556 | 2023-12-31 |  | 658521.4605 | 684771.2791 | 715333.7027 | 750991.7556 | 783967.7915 | 821733.6739 | 868662.2503 | 921025.7453 | 957101.3858 | 980232.2478 | 1003593.9364 | 1027185.6591 | 1051006.6405 | 1075056.1216 | 1099333.3596 | 1123837.6274 | 1148568.2129 | 1173524.4186 | 1198705.5616 | 1224110.9727 | 1249739.9964 | 1275591.9902 | 1301666.3247 | 1327962.3826 | 1354479.5591
| Safety risk | (after DF) |  | 2023-12-31 |  | 558.9415 | 574.1077 | 589.4407 | 604.9397 | 620.604 | 636.4328 | 652.4254 | 668.5811 | 684.8991 | 701.3788 | 718.0195 | 734.8206 | 751.7814 | 768.9011 | 786.1794 | 803.6154 | 821.2085 | 838.9583 | 856.8641 | 874.9253 | 893.1413 | 911.5116 | 911.5116 | 911.5116 | 911.5116
| Unplanned replacement risk |  |  | 2023-12-31 |  | 24285.3579 | 24944.312 | 25610.5131 | 26283.9277 | 26964.5228 | 27652.266 | 28347.1256 | 29049.0706 | 29758.0704 | 30474.095 | 31197.1151 | 31927.1018 | 32664.0267 | 33407.8618 | 34158.5798 | 34916.1538 | 35680.5573 | 36451.7641 | 37229.7488 | 38014.486 | 38805.951 | 39604.1193 | 39604.1193 | 39604.1193 | 39604.1193
| Unplanned fault risk |  |  | 2023-12-31 |  | 2102.5077 | 2159.5567 | 2217.2332 | 2275.5341 | 2334.4567 | 2393.9982 | 2454.1557 | 2514.9267 | 2576.3084 | 2638.2984 | 2700.8939 | 2764.0926 | 2827.8919 | 2892.2896 | 2957.2831 | 3022.8701 | 3089.0484 | 3155.8158 | 3223.1699 | 3291.1086 | 3359.6298 | 3428.7313 | 3428.7313 | 3428.7313 | 3428.7313
| Enviromental risk | (after DF) |  | 2023-12-31 |  | 13512.5 | 13512.5 | 13512.5 | 13512.5 | 13512.5 | 13512.5 | 13512.5 | 13512.5 | 13512.5 | 13512.5 | 13512.5 | 13512.5 | 13512.5 | 13512.5 | 13512.5 | 13512.5 | 13512.5 | 13512.5 | 13512.5 | 13512.5 | 13512.5 | 13512.5 | 13512.5 | 13512.5 | 13512.5
| < Other risk - enter description > |  |  | 2023-12-31 |  | 0 | 0 | 0 | 0 | 0 | 0 | 0 | 0 | 0 | 0 | 0 | 0 | 0 | 0 | 0 | 0 | 0 | 0 | 0 | 0 | 0 | 0 | 0 | 0 | 0
| Total risk cost |  |  |  |  | 698980.7676 | 725961.7555 | 757263.3897 | 793668.6571 | 827399.875 | 865928.8708 | 913628.4571 | 966770.8236 | 1003633.1638 | 1027558.52 | 1051722.465 | 1076124.1741 | 1100762.8404 | 1125637.6741 | 1150747.9019 | 1176092.7668 | 1201671.5271 | 1227483.4568 | 1253527.8443 | 1279803.9926 | 1306311.2184 | 1333048.8524 | 1359123.1868 | 1385419.2447 | 1411936.4212
OTHER BENEFITS
| Reduction in CO2 emissions |  |  | MWh |  | 0 | 0 | 0 | 0 | 0 | 0 | 0 | 0 | 0 | 0 | 0 | 0 | 0 | 0 | 0 | 0 | 0 | 0 | 0 | 0 | 0 | 0 | 0 | 0 | 0
| Value of reduction in CO2 emissions |  |  | $ |  | 0 | 0 | 0 | 0 | 0 | 0 | 0 | 0 | 0 | 0 | 0 | 0 | 0 | 0 | 0 | 0 | 0 | 0 | 0 | 0 | 0 | 0 | 0 | 0 | 0
| Reliability in worst-served areas | $/MWh | 0 | MWh |  | 0 | 0 | 0 | 0 | 0 | 0 | 0 | 0 | 0 | 0 | 0 | 0 | 0 | 0 | 0 | 0 | 0 | 0 | 0 | 0 | 0 | 0 | 0 | 0 | 0
| Network resilience | $/MWh | 0 | MWh |  | 0 | 0 | 0 | 0 | 0 | 0 | 0 | 0 | 0 | 0 | 0 | 0 | 0 | 0 | 0 | 0 | 0 | 0 | 0 | 0 | 0 | 0 | 0 | 0 | 0
| Enabling solar exports | $/MWh | 4220.9954 | MWh |  | 0 | 0 | 0 | 0 | 0 | 0 | 0 | 0 | 0 | 0 | 0 | 0 | 0 | 0 | 0 | 0 | 0 | 0 | 0 | 0 | 0 | 0 | 0 | 0 | 0
| Aesthetics | $/customer | 0 | customers |  | 0 | 0 | 0 | 0 | 0 | 0 | 0 | 0 | 0 | 0 | 0 | 0 | 0 | 0 | 0 | 0 | 0 | 0 | 0 | 0 | 0 | 0 | 0 | 0 | 0
| Customer value of time (res) | $/customer min | 0.54769 | mins |  | 0 | 0 | 0 | 0 | 0 | 0 | 0 | 0 | 0 | 0 | 0 | 0 | 0 | 0 | 0 | 0 | 0 | 0 | 0 | 0 | 0 | 0 | 0 | 0 | 0
| Customer value of time (bus) | $/customer min | 0.54769 | mins |  | 0 | 0 | 0 | 0 | 0 | 0 | 0 | 0 | 0 | 0 | 0 | 0 | 0 | 0 | 0 | 0 | 0 | 0 | 0 | 0 | 0 | 0 | 0 | 0 | 0
| Communication | $/customer | 0 | customers |  | 0 | 0 | 0 | 0 | 0 | 0 | 0 | 0 | 0 | 0 | 0 | 0 | 0 | 0 | 0 | 0 | 0 | 0 | 0 | 0 | 0 | 0 | 0 | 0 | 0
| Information accessibility | $/customer | 0 | customers |  | 0 | 0 | 0 | 0 | 0 | 0 | 0 | 0 | 0 | 0 | 0 | 0 | 0 | 0 | 0 | 0 | 0 | 0 | 0 | 0 | 0 | 0 | 0 | 0 | 0
| Other benefits 1 |  |  | 2023-12-31 |  | 0 | 0 | 0 | 0 | 0 | 0 | 0 | 0 | 0 | 0 | 0 | 0 | 0 | 0 | 0 | 0 | 0 | 0 | 0 | 0 | 0 | 0 | 0 | 0 | 0
| Other benefits 2 |  |  | 2023-12-31 |  | 0 | 0 | 0 | 0 | 0 | 0 | 0 | 0 | 0 | 0 | 0 | 0 | 0 | 0 | 0 | 0 | 0 | 0 | 0 | 0 | 0 | 0 | 0 | 0 | 0
| Total other benefits |  |  | 2023-12-31 |  | 0 | 0 | 0 | 0 | 0 | 0 | 0 | 0 | 0 | 0 | 0 | 0 | 0 | 0 | 0 | 0 | 0 | 0 | 0 | 0 | 0 | 0 | 0 | 0 | 0
SUMMARY
| Risks mitigated vs base case |  |  | 2023-12-31
Capital expenditure
| < Enter description > |  |  | 2023-12-31 |  | 0 | 0 | 0 | 0 | 0 | 0 | 0 | 0 | 0 | 0 | 0 | 0 | 0 | 0 | 0 | 0 | 0 | 0 | 0 | 0 | 0 | 0 | 0 | 0 | 0
| < Enter description > |  |  | 2023-12-31 |  | 0 | 0 | 0 | 0 | 0 | 0 | 0 | 0 | 0 | 0 | 0 | 0 | 0 | 0 | 0 | 0 | 0 | 0 | 0 | 0 | 0 | 0 | 0 | 0 | 0
| < Enter description > |  |  | 2023-12-31 |  | 0 | 0 | 0 | 0 | 0 | 0 | 0 | 0 | 0 | 0 | 0 | 0 | 0 | 0 | 0 | 0 | 0 | 0 | 0 | 0 | 0 | 0 | 0 | 0 | 0
Cumulative capex
| < Enter description > |  |  | 2023-12-31 |  | 0 | 0 | 0 | 0 | 0 | 0 | 0 | 0 | 0 | 0 | 0 | 0 | 0 | 0 | 0 | 0 | 0 | 0 | 0 | 0 | 0 | 0 | 0 | 0 | 0
| < Enter description > |  |  | 2023-12-31 |  | 0 | 0 | 0 | 0 | 0 | 0 | 0 | 0 | 0 | 0 | 0 | 0 | 0 | 0 | 0 | 0 | 0 | 0 | 0 | 0 | 0 | 0 | 0 | 0 | 0
| < Enter description > |  |  | 2023-12-31 |  | 0 | 0 | 0 | 0 | 0 | 0 | 0 | 0 | 0 | 0 | 0 | 0 | 0 | 0 | 0 | 0 | 0 | 0 | 0 | 0 | 0 | 0 | 0 | 0 | 0
Annualised capex
| Annualised capex - < Enter description > |  |  | 2023-12-31 |  | 0 | 0 | 0 | 0 | 0 | 0 | 0 | 0 | 0 | 0 | 0 | 0 | 0 | 0 | 0 | 0 | 0 | 0 | 0 | 0 | 0 | 0 | 0 | 0 | 0
| Annualised capex - < Enter description > |  |  | 2023-12-31 |  | 0 | 0 | 0 | 0 | 0 | 0 | 0 | 0 | 0 | 0 | 0 | 0 | 0 | 0 | 0 | 0 | 0 | 0 | 0 | 0 | 0 | 0 | 0 | 0 | 0
| Annualised capex - < Enter description > |  |  | 2023-12-31 |  | 0 | 0 | 0 | 0 | 0 | 0 | 0 | 0 | 0 | 0 | 0 | 0 | 0 | 0 | 0 | 0 | 0 | 0 | 0 | 0 | 0 | 0 | 0 | 0 | 0
| Total annualised capex |  |  | 2023-12-31 |  | 0 | 0 | 0 | 0 | 0 | 0 | 0 | 0 | 0 | 0 | 0 | 0 | 0 | 0 | 0 | 0 | 0 | 0 | 0 | 0 | 0 | 0 | 0 | 0 | 0
| Annualised capex |  |  | 2023-12-31 |  | 0 | 0 | 0 | 0 | 0 | 0 | 0 | 0 | 0 | 0 | 0 | 0 | 0 | 0 | 0 | 0 | 0 | 0 | 0 | 0 | 0 | 0 | 0 | 0 | 0
| Operating expenditure |  |  | 2023-12-31 |  | 0 | 0 | 0 | 0 | 0 | 0 | 0 | 0 | 0 | 0 | 0 | 0 | 0 | 0 | 0 | 0 | 0 | 0 | 0 | 0 | 0 | 0 | 0 | 0 | 0
| Risk mitigated |  |  | 2023-12-31 |  | 0 | 0 | 0 | 0 | 0 | 0 | 0 | 0 | 0 | 0 | 0 | 0 | 0 | 0 | 0 | 0 | 0 | 0 | 0 | 0 | 0 | 0 | 0 | 0 | 0
| Other benefits value |  |  | 2023-12-31 |  | 0 | 0 | 0 | 0 | 0 | 0 | 0 | 0 | 0 | 0 | 0 | 0 | 0 | 0 | 0 | 0 | 0 | 0 | 0 | 0 | 0 | 0 | 0 | 0 | 0
| Net benefits |  |  | 2023-12-31 |  | 0 | 0 | 0 | 0 | 0 | 0 | 0 | 0 | 0 | 0 | 0 | 0 | 0 | 0 | 0 | 0 | 0 | 0 | 0 | 0 | 0 | 0 | 0 | 0 | 0
SENSITIVITIES
NPV | Net benefits |  |  | Option 1 (Base Case)NPV |  | 0 | 0 | 0 | 0 | 0 | 0 | 0 | 0 | 0 | 0 | 0 | 0 | 0 | 0 | 0 | 0 | 0 | 0 | 0 | 0 | 0 | 0 | 0 | 0 | 0
| Total annualised capex |  |  |  |  | 0 | 0 | 0 | 0 | 0 | 0 | 0 | 0 | 0 | 0 | 0 | 0 | 0 | 0 | 0 | 0 | 0 | 0 | 0 | 0 | 0 | 0 | 0 | 0 | 0
| Total benefits |  |  |  |  | 0 | 0 | 0 | 0 | 0 | 0 | 0 | 0 | 0 | 0 | 0 | 0 | 0 | 0 | 0 | 0 | 0 | 0 | 0 | 0 | 0 | 0 | 0 | 0 | 0
|  | Capex | Total benefits
sens1 | Capex 10% higher | 10% | 0% | Option 1 (Base Case)sens1 |  | 0 | 0 | 0 | 0 | 0 | 0 | 0 | 0 | 0 | 0 | 0 | 0 | 0 | 0 | 0 | 0 | 0 | 0 | 0 | 0 | 0 | 0 | 0 | 0 | 0
sens2 | Capex 10% lower | -10% | 0% | Option 1 (Base Case)sens2 |  | 0 | 0 | 0 | 0 | 0 | 0 | 0 | 0 | 0 | 0 | 0 | 0 | 0 | 0 | 0 | 0 | 0 | 0 | 0 | 0 | 0 | 0 | 0 | 0 | 0
sens3 | Total benefits 10% higher | 0% | 10% | Option 1 (Base Case)sens3 |  | 0 | 0 | 0 | 0 | 0 | 0 | 0 | 0 | 0 | 0 | 0 | 0 | 0 | 0 | 0 | 0 | 0 | 0 | 0 | 0 | 0 | 0 | 0 | 0 | 0
sens4 | Total benefits 10% lower | 0% | -10% | Option 1 (Base Case)sens4 |  | 0 | 0 | 0 | 0 | 0 | 0 | 0 | 0 | 0 | 0 | 0 | 0 | 0 | 0 | 0 | 0 | 0 | 0 | 0 | 0 | 0 | 0 | 0 | 0 | 0
sens5 | Capex 10% higher & Total benefits 10% lower | 10% | -10% | Option 1 (Base Case)sens5 |  | 0 | 0 | 0 | 0 | 0 | 0 | 0 | 0 | 0 | 0 | 0 | 0 | 0 | 0 | 0 | 0 | 0 | 0 | 0 | 0 | 0 | 0 | 0 | 0 | 0
sens | 0 | 0% | 0% | Option 1 (Base Case)sens |  | 0 | 0 | 0 | 0 | 0 | 0 | 0 | 0 | 0 | 0 | 0 | 0 | 0 | 0 | 0 | 0 | 0 | 0 | 0 | 0 | 0 | 0 | 0 | 0 | 0
sens | 0 | 0% | 0% | Option 1 (Base Case)sens |  | 0 | 0 | 0 | 0 | 0 | 0 | 0 | 0 | 0 | 0 | 0 | 0 | 0 | 0 | 0 | 0 | 0 | 0 | 0 | 0 | 0 | 0 | 0 | 0 | 0
sens | 0 | 0% | 0% | Option 1 (Base Case)sens |  | 0 | 0 | 0 | 0 | 0 | 0 | 0 | 0 | 0 | 0 | 0 | 0 | 0 | 0 | 0 | 0 | 0 | 0 | 0 | 0 | 0 | 0 | 0 | 0 | 0

## Option2
CitiPower
AR transformer replacement
OPTION 2 | Replace #2 transformer completed in 2029-2030
Count |  |  |  |  | 1 | 2 | 3 | 4 | 5 | 6 | 7 | 8 | 9 | 10 | 11 | 12 | 13 | 14 | 15 | 16 | 17 | 18 | 19 | 20 | 21 | 22 | 23 | 24 | 25
Value of CO2 reductions |  |  |  | $/MWh | 24.7305 | 22.3407 | 20.1963 | 18.0629 | 15.9134 | 13.7151 | 13.7151 | 13.7151 | 13.7151 | 13.7151 | 13.7151 | 13.7151 | 13.7151 | 13.7151 | 13.7151 | 13.7151 | 13.7151 | 13.7151 | 13.7151 | 13.7151 | 13.7151 | 13.7151 | 13.7151 | 13.7151 | 13.7151
|  |  |  | Units | 2026-27 | 2027-28 | 2028-29 | 2029-30 | 2030-31 | 2031-32 | 2032-33 | 2033-34 | 2034-35 | 2035-36 | 2036-37 | 2037-38 | 2038-39 | 2039-40 | 2040-41 | 2041-42 | 2042-43 | 2043-44 | 2044-45 | 2045-46 | 2046-47 | 2047-48 | 2048-49 | 2049-50 | 2050-51
INVESTMENT & OPERATING COST
| Capex |  | Asset life (yrs)
| Replace 1 transformer |  | 50 | 2023-12-31 | 0 | 0 | 2142006.2667 | 4284012.5333 | 0 | 0 | 0 | 0 | 0 | 0 | 0 | 0 | 0 | 0 | 0 | 0 | 0 | 0 | 0 | 0 | 0 | 0 | 0 | 0 | 0
|  |  | 0 | 2023-12-31 | 0 | 0 | 0 | 0 | 0 | 0 | 0 | 0 | 0 | 0 | 0 | 0 | 0 | 0 | 0 | 0 | 0 | 0 | 0 | 0 | 0 | 0 | 0 | 0 | 0
|  |  | 0 | 2023-12-31 | 0 | 0 | 0 | 0 | 0 | 0 | 0 | 0 | 0 | 0 | 0 | 0 | 0 | 0 | 0 | 0 | 0 | 0 | 0 | 0 | 0 | 0 | 0 | 0 | 0
| Capital expenditure |  |  | 2023-12-31 | 0 | 0 | 2142006.2667 | 4284012.5333 | 0 | 0 | 0 | 0 | 0 | 0 | 0 | 0 | 0 | 0 | 0 | 0 | 0 | 0 | 0 | 0 | 0 | 0 | 0 | 0 | 0
| Operating expenditure |  |  | 2023-12-31 | 0 | 0 | 0 | 0 | 0 | 0 | 0 | 0 | 0 | 0 | 0 | 0 | 0 | 0 | 0 | 0 | 0 | 0 | 0 | 0 | 0 | 0 | 0 | 0 | 0
RISK ASSUMPTIONS
| PoF (major) |  |  |  | 0 | 0 | 0 | 0 | 0 | 0 | 0 | 0 | 0 | 0 | 0 | 0 | 0 | 0 | 0 | 0 | 0 | 0 | 0 | 0 | 0 | 0 | 0 | 0 | 0
| PoF (reparable) |  |  |  | 0 | 0 | 0 | 0 | 0 | 0 | 0 | 0 | 0 | 0 | 0 | 0 | 0 | 0 | 0 | 0 | 0 | 0 | 0 | 0 | 0 | 0 | 0 | 0 | 0
| Energy at risk (weighted) |  |  | MWh | 0 | 0 | 0 | 0 | 0 | 0 | 0 | 0 | 0 | 0 | 0 | 0 | 0 | 0 | 0 | 0 | 0 | 0 | 0 | 0 | 0 | 0 | 0 | 0 | 0
| Energy at risk value | $/MWh | 35599.4556 | 2023-12-31 | 658521.4605 | 684771.2791 | 715333.7027 | 750991.7556 | 21901.9633 | 40861.8423 | 60217.3092 | 80542.0632 | 99962.8047 | 118124.8406 | 136261.5967 | 154427.5796 | 172661.4763 | 190991.8369 | 209440.3634 | 228023.9386 | 246755.9411 | 265647.1327 | 284706.2769 | 303940.583 | 323356.0315 | 342957.618 | 362749.5394 | 382735.3375 | 402918.0124
| Safety risk | (after DF) |  | 2023-12-31 | 558.9415 | 574.1077 | 589.4407 | 604.9397 | 310.546 | 319.0093 | 327.7924 | 336.8666 | 346.214 | 355.8217 | 365.6797 | 375.78 | 386.1158 | 396.6814 | 407.4719 | 418.4827 | 429.7099 | 441.15 | 452.7996 | 464.6559 | 476.716 | 488.9774 | 488.9774 | 488.9774 | 488.9774
| Unplanned replacement risk |  |  | 2023-12-31 | 24285.3579 | 24944.312 | 25610.5131 | 26283.9277 | 13492.8646 | 13860.5828 | 14242.1972 | 14636.463 | 15042.598 | 15460.0413 | 15888.3601 | 16327.2051 | 16776.2842 | 17235.3481 | 17704.1793 | 18182.5858 | 18670.3956 | 19167.4534 | 19673.6178 | 20188.7588 | 20712.7567 | 21245.5 | 21245.5 | 21245.5 | 21245.5
| Unplanned fault risk |  |  | 2023-12-31 | 2102.5077 | 2159.5567 | 2217.2332 | 2275.5341 | 1168.1463 | 1199.9816 | 1233.0199 | 1267.1535 | 1302.3147 | 1338.4549 | 1375.5366 | 1413.5297 | 1452.4088 | 1492.1523 | 1532.7414 | 1574.1595 | 1616.3917 | 1659.4245 | 1703.2458 | 1747.8442 | 1793.2093 | 1839.3317 | 1839.3317 | 1839.3317 | 1839.3317
| Enviromental risk | (after DF) |  | 2023-12-31 | 13512.5 | 13512.5 | 13512.5 | 13512.5 | 7050 | 7050 | 7050 | 7050 | 7050 | 7050 | 7050 | 7050 | 7050 | 7050 | 7050 | 7050 | 7050 | 7050 | 7050 | 7050 | 7050 | 7050 | 7050 | 7050 | 7050
| < Other risk - enter description > |  |  | 2023-12-31 | 0 | 0 | 0 | 0 | 0 | 0 | 0 | 0 | 0 | 0 | 0 | 0 | 0 | 0 | 0 | 0 | 0 | 0 | 0 | 0 | 0 | 0 | 0 | 0 | 0
| Total risk cost |  |  |  | 698980.7676 | 725961.7555 | 757263.3897 | 793668.6571 | 43923.5203 | 63291.4159 | 83070.3186 | 103832.5463 | 123703.9315 | 142329.1585 | 160941.1732 | 179594.0944 | 198326.2851 | 217166.0187 | 236134.7559 | 255249.1665 | 274522.4383 | 293965.1606 | 313585.9401 | 333391.8419 | 353388.7135 | 373581.4271 | 393373.3484 | 413359.1466 | 433541.8215
OTHER BENEFITS
| Reduction in CO2 emissions |  |  | MWh | 0 | 0 | 0 | 0 | 0 | 0 | 0 | 0 | 0 | 0 | 0 | 0 | 0 | 0 | 0 | 0 | 0 | 0 | 0 | 0 | 0 | 0 | 0 | 0 | 0
| Value of reduction in CO2 emissions |  |  | $ | 0 | 0 | 0 | 0 | 0 | 0 | 0 | 0 | 0 | 0 | 0 | 0 | 0 | 0 | 0 | 0 | 0 | 0 | 0 | 0 | 0 | 0 | 0 | 0 | 0
| Reliability in worst-served areas | $/MWh | 0 | MWh | 0 | 0 | 0 | 0 | 0 | 0 | 0 | 0 | 0 | 0 | 0 | 0 | 0 | 0 | 0 | 0 | 0 | 0 | 0 | 0 | 0 | 0 | 0 | 0 | 0
| Network resilience | $/MWh | 0 | MWh | 0 | 0 | 0 | 0 | 0 | 0 | 0 | 0 | 0 | 0 | 0 | 0 | 0 | 0 | 0 | 0 | 0 | 0 | 0 | 0 | 0 | 0 | 0 | 0 | 0
| Enabling solar exports | $/MWh | 4220.9954 | MWh | 0 | 0 | 0 | 0 | 0 | 0 | 0 | 0 | 0 | 0 | 0 | 0 | 0 | 0 | 0 | 0 | 0 | 0 | 0 | 0 | 0 | 0 | 0 | 0 | 0
| Aesthetics | $/customer | 0 | customers | 0 | 0 | 0 | 0 | 0 | 0 | 0 | 0 | 0 | 0 | 0 | 0 | 0 | 0 | 0 | 0 | 0 | 0 | 0 | 0 | 0 | 0 | 0 | 0 | 0
| Customer value of time - residential | $/customer min | 0.54769 | mins | 0 | 0 | 0 | 0 | 0 | 0 | 0 | 0 | 0 | 0 | 0 | 0 | 0 | 0 | 0 | 0 | 0 | 0 | 0 | 0 | 0 | 0 | 0 | 0 | 0
| Customer value of time - business | $/customer min | 0.54769 | mins | 0 | 0 | 0 | 0 | 0 | 0 | 0 | 0 | 0 | 0 | 0 | 0 | 0 | 0 | 0 | 0 | 0 | 0 | 0 | 0 | 0 | 0 | 0 | 0 | 0
| Communication | $/customer | 0 | customers | 0 | 0 | 0 | 0 | 0 | 0 | 0 | 0 | 0 | 0 | 0 | 0 | 0 | 0 | 0 | 0 | 0 | 0 | 0 | 0 | 0 | 0 | 0 | 0 | 0
| Information accessibility | $/customer | 0 | customers | 0 | 0 | 0 | 0 | 0 | 0 | 0 | 0 | 0 | 0 | 0 | 0 | 0 | 0 | 0 | 0 | 0 | 0 | 0 | 0 | 0 | 0 | 0 | 0 | 0
| Other benefits 1 |  |  | 2023-12-31 | 0 | 0 | 0 | 0 | 0 | 0 | 0 | 0 | 0 | 0 | 0 | 0 | 0 | 0 | 0 | 0 | 0 | 0 | 0 | 0 | 0 | 0 | 0 | 0 | 0
| Other benefits 2 |  |  | 2023-12-31 | 0 | 0 | 0 | 0 | 0 | 0 | 0 | 0 | 0 | 0 | 0 | 0 | 0 | 0 | 0 | 0 | 0 | 0 | 0 | 0 | 0 | 0 | 0 | 0 | 0
| Total other benefits |  |  | 2023-12-31 | 0 | 0 | 0 | 0 | 0 | 0 | 0 | 0 | 0 | 0 | 0 | 0 | 0 | 0 | 0 | 0 | 0 | 0 | 0 | 0 | 0 | 0 | 0 | 0 | 0
SUMMARY
| Risks mitigated vs base case |  |  | 2023-12-31 | 0 | 0 | 0 | 6.9849e-10 | 783476.3547 | 802637.4549 | 830558.1384 | 862938.2774 | 879929.2323 | 885229.3615 | 890781.2918 | 896530.0797 | 902436.5553 | 908471.6554 | 914613.146 | 920843.6002 | 927149.0888 | 933518.2962 | 939941.9042 | 946412.1507 | 952922.5049 | 959467.4253 | 965749.8384 | 972060.0982 | 978394.5998
Capital expenditure
| Replace 1 transformer |  |  | 2023-12-31 | 0 | 0 | -2142006.2667 | -4284012.5333 | 0 | 0 | 0 | 0 | 0 | 0 | 0 | 0 | 0 | 0 | 0 | 0 | 0 | 0 | 0 | 0 | 0 | 0 | 0 | 0 | 0
| 0 |  |  | 2023-12-31 | 0 | 0 | 0 | 0 | 0 | 0 | 0 | 0 | 0 | 0 | 0 | 0 | 0 | 0 | 0 | 0 | 0 | 0 | 0 | 0 | 0 | 0 | 0 | 0 | 0
| 0 |  |  | 2023-12-31 | 0 | 0 | 0 | 0 | 0 | 0 | 0 | 0 | 0 | 0 | 0 | 0 | 0 | 0 | 0 | 0 | 0 | 0 | 0 | 0 | 0 | 0 | 0 | 0 | 0
Cumulative capex
| Replace 1 transformer |  |  | 2023-12-31 | 0 | 0 | -2142006.2667 | -6426018.8 | -6426018.8 | -6426018.8 | -6426018.8 | -6426018.8 | -6426018.8 | -6426018.8 | -6426018.8 | -6426018.8 | -6426018.8 | -6426018.8 | -6426018.8 | -6426018.8 | -6426018.8 | -6426018.8 | -6426018.8 | -6426018.8 | -6426018.8 | -6426018.8 | -6426018.8 | -6426018.8 | -6426018.8
| 0 |  |  | 2023-12-31 | 0 | 0 | 0 | 0 | 0 | 0 | 0 | 0 | 0 | 0 | 0 | 0 | 0 | 0 | 0 | 0 | 0 | 0 | 0 | 0 | 0 | 0 | 0 | 0 | 0
| 0 |  |  | 2023-12-31 | 0 | 0 | 0 | 0 | 0 | 0 | 0 | 0 | 0 | 0 | 0 | 0 | 0 | 0 | 0 | 0 | 0 | 0 | 0 | 0 | 0 | 0 | 0 | 0 | 0
Annualised capex
| Annualised capex - Replace 1 transformer |  |  | 2023-12-31 | 0 | 0 | 0 | -91321.6731 | -273965.0192 | -273965.0192 | -273965.0192 | -273965.0192 | -273965.0192 | -273965.0192 | -273965.0192 | -273965.0192 | -273965.0192 | -273965.0192 | -273965.0192 | -273965.0192 | -273965.0192 | -273965.0192 | -273965.0192 | -273965.0192 | -273965.0192 | -273965.0192 | -273965.0192 | -273965.0192 | -273965.0192
| Annualised capex - |  |  | 2023-12-31 | 0 | 0 | 0 | 0 | 0 | 0 | 0 | 0 | 0 | 0 | 0 | 0 | 0 | 0 | 0 | 0 | 0 | 0 | 0 | 0 | 0 | 0 | 0 | 0 | 0
| Annualised capex - |  |  | 2023-12-31 | 0 | 0 | 0 | 0 | 0 | 0 | 0 | 0 | 0 | 0 | 0 | 0 | 0 | 0 | 0 | 0 | 0 | 0 | 0 | 0 | 0 | 0 | 0 | 0 | 0
| Total annualised capex |  |  | 2023-12-31 | 0 | 0 | 0 | -91321.6731 | -273965.0192 | -273965.0192 | -273965.0192 | -273965.0192 | -273965.0192 | -273965.0192 | -273965.0192 | -273965.0192 | -273965.0192 | -273965.0192 | -273965.0192 | -273965.0192 | -273965.0192 | -273965.0192 | -273965.0192 | -273965.0192 | -273965.0192 | -273965.0192 | -273965.0192 | -273965.0192 | -273965.0192
| Annualised capex |  |  | 2023-12-31 | 0 | 0 | 0 | -91321.6731 | -273965.0192 | -273965.0192 | -273965.0192 | -273965.0192 | -273965.0192 | -273965.0192 | -273965.0192 | -273965.0192 | -273965.0192 | -273965.0192 | -273965.0192 | -273965.0192 | -273965.0192 | -273965.0192 | -273965.0192 | -273965.0192 | -273965.0192 | -273965.0192 | -273965.0192 | -273965.0192 | -273965.0192
| Operating expenditure |  |  | 2023-12-31 | 0 | 0 | 0 | 0 | 0 | 0 | 0 | 0 | 0 | 0 | 0 | 0 | 0 | 0 | 0 | 0 | 0 | 0 | 0 | 0 | 0 | 0 | 0 | 0 | 0
| Risk mitigated |  |  | 2023-12-31 | 0 | 0 | 0 | 6.9849e-10 | 783476.3547 | 802637.4549 | 830558.1384 | 862938.2774 | 879929.2323 | 885229.3615 | 890781.2918 | 896530.0797 | 902436.5553 | 908471.6554 | 914613.146 | 920843.6002 | 927149.0888 | 933518.2962 | 939941.9042 | 946412.1507 | 952922.5049 | 959467.4253 | 965749.8384 | 972060.0982 | 978394.5998
| Other benefits value |  |  | 2023-12-31 | 0 | 0 | 0 | 0 | 0 | 0 | 0 | 0 | 0 | 0 | 0 | 0 | 0 | 0 | 0 | 0 | 0 | 0 | 0 | 0 | 0 | 0 | 0 | 0 | 0
| Net benefits |  |  | 2023-12-31 | 0 | 0 | 0 | -91321.6731 | 509511.3355 | 528672.4357 | 556593.1193 | 588973.2582 | 605964.2131 | 611264.3423 | 616816.2726 | 622565.0606 | 628471.5361 | 634506.6362 | 640648.1268 | 646878.581 | 653184.0697 | 659553.277 | 665976.885 | 672447.1315 | 678957.4857 | 685502.4061 | 691784.8192 | 698095.079 | 704429.5806
| First capex year |  |  | 3
| First year |  |  | 3
SENSITIVITIES
NPV | Net benefits |  |  | Option 2NPV | 0 | 0 | 0 | -91321.6731 | 509511.3355 | 528672.4357 | 556593.1193 | 588973.2582 | 605964.2131 | 611264.3423 | 616816.2726 | 622565.0606 | 628471.5361 | 634506.6362 | 640648.1268 | 646878.581 | 653184.0697 | 659553.277 | 665976.885 | 672447.1315 | 678957.4857 | 685502.4061 | 691784.8192 | 698095.079 | 704429.5806
| Total annualised capex |  |  |  | 0 | 0 | 0 | -91321.6731 | -273965.0192 | -273965.0192 | -273965.0192 | -273965.0192 | -273965.0192 | -273965.0192 | -273965.0192 | -273965.0192 | -273965.0192 | -273965.0192 | -273965.0192 | -273965.0192 | -273965.0192 | -273965.0192 | -273965.0192 | -273965.0192 | -273965.0192 | -273965.0192 | -273965.0192 | -273965.0192 | -273965.0192
| Total benefits |  |  |  | 0 | 0 | 0 | 6.9849e-10 | 783476.3547 | 802637.4549 | 830558.1384 | 862938.2774 | 879929.2323 | 885229.3615 | 890781.2918 | 896530.0797 | 902436.5553 | 908471.6554 | 914613.146 | 920843.6002 | 927149.0888 | 933518.2962 | 939941.9042 | 946412.1507 | 952922.5049 | 959467.4253 | 965749.8384 | 972060.0982 | 978394.5998
|  | Capex | Total benefits
sens1 | Capex 10% higher | 10% | 0% | Option 2sens1 | 0 | 0 | 0 | -100453.8404 | 482114.8336 | 501275.9338 | 529196.6173 | 561576.7563 | 578567.7112 | 583867.8404 | 589419.7707 | 595168.5586 | 601075.0342 | 607110.1343 | 613251.6249 | 619482.0791 | 625787.5677 | 632156.7751 | 638580.3831 | 645050.6296 | 651560.9838 | 658105.9042 | 664388.3173 | 670698.577 | 677033.0786
sens2 | Capex 10% lower | -10% | 0% | Option 2sens2 | 0 | 0 | 0 | -82189.5058 | 536907.8374 | 556068.9377 | 583989.6212 | 616369.7601 | 633360.715 | 638660.8443 | 644212.7745 | 649961.5625 | 655868.038 | 661903.1381 | 668044.6287 | 674275.0829 | 680580.5716 | 686949.7789 | 693373.387 | 699843.6334 | 706353.9877 | 712898.9081 | 719181.3211 | 725491.5809 | 731826.0825
sens3 | Total benefits 10% higher | 0% | 10% | Option 2sens3 | 0 | 0 | 0 | -91321.6731 | 587858.971 | 608936.1812 | 639648.9331 | 675267.0859 | 693957.1363 | 699787.2785 | 705894.4018 | 712218.0685 | 718715.1916 | 725353.8018 | 732109.4414 | 738962.9411 | 745898.9785 | 752905.1066 | 759971.0755 | 767088.3465 | 774249.7362 | 781449.1487 | 788359.803 | 795301.0888 | 802269.0405
sens4 | Total benefits 10% lower | 0% | -10% | Option 2sens4 | 0 | 0 | 0 | -91321.6731 | 431163.7001 | 448408.6902 | 473537.3054 | 502679.4305 | 517971.2899 | 522741.4062 | 527738.1434 | 532912.0526 | 538227.8806 | 543659.4707 | 549186.8122 | 554794.221 | 560469.1608 | 566201.4474 | 571982.6946 | 577805.9164 | 583665.2352 | 589555.6636 | 595209.8353 | 600889.0691 | 606590.1206
sens5 | Capex 10% higher & Total benefits 10% lower | 10% | -10% | Option 2sens5 | 0 | 0 | 0 | -100453.8404 | 403767.1981 | 421012.1883 | 446140.8035 | 475282.9285 | 490574.7879 | 495344.9043 | 500341.6415 | 505515.5507 | 510831.3786 | 516262.9688 | 521790.3103 | 527397.7191 | 533072.6589 | 538804.9455 | 544586.1927 | 550409.4145 | 556268.7333 | 562159.1617 | 567813.3334 | 573492.5672 | 579193.6187
sens | 0 | 0% | 0% | Option 2sens | 0 | 0 | 0 | -91321.6731 | 509511.3355 | 528672.4357 | 556593.1193 | 588973.2582 | 605964.2131 | 611264.3423 | 616816.2726 | 622565.0606 | 628471.5361 | 634506.6362 | 640648.1268 | 646878.581 | 653184.0697 | 659553.277 | 665976.885 | 672447.1315 | 678957.4857 | 685502.4061 | 691784.8192 | 698095.079 | 704429.5806
sens | 0 | 0% | 0% | Option 2sens | 0 | 0 | 0 | -91321.6731 | 509511.3355 | 528672.4357 | 556593.1193 | 588973.2582 | 605964.2131 | 611264.3423 | 616816.2726 | 622565.0606 | 628471.5361 | 634506.6362 | 640648.1268 | 646878.581 | 653184.0697 | 659553.277 | 665976.885 | 672447.1315 | 678957.4857 | 685502.4061 | 691784.8192 | 698095.079 | 704429.5806
sens | 0 | 0% | 0% | Option 2sens | 0 | 0 | 0 | -91321.6731 | 509511.3355 | 528672.4357 | 556593.1193 | 588973.2582 | 605964.2131 | 611264.3423 | 616816.2726 | 622565.0606 | 628471.5361 | 634506.6362 | 640648.1268 | 646878.581 | 653184.0697 | 659553.277 | 665976.885 | 672447.1315 | 678957.4857 | 685502.4061 | 691784.8192 | 698095.079 | 704429.5806

## Option3
CitiPower
AR transformer replacement
OPTION 3 | 0
Not used
Count |  |  |  |  | 1 | 2 | 3 | 4 | 5 | 6 | 7 | 8 | 9 | 10 | 11 | 12 | 13 | 14 | 15 | 16 | 17 | 18 | 19 | 20 | 21 | 22 | 23 | 24 | 25
Value of CO2 reductions |  |  |  | $/MWh | 24.7305 | 22.3407 | 20.1963 | 18.0629 | 15.9134 | 13.7151 | 13.7151 | 13.7151 | 13.7151 | 13.7151 | 13.7151 | 13.7151 | 13.7151 | 13.7151 | 13.7151 | 13.7151 | 13.7151 | 13.7151 | 13.7151 | 13.7151 | 13.7151 | 13.7151 | 13.7151 | 13.7151 | 13.7151
|  |  |  | Units | 2026-27 | 2027-28 | 2028-29 | 2029-30 | 2030-31 | 2031-32 | 2032-33 | 2033-34 | 2034-35 | 2035-36 | 2036-37 | 2037-38 | 2038-39 | 2039-40 | 2040-41 | 2041-42 | 2042-43 | 2043-44 | 2044-45 | 2045-46 | 2046-47 | 2047-48 | 2048-49 | 2049-50 | 2050-51
INVESTMENT & OPERATING COST
| Capex |  | Asset life (yrs)
| < Enter description > |  | 10 | 2023-12-31 | 0 | 0 | 0 | 0 | 0 | 0 | 0 | 0 | 0 | 0 | 0 | 0 | 0 | 0 | 0 | 0 | 0 | 0 | 0 | 0 | 0 | 0 | 0 | 0 | 0
| < Enter description > |  | 0 | 2023-12-31 | 0 | 0 | 0 | 0 | 0 | 0 | 0 | 0 | 0 | 0 | 0 | 0 | 0 | 0 | 0 | 0 | 0 | 0 | 0 | 0 | 0 | 0 | 0 | 0 | 0
| < Enter description > |  | 0 | 2023-12-31 | 0 | 0 | 0 | 0 | 0 | 0 | 0 | 0 | 0 | 0 | 0 | 0 | 0 | 0 | 0 | 0 | 0 | 0 | 0 | 0 | 0 | 0 | 0 | 0 | 0
| Capital expenditure |  |  | 2023-12-31 | 0 | 0 | 0 | 0 | 0 | 0 | 0 | 0 | 0 | 0 | 0 | 0 | 0 | 0 | 0 | 0 | 0 | 0 | 0 | 0 | 0 | 0 | 0 | 0 | 0
| Operating expenditure |  |  | 2023-12-31 | 0 | 0 | 0 | 0 | 0 | 0 | 0 | 0 | 0 | 0 | 0 | 0 | 0 | 0 | 0 | 0 | 0 | 0 | 0 | 0 | 0 | 0 | 0 | 0 | 0
RISK ASSUMPTIONS
| PoF (major) |  |  |  | 0 | 0 | 0 | 0 | 0 | 0 | 0 | 0 | 0 | 0 | 0 | 0 | 0 | 0 | 0 | 0 | 0 | 0 | 0 | 0 | 0 | 0 | 0 | 0 | 0
| PoF (reparable) |  |  |  | 0 | 0 | 0 | 0 | 0 | 0 | 0 | 0 | 0 | 0 | 0 | 0 | 0 | 0 | 0 | 0 | 0 | 0 | 0 | 0 | 0 | 0 | 0 | 0 | 0
| Energy at risk (weighted) |  |  | MWh | 0 | 0 | 0 | 0 | 0 | 0 | 0 | 0 | 0 | 0 | 0 | 0 | 0 | 0 | 0 | 0 | 0 | 0 | 0 | 0 | 0 | 0 | 0 | 0 | 0
| Energy at risk value | $/MWh | 35599.4556 | 2023-12-31 | 0 | 0 | 0 | 0 | 0 | 0 | 0 | 0 | 0 | 0 | 0 | 0 | 0 | 0 | 0 | 0 | 0 | 0 | 0 | 0 | 0 | 0 | 0 | 0 | 0
| Safety risk | (after DF) |  | 2023-12-31 | 0 | 0 | 0 | 0 | 0 | 0 | 0 | 0 | 0 | 0 | 0 | 0 | 0 | 0 | 0 | 0 | 0 | 0 | 0 | 0 | 0 | 0 | 0 | 0 | 0
| Unplanned replacement risk |  |  | 2023-12-31 | 0 | 0 | 0 | 0 | 0 | 0 | 0 | 0 | 0 | 0 | 0 | 0 | 0 | 0 | 0 | 0 | 0 | 0 | 0 | 0 | 0 | 0 | 0 | 0 | 0
| Unplanned fault risk |  |  | 2023-12-31 | 0 | 0 | 0 | 0 | 0 | 0 | 0 | 0 | 0 | 0 | 0 | 0 | 0 | 0 | 0 | 0 | 0 | 0 | 0 | 0 | 0 | 0 | 0 | 0 | 0
| Enviromental risk | (after DF) |  | 2023-12-31 | 0 | 0 | 0 | 0 | 0 | 0 | 0 | 0 | 0 | 0 | 0 | 0 | 0 | 0 | 0 | 0 | 0 | 0 | 0 | 0 | 0 | 0 | 0 | 0 | 0
| < Other risk - enter description > |  |  | 2023-12-31 | 0 | 0 | 0 | 0 | 0 | 0 | 0 | 0 | 0 | 0 | 0 | 0 | 0 | 0 | 0 | 0 | 0 | 0 | 0 | 0 | 0 | 0 | 0 | 0 | 0
| Total risk cost |  |  |  | 0 | 0 | 0 | 0 | 0 | 0 | 0 | 0 | 0 | 0 | 0 | 0 | 0 | 0 | 0 | 0 | 0 | 0 | 0 | 0 | 0 | 0 | 0 | 0 | 0
OTHER BENEFITS
| Reduction in CO2 emissions |  |  | MWh | 0 | 0 | 0 | 0 | 0 | 0 | 0 | 0 | 0 | 0 | 0 | 0 | 0 | 0 | 0 | 0 | 0 | 0 | 0 | 0 | 0 | 0 | 0 | 0 | 0
| Value of reduction in CO2 emissions |  |  | $ | 0 | 0 | 0 | 0 | 0 | 0 | 0 | 0 | 0 | 0 | 0 | 0 | 0 | 0 | 0 | 0 | 0 | 0 | 0 | 0 | 0 | 0 | 0 | 0 | 0
| Reliability in worst-served areas | $/MWh | 0 | MWh | 0 | 0 | 0 | 0 | 0 | 0 | 0 | 0 | 0 | 0 | 0 | 0 | 0 | 0 | 0 | 0 | 0 | 0 | 0 | 0 | 0 | 0 | 0 | 0 | 0
| Network resilience | $/MWh | 0 | MWh | 0 | 0 | 0 | 0 | 0 | 0 | 0 | 0 | 0 | 0 | 0 | 0 | 0 | 0 | 0 | 0 | 0 | 0 | 0 | 0 | 0 | 0 | 0 | 0 | 0
| Enabling solar exports | $/MWh | 4220.9954 | MWh | 0 | 0 | 0 | 0 | 0 | 0 | 0 | 0 | 0 | 0 | 0 | 0 | 0 | 0 | 0 | 0 | 0 | 0 | 0 | 0 | 0 | 0 | 0 | 0 | 0
| Aesthetics | $/customer | 0 | customers | 0 | 0 | 0 | 0 | 0 | 0 | 0 | 0 | 0 | 0 | 0 | 0 | 0 | 0 | 0 | 0 | 0 | 0 | 0 | 0 | 0 | 0 | 0 | 0 | 0
| Customer value of time (res) | $/customer min | 0.54769 | mins | 0 | 0 | 0 | 0 | 0 | 0 | 0 | 0 | 0 | 0 | 0 | 0 | 0 | 0 | 0 | 0 | 0 | 0 | 0 | 0 | 0 | 0 | 0 | 0 | 0
| Customer value of time (bus) | $/customer min | 0.54769 | mins | 0 | 0 | 0 | 0 | 0 | 0 | 0 | 0 | 0 | 0 | 0 | 0 | 0 | 0 | 0 | 0 | 0 | 0 | 0 | 0 | 0 | 0 | 0 | 0 | 0
| Communication | $/customer | 0 | customers | 0 | 0 | 0 | 0 | 0 | 0 | 0 | 0 | 0 | 0 | 0 | 0 | 0 | 0 | 0 | 0 | 0 | 0 | 0 | 0 | 0 | 0 | 0 | 0 | 0
| Information accessibility | $/customer | 0 | customers | 0 | 0 | 0 | 0 | 0 | 0 | 0 | 0 | 0 | 0 | 0 | 0 | 0 | 0 | 0 | 0 | 0 | 0 | 0 | 0 | 0 | 0 | 0 | 0 | 0
| Other benefits 1 |  |  | 2023-12-31 | 0 | 0 | 0 | 0 | 0 | 0 | 0 | 0 | 0 | 0 | 0 | 0 | 0 | 0 | 0 | 0 | 0 | 0 | 0 | 0 | 0 | 0 | 0 | 0 | 0
| Other benefits 2 |  |  | 2023-12-31 | 0 | 0 | 0 | 0 | 0 | 0 | 0 | 0 | 0 | 0 | 0 | 0 | 0 | 0 | 0 | 0 | 0 | 0 | 0 | 0 | 0 | 0 | 0 | 0 | 0
| Total other benefits |  |  | 2023-12-31 | 0 | 0 | 0 | 0 | 0 | 0 | 0 | 0 | 0 | 0 | 0 | 0 | 0 | 0 | 0 | 0 | 0 | 0 | 0 | 0 | 0 | 0 | 0 | 0 | 0
SUMMARY
| Risks mitigated vs base case |  |  | 2023-12-31 | 0 | 0 | 0 | 0 | 0 | 0 | 0 | 0 | 0 | 0 | 0 | 0 | 0 | 0 | 0 | 0 | 0 | 0 | 0 | 0 | 0 | 0 | 0 | 0 | 0
Capital expenditure
| < Enter description > |  |  | 2023-12-31 | 0 | 0 | 0 | 0 | 0 | 0 | 0 | 0 | 0 | 0 | 0 | 0 | 0 | 0 | 0 | 0 | 0 | 0 | 0 | 0 | 0 | 0 | 0 | 0 | 0
| < Enter description > |  |  | 2023-12-31 | 0 | 0 | 0 | 0 | 0 | 0 | 0 | 0 | 0 | 0 | 0 | 0 | 0 | 0 | 0 | 0 | 0 | 0 | 0 | 0 | 0 | 0 | 0 | 0 | 0
| < Enter description > |  |  | 2023-12-31 | 0 | 0 | 0 | 0 | 0 | 0 | 0 | 0 | 0 | 0 | 0 | 0 | 0 | 0 | 0 | 0 | 0 | 0 | 0 | 0 | 0 | 0 | 0 | 0 | 0
Cumulative capex
| < Enter description > |  |  | 2023-12-31 | 0 | 0 | 0 | 0 | 0 | 0 | 0 | 0 | 0 | 0 | 0 | 0 | 0 | 0 | 0 | 0 | 0 | 0 | 0 | 0 | 0 | 0 | 0 | 0 | 0
| < Enter description > |  |  | 2023-12-31 | 0 | 0 | 0 | 0 | 0 | 0 | 0 | 0 | 0 | 0 | 0 | 0 | 0 | 0 | 0 | 0 | 0 | 0 | 0 | 0 | 0 | 0 | 0 | 0 | 0
| < Enter description > |  |  | 2023-12-31 | 0 | 0 | 0 | 0 | 0 | 0 | 0 | 0 | 0 | 0 | 0 | 0 | 0 | 0 | 0 | 0 | 0 | 0 | 0 | 0 | 0 | 0 | 0 | 0 | 0
Annualised capex
| Annualised capex - < Enter description > |  |  | 2023-12-31 | 0 | 0 | 0 | 0 | 0 | 0 | 0 | 0 | 0 | 0 | 0 | 0 | 0 | 0 | 0 | 0 | 0 | 0 | 0 | 0 | 0 | 0 | 0 | 0 | 0
| Annualised capex - < Enter description > |  |  | 2023-12-31 | 0 | 0 | 0 | 0 | 0 | 0 | 0 | 0 | 0 | 0 | 0 | 0 | 0 | 0 | 0 | 0 | 0 | 0 | 0 | 0 | 0 | 0 | 0 | 0 | 0
| Annualised capex - < Enter description > |  |  | 2023-12-31 | 0 | 0 | 0 | 0 | 0 | 0 | 0 | 0 | 0 | 0 | 0 | 0 | 0 | 0 | 0 | 0 | 0 | 0 | 0 | 0 | 0 | 0 | 0 | 0 | 0
| Total annualised capex |  |  | 2023-12-31 | 0 | 0 | 0 | 0 | 0 | 0 | 0 | 0 | 0 | 0 | 0 | 0 | 0 | 0 | 0 | 0 | 0 | 0 | 0 | 0 | 0 | 0 | 0 | 0 | 0
| Annualised capex |  |  | 2023-12-31 | 0 | 0 | 0 | 0 | 0 | 0 | 0 | 0 | 0 | 0 | 0 | 0 | 0 | 0 | 0 | 0 | 0 | 0 | 0 | 0 | 0 | 0 | 0 | 0 | 0
| Operating expenditure |  |  | 2023-12-31 | 0 | 0 | 0 | 0 | 0 | 0 | 0 | 0 | 0 | 0 | 0 | 0 | 0 | 0 | 0 | 0 | 0 | 0 | 0 | 0 | 0 | 0 | 0 | 0 | 0
| Risk mitigated |  |  | 2023-12-31 | 0 | 0 | 0 | 0 | 0 | 0 | 0 | 0 | 0 | 0 | 0 | 0 | 0 | 0 | 0 | 0 | 0 | 0 | 0 | 0 | 0 | 0 | 0 | 0 | 0
| Other benefits value |  |  | 2023-12-31 | 0 | 0 | 0 | 0 | 0 | 0 | 0 | 0 | 0 | 0 | 0 | 0 | 0 | 0 | 0 | 0 | 0 | 0 | 0 | 0 | 0 | 0 | 0 | 0 | 0
| Net benefits |  |  | 2023-12-31 | 0 | 0 | 0 | 0 | 0 | 0 | 0 | 0 | 0 | 0 | 0 | 0 | 0 | 0 | 0 | 0 | 0 | 0 | 0 | 0 | 0 | 0 | 0 | 0 | 0
| First capex year |  |  | 0
| First year |  |  | Not used
SENSITIVITIES
NPV | Net benefits |  |  | Option 3NPV | 0 | 0 | 0 | 0 | 0 | 0 | 0 | 0 | 0 | 0 | 0 | 0 | 0 | 0 | 0 | 0 | 0 | 0 | 0 | 0 | 0 | 0 | 0 | 0 | 0
| Total annualised capex |  |  |  | 0 | 0 | 0 | 0 | 0 | 0 | 0 | 0 | 0 | 0 | 0 | 0 | 0 | 0 | 0 | 0 | 0 | 0 | 0 | 0 | 0 | 0 | 0 | 0 | 0
| Total benefits |  |  |  | 0 | 0 | 0 | 0 | 0 | 0 | 0 | 0 | 0 | 0 | 0 | 0 | 0 | 0 | 0 | 0 | 0 | 0 | 0 | 0 | 0 | 0 | 0 | 0 | 0
|  | Capex | Total benefits
sens1 | Capex 10% higher | 10% | 0% | Option 3sens1 | 0 | 0 | 0 | 0 | 0 | 0 | 0 | 0 | 0 | 0 | 0 | 0 | 0 | 0 | 0 | 0 | 0 | 0 | 0 | 0 | 0 | 0 | 0 | 0 | 0
sens2 | Capex 10% lower | -10% | 0% | Option 3sens2 | 0 | 0 | 0 | 0 | 0 | 0 | 0 | 0 | 0 | 0 | 0 | 0 | 0 | 0 | 0 | 0 | 0 | 0 | 0 | 0 | 0 | 0 | 0 | 0 | 0
sens3 | Total benefits 10% higher | 0% | 10% | Option 3sens3 | 0 | 0 | 0 | 0 | 0 | 0 | 0 | 0 | 0 | 0 | 0 | 0 | 0 | 0 | 0 | 0 | 0 | 0 | 0 | 0 | 0 | 0 | 0 | 0 | 0
sens4 | Total benefits 10% lower | 0% | -10% | Option 3sens4 | 0 | 0 | 0 | 0 | 0 | 0 | 0 | 0 | 0 | 0 | 0 | 0 | 0 | 0 | 0 | 0 | 0 | 0 | 0 | 0 | 0 | 0 | 0 | 0 | 0
sens5 | Capex 10% higher & Total benefits 10% lower | 10% | -10% | Option 3sens5 | 0 | 0 | 0 | 0 | 0 | 0 | 0 | 0 | 0 | 0 | 0 | 0 | 0 | 0 | 0 | 0 | 0 | 0 | 0 | 0 | 0 | 0 | 0 | 0 | 0
sens | 0 | 0% | 0% | Option 3sens | 0 | 0 | 0 | 0 | 0 | 0 | 0 | 0 | 0 | 0 | 0 | 0 | 0 | 0 | 0 | 0 | 0 | 0 | 0 | 0 | 0 | 0 | 0 | 0 | 0
sens | 0 | 0% | 0% | Option 3sens | 0 | 0 | 0 | 0 | 0 | 0 | 0 | 0 | 0 | 0 | 0 | 0 | 0 | 0 | 0 | 0 | 0 | 0 | 0 | 0 | 0 | 0 | 0 | 0 | 0
sens | 0 | 0% | 0% | Option 3sens | 0 | 0 | 0 | 0 | 0 | 0 | 0 | 0 | 0 | 0 | 0 | 0 | 0 | 0 | 0 | 0 | 0 | 0 | 0 | 0 | 0 | 0 | 0 | 0 | 0

## Option4
CitiPower
AR transformer replacement
OPTION 4 | 0
Not used
Count |  |  |  |  | 1 | 2 | 3 | 4 | 5 | 6 | 7 | 8 | 9 | 10 | 11 | 12 | 13 | 14 | 15 | 16 | 17 | 18 | 19 | 20 | 21 | 22 | 23 | 24 | 25
Value of CO2 reductions |  |  |  | $/MWh | 24.7305 | 22.3407 | 20.1963 | 18.0629 | 15.9134 | 13.7151 | 13.7151 | 13.7151 | 13.7151 | 13.7151 | 13.7151 | 13.7151 | 13.7151 | 13.7151 | 13.7151 | 13.7151 | 13.7151 | 13.7151 | 13.7151 | 13.7151 | 13.7151 | 13.7151 | 13.7151 | 13.7151 | 13.7151
|  |  |  | Units | 2026-27 | 2027-28 | 2028-29 | 2029-30 | 2030-31 | 2031-32 | 2032-33 | 2033-34 | 2034-35 | 2035-36 | 2036-37 | 2037-38 | 2038-39 | 2039-40 | 2040-41 | 2041-42 | 2042-43 | 2043-44 | 2044-45 | 2045-46 | 2046-47 | 2047-48 | 2048-49 | 2049-50 | 2050-51
INVESTMENT & OPERATING COST
| Capex |  | Asset life (yrs)
| < Enter description > |  | 0 | 2023-12-31 | 0 | 0 | 0 | 0 | 0 | 0 | 0 | 0 | 0 | 0 | 0 | 0 | 0 | 0 | 0 | 0 | 0 | 0 | 0 | 0 | 0 | 0 | 0 | 0 | 0
| < Enter description > |  | 0 | 2023-12-31 | 0 | 0 | 0 | 0 | 0 | 0 | 0 | 0 | 0 | 0 | 0 | 0 | 0 | 0 | 0 | 0 | 0 | 0 | 0 | 0 | 0 | 0 | 0 | 0 | 0
| < Enter description > |  | 0 | 2023-12-31 | 0 | 0 | 0 | 0 | 0 | 0 | 0 | 0 | 0 | 0 | 0 | 0 | 0 | 0 | 0 | 0 | 0 | 0 | 0 | 0 | 0 | 0 | 0 | 0 | 0
| Capital expenditure |  |  | 2023-12-31 | 0 | 0 | 0 | 0 | 0 | 0 | 0 | 0 | 0 | 0 | 0 | 0 | 0 | 0 | 0 | 0 | 0 | 0 | 0 | 0 | 0 | 0 | 0 | 0 | 0
| Operating expenditure |  |  | 2023-12-31 | 0 | 0 | 0 | 0 | 0 | 0 | 0 | 0 | 0 | 0 | 0 | 0 | 0 | 0 | 0 | 0 | 0 | 0 | 0 | 0 | 0 | 0 | 0 | 0 | 0
RISK ASSUMPTIONS
| PoF (major) |  |  |  | 0 | 0 | 0 | 0 | 0 | 0 | 0 | 0 | 0 | 0 | 0 | 0 | 0 | 0 | 0 | 0 | 0 | 0 | 0 | 0 | 0 | 0 | 0 | 0 | 0
| PoF (reparable) |  |  |  | 0 | 0 | 0 | 0 | 0 | 0 | 0 | 0 | 0 | 0 | 0 | 0 | 0 | 0 | 0 | 0 | 0 | 0 | 0 | 0 | 0 | 0 | 0 | 0 | 0
| Energy at risk (weighted) |  |  | MWh | 0 | 0 | 0 | 0 | 0 | 0 | 0 | 0 | 0 | 0 | 0 | 0 | 0 | 0 | 0 | 0 | 0 | 0 | 0 | 0 | 0 | 0 | 0 | 0 | 0
| Energy at risk value | $/MWh | 35599.4556 | 2023-12-31 | 0 | 0 | 0 | 0 | 0 | 0 | 0 | 0 | 0 | 0 | 0 | 0 | 0 | 0 | 0 | 0 | 0 | 0 | 0 | 0 | 0 | 0 | 0 | 0 | 0
| Safety consequence | (after DF) |  | 2023-12-31 | 0 | 0 | 0 | 0 | 0 | 0 | 0 | 0 | 0 | 0 | 0 | 0 | 0 | 0 | 0 | 0 | 0 | 0 | 0 | 0 | 0 | 0 | 0 | 0 | 0
| Unplanned replacements |  |  | 2023-12-31 | 0 | 0 | 0 | 0 | 0 | 0 | 0 | 0 | 0 | 0 | 0 | 0 | 0 | 0 | 0 | 0 | 0 | 0 | 0 | 0 | 0 | 0 | 0 | 0 | 0
| Environmental consequence | (after DF) |  | 2023-12-31 | 0 | 0 | 0 | 0 | 0 | 0 | 0 | 0 | 0 | 0 | 0 | 0 | 0 | 0 | 0 | 0 | 0 | 0 | 0 | 0 | 0 | 0 | 0 | 0 | 0
| < Other risk - enter description > |  |  | 2023-12-31 | 0 | 0 | 0 | 0 | 0 | 0 | 0 | 0 | 0 | 0 | 0 | 0 | 0 | 0 | 0 | 0 | 0 | 0 | 0 | 0 | 0 | 0 | 0 | 0 | 0
| < Other risk - enter description > |  |  | 2023-12-31 | 0 | 0 | 0 | 0 | 0 | 0 | 0 | 0 | 0 | 0 | 0 | 0 | 0 | 0 | 0 | 0 | 0 | 0 | 0 | 0 | 0 | 0 | 0 | 0 | 0
| Total risk cost |  |  |  | 0 | 0 | 0 | 0 | 0 | 0 | 0 | 0 | 0 | 0 | 0 | 0 | 0 | 0 | 0 | 0 | 0 | 0 | 0 | 0 | 0 | 0 | 0 | 0 | 0
OTHER BENEFITS
| Reduction in CO2 emissions |  |  | MWh | 0 | 0 | 0 | 0 | 0 | 0 | 0 | 0 | 0 | 0 | 0 | 0 | 0 | 0 | 0 | 0 | 0 | 0 | 0 | 0 | 0 | 0 | 0 | 0 | 0
| Value of reduction in CO2 emissions |  |  | $ | 0 | 0 | 0 | 0 | 0 | 0 | 0 | 0 | 0 | 0 | 0 | 0 | 0 | 0 | 0 | 0 | 0 | 0 | 0 | 0 | 0 | 0 | 0 | 0 | 0
| Reliability in worst-served areas | $/MWh | 0 | MWh | 0 | 0 | 0 | 0 | 0 | 0 | 0 | 0 | 0 | 0 | 0 | 0 | 0 | 0 | 0 | 0 | 0 | 0 | 0 | 0 | 0 | 0 | 0 | 0 | 0
| Network resilience | $/MWh | 0 | MWh | 0 | 0 | 0 | 0 | 0 | 0 | 0 | 0 | 0 | 0 | 0 | 0 | 0 | 0 | 0 | 0 | 0 | 0 | 0 | 0 | 0 | 0 | 0 | 0 | 0
| Enabling solar exports | $/MWh | 4220.9954 | MWh | 0 | 0 | 0 | 0 | 0 | 0 | 0 | 0 | 0 | 0 | 0 | 0 | 0 | 0 | 0 | 0 | 0 | 0 | 0 | 0 | 0 | 0 | 0 | 0 | 0
| Aesthetics | $/customer | 0 | customers | 0 | 0 | 0 | 0 | 0 | 0 | 0 | 0 | 0 | 0 | 0 | 0 | 0 | 0 | 0 | 0 | 0 | 0 | 0 | 0 | 0 | 0 | 0 | 0 | 0
| Customer value of time (res) | $/customer min | 0.54769 | mins | 0 | 0 | 0 | 0 | 0 | 0 | 0 | 0 | 0 | 0 | 0 | 0 | 0 | 0 | 0 | 0 | 0 | 0 | 0 | 0 | 0 | 0 | 0 | 0 | 0
| Customer value of time (bus) | $/customer min | 0.54769 | mins | 0 | 0 | 0 | 0 | 0 | 0 | 0 | 0 | 0 | 0 | 0 | 0 | 0 | 0 | 0 | 0 | 0 | 0 | 0 | 0 | 0 | 0 | 0 | 0 | 0
| Communication | $/customer | 0 | customers | 0 | 0 | 0 | 0 | 0 | 0 | 0 | 0 | 0 | 0 | 0 | 0 | 0 | 0 | 0 | 0 | 0 | 0 | 0 | 0 | 0 | 0 | 0 | 0 | 0
| Information accessibility | $/customer | 0 | customers | 0 | 0 | 0 | 0 | 0 | 0 | 0 | 0 | 0 | 0 | 0 | 0 | 0 | 0 | 0 | 0 | 0 | 0 | 0 | 0 | 0 | 0 | 0 | 0 | 0
| Other benefits 1 |  |  | 2023-12-31 | 0 | 0 | 0 | 0 | 0 | 0 | 0 | 0 | 0 | 0 | 0 | 0 | 0 | 0 | 0 | 0 | 0 | 0 | 0 | 0 | 0 | 0 | 0 | 0 | 0
| Other benefits 2 |  |  | 2023-12-31 | 0 | 0 | 0 | 0 | 0 | 0 | 0 | 0 | 0 | 0 | 0 | 0 | 0 | 0 | 0 | 0 | 0 | 0 | 0 | 0 | 0 | 0 | 0 | 0 | 0
| Total other benefits |  |  | 2023-12-31 | 0 | 0 | 0 | 0 | 0 | 0 | 0 | 0 | 0 | 0 | 0 | 0 | 0 | 0 | 0 | 0 | 0 | 0 | 0 | 0 | 0 | 0 | 0 | 0 | 0
SUMMARY
| Risks mitigated vs base case |  |  | 2023-12-31 | 0 | 0 | 0 | 0 | 0 | 0 | 0 | 0 | 0 | 0 | 0 | 0 | 0 | 0 | 0 | 0 | 0 | 0 | 0 | 0 | 0 | 0 | 0 | 0 | 0
Capital expenditure
| < Enter description > |  |  | 2023-12-31 | 0 | 0 | 0 | 0 | 0 | 0 | 0 | 0 | 0 | 0 | 0 | 0 | 0 | 0 | 0 | 0 | 0 | 0 | 0 | 0 | 0 | 0 | 0 | 0 | 0
| < Enter description > |  |  | 2023-12-31 | 0 | 0 | 0 | 0 | 0 | 0 | 0 | 0 | 0 | 0 | 0 | 0 | 0 | 0 | 0 | 0 | 0 | 0 | 0 | 0 | 0 | 0 | 0 | 0 | 0
| < Enter description > |  |  | 2023-12-31 | 0 | 0 | 0 | 0 | 0 | 0 | 0 | 0 | 0 | 0 | 0 | 0 | 0 | 0 | 0 | 0 | 0 | 0 | 0 | 0 | 0 | 0 | 0 | 0 | 0
Cumulative capex
| < Enter description > |  |  | 2023-12-31 | 0 | 0 | 0 | 0 | 0 | 0 | 0 | 0 | 0 | 0 | 0 | 0 | 0 | 0 | 0 | 0 | 0 | 0 | 0 | 0 | 0 | 0 | 0 | 0 | 0
| < Enter description > |  |  | 2023-12-31 | 0 | 0 | 0 | 0 | 0 | 0 | 0 | 0 | 0 | 0 | 0 | 0 | 0 | 0 | 0 | 0 | 0 | 0 | 0 | 0 | 0 | 0 | 0 | 0 | 0
| < Enter description > |  |  | 2023-12-31 | 0 | 0 | 0 | 0 | 0 | 0 | 0 | 0 | 0 | 0 | 0 | 0 | 0 | 0 | 0 | 0 | 0 | 0 | 0 | 0 | 0 | 0 | 0 | 0 | 0
Annualised capex
| Annualised capex - < Enter description > |  |  | 2023-12-31 | 0 | 0 | 0 | 0 | 0 | 0 | 0 | 0 | 0 | 0 | 0 | 0 | 0 | 0 | 0 | 0 | 0 | 0 | 0 | 0 | 0 | 0 | 0 | 0 | 0
| Annualised capex - < Enter description > |  |  | 2023-12-31 | 0 | 0 | 0 | 0 | 0 | 0 | 0 | 0 | 0 | 0 | 0 | 0 | 0 | 0 | 0 | 0 | 0 | 0 | 0 | 0 | 0 | 0 | 0 | 0 | 0
| Annualised capex - < Enter description > |  |  | 2023-12-31 | 0 | 0 | 0 | 0 | 0 | 0 | 0 | 0 | 0 | 0 | 0 | 0 | 0 | 0 | 0 | 0 | 0 | 0 | 0 | 0 | 0 | 0 | 0 | 0 | 0
| Total annualised capex |  |  | 2023-12-31 | 0 | 0 | 0 | 0 | 0 | 0 | 0 | 0 | 0 | 0 | 0 | 0 | 0 | 0 | 0 | 0 | 0 | 0 | 0 | 0 | 0 | 0 | 0 | 0 | 0
| Annualised capex |  |  | 2023-12-31 | 0 | 0 | 0 | 0 | 0 | 0 | 0 | 0 | 0 | 0 | 0 | 0 | 0 | 0 | 0 | 0 | 0 | 0 | 0 | 0 | 0 | 0 | 0 | 0 | 0
| Operating expenditure |  |  | 2023-12-31 | 0 | 0 | 0 | 0 | 0 | 0 | 0 | 0 | 0 | 0 | 0 | 0 | 0 | 0 | 0 | 0 | 0 | 0 | 0 | 0 | 0 | 0 | 0 | 0 | 0
| Risk mitigated |  |  | 2023-12-31 | 0 | 0 | 0 | 0 | 0 | 0 | 0 | 0 | 0 | 0 | 0 | 0 | 0 | 0 | 0 | 0 | 0 | 0 | 0 | 0 | 0 | 0 | 0 | 0 | 0
| Other benefits value |  |  | 2023-12-31 | 0 | 0 | 0 | 0 | 0 | 0 | 0 | 0 | 0 | 0 | 0 | 0 | 0 | 0 | 0 | 0 | 0 | 0 | 0 | 0 | 0 | 0 | 0 | 0 | 0
| Net benefits |  |  | 2023-12-31 | 0 | 0 | 0 | 0 | 0 | 0 | 0 | 0 | 0 | 0 | 0 | 0 | 0 | 0 | 0 | 0 | 0 | 0 | 0 | 0 | 0 | 0 | 0 | 0 | 0
| First capex year |  |  | 0
| First year |  |  | Not used
SENSITIVITIES
NPV | Net benefits |  |  | Option 4NPV | 0 | 0 | 0 | 0 | 0 | 0 | 0 | 0 | 0 | 0 | 0 | 0 | 0 | 0 | 0 | 0 | 0 | 0 | 0 | 0 | 0 | 0 | 0 | 0 | 0
| Total annualised capex |  |  |  | 0 | 0 | 0 | 0 | 0 | 0 | 0 | 0 | 0 | 0 | 0 | 0 | 0 | 0 | 0 | 0 | 0 | 0 | 0 | 0 | 0 | 0 | 0 | 0 | 0
| Total benefits |  |  |  | 0 | 0 | 0 | 0 | 0 | 0 | 0 | 0 | 0 | 0 | 0 | 0 | 0 | 0 | 0 | 0 | 0 | 0 | 0 | 0 | 0 | 0 | 0 | 0 | 0
|  | Capex | Total benefits
sens1 | Capex 10% higher | 10% | 0% | Option 4sens1 | 0 | 0 | 0 | 0 | 0 | 0 | 0 | 0 | 0 | 0 | 0 | 0 | 0 | 0 | 0 | 0 | 0 | 0 | 0 | 0 | 0 | 0 | 0 | 0 | 0
sens2 | Capex 10% lower | -10% | 0% | Option 4sens2 | 0 | 0 | 0 | 0 | 0 | 0 | 0 | 0 | 0 | 0 | 0 | 0 | 0 | 0 | 0 | 0 | 0 | 0 | 0 | 0 | 0 | 0 | 0 | 0 | 0
sens3 | Total benefits 10% higher | 0% | 10% | Option 4sens3 | 0 | 0 | 0 | 0 | 0 | 0 | 0 | 0 | 0 | 0 | 0 | 0 | 0 | 0 | 0 | 0 | 0 | 0 | 0 | 0 | 0 | 0 | 0 | 0 | 0
sens4 | Total benefits 10% lower | 0% | -10% | Option 4sens4 | 0 | 0 | 0 | 0 | 0 | 0 | 0 | 0 | 0 | 0 | 0 | 0 | 0 | 0 | 0 | 0 | 0 | 0 | 0 | 0 | 0 | 0 | 0 | 0 | 0
sens5 | Capex 10% higher & Total benefits 10% lower | 10% | -10% | Option 4sens5 | 0 | 0 | 0 | 0 | 0 | 0 | 0 | 0 | 0 | 0 | 0 | 0 | 0 | 0 | 0 | 0 | 0 | 0 | 0 | 0 | 0 | 0 | 0 | 0 | 0
sens | 0 | 0% | 0% | Option 4sens | 0 | 0 | 0 | 0 | 0 | 0 | 0 | 0 | 0 | 0 | 0 | 0 | 0 | 0 | 0 | 0 | 0 | 0 | 0 | 0 | 0 | 0 | 0 | 0 | 0
sens | 0 | 0% | 0% | Option 4sens | 0 | 0 | 0 | 0 | 0 | 0 | 0 | 0 | 0 | 0 | 0 | 0 | 0 | 0 | 0 | 0 | 0 | 0 | 0 | 0 | 0 | 0 | 0 | 0 | 0
sens | 0 | 0% | 0% | Option 4sens | 0 | 0 | 0 | 0 | 0 | 0 | 0 | 0 | 0 | 0 | 0 | 0 | 0 | 0 | 0 | 0 | 0 | 0 | 0 | 0 | 0 | 0 | 0 | 0 | 0

## Option5
CitiPower
AR transformer replacement
OPTION 5 | 0
Not used
Count |  |  |  |  | 1 | 2 | 3 | 4 | 5 | 6 | 7 | 8 | 9 | 10 | 11 | 12 | 13 | 14 | 15 | 16 | 17 | 18 | 19 | 20 | 21 | 22 | 23 | 24 | 25
Value of CO2 reductions |  |  |  | $/MWh | 24.7305 | 22.3407 | 20.1963 | 18.0629 | 15.9134 | 13.7151 | 13.7151 | 13.7151 | 13.7151 | 13.7151 | 13.7151 | 13.7151 | 13.7151 | 13.7151 | 13.7151 | 13.7151 | 13.7151 | 13.7151 | 13.7151 | 13.7151 | 13.7151 | 13.7151 | 13.7151 | 13.7151 | 13.7151
|  |  |  | Units | 2026-27 | 2027-28 | 2028-29 | 2029-30 | 2030-31 | 2031-32 | 2032-33 | 2033-34 | 2034-35 | 2035-36 | 2036-37 | 2037-38 | 2038-39 | 2039-40 | 2040-41 | 2041-42 | 2042-43 | 2043-44 | 2044-45 | 2045-46 | 2046-47 | 2047-48 | 2048-49 | 2049-50 | 2050-51
INVESTMENT & OPERATING COST
| Capex |  | Asset life (yrs)
| < Enter description > |  | 0 | 2023-12-31 | 0 | 0 | 0 | 0 | 0 | 0 | 0 | 0 | 0 | 0 | 0 | 0 | 0 | 0 | 0 | 0 | 0 | 0 | 0 | 0 | 0 | 0 | 0 | 0 | 0
| < Enter description > |  | 0 | 2023-12-31 | 0 | 0 | 0 | 0 | 0 | 0 | 0 | 0 | 0 | 0 | 0 | 0 | 0 | 0 | 0 | 0 | 0 | 0 | 0 | 0 | 0 | 0 | 0 | 0 | 0
| < Enter description > |  | 0 | 2023-12-31 | 0 | 0 | 0 | 0 | 0 | 0 | 0 | 0 | 0 | 0 | 0 | 0 | 0 | 0 | 0 | 0 | 0 | 0 | 0 | 0 | 0 | 0 | 0 | 0 | 0
| Capital expenditure |  |  | 2023-12-31 | 0 | 0 | 0 | 0 | 0 | 0 | 0 | 0 | 0 | 0 | 0 | 0 | 0 | 0 | 0 | 0 | 0 | 0 | 0 | 0 | 0 | 0 | 0 | 0 | 0
| Operating expenditure |  |  | 2023-12-31 | 0 | 0 | 0 | 0 | 0 | 0 | 0 | 0 | 0 | 0 | 0 | 0 | 0 | 0 | 0 | 0 | 0 | 0 | 0 | 0 | 0 | 0 | 0 | 0 | 0
RISK ASSUMPTIONS
| PoF (major) |  |  |  | 0 | 0 | 0 | 0 | 0 | 0 | 0 | 0 | 0 | 0 | 0 | 0 | 0 | 0 | 0 | 0 | 0 | 0 | 0 | 0 | 0 | 0 | 0 | 0 | 0
| PoF (reparable) |  |  |  | 0 | 0 | 0 | 0 | 0 | 0 | 0 | 0 | 0 | 0 | 0 | 0 | 0 | 0 | 0 | 0 | 0 | 0 | 0 | 0 | 0 | 0 | 0 | 0 | 0
| Energy at risk (weighted) |  |  | MWh | 0 | 0 | 0 | 0 | 0 | 0 | 0 | 0 | 0 | 0 | 0 | 0 | 0 | 0 | 0 | 0 | 0 | 0 | 0 | 0 | 0 | 0 | 0 | 0 | 0
| Energy at risk value | $/MWh | 35599.4556 | 2023-12-31 | 0 | 0 | 0 | 0 | 0 | 0 | 0 | 0 | 0 | 0 | 0 | 0 | 0 | 0 | 0 | 0 | 0 | 0 | 0 | 0 | 0 | 0 | 0 | 0 | 0
| Safety consequence | (after DF) |  | 2023-12-31 | 0 | 0 | 0 | 0 | 0 | 0 | 0 | 0 | 0 | 0 | 0 | 0 | 0 | 0 | 0 | 0 | 0 | 0 | 0 | 0 | 0 | 0 | 0 | 0 | 0
| Unplanned replacements |  |  | 2023-12-31 | 0 | 0 | 0 | 0 | 0 | 0 | 0 | 0 | 0 | 0 | 0 | 0 | 0 | 0 | 0 | 0 | 0 | 0 | 0 | 0 | 0 | 0 | 0 | 0 | 0
| Environmental consequence | (after DF) |  | 2023-12-31 | 0 | 0 | 0 | 0 | 0 | 0 | 0 | 0 | 0 | 0 | 0 | 0 | 0 | 0 | 0 | 0 | 0 | 0 | 0 | 0 | 0 | 0 | 0 | 0 | 0
| < Other risk - enter description > |  |  | 2023-12-31 | 0 | 0 | 0 | 0 | 0 | 0 | 0 | 0 | 0 | 0 | 0 | 0 | 0 | 0 | 0 | 0 | 0 | 0 | 0 | 0 | 0 | 0 | 0 | 0 | 0
| < Other risk - enter description > |  |  | 2023-12-31 | 0 | 0 | 0 | 0 | 0 | 0 | 0 | 0 | 0 | 0 | 0 | 0 | 0 | 0 | 0 | 0 | 0 | 0 | 0 | 0 | 0 | 0 | 0 | 0 | 0
| Total risk cost |  |  |  | 0 | 0 | 0 | 0 | 0 | 0 | 0 | 0 | 0 | 0 | 0 | 0 | 0 | 0 | 0 | 0 | 0 | 0 | 0 | 0 | 0 | 0 | 0 | 0 | 0
OTHER BENEFITS
| Reduction in CO2 emissions |  |  | MWh | 0 | 0 | 0 | 0 | 0 | 0 | 0 | 0 | 0 | 0 | 0 | 0 | 0 | 0 | 0 | 0 | 0 | 0 | 0 | 0 | 0 | 0 | 0 | 0 | 0
| Value of reduction in CO2 emissions |  |  | $ | 0 | 0 | 0 | 0 | 0 | 0 | 0 | 0 | 0 | 0 | 0 | 0 | 0 | 0 | 0 | 0 | 0 | 0 | 0 | 0 | 0 | 0 | 0 | 0 | 0
| Reliability in worst-served areas | $/MWh | 0 | MWh | 0 | 0 | 0 | 0 | 0 | 0 | 0 | 0 | 0 | 0 | 0 | 0 | 0 | 0 | 0 | 0 | 0 | 0 | 0 | 0 | 0 | 0 | 0 | 0 | 0
| Network resilience | $/MWh | 0 | MWh | 0 | 0 | 0 | 0 | 0 | 0 | 0 | 0 | 0 | 0 | 0 | 0 | 0 | 0 | 0 | 0 | 0 | 0 | 0 | 0 | 0 | 0 | 0 | 0 | 0
| Enabling solar exports | $/MWh | 4220.9954 | MWh | 0 | 0 | 0 | 0 | 0 | 0 | 0 | 0 | 0 | 0 | 0 | 0 | 0 | 0 | 0 | 0 | 0 | 0 | 0 | 0 | 0 | 0 | 0 | 0 | 0
| Aesthetics | $/customer | 0 | customers | 0 | 0 | 0 | 0 | 0 | 0 | 0 | 0 | 0 | 0 | 0 | 0 | 0 | 0 | 0 | 0 | 0 | 0 | 0 | 0 | 0 | 0 | 0 | 0 | 0
| Customer value of time (res) | $/customer min | 0.54769 | mins | 0 | 0 | 0 | 0 | 0 | 0 | 0 | 0 | 0 | 0 | 0 | 0 | 0 | 0 | 0 | 0 | 0 | 0 | 0 | 0 | 0 | 0 | 0 | 0 | 0
| Customer value of time (bus) | $/customer min | 0.54769 | mins | 0 | 0 | 0 | 0 | 0 | 0 | 0 | 0 | 0 | 0 | 0 | 0 | 0 | 0 | 0 | 0 | 0 | 0 | 0 | 0 | 0 | 0 | 0 | 0 | 0
| Communication | $/customer | 0 | customers | 0 | 0 | 0 | 0 | 0 | 0 | 0 | 0 | 0 | 0 | 0 | 0 | 0 | 0 | 0 | 0 | 0 | 0 | 0 | 0 | 0 | 0 | 0 | 0 | 0
| Information accessibility | $/customer | 0 | customers | 0 | 0 | 0 | 0 | 0 | 0 | 0 | 0 | 0 | 0 | 0 | 0 | 0 | 0 | 0 | 0 | 0 | 0 | 0 | 0 | 0 | 0 | 0 | 0 | 0
| Other benefits 1 |  |  | 2023-12-31 | 0 | 0 | 0 | 0 | 0 | 0 | 0 | 0 | 0 | 0 | 0 | 0 | 0 | 0 | 0 | 0 | 0 | 0 | 0 | 0 | 0 | 0 | 0 | 0 | 0
| Other benefits 2 |  |  | 2023-12-31 | 0 | 0 | 0 | 0 | 0 | 0 | 0 | 0 | 0 | 0 | 0 | 0 | 0 | 0 | 0 | 0 | 0 | 0 | 0 | 0 | 0 | 0 | 0 | 0 | 0
| Total other benefits |  |  | 2023-12-31 | 0 | 0 | 0 | 0 | 0 | 0 | 0 | 0 | 0 | 0 | 0 | 0 | 0 | 0 | 0 | 0 | 0 | 0 | 0 | 0 | 0 | 0 | 0 | 0 | 0
SUMMARY
| Risks mitigated vs base case |  |  | 2023-12-31 | 0 | 0 | 0 | 0 | 0 | 0 | 0 | 0 | 0 | 0 | 0 | 0 | 0 | 0 | 0 | 0 | 0 | 0 | 0 | 0 | 0 | 0 | 0 | 0 | 0
Capital expenditure
| < Enter description > |  |  | 2023-12-31 | 0 | 0 | 0 | 0 | 0 | 0 | 0 | 0 | 0 | 0 | 0 | 0 | 0 | 0 | 0 | 0 | 0 | 0 | 0 | 0 | 0 | 0 | 0 | 0 | 0
| < Enter description > |  |  | 2023-12-31 | 0 | 0 | 0 | 0 | 0 | 0 | 0 | 0 | 0 | 0 | 0 | 0 | 0 | 0 | 0 | 0 | 0 | 0 | 0 | 0 | 0 | 0 | 0 | 0 | 0
| < Enter description > |  |  | 2023-12-31 | 0 | 0 | 0 | 0 | 0 | 0 | 0 | 0 | 0 | 0 | 0 | 0 | 0 | 0 | 0 | 0 | 0 | 0 | 0 | 0 | 0 | 0 | 0 | 0 | 0
Cumulative capex
| < Enter description > |  |  | 2023-12-31 | 0 | 0 | 0 | 0 | 0 | 0 | 0 | 0 | 0 | 0 | 0 | 0 | 0 | 0 | 0 | 0 | 0 | 0 | 0 | 0 | 0 | 0 | 0 | 0 | 0
| < Enter description > |  |  | 2023-12-31 | 0 | 0 | 0 | 0 | 0 | 0 | 0 | 0 | 0 | 0 | 0 | 0 | 0 | 0 | 0 | 0 | 0 | 0 | 0 | 0 | 0 | 0 | 0 | 0 | 0
| < Enter description > |  |  | 2023-12-31 | 0 | 0 | 0 | 0 | 0 | 0 | 0 | 0 | 0 | 0 | 0 | 0 | 0 | 0 | 0 | 0 | 0 | 0 | 0 | 0 | 0 | 0 | 0 | 0 | 0
Annualised capex
| Annualised capex - < Enter description > |  |  | 2023-12-31 | 0 | 0 | 0 | 0 | 0 | 0 | 0 | 0 | 0 | 0 | 0 | 0 | 0 | 0 | 0 | 0 | 0 | 0 | 0 | 0 | 0 | 0 | 0 | 0 | 0
| Annualised capex - < Enter description > |  |  | 2023-12-31 | 0 | 0 | 0 | 0 | 0 | 0 | 0 | 0 | 0 | 0 | 0 | 0 | 0 | 0 | 0 | 0 | 0 | 0 | 0 | 0 | 0 | 0 | 0 | 0 | 0
| Annualised capex - < Enter description > |  |  | 2023-12-31 | 0 | 0 | 0 | 0 | 0 | 0 | 0 | 0 | 0 | 0 | 0 | 0 | 0 | 0 | 0 | 0 | 0 | 0 | 0 | 0 | 0 | 0 | 0 | 0 | 0
| Total annualised capex |  |  | 2023-12-31 | 0 | 0 | 0 | 0 | 0 | 0 | 0 | 0 | 0 | 0 | 0 | 0 | 0 | 0 | 0 | 0 | 0 | 0 | 0 | 0 | 0 | 0 | 0 | 0 | 0
| Annualised capex |  |  | 2023-12-31 | 0 | 0 | 0 | 0 | 0 | 0 | 0 | 0 | 0 | 0 | 0 | 0 | 0 | 0 | 0 | 0 | 0 | 0 | 0 | 0 | 0 | 0 | 0 | 0 | 0
| Operating expenditure |  |  | 2023-12-31 | 0 | 0 | 0 | 0 | 0 | 0 | 0 | 0 | 0 | 0 | 0 | 0 | 0 | 0 | 0 | 0 | 0 | 0 | 0 | 0 | 0 | 0 | 0 | 0 | 0
| Risk mitigated |  |  | 2023-12-31 | 0 | 0 | 0 | 0 | 0 | 0 | 0 | 0 | 0 | 0 | 0 | 0 | 0 | 0 | 0 | 0 | 0 | 0 | 0 | 0 | 0 | 0 | 0 | 0 | 0
| Other benefits value |  |  | 2023-12-31 | 0 | 0 | 0 | 0 | 0 | 0 | 0 | 0 | 0 | 0 | 0 | 0 | 0 | 0 | 0 | 0 | 0 | 0 | 0 | 0 | 0 | 0 | 0 | 0 | 0
| Net benefits |  |  | 2023-12-31 | 0 | 0 | 0 | 0 | 0 | 0 | 0 | 0 | 0 | 0 | 0 | 0 | 0 | 0 | 0 | 0 | 0 | 0 | 0 | 0 | 0 | 0 | 0 | 0 | 0
| First capex year |  |  | 0
| First year |  |  | Not used
SENSITIVITIES
NPV | Net benefits |  |  | Option 5NPV | 0 | 0 | 0 | 0 | 0 | 0 | 0 | 0 | 0 | 0 | 0 | 0 | 0 | 0 | 0 | 0 | 0 | 0 | 0 | 0 | 0 | 0 | 0 | 0 | 0
| Total annualised capex |  |  |  | 0 | 0 | 0 | 0 | 0 | 0 | 0 | 0 | 0 | 0 | 0 | 0 | 0 | 0 | 0 | 0 | 0 | 0 | 0 | 0 | 0 | 0 | 0 | 0 | 0
| Total benefits |  |  |  | 0 | 0 | 0 | 0 | 0 | 0 | 0 | 0 | 0 | 0 | 0 | 0 | 0 | 0 | 0 | 0 | 0 | 0 | 0 | 0 | 0 | 0 | 0 | 0 | 0
|  | Capex | Total benefits
sens1 | Capex 10% higher | 10% | 0% | Option 5sens1 | 0 | 0 | 0 | 0 | 0 | 0 | 0 | 0 | 0 | 0 | 0 | 0 | 0 | 0 | 0 | 0 | 0 | 0 | 0 | 0 | 0 | 0 | 0 | 0 | 0
sens2 | Capex 10% lower | -10% | 0% | Option 5sens2 | 0 | 0 | 0 | 0 | 0 | 0 | 0 | 0 | 0 | 0 | 0 | 0 | 0 | 0 | 0 | 0 | 0 | 0 | 0 | 0 | 0 | 0 | 0 | 0 | 0
sens3 | Total benefits 10% higher | 0% | 10% | Option 5sens3 | 0 | 0 | 0 | 0 | 0 | 0 | 0 | 0 | 0 | 0 | 0 | 0 | 0 | 0 | 0 | 0 | 0 | 0 | 0 | 0 | 0 | 0 | 0 | 0 | 0
sens4 | Total benefits 10% lower | 0% | -10% | Option 5sens4 | 0 | 0 | 0 | 0 | 0 | 0 | 0 | 0 | 0 | 0 | 0 | 0 | 0 | 0 | 0 | 0 | 0 | 0 | 0 | 0 | 0 | 0 | 0 | 0 | 0
sens5 | Capex 10% higher & Total benefits 10% lower | 10% | -10% | Option 5sens5 | 0 | 0 | 0 | 0 | 0 | 0 | 0 | 0 | 0 | 0 | 0 | 0 | 0 | 0 | 0 | 0 | 0 | 0 | 0 | 0 | 0 | 0 | 0 | 0 | 0
sens | 0 | 0% | 0% | Option 5sens | 0 | 0 | 0 | 0 | 0 | 0 | 0 | 0 | 0 | 0 | 0 | 0 | 0 | 0 | 0 | 0 | 0 | 0 | 0 | 0 | 0 | 0 | 0 | 0 | 0
sens | 0 | 0% | 0% | Option 5sens | 0 | 0 | 0 | 0 | 0 | 0 | 0 | 0 | 0 | 0 | 0 | 0 | 0 | 0 | 0 | 0 | 0 | 0 | 0 | 0 | 0 | 0 | 0 | 0 | 0
sens | 0 | 0% | 0% | Option 5sens | 0 | 0 | 0 | 0 | 0 | 0 | 0 | 0 | 0 | 0 | 0 | 0 | 0 | 0 | 0 | 0 | 0 | 0 | 0 | 0 | 0 | 0 | 0 | 0 | 0

## Consol
CitiPower
AR transformer replacement
CONSOLIDATED
Discount factor |  |  |  |  | 0 | 0.98295 | 0.94971 | 0.91759 | 0.88656 | 0.85658 | 0.82761 | 0.79963 | 0.77259 | 0.74646 | 0.72122 | 0.69683 | 0.67326 | 0.6505 | 0.6285 | 0.60725 | 0.58671 | 0.56687 | 0.5477 | 0.52918 | 0.51129 | 0.494 | 0.47729 | 0.46115 | 0.44556 | 0.43049
Count |  |  |  |  | 0 | 1 | 2 | 3 | 4 | 5 | 6 | 7 | 8 | 9 | 10 | 11 | 12 | 13 | 14 | 15 | 16 | 17 | 18 | 19 | 20 | 21 | 22 | 23 | 24 | 25
Analysis period |  |  |  |  | TRUE | TRUE | TRUE | TRUE | TRUE | TRUE | TRUE | TRUE | TRUE | TRUE | TRUE | TRUE | TRUE | TRUE | TRUE | TRUE | TRUE | TRUE | TRUE | TRUE | TRUE | TRUE | TRUE | FALSE | FALSE | FALSE
[5 empty] | 2026-06-30 | 2026-27 | 2027-28 | 2028-29 | 2029-30 | 2030-31 | 2031-32 | 2032-33 | 2033-34 | 2034-35 | 2035-36 | 2036-37 | 2037-38 | 2038-39 | 2039-40 | 2040-41 | 2041-42 | 2042-43 | 2043-44 | 2044-45 | 2045-46 | 2046-47 | 2047-48 | 2048-49 | 2049-50 | 2050-51
COSTS |  |  | PV
Option 1 (base case) | Energy at risk value | Option 1 (base case)Energy at risk value | 18286756.9731 | 2026-06-30 |  | 732876.8614 | 762090.6165 | 796103.9241 | 835788.2221 | 872487.6695 | 914517.7977 | 966745.2039 | 1025021.1996 | 1065170.2362 | 1090912.865 | 1116912.3837 | 1143167.9102 | 1169678.5816 | 1196443.5533 | 1223461.9986 | 1250733.1081 | 1278256.0894 | 1306030.1664 | 1334054.5788 | 1362328.5822 | 1390851.4467 | 1419622.4576 | 1448640.9141 | 1477906.1295 | 1507417.4306
Option 1 (base case) | Capital expenditure | Option 1 (base case)Capital expenditure | 0 | 2026-06-30 |  | 0 | 0 | 0 | 0 | 0 | 0 | 0 | 0 | 0 | 0 | 0 | 0 | 0 | 0 | 0 | 0 | 0 | 0 | 0 | 0 | 0 | 0 | 0 | 0 | 0
Option 1 (base case) | Total risk cost | Option 1 (base case)Total risk cost | 17128376.5217 | 2026-06-30 |  | 777904.5359 | 807932.0185 | 842768.003 | 883283.8856 | 920823.7845 | 963703.1912 | 1016788.664 | 1075931.4758 | 1116956.0403 | 1143582.8719 | 1170475.2318 | 1197632.2025 | 1225052.8858 | 1252736.4028 | 1280681.8929 | 1308888.5135 | 1337355.4394 | 1366081.8624 | 1395066.9906 | 1424310.0483 | 1453810.2751 | 1483566.9261 | 1512585.3826 | 1541850.598 | 1571361.8991
Option 1 (base case) |  | Option 1 (base case)
Option 1 (base case) | Annualised capex | Option 1 (base case)Annualised capex | 0 | 2026-06-30 |  | 0 | 0 | 0 | 0 | 0 | 0 | 0 | 0 | 0 | 0 | 0 | 0 | 0 | 0 | 0 | 0 | 0 | 0 | 0 | 0 | 0 | 0 | 0 | 0 | 0
Option 1 (base case) | Operating expenditure | Option 1 (base case)Operating expenditure | 0 | 2026-06-30 |  | 0 | 0 | 0 | 0 | 0 | 0 | 0 | 0 | 0 | 0 | 0 | 0 | 0 | 0 | 0 | 0 | 0 | 0 | 0 | 0 | 0 | 0 | 0 | 0 | 0
Option 1 (base case) | Risk mitigated | Option 1 (base case)Risk mitigated | 0 | 2026-06-30 |  | 0 | 0 | 0 | 0 | 0 | 0 | 0 | 0 | 0 | 0 | 0 | 0 | 0 | 0 | 0 | 0 | 0 | 0 | 0 | 0 | 0 | 0 | 0 | 0 | 0
Option 1 (base case) | Other benefits value | Option 1 (base case)Other benefits value | 0 | 2026-06-30 |  | 0 | 0 | 0 | 0 | 0 | 0 | 0 | 0 | 0 | 0 | 0 | 0 | 0 | 0 | 0 | 0 | 0 | 0 | 0 | 0 | 0 | 0 | 0 | 0 | 0
Option 1 (base case) | Net benefits | Option 1 (base case)Net benefits |  | 2026-06-30 |  | 0 | 0 | 0 | 0 | 0 | 0 | 0 | 0 | 0 | 0 | 0 | 0 | 0 | 0 | 0 | 0 | 0 | 0 | 0 | 0 | 0 | 0 | 0 | 0 | 0
Option 1 (base case) | NPV | Option 1 (base case)NPV | 0 | 2026-06-30
Option 1 (base case) | PV of costs | Option 1 (base case)PV of costs | 0 | 2026-06-30
Option 1 (base case) | PV of benefits | Option 1 (base case)PV of benefits | 0 | 2026-06-30
Option 2 | Energy at risk value | Option 2Energy at risk value | 5632386.7551 | 2026-06-30 |  | 732876.8614 | 762090.6165 | 796103.9241 | 835788.2221 | 24374.9719 | 45475.661 | 67016.6049 | 89636.2807 | 111249.8696 | 131462.629 | 151647.2542 | 171864.4063 | 192157.1405 | 212557.2306 | 233088.8291 | 253770.725 | 274617.8075 | 295642.0535 | 316853.2161 | 338259.3186 | 359867.0167 | 381681.8703 | 403708.5499 | 425950.9974 | 448412.5515
Option 2 | Capital expenditure | Option 2Capital expenditure | -6414300.2578 | 2026-06-30 |  | 0 | 0 | -2383865.8629 | -4767731.7258 | 0 | 0 | 0 | 0 | 0 | 0 | 0 | 0 | 0 | 0 | 0 | 0 | 0 | 0 | 0 | 0 | 0 | 0 | 0 | 0 | 0
Option 2 | Total risk cost | Option 2Total risk cost | 5569307.1447 | 2026-06-30 |  | 777904.5359 | 807932.0185 | 842768.003 | 883283.8856 | 48883.0412 | 70437.8172 | 92450.0081 | 115556.5538 | 137671.6698 | 158399.9205 | 179113.467 | 199872.5389 | 220719.8308 | 241686.8086 | 262797.3561 | 284070.0254 | 305519.4933 | 327157.5449 | 348993.7585 | 371035.9971 | 393290.7684 | 415763.4946 | 0 | 0 | 0
Option 2 |  | Option 2
Option 2 | Annualised capex | Option 2Annualised capex | -3655430.2296 | 2026-06-30 |  | 0 | 0 | 0 | -101633.0448 | -304899.1345 | -304899.1345 | -304899.1345 | -304899.1345 | -304899.1345 | -304899.1345 | -304899.1345 | -304899.1345 | -304899.1345 | -304899.1345 | -304899.1345 | -304899.1345 | -304899.1345 | -304899.1345 | -304899.1345 | -304899.1345 | -304899.1345 | -304899.1345 | 0 | 0 | 0
Option 2 | Operating expenditure | Option 2Operating expenditure | 0 | 2026-06-30 |  | 0 | 0 | 0 | 0 | 0 | 0 | 0 | 0 | 0 | 0 | 0 | 0 | 0 | 0 | 0 | 0 | 0 | 0 | 0 | 0 | 0 | 0 | 0 | 0 | 0
Option 2 | Risk mitigated | Option 2Risk mitigated | 11559069.3769 | 2026-06-30 |  | 0 | 0 | 0 | 7.7736e-10 | 871940.7433 | 893265.3741 | 924338.6559 | 960374.922 | 979284.3706 | 985182.9514 | 991361.7648 | 997759.6636 | 1004333.055 | 1011049.5942 | 1017884.5367 | 1024818.4881 | 1031835.9461 | 1038924.3175 | 1046073.2321 | 1053274.0512 | 1060519.5068 | 1067803.4315 | 0 | 0 | 0
Option 2 | Other benefits value | Option 2Other benefits value | 0 | 2026-06-30 |  | 0 | 0 | 0 | 0 | 0 | 0 | 0 | 0 | 0 | 0 | 0 | 0 | 0 | 0 | 0 | 0 | 0 | 0 | 0 | 0 | 0 | 0 | 0 | 0 | 0
Option 2 | Net benefits | Option 2Net benefits |  | 2026-06-30 |  | 0 | 0 | 0 | -101633.0448 | 567041.6088 | 588366.2395 | 619439.5213 | 655475.7875 | 674385.236 | 680283.8169 | 686462.6303 | 692860.5291 | 699433.9204 | 706150.4597 | 712985.4022 | 719919.3535 | 726936.8116 | 734025.183 | 741174.0976 | 748374.9167 | 755620.3723 | 762904.2969 | 0 | 0 | 0
Option 2 | NPV | Option 2NPV | 7903639.1473 | 2026-06-30
Option 2 | PV of costs | Option 2PV of costs | -3655430.2296 | 2026-06-30
Option 2 | PV of benefits | Option 2PV of benefits | 11559069.3769 | 2026-06-30
Option 3 | Energy at risk value | Option 3Energy at risk value | 0 | 2026-06-30 |  | 0 | 0 | 0 | 0 | 0 | 0 | 0 | 0 | 0 | 0 | 0 | 0 | 0 | 0 | 0 | 0 | 0 | 0 | 0 | 0 | 0 | 0 | 0 | 0 | 0
Option 3 | Capital expenditure | Option 3Capital expenditure | 0 | 2026-06-30 |  | 0 | 0 | 0 | 0 | 0 | 0 | 0 | 0 | 0 | 0 | 0 | 0 | 0 | 0 | 0 | 0 | 0 | 0 | 0 | 0 | 0 | 0 | 0 | 0 | 0
Option 3 | Total risk cost | Option 3Total risk cost | 0 | 2026-06-30 |  | 0 | 0 | 0 | 0 | 0 | 0 | 0 | 0 | 0 | 0 | 0 | 0 | 0 | 0 | 0 | 0 | 0 | 0 | 0 | 0 | 0 | 0 | 0 | 0 | 0
Option 3
Option 3 | Annualised capex | Option 3Annualised capex | 0 | 2026-06-30 |  | 0 | 0 | 0 | 0 | 0 | 0 | 0 | 0 | 0 | 0 | 0 | 0 | 0 | 0 | 0 | 0 | 0 | 0 | 0 | 0 | 0 | 0 | 0 | 0 | 0
Option 3 | Operating expenditure | Option 3Operating expenditure | 0 | 2026-06-30 |  | 0 | 0 | 0 | 0 | 0 | 0 | 0 | 0 | 0 | 0 | 0 | 0 | 0 | 0 | 0 | 0 | 0 | 0 | 0 | 0 | 0 | 0 | 0 | 0 | 0
Option 3 | Risk mitigated | Option 3Risk mitigated | 0 | 2026-06-30 |  | 0 | 0 | 0 | 0 | 0 | 0 | 0 | 0 | 0 | 0 | 0 | 0 | 0 | 0 | 0 | 0 | 0 | 0 | 0 | 0 | 0 | 0 | 0 | 0 | 0
Option 3 | Other benefits value | Option 3Other benefits value | 0 | 2026-06-30 |  | 0 | 0 | 0 | 0 | 0 | 0 | 0 | 0 | 0 | 0 | 0 | 0 | 0 | 0 | 0 | 0 | 0 | 0 | 0 | 0 | 0 | 0 | 0 | 0 | 0
Option 3 | Net benefits | Option 3Net benefits |  | 2026-06-30 |  | 0 | 0 | 0 | 0 | 0 | 0 | 0 | 0 | 0 | 0 | 0 | 0 | 0 | 0 | 0 | 0 | 0 | 0 | 0 | 0 | 0 | 0 | 0 | 0 | 0
Option 3 | NPV | Option 3NPV | 0 | 2026-06-30
Option 3 | PV of costs | Option 3PV of costs | 0 | 2026-06-30
Option 3 | PV of benefits | Option 3PV of benefits | 0 | 2026-06-30
Option 4 | Energy at risk value | Option 4Energy at risk value | 0 | 2026-06-30 |  | 0 | 0 | 0 | 0 | 0 | 0 | 0 | 0 | 0 | 0 | 0 | 0 | 0 | 0 | 0 | 0 | 0 | 0 | 0 | 0 | 0 | 0 | 0 | 0 | 0
Option 4 | Capital expenditure | Option 4Capital expenditure | 0 | 2026-06-30 |  | 0 | 0 | 0 | 0 | 0 | 0 | 0 | 0 | 0 | 0 | 0 | 0 | 0 | 0 | 0 | 0 | 0 | 0 | 0 | 0 | 0 | 0 | 0 | 0 | 0
Option 4 | Total risk cost | Option 4Total risk cost | 0 | 2026-06-30 |  | 0 | 0 | 0 | 0 | 0 | 0 | 0 | 0 | 0 | 0 | 0 | 0 | 0 | 0 | 0 | 0 | 0 | 0 | 0 | 0 | 0 | 0 | 0 | 0 | 0
Option 4 |  | Option 4
Option 4 | Annualised capex | Option 4Annualised capex | 0 | 2026-06-30 |  | 0 | 0 | 0 | 0 | 0 | 0 | 0 | 0 | 0 | 0 | 0 | 0 | 0 | 0 | 0 | 0 | 0 | 0 | 0 | 0 | 0 | 0 | 0 | 0 | 0
Option 4 | Operating expenditure | Option 4Operating expenditure | 0 | 2026-06-30 |  | 0 | 0 | 0 | 0 | 0 | 0 | 0 | 0 | 0 | 0 | 0 | 0 | 0 | 0 | 0 | 0 | 0 | 0 | 0 | 0 | 0 | 0 | 0 | 0 | 0
Option 4 | Risk mitigated | Option 4Risk mitigated | 0 | 2026-06-30 |  | 0 | 0 | 0 | 0 | 0 | 0 | 0 | 0 | 0 | 0 | 0 | 0 | 0 | 0 | 0 | 0 | 0 | 0 | 0 | 0 | 0 | 0 | 0 | 0 | 0
Option 4 | Other benefits value | Option 4Other benefits value | 0 | 2026-06-30 |  | 0 | 0 | 0 | 0 | 0 | 0 | 0 | 0 | 0 | 0 | 0 | 0 | 0 | 0 | 0 | 0 | 0 | 0 | 0 | 0 | 0 | 0 | 0 | 0 | 0
Option 4 | Net benefits | Option 4Net benefits |  | 2026-06-30 |  | 0 | 0 | 0 | 0 | 0 | 0 | 0 | 0 | 0 | 0 | 0 | 0 | 0 | 0 | 0 | 0 | 0 | 0 | 0 | 0 | 0 | 0 | 0 | 0 | 0
Option 4 | NPV | Option 4NPV | 0 | 2026-06-30
Option 4 | PV of costs | Option 4PV of costs | 0 | 2026-06-30
Option 4 | PV of benefits | Option 4PV of benefits | 0 | 2026-06-30
Option 5 | Energy at risk value | Option 5Energy at risk value | 0 | 2026-06-30 |  | 0 | 0 | 0 | 0 | 0 | 0 | 0 | 0 | 0 | 0 | 0 | 0 | 0 | 0 | 0 | 0 | 0 | 0 | 0 | 0 | 0 | 0 | 0 | 0 | 0
Option 5 | Capital expenditure | Option 5Capital expenditure | 0 | 2026-06-30 |  | 0 | 0 | 0 | 0 | 0 | 0 | 0 | 0 | 0 | 0 | 0 | 0 | 0 | 0 | 0 | 0 | 0 | 0 | 0 | 0 | 0 | 0 | 0 | 0 | 0
Option 5 | Total risk cost | Option 5Total risk cost | 0 | 2026-06-30 |  | 0 | 0 | 0 | 0 | 0 | 0 | 0 | 0 | 0 | 0 | 0 | 0 | 0 | 0 | 0 | 0 | 0 | 0 | 0 | 0 | 0 | 0 | 0 | 0 | 0
Option 5 |  | Option 5
Option 5 | Annualised capex | Option 5Annualised capex | 0 | 2026-06-30 |  | 0 | 0 | 0 | 0 | 0 | 0 | 0 | 0 | 0 | 0 | 0 | 0 | 0 | 0 | 0 | 0 | 0 | 0 | 0 | 0 | 0 | 0 | 0 | 0 | 0
Option 5 | Operating expenditure | Option 5Operating expenditure | 0 | 2026-06-30 |  | 0 | 0 | 0 | 0 | 0 | 0 | 0 | 0 | 0 | 0 | 0 | 0 | 0 | 0 | 0 | 0 | 0 | 0 | 0 | 0 | 0 | 0 | 0 | 0 | 0
Option 5 | Risk mitigated | Option 5Risk mitigated | 0 | 2026-06-30 |  | 0 | 0 | 0 | 0 | 0 | 0 | 0 | 0 | 0 | 0 | 0 | 0 | 0 | 0 | 0 | 0 | 0 | 0 | 0 | 0 | 0 | 0 | 0 | 0 | 0
Option 5 | Other benefits value | Option 5Other benefits value | 0 | 2026-06-30 |  | 0 | 0 | 0 | 0 | 0 | 0 | 0 | 0 | 0 | 0 | 0 | 0 | 0 | 0 | 0 | 0 | 0 | 0 | 0 | 0 | 0 | 0 | 0 | 0 | 0
Option 5 | Net benefits | Option 5Net benefits |  | 2026-06-30 |  | 0 | 0 | 0 | 0 | 0 | 0 | 0 | 0 | 0 | 0 | 0 | 0 | 0 | 0 | 0 | 0 | 0 | 0 | 0 | 0 | 0 | 0 | 0 | 0 | 0
Option 5 | NPV | Option 5NPV | 0 | 2026-06-30
Option 5 | PV of costs | Option 5PV of costs | 0 | 2026-06-30
Option 5 | PV of benefits | Option 5PV of benefits | 0 | 2026-06-30
CHART DATA | [5 empty] | FY27 | FY28 | FY29 | FY30 | FY31 | FY32 | FY33 | FY34 | FY35 | FY36 | FY37 | FY38 | FY39 | FY40 | FY41 | FY42 | FY43 | FY44 | FY45 | FY46 | FY47 | FY48 | FY49 | FY50 | FY51
Option 2 | Annualised capex | -1 |  |  | Option 2 annualised capex | 0.3049 | 0.3049 | 0.3049 | 0.3049 | 0.3049 | 0.3049 | 0.3049 | 0.3049 | 0.3049 | 0.3049 | 0.3049 | 0.3049 | 0.3049 | 0.3049 | 0.3049 | 0.3049 | 0.3049 | 0.3049 | 0.3049 | 0.3049 | 0.3049 | 0.3049 | 0 | 0 | 0
Option 1 (base case) | Total risk cost | 1 |  |  | Option 1 (base case) risk cost | 0.7779 | 0.80793 | 0.84277 | 0.88328 | 0.92082 | 0.9637 | 1.0168 | 1.0759 | 1.117 | 1.1436 | 1.1705 | 1.1976 | 1.2251 | 1.2527 | 1.2807 | 1.3089 | 1.3374 | 1.3661 | 1.3951 | 1.4243 | 1.4538 | 1.4836 | 1.5126 | 1.5419 | 1.5714
[6 empty] | FY27 | FY28 | FY29 | FY30 | FY31 | FY32 | FY33 | FY34 | FY35 | FY36 | FY37 | FY38 | FY39 | FY40 | FY41 | FY42 | FY43 | FY44 | FY45 | FY46 | FY47 | FY48 | FY49 | FY50 | FY51
Energy at risk | Energy at risk (weighted) | 0 |  |  | Energy at risk energy at risk (weighted) | 0 | 0 | 0 | 0 | 0 | 0 | 0 | 0 | 0 | 0 | 0 | 0 | 0 | 0 | 0 | 0 | 0 | 0 | 0 | 0 | 0 | 0 | 0 | 0 | 0
Option 1 (base case) | Energy at risk value | 1.3545 |  |  | Option 1 (base case) risk cost | 0.65852 | 0.68477 | 0.71533 | 0.75099 | 0.78397 | 0.82173 | 0.86866 | 0.92103 | 0.9571 | 0.98023 | 1.0036 | 1.0272 | 1.051 | 1.0751 | 1.0993 | 1.1238 | 1.1486 | 1.1735 | 1.1987 | 1.2241 | 1.2497 | 1.2756 | 1.3017 | 1.328 | 1.3545

## Sensitivity_calcs
CitiPower
AR transformer replacement
SENSITIVITY CALCULATIONS
Discount factor | [6 empty] | 0 | 0.98295 | 0.94971 | 0.91759 | 0.88656 | 0.85658 | 0.82761 | 0.79963 | 0.77259 | 0.74646 | 0.72122 | 0.69683 | 0.67326 | 0.6505 | 0.6285 | 0.60725 | 0.58671 | 0.56687 | 0.5477 | 0.52918 | 0.51129 | 0.494 | 0.47729 | 0.46115 | 0.44556 | 0.43049
Count | [6 empty] | 0 | 1 | 2 | 3 | 4 | 5 | 6 | 7 | 8 | 9 | 10 | 11 | 12 | 13 | 14 | 15 | 16 | 17 | 18 | 19 | 20 | 21 | 22 | 23 | 24 | 25
Analysis period | [6 empty] | 1 | 1 | 1 | 1 | 1 | 1 | 1 | 1 | 1 | 1 | 1 | 1 | 1 | 1 | 1 | 1 | 1 | 1 | 1 | 1 | 1 | 1 | 1 | 0 | 0 | 0
[7 empty] | 2026-06-30 | 2026-27 | 2027-28 | 2028-29 | 2029-30 | 2030-31 | 2031-32 | 2032-33 | 2033-34 | 2034-35 | 2035-36 | 2036-37 | 2037-38 | 2038-39 | 2039-40 | 2040-41 | 2041-42 | 2042-43 | 2043-44 | 2044-45 | 2045-46 | 2046-47 | 2047-48 | 2048-49 | 2049-50 | 2050-51
PV
[25 empty] | 741174.0976 | 748374.9167 | 755620.3723 | 762904.2969 | 0 | 0 | 0
OPTION 1 (base case) | NPV | Net benefits | OPTION 1 (base case)NPV |  | 0 |  | 0 | 0 | 0 | 0 | 0 | 0 | 0 | 0 | 0 | 0 | 0 | 0 | 0 | 0 | 0 | 0 | 0 | 0 | 0 | 0 | 0 | 0 | 0 | 0 | 0 | 0
OPTION 1 (base case) | sens1 | Capex 10% higher | OPTION 1 (base case)sens1 |  | 0 |  | 0 | 0 | 0 | 0 | 0 | 0 | 0 | 0 | 0 | 0 | 0 | 0 | 0 | 0 | 0 | 0 | 0 | 0 | 0 | 0 | 0 | 0 | 0 | 0 | 0 | 0
OPTION 1 (base case) | sens2 | Capex 10% lower | OPTION 1 (base case)sens2 |  | 0 |  | 0 | 0 | 0 | 0 | 0 | 0 | 0 | 0 | 0 | 0 | 0 | 0 | 0 | 0 | 0 | 0 | 0 | 0 | 0 | 0 | 0 | 0 | 0 | 0 | 0 | 0
OPTION 1 (base case) | sens3 | Total benefits 10% higher | OPTION 1 (base case)sens3 |  | 0 |  | 0 | 0 | 0 | 0 | 0 | 0 | 0 | 0 | 0 | 0 | 0 | 0 | 0 | 0 | 0 | 0 | 0 | 0 | 0 | 0 | 0 | 0 | 0 | 0 | 0 | 0
OPTION 1 (base case) | sens4 | Total benefits 10% lower | OPTION 1 (base case)sens4 |  | 0 |  | 0 | 0 | 0 | 0 | 0 | 0 | 0 | 0 | 0 | 0 | 0 | 0 | 0 | 0 | 0 | 0 | 0 | 0 | 0 | 0 | 0 | 0 | 0 | 0 | 0 | 0
OPTION 1 (base case) | sens5 | Capex 10% higher & Total benefits 10% lower | OPTION 1 (base case)sens5 |  | 0 |  | 0 | 0 | 0 | 0 | 0 | 0 | 0 | 0 | 0 | 0 | 0 | 0 | 0 | 0 | 0 | 0 | 0 | 0 | 0 | 0 | 0 | 0 | 0 | 0 | 0 | 0
OPTION 1 (base case) | sens | 0 | OPTION 1 (base case)sens |  | 0 |  | 0 | 0 | 0 | 0 | 0 | 0 | 0 | 0 | 0 | 0 | 0 | 0 | 0 | 0 | 0 | 0 | 0 | 0 | 0 | 0 | 0 | 0 | 0 | 0 | 0 | 0
OPTION 1 (base case) | sens | 0 | OPTION 1 (base case)sens |  | 0 |  | 0 | 0 | 0 | 0 | 0 | 0 | 0 | 0 | 0 | 0 | 0 | 0 | 0 | 0 | 0 | 0 | 0 | 0 | 0 | 0 | 0 | 0 | 0 | 0 | 0 | 0
OPTION 1 (base case) | sens | 0 | OPTION 1 (base case)sens |  | 0 |  | 0 | 0 | 0 | 0 | 0 | 0 | 0 | 0 | 0 | 0 | 0 | 0 | 0 | 0 | 0 | 0 | 0 | 0 | 0 | 0 | 0 | 0 | 0 | 0 | 0 | 0
Option 2 | NPV | Net benefits | Option 2NPV |  | 7903639.1473 |  | 0 | 0 | 0 | 0 | -101633.0448 | 567041.6088 | 588366.2395 | 619439.5213 | 655475.7875 | 674385.236 | 680283.8169 | 686462.6303 | 692860.5291 | 699433.9204 | 706150.4597 | 712985.4022 | 719919.3535 | 726936.8116 | 734025.183 | 741174.0976 | 748374.9167 | 755620.3723 | 762904.2969 | 0 | 0 | 0
Option 2 | sens1 | Capex 10% higher | Option 2sens1 |  | 7538096.1244 |  | 0 | 0 | 0 | 0 | -111796.3493 | 536551.6953 | 557876.3261 | 588949.6079 | 624985.874 | 643895.3226 | 649793.9034 | 655972.7168 | 662370.6157 | 668944.007 | 675660.5462 | 682495.4887 | 689429.4401 | 696446.8981 | 703535.2695 | 710684.1841 | 717885.0032 | 725130.4588 | 732414.3835 | 0 | 0 | 0
Option 2 | sens2 | Capex 10% lower | Option 2sens2 |  | 8269182.1703 |  | 0 | 0 | 0 | 0 | -91469.7404 | 597531.5223 | 618856.153 | 649929.4348 | 685965.7009 | 704875.1495 | 710773.7304 | 716952.5437 | 723350.4426 | 729923.8339 | 736640.3731 | 743475.3156 | 750409.267 | 757426.725 | 764515.0964 | 771664.011 | 778864.8301 | 786110.2857 | 793394.2104 | 0 | 0 | 0
Option 2 | sens3 | Total benefits 10% higher | Option 2sens3 |  | 9059546.085 |  | 0 | 0 | 0 | 0 | -101633.0448 | 654235.6831 | 677692.7769 | 711873.3869 | 751513.2797 | 772313.6731 | 778802.112 | 785598.8067 | 792636.4955 | 799867.2259 | 807255.4191 | 814773.8559 | 822401.2023 | 830120.4062 | 837917.6147 | 845781.4208 | 853702.3218 | 861672.3229 | 869684.6401 | 0 | 0 | 0
Option 2 | sens4 | Total benefits 10% lower | Option 2sens4 |  | 6747732.2097 |  | 0 | 0 | 0 | 0 | -101633.0448 | 479847.5345 | 499039.7021 | 527005.6557 | 559438.2953 | 576456.799 | 581765.5218 | 587326.4538 | 593084.5627 | 599000.6149 | 605045.5003 | 611196.9485 | 617437.5047 | 623753.2169 | 630132.7512 | 636566.7744 | 643047.5115 | 649568.4216 | 656123.9538 | 0 | 0 | 0
Option 2 | sens5 | Capex 10% higher & Total benefits 10% lower | Option 2sens5 |  | 6382189.1867 |  | 0 | 0 | 0 | 0 | -111796.3493 | 449357.621 | 468549.7887 | 496515.7423 | 528948.3818 | 545966.8855 | 551275.6083 | 556836.5403 | 562594.6493 | 568510.7015 | 574555.5868 | 580707.0351 | 586947.5913 | 593263.3035 | 599642.8378 | 606076.8609 | 612557.5981 | 619078.5081 | 625634.0403 | 0 | 0 | 0
Option 2 | sens | 0 | Option 2sens |  | 7903639.1473 |  | 0 | 0 | 0 | 0 | -101633.0448 | 567041.6088 | 588366.2395 | 619439.5213 | 655475.7875 | 674385.236 | 680283.8169 | 686462.6303 | 692860.5291 | 699433.9204 | 706150.4597 | 712985.4022 | 719919.3535 | 726936.8116 | 734025.183 | 741174.0976 | 748374.9167 | 755620.3723 | 762904.2969 | 0 | 0 | 0
Option 2 | sens | 0 | Option 2sens |  | 7903639.1473 |  | 0 | 0 | 0 | 0 | -101633.0448 | 567041.6088 | 588366.2395 | 619439.5213 | 655475.7875 | 674385.236 | 680283.8169 | 686462.6303 | 692860.5291 | 699433.9204 | 706150.4597 | 712985.4022 | 719919.3535 | 726936.8116 | 734025.183 | 741174.0976 | 748374.9167 | 755620.3723 | 762904.2969 | 0 | 0 | 0
Option 2 | sens | 0 | Option 2sens |  | 7903639.1473 |  | 0 | 0 | 0 | 0 | -101633.0448 | 567041.6088 | 588366.2395 | 619439.5213 | 655475.7875 | 674385.236 | 680283.8169 | 686462.6303 | 692860.5291 | 699433.9204 | 706150.4597 | 712985.4022 | 719919.3535 | 726936.8116 | 734025.183 | 741174.0976 | 748374.9167 | 755620.3723 | 762904.2969 | 0 | 0 | 0
[7 empty] | 0 | 0 | 0 | 0 | 0 | 0 | 0 | 0 | 0 | 0 | 0 | 0 | 0 | 0 | 0 | 0 | 0 | 0 | 0 | 0 | 0 | 0 | 0 | 0 | 0 | 0
Option 3 | NPV | Net benefits | Option 3NPV |  | 0 |  | 0 | 0 | 0 | 0 | 0 | 0 | 0 | 0 | 0 | 0 | 0 | 0 | 0 | 0 | 0 | 0 | 0 | 0 | 0 | 0 | 0 | 0 | 0 | 0 | 0 | 0
Option 3 | sens1 | Capex 10% higher | Option 3sens1 |  | 0 |  | 0 | 0 | 0 | 0 | 0 | 0 | 0 | 0 | 0 | 0 | 0 | 0 | 0 | 0 | 0 | 0 | 0 | 0 | 0 | 0 | 0 | 0 | 0 | 0 | 0 | 0
Option 3 | sens2 | Capex 10% lower | Option 3sens2 |  | 0 |  | 0 | 0 | 0 | 0 | 0 | 0 | 0 | 0 | 0 | 0 | 0 | 0 | 0 | 0 | 0 | 0 | 0 | 0 | 0 | 0 | 0 | 0 | 0 | 0 | 0 | 0
Option 3 | sens3 | Total benefits 10% higher | Option 3sens3 |  | 0 |  | 0 | 0 | 0 | 0 | 0 | 0 | 0 | 0 | 0 | 0 | 0 | 0 | 0 | 0 | 0 | 0 | 0 | 0 | 0 | 0 | 0 | 0 | 0 | 0 | 0 | 0
Option 3 | sens4 | Total benefits 10% lower | Option 3sens4 |  | 0 |  | 0 | 0 | 0 | 0 | 0 | 0 | 0 | 0 | 0 | 0 | 0 | 0 | 0 | 0 | 0 | 0 | 0 | 0 | 0 | 0 | 0 | 0 | 0 | 0 | 0 | 0
Option 3 | sens5 | Capex 10% higher & Total benefits 10% lower | Option 3sens5 |  | 0 |  | 0 | 0 | 0 | 0 | 0 | 0 | 0 | 0 | 0 | 0 | 0 | 0 | 0 | 0 | 0 | 0 | 0 | 0 | 0 | 0 | 0 | 0 | 0 | 0 | 0 | 0
Option 3 | sens | 0 | Option 3sens |  | 0 |  | 0 | 0 | 0 | 0 | 0 | 0 | 0 | 0 | 0 | 0 | 0 | 0 | 0 | 0 | 0 | 0 | 0 | 0 | 0 | 0 | 0 | 0 | 0 | 0 | 0 | 0
Option 3 | sens | 0 | Option 3sens |  | 0 |  | 0 | 0 | 0 | 0 | 0 | 0 | 0 | 0 | 0 | 0 | 0 | 0 | 0 | 0 | 0 | 0 | 0 | 0 | 0 | 0 | 0 | 0 | 0 | 0 | 0 | 0
Option 3 | sens | 0 | Option 3sens |  | 0 |  | 0 | 0 | 0 | 0 | 0 | 0 | 0 | 0 | 0 | 0 | 0 | 0 | 0 | 0 | 0 | 0 | 0 | 0 | 0 | 0 | 0 | 0 | 0 | 0 | 0 | 0
Option 4 | NPV | Net benefits | Option 4NPV |  | 0 |  | 0 | 0 | 0 | 0 | 0 | 0 | 0 | 0 | 0 | 0 | 0 | 0 | 0 | 0 | 0 | 0 | 0 | 0 | 0 | 0 | 0 | 0 | 0 | 0 | 0 | 0
Option 4 | sens1 | Capex 10% higher | Option 4sens1 |  | 0 |  | 0 | 0 | 0 | 0 | 0 | 0 | 0 | 0 | 0 | 0 | 0 | 0 | 0 | 0 | 0 | 0 | 0 | 0 | 0 | 0 | 0 | 0 | 0 | 0 | 0 | 0
Option 4 | sens2 | Capex 10% lower | Option 4sens2 |  | 0 |  | 0 | 0 | 0 | 0 | 0 | 0 | 0 | 0 | 0 | 0 | 0 | 0 | 0 | 0 | 0 | 0 | 0 | 0 | 0 | 0 | 0 | 0 | 0 | 0 | 0 | 0
Option 4 | sens3 | Total benefits 10% higher | Option 4sens3 |  | 0 |  | 0 | 0 | 0 | 0 | 0 | 0 | 0 | 0 | 0 | 0 | 0 | 0 | 0 | 0 | 0 | 0 | 0 | 0 | 0 | 0 | 0 | 0 | 0 | 0 | 0 | 0
Option 4 | sens4 | Total benefits 10% lower | Option 4sens4 |  | 0 |  | 0 | 0 | 0 | 0 | 0 | 0 | 0 | 0 | 0 | 0 | 0 | 0 | 0 | 0 | 0 | 0 | 0 | 0 | 0 | 0 | 0 | 0 | 0 | 0 | 0 | 0
Option 4 | sens5 | Capex 10% higher & Total benefits 10% lower | Option 4sens5 |  | 0 |  | 0 | 0 | 0 | 0 | 0 | 0 | 0 | 0 | 0 | 0 | 0 | 0 | 0 | 0 | 0 | 0 | 0 | 0 | 0 | 0 | 0 | 0 | 0 | 0 | 0 | 0
Option 4 | sens | 0 | Option 4sens |  | 0 |  | 0 | 0 | 0 | 0 | 0 | 0 | 0 | 0 | 0 | 0 | 0 | 0 | 0 | 0 | 0 | 0 | 0 | 0 | 0 | 0 | 0 | 0 | 0 | 0 | 0 | 0
Option 4 | sens | 0 | Option 4sens |  | 0 |  | 0 | 0 | 0 | 0 | 0 | 0 | 0 | 0 | 0 | 0 | 0 | 0 | 0 | 0 | 0 | 0 | 0 | 0 | 0 | 0 | 0 | 0 | 0 | 0 | 0 | 0
Option 4 | sens | 0 | Option 4sens |  | 0 |  | 0 | 0 | 0 | 0 | 0 | 0 | 0 | 0 | 0 | 0 | 0 | 0 | 0 | 0 | 0 | 0 | 0 | 0 | 0 | 0 | 0 | 0 | 0 | 0 | 0 | 0
Option 5 | NPV | Net benefits | Option 5NPV |  | 0 |  | 0 | 0 | 0 | 0 | 0 | 0 | 0 | 0 | 0 | 0 | 0 | 0 | 0 | 0 | 0 | 0 | 0 | 0 | 0 | 0 | 0 | 0 | 0 | 0 | 0 | 0
Option 5 | sens1 | Capex 10% higher | Option 5sens1 |  | 0 |  | 0 | 0 | 0 | 0 | 0 | 0 | 0 | 0 | 0 | 0 | 0 | 0 | 0 | 0 | 0 | 0 | 0 | 0 | 0 | 0 | 0 | 0 | 0 | 0 | 0 | 0
Option 5 | sens2 | Capex 10% lower | Option 5sens2 |  | 0 |  | 0 | 0 | 0 | 0 | 0 | 0 | 0 | 0 | 0 | 0 | 0 | 0 | 0 | 0 | 0 | 0 | 0 | 0 | 0 | 0 | 0 | 0 | 0 | 0 | 0 | 0
Option 5 | sens3 | Total benefits 10% higher | Option 5sens3 |  | 0 |  | 0 | 0 | 0 | 0 | 0 | 0 | 0 | 0 | 0 | 0 | 0 | 0 | 0 | 0 | 0 | 0 | 0 | 0 | 0 | 0 | 0 | 0 | 0 | 0 | 0 | 0
Option 5 | sens4 | Total benefits 10% lower | Option 5sens4 |  | 0 |  | 0 | 0 | 0 | 0 | 0 | 0 | 0 | 0 | 0 | 0 | 0 | 0 | 0 | 0 | 0 | 0 | 0 | 0 | 0 | 0 | 0 | 0 | 0 | 0 | 0 | 0
Option 5 | sens5 | Capex 10% higher & Total benefits 10% lower | Option 5sens5 |  | 0 |  | 0 | 0 | 0 | 0 | 0 | 0 | 0 | 0 | 0 | 0 | 0 | 0 | 0 | 0 | 0 | 0 | 0 | 0 | 0 | 0 | 0 | 0 | 0 | 0 | 0 | 0
Option 5 | sens | 0 | Option 5sens |  | 0 |  | 0 | 0 | 0 | 0 | 0 | 0 | 0 | 0 | 0 | 0 | 0 | 0 | 0 | 0 | 0 | 0 | 0 | 0 | 0 | 0 | 0 | 0 | 0 | 0 | 0 | 0
Option 5 | sens | 0 | Option 5sens |  | 0 |  | 0 | 0 | 0 | 0 | 0 | 0 | 0 | 0 | 0 | 0 | 0 | 0 | 0 | 0 | 0 | 0 | 0 | 0 | 0 | 0 | 0 | 0 | 0 | 0 | 0 | 0
Option 5 | sens | 0 | Option 5sens |  | 0 |  | 0 | 0 | 0 | 0 | 0 | 0 | 0 | 0 | 0 | 0 | 0 | 0 | 0 | 0 | 0 | 0 | 0 | 0 | 0 | 0 | 0 | 0 | 0 | 0 | 0 | 0
RESULTS
|  | 0 | 0 | 1 | 1 | 1 |  | 2028-29: #NAME?
|  | Option 1 (base case) | Option 2 | Option 3 | Option 4 | Option 5 |  | 2026-27: Max; 2028-29: Preferred
NPV | None | 0 | 7.9036 |  |  |  |  | 2026-27: #NAME?; 2028-29: Option 2
sens1 | Capex 10% higher | 0 | 7.5381 |  |  |  |  | 2026-27: #NAME?; 2028-29: Option 2
sens2 | Capex 10% lower | 0 | 8.2692 |  |  |  |  | 2026-27: #NAME?; 2028-29: Option 2
sens3 | Total benefits 10% higher | 0 | 9.0595 |  |  |  |  | 2026-27: #NAME?; 2028-29: Option 2
sens4 | Total benefits 10% lower | 0 | 6.7477 |  |  |  |  | 2026-27: #NAME?; 2028-29: Option 2
sens5 | Capex 10% higher & Total benefits 10% lower | 0 | 6.3822 |  |  |  |  | 2026-27: #NAME?; 2028-29: Option 2
sens | 0 | [6 empty] | 2026-27: #NAME?; 2028-29: #NAME?
sens | 0 | [6 empty] | 2026-27: #NAME?; 2028-29: #NAME?
sens | 0 | [6 empty] | 2026-27: #NAME?; 2028-29: #NAME?

## Workings_costs
CitiPower
AR transformer replacement
WORKINGS - COSTS
Option 1 - continue existing maintenance with no proactive replacement cost
|  |  | 2026-27 | 2027-28 | 2028-29 | 2029-30 | 2030-31 | 2031-32 | 2032-33 | 2033-34 | 2034-35 | 2035-36 | 2036-37 | 2037-38 | 2038-39 | 2039-40 | 2040-41 | 2041-42 | 2042-43 | 2043-44 | 2044-45 | 2045-46 | 2046-47 | 2047-48 | 2048-49 | 2049-50 | 2050-51
Opex
Relay annual maintenance cost ($)
|  | Total opex cost ($) | 0 | 0 | 0 | 0 | 0 | 0 | 0 | 0 | 0 | 0 | 0 | 0 | 0 | 0 | 0 | 0 | 0 | 0 | 0 | 0 | 0 | 0 | 0 | 0 | 0
Option 2 - Replace #2 transformer completed in 2029-2030
|  |  | 2026-27 | 2027-28 | 2028-29 | 2029-30 | 2030-31 | 2031-32 | 2032-33 | 2033-34 | 2034-35 | 2035-36 | 2036-37 | 2037-38 | 2038-39 | 2039-40 | 2040-41 | 2041-42 | 2042-43 | 2043-44 | 2044-45 | 2045-46 | 2046-47 | 2047-48 | 2048-49 | 2049-50 | 2050-51
|  | Tx capex profile ($) | 2028-29: 2142006.2667; 2029-30: 4284012.5333
|  | Total capex ($) | 0 | 0 | 2142006.2667 | 4284012.5333 | 0 | 0 | 0 | 0 | 0 | 0 | 0 | 0 | 0 | 0 | 0 | 0 | 0 | 0 | 0 | 0 | 0 | 0 | 0 | 0 | 0
|  |  | 2026-27 | 2027-28 | 2028-29 | 2029-30 | 2030-31 | 2031-32 | 2032-33 | 2033-34 | 2034-35 | 2035-36 | 2036-37 | 2037-38 | 2038-39 | 2039-40 | 2040-41 | 2041-42 | 2042-43 | 2043-44 | 2044-45 | 2045-46 | 2046-47 | 2047-48 | 2048-49 | 2049-50 | 2050-51
Opex
SWBD online monitoring annual cost ($)
|  | Total opex cost ($) | 0 | 0 | 0 | 0 | 0 | 0 | 0 | 0 | 0 | 0 | 0 | 0 | 0 | 0 | 0 | 0 | 0 | 0 | 0 | 0 | 0 | 0 | 0 | 0 | 0

## Workings_risks
CitiPower
AR transformer replacement
WORKINGS - RISKS
Option 1 - continue existing maintenance with no proactive replacement cost
|  |  | 2026-27 | 2027-28 | 2028-29 | 2029-30 | 2030-31 | 2031-32 | 2032-33 | 2033-34 | 2034-35 | 2035-36 | 2036-37 | 2037-38 | 2038-39 | 2039-40 | 2040-41 | 2041-42 | 2042-43 | 2043-44 | 2044-45 | 2045-46 | 2046-47 | 2047-48 | 2048-49 | 2049-50 | 2050-51
Transformer risks
|  | Energy at Risk ($, Weighted) | 658521.4605 | 684771.2791 | 715333.7027 | 750991.7556 | 783967.7915 | 821733.6739 | 868662.2503 | 921025.7453 | 957101.3858 | 980232.2478 | 1003593.9364 | 1027185.6591 | 1051006.6405 | 1075056.1216 | 1099333.3596 | 1123837.6274 | 1148568.2129 | 1173524.4186 | 1198705.5616 | 1224110.9727 | 1249739.9964 | 1275591.9902 | 1301666.3247 | 1327962.3826 | 1354479.5591
|  | Safety risk | 558.9415 | 574.1077 | 589.4407 | 604.9397 | 620.604 | 636.4328 | 652.4254 | 668.5811 | 684.8991 | 701.3788 | 718.0195 | 734.8206 | 751.7814 | 768.9011 | 786.1794 | 803.6154 | 821.2085 | 838.9583 | 856.8641 | 874.9253 | 893.1413 | 911.5116 | 911.5116 | 911.5116 | 911.5116
|  | Unplanned replacement risk | 24285.3579 | 24944.312 | 25610.5131 | 26283.9277 | 26964.5228 | 27652.266 | 28347.1256 | 29049.0706 | 29758.0704 | 30474.095 | 31197.1151 | 31927.1018 | 32664.0267 | 33407.8618 | 34158.5798 | 34916.1538 | 35680.5573 | 36451.7641 | 37229.7488 | 38014.486 | 38805.951 | 39604.1193 | 39604.1193 | 39604.1193 | 39604.1193
|  | Unplanned fault risk | 2102.5077 | 2159.5567 | 2217.2332 | 2275.5341 | 2334.4567 | 2393.9982 | 2454.1557 | 2514.9267 | 2576.3084 | 2638.2984 | 2700.8939 | 2764.0926 | 2827.8919 | 2892.2896 | 2957.2831 | 3022.8701 | 3089.0484 | 3155.8158 | 3223.1699 | 3291.1086 | 3359.6298 | 3428.7313 | 3428.7313 | 3428.7313 | 3428.7313
|  | Enviromental risk | 13512.5 | 13512.5 | 13512.5 | 13512.5 | 13512.5 | 13512.5 | 13512.5 | 13512.5 | 13512.5 | 13512.5 | 13512.5 | 13512.5 | 13512.5 | 13512.5 | 13512.5 | 13512.5 | 13512.5 | 13512.5 | 13512.5 | 13512.5 | 13512.5 | 13512.5 | 13512.5 | 13512.5 | 13512.5
|  | Total transformer risks | 698980.7676 | 725961.7555 | 757263.3897 | 793668.6571 | 827399.875 | 865928.8708 | 913628.4571 | 966770.8236 | 1003633.1638 | 1027558.52 | 1051722.465 | 1076124.1741 | 1100762.8404 | 1125637.6741 | 1150747.9019 | 1176092.7668 | 1201671.5271 | 1227483.4568 | 1253527.8443 | 1279803.9926 | 1306311.2184 | 1333048.8524 | 1359123.1868 | 1385419.2447 | 1411936.4212
Option 2 - replace 1 transformer
|  |  | 2026-27 | 2027-28 | 2028-29 | 2029-30 | 2030-31 | 2031-32 | 2032-33 | 2033-34 | 2034-35 | 2035-36 | 2036-37 | 2037-38 | 2038-39 | 2039-40 | 2040-41 | 2041-42 | 2042-43 | 2043-44 | 2044-45 | 2045-46 | 2046-47 | 2047-48 | 2048-49 | 2049-50 | 2050-51
Transformer risks
|  | Energy at Risk ($, Weighted) | 658521.4605 | 684771.2791 | 715333.7027 | 750991.7556 | 21901.9633 | 40861.8423 | 60217.3092 | 80542.0632 | 99962.8047 | 118124.8406 | 136261.5967 | 154427.5796 | 172661.4763 | 190991.8369 | 209440.3634 | 228023.9386 | 246755.9411 | 265647.1327 | 284706.2769 | 303940.583 | 323356.0315 | 342957.618 | 362749.5394 | 382735.3375 | 402918.0124
|  | Safety risk | 558.9415 | 574.1077 | 589.4407 | 604.9397 | 310.546 | 319.0093 | 327.7924 | 336.8666 | 346.214 | 355.8217 | 365.6797 | 375.78 | 386.1158 | 396.6814 | 407.4719 | 418.4827 | 429.7099 | 441.15 | 452.7996 | 464.6559 | 476.716 | 488.9774 | 488.9774 | 488.9774 | 488.9774
|  | Unplanned replacement risk | 24285.3579 | 24944.312 | 25610.5131 | 26283.9277 | 13492.8646 | 13860.5828 | 14242.1972 | 14636.463 | 15042.598 | 15460.0413 | 15888.3601 | 16327.2051 | 16776.2842 | 17235.3481 | 17704.1793 | 18182.5858 | 18670.3956 | 19167.4534 | 19673.6178 | 20188.7588 | 20712.7567 | 21245.5 | 21245.5 | 21245.5 | 21245.5
|  | Unplanned fault risk | 2102.5077 | 2159.5567 | 2217.2332 | 2275.5341 | 1168.1463 | 1199.9816 | 1233.0199 | 1267.1535 | 1302.3147 | 1338.4549 | 1375.5366 | 1413.5297 | 1452.4088 | 1492.1523 | 1532.7414 | 1574.1595 | 1616.3917 | 1659.4245 | 1703.2458 | 1747.8442 | 1793.2093 | 1839.3317 | 1839.3317 | 1839.3317 | 1839.3317
|  | Enviromental risk | 13512.5 | 13512.5 | 13512.5 | 13512.5 | 7050 | 7050 | 7050 | 7050 | 7050 | 7050 | 7050 | 7050 | 7050 | 7050 | 7050 | 7050 | 7050 | 7050 | 7050 | 7050 | 7050 | 7050 | 7050 | 7050 | 7050
|  | Total transformer risks | 698980.7676 | 725961.7555 | 757263.3897 | 793668.6571 | 43923.5203 | 63291.4159 | 83070.3186 | 103832.5463 | 123703.9315 | 142329.1585 | 160941.1732 | 179594.0944 | 198326.2851 | 217166.0187 | 236134.7559 | 255249.1665 | 274522.4383 | 293965.1606 | 313585.9401 | 333391.8419 | 353388.7135 | 373581.4271 | 393373.3484 | 413359.1466 | 433541.8215

## Tx risks
CitiPower
AR transformer replacement
Input Data - Station Configuration |  | Constants |  |  | POF METHOD | WEIBULL | Modifier (x) | Comment
Substation: | AR | Major Failure CoC |  |  | PoF (#1) | 0.1532% | 100%
Asset Type | Transformer | Minor Failure CoC |  |  | PoF (#2) | 0.1532% | 100%
VCR | 35.599 | Major Failure CoC - used | 7711222.56 |  | PoF (#3) | 100% | 100%
Load Profile (PoE) | 50% | Minor Failure CoC - used | 166900 |  | PoF (#4) | 0% | 100%
Scenario #1: AR - Transformer | Setting | Unit Price | Model Output | 2025 | 2026 | 2027 | 2028 | 2029 | 2030 | 2031 | 2032 | 2033 | 2034 | 2035 | 2036 | 2037 | 2038 | 2039 | 2040 | 2041 | 2042 | 2043 | 2044 | 2045 | 2046 | 2047 | 2048 | 2049 | 2050 | 2051 | 2052 | 2053 | 2054 | 2055 | 2056
Spare Available | 0% | 0 | Energy | 16308.593 | 17434.6343 | 18104.2123 | 18894.2157 | 19837.9721 | 20718.055 | 21709.356 | 22909.8948 | 24338.6573 | 25298.6855 | 25910.1013 | 26527.6188 | 27151.2172 | 27780.8758 | 28416.5747 | 29058.2943 | 29706.0152 | 30359.7188 | 31019.3866 | 31685.0005 | 32356.5429 | 33033.9964 | 33717.3441 | 34406.5693 | 35101.6558 | 35802.5875 | 36509.3489 | 37221.9245 | 37221.9245 | 37221.9245 | 37221.9245 | 37221.9245
Online Monitoring | 0% | 0 | Energy | 19698.5896 | 20980.2315 | 21875.8 | 22894.1894 | 24030.9538 | 25065.1576 | 26288.3527 | 27881.2803 | 29450.5879 | 30588.4858 | 31327.7208 | 32074.3321 | 32828.2941 | 33589.5823 | 34358.1721 | 35134.04 | 35917.1627 | 36707.5172 | 37505.0815 | 38309.8335 | 39121.7519 | 39940.8158 | 40767.0045 | 41600.298 | 42440.6764 | 43288.1204 | 44142.6111 | 45004.1298 | 45004.1298 | 45004.1298 | 45004.1298 | 45004.1298
Physical Separation | 0% | 300000 | Energy | 16308.593 | 17434.6343 | 18104.2123 | 18894.2157 | 19837.9721 | 20718.055 | 21709.356 | 22909.8948 | 24338.6573 | 25298.6855 | 25910.1013 | 26527.6188 | 27151.2172 | 27780.8758 | 28416.5747 | 29058.2943 | 29706.0152 | 30359.7188 | 31019.3866 | 31685.0005 | 32356.5429 | 33033.9964 | 33717.3441 | 34406.5693 | 35101.6558 | 35802.5875 | 36509.3489 | 37221.9245 | 37221.9245 | 37221.9245 | 37221.9245 | 37221.9245
More Frequent Maintenance | 0% | 4000 | Pr (Terminal Failure) | 0.3065% | 0.3149% | 0.3235% | 0.3321% | 0.3409% | 0.3497% | 0.3586% | 0.3676% | 0.3767% | 0.3859% | 0.3952% | 0.4046% | 0.414% | 0.4236% | 0.4332% | 0.443% | 0.4528% | 0.4627% | 0.4727% | 0.4828% | 0.493% | 0.5032% | 0.5136% | 0.5136% | 0.5136% | 0.5136% | 0.5136% | 0.5136% | 0.5136% | 0.5136% | 0.5136% | 0.5136%
Staggered Maintenance | 0% | 650 | Pr (Repairable Failure) | 1.226% | 1.26% | 1.294% | 1.328% | 1.363% | 1.399% | 1.434% | 1.47% | 1.507% | 1.544% | 1.581% | 1.618% | 1.656% | 1.694% | 1.733% | 1.772% | 1.811% | 1.851% | 1.891% | 1.931% | 1.972% | 2.013% | 2.054% | 2.054% | 2.054% | 2.054% | 2.054% | 2.054% | 2.054% | 2.054% | 2.054% | 2.054%
Bunded | 0 | 300000
Refurbish Assets | 0 | 500000 | Energy at Risk ($, Weighted) | 616773.7494 | 658521.4605 | 684771.2791 | 715333.7027 | 750991.7556 | 783967.7915 | 821733.6739 | 868662.2503 | 921025.7453 | 957101.3858 | 980232.2478 | 1003593.9364 | 1027185.6591 | 1051006.6405 | 1075056.1216 | 1099333.3596 | 1123837.6274 | 1148568.2129 | 1173524.4186 | 1198705.5616 | 1224110.9727 | 1249739.9964 | 1275591.9902 | 1301666.3247 | 1327962.3826 | 1354479.5591 | 1381217.2612 | 1408174.9073 | 1408174.9073 | 1408174.9073 | 1408174.9073 | 1408174.9073
Replace 1 Asset | 0% | 6426018.8 | Safety Risk | 543.9429 | 558.9415 | 574.1077 | 589.4407 | 604.9397 | 620.604 | 636.4328 | 652.4254 | 668.5811 | 684.8991 | 701.3788 | 718.0195 | 734.8206 | 751.7814 | 768.9011 | 786.1794 | 803.6154 | 821.2085 | 838.9583 | 856.8641 | 874.9253 | 893.1413 | 911.5116 | 911.5116 | 911.5116 | 911.5116 | 911.5116 | 911.5116 | 911.5116 | 911.5116 | 911.5116 | 911.5116
Replace 2 Assets | 0% | 11616012.6 | Unplanned Replacement Risk | 23633.6852 | 24285.3579 | 24944.312 | 25610.5131 | 26283.9277 | 26964.5228 | 27652.266 | 28347.1256 | 29049.0706 | 29758.0704 | 30474.095 | 31197.1151 | 31927.1018 | 32664.0267 | 33407.8618 | 34158.5798 | 34916.1538 | 35680.5573 | 36451.7641 | 37229.7488 | 38014.486 | 38805.951 | 39604.1193 | 39604.1193 | 39604.1193 | 39604.1193 | 39604.1193 | 39604.1193 | 39604.1193 | 39604.1193 | 39604.1193 | 39604.1193
Replace 3 Assets | 0% | 0 | Unplanned Fault Risk | 2046.0891 | 2102.5077 | 2159.5567 | 2217.2332 | 2275.5341 | 2334.4567 | 2393.9982 | 2454.1557 | 2514.9267 | 2576.3084 | 2638.2984 | 2700.8939 | 2764.0926 | 2827.8919 | 2892.2896 | 2957.2831 | 3022.8701 | 3089.0484 | 3155.8158 | 3223.1699 | 3291.1086 | 3359.6298 | 3428.7313 | 3428.7313 | 3428.7313 | 3428.7313 | 3428.7313 | 3428.7313 | 3428.7313 | 3428.7313 | 3428.7313 | 3428.7313
Addiitonal Asset | 0% | N/A | Unplanned Enviromental Risk | 13512.5 | 13512.5 | 13512.5 | 13512.5 | 13512.5 | 13512.5 | 13512.5 | 13512.5 | 13512.5 | 13512.5 | 13512.5 | 13512.5 | 13512.5 | 13512.5 | 13512.5 | 13512.5 | 13512.5 | 13512.5 | 13512.5 | 13512.5 | 13512.5 | 13512.5 | 13512.5 | 13512.5 | 13512.5 | 13512.5 | 13512.5 | 13512.5 | 13512.5 | 13512.5 | 13512.5 | 13512.5
Load Transfers | 100% | 0 | Unplanned Fire Risk | 0 | 0 | 0 | 0 | 0 | 0 | 0 | 0 | 0 | 0 | 0 | 0 | 0 | 0 | 0 | 0 | 0 | 0 | 0 | 0 | 0 | 0 | 0 | 0 | 0 | 0 | 0 | 0 | 0 | 0 | 0 | 0
Non-Network MW | 0 | 0 | Other | 0 | 0 | 0 | 0 | 0 | 0 | 0 | 0 | 0 | 0 | 0 | 0 | 0 | 0 | 0 | 0 | 0 | 0 | 0 | 0 | 0 | 0 | 0 | 0 | 0 | 0 | 0 | 0 | 0 | 0 | 0 | 0
|  | 0 | Option Capital Cost | 0 | 0 | 0 | 0 | 0 | 0 | 0 | 0 | 0 | 0 | 0 | 0 | 0 | 0 | 0 | 0 | 0 | 0 | 0 | 0 | 0 | 0 | 0 | 0 | 0 | 0 | 0 | 0 | 0 | 0 | 0 | 0
|  |  | Total Life Cycle Cost | 656509.9665 | 698980.7676 | 725961.7555 | 757263.3897 | 793668.6571 | 827399.875 | 865928.8708 | 913628.4571 | 966770.8236 | 1003633.1638 | 1027558.52 | 1051722.465 | 1076124.1741 | 1100762.8404 | 1125637.6741 | 1150747.9019 | 1176092.7668 | 1201671.5271 | 1227483.4568 | 1253527.8443 | 1279803.9926 | 1306311.2184 | 1333048.8524 | 1359123.1868 | 1385419.2447 | 1411936.4212 | 1438674.1233 | 1465631.7695 | 1465631.7695 | 1465631.7695 | 1465631.7695 | 1465631.7695
Input Data - Station Configuration |  | Constants |  | PoF (#4) 2026: POF METHOD; 0% 2027: WEIBULL; 100% 2028: Modifier (x); 100% 2029: Comment
Substation: | AR | Major Failure CoC |  | PoF (#4) 2026: PoF (#1); 0% 2027: 0.1532%; 100% 2028: 100%
Asset Type | Transformer | Minor Failure CoC |  | PoF (#4) 2026: PoF (#2); 0% 2027: 0.1532%; 100% 2028: 100%
VCR | 35.599 | Major Failure CoC - used | 7711222.56 | PoF (#4) 2026: PoF (#3); 0% 2027: 100%; 100% 2028: 100%
Load Profile (PoE) | 50% | Minor Failure CoC - used | 166900 | PoF (#4) 2026: PoF (#4); 0% 2027: 0%; 100% 2028: 100%
Scenario #2: AR - Transformer | Setting | Unit Price | Model Output | 2025 | 2026 | 2027 | 2028 | 2029 | 2030 | 2031 | 2032 | 2033 | 2034 | 2035 | 2036 | 2037 | 2038 | 2039 | 2040 | 2041 | 2042 | 2043 | 2044 | 2045 | 2046 | 2047 | 2048 | 2049 | 2050 | 2051 | 2052 | 2053 | 2054 | 2055 | 2056
Spare Available | 0% | 0 | Energy | 16308.593 | 17434.6343 | 18104.2123 | 18894.2157 | 19837.9721 | 578.8032 | 1079.5189 | 1588.1414 | 2128.3477 | 2642.2442 | 3122.3088 | 3601.7054 | 4081.8748 | 4563.8396 | 5048.3543 | 5535.9927 | 6027.201 | 6522.3328 | 7021.6726 | 7525.452 | 8033.8616 | 8547.0596 | 9065.1778 | 9588.3274 | 10116.6018 | 10650.0805 | 11188.8308 | 11732.9099 | 11732.9099 | 11732.9099 | 11732.9099 | 11732.9099
Online Monitoring | 0% | 0 | Energy | 19698.5896 | 20980.2315 | 21875.8 | 22894.1894 | 24030.9538 | 700.2624 | 1307.2452 | 1932.8199 | 2575.4588 | 3194.8397 | 3775.3019 | 4354.9555 | 4935.5428 | 5518.3 | 6104.1398 | 6693.7555 | 7287.6869 | 7886.3614 | 8490.1231 | 9099.2519 | 9713.9784 | 10334.4935 | 10960.957 | 11593.5029 | 12232.2445 | 12877.2776 | 13528.6836 | 14186.5318 | 14186.5318 | 14186.5318 | 14186.5318 | 14186.5318
Physical Separation | 0% | 300000 | Energy | 16308.593 | 17434.6343 | 18104.2123 | 18894.2157 | 19837.9721 | 578.8032 | 1079.5189 | 1588.1414 | 2128.3477 | 2642.2442 | 3122.3088 | 3601.7054 | 4081.8748 | 4563.8396 | 5048.3543 | 5535.9927 | 6027.201 | 6522.3328 | 7021.6726 | 7525.452 | 8033.8616 | 8547.0596 | 9065.1778 | 9588.3274 | 10116.6018 | 10650.0805 | 11188.8308 | 11732.9099 | 11732.9099 | 11732.9099 | 11732.9099 | 11732.9099
More Frequent Maintenance | 0% | 4000 | Pr (Terminal Failure) | 0.3065% | 0.3149% | 0.3235% | 0.3321% | 0.3409% | 0.175% | 0.1797% | 0.1847% | 0.1898% | 0.1951% | 0.2005% | 0.206% | 0.2117% | 0.2176% | 0.2235% | 0.2296% | 0.2358% | 0.2421% | 0.2486% | 0.2551% | 0.2618% | 0.2686% | 0.2755% | 0.2755% | 0.2755% | 0.2755% | 0.2755% | 0.2755% | 0.2755% | 0.2755% | 0.2755% | 0.2755%
Staggered Maintenance | 0% | 650 | Pr (Repairable Failure) | 1.226% | 1.26% | 1.294% | 1.328% | 1.363% | 0.6999% | 0.719% | 0.7388% | 0.7592% | 0.7803% | 0.802% | 0.8242% | 0.8469% | 0.8702% | 0.894% | 0.9184% | 0.9432% | 0.9685% | 0.9943% | 1.021% | 1.047% | 1.074% | 1.102% | 1.102% | 1.102% | 1.102% | 1.102% | 1.102% | 1.102% | 1.102% | 1.102% | 1.102%
Bunded | 0 | 300000
Refurbish Assets | 0 | 500000 | Energy at Risk ($, Weighted) | 616773.7494 | 658521.4605 | 684771.2791 | 715333.7027 | 750991.7556 | 21901.9633 | 40861.8423 | 60217.3092 | 80542.0632 | 99962.8047 | 118124.8406 | 136261.5967 | 154427.5796 | 172661.4763 | 190991.8369 | 209440.3634 | 228023.9386 | 246755.9411 | 265647.1327 | 284706.2769 | 303940.583 | 323356.0315 | 342957.618 | 362749.5394 | 382735.3375 | 402918.0124 | 423300.1121 | 443883.8043 | 443883.8043 | 443883.8043 | 443883.8043 | 443883.8043
Replace 1 Asset | 100% | 6426018.8 | Safety Risk | 543.9429 | 558.9415 | 574.1077 | 589.4407 | 604.9397 | 310.546 | 319.0093 | 327.7924 | 336.8666 | 346.214 | 355.8217 | 365.6797 | 375.78 | 386.1158 | 396.6814 | 407.4719 | 418.4827 | 429.7099 | 441.15 | 452.7996 | 464.6559 | 476.716 | 488.9774 | 488.9774 | 488.9774 | 488.9774 | 488.9774 | 488.9774 | 488.9774 | 488.9774 | 488.9774 | 488.9774
Replace 2 Assets | 0% | 11616012.6 | Unplanned Replacement Risk | 23633.6852 | 24285.3579 | 24944.312 | 25610.5131 | 26283.9277 | 13492.8646 | 13860.5828 | 14242.1972 | 14636.463 | 15042.598 | 15460.0413 | 15888.3601 | 16327.2051 | 16776.2842 | 17235.3481 | 17704.1793 | 18182.5858 | 18670.3956 | 19167.4534 | 19673.6178 | 20188.7588 | 20712.7567 | 21245.5 | 21245.5 | 21245.5 | 21245.5 | 21245.5 | 21245.5 | 21245.5 | 21245.5 | 21245.5 | 21245.5
Replace 3 Assets | 0% | 0 | Unplanned Fault Risk | 2046.0891 | 2102.5077 | 2159.5567 | 2217.2332 | 2275.5341 | 1168.1463 | 1199.9816 | 1233.0199 | 1267.1535 | 1302.3147 | 1338.4549 | 1375.5366 | 1413.5297 | 1452.4088 | 1492.1523 | 1532.7414 | 1574.1595 | 1616.3917 | 1659.4245 | 1703.2458 | 1747.8442 | 1793.2093 | 1839.3317 | 1839.3317 | 1839.3317 | 1839.3317 | 1839.3317 | 1839.3317 | 1839.3317 | 1839.3317 | 1839.3317 | 1839.3317
Addiitonal Asset | 0% | N/A | Unplanned Enviromental Risk | 13512.5 | 13512.5 | 13512.5 | 13512.5 | 13512.5 | 7050 | 7050 | 7050 | 7050 | 7050 | 7050 | 7050 | 7050 | 7050 | 7050 | 7050 | 7050 | 7050 | 7050 | 7050 | 7050 | 7050 | 7050 | 7050 | 7050 | 7050 | 7050 | 7050 | 7050 | 7050 | 7050 | 7050
Load Transfers | 100% | 0 | Unplanned Fire Risk | 0 | 0 | 0 | 0 | 0 | 0 | 0 | 0 | 0 | 0 | 0 | 0 | 0 | 0 | 0 | 0 | 0 | 0 | 0 | 0 | 0 | 0 | 0 | 0 | 0 | 0 | 0 | 0 | 0 | 0 | 0 | 0
Non-Network MW | 0 | 0 | Other | 0 | 0 | 0 | 0 | 0 | 0 | 0 | 0 | 0 | 0 | 0 | 0 | 0 | 0 | 0 | 0 | 0 | 0 | 0 | 0 | 0 | 0 | 0 | 0 | 0 | 0 | 0 | 0 | 0 | 0 | 0 | 0
|  | 0 | Option Capital Cost | 0 | 0 | 0 | 0 | 0 | 273965.0192 | 273965.0192 | 273965.0192 | 273965.0192 | 273965.0192 | 273965.0192 | 273965.0192 | 273965.0192 | 273965.0192 | 273965.0192 | 273965.0192 | 273965.0192 | 273965.0192 | 273965.0192 | 273965.0192 | 273965.0192 | 273965.0192 | 273965.0192 | 273965.0192 | 273965.0192 | 273965.0192 | 273965.0192 | 273965.0192 | 273965.0192 | 273965.0192 | 273965.0192 | 273965.0192
|  |  | Total Life Cycle Cost | 656509.9665 | 698980.7676 | 725961.7555 | 757263.3897 | 793668.6571 | 317888.5395 | 337256.4351 | 357035.3378 | 377797.5654 | 397668.9507 | 416294.1777 | 434906.1924 | 453559.1136 | 472291.3043 | 491131.0379 | 510099.7751 | 529214.1857 | 548487.4575 | 567930.1798 | 587550.9593 | 607356.8611 | 627353.7327 | 647546.4462 | 667338.3676 | 687324.1658 | 707506.8407 | 727888.9403 | 748472.6325 | 748472.6325 | 748472.6325 | 748472.6325 | 748472.6325
Input Data - Station Configuration |  | Constants |  | PoF (#4) 2026: POF METHOD; 0% 2027: WEIBULL; 100% 2028: Modifier (x); 100% 2029: Comment
Substation: | AR | Major Failure CoC |  | PoF (#4) 2026: PoF (#1); 0% 2027: 0.1532%; 100% 2028: 100%
Asset Type | Transformer | Minor Failure CoC |  | PoF (#4) 2026: PoF (#2); 0% 2027: 0.1379%; 100% 2028: 90%
VCR | 35.599 | Major Failure CoC - used | 7711222.56 | PoF (#4) 2026: PoF (#3); 0% 2027: 100%; 100% 2028: 100%
Load Profile (PoE) | 50% | Minor Failure CoC - used | 166900 | PoF (#4) 2026: PoF (#4); 0% 2027: 0%; 100% 2028: 100%
Scenario #3: AR - Transformer | Setting | Unit Price | Model Output | 2025 | 2026 | 2027 | 2028 | 2029 | 2030 | 2031 | 2032 | 2033 | 2034 | 2035 | 2036 | 2037 | 2038 | 2039 | 2040 | 2041 | 2042 | 2043 | 2044 | 2045 | 2046 | 2047 | 2048 | 2049 | 2050 | 2051 | 2052 | 2053 | 2054 | 2055 | 2056
Spare Available | 0% | 0 | Energy | 15468.9617 | 16536.9503 | 17171.9686 | 17921.2039 | 18816.2659 | 19650.9235 | 20591.0605 | 21729.6467 | 23084.6873 | 23995.1283 | 24574.9095 | 25160.4704 | 25751.7912 | 26348.8522 | 26951.6342 | 27560.1184 | 28174.2864 | 28794.1202 | 29419.6022 | 30050.715 | 30687.4416 | 31329.7656 | 31977.6705 | 32631.1405 | 33290.1598 | 33954.7133 | 34624.7857 | 35300.3624 | 35300.3624 | 35300.3624 | 35300.3624 | 35300.3624
Online Monitoring | 0% | 0 | Energy | 18684.434 | 19900.0002 | 20749.357 | 21715.203 | 22793.3182 | 23774.1425 | 24934.2152 | 26444.9634 | 27933.2946 | 29012.4233 | 29713.413 | 30421.3897 | 31136.3294 | 31858.2082 | 32587.003 | 33322.6909 | 34065.2497 | 34814.6575 | 35570.8931 | 36333.9353 | 37103.7638 | 37880.3584 | 38663.6994 | 39453.7675 | 40250.5437 | 41054.0094 | 41864.1465 | 42680.9369 | 42680.9369 | 42680.9369 | 42680.9369 | 42680.9369
Physical Separation | 0% | 300000 | Energy | 15468.9617 | 16536.9503 | 17171.9686 | 17921.2039 | 18816.2659 | 19650.9235 | 20591.0605 | 21729.6467 | 23084.6873 | 23995.1283 | 24574.9095 | 25160.4704 | 25751.7912 | 26348.8522 | 26951.6342 | 27560.1184 | 28174.2864 | 28794.1202 | 29419.6022 | 30050.715 | 30687.4416 | 31329.7656 | 31977.6705 | 32631.1405 | 33290.1598 | 33954.7133 | 34624.7857 | 35300.3624 | 35300.3624 | 35300.3624 | 35300.3624 | 35300.3624
More Frequent Maintenance | 0% | 4000 | Pr (Terminal Failure) | 0.2912% | 0.2992% | 0.3073% | 0.3155% | 0.3238% | 0.3322% | 0.3407% | 0.3492% | 0.3579% | 0.3666% | 0.3754% | 0.3843% | 0.3933% | 0.4024% | 0.4116% | 0.4208% | 0.4302% | 0.4396% | 0.4491% | 0.4587% | 0.4683% | 0.4781% | 0.4879% | 0.4879% | 0.4879% | 0.4879% | 0.4879% | 0.4879% | 0.4879% | 0.4879% | 0.4879% | 0.4879%
Staggered Maintenance | 0% | 650 | Pr (Repairable Failure) | 1.226% | 1.26% | 1.294% | 1.328% | 1.363% | 1.399% | 1.434% | 1.47% | 1.507% | 1.544% | 1.581% | 1.618% | 1.656% | 1.694% | 1.733% | 1.772% | 1.811% | 1.851% | 1.891% | 1.931% | 1.972% | 2.013% | 2.054% | 2.054% | 2.054% | 2.054% | 2.054% | 2.054% | 2.054% | 2.054% | 2.054% | 2.054%
Bunded | 0 | 300000
Refurbish Assets | 1 | 500000 | Energy at Risk ($, Weighted) | 585019.8467 | 624615.2566 | 649510.3442 | 678495.7109 | 712313.9744 | 743587.9676 | 779404.7526 | 823911.8622 | 873573.4544 | 907785.7787 | 929719.8779 | 951872.6272 | 974243.2686 | 996831.0597 | 1019635.2742 | 1042655.2008 | 1065890.1429 | 1089339.4184 | 1113002.3592 | 1136878.3103 | 1160966.6305 | 1185266.6909 | 1209777.8753 | 1234499.5797 | 1259431.2117 | 1284572.1907 | 1309921.9469 | 1335479.9219 | 1335479.9219 | 1335479.9219 | 1335479.9219 | 1335479.9219
Replace 1 Asset | 0% | 6426018.8 | Safety Risk | 538.5034 | 553.3521 | 568.3666 | 583.5463 | 598.8903 | 614.398 | 630.0685 | 645.9011 | 661.8953 | 678.0501 | 694.365 | 710.8393 | 727.4724 | 744.2635 | 761.2121 | 778.3176 | 795.5792 | 812.9965 | 830.5687 | 848.2954 | 866.176 | 884.2099 | 902.3965 | 902.3965 | 902.3965 | 902.3965 | 902.3965 | 902.3965 | 902.3965 | 902.3965 | 902.3965 | 902.3965
Replace 2 Assets | 0% | 11616012.6 | Unplanned Replacement Risk | 22452.0009 | 23071.09 | 23697.0964 | 24329.9875 | 24969.7313 | 25616.2966 | 26269.6527 | 26929.7693 | 27596.617 | 28270.1669 | 28950.3903 | 29637.2594 | 30330.7467 | 31030.8253 | 31737.4687 | 32450.6508 | 33170.3461 | 33896.5294 | 34629.1759 | 35368.2613 | 36113.7617 | 36865.6534 | 37623.9133 | 37623.9133 | 37623.9133 | 37623.9133 | 37623.9133 | 37623.9133 | 37623.9133 | 37623.9133 | 37623.9133 | 37623.9133
Replace 3 Assets | 0% | 0 | Unplanned Fault Risk | 2046.0891 | 2102.5077 | 2159.5567 | 2217.2332 | 2275.5341 | 2334.4567 | 2393.9982 | 2454.1557 | 2514.9267 | 2576.3084 | 2638.2984 | 2700.8939 | 2764.0926 | 2827.8919 | 2892.2896 | 2957.2831 | 3022.8701 | 3089.0484 | 3155.8158 | 3223.1699 | 3291.1086 | 3359.6298 | 3428.7313 | 3428.7313 | 3428.7313 | 3428.7313 | 3428.7313 | 3428.7313 | 3428.7313 | 3428.7313 | 3428.7313 | 3428.7313
Addiitonal Asset | 0% | N/A | Unplanned Enviromental Risk | 8665.625 | 8665.625 | 8665.625 | 8665.625 | 8665.625 | 8665.625 | 8665.625 | 8665.625 | 8665.625 | 8665.625 | 8665.625 | 8665.625 | 8665.625 | 8665.625 | 8665.625 | 8665.625 | 8665.625 | 8665.625 | 8665.625 | 8665.625 | 8665.625 | 8665.625 | 8665.625 | 8665.625 | 8665.625 | 8665.625 | 8665.625 | 8665.625 | 8665.625 | 8665.625 | 8665.625 | 8665.625
Load Transfers | 100% | 0 | Unplanned Fire Risk | 0 | 0 | 0 | 0 | 0 | 0 | 0 | 0 | 0 | 0 | 0 | 0 | 0 | 0 | 0 | 0 | 0 | 0 | 0 | 0 | 0 | 0 | 0 | 0 | 0 | 0 | 0 | 0 | 0 | 0 | 0 | 0
Non-Network MW | 0 | 0 | Other | 0 | 0 | 0 | 0 | 0 | 0 | 0 | 0 | 0 | 0 | 0 | 0 | 0 | 0 | 0 | 0 | 0 | 0 | 0 | 0 | 0 | 0 | 0 | 0 | 0 | 0 | 0 | 0 | 0 | 0 | 0 | 0
|  | 0 | Option Capital Cost | 0 | 0 | 0 | 0 | 60120.6839 | 60120.6839 | 60120.6839 | 60120.6839 | 60120.6839 | 60120.6839 | 60120.6839 | 60120.6839 | 60120.6839 | 60120.6839 | 60120.6839 | 60120.6839 | 60120.6839 | 60120.6839 | 60120.6839 | 60120.6839 | 60120.6839 | 60120.6839 | 60120.6839 | 60120.6839 | 60120.6839 | 60120.6839 | 60120.6839 | 60120.6839 | 60120.6839 | 60120.6839 | 60120.6839 | 60120.6839
|  |  | Total Life Cycle Cost | 618722.0651 | 659007.8314 | 684600.9889 | 714292.1029 | 808944.4391 | 840939.4279 | 877484.7808 | 922727.9973 | 973133.2023 | 1008096.6131 | 1030789.2405 | 1053707.9288 | 1076851.8892 | 1100220.3495 | 1123812.5536 | 1147627.7612 | 1171665.2473 | 1195924.3017 | 1220404.2285 | 1245104.3459 | 1270023.9857 | 1295162.4929 | 1320519.2253 | 1345240.9297 | 1370172.5617 | 1395313.5406 | 1420663.2969 | 1446221.2719 | 1446221.2719 | 1446221.2719 | 1446221.2719 | 1446221.2719

## Misc_calcs
CitiPower
AR transformer replacement
ESCALATION & OTHER
| Year end |  |  | 2021-06-30 | 2022-06-30 | 2023-06-30 | 2024-06-30 | 2025-06-30 | 2026-06-30
| Actual/forecast CPI (June to June) |  |  | 0% | 0.8606% | 3.498% | 7.832% | 4.052% | 3%
| HY ending |  |  | 2021-06-30 | 2021-12-31 | 2022-06-30 | 2022-12-31 | 2023-06-30 | 2023-12-31 | 2024-06-30 | 2024-12-31 | 2025-06-30 | 2025-12-31 | 2026-06-30
| FY ending |  |  | 2021-06-30 | 2022-06-30 | 2022-06-30 | 2023-06-30 | 2023-06-30 | 2024-06-30 | 2024-06-30 | 2025-06-30 | 2025-06-30 | 2026-06-30 | 2026-06-30
| Actual/forecast CPI (June to June) |  |  | 0% | 0.8606% | 0.8606% | 3.498% | 3.498% | 7.832% | 7.832% | 4.052% | 4.052% | 3% | 3%
| Actual cumulative HY escalation |  |  | 1 | 1.0043 | 1.0086 | 1.0261 | 1.0439 | 1.084 | 1.1256 | 1.1482 | 1.1713 | 1.1887 | 1.2064
| Convert from input dollars | 2023-12-31 | 1.084
| To output dollars | 2026-06-30 | 1.2064
| Conversion from input dollars to output dollars |  | 1.1129
| Convert from VCR date | 2023-12-31 | 1.084
| To input dollars | 2023-12-31 | 1.084
| VCR escalation |  | 1
| Start_year | 2026-27
FIRST YEAR
| Option | First year | Option included
| Option 2 | 3 | TRUE
| Option 3 | Not used | FALSE
| Option 4 | Not used | FALSE
| Option 5 | Not used | FALSE
| First year | 3
FLAGS
| Option 1 (base case) | FALSE | FALSE
FALSE
FALSE
| Option 2 | FALSE | FALSE
FALSE
FALSE
| Option 3 | FALSE | FALSE
FALSE
FALSE
| Option 4 | FALSE | FALSE
FALSE
FALSE
| Option 5 | FALSE | FALSE
FALSE
FALSE
Message | !! Capex asset life required !!
!

## Data
CitiPower
AR transformer replacement
DATA
Options
|  | Not used | Text |  | Flags for compliance project
Option1 | Option 1 (base case) | FALSE |  | Option 1 (base case): No change to existing practices | FALSE
Option2 | Option 2 | FALSE |  |  | FALSE
Option3 | Option 3 | TRUE | Not used |  | TRUE
Option4 | Option 4 | TRUE | Not used |  | TRUE
Option5 | Option 5 | TRUE | Not used |  | TRUE
Compliance project |  |  | Yes | FALSE
No change to existing practices
Not applicable (compliance)
For conditional formatting of preferred option on Summary :
< Enter description >
Categories
Short categ
| Capital expenditure | -1
| Annualised capex | -1
| Operating expenditure | -1
| Risk mitigated | 1
| Other benefits value | 1
| Net benefits | 1
| Total risk cost | 1
Benefits
|  | Short categ | Flag to include | Units | Defined value
1 | Unserved energy | Energy | FALSE | MWh | FALSE
2 | Safety | Safety | FALSE | $ | TRUE
3 | Unplanned replacement | UnRepl | FALSE | $ | TRUE
4 | Bushfire | Fire | FALSE | $ | TRUE
5 | Reduction in CO2 emissions | Carbon | TRUE | MWh | FALSE
6 | Reliability in worst-served areas | Other | TRUE | MWh | FALSE
7 | Network resilience | Other | TRUE | MWh | FALSE
8 | Enabling solar exports | Other | TRUE | MWh | FALSE
9 | Aesthetics | Other | TRUE | Customers impacted | FALSE
10 | Customer value of time - residential | Other | TRUE | Customer minutes | FALSE
11 | Customer value of time - business | Other | TRUE | Customer minutes | FALSE
12 | Communication | Other | TRUE | Customers impacted | FALSE
13 | Information accessibility | Other | TRUE | Customers impacted | FALSE
Value of benefits
CitiPower
| Reliability in worst-served areas | per MWh | 0
| Network resilience | per MWh | 0
| Enabling solar exports | per MWh | 4220.9954
| Aesthetics | per customer impacted | 0
| Customer value of time - residential | per minute customer time | 0.54769
| Customer value of time - business | per minute customer time | 0.54769
| Communication | per customer impacted | 0
| Information accessibility | per customer impacted | 0
Conversions
| thous_conv | 1000
| mill_conv | 1000000
Message
| Message | Enter asset life
Error message |  | Remove inputs prior to start year
Disproportionate factors applied to various bushfire and other risk valuations
| - Select - |  |  |  | 0
| Harm to property from network |  |  |  | 1
| Harm to property from bushfire |  |  |  | 1
| Harm to environment |  |  |  | 1
| Safety - Public trespass |  |  |  | 1
| Safety - Single fatality or serious injury ^ |  |  |  | 3
| Safety from bushfire in HBRA |  |  |  | 3
| Safety - Multiple fatality or serious injury ^ |  |  |  | 6
| Safety from bushfire (REFCL declared areas) |  |  |  | 6
| Safety from bushfire (electric line construction areas) |  |  |  | 10
Total annualised capex
Energy at risk value
Total other benefits
DROPDOWN LISTS
| Business |  |  |  | Type | Include | Dollar inputs - month |  |  | Not used options | Conversions | Dollar inputs - year | Compliance | Capex first year
| CitiPower | CP | CP: |  | - Select - | 0 | June | 6 | CY | Not used |  | 2026 | No | 2026-27
| Powercor | PA | PAL: |  | Capex | 1899-12-31 | December | 12 | FY |  |  | 2025 | Yes | 2025-26
| United Energy | UE | UE: |  | Opex | [6 empty] | 2024 |  | 2024-25
2023
2022
2021
2020