## Cover
CitiPower
Regulatory proposal 2026-31
NC switchboard and relay
| Model number: | 4.07
2025-01-31
15

## Summary
CitiPower
NC switchboard and relay replacement
SUMMARY
RESULTS
|  |  |  | PV of costs | PV of benefits | NPV
| Option |  |  | 2026-06-30 | 2026-06-30 | 2026-06-30
| Option 1 (base case) | No change to existing practices |  | 0 | 0 | 0
| Option 2 | Combined replacement of SWBD (i.e. all three buses) and relays completed in 2029-30 |  | -4.815 | 8.4051 | 3.5901
| Option 3 | Relay replacement completed in 2029-30 and SWBD replacement completed in 2034-35 |  | -4.7519 | 5.9176 | 1.1656
| Option 4 | 0
| Option 5 | 0
NPV
| Preferred option: |  |  | 2026-06-30
| Option 2 | Combined replacement of SWBD (i.e. all three buses) and relays completed in 2029-30 |  | 3.5901
PREFERRED OPTION
Preferred Option
Option 2
| Expenditure forecast | 2026-06-30 | 2026-27 | 2027-28 | 2028-29 | 2029-30 | 2030-31 |  | Total
| Capital expenditure |  | 0 | 0 | 2.6855 | 5.371 | 0 |  | 8.0565
| Operating expenditure |  | 0 | 0 | 0 | 0 | 0 |  | 0
CHART
Capex and risk ($M, 2026)
SENSITIVITIES
| Sensitivity | 2026-06-30 | Option 1 (base case) | Option 2 | Option 3 | Option 4 | Option 5 |  | Preferred option
| None |  | 0 | 3.5901 | 1.1656 |  |  |  | Option 2
| Capex 10% higher |  | 0 | 3.1086 | 0.69045 |  |  |  | Option 2
| Capex 10% lower |  | 0 | 4.0716 | 1.6408 |  |  |  | Option 2
| Total benefits 10% higher |  | 0 | 4.4306 | 1.7574 |  |  |  | Option 2
| Total benefits 10% lower |  | 0 | 2.7496 | 0.57388 |  |  |  | Option 2
| Capex 10% higher & Total benefits 10% lower |  | 0 | 2.2681 | 0.09869 |  |  |  | Option 2
| 0 | [7 empty] | #NAME?
| 0 | [6 empty] | 0 | #NAME?
|  | 0 | [6 empty] | #NAME?
0

## Assumptions
CitiPower
NC switchboard and relay replacement
Project
|  | Business: |  | CitiPower
|  | Descripton: |  | NC switchboard and relay replacement
|  | Date of cost inputs: |  | December |  | 2023
|  | Option |  | Description
|  | Option 1 (base case) |  | No change to existing practices
|  | Option 2 |  | Combined replacement of SWBD (i.e. all three buses) and relays completed in 2029-30
|  | Option 3 |  | Relay replacement completed in 2029-30 and SWBD replacement completed in 2034-35
Option 4
Option 5
|  | Compliance project |  | No
|  | Expenditure starts |  | 2026-27 | [start]
Timing & WACC
|  | Input dollars |  |  |  | 2023-12-31 | [input_dollars]
|  | Pre-tax real WACC |  |  |  | 3.5% | [real_disc]
|  | VCR date |  |  |  | 2023-12-31 | [vcr_date]
|  | Analysis period (years) |  |  |  | 20 | [years]\
|  | Output dollars |  |  |  | 2026-06-30 | [output_dollars]
|  | Other benefits date |  |  |  | 2023-12-31 | [custval_date]
|  | Value of CO2 reductions input date |  |  |  | 2023-06-30
VCR
|  | Enter ZSS code >> | eg. AR | NC |  | Northcote | 35890.6966 | 2023 VCR ($/MWh)
Risks
SAFETY
|  | Value of statistical life |  |  |  | 5400000 | 2023-06-30
|  | Value of injury |  |  |  | 0 | 2023-12-31
Disproportionate factors applied to various bushfire and other risk valuations
|  | Harm to property from network |  |  |  | 1
|  | Harm to property from bushfire |  |  |  | 1
|  | Harm to environment |  |  |  | 1
|  | Safety - Public trespass |  |  |  | 1
|  | Safety - Single fatality or serious injury ^ |  |  |  | 3
|  | Safety from bushfire in HBRA |  |  |  | 3
|  | Safety - Multiple fatality or serious injury ^ |  |  |  | 6
|  | Safety from bushfire (REFCL declared areas) |  |  |  | 6
|  | Safety from bushfire (electric line construction areas) |  |  |  | 10
^ Public or employee
|  | Incident type |  |  |  | Value | Probability | DF selected | Description/comment
|  | Safety (fatality) |  |  |  | 5607473.5197 | 0 | 0 | 0
|  | Safety (injury) |  |  |  | 0 | 0 | 0 | 0
UNPLANNED REPLACEMENT/REPAIR
|  | Major failure (replace) |  |  |  | 0 | 2023-12-31
|  | Minor failure (repair) |  |  |  | 0 | 2023-12-31
|  | Premium for failure |  |  |  | 20%
Other benefits
| ENVIRONMENTAL | [8 empty] | 2026-27 | 2027-28 | 2028-29 | 2029-30 | 2030-31 | 2031-32
|  | Value of CO2 reductions |  |  |  |  | 2023-06-30 | $/kWh |  | 0.02473 | 0.022341 | 0.020196 | 0.018063 | 0.015913 | 0.013715
| CUSTOMER VALUE |  |  |  |  | Value
|  | Reliability in worst-served areas |  |  |  | 0 | 2023-12-31 | per MWh
|  | Network resilience |  |  |  | 0 | 2023-12-31 | per MWh
|  | Enabling solar exports |  |  |  | 4220.9954 | 2023-12-31 | per MWh
|  | Aesthetics |  |  |  | 0 | 2023-12-31 | per customer
|  | Customer value of time - residential |  |  |  | 0.54769 | 2023-12-31 | per customer minute
|  | Customer value of time - business |  |  |  | 0.54769 | 2023-12-31 | per customer minute
|  | Communication |  |  |  | 0 | 2023-12-31 | per customer
|  | Information accessibility |  |  |  | 0 | 2023-12-31 | per customer
Sensitivities
[6 empty] | Capex | Total benefits
| 1 | Capex 10% higher |  |  |  | 10% | 0%
| 2 | Capex 10% lower |  |  |  | -10% | 0%
| 3 | Total benefits 10% higher |  |  |  | 0% | 10%
| 4 | Total benefits 10% lower |  |  |  | 0% | -10%
| 5 | Capex 10% higher & Total benefits 10% lower |  |  |  | 10% | -10%

## Option1 (base case)
CitiPower
NC switchboard and relay replacement
OPTION 1 (base case)
Count |  |  |  |  | 0 | 1 | 2 | 3 | 4 | 5 | 6 | 7 | 8 | 9 | 10 | 11 | 12 | 13 | 14 | 15 | 16 | 17 | 18 | 19 | 20 | 21 | 22 | 23 | 24 | 25
Value of CO2 reductions |  |  |  | $/MWh |  | 24.7305 | 22.3407 | 20.1963 | 18.0629 | 15.9134 | 13.7151 | 13.7151 | 13.7151 | 13.7151 | 13.7151 | 13.7151 | 13.7151 | 13.7151 | 13.7151 | 13.7151 | 13.7151 | 13.7151 | 13.7151 | 13.7151 | 13.7151 | 13.7151 | 13.7151 | 13.7151 | 13.7151 | 13.7151
|  |  |  | Units | 2026-06-30 | 2026-27 | 2027-28 | 2028-29 | 2029-30 | 2030-31 | 2031-32 | 2032-33 | 2033-34 | 2034-35 | 2035-36 | 2036-37 | 2037-38 | 2038-39 | 2039-40 | 2040-41 | 2041-42 | 2042-43 | 2043-44 | 2044-45 | 2045-46 | 2046-47 | 2047-48 | 2048-49 | 2049-50 | 2050-51
INVESTMENT & OPERATING COST
| Capex |  | Asset life (yrs)
| < Enter description > |  | 0 | 2023-12-31 |  | 0 | 0 | 0 | 0 | 0 | 0 | 0 | 0 | 0 | 0 | 0 | 0 | 0 | 0 | 0 | 0 | 0 | 0 | 0 | 0 | 0 | 0 | 0 | 0 | 0
| < Enter description > |  | 0 | 2023-12-31 |  | 0 | 0 | 0 | 0 | 0 | 0 | 0 | 0 | 0 | 0 | 0 | 0 | 0 | 0 | 0 | 0 | 0 | 0 | 0 | 0 | 0 | 0 | 0 | 0 | 0
| < Enter description > |  | 0 | 2023-12-31 |  | 0 | 0 | 0 | 0 | 0 | 0 | 0 | 0 | 0 | 0 | 0 | 0 | 0 | 0 | 0 | 0 | 0 | 0 | 0 | 0 | 0 | 0 | 0 | 0 | 0
| Capital expenditure |  |  | 2023-12-31 |  | 0 | 0 | 0 | 0 | 0 | 0 | 0 | 0 | 0 | 0 | 0 | 0 | 0 | 0 | 0 | 0 | 0 | 0 | 0 | 0 | 0 | 0 | 0 | 0 | 0
| Operating expenditure |  |  | 2023-12-31 |  | 0 | 0 | 0 | 0 | 0 | 0 | 0 | 0 | 0 | 0 | 0 | 0 | 0 | 0 | 0 | 0 | 0 | 0 | 0 | 0 | 0 | 0 | 0 | 0 | 0
RISK ASSUMPTIONS
| PoF (major) |  |  |  |  | 0 | 0 | 0 | 0 | 0 | 0 | 0 | 0 | 0 | 0 | 0 | 0 | 0 | 0 | 0 | 0 | 0 | 0 | 0 | 0 | 0 | 0 | 0 | 0 | 0
| PoF (reparable) |  |  |  |  | 0 | 0 | 0 | 0 | 0 | 0 | 0 | 0 | 0 | 0 | 0 | 0 | 0 | 0 | 0 | 0 | 0 | 0 | 0 | 0 | 0 | 0 | 0 | 0 | 0
| Energy at risk (weighted) |  |  | MWh |  | 0 | 0 | 0 | 0 | 0 | 0 | 0 | 0 | 0 | 0 | 0 | 0 | 0 | 0 | 0 | 0 | 0 | 0 | 0 | 0 | 0 | 0 | 0 | 0 | 0
| Energy at risk value | $/MWh | 35890.6966 | 2023-12-31 |  | 519872.725 | 531698.4393 | 547070.459 | 561897.5007 | 573790.9005 | 586159.0003 | 602070.2095 | 621710.0363 | 634335.015 | 634753.0514 | 635246.2347 | 635839.2291 | 636567.741 | 637483.9388 | 638664.5989 | 640223.365 | 642329.2077 | 645234.2434 | 646437.8907 | 647358.8133 | 648406.8204 | 649610.7428 | 650849.3163 | 652010.0288 | 653283.8145
| Safety risk | (after DF) |  | 2023-12-31 |  | 1744.7743 | 1825.1821 | 1917.1942 | 2019.1082 | 2209.6939 | 2452.5375 | 2791.6011 | 3257.853 | 3884.6199 | 4742.5296 | 5933.4507 | 7618.894 | 10022.7624 | 13475.283 | 18475.6548 | 25768.2698 | 36465.0202 | 52229.2139 | 58128.3326 | 62824.7458 | 68265.1712 | 75838.4466 | 82163.8443 | 84107.2049 | 86671.7365
| Unplanned replacement |  |  | 2023-12-31 |  | 44273.0188 | 46331.7796 | 48584.1092 | 51045.8005 | 53813.5278 | 56872.4617 | 60298.8318 | 64151.8965 | 68490.0321 | 73416.2642 | 79070.6259 | 85662.9472 | 93467.3164 | 102871.7178 | 114446.9266 | 129024.6967 | 147826.1066 | 172654.5063 | 189047.7958 | 205551.2927 | 223588.9856 | 245493.7105 | 266881.6247 | 283704.0696 | 302710.7647
| Unplanned fault | (after DF) |  | 2023-12-31 |  | 508 | 508 | 508 | 508 | 508 | 508 | 508 | 508 | 508 | 508 | 508 | 508 | 508 | 508 | 508 | 508 | 508 | 508 | 508 | 508 | 508 | 508 | 508 | 508 | 508
| Environmental risk |  |  | 2023-12-31 |  | 160.5057 | 168.8106 | 178.4726 | 189.2251 | 212.1288 | 242.0251 | 285.0719 | 345.5912 | 428.2321 | 542.8934 | 703.868 | 933.8433 | 1264.2849 | 1741.623 | 2436.0744 | 3452.3729 | 4946.9906 | 7154.0329 | 7971.039 | 8617.4974 | 9367.2773 | 10415.9569 | 11287.0394 | 11538.7546 | 11875.8606
| < Other risk - enter description > |  |  | 2023-12-31
| Total risk cost |  |  |  |  | 566559.0238 | 580532.2116 | 598258.235 | 615659.6346 | 630534.251 | 646234.0246 | 665953.7143 | 689973.3769 | 707645.8991 | 713962.7387 | 721462.1793 | 730562.9136 | 741830.1048 | 756080.5627 | 774531.2546 | 798976.7044 | 832075.3252 | 877779.9965 | 902093.0581 | 924860.3492 | 950136.2544 | 981866.8568 | 1011689.8247 | 1031868.0578 | 1055050.1762
OTHER BENEFITS
| Reduction in CO2 emissions |  |  | MWh |  | 0 | 0 | 0 | 0 | 0 | 0 | 0 | 0 | 0 | 0 | 0 | 0 | 0 | 0 | 0 | 0 | 0 | 0 | 0 | 0 | 0 | 0 | 0 | 0 | 0
| Value of reduction in CO2 emissions |  |  | $ |  | 0 | 0 | 0 | 0 | 0 | 0 | 0 | 0 | 0 | 0 | 0 | 0 | 0 | 0 | 0 | 0 | 0 | 0 | 0 | 0 | 0 | 0 | 0 | 0 | 0
| Reliability in worst-served areas | $/MWh | 0 | MWh |  | 0 | 0 | 0 | 0 | 0 | 0 | 0 | 0 | 0 | 0 | 0 | 0 | 0 | 0 | 0 | 0 | 0 | 0 | 0 | 0 | 0 | 0 | 0 | 0 | 0
| Network resilience | $/MWh | 0 | MWh |  | 0 | 0 | 0 | 0 | 0 | 0 | 0 | 0 | 0 | 0 | 0 | 0 | 0 | 0 | 0 | 0 | 0 | 0 | 0 | 0 | 0 | 0 | 0 | 0 | 0
| Enabling solar exports | $/MWh | 4220.9954 | MWh |  | 0 | 0 | 0 | 0 | 0 | 0 | 0 | 0 | 0 | 0 | 0 | 0 | 0 | 0 | 0 | 0 | 0 | 0 | 0 | 0 | 0 | 0 | 0 | 0 | 0
| Aesthetics | $/customer | 0 | customers |  | 0 | 0 | 0 | 0 | 0 | 0 | 0 | 0 | 0 | 0 | 0 | 0 | 0 | 0 | 0 | 0 | 0 | 0 | 0 | 0 | 0 | 0 | 0 | 0 | 0
| Customer value of time (res) | $/customer min | 0.54769 | mins |  | 0 | 0 | 0 | 0 | 0 | 0 | 0 | 0 | 0 | 0 | 0 | 0 | 0 | 0 | 0 | 0 | 0 | 0 | 0 | 0 | 0 | 0 | 0 | 0 | 0
| Customer value of time (bus) | $/customer min | 0.54769 | mins |  | 0 | 0 | 0 | 0 | 0 | 0 | 0 | 0 | 0 | 0 | 0 | 0 | 0 | 0 | 0 | 0 | 0 | 0 | 0 | 0 | 0 | 0 | 0 | 0 | 0
| Communication | $/customer | 0 | customers |  | 0 | 0 | 0 | 0 | 0 | 0 | 0 | 0 | 0 | 0 | 0 | 0 | 0 | 0 | 0 | 0 | 0 | 0 | 0 | 0 | 0 | 0 | 0 | 0 | 0
| Information accessibility | $/customer | 0 | customers |  | 0 | 0 | 0 | 0 | 0 | 0 | 0 | 0 | 0 | 0 | 0 | 0 | 0 | 0 | 0 | 0 | 0 | 0 | 0 | 0 | 0 | 0 | 0 | 0 | 0
| Other benefits 1 |  |  | 2023-12-31 |  | 0 | 0 | 0 | 0 | 0 | 0 | 0 | 0 | 0 | 0 | 0 | 0 | 0 | 0 | 0 | 0 | 0 | 0 | 0 | 0 | 0 | 0 | 0 | 0 | 0
| Other benefits 2 |  |  | 2023-12-31 |  | 0 | 0 | 0 | 0 | 0 | 0 | 0 | 0 | 0 | 0 | 0 | 0 | 0 | 0 | 0 | 0 | 0 | 0 | 0 | 0 | 0 | 0 | 0 | 0 | 0
| Total other benefits |  |  | 2023-12-31 |  | 0 | 0 | 0 | 0 | 0 | 0 | 0 | 0 | 0 | 0 | 0 | 0 | 0 | 0 | 0 | 0 | 0 | 0 | 0 | 0 | 0 | 0 | 0 | 0 | 0
SUMMARY
| Risks mitigated vs base case |  |  | 2023-12-31
Capital expenditure
| < Enter description > |  |  | 2023-12-31 |  | 0 | 0 | 0 | 0 | 0 | 0 | 0 | 0 | 0 | 0 | 0 | 0 | 0 | 0 | 0 | 0 | 0 | 0 | 0 | 0 | 0 | 0 | 0 | 0 | 0
| < Enter description > |  |  | 2023-12-31 |  | 0 | 0 | 0 | 0 | 0 | 0 | 0 | 0 | 0 | 0 | 0 | 0 | 0 | 0 | 0 | 0 | 0 | 0 | 0 | 0 | 0 | 0 | 0 | 0 | 0
| < Enter description > |  |  | 2023-12-31 |  | 0 | 0 | 0 | 0 | 0 | 0 | 0 | 0 | 0 | 0 | 0 | 0 | 0 | 0 | 0 | 0 | 0 | 0 | 0 | 0 | 0 | 0 | 0 | 0 | 0
Cumulative capex
| < Enter description > |  |  | 2023-12-31 |  | 0 | 0 | 0 | 0 | 0 | 0 | 0 | 0 | 0 | 0 | 0 | 0 | 0 | 0 | 0 | 0 | 0 | 0 | 0 | 0 | 0 | 0 | 0 | 0 | 0
| < Enter description > |  |  | 2023-12-31 |  | 0 | 0 | 0 | 0 | 0 | 0 | 0 | 0 | 0 | 0 | 0 | 0 | 0 | 0 | 0 | 0 | 0 | 0 | 0 | 0 | 0 | 0 | 0 | 0 | 0
| < Enter description > |  |  | 2023-12-31 |  | 0 | 0 | 0 | 0 | 0 | 0 | 0 | 0 | 0 | 0 | 0 | 0 | 0 | 0 | 0 | 0 | 0 | 0 | 0 | 0 | 0 | 0 | 0 | 0 | 0
Annualised capex
| Annualised capex - < Enter description > |  |  | 2023-12-31 |  | 0 | 0 | 0 | 0 | 0 | 0 | 0 | 0 | 0 | 0 | 0 | 0 | 0 | 0 | 0 | 0 | 0 | 0 | 0 | 0 | 0 | 0 | 0 | 0 | 0
| Annualised capex - < Enter description > |  |  | 2023-12-31 |  | 0 | 0 | 0 | 0 | 0 | 0 | 0 | 0 | 0 | 0 | 0 | 0 | 0 | 0 | 0 | 0 | 0 | 0 | 0 | 0 | 0 | 0 | 0 | 0 | 0
| Annualised capex - < Enter description > |  |  | 2023-12-31 |  | 0 | 0 | 0 | 0 | 0 | 0 | 0 | 0 | 0 | 0 | 0 | 0 | 0 | 0 | 0 | 0 | 0 | 0 | 0 | 0 | 0 | 0 | 0 | 0 | 0
| Total annualised capex |  |  | 2023-12-31 |  | 0 | 0 | 0 | 0 | 0 | 0 | 0 | 0 | 0 | 0 | 0 | 0 | 0 | 0 | 0 | 0 | 0 | 0 | 0 | 0 | 0 | 0 | 0 | 0 | 0
| Annualised capex |  |  | 2023-12-31 |  | 0 | 0 | 0 | 0 | 0 | 0 | 0 | 0 | 0 | 0 | 0 | 0 | 0 | 0 | 0 | 0 | 0 | 0 | 0 | 0 | 0 | 0 | 0 | 0 | 0
| Operating expenditure |  |  | 2023-12-31 |  | 0 | 0 | 0 | 0 | 0 | 0 | 0 | 0 | 0 | 0 | 0 | 0 | 0 | 0 | 0 | 0 | 0 | 0 | 0 | 0 | 0 | 0 | 0 | 0 | 0
| Risk mitigated |  |  | 2023-12-31 |  | 0 | 0 | 0 | 0 | 0 | 0 | 0 | 0 | 0 | 0 | 0 | 0 | 0 | 0 | 0 | 0 | 0 | 0 | 0 | 0 | 0 | 0 | 0 | 0 | 0
| Other benefits value |  |  | 2023-12-31 |  | 0 | 0 | 0 | 0 | 0 | 0 | 0 | 0 | 0 | 0 | 0 | 0 | 0 | 0 | 0 | 0 | 0 | 0 | 0 | 0 | 0 | 0 | 0 | 0 | 0
| Net benefits |  |  | 2023-12-31 |  | 0 | 0 | 0 | 0 | 0 | 0 | 0 | 0 | 0 | 0 | 0 | 0 | 0 | 0 | 0 | 0 | 0 | 0 | 0 | 0 | 0 | 0 | 0 | 0 | 0
SENSITIVITIES
NPV | Net benefits |  |  | Option 1 (Base Case)NPV |  | 0 | 0 | 0 | 0 | 0 | 0 | 0 | 0 | 0 | 0 | 0 | 0 | 0 | 0 | 0 | 0 | 0 | 0 | 0 | 0 | 0 | 0 | 0 | 0 | 0
| Total annualised capex |  |  |  |  | 0 | 0 | 0 | 0 | 0 | 0 | 0 | 0 | 0 | 0 | 0 | 0 | 0 | 0 | 0 | 0 | 0 | 0 | 0 | 0 | 0 | 0 | 0 | 0 | 0
| Total benefits |  |  |  |  | 0 | 0 | 0 | 0 | 0 | 0 | 0 | 0 | 0 | 0 | 0 | 0 | 0 | 0 | 0 | 0 | 0 | 0 | 0 | 0 | 0 | 0 | 0 | 0 | 0
|  | Capex | Total benefits
sens1 | Capex 10% higher | 10% | 0% | Option 1 (Base Case)sens1 |  | 0 | 0 | 0 | 0 | 0 | 0 | 0 | 0 | 0 | 0 | 0 | 0 | 0 | 0 | 0 | 0 | 0 | 0 | 0 | 0 | 0 | 0 | 0 | 0 | 0
sens2 | Capex 10% lower | -10% | 0% | Option 1 (Base Case)sens2 |  | 0 | 0 | 0 | 0 | 0 | 0 | 0 | 0 | 0 | 0 | 0 | 0 | 0 | 0 | 0 | 0 | 0 | 0 | 0 | 0 | 0 | 0 | 0 | 0 | 0
sens3 | Total benefits 10% higher | 0% | 10% | Option 1 (Base Case)sens3 |  | 0 | 0 | 0 | 0 | 0 | 0 | 0 | 0 | 0 | 0 | 0 | 0 | 0 | 0 | 0 | 0 | 0 | 0 | 0 | 0 | 0 | 0 | 0 | 0 | 0
sens4 | Total benefits 10% lower | 0% | -10% | Option 1 (Base Case)sens4 |  | 0 | 0 | 0 | 0 | 0 | 0 | 0 | 0 | 0 | 0 | 0 | 0 | 0 | 0 | 0 | 0 | 0 | 0 | 0 | 0 | 0 | 0 | 0 | 0 | 0
sens5 | Capex 10% higher & Total benefits 10% lower | 10% | -10% | Option 1 (Base Case)sens5 |  | 0 | 0 | 0 | 0 | 0 | 0 | 0 | 0 | 0 | 0 | 0 | 0 | 0 | 0 | 0 | 0 | 0 | 0 | 0 | 0 | 0 | 0 | 0 | 0 | 0
sens | 0 | 0% | 0% | Option 1 (Base Case)sens |  | 0 | 0 | 0 | 0 | 0 | 0 | 0 | 0 | 0 | 0 | 0 | 0 | 0 | 0 | 0 | 0 | 0 | 0 | 0 | 0 | 0 | 0 | 0 | 0 | 0
sens | 0 | 0% | 0% | Option 1 (Base Case)sens |  | 0 | 0 | 0 | 0 | 0 | 0 | 0 | 0 | 0 | 0 | 0 | 0 | 0 | 0 | 0 | 0 | 0 | 0 | 0 | 0 | 0 | 0 | 0 | 0 | 0
sens | 0 | 0% | 0% | Option 1 (Base Case)sens |  | 0 | 0 | 0 | 0 | 0 | 0 | 0 | 0 | 0 | 0 | 0 | 0 | 0 | 0 | 0 | 0 | 0 | 0 | 0 | 0 | 0 | 0 | 0 | 0 | 0

## Option2
CitiPower
NC switchboard and relay replacement
OPTION 2 | Combined replacement of SWBD (i.e. all three buses) and relays completed in 2029-30
Count |  |  |  |  | 1 | 2 | 3 | 4 | 5 | 6 | 7 | 8 | 9 | 10 | 11 | 12 | 13 | 14 | 15 | 16 | 17 | 18 | 19 | 20 | 21 | 22 | 23 | 24 | 25
Value of CO2 reductions |  |  |  | $/MWh | 24.7305 | 22.3407 | 20.1963 | 18.0629 | 15.9134 | 13.7151 | 13.7151 | 13.7151 | 13.7151 | 13.7151 | 13.7151 | 13.7151 | 13.7151 | 13.7151 | 13.7151 | 13.7151 | 13.7151 | 13.7151 | 13.7151 | 13.7151 | 13.7151 | 13.7151 | 13.7151 | 13.7151 | 13.7151
|  |  |  | Units | 2026-27 | 2027-28 | 2028-29 | 2029-30 | 2030-31 | 2031-32 | 2032-33 | 2033-34 | 2034-35 | 2035-36 | 2036-37 | 2037-38 | 2038-39 | 2039-40 | 2040-41 | 2041-42 | 2042-43 | 2043-44 | 2044-45 | 2045-46 | 2046-47 | 2047-48 | 2048-49 | 2049-50 | 2050-51
INVESTMENT & OPERATING COST
| Capex |  | Asset life (yrs)
| Switchboard |  | 50 | 2023-12-31 | 0 | 0 | 1447820.4236 | 2895640.8472 | 0 | 0 | 0 | 0 | 0 | 0 | 0 | 0 | 0 | 0 | 0 | 0 | 0 | 0 | 0 | 0 | 0 | 0 | 0 | 0 | 0
| Relays |  | 25 | 2023-12-31 | 0 | 0 | 965213.6157 | 1930427.2315 | 0 | 0 | 0 | 0 | 0 | 0 | 0 | 0 | 0 | 0 | 0 | 0 | 0 | 0 | 0 | 0 | 0 | 0 | 0 | 0 | 0
|  |  | 0 | 2023-12-31 | 0 | 0 | 0 | 0 | 0 | 0 | 0 | 0 | 0 | 0 | 0 | 0 | 0 | 0 | 0 | 0 | 0 | 0 | 0 | 0 | 0 | 0 | 0 | 0 | 0
| Capital expenditure |  |  | 2023-12-31 | 0 | 0 | 2413034.0394 | 4826068.0787 | 0 | 0 | 0 | 0 | 0 | 0 | 0 | 0 | 0 | 0 | 0 | 0 | 0 | 0 | 0 | 0 | 0 | 0 | 0 | 0 | 0
| Operating expenditure |  |  | 2023-12-31 | 0 | 0 | 0 | 0 | 0 | 0 | 0 | 0 | 0 | 0 | 0 | 0 | 0 | 0 | 0 | 0 | 0 | 0 | 0 | 0 | 0 | 0 | 0 | 0 | 0
RISK ASSUMPTIONS
| PoF (major) |  |  |  | 0 | 0 | 0 | 0 | 0 | 0 | 0 | 0 | 0 | 0 | 0 | 0 | 0 | 0 | 0 | 0 | 0 | 0 | 0 | 0 | 0 | 0 | 0 | 0 | 0
| PoF (reparable) |  |  |  | 0 | 0 | 0 | 0 | 0 | 0 | 0 | 0 | 0 | 0 | 0 | 0 | 0 | 0 | 0 | 0 | 0 | 0 | 0 | 0 | 0 | 0 | 0 | 0 | 0
| Energy at risk (weighted) |  |  | MWh | 0 | 0 | 0 | 0 | 0 | 0 | 0 | 0 | 0 | 0 | 0 | 0 | 0 | 0 | 0 | 0 | 0 | 0 | 0 | 0 | 0 | 0 | 0 | 0 | 0
| Energy at risk value | $/MWh | 35890.6966 | 2023-12-31 | 519872.725 | 531698.4393 | 547070.459 | 561897.5007 | 58470.837 | 59820.8331 | 61533.3371 | 63627.5607 | 65035.8949 | 65242.2339 | 65467.733 | 65714.2362 | 65983.7703 | 66278.5617 | 66601.0568 | 66953.9449 | 67340.1825 | 67763.0198 | 68226.0313 | 68733.1479 | 69288.6942 | 69906.0873 | 70590.3793 | 71345.2469 | 72179.5206
| Safety risk | (after DF) |  | 2023-12-31 | 1744.7743 | 1825.1821 | 1917.1942 | 2019.1082 | 1352.3235 | 1425.3135 | 1505.0517 | 1592.1865 | 1687.4301 | 1791.5652 | 1905.4518 | 2030.0353 | 2170.5508 | 2328.2582 | 2504.497 | 2703.0607 | 2935.0276 | 3207.8893 | 3531.4547 | 3924.2151 | 4414.1513 | 5127.9405 | 6129.9606 | 7502.9123 | 9103.4818
| Unplanned replacement |  |  | 2023-12-31 | 44273.0188 | 46331.7796 | 48584.1092 | 51045.8005 | 24619.1739 | 26504.3136 | 28562.4249 | 30810.0235 | 33265.2446 | 35948.0045 | 38880.1793 | 42085.8009 | 45599.0361 | 49449.1169 | 53668.0857 | 58295.4551 | 63387.4381 | 68997.166 | 75185.9678 | 82035.539 | 89649.8698 | 98257.8777 | 108043.1968 | 119243.5166 | 131651.911
| Unplanned fault | (after DF) |  | 2023-12-31 | 508 | 508 | 508 | 508 | 50.8 | 50.8 | 50.8 | 50.8 | 50.8 | 50.8 | 50.8 | 50.8 | 50.8 | 50.8 | 50.8 | 50.8 | 50.8 | 50.8 | 50.8 | 50.8 | 50.8 | 50.8 | 50.8 | 50.8 | 50.8
| Environmental risk |  |  | 2023-12-31 | 160.5057 | 168.8106 | 178.4726 | 189.2251 | 152.9921 | 160.5057 | 168.7162 | 177.6908 | 187.5033 | 198.2346 | 209.974 | 222.8193 | 237.4698 | 254.0604 | 272.7331 | 293.9712 | 319.2796 | 349.6521 | 386.4029 | 432.0631 | 490.4938 | 579.4506 | 707.9073 | 887.4123 | 1097.6427
| < Other risk - enter description > |  |  | 2023-12-31 | 0 | 0 | 0 | 0 | 0 | 0 | 0 | 0 | 0 | 0 | 0 | 0 | 0 | 0 | 0 | 0 | 0 | 0 | 0 | 0 | 0 | 0 | 0 | 0 | 0
| Total risk cost |  |  |  | 566559.0238 | 580532.2116 | 598258.235 | 615659.6346 | 84646.1264 | 87961.7658 | 91820.3299 | 96258.2615 | 100226.8727 | 103230.8382 | 106514.1381 | 110103.6917 | 114041.627 | 118360.7971 | 123097.1726 | 128297.2319 | 134032.7278 | 140368.5272 | 147380.6567 | 155175.7651 | 163894.0091 | 173922.1561 | 185522.2439 | 199029.8881 | 214083.3562
OTHER BENEFITS
| Reduction in CO2 emissions |  |  | MWh | 0 | 0 | 0 | 0 | 0 | 0 | 0 | 0 | 0 | 0 | 0 | 0 | 0 | 0 | 0 | 0 | 0 | 0 | 0 | 0 | 0 | 0 | 0 | 0 | 0
| Value of reduction in CO2 emissions |  |  | $ | 0 | 0 | 0 | 0 | 0 | 0 | 0 | 0 | 0 | 0 | 0 | 0 | 0 | 0 | 0 | 0 | 0 | 0 | 0 | 0 | 0 | 0 | 0 | 0 | 0
| Reliability in worst-served areas | $/MWh | 0 | MWh | 0 | 0 | 0 | 0 | 0 | 0 | 0 | 0 | 0 | 0 | 0 | 0 | 0 | 0 | 0 | 0 | 0 | 0 | 0 | 0 | 0 | 0 | 0 | 0 | 0
| Network resilience | $/MWh | 0 | MWh | 0 | 0 | 0 | 0 | 0 | 0 | 0 | 0 | 0 | 0 | 0 | 0 | 0 | 0 | 0 | 0 | 0 | 0 | 0 | 0 | 0 | 0 | 0 | 0 | 0
| Enabling solar exports | $/MWh | 4220.9954 | MWh | 0 | 0 | 0 | 0 | 0 | 0 | 0 | 0 | 0 | 0 | 0 | 0 | 0 | 0 | 0 | 0 | 0 | 0 | 0 | 0 | 0 | 0 | 0 | 0 | 0
| Aesthetics | $/customer | 0 | customers | 0 | 0 | 0 | 0 | 0 | 0 | 0 | 0 | 0 | 0 | 0 | 0 | 0 | 0 | 0 | 0 | 0 | 0 | 0 | 0 | 0 | 0 | 0 | 0 | 0
| Customer value of time - residential | $/customer min | 0.54769 | mins | 0 | 0 | 0 | 0 | 0 | 0 | 0 | 0 | 0 | 0 | 0 | 0 | 0 | 0 | 0 | 0 | 0 | 0 | 0 | 0 | 0 | 0 | 0 | 0 | 0
| Customer value of time - business | $/customer min | 0.54769 | mins | 0 | 0 | 0 | 0 | 0 | 0 | 0 | 0 | 0 | 0 | 0 | 0 | 0 | 0 | 0 | 0 | 0 | 0 | 0 | 0 | 0 | 0 | 0 | 0 | 0
| Communication | $/customer | 0 | customers | 0 | 0 | 0 | 0 | 0 | 0 | 0 | 0 | 0 | 0 | 0 | 0 | 0 | 0 | 0 | 0 | 0 | 0 | 0 | 0 | 0 | 0 | 0 | 0 | 0
| Information accessibility | $/customer | 0 | customers | 0 | 0 | 0 | 0 | 0 | 0 | 0 | 0 | 0 | 0 | 0 | 0 | 0 | 0 | 0 | 0 | 0 | 0 | 0 | 0 | 0 | 0 | 0 | 0 | 0
| Opex saving |  |  | 2023-12-31 | 0 | 0 | 0 | 0 | 0 | 0 | 0 | 0 | 0 | 0 | 0 | 0 | 0 | 0 | 0 | 0 | 0 | 0 | 0 | 0 | 0 | 0 | 0 | 0 | 0
| Other benefits 2 |  |  | 2023-12-31 | 0 | 0 | 0 | 0 | 0 | 0 | 0 | 0 | 0 | 0 | 0 | 0 | 0 | 0 | 0 | 0 | 0 | 0 | 0 | 0 | 0 | 0 | 0 | 0 | 0
| Total other benefits |  |  | 2023-12-31 | 0 | 0 | 0 | 0 | 0 | 0 | 0 | 0 | 0 | 0 | 0 | 0 | 0 | 0 | 0 | 0 | 0 | 0 | 0 | 0 | 0 | 0 | 0 | 0 | 0
SUMMARY
| Risks mitigated vs base case |  |  | 2023-12-31 | 0 | 0 | 0 | 0 | 545888.1245 | 558272.2588 | 574133.3844 | 593715.1154 | 607419.0264 | 610731.9004 | 614948.0412 | 620459.2218 | 627788.4777 | 637719.7655 | 651434.082 | 670679.4725 | 698042.5974 | 737411.4693 | 754712.4014 | 769684.5842 | 786242.2453 | 807944.7008 | 826167.5808 | 832838.1697 | 840966.82
Capital expenditure
| Switchboard |  |  | 2023-12-31 | 0 | 0 | -1447820.4236 | -2895640.8472 | 0 | 0 | 0 | 0 | 0 | 0 | 0 | 0 | 0 | 0 | 0 | 0 | 0 | 0 | 0 | 0 | 0 | 0 | 0 | 0 | 0
| Relays |  |  | 2023-12-31 | 0 | 0 | -965213.6157 | -1930427.2315 | 0 | 0 | 0 | 0 | 0 | 0 | 0 | 0 | 0 | 0 | 0 | 0 | 0 | 0 | 0 | 0 | 0 | 0 | 0 | 0 | 0
| 0 |  |  | 2023-12-31 | 0 | 0 | 0 | 0 | 0 | 0 | 0 | 0 | 0 | 0 | 0 | 0 | 0 | 0 | 0 | 0 | 0 | 0 | 0 | 0 | 0 | 0 | 0 | 0 | 0
Cumulative capex
| Switchboard |  |  | 2023-12-31 | 0 | 0 | -1447820.4236 | -4343461.2709 | -4343461.2709 | -4343461.2709 | -4343461.2709 | -4343461.2709 | -4343461.2709 | -4343461.2709 | -4343461.2709 | -4343461.2709 | -4343461.2709 | -4343461.2709 | -4343461.2709 | -4343461.2709 | -4343461.2709 | -4343461.2709 | -4343461.2709 | -4343461.2709 | -4343461.2709 | -4343461.2709 | -4343461.2709 | -4343461.2709 | -4343461.2709
| Relays |  |  | 2023-12-31 | 0 | 0 | -965213.6157 | -2895640.8472 | -2895640.8472 | -2895640.8472 | -2895640.8472 | -2895640.8472 | -2895640.8472 | -2895640.8472 | -2895640.8472 | -2895640.8472 | -2895640.8472 | -2895640.8472 | -2895640.8472 | -2895640.8472 | -2895640.8472 | -2895640.8472 | -2895640.8472 | -2895640.8472 | -2895640.8472 | -2895640.8472 | -2895640.8472 | -2895640.8472 | -2895640.8472
| 0 |  |  | 2023-12-31 | 0 | 0 | 0 | 0 | 0 | 0 | 0 | 0 | 0 | 0 | 0 | 0 | 0 | 0 | 0 | 0 | 0 | 0 | 0 | 0 | 0 | 0 | 0 | 0 | 0
Annualised capex
| Annualised capex - Switchboard |  |  | 2023-12-31 | 0 | 0 | 0 | -61725.9554 | -185177.8663 | -185177.8663 | -185177.8663 | -185177.8663 | -185177.8663 | -185177.8663 | -185177.8663 | -185177.8663 | -185177.8663 | -185177.8663 | -185177.8663 | -185177.8663 | -185177.8663 | -185177.8663 | -185177.8663 | -185177.8663 | -185177.8663 | -185177.8663 | -185177.8663 | -185177.8663 | -185177.8663
| Annualised capex - Relays |  |  | 2023-12-31 | 0 | 0 | 0 | -58563.4051 | -175690.2153 | -175690.2153 | -175690.2153 | -175690.2153 | -175690.2153 | -175690.2153 | -175690.2153 | -175690.2153 | -175690.2153 | -175690.2153 | -175690.2153 | -175690.2153 | -175690.2153 | -175690.2153 | -175690.2153 | -175690.2153 | -175690.2153 | -175690.2153 | -175690.2153 | -175690.2153 | -175690.2153
| Annualised capex - |  |  | 2023-12-31 | 0 | 0 | 0 | 0 | 0 | 0 | 0 | 0 | 0 | 0 | 0 | 0 | 0 | 0 | 0 | 0 | 0 | 0 | 0 | 0 | 0 | 0 | 0 | 0 | 0
| Total annualised capex |  |  | 2023-12-31 | 0 | 0 | 0 | -120289.3605 | -360868.0816 | -360868.0816 | -360868.0816 | -360868.0816 | -360868.0816 | -360868.0816 | -360868.0816 | -360868.0816 | -360868.0816 | -360868.0816 | -360868.0816 | -360868.0816 | -360868.0816 | -360868.0816 | -360868.0816 | -360868.0816 | -360868.0816 | -360868.0816 | -360868.0816 | -360868.0816 | -360868.0816
| Annualised capex |  |  | 2023-12-31 | 0 | 0 | 0 | -120289.3605 | -360868.0816 | -360868.0816 | -360868.0816 | -360868.0816 | -360868.0816 | -360868.0816 | -360868.0816 | -360868.0816 | -360868.0816 | -360868.0816 | -360868.0816 | -360868.0816 | -360868.0816 | -360868.0816 | -360868.0816 | -360868.0816 | -360868.0816 | -360868.0816 | -360868.0816 | -360868.0816 | -360868.0816
| Operating expenditure |  |  | 2023-12-31 | 0 | 0 | 0 | 0 | 0 | 0 | 0 | 0 | 0 | 0 | 0 | 0 | 0 | 0 | 0 | 0 | 0 | 0 | 0 | 0 | 0 | 0 | 0 | 0 | 0
| Risk mitigated |  |  | 2023-12-31 | 0 | 0 | 0 | 0 | 545888.1245 | 558272.2588 | 574133.3844 | 593715.1154 | 607419.0264 | 610731.9004 | 614948.0412 | 620459.2218 | 627788.4777 | 637719.7655 | 651434.082 | 670679.4725 | 698042.5974 | 737411.4693 | 754712.4014 | 769684.5842 | 786242.2453 | 807944.7008 | 826167.5808 | 832838.1697 | 840966.82
| Other benefits value |  |  | 2023-12-31 | 0 | 0 | 0 | 0 | 0 | 0 | 0 | 0 | 0 | 0 | 0 | 0 | 0 | 0 | 0 | 0 | 0 | 0 | 0 | 0 | 0 | 0 | 0 | 0 | 0
| Net benefits |  |  | 2023-12-31 | 0 | 0 | 0 | -120289.3605 | 185020.0429 | 197404.1771 | 213265.3027 | 232847.0337 | 246550.9447 | 249863.8188 | 254079.9596 | 259591.1402 | 266920.3961 | 276851.6839 | 290566.0003 | 309811.3909 | 337174.5158 | 376543.3876 | 393844.3198 | 408816.5025 | 425374.1636 | 447076.6191 | 465299.4992 | 471970.0881 | 480098.7384
| First capex year |  |  | 3
| First year |  |  | 3
SENSITIVITIES
NPV | Net benefits |  |  | Option 2NPV | 0 | 0 | 0 | -120289.3605 | 185020.0429 | 197404.1771 | 213265.3027 | 232847.0337 | 246550.9447 | 249863.8188 | 254079.9596 | 259591.1402 | 266920.3961 | 276851.6839 | 290566.0003 | 309811.3909 | 337174.5158 | 376543.3876 | 393844.3198 | 408816.5025 | 425374.1636 | 447076.6191 | 465299.4992 | 471970.0881 | 480098.7384
| Total annualised capex |  |  |  | 0 | 0 | 0 | -120289.3605 | -360868.0816 | -360868.0816 | -360868.0816 | -360868.0816 | -360868.0816 | -360868.0816 | -360868.0816 | -360868.0816 | -360868.0816 | -360868.0816 | -360868.0816 | -360868.0816 | -360868.0816 | -360868.0816 | -360868.0816 | -360868.0816 | -360868.0816 | -360868.0816 | -360868.0816 | -360868.0816 | -360868.0816
| Total benefits |  |  |  | 0 | 0 | 0 | 0 | 545888.1245 | 558272.2588 | 574133.3844 | 593715.1154 | 607419.0264 | 610731.9004 | 614948.0412 | 620459.2218 | 627788.4777 | 637719.7655 | 651434.082 | 670679.4725 | 698042.5974 | 737411.4693 | 754712.4014 | 769684.5842 | 786242.2453 | 807944.7008 | 826167.5808 | 832838.1697 | 840966.82
|  | Capex | Total benefits
sens1 | Capex 10% higher | 10% | 0% | Option 2sens1 | 0 | 0 | 0 | -132318.2966 | 148933.2347 | 161317.369 | 177178.4946 | 196760.2256 | 210464.1366 | 213777.0106 | 217993.1514 | 223504.332 | 230833.5879 | 240764.8757 | 254479.1922 | 273724.5827 | 301087.7076 | 340456.5795 | 357757.5116 | 372729.6944 | 389287.3555 | 410989.811 | 429212.691 | 435883.2799 | 444011.9302
sens2 | Capex 10% lower | -10% | 0% | Option 2sens2 | 0 | 0 | 0 | -108260.4245 | 221106.8511 | 233490.9853 | 249352.1109 | 268933.8419 | 282637.7529 | 285950.627 | 290166.7677 | 295677.9484 | 303007.2043 | 312938.4921 | 326652.8085 | 345898.199 | 373261.324 | 412630.1958 | 429931.1279 | 444903.3107 | 461460.9718 | 483163.4273 | 501386.3073 | 508056.8962 | 516185.5465
sens3 | Total benefits 10% higher | 0% | 10% | Option 2sens3 | 0 | 0 | 0 | -120289.3605 | 239608.8554 | 253231.403 | 270678.6412 | 292218.5453 | 307292.8474 | 310937.0088 | 315574.7637 | 321637.0624 | 329699.2439 | 340623.6605 | 355709.4085 | 376879.3381 | 406978.7755 | 450284.5346 | 469315.5599 | 485784.9609 | 503998.3882 | 527871.0892 | 547916.2572 | 555253.905 | 564195.4204
sens4 | Total benefits 10% lower | 0% | -10% | Option 2sens4 | 0 | 0 | 0 | -120289.3605 | 130431.2304 | 141576.9513 | 155851.9643 | 173475.5222 | 185809.0421 | 188790.6287 | 192585.1555 | 197545.218 | 204141.5483 | 213079.7073 | 225422.5921 | 242743.4436 | 267370.256 | 302802.2407 | 318373.0796 | 331848.0441 | 346749.9391 | 366282.149 | 382682.7411 | 388686.2711 | 396002.0564
sens5 | Capex 10% higher & Total benefits 10% lower | 10% | -10% | Option 2sens5 | 0 | 0 | 0 | -132318.2966 | 94344.4223 | 105490.1431 | 119765.1561 | 137388.714 | 149722.2339 | 152703.8206 | 156498.3473 | 161458.4099 | 168054.7402 | 176992.8992 | 189335.784 | 206656.6355 | 231283.4479 | 266715.4325 | 282286.2715 | 295761.2359 | 310663.1309 | 330195.3409 | 346595.9329 | 352599.4629 | 359915.2482
sens | 0 | 0% | 0% | Option 2sens | 0 | 0 | 0 | -120289.3605 | 185020.0429 | 197404.1771 | 213265.3027 | 232847.0337 | 246550.9447 | 249863.8188 | 254079.9596 | 259591.1402 | 266920.3961 | 276851.6839 | 290566.0003 | 309811.3909 | 337174.5158 | 376543.3876 | 393844.3198 | 408816.5025 | 425374.1636 | 447076.6191 | 465299.4992 | 471970.0881 | 480098.7384
sens | 0 | 0% | 0% | Option 2sens | 0 | 0 | 0 | -120289.3605 | 185020.0429 | 197404.1771 | 213265.3027 | 232847.0337 | 246550.9447 | 249863.8188 | 254079.9596 | 259591.1402 | 266920.3961 | 276851.6839 | 290566.0003 | 309811.3909 | 337174.5158 | 376543.3876 | 393844.3198 | 408816.5025 | 425374.1636 | 447076.6191 | 465299.4992 | 471970.0881 | 480098.7384
sens | 0 | 0% | 0% | Option 2sens | 0 | 0 | 0 | -120289.3605 | 185020.0429 | 197404.1771 | 213265.3027 | 232847.0337 | 246550.9447 | 249863.8188 | 254079.9596 | 259591.1402 | 266920.3961 | 276851.6839 | 290566.0003 | 309811.3909 | 337174.5158 | 376543.3876 | 393844.3198 | 408816.5025 | 425374.1636 | 447076.6191 | 465299.4992 | 471970.0881 | 480098.7384

## Option3
CitiPower
NC switchboard and relay replacement
OPTION 3 | Relay replacement completed in 2029-30 and SWBD replacement completed in 2034-35
Count |  |  |  |  | 1 | 2 | 3 | 4 | 5 | 6 | 7 | 8 | 9 | 10 | 11 | 12 | 13 | 14 | 15 | 16 | 17 | 18 | 19 | 20 | 21 | 22 | 23 | 24 | 25
Value of CO2 reductions |  |  |  | $/MWh | 24.7305 | 22.3407 | 20.1963 | 18.0629 | 15.9134 | 13.7151 | 13.7151 | 13.7151 | 13.7151 | 13.7151 | 13.7151 | 13.7151 | 13.7151 | 13.7151 | 13.7151 | 13.7151 | 13.7151 | 13.7151 | 13.7151 | 13.7151 | 13.7151 | 13.7151 | 13.7151 | 13.7151 | 13.7151
|  |  |  | Units | 2026-27 | 2027-28 | 2028-29 | 2029-30 | 2030-31 | 2031-32 | 2032-33 | 2033-34 | 2034-35 | 2035-36 | 2036-37 | 2037-38 | 2038-39 | 2039-40 | 2040-41 | 2041-42 | 2042-43 | 2043-44 | 2044-45 | 2045-46 | 2046-47 | 2047-48 | 2048-49 | 2049-50 | 2050-51
INVESTMENT & OPERATING COST
| Capex |  | Asset life (yrs)
| Switchboard |  | 50 | 2023-12-31 | 0 | 0 | 965213.6157 | 1930427.2315 | 0 | 0 | 0 | 0 | 0 | 0 | 0 | 0 | 0 | 0 | 0 | 0 | 0 | 0 | 0 | 0 | 0 | 0 | 0 | 0 | 0
| Relays |  | 25 | 2023-12-31 | 0 | 0 | 0 | 0 | 0 | 0 | 0 | 1930427.2315 | 3860854.463 | 0 | 0 | 0 | 0 | 0 | 0 | 0 | 0 | 0 | 0 | 0 | 0 | 0 | 0 | 0 | 0
|  |  | 0 | 2023-12-31 | 0 | 0 | 0 | 0 | 0 | 0 | 0 | 0 | 0 | 0 | 0 | 0 | 0 | 0 | 0 | 0 | 0 | 0 | 0 | 0 | 0 | 0 | 0 | 0 | 0
| Capital expenditure |  |  | 2023-12-31 | 0 | 0 | 965213.6157 | 1930427.2315 | 0 | 0 | 0 | 1930427.2315 | 3860854.463 | 0 | 0 | 0 | 0 | 0 | 0 | 0 | 0 | 0 | 0 | 0 | 0 | 0 | 0 | 0 | 0
| Operating expenditure |  |  | 2023-12-31 | 0 | 0 | 0 | 0 | 0 | 0 | 0 | 0 | 0 | 0 | 0 | 0 | 0 | 0 | 0 | 0 | 0 | 0 | 0 | 0 | 0 | 0 | 0 | 0 | 0
RISK ASSUMPTIONS
| PoF (major) |  |  |  | 0 | 0 | 0 | 0 | 0 | 0 | 0 | 0 | 0 | 0 | 0 | 0 | 0 | 0 | 0 | 0 | 0 | 0 | 0 | 0 | 0 | 0 | 0 | 0 | 0
| PoF (reparable) |  |  |  | 0 | 0 | 0 | 0 | 0 | 0 | 0 | 0 | 0 | 0 | 0 | 0 | 0 | 0 | 0 | 0 | 0 | 0 | 0 | 0 | 0 | 0 | 0 | 0 | 0
| Energy at risk (weighted) |  |  | MWh | 0 | 0 | 0 | 0 | 0 | 0 | 0 | 0 | 0 | 0 | 0 | 0 | 0 | 0 | 0 | 0 | 0 | 0 | 0 | 0 | 0 | 0 | 0 | 0 | 0
| Energy at risk value | $/MWh | 35890.6966 | 2023-12-31 | 519872.725 | 531698.4393 | 547070.459 | 561897.5007 | 572905.7283 | 585173.0153 | 600965.565 | 620463.8865 | 632917.6024 | 65242.2339 | 65467.733 | 65714.2362 | 65983.7703 | 66278.5617 | 66601.0568 | 66953.9449 | 67340.1825 | 67763.0198 | 68226.0313 | 68733.1479 | 69288.6942 | 69906.0873 | 70590.3793 | 71345.2469 | 72179.5206
| Safety risk | (after DF) |  | 2023-12-31 | 1744.7743 | 1825.1821 | 1917.1942 | 2019.1082 | 1671.7843 | 1744.7743 | 1824.5125 | 1911.6473 | 2006.8909 | 1791.5652 | 1905.4518 | 2030.0353 | 2170.5508 | 2328.2582 | 2504.497 | 2703.0607 | 2935.0276 | 3207.8893 | 3531.4547 | 3924.2151 | 4414.1513 | 5127.9405 | 6129.9606 | 7502.9123 | 9103.4818
| Unplanned replacement |  |  | 2023-12-31 | 44273.0188 | 46331.7796 | 48584.1092 | 51045.8005 | 42387.8791 | 44273.0188 | 46331.1301 | 48578.7287 | 51033.9498 | 35948.0045 | 38880.1793 | 42085.8009 | 45599.0361 | 49449.1169 | 53668.0857 | 58295.4551 | 63387.4381 | 68997.166 | 75185.9678 | 82035.539 | 89649.8698 | 98257.8777 | 108043.1968 | 119243.5166 | 131651.911
| Unplanned fault |  |  | 2023-12-31 | 508 | 508 | 508 | 508 | 508 | 508 | 508 | 508 | 508 | 50.8 | 50.8 | 50.8 | 50.8 | 50.8 | 50.8 | 50.8 | 50.8 | 50.8 | 50.8 | 50.8 | 50.8 | 50.8 | 50.8 | 50.8 | 50.8
| Environmental risk |  |  | 2023-12-31 | 160.5057 | 168.8106 | 178.4726 | 189.2251 | 152.9921 | 160.5057 | 168.7162 | 177.6908 | 187.5033 | 198.2346 | 209.974 | 222.8193 | 237.4698 | 254.0604 | 272.7331 | 293.9712 | 319.2796 | 349.6521 | 386.4029 | 432.0631 | 490.4938 | 579.4506 | 707.9073 | 887.4123 | 1097.6427
| < Other risk - enter description > |  |  | 2023-12-31 | 0 | 0 | 0 | 0 | 0 | 0 | 0 | 0 | 0 | 0 | 0 | 0 | 0 | 0 | 0 | 0 | 0 | 0 | 0 | 0 | 0 | 0 | 0 | 0 | 0
| Total risk cost |  |  |  | 566559.0238 | 580532.2116 | 598258.235 | 615659.6346 | 617626.3837 | 631859.314 | 649797.9238 | 671639.9533 | 686653.9463 | 103230.8382 | 106514.1381 | 110103.6917 | 114041.627 | 118360.7971 | 123097.1726 | 128297.2319 | 134032.7278 | 140368.5272 | 147380.6567 | 155175.7651 | 163894.0091 | 173922.1561 | 185522.2439 | 199029.8881 | 214083.3562
OTHER BENEFITS
| Reduction in CO2 emissions |  |  | MWh | 0 | 0 | 0 | 0 | 0 | 0 | 0 | 0 | 0 | 0 | 0 | 0 | 0 | 0 | 0 | 0 | 0 | 0 | 0 | 0 | 0 | 0 | 0 | 0 | 0
| Value of reduction in CO2 emissions |  |  | $ | 0 | 0 | 0 | 0 | 0 | 0 | 0 | 0 | 0 | 0 | 0 | 0 | 0 | 0 | 0 | 0 | 0 | 0 | 0 | 0 | 0 | 0 | 0 | 0 | 0
| Reliability in worst-served areas | $/MWh | 0 | MWh | 0 | 0 | 0 | 0 | 0 | 0 | 0 | 0 | 0 | 0 | 0 | 0 | 0 | 0 | 0 | 0 | 0 | 0 | 0 | 0 | 0 | 0 | 0 | 0 | 0
| Network resilience | $/MWh | 0 | MWh | 0 | 0 | 0 | 0 | 0 | 0 | 0 | 0 | 0 | 0 | 0 | 0 | 0 | 0 | 0 | 0 | 0 | 0 | 0 | 0 | 0 | 0 | 0 | 0 | 0
| Enabling solar exports | $/MWh | 4220.9954 | MWh | 0 | 0 | 0 | 0 | 0 | 0 | 0 | 0 | 0 | 0 | 0 | 0 | 0 | 0 | 0 | 0 | 0 | 0 | 0 | 0 | 0 | 0 | 0 | 0 | 0
| Aesthetics | $/customer | 0 | customers | 0 | 0 | 0 | 0 | 0 | 0 | 0 | 0 | 0 | 0 | 0 | 0 | 0 | 0 | 0 | 0 | 0 | 0 | 0 | 0 | 0 | 0 | 0 | 0 | 0
| Customer value of time (res) | $/customer min | 0.54769 | mins | 0 | 0 | 0 | 0 | 0 | 0 | 0 | 0 | 0 | 0 | 0 | 0 | 0 | 0 | 0 | 0 | 0 | 0 | 0 | 0 | 0 | 0 | 0 | 0 | 0
| Customer value of time (bus) | $/customer min | 0.54769 | mins | 0 | 0 | 0 | 0 | 0 | 0 | 0 | 0 | 0 | 0 | 0 | 0 | 0 | 0 | 0 | 0 | 0 | 0 | 0 | 0 | 0 | 0 | 0 | 0 | 0
| Communication | $/customer | 0 | customers | 0 | 0 | 0 | 0 | 0 | 0 | 0 | 0 | 0 | 0 | 0 | 0 | 0 | 0 | 0 | 0 | 0 | 0 | 0 | 0 | 0 | 0 | 0 | 0 | 0
| Information accessibility | $/customer | 0 | customers | 0 | 0 | 0 | 0 | 0 | 0 | 0 | 0 | 0 | 0 | 0 | 0 | 0 | 0 | 0 | 0 | 0 | 0 | 0 | 0 | 0 | 0 | 0 | 0 | 0
| Opex saving |  |  | 2023-12-31 | 0 | 0 | 0 | 0 | 0 | 0 | 0 | 0 | 0 | 0 | 0 | 0 | 0 | 0 | 0 | 0 | 0 | 0 | 0 | 0 | 0 | 0 | 0 | 0 | 0
| Other benefits 2 |  |  | 2023-12-31 | 0 | 0 | 0 | 0 | 0 | 0 | 0 | 0 | 0 | 0 | 0 | 0 | 0 | 0 | 0 | 0 | 0 | 0 | 0 | 0 | 0 | 0 | 0 | 0 | 0
| Total other benefits |  |  | 2023-12-31 | 0 | 0 | 0 | 0 | 0 | 0 | 0 | 0 | 0 | 0 | 0 | 0 | 0 | 0 | 0 | 0 | 0 | 0 | 0 | 0 | 0 | 0 | 0 | 0 | 0
SUMMARY
| Risks mitigated vs base case |  |  | 2023-12-31 | 0 | 0 | 0 | 0 | 12907.8672 | 14374.7106 | 16155.7905 | 18333.4236 | 20991.9528 | 610731.9004 | 614948.0412 | 620459.2218 | 627788.4777 | 637719.7655 | 651434.082 | 670679.4725 | 698042.5974 | 737411.4693 | 754712.4014 | 769684.5842 | 786242.2453 | 807944.7008 | 826167.5808 | 832838.1697 | 840966.82
Capital expenditure
| Switchboard |  |  | 2023-12-31 | 0 | 0 | -965213.6157 | -1930427.2315 | 0 | 0 | 0 | 0 | 0 | 0 | 0 | 0 | 0 | 0 | 0 | 0 | 0 | 0 | 0 | 0 | 0 | 0 | 0 | 0 | 0
| Relays |  |  | 2023-12-31 | 0 | 0 | 0 | 0 | 0 | 0 | 0 | -1930427.2315 | -3860854.463 | 0 | 0 | 0 | 0 | 0 | 0 | 0 | 0 | 0 | 0 | 0 | 0 | 0 | 0 | 0 | 0
| 0 |  |  | 2023-12-31 | 0 | 0 | 0 | 0 | 0 | 0 | 0 | 0 | 0 | 0 | 0 | 0 | 0 | 0 | 0 | 0 | 0 | 0 | 0 | 0 | 0 | 0 | 0 | 0 | 0
Cumulative capex
| Switchboard |  |  | 2023-12-31 | 0 | 0 | -965213.6157 | -2895640.8472 | -2895640.8472 | -2895640.8472 | -2895640.8472 | -2895640.8472 | -2895640.8472 | -2895640.8472 | -2895640.8472 | -2895640.8472 | -2895640.8472 | -2895640.8472 | -2895640.8472 | -2895640.8472 | -2895640.8472 | -2895640.8472 | -2895640.8472 | -2895640.8472 | -2895640.8472 | -2895640.8472 | -2895640.8472 | -2895640.8472 | -2895640.8472
| Relays |  |  | 2023-12-31 | 0 | 0 | 0 | 0 | 0 | 0 | 0 | -1930427.2315 | -5791281.6945 | -5791281.6945 | -5791281.6945 | -5791281.6945 | -5791281.6945 | -5791281.6945 | -5791281.6945 | -5791281.6945 | -5791281.6945 | -5791281.6945 | -5791281.6945 | -5791281.6945 | -5791281.6945 | -5791281.6945 | -5791281.6945 | -5791281.6945 | -5791281.6945
| 0 |  |  | 2023-12-31 | 0 | 0 | 0 | 0 | 0 | 0 | 0 | 0 | 0 | 0 | 0 | 0 | 0 | 0 | 0 | 0 | 0 | 0 | 0 | 0 | 0 | 0 | 0 | 0 | 0
Annualised capex
| Annualised capex - Switchboard |  |  | 2023-12-31 | 0 | 0 | 0 | -41150.637 | -123451.9109 | -123451.9109 | -123451.9109 | -123451.9109 | -123451.9109 | -123451.9109 | -123451.9109 | -123451.9109 | -123451.9109 | -123451.9109 | -123451.9109 | -123451.9109 | -123451.9109 | -123451.9109 | -123451.9109 | -123451.9109 | -123451.9109 | -123451.9109 | -123451.9109 | -123451.9109 | -123451.9109
| Annualised capex - Relays |  |  | 2023-12-31 | 0 | 0 | 0 | 0 | 0 | 0 | 0 | 0 | -117126.8102 | -351380.4306 | -351380.4306 | -351380.4306 | -351380.4306 | -351380.4306 | -351380.4306 | -351380.4306 | -351380.4306 | -351380.4306 | -351380.4306 | -351380.4306 | -351380.4306 | -351380.4306 | -351380.4306 | -351380.4306 | -351380.4306
| Annualised capex - |  |  | 2023-12-31 | 0 | 0 | 0 | 0 | 0 | 0 | 0 | 0 | 0 | 0 | 0 | 0 | 0 | 0 | 0 | 0 | 0 | 0 | 0 | 0 | 0 | 0 | 0 | 0 | 0
| Total annualised capex |  |  | 2023-12-31 | 0 | 0 | 0 | -41150.637 | -123451.9109 | -123451.9109 | -123451.9109 | -123451.9109 | -240578.7211 | -474832.3415 | -474832.3415 | -474832.3415 | -474832.3415 | -474832.3415 | -474832.3415 | -474832.3415 | -474832.3415 | -474832.3415 | -474832.3415 | -474832.3415 | -474832.3415 | -474832.3415 | -474832.3415 | -474832.3415 | -474832.3415
| Annualised capex |  |  | 2023-12-31 | 0 | 0 | 0 | -41150.637 | -123451.9109 | -123451.9109 | -123451.9109 | -123451.9109 | -240578.7211 | -474832.3415 | -474832.3415 | -474832.3415 | -474832.3415 | -474832.3415 | -474832.3415 | -474832.3415 | -474832.3415 | -474832.3415 | -474832.3415 | -474832.3415 | -474832.3415 | -474832.3415 | -474832.3415 | -474832.3415 | -474832.3415
| Operating expenditure |  |  | 2023-12-31 | 0 | 0 | 0 | 0 | 0 | 0 | 0 | 0 | 0 | 0 | 0 | 0 | 0 | 0 | 0 | 0 | 0 | 0 | 0 | 0 | 0 | 0 | 0 | 0 | 0
| Risk mitigated |  |  | 2023-12-31 | 0 | 0 | 0 | 0 | 12907.8672 | 14374.7106 | 16155.7905 | 18333.4236 | 20991.9528 | 610731.9004 | 614948.0412 | 620459.2218 | 627788.4777 | 637719.7655 | 651434.082 | 670679.4725 | 698042.5974 | 737411.4693 | 754712.4014 | 769684.5842 | 786242.2453 | 807944.7008 | 826167.5808 | 832838.1697 | 840966.82
| Other benefits value |  |  | 2023-12-31 | 0 | 0 | 0 | 0 | 0 | 0 | 0 | 0 | 0 | 0 | 0 | 0 | 0 | 0 | 0 | 0 | 0 | 0 | 0 | 0 | 0 | 0 | 0 | 0 | 0
| Net benefits |  |  | 2023-12-31 | 0 | 0 | 0 | -41150.637 | -110544.0437 | -109077.2003 | -107296.1204 | -105118.4873 | -219586.7683 | 135899.5589 | 140115.6997 | 145626.8803 | 152956.1362 | 162887.424 | 176601.7405 | 195847.131 | 223210.2559 | 262579.1278 | 279880.0599 | 294852.2427 | 311409.9038 | 333112.3593 | 351335.2393 | 358005.8282 | 366134.4785
| First capex year |  |  | 3
| First year |  |  | 3
SENSITIVITIES
NPV | Net benefits |  |  | Option 3NPV | 0 | 0 | 0 | -41150.637 | -110544.0437 | -109077.2003 | -107296.1204 | -105118.4873 | -219586.7683 | 135899.5589 | 140115.6997 | 145626.8803 | 152956.1362 | 162887.424 | 176601.7405 | 195847.131 | 223210.2559 | 262579.1278 | 279880.0599 | 294852.2427 | 311409.9038 | 333112.3593 | 351335.2393 | 358005.8282 | 366134.4785
| Total annualised capex |  |  |  | 0 | 0 | 0 | -41150.637 | -123451.9109 | -123451.9109 | -123451.9109 | -123451.9109 | -240578.7211 | -474832.3415 | -474832.3415 | -474832.3415 | -474832.3415 | -474832.3415 | -474832.3415 | -474832.3415 | -474832.3415 | -474832.3415 | -474832.3415 | -474832.3415 | -474832.3415 | -474832.3415 | -474832.3415 | -474832.3415 | -474832.3415
| Total benefits |  |  |  | 0 | 0 | 0 | 0 | 12907.8672 | 14374.7106 | 16155.7905 | 18333.4236 | 20991.9528 | 610731.9004 | 614948.0412 | 620459.2218 | 627788.4777 | 637719.7655 | 651434.082 | 670679.4725 | 698042.5974 | 737411.4693 | 754712.4014 | 769684.5842 | 786242.2453 | 807944.7008 | 826167.5808 | 832838.1697 | 840966.82
|  | Capex | Total benefits
sens1 | Capex 10% higher | 10% | 0% | Option 3sens1 | 0 | 0 | 0 | -45265.7007 | -122889.2348 | -121422.3914 | -119641.3115 | -117463.6784 | -243644.6404 | 88416.3248 | 92632.4656 | 98143.6462 | 105472.9021 | 115404.1899 | 129118.5063 | 148363.8969 | 175727.0218 | 215095.8936 | 232396.8258 | 247369.0085 | 263926.6696 | 285629.1251 | 303852.0051 | 310522.594 | 318651.2444
sens2 | Capex 10% lower | -10% | 0% | Option 3sens2 | 0 | 0 | 0 | -37035.5733 | -98198.8526 | -96732.0092 | -94950.9293 | -92773.2962 | -195528.8962 | 183382.7931 | 187598.9339 | 193110.1145 | 200439.3704 | 210370.6582 | 224084.9746 | 243330.3652 | 270693.4901 | 310062.3619 | 327363.2941 | 342335.4768 | 358893.1379 | 380595.5934 | 398818.4734 | 405489.0623 | 413617.7127
sens3 | Total benefits 10% higher | 0% | 10% | Option 3sens3 | 0 | 0 | 0 | -41150.637 | -109253.257 | -107639.7293 | -105680.5414 | -103285.1449 | -217487.573 | 196972.749 | 201610.5038 | 207672.8025 | 215734.984 | 226659.4006 | 241745.1487 | 262915.0783 | 293014.5157 | 336320.2747 | 355351.3001 | 371820.7011 | 390034.1283 | 413906.8293 | 433951.9974 | 441289.6452 | 450231.1605
sens4 | Total benefits 10% lower | 0% | -10% | Option 3sens4 | 0 | 0 | 0 | -41150.637 | -111834.8304 | -110514.6714 | -108911.6995 | -106951.8296 | -221685.9636 | 74826.3689 | 78620.8956 | 83580.9582 | 90177.2885 | 99115.4475 | 111458.3323 | 128779.1838 | 153405.9962 | 188837.9809 | 204408.8198 | 217883.7843 | 232785.6793 | 252317.8892 | 268718.4812 | 274722.0112 | 282037.7965
sens5 | Capex 10% higher & Total benefits 10% lower | 10% | -10% | Option 3sens5 | 0 | 0 | 0 | -45265.7007 | -124180.0215 | -122859.8625 | -121256.8906 | -119297.0207 | -245743.8357 | 27343.1347 | 31137.6615 | 36097.724 | 42694.0543 | 51632.2133 | 63975.0981 | 81295.9496 | 105922.762 | 141354.7467 | 156925.5856 | 170400.5501 | 185302.4451 | 204834.655 | 221235.2471 | 227238.7771 | 234554.5624
sens | 0 | 0% | 0% | Option 3sens | 0 | 0 | 0 | -41150.637 | -110544.0437 | -109077.2003 | -107296.1204 | -105118.4873 | -219586.7683 | 135899.5589 | 140115.6997 | 145626.8803 | 152956.1362 | 162887.424 | 176601.7405 | 195847.131 | 223210.2559 | 262579.1278 | 279880.0599 | 294852.2427 | 311409.9038 | 333112.3593 | 351335.2393 | 358005.8282 | 366134.4785
sens | 0 | 0% | 0% | Option 3sens | 0 | 0 | 0 | -41150.637 | -110544.0437 | -109077.2003 | -107296.1204 | -105118.4873 | -219586.7683 | 135899.5589 | 140115.6997 | 145626.8803 | 152956.1362 | 162887.424 | 176601.7405 | 195847.131 | 223210.2559 | 262579.1278 | 279880.0599 | 294852.2427 | 311409.9038 | 333112.3593 | 351335.2393 | 358005.8282 | 366134.4785
sens | 0 | 0% | 0% | Option 3sens | 0 | 0 | 0 | -41150.637 | -110544.0437 | -109077.2003 | -107296.1204 | -105118.4873 | -219586.7683 | 135899.5589 | 140115.6997 | 145626.8803 | 152956.1362 | 162887.424 | 176601.7405 | 195847.131 | 223210.2559 | 262579.1278 | 279880.0599 | 294852.2427 | 311409.9038 | 333112.3593 | 351335.2393 | 358005.8282 | 366134.4785

## Option4
CitiPower
NC switchboard and relay replacement
OPTION 4 | 0
Not used
Count |  |  |  |  | 1 | 2 | 3 | 4 | 5 | 6 | 7 | 8 | 9 | 10 | 11 | 12 | 13 | 14 | 15 | 16 | 17 | 18 | 19 | 20 | 21 | 22 | 23 | 24 | 25
Value of CO2 reductions |  |  |  | $/MWh | 24.7305 | 22.3407 | 20.1963 | 18.0629 | 15.9134 | 13.7151 | 13.7151 | 13.7151 | 13.7151 | 13.7151 | 13.7151 | 13.7151 | 13.7151 | 13.7151 | 13.7151 | 13.7151 | 13.7151 | 13.7151 | 13.7151 | 13.7151 | 13.7151 | 13.7151 | 13.7151 | 13.7151 | 13.7151
|  |  |  | Units | 2026-27 | 2027-28 | 2028-29 | 2029-30 | 2030-31 | 2031-32 | 2032-33 | 2033-34 | 2034-35 | 2035-36 | 2036-37 | 2037-38 | 2038-39 | 2039-40 | 2040-41 | 2041-42 | 2042-43 | 2043-44 | 2044-45 | 2045-46 | 2046-47 | 2047-48 | 2048-49 | 2049-50 | 2050-51
INVESTMENT & OPERATING COST
| Capex |  | Asset life (yrs)
| < Enter description > |  | 0 | 2023-12-31 | 0 | 0 | 0 | 0 | 0 | 0 | 0 | 0 | 0 | 0 | 0 | 0 | 0 | 0 | 0 | 0 | 0 | 0 | 0 | 0 | 0 | 0 | 0 | 0 | 0
| < Enter description > |  | 0 | 2023-12-31 | 0 | 0 | 0 | 0 | 0 | 0 | 0 | 0 | 0 | 0 | 0 | 0 | 0 | 0 | 0 | 0 | 0 | 0 | 0 | 0 | 0 | 0 | 0 | 0 | 0
| < Enter description > |  | 0 | 2023-12-31 | 0 | 0 | 0 | 0 | 0 | 0 | 0 | 0 | 0 | 0 | 0 | 0 | 0 | 0 | 0 | 0 | 0 | 0 | 0 | 0 | 0 | 0 | 0 | 0 | 0
| Capital expenditure |  |  | 2023-12-31 | 0 | 0 | 0 | 0 | 0 | 0 | 0 | 0 | 0 | 0 | 0 | 0 | 0 | 0 | 0 | 0 | 0 | 0 | 0 | 0 | 0 | 0 | 0 | 0 | 0
| Operating expenditure |  |  | 2023-12-31 | 0 | 0 | 0 | 0 | 0 | 0 | 0 | 0 | 0 | 0 | 0 | 0 | 0 | 0 | 0 | 0 | 0 | 0 | 0 | 0 | 0 | 0 | 0 | 0 | 0
RISK ASSUMPTIONS
| PoF (major) |  |  |  | 0 | 0 | 0 | 0 | 0 | 0 | 0 | 0 | 0 | 0 | 0 | 0 | 0 | 0 | 0 | 0 | 0 | 0 | 0 | 0 | 0 | 0 | 0 | 0 | 0
| PoF (reparable) |  |  |  | 0 | 0 | 0 | 0 | 0 | 0 | 0 | 0 | 0 | 0 | 0 | 0 | 0 | 0 | 0 | 0 | 0 | 0 | 0 | 0 | 0 | 0 | 0 | 0 | 0
| Energy at risk (weighted) |  |  | MWh | 0 | 0 | 0 | 0 | 0 | 0 | 0 | 0 | 0 | 0 | 0 | 0 | 0 | 0 | 0 | 0 | 0 | 0 | 0 | 0 | 0 | 0 | 0 | 0 | 0
| Energy at risk value | $/MWh | 35890.6966 | 2023-12-31 | 0 | 0 | 0 | 0 | 0 | 0 | 0 | 0 | 0 | 0 | 0 | 0 | 0 | 0 | 0 | 0 | 0 | 0 | 0 | 0 | 0 | 0 | 0 | 0 | 0
| Safety consequence | (after DF) |  | 2023-12-31 | 0 | 0 | 0 | 0 | 0 | 0 | 0 | 0 | 0 | 0 | 0 | 0 | 0 | 0 | 0 | 0 | 0 | 0 | 0 | 0 | 0 | 0 | 0 | 0 | 0
| Unplanned replacements |  |  | 2023-12-31 | 0 | 0 | 0 | 0 | 0 | 0 | 0 | 0 | 0 | 0 | 0 | 0 | 0 | 0 | 0 | 0 | 0 | 0 | 0 | 0 | 0 | 0 | 0 | 0 | 0
| Environmental consequence | (after DF) |  | 2023-12-31 | 0 | 0 | 0 | 0 | 0 | 0 | 0 | 0 | 0 | 0 | 0 | 0 | 0 | 0 | 0 | 0 | 0 | 0 | 0 | 0 | 0 | 0 | 0 | 0 | 0
| < Other risk - enter description > |  |  | 2023-12-31 | 0 | 0 | 0 | 0 | 0 | 0 | 0 | 0 | 0 | 0 | 0 | 0 | 0 | 0 | 0 | 0 | 0 | 0 | 0 | 0 | 0 | 0 | 0 | 0 | 0
| < Other risk - enter description > |  |  | 2023-12-31 | 0 | 0 | 0 | 0 | 0 | 0 | 0 | 0 | 0 | 0 | 0 | 0 | 0 | 0 | 0 | 0 | 0 | 0 | 0 | 0 | 0 | 0 | 0 | 0 | 0
| Total risk cost |  |  |  | 0 | 0 | 0 | 0 | 0 | 0 | 0 | 0 | 0 | 0 | 0 | 0 | 0 | 0 | 0 | 0 | 0 | 0 | 0 | 0 | 0 | 0 | 0 | 0 | 0
OTHER BENEFITS
| Reduction in CO2 emissions |  |  | MWh | 0 | 0 | 0 | 0 | 0 | 0 | 0 | 0 | 0 | 0 | 0 | 0 | 0 | 0 | 0 | 0 | 0 | 0 | 0 | 0 | 0 | 0 | 0 | 0 | 0
| Value of reduction in CO2 emissions |  |  | $ | 0 | 0 | 0 | 0 | 0 | 0 | 0 | 0 | 0 | 0 | 0 | 0 | 0 | 0 | 0 | 0 | 0 | 0 | 0 | 0 | 0 | 0 | 0 | 0 | 0
| Reliability in worst-served areas | $/MWh | 0 | MWh | 0 | 0 | 0 | 0 | 0 | 0 | 0 | 0 | 0 | 0 | 0 | 0 | 0 | 0 | 0 | 0 | 0 | 0 | 0 | 0 | 0 | 0 | 0 | 0 | 0
| Network resilience | $/MWh | 0 | MWh | 0 | 0 | 0 | 0 | 0 | 0 | 0 | 0 | 0 | 0 | 0 | 0 | 0 | 0 | 0 | 0 | 0 | 0 | 0 | 0 | 0 | 0 | 0 | 0 | 0
| Enabling solar exports | $/MWh | 4220.9954 | MWh | 0 | 0 | 0 | 0 | 0 | 0 | 0 | 0 | 0 | 0 | 0 | 0 | 0 | 0 | 0 | 0 | 0 | 0 | 0 | 0 | 0 | 0 | 0 | 0 | 0
| Aesthetics | $/customer | 0 | customers | 0 | 0 | 0 | 0 | 0 | 0 | 0 | 0 | 0 | 0 | 0 | 0 | 0 | 0 | 0 | 0 | 0 | 0 | 0 | 0 | 0 | 0 | 0 | 0 | 0
| Customer value of time (res) | $/customer min | 0.54769 | mins | 0 | 0 | 0 | 0 | 0 | 0 | 0 | 0 | 0 | 0 | 0 | 0 | 0 | 0 | 0 | 0 | 0 | 0 | 0 | 0 | 0 | 0 | 0 | 0 | 0
| Customer value of time (bus) | $/customer min | 0.54769 | mins | 0 | 0 | 0 | 0 | 0 | 0 | 0 | 0 | 0 | 0 | 0 | 0 | 0 | 0 | 0 | 0 | 0 | 0 | 0 | 0 | 0 | 0 | 0 | 0 | 0
| Communication | $/customer | 0 | customers | 0 | 0 | 0 | 0 | 0 | 0 | 0 | 0 | 0 | 0 | 0 | 0 | 0 | 0 | 0 | 0 | 0 | 0 | 0 | 0 | 0 | 0 | 0 | 0 | 0
| Information accessibility | $/customer | 0 | customers | 0 | 0 | 0 | 0 | 0 | 0 | 0 | 0 | 0 | 0 | 0 | 0 | 0 | 0 | 0 | 0 | 0 | 0 | 0 | 0 | 0 | 0 | 0 | 0 | 0
| Other benefits 1 |  |  | 2023-12-31 | 0 | 0 | 0 | 0 | 0 | 0 | 0 | 0 | 0 | 0 | 0 | 0 | 0 | 0 | 0 | 0 | 0 | 0 | 0 | 0 | 0 | 0 | 0 | 0 | 0
| Other benefits 2 |  |  | 2023-12-31 | 0 | 0 | 0 | 0 | 0 | 0 | 0 | 0 | 0 | 0 | 0 | 0 | 0 | 0 | 0 | 0 | 0 | 0 | 0 | 0 | 0 | 0 | 0 | 0 | 0
| Total other benefits |  |  | 2023-12-31 | 0 | 0 | 0 | 0 | 0 | 0 | 0 | 0 | 0 | 0 | 0 | 0 | 0 | 0 | 0 | 0 | 0 | 0 | 0 | 0 | 0 | 0 | 0 | 0 | 0
SUMMARY
| Risks mitigated vs base case |  |  | 2023-12-31 | 0 | 0 | 0 | 0 | 0 | 0 | 0 | 0 | 0 | 0 | 0 | 0 | 0 | 0 | 0 | 0 | 0 | 0 | 0 | 0 | 0 | 0 | 0 | 0 | 0
Capital expenditure
| < Enter description > |  |  | 2023-12-31 | 0 | 0 | 0 | 0 | 0 | 0 | 0 | 0 | 0 | 0 | 0 | 0 | 0 | 0 | 0 | 0 | 0 | 0 | 0 | 0 | 0 | 0 | 0 | 0 | 0
| < Enter description > |  |  | 2023-12-31 | 0 | 0 | 0 | 0 | 0 | 0 | 0 | 0 | 0 | 0 | 0 | 0 | 0 | 0 | 0 | 0 | 0 | 0 | 0 | 0 | 0 | 0 | 0 | 0 | 0
| < Enter description > |  |  | 2023-12-31 | 0 | 0 | 0 | 0 | 0 | 0 | 0 | 0 | 0 | 0 | 0 | 0 | 0 | 0 | 0 | 0 | 0 | 0 | 0 | 0 | 0 | 0 | 0 | 0 | 0
Cumulative capex
| < Enter description > |  |  | 2023-12-31 | 0 | 0 | 0 | 0 | 0 | 0 | 0 | 0 | 0 | 0 | 0 | 0 | 0 | 0 | 0 | 0 | 0 | 0 | 0 | 0 | 0 | 0 | 0 | 0 | 0
| < Enter description > |  |  | 2023-12-31 | 0 | 0 | 0 | 0 | 0 | 0 | 0 | 0 | 0 | 0 | 0 | 0 | 0 | 0 | 0 | 0 | 0 | 0 | 0 | 0 | 0 | 0 | 0 | 0 | 0
| < Enter description > |  |  | 2023-12-31 | 0 | 0 | 0 | 0 | 0 | 0 | 0 | 0 | 0 | 0 | 0 | 0 | 0 | 0 | 0 | 0 | 0 | 0 | 0 | 0 | 0 | 0 | 0 | 0 | 0
Annualised capex
| Annualised capex - < Enter description > |  |  | 2023-12-31 | 0 | 0 | 0 | 0 | 0 | 0 | 0 | 0 | 0 | 0 | 0 | 0 | 0 | 0 | 0 | 0 | 0 | 0 | 0 | 0 | 0 | 0 | 0 | 0 | 0
| Annualised capex - < Enter description > |  |  | 2023-12-31 | 0 | 0 | 0 | 0 | 0 | 0 | 0 | 0 | 0 | 0 | 0 | 0 | 0 | 0 | 0 | 0 | 0 | 0 | 0 | 0 | 0 | 0 | 0 | 0 | 0
| Annualised capex - < Enter description > |  |  | 2023-12-31 | 0 | 0 | 0 | 0 | 0 | 0 | 0 | 0 | 0 | 0 | 0 | 0 | 0 | 0 | 0 | 0 | 0 | 0 | 0 | 0 | 0 | 0 | 0 | 0 | 0
| Total annualised capex |  |  | 2023-12-31 | 0 | 0 | 0 | 0 | 0 | 0 | 0 | 0 | 0 | 0 | 0 | 0 | 0 | 0 | 0 | 0 | 0 | 0 | 0 | 0 | 0 | 0 | 0 | 0 | 0
| Annualised capex |  |  | 2023-12-31 | 0 | 0 | 0 | 0 | 0 | 0 | 0 | 0 | 0 | 0 | 0 | 0 | 0 | 0 | 0 | 0 | 0 | 0 | 0 | 0 | 0 | 0 | 0 | 0 | 0
| Operating expenditure |  |  | 2023-12-31 | 0 | 0 | 0 | 0 | 0 | 0 | 0 | 0 | 0 | 0 | 0 | 0 | 0 | 0 | 0 | 0 | 0 | 0 | 0 | 0 | 0 | 0 | 0 | 0 | 0
| Risk mitigated |  |  | 2023-12-31 | 0 | 0 | 0 | 0 | 0 | 0 | 0 | 0 | 0 | 0 | 0 | 0 | 0 | 0 | 0 | 0 | 0 | 0 | 0 | 0 | 0 | 0 | 0 | 0 | 0
| Other benefits value |  |  | 2023-12-31 | 0 | 0 | 0 | 0 | 0 | 0 | 0 | 0 | 0 | 0 | 0 | 0 | 0 | 0 | 0 | 0 | 0 | 0 | 0 | 0 | 0 | 0 | 0 | 0 | 0
| Net benefits |  |  | 2023-12-31 | 0 | 0 | 0 | 0 | 0 | 0 | 0 | 0 | 0 | 0 | 0 | 0 | 0 | 0 | 0 | 0 | 0 | 0 | 0 | 0 | 0 | 0 | 0 | 0 | 0
| First capex year |  |  | 0
| First year |  |  | Not used
SENSITIVITIES
NPV | Net benefits |  |  | Option 4NPV | 0 | 0 | 0 | 0 | 0 | 0 | 0 | 0 | 0 | 0 | 0 | 0 | 0 | 0 | 0 | 0 | 0 | 0 | 0 | 0 | 0 | 0 | 0 | 0 | 0
| Total annualised capex |  |  |  | 0 | 0 | 0 | 0 | 0 | 0 | 0 | 0 | 0 | 0 | 0 | 0 | 0 | 0 | 0 | 0 | 0 | 0 | 0 | 0 | 0 | 0 | 0 | 0 | 0
| Total benefits |  |  |  | 0 | 0 | 0 | 0 | 0 | 0 | 0 | 0 | 0 | 0 | 0 | 0 | 0 | 0 | 0 | 0 | 0 | 0 | 0 | 0 | 0 | 0 | 0 | 0 | 0
|  | Capex | Total benefits
sens1 | Capex 10% higher | 10% | 0% | Option 4sens1 | 0 | 0 | 0 | 0 | 0 | 0 | 0 | 0 | 0 | 0 | 0 | 0 | 0 | 0 | 0 | 0 | 0 | 0 | 0 | 0 | 0 | 0 | 0 | 0 | 0
sens2 | Capex 10% lower | -10% | 0% | Option 4sens2 | 0 | 0 | 0 | 0 | 0 | 0 | 0 | 0 | 0 | 0 | 0 | 0 | 0 | 0 | 0 | 0 | 0 | 0 | 0 | 0 | 0 | 0 | 0 | 0 | 0
sens3 | Total benefits 10% higher | 0% | 10% | Option 4sens3 | 0 | 0 | 0 | 0 | 0 | 0 | 0 | 0 | 0 | 0 | 0 | 0 | 0 | 0 | 0 | 0 | 0 | 0 | 0 | 0 | 0 | 0 | 0 | 0 | 0
sens4 | Total benefits 10% lower | 0% | -10% | Option 4sens4 | 0 | 0 | 0 | 0 | 0 | 0 | 0 | 0 | 0 | 0 | 0 | 0 | 0 | 0 | 0 | 0 | 0 | 0 | 0 | 0 | 0 | 0 | 0 | 0 | 0
sens5 | Capex 10% higher & Total benefits 10% lower | 10% | -10% | Option 4sens5 | 0 | 0 | 0 | 0 | 0 | 0 | 0 | 0 | 0 | 0 | 0 | 0 | 0 | 0 | 0 | 0 | 0 | 0 | 0 | 0 | 0 | 0 | 0 | 0 | 0
sens | 0 | 0% | 0% | Option 4sens | 0 | 0 | 0 | 0 | 0 | 0 | 0 | 0 | 0 | 0 | 0 | 0 | 0 | 0 | 0 | 0 | 0 | 0 | 0 | 0 | 0 | 0 | 0 | 0 | 0
sens | 0 | 0% | 0% | Option 4sens | 0 | 0 | 0 | 0 | 0 | 0 | 0 | 0 | 0 | 0 | 0 | 0 | 0 | 0 | 0 | 0 | 0 | 0 | 0 | 0 | 0 | 0 | 0 | 0 | 0
sens | 0 | 0% | 0% | Option 4sens | 0 | 0 | 0 | 0 | 0 | 0 | 0 | 0 | 0 | 0 | 0 | 0 | 0 | 0 | 0 | 0 | 0 | 0 | 0 | 0 | 0 | 0 | 0 | 0 | 0

## Option5
CitiPower
NC switchboard and relay replacement
OPTION 5 | 0
Not used
Count |  |  |  |  | 1 | 2 | 3 | 4 | 5 | 6 | 7 | 8 | 9 | 10 | 11 | 12 | 13 | 14 | 15 | 16 | 17 | 18 | 19 | 20 | 21 | 22 | 23 | 24 | 25
Value of CO2 reductions |  |  |  | $/MWh | 24.7305 | 22.3407 | 20.1963 | 18.0629 | 15.9134 | 13.7151 | 13.7151 | 13.7151 | 13.7151 | 13.7151 | 13.7151 | 13.7151 | 13.7151 | 13.7151 | 13.7151 | 13.7151 | 13.7151 | 13.7151 | 13.7151 | 13.7151 | 13.7151 | 13.7151 | 13.7151 | 13.7151 | 13.7151
|  |  |  | Units | 2026-27 | 2027-28 | 2028-29 | 2029-30 | 2030-31 | 2031-32 | 2032-33 | 2033-34 | 2034-35 | 2035-36 | 2036-37 | 2037-38 | 2038-39 | 2039-40 | 2040-41 | 2041-42 | 2042-43 | 2043-44 | 2044-45 | 2045-46 | 2046-47 | 2047-48 | 2048-49 | 2049-50 | 2050-51
INVESTMENT & OPERATING COST
| Capex |  | Asset life (yrs)
| < Enter description > |  | 0 | 2023-12-31 | 0 | 0 | 0 | 0 | 0 | 0 | 0 | 0 | 0 | 0 | 0 | 0 | 0 | 0 | 0 | 0 | 0 | 0 | 0 | 0 | 0 | 0 | 0 | 0 | 0
| < Enter description > |  | 0 | 2023-12-31 | 0 | 0 | 0 | 0 | 0 | 0 | 0 | 0 | 0 | 0 | 0 | 0 | 0 | 0 | 0 | 0 | 0 | 0 | 0 | 0 | 0 | 0 | 0 | 0 | 0
| < Enter description > |  | 0 | 2023-12-31 | 0 | 0 | 0 | 0 | 0 | 0 | 0 | 0 | 0 | 0 | 0 | 0 | 0 | 0 | 0 | 0 | 0 | 0 | 0 | 0 | 0 | 0 | 0 | 0 | 0
| Capital expenditure |  |  | 2023-12-31 | 0 | 0 | 0 | 0 | 0 | 0 | 0 | 0 | 0 | 0 | 0 | 0 | 0 | 0 | 0 | 0 | 0 | 0 | 0 | 0 | 0 | 0 | 0 | 0 | 0
| Operating expenditure |  |  | 2023-12-31 | 0 | 0 | 0 | 0 | 0 | 0 | 0 | 0 | 0 | 0 | 0 | 0 | 0 | 0 | 0 | 0 | 0 | 0 | 0 | 0 | 0 | 0 | 0 | 0 | 0
RISK ASSUMPTIONS
| PoF (major) |  |  |  | 0 | 0 | 0 | 0 | 0 | 0 | 0 | 0 | 0 | 0 | 0 | 0 | 0 | 0 | 0 | 0 | 0 | 0 | 0 | 0 | 0 | 0 | 0 | 0 | 0
| PoF (reparable) |  |  |  | 0 | 0 | 0 | 0 | 0 | 0 | 0 | 0 | 0 | 0 | 0 | 0 | 0 | 0 | 0 | 0 | 0 | 0 | 0 | 0 | 0 | 0 | 0 | 0 | 0
| Energy at risk (weighted) |  |  | MWh | 0 | 0 | 0 | 0 | 0 | 0 | 0 | 0 | 0 | 0 | 0 | 0 | 0 | 0 | 0 | 0 | 0 | 0 | 0 | 0 | 0 | 0 | 0 | 0 | 0
| Energy at risk value | $/MWh | 35890.6966 | 2023-12-31 | 0 | 0 | 0 | 0 | 0 | 0 | 0 | 0 | 0 | 0 | 0 | 0 | 0 | 0 | 0 | 0 | 0 | 0 | 0 | 0 | 0 | 0 | 0 | 0 | 0
| Safety consequence | (after DF) |  | 2023-12-31 | 0 | 0 | 0 | 0 | 0 | 0 | 0 | 0 | 0 | 0 | 0 | 0 | 0 | 0 | 0 | 0 | 0 | 0 | 0 | 0 | 0 | 0 | 0 | 0 | 0
| Unplanned replacements |  |  | 2023-12-31 | 0 | 0 | 0 | 0 | 0 | 0 | 0 | 0 | 0 | 0 | 0 | 0 | 0 | 0 | 0 | 0 | 0 | 0 | 0 | 0 | 0 | 0 | 0 | 0 | 0
| Environmental consequence | (after DF) |  | 2023-12-31 | 0 | 0 | 0 | 0 | 0 | 0 | 0 | 0 | 0 | 0 | 0 | 0 | 0 | 0 | 0 | 0 | 0 | 0 | 0 | 0 | 0 | 0 | 0 | 0 | 0
| < Other risk - enter description > |  |  | 2023-12-31 | 0 | 0 | 0 | 0 | 0 | 0 | 0 | 0 | 0 | 0 | 0 | 0 | 0 | 0 | 0 | 0 | 0 | 0 | 0 | 0 | 0 | 0 | 0 | 0 | 0
| < Other risk - enter description > |  |  | 2023-12-31 | 0 | 0 | 0 | 0 | 0 | 0 | 0 | 0 | 0 | 0 | 0 | 0 | 0 | 0 | 0 | 0 | 0 | 0 | 0 | 0 | 0 | 0 | 0 | 0 | 0
| Total risk cost |  |  |  | 0 | 0 | 0 | 0 | 0 | 0 | 0 | 0 | 0 | 0 | 0 | 0 | 0 | 0 | 0 | 0 | 0 | 0 | 0 | 0 | 0 | 0 | 0 | 0 | 0
OTHER BENEFITS
| Reduction in CO2 emissions |  |  | MWh | 0 | 0 | 0 | 0 | 0 | 0 | 0 | 0 | 0 | 0 | 0 | 0 | 0 | 0 | 0 | 0 | 0 | 0 | 0 | 0 | 0 | 0 | 0 | 0 | 0
| Value of reduction in CO2 emissions |  |  | $ | 0 | 0 | 0 | 0 | 0 | 0 | 0 | 0 | 0 | 0 | 0 | 0 | 0 | 0 | 0 | 0 | 0 | 0 | 0 | 0 | 0 | 0 | 0 | 0 | 0
| Reliability in worst-served areas | $/MWh | 0 | MWh | 0 | 0 | 0 | 0 | 0 | 0 | 0 | 0 | 0 | 0 | 0 | 0 | 0 | 0 | 0 | 0 | 0 | 0 | 0 | 0 | 0 | 0 | 0 | 0 | 0
| Network resilience | $/MWh | 0 | MWh | 0 | 0 | 0 | 0 | 0 | 0 | 0 | 0 | 0 | 0 | 0 | 0 | 0 | 0 | 0 | 0 | 0 | 0 | 0 | 0 | 0 | 0 | 0 | 0 | 0
| Enabling solar exports | $/MWh | 4220.9954 | MWh | 0 | 0 | 0 | 0 | 0 | 0 | 0 | 0 | 0 | 0 | 0 | 0 | 0 | 0 | 0 | 0 | 0 | 0 | 0 | 0 | 0 | 0 | 0 | 0 | 0
| Aesthetics | $/customer | 0 | customers | 0 | 0 | 0 | 0 | 0 | 0 | 0 | 0 | 0 | 0 | 0 | 0 | 0 | 0 | 0 | 0 | 0 | 0 | 0 | 0 | 0 | 0 | 0 | 0 | 0
| Customer value of time (res) | $/customer min | 0.54769 | mins | 0 | 0 | 0 | 0 | 0 | 0 | 0 | 0 | 0 | 0 | 0 | 0 | 0 | 0 | 0 | 0 | 0 | 0 | 0 | 0 | 0 | 0 | 0 | 0 | 0
| Customer value of time (bus) | $/customer min | 0.54769 | mins | 0 | 0 | 0 | 0 | 0 | 0 | 0 | 0 | 0 | 0 | 0 | 0 | 0 | 0 | 0 | 0 | 0 | 0 | 0 | 0 | 0 | 0 | 0 | 0 | 0
| Communication | $/customer | 0 | customers | 0 | 0 | 0 | 0 | 0 | 0 | 0 | 0 | 0 | 0 | 0 | 0 | 0 | 0 | 0 | 0 | 0 | 0 | 0 | 0 | 0 | 0 | 0 | 0 | 0
| Information accessibility | $/customer | 0 | customers | 0 | 0 | 0 | 0 | 0 | 0 | 0 | 0 | 0 | 0 | 0 | 0 | 0 | 0 | 0 | 0 | 0 | 0 | 0 | 0 | 0 | 0 | 0 | 0 | 0
| Other benefits 1 |  |  | 2023-12-31 | 0 | 0 | 0 | 0 | 0 | 0 | 0 | 0 | 0 | 0 | 0 | 0 | 0 | 0 | 0 | 0 | 0 | 0 | 0 | 0 | 0 | 0 | 0 | 0 | 0
| Other benefits 2 |  |  | 2023-12-31 | 0 | 0 | 0 | 0 | 0 | 0 | 0 | 0 | 0 | 0 | 0 | 0 | 0 | 0 | 0 | 0 | 0 | 0 | 0 | 0 | 0 | 0 | 0 | 0 | 0
| Total other benefits |  |  | 2023-12-31 | 0 | 0 | 0 | 0 | 0 | 0 | 0 | 0 | 0 | 0 | 0 | 0 | 0 | 0 | 0 | 0 | 0 | 0 | 0 | 0 | 0 | 0 | 0 | 0 | 0
SUMMARY
| Risks mitigated vs base case |  |  | 2023-12-31 | 0 | 0 | 0 | 0 | 0 | 0 | 0 | 0 | 0 | 0 | 0 | 0 | 0 | 0 | 0 | 0 | 0 | 0 | 0 | 0 | 0 | 0 | 0 | 0 | 0
Capital expenditure
| < Enter description > |  |  | 2023-12-31 | 0 | 0 | 0 | 0 | 0 | 0 | 0 | 0 | 0 | 0 | 0 | 0 | 0 | 0 | 0 | 0 | 0 | 0 | 0 | 0 | 0 | 0 | 0 | 0 | 0
| < Enter description > |  |  | 2023-12-31 | 0 | 0 | 0 | 0 | 0 | 0 | 0 | 0 | 0 | 0 | 0 | 0 | 0 | 0 | 0 | 0 | 0 | 0 | 0 | 0 | 0 | 0 | 0 | 0 | 0
| < Enter description > |  |  | 2023-12-31 | 0 | 0 | 0 | 0 | 0 | 0 | 0 | 0 | 0 | 0 | 0 | 0 | 0 | 0 | 0 | 0 | 0 | 0 | 0 | 0 | 0 | 0 | 0 | 0 | 0
Cumulative capex
| < Enter description > |  |  | 2023-12-31 | 0 | 0 | 0 | 0 | 0 | 0 | 0 | 0 | 0 | 0 | 0 | 0 | 0 | 0 | 0 | 0 | 0 | 0 | 0 | 0 | 0 | 0 | 0 | 0 | 0
| < Enter description > |  |  | 2023-12-31 | 0 | 0 | 0 | 0 | 0 | 0 | 0 | 0 | 0 | 0 | 0 | 0 | 0 | 0 | 0 | 0 | 0 | 0 | 0 | 0 | 0 | 0 | 0 | 0 | 0
| < Enter description > |  |  | 2023-12-31 | 0 | 0 | 0 | 0 | 0 | 0 | 0 | 0 | 0 | 0 | 0 | 0 | 0 | 0 | 0 | 0 | 0 | 0 | 0 | 0 | 0 | 0 | 0 | 0 | 0
Annualised capex
| Annualised capex - < Enter description > |  |  | 2023-12-31 | 0 | 0 | 0 | 0 | 0 | 0 | 0 | 0 | 0 | 0 | 0 | 0 | 0 | 0 | 0 | 0 | 0 | 0 | 0 | 0 | 0 | 0 | 0 | 0 | 0
| Annualised capex - < Enter description > |  |  | 2023-12-31 | 0 | 0 | 0 | 0 | 0 | 0 | 0 | 0 | 0 | 0 | 0 | 0 | 0 | 0 | 0 | 0 | 0 | 0 | 0 | 0 | 0 | 0 | 0 | 0 | 0
| Annualised capex - < Enter description > |  |  | 2023-12-31 | 0 | 0 | 0 | 0 | 0 | 0 | 0 | 0 | 0 | 0 | 0 | 0 | 0 | 0 | 0 | 0 | 0 | 0 | 0 | 0 | 0 | 0 | 0 | 0 | 0
| Total annualised capex |  |  | 2023-12-31 | 0 | 0 | 0 | 0 | 0 | 0 | 0 | 0 | 0 | 0 | 0 | 0 | 0 | 0 | 0 | 0 | 0 | 0 | 0 | 0 | 0 | 0 | 0 | 0 | 0
| Annualised capex |  |  | 2023-12-31 | 0 | 0 | 0 | 0 | 0 | 0 | 0 | 0 | 0 | 0 | 0 | 0 | 0 | 0 | 0 | 0 | 0 | 0 | 0 | 0 | 0 | 0 | 0 | 0 | 0
| Operating expenditure |  |  | 2023-12-31 | 0 | 0 | 0 | 0 | 0 | 0 | 0 | 0 | 0 | 0 | 0 | 0 | 0 | 0 | 0 | 0 | 0 | 0 | 0 | 0 | 0 | 0 | 0 | 0 | 0
| Risk mitigated |  |  | 2023-12-31 | 0 | 0 | 0 | 0 | 0 | 0 | 0 | 0 | 0 | 0 | 0 | 0 | 0 | 0 | 0 | 0 | 0 | 0 | 0 | 0 | 0 | 0 | 0 | 0 | 0
| Other benefits value |  |  | 2023-12-31 | 0 | 0 | 0 | 0 | 0 | 0 | 0 | 0 | 0 | 0 | 0 | 0 | 0 | 0 | 0 | 0 | 0 | 0 | 0 | 0 | 0 | 0 | 0 | 0 | 0
| Net benefits |  |  | 2023-12-31 | 0 | 0 | 0 | 0 | 0 | 0 | 0 | 0 | 0 | 0 | 0 | 0 | 0 | 0 | 0 | 0 | 0 | 0 | 0 | 0 | 0 | 0 | 0 | 0 | 0
| First capex year |  |  | 0
| First year |  |  | Not used
SENSITIVITIES
NPV | Net benefits |  |  | Option 5NPV | 0 | 0 | 0 | 0 | 0 | 0 | 0 | 0 | 0 | 0 | 0 | 0 | 0 | 0 | 0 | 0 | 0 | 0 | 0 | 0 | 0 | 0 | 0 | 0 | 0
| Total annualised capex |  |  |  | 0 | 0 | 0 | 0 | 0 | 0 | 0 | 0 | 0 | 0 | 0 | 0 | 0 | 0 | 0 | 0 | 0 | 0 | 0 | 0 | 0 | 0 | 0 | 0 | 0
| Total benefits |  |  |  | 0 | 0 | 0 | 0 | 0 | 0 | 0 | 0 | 0 | 0 | 0 | 0 | 0 | 0 | 0 | 0 | 0 | 0 | 0 | 0 | 0 | 0 | 0 | 0 | 0
|  | Capex | Total benefits
sens1 | Capex 10% higher | 10% | 0% | Option 5sens1 | 0 | 0 | 0 | 0 | 0 | 0 | 0 | 0 | 0 | 0 | 0 | 0 | 0 | 0 | 0 | 0 | 0 | 0 | 0 | 0 | 0 | 0 | 0 | 0 | 0
sens2 | Capex 10% lower | -10% | 0% | Option 5sens2 | 0 | 0 | 0 | 0 | 0 | 0 | 0 | 0 | 0 | 0 | 0 | 0 | 0 | 0 | 0 | 0 | 0 | 0 | 0 | 0 | 0 | 0 | 0 | 0 | 0
sens3 | Total benefits 10% higher | 0% | 10% | Option 5sens3 | 0 | 0 | 0 | 0 | 0 | 0 | 0 | 0 | 0 | 0 | 0 | 0 | 0 | 0 | 0 | 0 | 0 | 0 | 0 | 0 | 0 | 0 | 0 | 0 | 0
sens4 | Total benefits 10% lower | 0% | -10% | Option 5sens4 | 0 | 0 | 0 | 0 | 0 | 0 | 0 | 0 | 0 | 0 | 0 | 0 | 0 | 0 | 0 | 0 | 0 | 0 | 0 | 0 | 0 | 0 | 0 | 0 | 0
sens5 | Capex 10% higher & Total benefits 10% lower | 10% | -10% | Option 5sens5 | 0 | 0 | 0 | 0 | 0 | 0 | 0 | 0 | 0 | 0 | 0 | 0 | 0 | 0 | 0 | 0 | 0 | 0 | 0 | 0 | 0 | 0 | 0 | 0 | 0
sens | 0 | 0% | 0% | Option 5sens | 0 | 0 | 0 | 0 | 0 | 0 | 0 | 0 | 0 | 0 | 0 | 0 | 0 | 0 | 0 | 0 | 0 | 0 | 0 | 0 | 0 | 0 | 0 | 0 | 0
sens | 0 | 0% | 0% | Option 5sens | 0 | 0 | 0 | 0 | 0 | 0 | 0 | 0 | 0 | 0 | 0 | 0 | 0 | 0 | 0 | 0 | 0 | 0 | 0 | 0 | 0 | 0 | 0 | 0 | 0
sens | 0 | 0% | 0% | Option 5sens | 0 | 0 | 0 | 0 | 0 | 0 | 0 | 0 | 0 | 0 | 0 | 0 | 0 | 0 | 0 | 0 | 0 | 0 | 0 | 0 | 0 | 0 | 0 | 0 | 0

## Consol
CitiPower
NC switchboard and relay replacement
CONSOLIDATED
Discount factor |  |  |  |  | 0 | 0.98295 | 0.94971 | 0.91759 | 0.88656 | 0.85658 | 0.82761 | 0.79963 | 0.77259 | 0.74646 | 0.72122 | 0.69683 | 0.67326 | 0.6505 | 0.6285 | 0.60725 | 0.58671 | 0.56687 | 0.5477 | 0.52918 | 0.51129 | 0.494 | 0.47729 | 0.46115 | 0.44556 | 0.43049
Count |  |  |  |  | 0 | 1 | 2 | 3 | 4 | 5 | 6 | 7 | 8 | 9 | 10 | 11 | 12 | 13 | 14 | 15 | 16 | 17 | 18 | 19 | 20 | 21 | 22 | 23 | 24 | 25
Analysis period |  |  |  |  | TRUE | TRUE | TRUE | TRUE | TRUE | TRUE | TRUE | TRUE | TRUE | TRUE | TRUE | TRUE | TRUE | TRUE | TRUE | TRUE | TRUE | TRUE | TRUE | TRUE | TRUE | TRUE | TRUE | FALSE | FALSE | FALSE
[5 empty] | 2026-06-30 | 2026-27 | 2027-28 | 2028-29 | 2029-30 | 2030-31 | 2031-32 | 2032-33 | 2033-34 | 2034-35 | 2035-36 | 2036-37 | 2037-38 | 2038-39 | 2039-40 | 2040-41 | 2041-42 | 2042-43 | 2043-44 | 2044-45 | 2045-46 | 2046-47 | 2047-48 | 2048-49 | 2049-50 | 2050-51
COSTS |  |  | PV
Option 1 (base case) | Energy at risk value | Option 1 (base case)Energy at risk value | 11382361.6653 | 2026-06-30 |  | 578572.9302 | 591733.9172 | 608841.6324 | 625342.8345 | 638579.1496 | 652343.7642 | 670051.5502 | 691908.9618 | 705959.4603 | 706424.6983 | 706973.5682 | 707633.5191 | 708444.2893 | 709463.9374 | 710777.909 | 712512.6794 | 714856.2984 | 718089.3494 | 719428.9037 | 720453.8101 | 721620.1504 | 722960.0109 | 724338.4351 | 725630.2067 | 727047.8188
Option 1 (base case) | Capital expenditure | Option 1 (base case)Capital expenditure | 0 | 2026-06-30 |  | 0 | 0 | 0 | 0 | 0 | 0 | 0 | 0 | 0 | 0 | 0 | 0 | 0 | 0 | 0 | 0 | 0 | 0 | 0 | 0 | 0 | 0 | 0 | 0 | 0
Option 1 (base case) | Total risk cost | Option 1 (base case)Total risk cost | 12374260.8702 | 2026-06-30 |  | 630530.7025 | 646081.6399 | 665809.1556 | 685175.3932 | 701729.5419 | 719202.0185 | 741148.3106 | 767880.0968 | 787548.0703 | 794578.1609 | 802924.3833 | 813052.7055 | 825592.1051 | 841451.6199 | 861985.6283 | 889191.2785 | 926027.1522 | 976892.4589 | 1003950.7726 | 1029288.7788 | 1057418.6533 | 1092732.042 | 1125922.4002 | 1148379.011 | 1174178.6837
Option 1 (base case) |  | Option 1 (base case)
Option 1 (base case) | Annualised capex | Option 1 (base case)Annualised capex | 0 | 2026-06-30 |  | 0 | 0 | 0 | 0 | 0 | 0 | 0 | 0 | 0 | 0 | 0 | 0 | 0 | 0 | 0 | 0 | 0 | 0 | 0 | 0 | 0 | 0 | 0 | 0 | 0
Option 1 (base case) | Operating expenditure | Option 1 (base case)Operating expenditure | 0 | 2026-06-30 |  | 0 | 0 | 0 | 0 | 0 | 0 | 0 | 0 | 0 | 0 | 0 | 0 | 0 | 0 | 0 | 0 | 0 | 0 | 0 | 0 | 0 | 0 | 0 | 0 | 0
Option 1 (base case) | Risk mitigated | Option 1 (base case)Risk mitigated | 0 | 2026-06-30 |  | 0 | 0 | 0 | 0 | 0 | 0 | 0 | 0 | 0 | 0 | 0 | 0 | 0 | 0 | 0 | 0 | 0 | 0 | 0 | 0 | 0 | 0 | 0 | 0 | 0
Option 1 (base case) | Other benefits value | Option 1 (base case)Other benefits value | 0 | 2026-06-30 |  | 0 | 0 | 0 | 0 | 0 | 0 | 0 | 0 | 0 | 0 | 0 | 0 | 0 | 0 | 0 | 0 | 0 | 0 | 0 | 0 | 0 | 0 | 0 | 0 | 0
Option 1 (base case) | Net benefits | Option 1 (base case)Net benefits |  | 2026-06-30 |  | 0 | 0 | 0 | 0 | 0 | 0 | 0 | 0 | 0 | 0 | 0 | 0 | 0 | 0 | 0 | 0 | 0 | 0 | 0 | 0 | 0 | 0 | 0 | 0 | 0
Option 1 (base case) | NPV | Option 1 (base case)NPV | 0 | 2026-06-30
Option 1 (base case) | PV of costs | Option 1 (base case)PV of costs | 0 | 2026-06-30
Option 1 (base case) | PV of benefits | Option 1 (base case)PV of benefits | 0 | 2026-06-30
Option 2 | Energy at risk value | Option 2Energy at risk value | 3197811.4146 | 2026-06-30 |  | 578572.9302 | 591733.9172 | 608841.6324 | 625342.8345 | 65072.9339 | 66575.3616 | 68481.229 | 70811.917 | 72379.2699 | 72608.9072 | 72859.868 | 73134.2045 | 73434.1725 | 73762.2495 | 74121.1583 | 74513.892 | 74943.7407 | 75414.3217 | 75929.613 | 76493.9895 | 77112.264 | 77799.3686 | 78560.9259 | 79401.0275 | 80329.5013
Option 2 | Capital expenditure | Option 2Capital expenditure | -7225900.8302 | 2026-06-30 |  | 0 | 0 | -2685496.0986 | -5370992.1973 | 0 | 0 | 0 | 0 | 0 | 0 | 0 | 0 | 0 | 0 | 0 | 0 | 0 | 0 | 0 | 0 | 0 | 0 | 0 | 0 | 0
Option 2 | Total risk cost | Option 2Total risk cost | 3969183.7541 | 2026-06-30 |  | 630530.7025 | 646081.6399 | 665809.1556 | 685175.3932 | 94203.7446 | 97893.7616 | 102188.0063 | 107127.0366 | 111543.7542 | 114886.9054 | 118540.9313 | 122535.7909 | 126918.3689 | 131725.228 | 136996.4001 | 142783.6118 | 149166.7178 | 156217.9091 | 164021.7966 | 172697.0713 | 182399.7154 | 193560.167 | 0 | 0 | 0
Option 2 |  | Option 2
Option 2 | Annualised capex | Option 2Annualised capex | -4814950.8226 | 2026-06-30 |  | 0 | 0 | 0 | -133871.5506 | -401614.6517 | -401614.6517 | -401614.6517 | -401614.6517 | -401614.6517 | -401614.6517 | -401614.6517 | -401614.6517 | -401614.6517 | -401614.6517 | -401614.6517 | -401614.6517 | -401614.6517 | -401614.6517 | -401614.6517 | -401614.6517 | -401614.6517 | -401614.6517 | 0 | 0 | 0
Option 2 | Operating expenditure | Option 2Operating expenditure | 0 | 2026-06-30 |  | 0 | 0 | 0 | 0 | 0 | 0 | 0 | 0 | 0 | 0 | 0 | 0 | 0 | 0 | 0 | 0 | 0 | 0 | 0 | 0 | 0 | 0 | 0 | 0 | 0
Option 2 | Risk mitigated | Option 2Risk mitigated | 8405077.1161 | 2026-06-30 |  | 0 | 0 | 0 | 0 | 607525.7973 | 621308.2569 | 638960.3042 | 660753.0603 | 676004.3161 | 679691.2556 | 684383.452 | 690516.9146 | 698673.7361 | 709726.3919 | 724989.2281 | 746407.6667 | 776860.4344 | 820674.5498 | 839928.9759 | 856591.7075 | 875018.9379 | 899171.8751 | 0 | 0 | 0
Option 2 | Other benefits value | Option 2Other benefits value | 0 | 2026-06-30 |  | 0 | 0 | 0 | 0 | 0 | 0 | 0 | 0 | 0 | 0 | 0 | 0 | 0 | 0 | 0 | 0 | 0 | 0 | 0 | 0 | 0 | 0 | 0 | 0 | 0
Option 2 | Net benefits | Option 2Net benefits |  | 2026-06-30 |  | 0 | 0 | 0 | -133871.5506 | 205911.1456 | 219693.6052 | 237345.6525 | 259138.4085 | 274389.6644 | 278076.6038 | 282768.8002 | 288902.2628 | 297059.0844 | 308111.7402 | 323374.5764 | 344793.0149 | 375245.7827 | 419059.898 | 438314.3242 | 454977.0557 | 473404.2862 | 497557.2233 | 0 | 0 | 0
Option 2 | NPV | Option 2NPV | 3590126.2934 | 2026-06-30
Option 2 | PV of costs | Option 2PV of costs | -4814950.8226 | 2026-06-30
Option 2 | PV of benefits | Option 2PV of benefits | 8405077.1161 | 2026-06-30
Option 3 | Energy at risk value | Option 3Energy at risk value | 5602698.7886 | 2026-06-30 |  | 578572.9302 | 591733.9172 | 608841.6324 | 625342.8345 | 637594.0302 | 651246.449 | 668822.1774 | 690522.1059 | 704382.0039 | 72608.9072 | 72859.868 | 73134.2045 | 73434.1725 | 73762.2495 | 74121.1583 | 74513.892 | 74943.7407 | 75414.3217 | 75929.613 | 76493.9895 | 77112.264 | 77799.3686 | 78560.9259 | 79401.0275 | 80329.5013
Option 3 | Capital expenditure | Option 3Capital expenditure | -7757572.0165 | 2026-06-30 |  | 0 | 0 | -1074198.4395 | -2148396.8789 | 0 | 0 | 0 | -2148396.8789 | -4296793.7578 | 0 | 0 | 0 | 0 | 0 | 0 | 0 | 0 | 0 | 0 | 0 | 0 | 0 | 0 | 0 | 0
Option 3 | Total risk cost | Option 3Total risk cost | 6456687.8682 | 2026-06-30 |  | 630530.7025 | 646081.6399 | 665809.1556 | 685175.3932 | 687364.2132 | 703204.2213 | 723168.327 | 747476.5978 | 764185.8606 | 114886.9054 | 118540.9313 | 122535.7909 | 126918.3689 | 131725.228 | 136996.4001 | 142783.6118 | 149166.7178 | 156217.9091 | 164021.7966 | 172697.0713 | 182399.7154 | 193560.167 | 0 | 0 | 0
Option 3
Option 3 | Annualised capex | Option 3Annualised capex | -4751932.6834 | 2026-06-30 |  | 0 | 0 | 0 | -45797.0643 | -137391.1929 | -137391.1929 | -137391.1929 | -137391.1929 | -267743.1012 | -528446.9178 | -528446.9178 | -528446.9178 | -528446.9178 | -528446.9178 | -528446.9178 | -528446.9178 | -528446.9178 | -528446.9178 | -528446.9178 | -528446.9178 | -528446.9178 | -528446.9178 | 0 | 0 | 0
Option 3 | Operating expenditure | Option 3Operating expenditure | 0 | 2026-06-30 |  | 0 | 0 | 0 | 0 | 0 | 0 | 0 | 0 | 0 | 0 | 0 | 0 | 0 | 0 | 0 | 0 | 0 | 0 | 0 | 0 | 0 | 0 | 0 | 0 | 0
Option 3 | Risk mitigated | Option 3Risk mitigated | 5917573.002 | 2026-06-30 |  | 0 | 0 | 0 | 0 | 14365.3287 | 15997.7972 | 17979.9835 | 20403.499 | 23362.2098 | 679691.2556 | 684383.452 | 690516.9146 | 698673.7361 | 709726.3919 | 724989.2281 | 746407.6667 | 776860.4344 | 820674.5498 | 839928.9759 | 856591.7075 | 875018.9379 | 899171.8751 | 0 | 0 | 0
Option 3 | Other benefits value | Option 3Other benefits value | 0 | 2026-06-30 |  | 0 | 0 | 0 | 0 | 0 | 0 | 0 | 0 | 0 | 0 | 0 | 0 | 0 | 0 | 0 | 0 | 0 | 0 | 0 | 0 | 0 | 0 | 0 | 0 | 0
Option 3 | Net benefits | Option 3Net benefits |  | 2026-06-30 |  | 0 | 0 | 0 | -45797.0643 | -123025.8642 | -121393.3957 | -119411.2093 | -116987.6939 | -244380.8914 | 151244.3378 | 155936.5342 | 162069.9968 | 170226.8184 | 181279.4742 | 196542.3104 | 217960.7489 | 248413.5166 | 292227.632 | 311482.0582 | 328144.7897 | 346572.0201 | 370724.9573 | 0 | 0 | 0
Option 3 | NPV | Option 3NPV | 1165640.3186 | 2026-06-30
Option 3 | PV of costs | Option 3PV of costs | -4751932.6834 | 2026-06-30
Option 3 | PV of benefits | Option 3PV of benefits | 5917573.002 | 2026-06-30
Option 4 | Energy at risk value | Option 4Energy at risk value | 0 | 2026-06-30 |  | 0 | 0 | 0 | 0 | 0 | 0 | 0 | 0 | 0 | 0 | 0 | 0 | 0 | 0 | 0 | 0 | 0 | 0 | 0 | 0 | 0 | 0 | 0 | 0 | 0
Option 4 | Capital expenditure | Option 4Capital expenditure | 0 | 2026-06-30 |  | 0 | 0 | 0 | 0 | 0 | 0 | 0 | 0 | 0 | 0 | 0 | 0 | 0 | 0 | 0 | 0 | 0 | 0 | 0 | 0 | 0 | 0 | 0 | 0 | 0
Option 4 | Total risk cost | Option 4Total risk cost | 0 | 2026-06-30 |  | 0 | 0 | 0 | 0 | 0 | 0 | 0 | 0 | 0 | 0 | 0 | 0 | 0 | 0 | 0 | 0 | 0 | 0 | 0 | 0 | 0 | 0 | 0 | 0 | 0
Option 4 |  | Option 4
Option 4 | Annualised capex | Option 4Annualised capex | 0 | 2026-06-30 |  | 0 | 0 | 0 | 0 | 0 | 0 | 0 | 0 | 0 | 0 | 0 | 0 | 0 | 0 | 0 | 0 | 0 | 0 | 0 | 0 | 0 | 0 | 0 | 0 | 0
Option 4 | Operating expenditure | Option 4Operating expenditure | 0 | 2026-06-30 |  | 0 | 0 | 0 | 0 | 0 | 0 | 0 | 0 | 0 | 0 | 0 | 0 | 0 | 0 | 0 | 0 | 0 | 0 | 0 | 0 | 0 | 0 | 0 | 0 | 0
Option 4 | Risk mitigated | Option 4Risk mitigated | 0 | 2026-06-30 |  | 0 | 0 | 0 | 0 | 0 | 0 | 0 | 0 | 0 | 0 | 0 | 0 | 0 | 0 | 0 | 0 | 0 | 0 | 0 | 0 | 0 | 0 | 0 | 0 | 0
Option 4 | Other benefits value | Option 4Other benefits value | 0 | 2026-06-30 |  | 0 | 0 | 0 | 0 | 0 | 0 | 0 | 0 | 0 | 0 | 0 | 0 | 0 | 0 | 0 | 0 | 0 | 0 | 0 | 0 | 0 | 0 | 0 | 0 | 0
Option 4 | Net benefits | Option 4Net benefits |  | 2026-06-30 |  | 0 | 0 | 0 | 0 | 0 | 0 | 0 | 0 | 0 | 0 | 0 | 0 | 0 | 0 | 0 | 0 | 0 | 0 | 0 | 0 | 0 | 0 | 0 | 0 | 0
Option 4 | NPV | Option 4NPV | 0 | 2026-06-30
Option 4 | PV of costs | Option 4PV of costs | 0 | 2026-06-30
Option 4 | PV of benefits | Option 4PV of benefits | 0 | 2026-06-30
Option 5 | Energy at risk value | Option 5Energy at risk value | 0 | 2026-06-30 |  | 0 | 0 | 0 | 0 | 0 | 0 | 0 | 0 | 0 | 0 | 0 | 0 | 0 | 0 | 0 | 0 | 0 | 0 | 0 | 0 | 0 | 0 | 0 | 0 | 0
Option 5 | Capital expenditure | Option 5Capital expenditure | 0 | 2026-06-30 |  | 0 | 0 | 0 | 0 | 0 | 0 | 0 | 0 | 0 | 0 | 0 | 0 | 0 | 0 | 0 | 0 | 0 | 0 | 0 | 0 | 0 | 0 | 0 | 0 | 0
Option 5 | Total risk cost | Option 5Total risk cost | 0 | 2026-06-30 |  | 0 | 0 | 0 | 0 | 0 | 0 | 0 | 0 | 0 | 0 | 0 | 0 | 0 | 0 | 0 | 0 | 0 | 0 | 0 | 0 | 0 | 0 | 0 | 0 | 0
Option 5 |  | Option 5
Option 5 | Annualised capex | Option 5Annualised capex | 0 | 2026-06-30 |  | 0 | 0 | 0 | 0 | 0 | 0 | 0 | 0 | 0 | 0 | 0 | 0 | 0 | 0 | 0 | 0 | 0 | 0 | 0 | 0 | 0 | 0 | 0 | 0 | 0
Option 5 | Operating expenditure | Option 5Operating expenditure | 0 | 2026-06-30 |  | 0 | 0 | 0 | 0 | 0 | 0 | 0 | 0 | 0 | 0 | 0 | 0 | 0 | 0 | 0 | 0 | 0 | 0 | 0 | 0 | 0 | 0 | 0 | 0 | 0
Option 5 | Risk mitigated | Option 5Risk mitigated | 0 | 2026-06-30 |  | 0 | 0 | 0 | 0 | 0 | 0 | 0 | 0 | 0 | 0 | 0 | 0 | 0 | 0 | 0 | 0 | 0 | 0 | 0 | 0 | 0 | 0 | 0 | 0 | 0
Option 5 | Other benefits value | Option 5Other benefits value | 0 | 2026-06-30 |  | 0 | 0 | 0 | 0 | 0 | 0 | 0 | 0 | 0 | 0 | 0 | 0 | 0 | 0 | 0 | 0 | 0 | 0 | 0 | 0 | 0 | 0 | 0 | 0 | 0
Option 5 | Net benefits | Option 5Net benefits |  | 2026-06-30 |  | 0 | 0 | 0 | 0 | 0 | 0 | 0 | 0 | 0 | 0 | 0 | 0 | 0 | 0 | 0 | 0 | 0 | 0 | 0 | 0 | 0 | 0 | 0 | 0 | 0
Option 5 | NPV | Option 5NPV | 0 | 2026-06-30
Option 5 | PV of costs | Option 5PV of costs | 0 | 2026-06-30
Option 5 | PV of benefits | Option 5PV of benefits | 0 | 2026-06-30
CHART DATA | [5 empty] | FY27 | FY28 | FY29 | FY30 | FY31 | FY32 | FY33 | FY34 | FY35 | FY36 | FY37 | FY38 | FY39 | FY40 | FY41 | FY42 | FY43 | FY44 | FY45 | FY46 | FY47 | FY48 | FY49 | FY50 | FY51
Option 2 | Annualised capex | -1 |  |  | Option 2 annualised capex | 0.40161 | 0.40161 | 0.40161 | 0.40161 | 0.40161 | 0.40161 | 0.40161 | 0.40161 | 0.40161 | 0.40161 | 0.40161 | 0.40161 | 0.40161 | 0.40161 | 0.40161 | 0.40161 | 0.40161 | 0.40161 | 0.40161 | 0.40161 | 0.40161 | 0.40161 | 0 | 0 | 0
Option 1 (base case) | Total risk cost | 1 |  |  | Option 1 (base case) risk cost | 0.63053 | 0.64608 | 0.66581 | 0.68518 | 0.70173 | 0.7192 | 0.74115 | 0.76788 | 0.78755 | 0.79458 | 0.80292 | 0.81305 | 0.82559 | 0.84145 | 0.86199 | 0.88919 | 0.92603 | 0.97689 | 1.004 | 1.0293 | 1.0574 | 1.0927 | 1.1259 | 1.1484 | 1.1742
[6 empty] | FY27 | FY28 | FY29 | FY30 | FY31 | FY32 | FY33 | FY34 | FY35 | FY36 | FY37 | FY38 | FY39 | FY40 | FY41 | FY42 | FY43 | FY44 | FY45 | FY46 | FY47 | FY48 | FY49 | FY50 | FY51
Energy at risk | Energy at risk (weighted) | 0 |  |  | Energy at risk energy at risk (weighted) | 0 | 0 | 0 | 0 | 0 | 0 | 0 | 0 | 0 | 0 | 0 | 0 | 0 | 0 | 0 | 0 | 0 | 0 | 0 | 0 | 0 | 0 | 0 | 0 | 0
Option 1 (base case) | Energy at risk value | 0.65328 |  |  | Option 1 (base case) risk cost | 0.51987 | 0.5317 | 0.54707 | 0.5619 | 0.57379 | 0.58616 | 0.60207 | 0.62171 | 0.63434 | 0.63475 | 0.63525 | 0.63584 | 0.63657 | 0.63748 | 0.63866 | 0.64022 | 0.64233 | 0.64523 | 0.64644 | 0.64736 | 0.64841 | 0.64961 | 0.65085 | 0.65201 | 0.65328

## Sensitivity_calcs
CitiPower
NC switchboard and relay replacement
SENSITIVITY CALCULATIONS
Discount factor | [6 empty] | 0 | 0.98295 | 0.94971 | 0.91759 | 0.88656 | 0.85658 | 0.82761 | 0.79963 | 0.77259 | 0.74646 | 0.72122 | 0.69683 | 0.67326 | 0.6505 | 0.6285 | 0.60725 | 0.58671 | 0.56687 | 0.5477 | 0.52918 | 0.51129 | 0.494 | 0.47729 | 0.46115 | 0.44556 | 0.43049
Count | [6 empty] | 0 | 1 | 2 | 3 | 4 | 5 | 6 | 7 | 8 | 9 | 10 | 11 | 12 | 13 | 14 | 15 | 16 | 17 | 18 | 19 | 20 | 21 | 22 | 23 | 24 | 25
Analysis period | [6 empty] | 1 | 1 | 1 | 1 | 1 | 1 | 1 | 1 | 1 | 1 | 1 | 1 | 1 | 1 | 1 | 1 | 1 | 1 | 1 | 1 | 1 | 1 | 1 | 0 | 0 | 0
[7 empty] | 2026-06-30 | 2026-27 | 2027-28 | 2028-29 | 2029-30 | 2030-31 | 2031-32 | 2032-33 | 2033-34 | 2034-35 | 2035-36 | 2036-37 | 2037-38 | 2038-39 | 2039-40 | 2040-41 | 2041-42 | 2042-43 | 2043-44 | 2044-45 | 2045-46 | 2046-47 | 2047-48 | 2048-49 | 2049-50 | 2050-51
PV
[25 empty] | 438314.3242 | 454977.0557 | 473404.2862 | 497557.2233 | 0 | 0 | 0
OPTION 1 (base case) | NPV | Net benefits | OPTION 1 (base case)NPV |  | 0 |  | 0 | 0 | 0 | 0 | 0 | 0 | 0 | 0 | 0 | 0 | 0 | 0 | 0 | 0 | 0 | 0 | 0 | 0 | 0 | 0 | 0 | 0 | 0 | 0 | 0 | 0
OPTION 1 (base case) | sens1 | Capex 10% higher | OPTION 1 (base case)sens1 |  | 0 |  | 0 | 0 | 0 | 0 | 0 | 0 | 0 | 0 | 0 | 0 | 0 | 0 | 0 | 0 | 0 | 0 | 0 | 0 | 0 | 0 | 0 | 0 | 0 | 0 | 0 | 0
OPTION 1 (base case) | sens2 | Capex 10% lower | OPTION 1 (base case)sens2 |  | 0 |  | 0 | 0 | 0 | 0 | 0 | 0 | 0 | 0 | 0 | 0 | 0 | 0 | 0 | 0 | 0 | 0 | 0 | 0 | 0 | 0 | 0 | 0 | 0 | 0 | 0 | 0
OPTION 1 (base case) | sens3 | Total benefits 10% higher | OPTION 1 (base case)sens3 |  | 0 |  | 0 | 0 | 0 | 0 | 0 | 0 | 0 | 0 | 0 | 0 | 0 | 0 | 0 | 0 | 0 | 0 | 0 | 0 | 0 | 0 | 0 | 0 | 0 | 0 | 0 | 0
OPTION 1 (base case) | sens4 | Total benefits 10% lower | OPTION 1 (base case)sens4 |  | 0 |  | 0 | 0 | 0 | 0 | 0 | 0 | 0 | 0 | 0 | 0 | 0 | 0 | 0 | 0 | 0 | 0 | 0 | 0 | 0 | 0 | 0 | 0 | 0 | 0 | 0 | 0
OPTION 1 (base case) | sens5 | Capex 10% higher & Total benefits 10% lower | OPTION 1 (base case)sens5 |  | 0 |  | 0 | 0 | 0 | 0 | 0 | 0 | 0 | 0 | 0 | 0 | 0 | 0 | 0 | 0 | 0 | 0 | 0 | 0 | 0 | 0 | 0 | 0 | 0 | 0 | 0 | 0
OPTION 1 (base case) | sens | 0 | OPTION 1 (base case)sens |  | 0 |  | 0 | 0 | 0 | 0 | 0 | 0 | 0 | 0 | 0 | 0 | 0 | 0 | 0 | 0 | 0 | 0 | 0 | 0 | 0 | 0 | 0 | 0 | 0 | 0 | 0 | 0
OPTION 1 (base case) | sens | 0 | OPTION 1 (base case)sens |  | 0 |  | 0 | 0 | 0 | 0 | 0 | 0 | 0 | 0 | 0 | 0 | 0 | 0 | 0 | 0 | 0 | 0 | 0 | 0 | 0 | 0 | 0 | 0 | 0 | 0 | 0 | 0
OPTION 1 (base case) | sens | 0 | OPTION 1 (base case)sens |  | 0 |  | 0 | 0 | 0 | 0 | 0 | 0 | 0 | 0 | 0 | 0 | 0 | 0 | 0 | 0 | 0 | 0 | 0 | 0 | 0 | 0 | 0 | 0 | 0 | 0 | 0 | 0
Option 2 | NPV | Net benefits | Option 2NPV |  | 3590126.2934 |  | 0 | 0 | 0 | 0 | -133871.5506 | 205911.1456 | 219693.6052 | 237345.6525 | 259138.4085 | 274389.6644 | 278076.6038 | 282768.8002 | 288902.2628 | 297059.0844 | 308111.7402 | 323374.5764 | 344793.0149 | 375245.7827 | 419059.898 | 438314.3242 | 454977.0557 | 473404.2862 | 497557.2233 | 0 | 0 | 0
Option 2 | sens1 | Capex 10% higher | Option 2sens1 |  | 3108631.2112 |  | 0 | 0 | 0 | 0 | -147258.7056 | 165749.6804 | 179532.14 | 197184.1873 | 218976.9434 | 234228.1992 | 237915.1386 | 242607.335 | 248740.7977 | 256897.6192 | 267950.275 | 283213.1112 | 304631.5497 | 335084.3175 | 378898.4329 | 398152.859 | 414815.5906 | 433242.821 | 457395.7582 | 0 | 0 | 0
Option 2 | sens2 | Capex 10% lower | Option 2sens2 |  | 4071621.3757 |  | 0 | 0 | 0 | 0 | -120484.3955 | 246072.6108 | 259855.0704 | 277507.1176 | 299299.8737 | 314551.1296 | 318238.069 | 322930.2654 | 329063.728 | 337220.5496 | 348273.2054 | 363536.0416 | 384954.4801 | 415407.2478 | 459221.3632 | 478475.7894 | 495138.5209 | 513565.7513 | 537718.6885 | 0 | 0 | 0
Option 2 | sens3 | Total benefits 10% higher | Option 2sens3 |  | 4430634.0051 |  | 0 | 0 | 0 | 0 | -133871.5506 | 266663.7253 | 281824.4309 | 301241.6829 | 325213.7146 | 341990.096 | 346045.7294 | 351207.1454 | 357953.9543 | 366926.458 | 379084.3794 | 395873.4992 | 419433.7816 | 452931.8261 | 501127.353 | 522307.2218 | 540636.2265 | 560906.18 | 587474.4108 | 0 | 0 | 0
Option 2 | sens4 | Total benefits 10% lower | Option 2sens4 |  | 2749618.5818 |  | 0 | 0 | 0 | 0 | -133871.5506 | 145158.5659 | 157562.7795 | 173449.622 | 193063.1025 | 206789.2328 | 210107.4783 | 214330.455 | 219850.5714 | 227191.7108 | 237139.101 | 250875.6536 | 270152.2483 | 297559.7392 | 336992.443 | 354321.4266 | 369317.885 | 385902.3924 | 407640.0358 | 0 | 0 | 0
Option 2 | sens5 | Capex 10% higher & Total benefits 10% lower | Option 2sens5 |  | 2268123.4996 |  | 0 | 0 | 0 | 0 | -147258.7056 | 104997.1007 | 117401.3143 | 133288.1569 | 152901.6373 | 166627.7676 | 169946.0131 | 174168.9898 | 179689.1062 | 187030.2456 | 196977.6358 | 210714.1884 | 229990.7831 | 257398.2741 | 296830.9779 | 314159.9614 | 329156.4198 | 345740.9272 | 367478.5707 | 0 | 0 | 0
Option 2 | sens | 0 | Option 2sens |  | 3590126.2934 |  | 0 | 0 | 0 | 0 | -133871.5506 | 205911.1456 | 219693.6052 | 237345.6525 | 259138.4085 | 274389.6644 | 278076.6038 | 282768.8002 | 288902.2628 | 297059.0844 | 308111.7402 | 323374.5764 | 344793.0149 | 375245.7827 | 419059.898 | 438314.3242 | 454977.0557 | 473404.2862 | 497557.2233 | 0 | 0 | 0
Option 2 | sens | 0 | Option 2sens |  | 3590126.2934 |  | 0 | 0 | 0 | 0 | -133871.5506 | 205911.1456 | 219693.6052 | 237345.6525 | 259138.4085 | 274389.6644 | 278076.6038 | 282768.8002 | 288902.2628 | 297059.0844 | 308111.7402 | 323374.5764 | 344793.0149 | 375245.7827 | 419059.898 | 438314.3242 | 454977.0557 | 473404.2862 | 497557.2233 | 0 | 0 | 0
Option 2 | sens | 0 | Option 2sens |  | 3590126.2934 |  | 0 | 0 | 0 | 0 | -133871.5506 | 205911.1456 | 219693.6052 | 237345.6525 | 259138.4085 | 274389.6644 | 278076.6038 | 282768.8002 | 288902.2628 | 297059.0844 | 308111.7402 | 323374.5764 | 344793.0149 | 375245.7827 | 419059.898 | 438314.3242 | 454977.0557 | 473404.2862 | 497557.2233 | 0 | 0 | 0
[7 empty] | 0 | 0 | 0 | 0 | -45797.0643 | -123025.8642 | -121393.3957 | -119411.2093 | -116987.6939 | -244380.8914 | 151244.3378 | 155936.5342 | 162069.9968 | 170226.8184 | 181279.4742 | 196542.3104 | 217960.7489 | 248413.5166 | 292227.632 | 311482.0582 | 328144.7897 | 346572.0201 | 370724.9573 | 0 | 0 | 0
Option 3 | NPV | Net benefits | Option 3NPV |  | 1165640.3186 |  | 0 | 0 | 0 | 0 | -45797.0643 | -123025.8642 | -121393.3957 | -119411.2093 | -116987.6939 | -244380.8914 | 151244.3378 | 155936.5342 | 162069.9968 | 170226.8184 | 181279.4742 | 196542.3104 | 217960.7489 | 248413.5166 | 292227.632 | 311482.0582 | 328144.7897 | 346572.0201 | 370724.9573 | 0 | 0 | 0
Option 3 | sens1 | Capex 10% higher | Option 3sens1 |  | 690447.0502 |  | 0 | 0 | 0 | 0 | -50376.7707 | -136764.9835 | -135132.515 | -133150.3286 | -130726.8131 | -271155.2015 | 98399.646 | 103091.8424 | 109225.305 | 117382.1266 | 128434.7824 | 143697.6186 | 165116.0571 | 195568.8249 | 239382.9402 | 258637.3664 | 275300.0979 | 293727.3284 | 317880.2655 | 0 | 0 | 0
Option 3 | sens2 | Capex 10% lower | Option 3sens2 |  | 1640833.5869 |  | 0 | 0 | 0 | 0 | -41217.3579 | -109286.7449 | -107654.2764 | -105672.09 | -103248.5746 | -217606.5813 | 204089.0296 | 208781.226 | 214914.6886 | 223071.5101 | 234124.1659 | 249387.0021 | 270805.4407 | 301258.2084 | 345072.3238 | 364326.7499 | 380989.4815 | 399416.7119 | 423569.6491 | 0 | 0 | 0
Option 3 | sens3 | Total benefits 10% higher | Option 3sens3 |  | 1757397.6188 |  | 0 | 0 | 0 | 0 | -45797.0643 | -121589.3313 | -119793.616 | -117613.211 | -114947.344 | -242044.6704 | 219213.4633 | 224374.8794 | 231121.6883 | 240094.192 | 252252.1134 | 269041.2332 | 292601.5155 | 326099.5601 | 374295.087 | 395474.9558 | 413803.9604 | 434073.9139 | 460642.1448 | 0 | 0 | 0
Option 3 | sens4 | Total benefits 10% lower | Option 3sens4 |  | 573883.0184 |  | 0 | 0 | 0 | 0 | -45797.0643 | -124462.3971 | -122993.1754 | -121209.2077 | -119028.0438 | -246717.1124 | 83275.2122 | 87498.189 | 93018.3053 | 100359.4448 | 110306.835 | 124043.3875 | 143319.9822 | 170727.4732 | 210160.177 | 227489.1606 | 242485.6189 | 259070.1263 | 280807.7698 | 0 | 0 | 0
Option 3 | sens5 | Capex 10% higher & Total benefits 10% lower | Option 3sens5 |  | 98689.75 |  | 0 | 0 | 0 | 0 | -50376.7707 | -138201.5163 | -136732.2947 | -134948.327 | -132767.163 | -273491.4225 | 30430.5204 | 34653.4972 | 40173.6136 | 47514.753 | 57462.1432 | 71198.6958 | 90475.2904 | 117882.7814 | 157315.4852 | 174644.4688 | 189640.9272 | 206225.4346 | 227963.078 | 0 | 0 | 0
Option 3 | sens | 0 | Option 3sens |  | 1165640.3186 |  | 0 | 0 | 0 | 0 | -45797.0643 | -123025.8642 | -121393.3957 | -119411.2093 | -116987.6939 | -244380.8914 | 151244.3378 | 155936.5342 | 162069.9968 | 170226.8184 | 181279.4742 | 196542.3104 | 217960.7489 | 248413.5166 | 292227.632 | 311482.0582 | 328144.7897 | 346572.0201 | 370724.9573 | 0 | 0 | 0
Option 3 | sens | 0 | Option 3sens |  | 1165640.3186 |  | 0 | 0 | 0 | 0 | -45797.0643 | -123025.8642 | -121393.3957 | -119411.2093 | -116987.6939 | -244380.8914 | 151244.3378 | 155936.5342 | 162069.9968 | 170226.8184 | 181279.4742 | 196542.3104 | 217960.7489 | 248413.5166 | 292227.632 | 311482.0582 | 328144.7897 | 346572.0201 | 370724.9573 | 0 | 0 | 0
Option 3 | sens | 0 | Option 3sens |  | 1165640.3186 |  | 0 | 0 | 0 | 0 | -45797.0643 | -123025.8642 | -121393.3957 | -119411.2093 | -116987.6939 | -244380.8914 | 151244.3378 | 155936.5342 | 162069.9968 | 170226.8184 | 181279.4742 | 196542.3104 | 217960.7489 | 248413.5166 | 292227.632 | 311482.0582 | 328144.7897 | 346572.0201 | 370724.9573 | 0 | 0 | 0
Option 4 | NPV | Net benefits | Option 4NPV |  | 0 |  | 0 | 0 | 0 | 0 | 0 | 0 | 0 | 0 | 0 | 0 | 0 | 0 | 0 | 0 | 0 | 0 | 0 | 0 | 0 | 0 | 0 | 0 | 0 | 0 | 0 | 0
Option 4 | sens1 | Capex 10% higher | Option 4sens1 |  | 0 |  | 0 | 0 | 0 | 0 | 0 | 0 | 0 | 0 | 0 | 0 | 0 | 0 | 0 | 0 | 0 | 0 | 0 | 0 | 0 | 0 | 0 | 0 | 0 | 0 | 0 | 0
Option 4 | sens2 | Capex 10% lower | Option 4sens2 |  | 0 |  | 0 | 0 | 0 | 0 | 0 | 0 | 0 | 0 | 0 | 0 | 0 | 0 | 0 | 0 | 0 | 0 | 0 | 0 | 0 | 0 | 0 | 0 | 0 | 0 | 0 | 0
Option 4 | sens3 | Total benefits 10% higher | Option 4sens3 |  | 0 |  | 0 | 0 | 0 | 0 | 0 | 0 | 0 | 0 | 0 | 0 | 0 | 0 | 0 | 0 | 0 | 0 | 0 | 0 | 0 | 0 | 0 | 0 | 0 | 0 | 0 | 0
Option 4 | sens4 | Total benefits 10% lower | Option 4sens4 |  | 0 |  | 0 | 0 | 0 | 0 | 0 | 0 | 0 | 0 | 0 | 0 | 0 | 0 | 0 | 0 | 0 | 0 | 0 | 0 | 0 | 0 | 0 | 0 | 0 | 0 | 0 | 0
Option 4 | sens5 | Capex 10% higher & Total benefits 10% lower | Option 4sens5 |  | 0 |  | 0 | 0 | 0 | 0 | 0 | 0 | 0 | 0 | 0 | 0 | 0 | 0 | 0 | 0 | 0 | 0 | 0 | 0 | 0 | 0 | 0 | 0 | 0 | 0 | 0 | 0
Option 4 | sens | 0 | Option 4sens |  | 0 |  | 0 | 0 | 0 | 0 | 0 | 0 | 0 | 0 | 0 | 0 | 0 | 0 | 0 | 0 | 0 | 0 | 0 | 0 | 0 | 0 | 0 | 0 | 0 | 0 | 0 | 0
Option 4 | sens | 0 | Option 4sens |  | 0 |  | 0 | 0 | 0 | 0 | 0 | 0 | 0 | 0 | 0 | 0 | 0 | 0 | 0 | 0 | 0 | 0 | 0 | 0 | 0 | 0 | 0 | 0 | 0 | 0 | 0 | 0
Option 4 | sens | 0 | Option 4sens |  | 0 |  | 0 | 0 | 0 | 0 | 0 | 0 | 0 | 0 | 0 | 0 | 0 | 0 | 0 | 0 | 0 | 0 | 0 | 0 | 0 | 0 | 0 | 0 | 0 | 0 | 0 | 0
Option 5 | NPV | Net benefits | Option 5NPV |  | 0 |  | 0 | 0 | 0 | 0 | 0 | 0 | 0 | 0 | 0 | 0 | 0 | 0 | 0 | 0 | 0 | 0 | 0 | 0 | 0 | 0 | 0 | 0 | 0 | 0 | 0 | 0
Option 5 | sens1 | Capex 10% higher | Option 5sens1 |  | 0 |  | 0 | 0 | 0 | 0 | 0 | 0 | 0 | 0 | 0 | 0 | 0 | 0 | 0 | 0 | 0 | 0 | 0 | 0 | 0 | 0 | 0 | 0 | 0 | 0 | 0 | 0
Option 5 | sens2 | Capex 10% lower | Option 5sens2 |  | 0 |  | 0 | 0 | 0 | 0 | 0 | 0 | 0 | 0 | 0 | 0 | 0 | 0 | 0 | 0 | 0 | 0 | 0 | 0 | 0 | 0 | 0 | 0 | 0 | 0 | 0 | 0
Option 5 | sens3 | Total benefits 10% higher | Option 5sens3 |  | 0 |  | 0 | 0 | 0 | 0 | 0 | 0 | 0 | 0 | 0 | 0 | 0 | 0 | 0 | 0 | 0 | 0 | 0 | 0 | 0 | 0 | 0 | 0 | 0 | 0 | 0 | 0
Option 5 | sens4 | Total benefits 10% lower | Option 5sens4 |  | 0 |  | 0 | 0 | 0 | 0 | 0 | 0 | 0 | 0 | 0 | 0 | 0 | 0 | 0 | 0 | 0 | 0 | 0 | 0 | 0 | 0 | 0 | 0 | 0 | 0 | 0 | 0
Option 5 | sens5 | Capex 10% higher & Total benefits 10% lower | Option 5sens5 |  | 0 |  | 0 | 0 | 0 | 0 | 0 | 0 | 0 | 0 | 0 | 0 | 0 | 0 | 0 | 0 | 0 | 0 | 0 | 0 | 0 | 0 | 0 | 0 | 0 | 0 | 0 | 0
Option 5 | sens | 0 | Option 5sens |  | 0 |  | 0 | 0 | 0 | 0 | 0 | 0 | 0 | 0 | 0 | 0 | 0 | 0 | 0 | 0 | 0 | 0 | 0 | 0 | 0 | 0 | 0 | 0 | 0 | 0 | 0 | 0
Option 5 | sens | 0 | Option 5sens |  | 0 |  | 0 | 0 | 0 | 0 | 0 | 0 | 0 | 0 | 0 | 0 | 0 | 0 | 0 | 0 | 0 | 0 | 0 | 0 | 0 | 0 | 0 | 0 | 0 | 0 | 0 | 0
Option 5 | sens | 0 | Option 5sens |  | 0 |  | 0 | 0 | 0 | 0 | 0 | 0 | 0 | 0 | 0 | 0 | 0 | 0 | 0 | 0 | 0 | 0 | 0 | 0 | 0 | 0 | 0 | 0 | 0 | 0 | 0 | 0
RESULTS
|  | 0 | 0 | 0 | 1 | 1 |  | 2028-29: #NAME?
|  | Option 1 (base case) | Option 2 | Option 3 | Option 4 | Option 5 |  | 2026-27: Max; 2028-29: Preferred
NPV | None | 0 | 3.5901 | 1.1656 |  |  |  | 2026-27: #NAME?; 2028-29: Option 2
sens1 | Capex 10% higher | 0 | 3.1086 | 0.69045 |  |  |  | 2026-27: #NAME?; 2028-29: Option 2
sens2 | Capex 10% lower | 0 | 4.0716 | 1.6408 |  |  |  | 2026-27: #NAME?; 2028-29: Option 2
sens3 | Total benefits 10% higher | 0 | 4.4306 | 1.7574 |  |  |  | 2026-27: #NAME?; 2028-29: Option 2
sens4 | Total benefits 10% lower | 0 | 2.7496 | 0.57388 |  |  |  | 2026-27: #NAME?; 2028-29: Option 2
sens5 | Capex 10% higher & Total benefits 10% lower | 0 | 2.2681 | 0.09869 |  |  |  | 2026-27: #NAME?; 2028-29: Option 2
sens | 0 | [6 empty] | 2026-27: #NAME?; 2028-29: #NAME?
sens | 0 | [6 empty] | 2026-27: #NAME?; 2028-29: #NAME?
sens | 0 | [6 empty] | 2026-27: #NAME?; 2028-29: #NAME?

## Workings_costs
CitiPower
NC switchboard and relay replacement
WORKINGS - COSTS
Option 1 - continue existing maintenance with no proactive replacement cost
|  |  | 2026-27 | 2027-28 | 2028-29 | 2029-30 | 2030-31 | 2031-32 | 2032-33 | 2033-34 | 2034-35 | 2035-36 | 2036-37 | 2037-38 | 2038-39 | 2039-40 | 2040-41 | 2041-42 | 2042-43 | 2043-44 | 2044-45 | 2045-46 | 2046-47 | 2047-48 | 2048-49 | 2049-50 | 2050-51
Opex
SWBD online monitoring annual cost ($)
Relay annual maintenance cost ($)
|  | Total opex cost ($) | 0 | 0 | 0 | 0 | 0 | 0 | 0 | 0 | 0 | 0 | 0 | 0 | 0 | 0 | 0 | 0 | 0 | 0 | 0 | 0 | 0 | 0 | 0 | 0 | 0
Option 2 - Combined replacement of SWBD (i.e. all three buses) and relays completed in 2029-30
|  |  | 2026-27 | 2027-28 | 2028-29 | 2029-30 | 2030-31 | 2031-32 | 2032-33 | 2033-34 | 2034-35 | 2035-36 | 2036-37 | 2037-38 | 2038-39 | 2039-40 | 2040-41 | 2041-42 | 2042-43 | 2043-44 | 2044-45 | 2045-46 | 2046-47 | 2047-48 | 2048-49 | 2049-50 | 2050-51
|  | SWBD capex profile ($) |  |  | 1447820.4236 | 2895640.8472 |  |  | 0 | 0 | 0 | 0 | 0 | 0 | 0 | 0 | 0 | 0 | 0 | 0 | 0 | 0 | 0 | 0 | 0 | 0 | 0
|  | Relay capex profile ($) |  |  | 965213.6157 | 1930427.2315 |  |  | 0 | 0 | 0 | 0 | 0 | 0 | 0 | 0 | 0 | 0 | 0 | 0 | 0 | 0 | 0 | 0 | 0 | 0 | 0
|  | Total capex ($) | 0 | 0 | 2413034.0394 | 4826068.0787 | 0 | 0 | 0 | 0 | 0 | 0 | 0 | 0 | 0 | 0 | 0 | 0 | 0 | 0 | 0 | 0 | 0 | 0 | 0 | 0 | 0
|  |  | 2026-27 | 2027-28 | 2028-29 | 2029-30 | 2030-31 | 2031-32 | 2032-33 | 2033-34 | 2034-35 | 2035-36 | 2036-37 | 2037-38 | 2038-39 | 2039-40 | 2040-41 | 2041-42 | 2042-43 | 2043-44 | 2044-45 | 2045-46 | 2046-47 | 2047-48 | 2048-49 | 2049-50 | 2050-51
Opex
|  | SWBD online monitoring annual cost ($) | 0 | 0 | 0 | 0 | 0 | 0 | 0 | 0 | 0 | 0 | 0 | 0 | 0 | 0 | 0 | 0 | 0 | 0 | 0 | 0 | 0 | 0 | 0 | 0 | 0
|  | Relay annual maintenance cost ($) | 0 | 0 | 0 | 0 | 0 | 0 | 0 | 0 | 0 | 0 | 0 | 0 | 0 | 0 | 0 | 0 | 0 | 0 | 0 | 0 | 0 | 0 | 0 | 0 | 0
|  | Total opex cost ($) | 0 | 0 | 0 | 0 | 0 | 0 | 0 | 0 | 0 | 0 | 0 | 0 | 0 | 0 | 0 | 0 | 0 | 0 | 0 | 0 | 0 | 0 | 0 | 0 | 0
Option 3 - Relay replacement completed in 2029-30 and SWBD replacement completed in 2034-35
|  |  | 2026-27 | 2027-28 | 2028-29 | 2029-30 | 2030-31 | 2031-32 | 2032-33 | 2033-34 | 2034-35 | 2035-36 | 2036-37 | 2037-38 | 2038-39 | 2039-40 | 2040-41 | 2041-42 | 2042-43 | 2043-44 | 2044-45 | 2045-46 | 2046-47 | 2047-48 | 2048-49 | 2049-50 | 2050-51
|  | SWBD capex profile ($) | 2028-29: 965213.6157; 2029-30: 1930427.2315; 2039-40: 0; 2040-41: 0; 2041-42: 0; 2042-43: 0; 2043-44: 0; 2044-45: 0; 2045-46: 0; 2046-47: 0; 2047-48: 0; 2048-49: 0; 2049-50: 0; 2050-51: 0
|  | Relay capex profile ($) | 2033-34: 1930427.2315; 2034-35: 3860854.463; 2039-40: 0; 2040-41: 0; 2041-42: 0; 2042-43: 0; 2043-44: 0; 2044-45: 0; 2045-46: 0; 2046-47: 0; 2047-48: 0; 2048-49: 0; 2049-50: 0; 2050-51: 0
|  | Total capex ($) | 0 | 0 | 965213.6157 | 1930427.2315 | 0 | 0 | 0 | 1930427.2315 | 3860854.463 | 0 | 0 | 0 | 0 | 0 | 0 | 0 | 0 | 0 | 0 | 0 | 0 | 0 | 0 | 0 | 0
|  |  | 2026-27 | 2027-28 | 2028-29 | 2029-30 | 2030-31 | 2031-32 | 2032-33 | 2033-34 | 2034-35 | 2035-36 | 2036-37 | 2037-38 | 2038-39 | 2039-40 | 2040-41 | 2041-42 | 2042-43 | 2043-44 | 2044-45 | 2045-46 | 2046-47 | 2047-48 | 2048-49 | 2049-50 | 2050-51
Opex
|  | SWBD online monitoring annual cost ($) | 0 | 0 | 0 | 0 | 0 | 0 | 0 | 0 | 0 | 0 | 0 | 0 | 0 | 0 | 0 | 0 | 0 | 0 | 0 | 0 | 0 | 0 | 0 | 0 | 0
|  | Relay annual maintenance cost ($) | 0 | 0 | 0 | 0 | 0 | 0 | 0 | 0 | 0 | 0 | 0 | 0 | 0 | 0 | 0 | 0 | 0 | 0 | 0 | 0 | 0 | 0 | 0 | 0 | 0
|  | Total opex cost ($) | 0 | 0 | 0 | 0 | 0 | 0 | 0 | 0 | 0 | 0 | 0 | 0 | 0 | 0 | 0 | 0 | 0 | 0 | 0 | 0 | 0 | 0 | 0 | 0 | 0

## Workings_risks
CitiPower
NC switchboard and relay replacement
WORKINGS - RISKS
Option 1 - continue existing maintenance with no proactive replacement cost
|  |  | 2026-27 | 2027-28 | 2028-29 | 2029-30 | 2030-31 | 2031-32 | 2032-33 | 2033-34 | 2034-35 | 2035-36 | 2036-37 | 2037-38 | 2038-39 | 2039-40 | 2040-41 | 2041-42 | 2042-43 | 2043-44 | 2044-45 | 2045-46 | 2046-47 | 2047-48 | 2048-49 | 2049-50 | 2050-51
SWBD risks
|  | Energy at Risk ($) | 517980.7842 | 529648.146 | 544847.2082 | 559485.321 | 571158.8404 | 583281.0744 | 598915.2788 | 618240.6945 | 630505.5523 | 630505.5523 | 630505.5523 | 630505.5523 | 630505.5523 | 630505.5523 | 630505.5523 | 630505.5523 | 630505.5523 | 630505.5523 | 630505.5523 | 630505.5523 | 630505.5523 | 630505.5523 | 630505.5523 | 630505.5523 | 630505.5523
|  | Safety Risk | 354.9564 | 354.9564 | 354.9564 | 354.9564 | 354.9564 | 354.9564 | 354.9564 | 354.9564 | 354.9564 | 354.9564 | 354.9564 | 354.9564 | 354.9564 | 354.9564 | 354.9564 | 354.9564 | 354.9564 | 354.9564 | 354.9564 | 354.9564 | 354.9564 | 354.9564 | 354.9564 | 354.9564 | 354.9564
|  | Unplanned Replacement Risk | 19743.0058 | 19743.0058 | 19743.0058 | 19743.0058 | 19743.0058 | 19743.0058 | 19743.0058 | 19743.0058 | 19743.0058 | 19743.0058 | 19743.0058 | 19743.0058 | 19743.0058 | 19743.0058 | 19743.0058 | 19743.0058 | 19743.0058 | 19743.0058 | 19743.0058 | 19743.0058 | 19743.0058 | 19743.0058 | 19743.0058 | 19743.0058 | 19743.0058
|  | Unplanned Fault Risk | 508 | 508 | 508 | 508 | 508 | 508 | 508 | 508 | 508 | 508 | 508 | 508 | 508 | 508 | 508 | 508 | 508 | 508 | 508 | 508 | 508 | 508 | 508 | 508 | 508
|  | Total SWBD risks | 538586.7464 | 550254.1082 | 565453.1704 | 580091.2832 | 591764.8026 | 603887.0367 | 619521.241 | 638846.6567 | 651111.5146 | 651111.5146 | 651111.5146 | 651111.5146 | 651111.5146 | 651111.5146 | 651111.5146 | 651111.5146 | 651111.5146 | 651111.5146 | 651111.5146 | 651111.5146 | 651111.5146 | 651111.5146 | 651111.5146 | 651111.5146 | 651111.5146
Relay risks
|  | Environment risk ($) | 160.5057 | 168.8106 | 178.4726 | 189.2251 | 212.1288 | 242.0251 | 285.0719 | 345.5912 | 428.2321 | 542.8934 | 703.868 | 933.8433 | 1264.2849 | 1741.623 | 2436.0744 | 3452.3729 | 4946.9906 | 7154.0329 | 7971.039 | 8617.4974 | 9367.2773 | 10415.9569 | 11287.0394 | 11538.7546 | 11875.8606
|  | Energy at Risk ($) | 1891.9408 | 2050.2934 | 2223.2508 | 2412.1797 | 2632.0601 | 2877.9258 | 3154.9308 | 3469.3418 | 3829.4627 | 4247.4991 | 4740.6824 | 5333.6767 | 6062.1887 | 6978.3865 | 8159.0466 | 9717.8126 | 11823.6554 | 14728.6911 | 15932.3384 | 16853.261 | 17901.268 | 19105.1904 | 20343.764 | 21504.4765 | 22778.2621
|  | Safety Risk | 1389.8179 | 1470.2256 | 1562.2377 | 1664.1518 | 1854.7375 | 2097.581 | 2436.6446 | 2902.8965 | 3529.6634 | 4387.5732 | 5578.4943 | 7263.9376 | 9667.806 | 13120.3266 | 18120.6983 | 25413.3134 | 36110.0638 | 51874.2574 | 57773.3762 | 62469.7893 | 67910.2148 | 75483.4902 | 81808.8879 | 83752.2484 | 86316.7801
|  | Unplanned Replacement Risk | 24530.013 | 26588.7738 | 28841.1034 | 31302.7947 | 34070.522 | 37129.4559 | 40555.826 | 44408.8907 | 48747.0264 | 53673.2584 | 59327.6201 | 65919.9414 | 73724.3107 | 83128.712 | 94703.9208 | 109281.691 | 128083.1009 | 152911.5005 | 169304.79 | 185808.287 | 203845.9798 | 225750.7047 | 247138.6189 | 263961.0638 | 282967.7589
|  | Total relay risks | 27972.2774 | 30278.1034 | 32805.0646 | 35568.3514 | 38769.4483 | 42346.9879 | 46432.4733 | 51126.7202 | 56534.3846 | 62851.2241 | 70350.6648 | 79451.399 | 90718.5902 | 104969.0481 | 123419.74 | 147865.1898 | 180963.8107 | 226668.482 | 250981.5435 | 273748.8347 | 299024.7398 | 330755.3423 | 360578.3102 | 380756.5433 | 403938.6617
Total SWBD and relay risk
|  | Energy at Risk ($) | 519872.725 | 531698.4393 | 547070.459 | 561897.5007 | 573790.9005 | 586159.0003 | 602070.2095 | 621710.0363 | 634335.015 | 634753.0514 | 635246.2347 | 635839.2291 | 636567.741 | 637483.9388 | 638664.5989 | 640223.365 | 642329.2077 | 645234.2434 | 646437.8907 | 647358.8133 | 648406.8204 | 649610.7428 | 650849.3163 | 652010.0288 | 653283.8145
|  | Safety risk | 1744.7743 | 1825.1821 | 1917.1942 | 2019.1082 | 2209.6939 | 2452.5375 | 2791.6011 | 3257.853 | 3884.6199 | 4742.5296 | 5933.4507 | 7618.894 | 10022.7624 | 13475.283 | 18475.6548 | 25768.2698 | 36465.0202 | 52229.2139 | 58128.3326 | 62824.7458 | 68265.1712 | 75838.4466 | 82163.8443 | 84107.2049 | 86671.7365
|  | Unplanned replacement | 44273.0188 | 46331.7796 | 48584.1092 | 51045.8005 | 53813.5278 | 56872.4617 | 60298.8318 | 64151.8965 | 68490.0321 | 73416.2642 | 79070.6259 | 85662.9472 | 93467.3164 | 102871.7178 | 114446.9266 | 129024.6967 | 147826.1066 | 172654.5063 | 189047.7958 | 205551.2927 | 223588.9856 | 245493.7105 | 266881.6247 | 283704.0696 | 302710.7647
|  | Unplanned fault | 508 | 508 | 508 | 508 | 508 | 508 | 508 | 508 | 508 | 508 | 508 | 508 | 508 | 508 | 508 | 508 | 508 | 508 | 508 | 508 | 508 | 508 | 508 | 508 | 508
|  | Environmental risk | 160.5057 | 168.8106 | 178.4726 | 189.2251 | 212.1288 | 242.0251 | 285.0719 | 345.5912 | 428.2321 | 542.8934 | 703.868 | 933.8433 | 1264.2849 | 1741.623 | 2436.0744 | 3452.3729 | 4946.9906 | 7154.0329 | 7971.039 | 8617.4974 | 9367.2773 | 10415.9569 | 11287.0394 | 11538.7546 | 11875.8606
|  | Total SWBD and relay risks | 566559.0238 | 580532.2116 | 598258.235 | 615659.6346 | 630534.251 | 646234.0246 | 665953.7143 | 689973.3769 | 707645.8991 | 713962.7387 | 721462.1793 | 730562.9136 | 741830.1048 | 756080.5627 | 774531.2546 | 798976.7044 | 832075.3252 | 877779.9965 | 902093.0581 | 924860.3492 | 950136.2544 | 981866.8568 | 1011689.8247 | 1031868.0578 | 1055050.1762
Option 2 - Combined replacement of SWBD (i.e. all three buses) and relays completed in 2029-30
|  |  | 2026-27 | 2027-28 | 2028-29 | 2029-30 | 2030-31 | 2031-32 | 2032-33 | 2033-34 | 2034-35 | 2035-36 | 2036-37 | 2037-38 | 2038-39 | 2039-40 | 2040-41 | 2041-42 | 2042-43 | 2043-44 | 2044-45 | 2045-46 | 2046-47 | 2047-48 | 2048-49 | 2049-50 | 2050-51
SWBD risks
|  | Energy at Risk ($) | 517980.7842 | 529648.146 | 544847.2082 | 559485.321 | 56723.9491 | 57928.8922 | 59483.0508 | 61404.3687 | 62623.8448 | 62623.8448 | 62623.8448 | 62623.8448 | 62623.8448 | 62623.8448 | 62623.8448 | 62623.8448 | 62623.8448 | 62623.8448 | 62623.8448 | 62623.8448 | 62623.8448 | 62623.8448 | 62623.8448 | 62623.8448 | 62623.8448
|  | Safety Risk | 354.9564 | 354.9564 | 354.9564 | 354.9564 | 35.4956 | 35.4956 | 35.4956 | 35.4956 | 35.4956 | 35.4956 | 35.4956 | 35.4956 | 35.4956 | 35.4956 | 35.4956 | 35.4956 | 35.4956 | 35.4956 | 35.4956 | 35.4956 | 35.4956 | 35.4956 | 35.4956 | 35.4956 | 35.4956
|  | Unplanned Replacement Risk | 19743.0058 | 19743.0058 | 19743.0058 | 19743.0058 | 1974.3006 | 1974.3006 | 1974.3006 | 1974.3006 | 1974.3006 | 1974.3006 | 1974.3006 | 1974.3006 | 1974.3006 | 1974.3006 | 1974.3006 | 1974.3006 | 1974.3006 | 1974.3006 | 1974.3006 | 1974.3006 | 1974.3006 | 1974.3006 | 1974.3006 | 1974.3006 | 1974.3006
|  | Unplanned Fault Risk | 508 | 508 | 508 | 508 | 50.8 | 50.8 | 50.8 | 50.8 | 50.8 | 50.8 | 50.8 | 50.8 | 50.8 | 50.8 | 50.8 | 50.8 | 50.8 | 50.8 | 50.8 | 50.8 | 50.8 | 50.8 | 50.8 | 50.8 | 50.8
|  | Total SWBD risks | 538586.7464 | 550254.1082 | 565453.1704 | 580091.2832 | 58784.5453 | 59989.4885 | 61543.6471 | 63464.9649 | 64684.441 | 64684.441 | 64684.441 | 64684.441 | 64684.441 | 64684.441 | 64684.441 | 64684.441 | 64684.441 | 64684.441 | 64684.441 | 64684.441 | 64684.441 | 64684.441 | 64684.441 | 64684.441 | 64684.441
Relay risks
|  | Environment risk ($) | 160.5057 | 168.8106 | 178.4726 | 189.2251 | 152.9921 | 160.5057 | 168.7162 | 177.6908 | 187.5033 | 198.2346 | 209.974 | 222.8193 | 237.4698 | 254.0604 | 272.7331 | 293.9712 | 319.2796 | 349.6521 | 386.4029 | 432.0631 | 490.4938 | 579.4506 | 707.9073 | 887.4123 | 1097.6427
|  | Energy at Risk ($) | 1891.9408 | 2050.2934 | 2223.2508 | 2412.1797 | 1746.8879 | 1891.9408 | 2050.2863 | 2223.192 | 2412.0501 | 2618.3892 | 2843.8882 | 3090.3915 | 3359.9256 | 3654.7169 | 3977.212 | 4330.1002 | 4716.3377 | 5139.1751 | 5602.1865 | 6109.3032 | 6664.8494 | 7282.2425 | 7966.5346 | 8721.4021 | 9555.6758
|  | Safety Risk | 1389.8179 | 1470.2256 | 1562.2377 | 1664.1518 | 1316.8278 | 1389.8179 | 1469.5561 | 1556.6908 | 1651.9344 | 1756.0695 | 1869.9562 | 1994.5396 | 2135.0552 | 2292.7626 | 2469.0014 | 2667.565 | 2899.5319 | 3172.3937 | 3495.959 | 3888.7194 | 4378.6556 | 5092.4449 | 6094.4649 | 7467.4166 | 9067.9862
|  | Unplanned Replacement Risk | 24530.013 | 26588.7738 | 28841.1034 | 31302.7947 | 22644.8734 | 24530.013 | 26588.1243 | 28835.7229 | 31290.944 | 33973.7039 | 36905.8787 | 40111.5003 | 43624.7355 | 47474.8163 | 51693.7851 | 56321.1545 | 61413.1375 | 67022.8654 | 73211.6673 | 80061.2384 | 87675.5692 | 96283.5771 | 106068.8962 | 117269.2161 | 129677.6104
|  | Total relay risks | 27972.2774 | 30278.1034 | 32805.0646 | 35568.3514 | 25861.5811 | 27972.2774 | 30276.6828 | 32793.2966 | 35542.4318 | 38546.3972 | 41829.6971 | 45419.2507 | 49357.186 | 53676.3562 | 58412.7316 | 63612.7909 | 69348.2868 | 75684.0863 | 82696.2157 | 90491.3241 | 99209.5681 | 109237.7151 | 120837.8029 | 134345.4472 | 149398.9152
Total SWBD and relay risk
|  | Energy at Risk ($) | 519872.725 | 531698.4393 | 547070.459 | 561897.5007 | 58470.837 | 59820.8331 | 61533.3371 | 63627.5607 | 65035.8949 | 65242.2339 | 65467.733 | 65714.2362 | 65983.7703 | 66278.5617 | 66601.0568 | 66953.9449 | 67340.1825 | 67763.0198 | 68226.0313 | 68733.1479 | 69288.6942 | 69906.0873 | 70590.3793 | 71345.2469 | 72179.5206
|  | Safety risk | 1744.7743 | 1825.1821 | 1917.1942 | 2019.1082 | 1352.3235 | 1425.3135 | 1505.0517 | 1592.1865 | 1687.4301 | 1791.5652 | 1905.4518 | 2030.0353 | 2170.5508 | 2328.2582 | 2504.497 | 2703.0607 | 2935.0276 | 3207.8893 | 3531.4547 | 3924.2151 | 4414.1513 | 5127.9405 | 6129.9606 | 7502.9123 | 9103.4818
|  | Unplanned replacement | 44273.0188 | 46331.7796 | 48584.1092 | 51045.8005 | 24619.1739 | 26504.3136 | 28562.4249 | 30810.0235 | 33265.2446 | 35948.0045 | 38880.1793 | 42085.8009 | 45599.0361 | 49449.1169 | 53668.0857 | 58295.4551 | 63387.4381 | 68997.166 | 75185.9678 | 82035.539 | 89649.8698 | 98257.8777 | 108043.1968 | 119243.5166 | 131651.911
|  | Unplanned fault | 508 | 508 | 508 | 508 | 50.8 | 50.8 | 50.8 | 50.8 | 50.8 | 50.8 | 50.8 | 50.8 | 50.8 | 50.8 | 50.8 | 50.8 | 50.8 | 50.8 | 50.8 | 50.8 | 50.8 | 50.8 | 50.8 | 50.8 | 50.8
|  | Environmental risk | 160.5057 | 168.8106 | 178.4726 | 189.2251 | 152.9921 | 160.5057 | 168.7162 | 177.6908 | 187.5033 | 198.2346 | 209.974 | 222.8193 | 237.4698 | 254.0604 | 272.7331 | 293.9712 | 319.2796 | 349.6521 | 386.4029 | 432.0631 | 490.4938 | 579.4506 | 707.9073 | 887.4123 | 1097.6427
|  | Total SWBD and relay risks | 566559.0238 | 580532.2116 | 598258.235 | 615659.6346 | 84646.1264 | 87961.7658 | 91820.3299 | 96258.2615 | 100226.8727 | 103230.8382 | 106514.1381 | 110103.6917 | 114041.627 | 118360.7971 | 123097.1726 | 128297.2319 | 134032.7278 | 140368.5272 | 147380.6567 | 155175.7651 | 163894.0091 | 173922.1561 | 185522.2439 | 199029.8881 | 214083.3562
Option 3 - Relay replacement completed in 2029-30 and SWBD replacement completed in 2034-35
|  |  | 2026-27 | 2027-28 | 2028-29 | 2029-30 | 2030-31 | 2031-32 | 2032-33 | 2033-34 | 2034-35 | 2035-36 | 2036-37 | 2037-38 | 2038-39 | 2039-40 | 2040-41 | 2041-42 | 2042-43 | 2043-44 | 2044-45 | 2045-46 | 2046-47 | 2047-48 | 2048-49 | 2049-50 | 2050-51
SWBD risks
|  | Energy at Risk ($, Weighted) | 517980.7842 | 529648.146 | 544847.2082 | 559485.321 | 571158.8404 | 583281.0744 | 598915.2788 | 618240.6945 | 630505.5523 | 62623.8448 | 62623.8448 | 62623.8448 | 62623.8448 | 62623.8448 | 62623.8448 | 62623.8448 | 62623.8448 | 62623.8448 | 62623.8448 | 62623.8448 | 62623.8448 | 62623.8448 | 62623.8448 | 62623.8448 | 62623.8448
|  | Safety Risk | 354.9564 | 354.9564 | 354.9564 | 354.9564 | 354.9564 | 354.9564 | 354.9564 | 354.9564 | 354.9564 | 35.4956 | 35.4956 | 35.4956 | 35.4956 | 35.4956 | 35.4956 | 35.4956 | 35.4956 | 35.4956 | 35.4956 | 35.4956 | 35.4956 | 35.4956 | 35.4956 | 35.4956 | 35.4956
|  | Unplanned Replacement Risk | 19743.0058 | 19743.0058 | 19743.0058 | 19743.0058 | 19743.0058 | 19743.0058 | 19743.0058 | 19743.0058 | 19743.0058 | 1974.3006 | 1974.3006 | 1974.3006 | 1974.3006 | 1974.3006 | 1974.3006 | 1974.3006 | 1974.3006 | 1974.3006 | 1974.3006 | 1974.3006 | 1974.3006 | 1974.3006 | 1974.3006 | 1974.3006 | 1974.3006
|  | Unplanned Fault Risk | 508 | 508 | 508 | 508 | 508 | 508 | 508 | 508 | 508 | 50.8 | 50.8 | 50.8 | 50.8 | 50.8 | 50.8 | 50.8 | 50.8 | 50.8 | 50.8 | 50.8 | 50.8 | 50.8 | 50.8 | 50.8 | 50.8
|  | Total SWBD risks | 538586.7464 | 550254.1082 | 565453.1704 | 580091.2832 | 591764.8026 | 603887.0367 | 619521.241 | 638846.6567 | 651111.5146 | 64684.441 | 64684.441 | 64684.441 | 64684.441 | 64684.441 | 64684.441 | 64684.441 | 64684.441 | 64684.441 | 64684.441 | 64684.441 | 64684.441 | 64684.441 | 64684.441 | 64684.441 | 64684.441
Relay risks
|  | Environment risk ($) | 160.5057 | 168.8106 | 178.4726 | 189.2251 | 152.9921 | 160.5057 | 168.7162 | 177.6908 | 187.5033 | 198.2346 | 209.974 | 222.8193 | 237.4698 | 254.0604 | 272.7331 | 293.9712 | 319.2796 | 349.6521 | 386.4029 | 432.0631 | 490.4938 | 579.4506 | 707.9073 | 887.4123 | 1097.6427
|  | Energy at Risk ($) | 1891.9408 | 2050.2934 | 2223.2508 | 2412.1797 | 1746.8879 | 1891.9408 | 2050.2863 | 2223.192 | 2412.0501 | 2618.3892 | 2843.8882 | 3090.3915 | 3359.9256 | 3654.7169 | 3977.212 | 4330.1002 | 4716.3377 | 5139.1751 | 5602.1865 | 6109.3032 | 6664.8494 | 7282.2425 | 7966.5346 | 8721.4021 | 9555.6758
|  | Safety Risk | 1389.8179 | 1470.2256 | 1562.2377 | 1664.1518 | 1316.8278 | 1389.8179 | 1469.5561 | 1556.6908 | 1651.9344 | 1756.0695 | 1869.9562 | 1994.5396 | 2135.0552 | 2292.7626 | 2469.0014 | 2667.565 | 2899.5319 | 3172.3937 | 3495.959 | 3888.7194 | 4378.6556 | 5092.4449 | 6094.4649 | 7467.4166 | 9067.9862
|  | Unplanned Replacement Risk | 24530.013 | 26588.7738 | 28841.1034 | 31302.7947 | 22644.8734 | 24530.013 | 26588.1243 | 28835.7229 | 31290.944 | 33973.7039 | 36905.8787 | 40111.5003 | 43624.7355 | 47474.8163 | 51693.7851 | 56321.1545 | 61413.1375 | 67022.8654 | 73211.6673 | 80061.2384 | 87675.5692 | 96283.5771 | 106068.8962 | 117269.2161 | 129677.6104
|  | Total relay risks | 27972.2774 | 30278.1034 | 32805.0646 | 35568.3514 | 25861.5811 | 27972.2774 | 30276.6828 | 32793.2966 | 35542.4318 | 38546.3972 | 41829.6971 | 45419.2507 | 49357.186 | 53676.3562 | 58412.7316 | 63612.7909 | 69348.2868 | 75684.0863 | 82696.2157 | 90491.3241 | 99209.5681 | 109237.7151 | 120837.8029 | 134345.4472 | 149398.9152
Total SWBD and relay risk
|  | Energy at Risk ($) | 519872.725 | 531698.4393 | 547070.459 | 561897.5007 | 572905.7283 | 585173.0153 | 600965.565 | 620463.8865 | 632917.6024 | 65242.2339 | 65467.733 | 65714.2362 | 65983.7703 | 66278.5617 | 66601.0568 | 66953.9449 | 67340.1825 | 67763.0198 | 68226.0313 | 68733.1479 | 69288.6942 | 69906.0873 | 70590.3793 | 71345.2469 | 72179.5206
|  | Safety risk | 1744.7743 | 1825.1821 | 1917.1942 | 2019.1082 | 1671.7843 | 1744.7743 | 1824.5125 | 1911.6473 | 2006.8909 | 1791.5652 | 1905.4518 | 2030.0353 | 2170.5508 | 2328.2582 | 2504.497 | 2703.0607 | 2935.0276 | 3207.8893 | 3531.4547 | 3924.2151 | 4414.1513 | 5127.9405 | 6129.9606 | 7502.9123 | 9103.4818
|  | Unplanned replacement | 44273.0188 | 46331.7796 | 48584.1092 | 51045.8005 | 42387.8791 | 44273.0188 | 46331.1301 | 48578.7287 | 51033.9498 | 35948.0045 | 38880.1793 | 42085.8009 | 45599.0361 | 49449.1169 | 53668.0857 | 58295.4551 | 63387.4381 | 68997.166 | 75185.9678 | 82035.539 | 89649.8698 | 98257.8777 | 108043.1968 | 119243.5166 | 131651.911
|  | Unplanned fault | 508 | 508 | 508 | 508 | 508 | 508 | 508 | 508 | 508 | 50.8 | 50.8 | 50.8 | 50.8 | 50.8 | 50.8 | 50.8 | 50.8 | 50.8 | 50.8 | 50.8 | 50.8 | 50.8 | 50.8 | 50.8 | 50.8
|  | Environmental risk | 160.5057 | 168.8106 | 178.4726 | 189.2251 | 152.9921 | 160.5057 | 168.7162 | 177.6908 | 187.5033 | 198.2346 | 209.974 | 222.8193 | 237.4698 | 254.0604 | 272.7331 | 293.9712 | 319.2796 | 349.6521 | 386.4029 | 432.0631 | 490.4938 | 579.4506 | 707.9073 | 887.4123 | 1097.6427
|  | Total SWBD and relay risks | 566559.0238 | 580532.2116 | 598258.235 | 615659.6346 | 617626.3837 | 631859.314 | 649797.9238 | 671639.9533 | 686653.9463 | 103230.8382 | 106514.1381 | 110103.6917 | 114041.627 | 118360.7971 | 123097.1726 | 128297.2319 | 134032.7278 | 140368.5272 | 147380.6567 | 155175.7651 | 163894.0091 | 173922.1561 | 185522.2439 | 199029.8881 | 214083.3562

## SWBD risks
CitiPower
NC switchboard and relay replacement
Input Data - Station Configuration |  | Constants |  |  | POF METHOD | FIXED | Modifier (x) | Comment
Substation: | NC | Major Failure CoC |  |  | PoF (#1) | 0.25% | 100%
Asset Type | Indoor CB | Minor Failure CoC |  |  | PoF (#2) | 0.25% | 100%
VCR | 35.891 | Major Failure CoC - used | 3948601.1553 |  | PoF (#3) | 100% | 100%
Load Profile (PoE) | 50% | Minor Failure CoC - used | 101600 |  | PoF (#4) | 0% | 100%
Scenario #1: NC - Indoor CB | Setting | Unit Price | Model Output | 2025 | 2026 | 2027 | 2028 | 2029 | 2030 | 2031 | 2032 | 2033 | 2034 | 2035 | 2036 | 2037 | 2038 | 2039 | 2040 | 2041 | 2042 | 2043 | 2044 | 2045 | 2046 | 2047 | 2048 | 2049 | 2050 | 2051 | 2052 | 2053 | 2054 | 2055 | 2056
Spare Available | 0% | 0 | Energy | 13674.1772 | 13979.0766 | 14280.8269 | 14694.883 | 15098.3302 | 15425.6202 | 15726.7677 | 16122.9914 | 16649.1211 | 17005.8264 | 17005.8264 | 17005.8264 | 17005.8264 | 17005.8264 | 17005.8264 | 17005.8264 | 17005.8264 | 17005.8264 | 17005.8264 | 17005.8264 | 17005.8264 | 17005.8264 | 17005.8264 | 17005.8264 | 17005.8264 | 17005.8264 | 17005.8264 | 17005.8264 | 17005.8264 | 17005.8264 | 17005.8264 | 17005.8264
Online Monitoring | 0% | 0 | Energy | 15168.4157 | 15488.9951 | 15868.5032 | 16313.967 | 16732.0871 | 17052.5746 | 17475.7349 | 18003.2208 | 18570.4096 | 18877.1811 | 18877.1811 | 18877.1811 | 18877.1811 | 18877.1811 | 18877.1811 | 18877.1811 | 18877.1811 | 18877.1811 | 18877.1811 | 18877.1811 | 18877.1811 | 18877.1811 | 18877.1811 | 18877.1811 | 18877.1811 | 18877.1811 | 18877.1811 | 18877.1811 | 18877.1811 | 18877.1811 | 18877.1811 | 18877.1811
Physical Separation | 0% | 300000 | Energy | 13674.1772 | 13979.0766 | 14280.8269 | 14694.883 | 15098.3302 | 15425.6202 | 15726.7677 | 16122.9914 | 16649.1211 | 17005.8264 | 17005.8264 | 17005.8264 | 17005.8264 | 17005.8264 | 17005.8264 | 17005.8264 | 17005.8264 | 17005.8264 | 17005.8264 | 17005.8264 | 17005.8264 | 17005.8264 | 17005.8264 | 17005.8264 | 17005.8264 | 17005.8264 | 17005.8264 | 17005.8264 | 17005.8264 | 17005.8264 | 17005.8264 | 17005.8264
More Frequent Maintenance | 0% | 4000 | Pr (Terminal Failure) | 0.5% | 0.5% | 0.5% | 0.5% | 0.5% | 0.5% | 0.5% | 0.5% | 0.5% | 0.5% | 0.5% | 0.5% | 0.5% | 0.5% | 0.5% | 0.5% | 0.5% | 0.5% | 0.5% | 0.5% | 0.5% | 0.5% | 0.5% | 0.5% | 0.5% | 0.5% | 0.5% | 0.5% | 0.5% | 0.5% | 0.5% | 0.5%
Staggered Maintenance | 0% | 650 | Pr (Repairable Failure) | 0.5% | 0.5% | 0.5% | 0.5% | 0.5% | 0.5% | 0.5% | 0.5% | 0.5% | 0.5% | 0.5% | 0.5% | 0.5% | 0.5% | 0.5% | 0.5% | 0.5% | 0.5% | 0.5% | 0.5% | 0.5% | 0.5% | 0.5% | 0.5% | 0.5% | 0.5% | 0.5% | 0.5% | 0.5% | 0.5% | 0.5% | 0.5%
Bunded | 0 | 300000
Refurbish Assets | 0 | 500000 | Energy at Risk ($, Weighted) | 506868.8065 | 517980.7842 | 529648.146 | 544847.2082 | 559485.321 | 571158.8404 | 583281.0744 | 598915.2788 | 618240.6945 | 630505.5523 | 630505.5523 | 630505.5523 | 630505.5523 | 630505.5523 | 630505.5523 | 630505.5523 | 630505.5523 | 630505.5523 | 630505.5523 | 630505.5523 | 630505.5523 | 630505.5523 | 630505.5523 | 630505.5523 | 630505.5523 | 630505.5523 | 630505.5523 | 630505.5523 | 630505.5523 | 630505.5523 | 630505.5523 | 630505.5523
Replace 1 Asset | 0% | 3290500.9628 | Safety Risk | 354.9564 | 354.9564 | 354.9564 | 354.9564 | 354.9564 | 354.9564 | 354.9564 | 354.9564 | 354.9564 | 354.9564 | 354.9564 | 354.9564 | 354.9564 | 354.9564 | 354.9564 | 354.9564 | 354.9564 | 354.9564 | 354.9564 | 354.9564 | 354.9564 | 354.9564 | 354.9564 | 354.9564 | 354.9564 | 354.9564 | 354.9564 | 354.9564 | 354.9564 | 354.9564 | 354.9564 | 354.9564
Replace 2 Assets | 0% | 6581001.9255 | Unplanned Replacement Risk | 19743.0058 | 19743.0058 | 19743.0058 | 19743.0058 | 19743.0058 | 19743.0058 | 19743.0058 | 19743.0058 | 19743.0058 | 19743.0058 | 19743.0058 | 19743.0058 | 19743.0058 | 19743.0058 | 19743.0058 | 19743.0058 | 19743.0058 | 19743.0058 | 19743.0058 | 19743.0058 | 19743.0058 | 19743.0058 | 19743.0058 | 19743.0058 | 19743.0058 | 19743.0058 | 19743.0058 | 19743.0058 | 19743.0058 | 19743.0058 | 19743.0058 | 19743.0058
Replace 3 Assets | 0% | 0 | Unplanned Fault Risk | 508 | 508 | 508 | 508 | 508 | 508 | 508 | 508 | 508 | 508 | 508 | 508 | 508 | 508 | 508 | 508 | 508 | 508 | 508 | 508 | 508 | 508 | 508 | 508 | 508 | 508 | 508 | 508 | 508 | 508 | 508 | 508
Addiitonal Asset | 0% | N/A | Unplanned Enviromental Risk | 0 | 0 | 0 | 0 | 0 | 0 | 0 | 0 | 0 | 0 | 0 | 0 | 0 | 0 | 0 | 0 | 0 | 0 | 0 | 0 | 0 | 0 | 0 | 0 | 0 | 0 | 0 | 0 | 0 | 0 | 0 | 0
Load Transfers | 100% | 0 | Unplanned Fire Risk | 0 | 0 | 0 | 0 | 0 | 0 | 0 | 0 | 0 | 0 | 0 | 0 | 0 | 0 | 0 | 0 | 0 | 0 | 0 | 0 | 0 | 0 | 0 | 0 | 0 | 0 | 0 | 0 | 0 | 0 | 0 | 0
Non-Network MW | 0 | 0 | Other | 0 | 0 | 0 | 0 | 0 | 0 | 0 | 0 | 0 | 0 | 0 | 0 | 0 | 0 | 0 | 0 | 0 | 0 | 0 | 0 | 0 | 0 | 0 | 0 | 0 | 0 | 0 | 0 | 0 | 0 | 0 | 0
|  | 0 | Option Capital Cost | 0 | 0 | 0 | 0 | 0 | 0 | 0 | 0 | 0 | 0 | 0 | 0 | 0 | 0 | 0 | 0 | 0 | 0 | 0 | 0 | 0 | 0 | 0 | 0 | 0 | 0 | 0 | 0 | 0 | 0 | 0 | 0
|  |  | Total Life Cycle Cost | 527474.7687 | 538586.7464 | 550254.1082 | 565453.1704 | 580091.2832 | 591764.8026 | 603887.0367 | 619521.241 | 638846.6567 | 651111.5146 | 651111.5146 | 651111.5146 | 651111.5146 | 651111.5146 | 651111.5146 | 651111.5146 | 651111.5146 | 651111.5146 | 651111.5146 | 651111.5146 | 651111.5146 | 651111.5146 | 651111.5146 | 651111.5146 | 651111.5146 | 651111.5146 | 651111.5146 | 651111.5146 | 651111.5146 | 651111.5146 | 651111.5146 | 651111.5146
Input Data - Station Configuration |  | Constants |  | PoF (#4) 2026: POF METHOD; 0% 2027: FIXED; 100% 2028: Modifier (x); 100% 2029: Comment
Substation: | NC | Major Failure CoC |  | PoF (#4) 2026: PoF (#1); 0% 2027: 0.25%; 100% 2028: 100%
Asset Type | Indoor CB | Minor Failure CoC |  | PoF (#4) 2026: PoF (#2); 0% 2027: 0.25%; 100% 2028: 100%
VCR | 35.891 | Major Failure CoC - used | 3948601.1553 | PoF (#4) 2026: PoF (#3); 0% 2027: 100%; 100% 2028: 100%
Load Profile (PoE) | 50% | Minor Failure CoC - used | 101600 | PoF (#4) 2026: PoF (#4); 0% 2027: 0%; 100% 2028: 100%
Scenario #2: NC - Indoor CB | Setting | Unit Price | Model Output | 2025 | 2026 | 2027 | 2028 | 2029 | 2030 | 2031 | 2032 | 2033 | 2034 | 2035 | 2036 | 2037 | 2038 | 2039 | 2040 | 2041 | 2042 | 2043 | 2044 | 2045 | 2046 | 2047 | 2048 | 2049 | 2050 | 2051 | 2052 | 2053 | 2054 | 2055 | 2056
Spare Available | 0% | 0 | Energy | 13674.1772 | 13979.0766 | 14280.8269 | 14694.883 | 15098.3302 | 1531.9443 | 1561.873 | 1601.2535 | 1653.5503 | 1689.0119 | 1689.0119 | 1689.0119 | 1689.0119 | 1689.0119 | 1689.0119 | 1689.0119 | 1689.0119 | 1689.0119 | 1689.0119 | 1689.0119 | 1689.0119 | 1689.0119 | 1689.0119 | 1689.0119 | 1689.0119 | 1689.0119 | 1689.0119 | 1689.0119 | 1689.0119 | 1689.0119 | 1689.0119 | 1689.0119
Online Monitoring | 0% | 0 | Energy | 15168.4157 | 15488.9951 | 15868.5032 | 16313.967 | 16732.0871 | 1693.6316 | 1735.7056 | 1788.1585 | 1844.5727 | 1875.0864 | 1875.0864 | 1875.0864 | 1875.0864 | 1875.0864 | 1875.0864 | 1875.0864 | 1875.0864 | 1875.0864 | 1875.0864 | 1875.0864 | 1875.0864 | 1875.0864 | 1875.0864 | 1875.0864 | 1875.0864 | 1875.0864 | 1875.0864 | 1875.0864 | 1875.0864 | 1875.0864 | 1875.0864 | 1875.0864
Physical Separation | 0% | 300000 | Energy | 13674.1772 | 13979.0766 | 14280.8269 | 14694.883 | 15098.3302 | 1531.9443 | 1561.873 | 1601.2535 | 1653.5503 | 1689.0119 | 1689.0119 | 1689.0119 | 1689.0119 | 1689.0119 | 1689.0119 | 1689.0119 | 1689.0119 | 1689.0119 | 1689.0119 | 1689.0119 | 1689.0119 | 1689.0119 | 1689.0119 | 1689.0119 | 1689.0119 | 1689.0119 | 1689.0119 | 1689.0119 | 1689.0119 | 1689.0119 | 1689.0119 | 1689.0119
More Frequent Maintenance | 0% | 4000 | Pr (Terminal Failure) | 0.5% | 0.5% | 0.5% | 0.5% | 0.5% | 0.05% | 0.05% | 0.05% | 0.05% | 0.05% | 0.05% | 0.05% | 0.05% | 0.05% | 0.05% | 0.05% | 0.05% | 0.05% | 0.05% | 0.05% | 0.05% | 0.05% | 0.05% | 0.05% | 0.05% | 0.05% | 0.05% | 0.05% | 0.05% | 0.05% | 0.05% | 0.05%
Staggered Maintenance | 0% | 650 | Pr (Repairable Failure) | 0.5% | 0.5% | 0.5% | 0.5% | 0.5% | 0.05% | 0.05% | 0.05% | 0.05% | 0.05% | 0.05% | 0.05% | 0.05% | 0.05% | 0.05% | 0.05% | 0.05% | 0.05% | 0.05% | 0.05% | 0.05% | 0.05% | 0.05% | 0.05% | 0.05% | 0.05% | 0.05% | 0.05% | 0.05% | 0.05% | 0.05% | 0.05%
Bunded | 0 | 300000
Refurbish Assets | 0 | 500000 | Energy at Risk ($, Weighted) | 506868.8065 | 517980.7842 | 529648.146 | 544847.2082 | 559485.321 | 56723.9491 | 57928.8922 | 59483.0508 | 61404.3687 | 62623.8448 | 62623.8448 | 62623.8448 | 62623.8448 | 62623.8448 | 62623.8448 | 62623.8448 | 62623.8448 | 62623.8448 | 62623.8448 | 62623.8448 | 62623.8448 | 62623.8448 | 62623.8448 | 62623.8448 | 62623.8448 | 62623.8448 | 62623.8448 | 62623.8448 | 62623.8448 | 62623.8448 | 62623.8448 | 62623.8448
Replace 1 Asset | 0% | 3290500.9628 | Safety Risk | 354.9564 | 354.9564 | 354.9564 | 354.9564 | 354.9564 | 35.4956 | 35.4956 | 35.4956 | 35.4956 | 35.4956 | 35.4956 | 35.4956 | 35.4956 | 35.4956 | 35.4956 | 35.4956 | 35.4956 | 35.4956 | 35.4956 | 35.4956 | 35.4956 | 35.4956 | 35.4956 | 35.4956 | 35.4956 | 35.4956 | 35.4956 | 35.4956 | 35.4956 | 35.4956 | 35.4956 | 35.4956
Replace 2 Assets | 100% | 6581001.9255 | Unplanned Replacement Risk | 19743.0058 | 19743.0058 | 19743.0058 | 19743.0058 | 19743.0058 | 1974.3006 | 1974.3006 | 1974.3006 | 1974.3006 | 1974.3006 | 1974.3006 | 1974.3006 | 1974.3006 | 1974.3006 | 1974.3006 | 1974.3006 | 1974.3006 | 1974.3006 | 1974.3006 | 1974.3006 | 1974.3006 | 1974.3006 | 1974.3006 | 1974.3006 | 1974.3006 | 1974.3006 | 1974.3006 | 1974.3006 | 1974.3006 | 1974.3006 | 1974.3006 | 1974.3006
Replace 3 Assets | 0% | 0 | Unplanned Fault Risk | 508 | 508 | 508 | 508 | 508 | 50.8 | 50.8 | 50.8 | 50.8 | 50.8 | 50.8 | 50.8 | 50.8 | 50.8 | 50.8 | 50.8 | 50.8 | 50.8 | 50.8 | 50.8 | 50.8 | 50.8 | 50.8 | 50.8 | 50.8 | 50.8 | 50.8 | 50.8 | 50.8 | 50.8 | 50.8 | 50.8
Addiitonal Asset | 0% | N/A | Unplanned Enviromental Risk | 0 | 0 | 0 | 0 | 0 | 0 | 0 | 0 | 0 | 0 | 0 | 0 | 0 | 0 | 0 | 0 | 0 | 0 | 0 | 0 | 0 | 0 | 0 | 0 | 0 | 0 | 0 | 0 | 0 | 0 | 0 | 0
Load Transfers | 100% | 0 | Unplanned Fire Risk | 0 | 0 | 0 | 0 | 0 | 0 | 0 | 0 | 0 | 0 | 0 | 0 | 0 | 0 | 0 | 0 | 0 | 0 | 0 | 0 | 0 | 0 | 0 | 0 | 0 | 0 | 0 | 0 | 0 | 0 | 0 | 0
Non-Network MW | 0 | 0 | Other | 0 | 0 | 0 | 0 | 0 | 0 | 0 | 0 | 0 | 0 | 0 | 0 | 0 | 0 | 0 | 0 | 0 | 0 | 0 | 0 | 0 | 0 | 0 | 0 | 0 | 0 | 0 | 0 | 0 | 0 | 0 | 0
|  | 0 | Option Capital Cost | 0 | 0 | 0 | 0 | 0 | 280572.5248 | 280572.5248 | 280572.5248 | 280572.5248 | 280572.5248 | 280572.5248 | 280572.5248 | 280572.5248 | 280572.5248 | 280572.5248 | 280572.5248 | 280572.5248 | 280572.5248 | 280572.5248 | 280572.5248 | 280572.5248 | 280572.5248 | 280572.5248 | 280572.5248 | 280572.5248 | 280572.5248 | 280572.5248 | 280572.5248 | 280572.5248 | 280572.5248 | 280572.5248 | 280572.5248
|  |  | Total Life Cycle Cost | 527474.7687 | 538586.7464 | 550254.1082 | 565453.1704 | 580091.2832 | 339357.0701 | 340562.0132 | 342116.1718 | 344037.4897 | 345256.9657 | 345256.9657 | 345256.9657 | 345256.9657 | 345256.9657 | 345256.9657 | 345256.9657 | 345256.9657 | 345256.9657 | 345256.9657 | 345256.9657 | 345256.9657 | 345256.9657 | 345256.9657 | 345256.9657 | 345256.9657 | 345256.9657 | 345256.9657 | 345256.9657 | 345256.9657 | 345256.9657 | 345256.9657 | 345256.9657
Input Data - Station Configuration |  | Constants |  | PoF (#4) 2026: POF METHOD; 0% 2027: FIXED; 100% 2028: Modifier (x); 100% 2029: Comment
Substation: | NC | Major Failure CoC |  | PoF (#4) 2026: PoF (#1); 0% 2027: 0.25%; 100% 2028: 100%
Asset Type | Indoor CB | Minor Failure CoC |  | PoF (#4) 2026: PoF (#2); 0% 2027: 0.25%; 100% 2028: 100%
VCR | 35.891 | Major Failure CoC - used | 3948601.1553 | PoF (#4) 2026: PoF (#3); 0% 2027: 100%; 100% 2028: 100%
Load Profile (PoE) | 50% | Minor Failure CoC - used | 101600 | PoF (#4) 2026: PoF (#4); 0% 2027: 0%; 100% 2028: 100%
Scenario #3: NC - Indoor CB | Setting | Unit Price | Model Output | 2025 | 2026 | 2027 | 2028 | 2029 | 2030 | 2031 | 2032 | 2033 | 2034 | 2035 | 2036 | 2037 | 2038 | 2039 | 2040 | 2041 | 2042 | 2043 | 2044 | 2045 | 2046 | 2047 | 2048 | 2049 | 2050 | 2051 | 2052 | 2053 | 2054 | 2055 | 2056
Spare Available | 0% | 0 | Energy | 13674.1772 | 13979.0766 | 14280.8269 | 14694.883 | 15098.3302 | 15425.6202 | 15726.7677 | 16122.9914 | 16649.1211 | 17005.8264 | 1689.0119 | 1689.0119 | 1689.0119 | 1689.0119 | 1689.0119 | 1689.0119 | 1689.0119 | 1689.0119 | 1689.0119 | 1689.0119 | 1689.0119 | 1689.0119 | 1689.0119 | 1689.0119 | 1689.0119 | 1689.0119 | 1689.0119 | 1689.0119 | 1689.0119 | 1689.0119 | 1689.0119 | 1689.0119
Online Monitoring | 0% | 0 | Energy | 15168.4157 | 15488.9951 | 15868.5032 | 16313.967 | 16732.0871 | 17052.5746 | 17475.7349 | 18003.2208 | 18570.4096 | 18877.1811 | 1875.0864 | 1875.0864 | 1875.0864 | 1875.0864 | 1875.0864 | 1875.0864 | 1875.0864 | 1875.0864 | 1875.0864 | 1875.0864 | 1875.0864 | 1875.0864 | 1875.0864 | 1875.0864 | 1875.0864 | 1875.0864 | 1875.0864 | 1875.0864 | 1875.0864 | 1875.0864 | 1875.0864 | 1875.0864
Physical Separation | 0% | 300000 | Energy | 13674.1772 | 13979.0766 | 14280.8269 | 14694.883 | 15098.3302 | 15425.6202 | 15726.7677 | 16122.9914 | 16649.1211 | 17005.8264 | 1689.0119 | 1689.0119 | 1689.0119 | 1689.0119 | 1689.0119 | 1689.0119 | 1689.0119 | 1689.0119 | 1689.0119 | 1689.0119 | 1689.0119 | 1689.0119 | 1689.0119 | 1689.0119 | 1689.0119 | 1689.0119 | 1689.0119 | 1689.0119 | 1689.0119 | 1689.0119 | 1689.0119 | 1689.0119
More Frequent Maintenance | 0% | 4000 | Pr (Terminal Failure) | 0.5% | 0.5% | 0.5% | 0.5% | 0.5% | 0.5% | 0.5% | 0.5% | 0.5% | 0.5% | 0.05% | 0.05% | 0.05% | 0.05% | 0.05% | 0.05% | 0.05% | 0.05% | 0.05% | 0.05% | 0.05% | 0.05% | 0.05% | 0.05% | 0.05% | 0.05% | 0.05% | 0.05% | 0.05% | 0.05% | 0.05% | 0.05%
Staggered Maintenance | 0% | 650 | Pr (Repairable Failure) | 0.5% | 0.5% | 0.5% | 0.5% | 0.5% | 0.5% | 0.5% | 0.5% | 0.5% | 0.5% | 0.05% | 0.05% | 0.05% | 0.05% | 0.05% | 0.05% | 0.05% | 0.05% | 0.05% | 0.05% | 0.05% | 0.05% | 0.05% | 0.05% | 0.05% | 0.05% | 0.05% | 0.05% | 0.05% | 0.05% | 0.05% | 0.05%
Bunded | 0 | 300000
Refurbish Assets | 0 | 500000 | Energy at Risk ($, Weighted) | 506868.8065 | 517980.7842 | 529648.146 | 544847.2082 | 559485.321 | 571158.8404 | 583281.0744 | 598915.2788 | 618240.6945 | 630505.5523 | 62623.8448 | 62623.8448 | 62623.8448 | 62623.8448 | 62623.8448 | 62623.8448 | 62623.8448 | 62623.8448 | 62623.8448 | 62623.8448 | 62623.8448 | 62623.8448 | 62623.8448 | 62623.8448 | 62623.8448 | 62623.8448 | 62623.8448 | 62623.8448 | 62623.8448 | 62623.8448 | 62623.8448 | 62623.8448
Replace 1 Asset | 0% | 3290500.9628 | Safety Risk | 354.9564 | 354.9564 | 354.9564 | 354.9564 | 354.9564 | 354.9564 | 354.9564 | 354.9564 | 354.9564 | 354.9564 | 35.4956 | 35.4956 | 35.4956 | 35.4956 | 35.4956 | 35.4956 | 35.4956 | 35.4956 | 35.4956 | 35.4956 | 35.4956 | 35.4956 | 35.4956 | 35.4956 | 35.4956 | 35.4956 | 35.4956 | 35.4956 | 35.4956 | 35.4956 | 35.4956 | 35.4956
Replace 2 Assets | 100% | 6581001.9255 | Unplanned Replacement Risk | 19743.0058 | 19743.0058 | 19743.0058 | 19743.0058 | 19743.0058 | 19743.0058 | 19743.0058 | 19743.0058 | 19743.0058 | 19743.0058 | 1974.3006 | 1974.3006 | 1974.3006 | 1974.3006 | 1974.3006 | 1974.3006 | 1974.3006 | 1974.3006 | 1974.3006 | 1974.3006 | 1974.3006 | 1974.3006 | 1974.3006 | 1974.3006 | 1974.3006 | 1974.3006 | 1974.3006 | 1974.3006 | 1974.3006 | 1974.3006 | 1974.3006 | 1974.3006
Replace 3 Assets | 0% | 0 | Unplanned Fault Risk | 508 | 508 | 508 | 508 | 508 | 508 | 508 | 508 | 508 | 508 | 50.8 | 50.8 | 50.8 | 50.8 | 50.8 | 50.8 | 50.8 | 50.8 | 50.8 | 50.8 | 50.8 | 50.8 | 50.8 | 50.8 | 50.8 | 50.8 | 50.8 | 50.8 | 50.8 | 50.8 | 50.8 | 50.8
Addiitonal Asset | 0% | N/A | Unplanned Enviromental Risk | 0 | 0 | 0 | 0 | 0 | 0 | 0 | 0 | 0 | 0 | 0 | 0 | 0 | 0 | 0 | 0 | 0 | 0 | 0 | 0 | 0 | 0 | 0 | 0 | 0 | 0 | 0 | 0 | 0 | 0 | 0 | 0
Load Transfers | 100% | 0 | Unplanned Fire Risk | 0 | 0 | 0 | 0 | 0 | 0 | 0 | 0 | 0 | 0 | 0 | 0 | 0 | 0 | 0 | 0 | 0 | 0 | 0 | 0 | 0 | 0 | 0 | 0 | 0 | 0 | 0 | 0 | 0 | 0 | 0 | 0
Non-Network MW | 0 | 0 | Other | 0 | 0 | 0 | 0 | 0 | 0 | 0 | 0 | 0 | 0 | 0 | 0 | 0 | 0 | 0 | 0 | 0 | 0 | 0 | 0 | 0 | 0 | 0 | 0 | 0 | 0 | 0 | 0 | 0 | 0 | 0 | 0
|  | 0 | Option Capital Cost | 0 | 0 | 0 | 0 | 0 | 0 | 0 | 0 | 0 | 0 | 280572.5248 | 280572.5248 | 280572.5248 | 280572.5248 | 280572.5248 | 280572.5248 | 280572.5248 | 280572.5248 | 280572.5248 | 280572.5248 | 280572.5248 | 280572.5248 | 280572.5248 | 280572.5248 | 280572.5248 | 280572.5248 | 280572.5248 | 280572.5248 | 280572.5248 | 280572.5248 | 280572.5248 | 280572.5248
|  |  | Total Life Cycle Cost | 527474.7687 | 538586.7464 | 550254.1082 | 565453.1704 | 580091.2832 | 591764.8026 | 603887.0367 | 619521.241 | 638846.6567 | 651111.5146 | 345256.9657 | 345256.9657 | 345256.9657 | 345256.9657 | 345256.9657 | 345256.9657 | 345256.9657 | 345256.9657 | 345256.9657 | 345256.9657 | 345256.9657 | 345256.9657 | 345256.9657 | 345256.9657 | 345256.9657 | 345256.9657 | 345256.9657 | 345256.9657 | 345256.9657 | 345256.9657 | 345256.9657 | 345256.9657
Input Data - Station Configuration |  | Constants |  | PoF (#4) 2026: POF METHOD; 0% 2027: FIXED; 100% 2028: Modifier (x); 100% 2029: Comment
Substation: | NC | Major Failure CoC |  | PoF (#4) 2026: PoF (#1); 0% 2027: 0.002125; 100% 2028: 1
Asset Type | Indoor CB | Minor Failure CoC |  | PoF (#4) 2026: PoF (#2); 0% 2027: 0.002125; 100% 2028: 1
VCR | 35.891 | Major Failure CoC - used | 3948601.1553 | PoF (#4) 2026: PoF (#3); 0% 2027: TRUE; 100% 2028: 1
Load Profile (PoE) | 0.5 | Minor Failure CoC - used | 101600 | PoF (#4) 2026: PoF (#4); 0% 2027: 0; 100% 2028: 1
Scenario #4: NC - Indoor CB | Setting | Unit Price | Model Output | 2025 | 2026 | 2027 | 2028 | 2029 | 2030 | 2031 | 2032 | 2033 | 2034 | 2035 | 2036 | 2037 | 2038 | 2039 | 2040 | 2041 | 2042 | 2043 | 2044 | 2045 | 2046 | 2047 | 2048 | 2049 | 2050 | 2051 | 2052 | 2053 | 2054 | 2055 | 2056
Spare Available | FALSE | 0 | Energy | 11609.6325 | 11868.5049 | 12124.7077 | 12476.2729 | 12818.8332 | 13096.7354 | 13352.4473 | 13688.8947 | 14135.657 | 14438.5605 | 14438.5605 | 14438.5605 | 14438.5605 | 14438.5605 | 14438.5605 | 14438.5605 | 14438.5605 | 14438.5605 | 14438.5605 | 14438.5605 | 14438.5605 | 14438.5605 | 14438.5605 | 14438.5605 | 14438.5605 | 14438.5605 | 14438.5605 | 14438.5605 | 14438.5605 | 14438.5605 | 14438.5605 | 14438.5605
Online Monitoring | TRUE | 50000 | Energy | 12878.3076 | 13150.5134 | 13472.761 | 13851.0182 | 14206.071 | 14478.2184 | 14837.5618 | 15285.5059 | 15767.1847 | 16027.7089 | 16027.7089 | 16027.7089 | 16027.7089 | 16027.7089 | 16027.7089 | 16027.7089 | 16027.7089 | 16027.7089 | 16027.7089 | 16027.7089 | 16027.7089 | 16027.7089 | 16027.7089 | 16027.7089 | 16027.7089 | 16027.7089 | 16027.7089 | 16027.7089 | 16027.7089 | 16027.7089 | 16027.7089 | 16027.7089
Physical Separation | FALSE | 300000 | Energy | 11609.6325 | 11868.5049 | 12124.7077 | 12476.2729 | 12818.8332 | 13096.7354 | 13352.4473 | 13688.8947 | 14135.657 | 14438.5605 | 14438.5605 | 14438.5605 | 14438.5605 | 14438.5605 | 14438.5605 | 14438.5605 | 14438.5605 | 14438.5605 | 14438.5605 | 14438.5605 | 14438.5605 | 14438.5605 | 14438.5605 | 14438.5605 | 14438.5605 | 14438.5605 | 14438.5605 | 14438.5605 | 14438.5605 | 14438.5605 | 14438.5605 | 14438.5605
More Frequent Maintenance | FALSE | 4000 | Pr (Terminal Failure) | 0.00425 | 0.00425 | 0.00425 | 0.00425 | 0.00425 | 0.00425 | 0.00425 | 0.00425 | 0.00425 | 0.00425 | 0.00425 | 0.00425 | 0.00425 | 0.00425 | 0.00425 | 0.00425 | 0.00425 | 0.00425 | 0.00425 | 0.00425 | 0.00425 | 0.00425 | 0.00425 | 0.00425 | 0.00425 | 0.00425 | 0.00425 | 0.00425 | 0.00425 | 0.00425 | 0.00425 | 0.00425
Staggered Maintenance | FALSE | 650 | Pr (Repairable Failure) | 0.00425 | 0.00425 | 0.00425 | 0.00425 | 0.00425 | 0.00425 | 0.00425 | 0.00425 | 0.00425 | 0.00425 | 0.00425 | 0.00425 | 0.00425 | 0.00425 | 0.00425 | 0.00425 | 0.00425 | 0.00425 | 0.00425 | 0.00425 | 0.00425 | 0.00425 | 0.00425 | 0.00425 | 0.00425 | 0.00425 | 0.00425 | 0.00425 | 0.00425 | 0.00425 | 0.00425 | 0.00425
Bunded | FALSE | 300000
Refurbish Assets | FALSE | 500000 | Energy at Risk ($, Weighted) | 430341.524 | 439776.2787 | 449682.7791 | 462588.2058 | 475017.5463 | 484929.7732 | 495223.3584 | 508499.3111 | 524910.0143 | 535325.213 | 535325.213 | 535325.213 | 535325.213 | 535325.213 | 535325.213 | 535325.213 | 535325.213 | 535325.213 | 535325.213 | 535325.213 | 535325.213 | 535325.213 | 535325.213 | 535325.213 | 535325.213 | 535325.213 | 535325.213 | 535325.213 | 535325.213 | 535325.213 | 535325.213 | 535325.213
Replace 1 Asset | FALSE | 3290500.9628 | Safety Risk | 301.713 | 301.713 | 301.713 | 301.713 | 301.713 | 301.713 | 301.713 | 301.713 | 301.713 | 301.713 | 301.713 | 301.713 | 301.713 | 301.713 | 301.713 | 301.713 | 301.713 | 301.713 | 301.713 | 301.713 | 301.713 | 301.713 | 301.713 | 301.713 | 301.713 | 301.713 | 301.713 | 301.713 | 301.713 | 301.713 | 301.713 | 301.713
Replace 2 Assets | FALSE | 6581001.9255 | Unplanned Replacement Risk | 16781.5549 | 16781.5549 | 16781.5549 | 16781.5549 | 16781.5549 | 16781.5549 | 16781.5549 | 16781.5549 | 16781.5549 | 16781.5549 | 16781.5549 | 16781.5549 | 16781.5549 | 16781.5549 | 16781.5549 | 16781.5549 | 16781.5549 | 16781.5549 | 16781.5549 | 16781.5549 | 16781.5549 | 16781.5549 | 16781.5549 | 16781.5549 | 16781.5549 | 16781.5549 | 16781.5549 | 16781.5549 | 16781.5549 | 16781.5549 | 16781.5549 | 16781.5549
Replace 3 Assets | FALSE | 0 | Unplanned Fault Risk | 431.8 | 431.8 | 431.8 | 431.8 | 431.8 | 431.8 | 431.8 | 431.8 | 431.8 | 431.8 | 431.8 | 431.8 | 431.8 | 431.8 | 431.8 | 431.8 | 431.8 | 431.8 | 431.8 | 431.8 | 431.8 | 431.8 | 431.8 | 431.8 | 431.8 | 431.8 | 431.8 | 431.8 | 431.8 | 431.8 | 431.8 | 431.8
Addiitonal Asset | FALSE | N/A | Unplanned Enviromental Risk | 0 | 0 | 0 | 0 | 0 | 0 | 0 | 0 | 0 | 0 | 0 | 0 | 0 | 0 | 0 | 0 | 0 | 0 | 0 | 0 | 0 | 0 | 0 | 0 | 0 | 0 | 0 | 0 | 0 | 0 | 0 | 0
Load Transfers | TRUE | 0 | Unplanned Fire Risk | 0 | 0 | 0 | 0 | 0 | 0 | 0 | 0 | 0 | 0 | 0 | 0 | 0 | 0 | 0 | 0 | 0 | 0 | 0 | 0 | 0 | 0 | 0 | 0 | 0 | 0 | 0 | 0 | 0 | 0 | 0 | 0
Non-Network MW | 0 | 0 | Other | 0 | 0 | 0 | 0 | 0 | 0 | 0 | 0 | 0 | 0 | 0 | 0 | 0 | 0 | 0 | 0 | 0 | 0 | 0 | 0 | 0 | 0 | 0 | 0 | 0 | 0 | 0 | 0 | 0 | 0 | 0 | 0
|  | 0 | Option Capital Cost | 0 | 0 | 0 | 0 | 51750 | 51750 | 51750 | 51750 | 51750 | 51750 | 51750 | 51750 | 51750 | 51750 | 51750 | 51750 | 51750 | 51750 | 51750 | 51750 | 51750 | 51750 | 51750 | 51750 | 51750 | 51750 | 51750 | 51750 | 51750 | 51750 | 51750 | 51750
|  |  | Total Life Cycle Cost | 447856.5919 | 457291.3465 | 467197.847 | 480103.2737 | 544282.6142 | 554194.8411 | 564488.4263 | 577764.379 | 594175.0822 | 604590.2809 | 604590.2809 | 604590.2809 | 604590.2809 | 604590.2809 | 604590.2809 | 604590.2809 | 604590.2809 | 604590.2809 | 604590.2809 | 604590.2809 | 604590.2809 | 604590.2809 | 604590.2809 | 604590.2809 | 604590.2809 | 604590.2809 | 604590.2809 | 604590.2809 | 604590.2809 | 604590.2809 | 604590.2809 | 604590.2809

## Misc_calcs
CitiPower
NC switchboard and relay replacement
ESCALATION & OTHER
| Year end |  |  | 2021-06-30 | 2022-06-30 | 2023-06-30 | 2024-06-30 | 2025-06-30 | 2026-06-30
| Actual/forecast CPI (June to June) |  |  | 0% | 0.8606% | 3.498% | 7.832% | 4.052% | 3%
| HY ending |  |  | 2021-06-30 | 2021-12-31 | 2022-06-30 | 2022-12-31 | 2023-06-30 | 2023-12-31 | 2024-06-30 | 2024-12-31 | 2025-06-30 | 2025-12-31 | 2026-06-30
| FY ending |  |  | 2021-06-30 | 2022-06-30 | 2022-06-30 | 2023-06-30 | 2023-06-30 | 2024-06-30 | 2024-06-30 | 2025-06-30 | 2025-06-30 | 2026-06-30 | 2026-06-30
| Actual/forecast CPI (June to June) |  |  | 0% | 0.8606% | 0.8606% | 3.498% | 3.498% | 7.832% | 7.832% | 4.052% | 4.052% | 3% | 3%
| Actual cumulative HY escalation |  |  | 1 | 1.0043 | 1.0086 | 1.0261 | 1.0439 | 1.084 | 1.1256 | 1.1482 | 1.1713 | 1.1887 | 1.2064
| Convert from input dollars | 2023-12-31 | 1.084
| To output dollars | 2026-06-30 | 1.2064
| Conversion from input dollars to output dollars |  | 1.1129
| Convert from VCR date | 2023-12-31 | 1.084
| To input dollars | 2023-12-31 | 1.084
| VCR escalation |  | 1
| Start_year | 2026-27
FIRST YEAR
| Option | First year | Option included
| Option 2 | 3 | TRUE
| Option 3 | 3 | TRUE
| Option 4 | Not used | FALSE
| Option 5 | Not used | FALSE
| First year | 3
FLAGS
| Option 1 (base case) | FALSE | FALSE
FALSE
FALSE
| Option 2 | FALSE | FALSE
FALSE
FALSE
| Option 3 | FALSE | FALSE
FALSE
FALSE
| Option 4 | FALSE | FALSE
FALSE
FALSE
| Option 5 | FALSE | FALSE
FALSE
FALSE
Message | !! Capex asset life required !!
!

## Data
CitiPower
NC switchboard and relay replacement
DATA
Options
|  | Not used | Text |  | Flags for compliance project
Option1 | Option 1 (base case) | FALSE |  | Option 1 (base case): No change to existing practices | FALSE
Option2 | Option 2 | FALSE |  |  | FALSE
Option3 | Option 3 | FALSE |  |  | FALSE
Option4 | Option 4 | TRUE | Not used |  | TRUE
Option5 | Option 5 | TRUE | Not used |  | TRUE
Compliance project |  |  | Yes | FALSE
No change to existing practices
Not applicable (compliance)
For conditional formatting of preferred option on Summary :
< Enter description >
Categories
Short categ
| Capital expenditure | -1
| Annualised capex | -1
| Operating expenditure | -1
| Risk mitigated | 1
| Other benefits value | 1
| Net benefits | 1
| Total risk cost | 1
Benefits
|  | Short categ | Flag to include | Units | Defined value
1 | Unserved energy | Energy | FALSE | MWh | FALSE
2 | Safety | Safety | FALSE | $ | TRUE
3 | Unplanned replacement | UnRepl | FALSE | $ | TRUE
4 | Bushfire | Fire | FALSE | $ | TRUE
5 | Reduction in CO2 emissions | Carbon | TRUE | MWh | FALSE
6 | Reliability in worst-served areas | Other | TRUE | MWh | FALSE
7 | Network resilience | Other | TRUE | MWh | FALSE
8 | Enabling solar exports | Other | TRUE | MWh | FALSE
9 | Aesthetics | Other | TRUE | Customers impacted | FALSE
10 | Customer value of time - residential | Other | TRUE | Customer minutes | FALSE
11 | Customer value of time - business | Other | TRUE | Customer minutes | FALSE
12 | Communication | Other | TRUE | Customers impacted | FALSE
13 | Information accessibility | Other | TRUE | Customers impacted | FALSE
Value of benefits
|  |  | CitiPower | Powercor | United Energy
| Reliability in worst-served areas | per MWh | 0 | 151432.8174 | 0
| Network resilience | per MWh | 0 | 24590 | 38560
| Enabling solar exports | per MWh | 4220.9954 | 88.3577 | 862.6028
| Aesthetics | per customer impacted | 0 | 0 | 0
| Customer value of time - residential | per minute customer time | 0.54769 | 0.35181 | 0.34751
| Customer value of time - business | per minute customer time | 0.54769 | 0.35181 | 0.34751
| Communication | per customer impacted | 0 | 0 | 0
| Information accessibility | per customer impacted | 0 | 0 | 0
Conversions
| thous_conv | 1000
| mill_conv | 1000000
Message
| Message | Enter asset life
Error message |  | Remove inputs prior to start year
Disproportionate factors applied to various bushfire and other risk valuations
| - Select - |  |  |  | 0
| Harm to property from network |  |  |  | 1
| Harm to property from bushfire |  |  |  | 1
| Harm to environment |  |  |  | 1
| Safety - Public trespass |  |  |  | 1
| Safety - Single fatality or serious injury ^ |  |  |  | 3
| Safety from bushfire in HBRA |  |  |  | 3
| Safety - Multiple fatality or serious injury ^ |  |  |  | 6
| Safety from bushfire (REFCL declared areas) |  |  |  | 6
| Safety from bushfire (electric line construction areas) |  |  |  | 10
Total annualised capex
Energy at risk value
Total other benefits
DROPDOWN LISTS
| Business |  |  |  | Type | Include | Dollar inputs - month |  |  | Not used options | Conversions | Dollar inputs - year | Compliance | Capex first year
| CitiPower | CP | CP: |  | - Select - | 0 | June | 6 | CY | Not used |  | 2026 | No | 2026-27
| Powercor | PA | PAL: |  | Capex | 1899-12-31 | December | 12 | FY |  |  | 2025 | Yes | 2025-26
| United Energy | UE | UE: |  | Opex | [6 empty] | 2024 |  | 2024-25
2023
2022
2021
2020