## Cover
CitiPower
Regulatory proposal 2026-31
RD switchboard and relay
| Model number: | 4.08
2025-01-31
15

## Summary
CitiPower
RD switchboard and relay replacement
SUMMARY
RESULTS
|  |  |  | PV of costs | PV of benefits | NPV
| Option |  |  | 2026-06-30 | 2026-06-30 | 2026-06-30
| Option 1 (base case) | No change to existing practices |  | 0 | 0 | 0
| Option 2 | Combined replacement of SWBD (i.e. all three buses) and relays completed in 2028-29 |  | -5.1085 | 6.6553 | 1.5468
| Option 3 | Relay replacement completed in 2028-29 and SWBD replacement completed in 2033-34 |  | -4.8168 | 5.329 | 0.51216
| Option 4 | 0
| Option 5 | 0
NPV
| Preferred option: |  |  | 2026-06-30
| Option 2 | Combined replacement of SWBD (i.e. all three buses) and relays completed in 2028-29 |  | 1.5468
PREFERRED OPTION
Preferred Option
Option 2
| Expenditure forecast | 2026-06-30 | 2026-27 | 2027-28 | 2028-29 | 2029-30 | 2030-31 |  | Total
| Capital expenditure |  | 0 | 5.3733 | 2.6866 | 0 | 0 |  | 8.0599
| Operating expenditure |  | 0 | 0 | 0 | 0 | 0 |  | 0
CHART
| Capex and risk ($M, 2026) |  | Value of expected unserved energy ($M, 2026)
SENSITIVITIES
| Sensitivity | 2026-06-30 | Option 1 (base case) | Option 2 | Option 3 | Option 4 | Option 5 |  | Preferred option
| None |  | 0 | 1.5468 | 0.51216 |  |  |  | Option 2
| Capex 10% higher |  | 0 | 1.036 | 0.030476 |  |  |  | Option 2
| Capex 10% lower |  | 0 | 2.0577 | 0.99384 |  |  |  | Option 2
| Total benefits 10% higher |  | 0 | 2.2124 | 1.0451 |  |  |  | Option 2
| Total benefits 10% lower |  | 0 | 0.88129 | -0.02074 |  |  |  | Option 2
| Capex 10% higher & Total benefits 10% lower |  | 0 | 0.37045 | -0.50242 |  |  |  | Option 2
| 0 | [7 empty] | #NAME?
| 0 | [6 empty] | 0 | #NAME?
|  | 0 | [6 empty] | #NAME?
0

## Assumptions
CitiPower
RD switchboard and relay replacement
Project
|  | Business: |  | CitiPower
|  | Descripton: |  | RD switchboard and relay replacement
|  | Date of cost inputs: |  | December |  | 2023
|  | Option |  | Description
|  | Option 1 (base case) |  | No change to existing practices
|  | Option 2 |  | Combined replacement of SWBD (i.e. all three buses) and relays completed in 2028-29
|  | Option 3 |  | Relay replacement completed in 2028-29 and SWBD replacement completed in 2033-34
Option 4
Option 5
|  | Compliance project |  | No
|  | Expenditure starts |  | 2026-27 | [start]
Timing & WACC
|  | Input dollars |  |  |  | 2023-12-31 | [input_dollars]
|  | Pre-tax real WACC |  |  |  | 3.5% | [real_disc]
|  | VCR date |  |  |  | 2023-12-31 | [vcr_date]
|  | Analysis period (years) |  |  |  | 20 | [years]\
|  | Output dollars |  |  |  | 2026-06-30 | [output_dollars]
|  | Other benefits date |  |  |  | 2023-12-31 | [custval_date]
|  | Value of CO2 reductions input date |  |  |  | 2023-06-30
VCR
|  | Enter ZSS code >> | eg. AR | RD |  | Riversdale | 34344.1834 | 2023 VCR ($/MWh)
Risks
SAFETY
|  | Value of statistical life |  |  |  | 5400000 | 2023-06-30
|  | Value of injury |  |  |  | 0 | 2023-12-31
Disproportionate factors applied to various bushfire and other risk valuations
|  | Harm to property from network |  |  |  | 1
|  | Harm to property from bushfire |  |  |  | 1
|  | Harm to environment |  |  |  | 1
|  | Safety - Public trespass |  |  |  | 1
|  | Safety - Single fatality or serious injury ^ |  |  |  | 3
|  | Safety from bushfire in HBRA |  |  |  | 3
|  | Safety - Multiple fatality or serious injury ^ |  |  |  | 6
|  | Safety from bushfire (REFCL declared areas) |  |  |  | 6
|  | Safety from bushfire (electric line construction areas) |  |  |  | 10
^ Public or employee
|  | Incident type |  |  |  | Value | Probability | DF selected | Description/comment
|  | Safety (fatality) |  |  |  | 5607473.5197 | 0 | 0 | 0
|  | Safety (injury) |  |  |  | 0 | 0 | 0 | 0
UNPLANNED REPLACEMENT/REPAIR
|  | Major failure (replace) |  |  |  | 0 | 2023-12-31
|  | Minor failure (repair) |  |  |  | 0 | 2023-12-31
|  | Premium for failure |  |  |  | 20%
Other benefits
| ENVIRONMENTAL | [8 empty] | 2026-27 | 2027-28 | 2028-29 | 2029-30 | 2030-31 | 2031-32
|  | Value of CO2 reductions |  |  |  |  | 2023-06-30 | $/kWh |  | 0.02473 | 0.022341 | 0.020196 | 0.018063 | 0.015913 | 0.013715
| CUSTOMER VALUE |  |  |  |  | Value
|  | Reliability in worst-served areas |  |  |  | 0 | 2023-12-31 | per MWh
|  | Network resilience |  |  |  | 0 | 2023-12-31 | per MWh
|  | Enabling solar exports |  |  |  | 4220.9954 | 2023-12-31 | per MWh
|  | Aesthetics |  |  |  | 0 | 2023-12-31 | per customer
|  | Customer value of time - residential |  |  |  | 0.54769 | 2023-12-31 | per customer minute
|  | Customer value of time - business |  |  |  | 0.54769 | 2023-12-31 | per customer minute
|  | Communication |  |  |  | 0 | 2023-12-31 | per customer
|  | Information accessibility |  |  |  | 0 | 2023-12-31 | per customer
Sensitivities
[6 empty] | Capex | Total benefits
| 1 | Capex 10% higher |  |  |  | 10% | 0%
| 2 | Capex 10% lower |  |  |  | -10% | 0%
| 3 | Total benefits 10% higher |  |  |  | 0% | 10%
| 4 | Total benefits 10% lower |  |  |  | 0% | -10%
| 5 | Capex 10% higher & Total benefits 10% lower |  |  |  | 10% | -10%

## Option1 (base case)
CitiPower
RD switchboard and relay replacement
OPTION 1 (base case)
Count |  |  |  |  | 0 | 1 | 2 | 3 | 4 | 5 | 6 | 7 | 8 | 9 | 10 | 11 | 12 | 13 | 14 | 15 | 16 | 17 | 18 | 19 | 20 | 21 | 22 | 23 | 24 | 25
Value of CO2 reductions |  |  |  | $/MWh |  | 24.7305 | 22.3407 | 20.1963 | 18.0629 | 15.9134 | 13.7151 | 13.7151 | 13.7151 | 13.7151 | 13.7151 | 13.7151 | 13.7151 | 13.7151 | 13.7151 | 13.7151 | 13.7151 | 13.7151 | 13.7151 | 13.7151 | 13.7151 | 13.7151 | 13.7151 | 13.7151 | 13.7151 | 13.7151
|  |  |  | Units | 2026-06-30 | 2026-27 | 2027-28 | 2028-29 | 2029-30 | 2030-31 | 2031-32 | 2032-33 | 2033-34 | 2034-35 | 2035-36 | 2036-37 | 2037-38 | 2038-39 | 2039-40 | 2040-41 | 2041-42 | 2042-43 | 2043-44 | 2044-45 | 2045-46 | 2046-47 | 2047-48 | 2048-49 | 2049-50 | 2050-51
INVESTMENT & OPERATING COST
| Capex |  | Asset life (yrs)
| < Enter description > |  | 0 | 2023-12-31 |  | 0 | 0 | 0 | 0 | 0 | 0 | 0 | 0 | 0 | 0 | 0 | 0 | 0 | 0 | 0 | 0 | 0 | 0 | 0 | 0 | 0 | 0 | 0 | 0 | 0
| < Enter description > |  | 0 | 2023-12-31 |  | 0 | 0 | 0 | 0 | 0 | 0 | 0 | 0 | 0 | 0 | 0 | 0 | 0 | 0 | 0 | 0 | 0 | 0 | 0 | 0 | 0 | 0 | 0 | 0 | 0
| < Enter description > |  | 0 | 2023-12-31 |  | 0 | 0 | 0 | 0 | 0 | 0 | 0 | 0 | 0 | 0 | 0 | 0 | 0 | 0 | 0 | 0 | 0 | 0 | 0 | 0 | 0 | 0 | 0 | 0 | 0
| Capital expenditure |  |  | 2023-12-31 |  | 0 | 0 | 0 | 0 | 0 | 0 | 0 | 0 | 0 | 0 | 0 | 0 | 0 | 0 | 0 | 0 | 0 | 0 | 0 | 0 | 0 | 0 | 0 | 0 | 0
| Operating expenditure |  |  | 2023-12-31 |  | 0 | 0 | 0 | 0 | 0 | 0 | 0 | 0 | 0 | 0 | 0 | 0 | 0 | 0 | 0 | 0 | 0 | 0 | 0 | 0 | 0 | 0 | 0 | 0 | 0
RISK ASSUMPTIONS
| PoF (major) |  |  |  |  | 0 | 0 | 0 | 0 | 0 | 0 | 0 | 0 | 0 | 0 | 0 | 0 | 0 | 0 | 0 | 0 | 0 | 0 | 0 | 0 | 0 | 0 | 0 | 0 | 0
| PoF (reparable) |  |  |  |  | 0 | 0 | 0 | 0 | 0 | 0 | 0 | 0 | 0 | 0 | 0 | 0 | 0 | 0 | 0 | 0 | 0 | 0 | 0 | 0 | 0 | 0 | 0 | 0 | 0
| Energy at risk (weighted) |  |  | MWh |  | 0 | 0 | 0 | 0 | 0 | 0 | 0 | 0 | 0 | 0 | 0 | 0 | 0 | 0 | 0 | 0 | 0 | 0 | 0 | 0 | 0 | 0 | 0 | 0 | 0
| Energy at risk value | $/MWh | 34344.1834 | 2023-12-31 |  | 205417.2865 | 210478.0812 | 220586.0112 | 229337.205 | 233705.0529 | 240440.3181 | 252539.5955 | 265783.3451 | 274802.5702 | 282889.0569 | 293241.3605 | 306593.4551 | 323929.673 | 346571.7645 | 376296.4862 | 415494.4692 | 467384.9156 | 536305.8054 | 543388.8502 | 549063.1236 | 554604.2288 | 560701.8632 | 567551.6941 | 575277.4882 | 584029.8257
| Safety risk | (after DF) |  | 2023-12-31 |  | 1803.6079 | 1981.2252 | 2196.3814 | 2461.118 | 2786.7558 | 3191.2053 | 3698.2584 | 4340.2815 | 5159.5582 | 6212.4372 | 7577.8651 | 9357.9421 | 11689.404 | 14758.2194 | 18815.2414 | 24199.2049 | 31367.9516 | 40940.8414 | 48372.0908 | 57924.7555 | 59916.6238 | 60650.8211 | 61513.0399 | 62538.698 | 63776.1859
| Unplanned replacement |  |  | 2023-12-31 |  | 59437.892 | 61885.1912 | 64626.3934 | 67712.9186 | 71204.4218 | 75178.4887 | 79733.4237 | 85000.0294 | 91139.7263 | 98359.9408 | 106937.8676 | 117233.4726 | 129720.7431 | 145028.9224 | 163994.1756 | 187731.0856 | 217729.3036 | 255984.27 | 273946.755 | 294377.5634 | 308339.0011 | 322260.4324 | 337645.8916 | 354674.7666 | 373556.6254
| Unplanned fault | (after DF) |  | 2023-12-31 |  | 431.8 | 431.8 | 431.8 | 431.8 | 431.8 | 431.8 | 431.8 | 431.8 | 431.8 | 431.8 | 431.8 | 431.8 | 431.8 | 431.8 | 431.8 | 431.8 | 431.8 | 431.8 | 431.8 | 431.8 | 431.8 | 431.8 | 431.8 | 431.8 | 431.8
| Environmental risk |  |  | 2023-12-31 |  | 142.0479 | 162.0569 | 186.6049 | 217.2221 | 255.2888 | 303.0496 | 363.4927 | 440.6524 | 539.8596 | 668.2413 | 835.8078 | 1055.4626 | 1344.4935 | 1726.458 | 2233.1574 | 2907.5641 | 3807.7996 | 5012.5395 | 6036.4745 | 7361.2575 | 7619.4435 | 7698.0703 | 7791.9557 | 7905.713 | 8045.7168
| < Other risk - enter description > |  |  | 2023-12-31
| Total risk cost |  |  |  |  | 267232.6342 | 274938.3545 | 288027.191 | 300160.2638 | 308383.3193 | 319544.8618 | 336766.5704 | 355996.1085 | 372073.5142 | 388561.4762 | 409024.701 | 434672.1324 | 467116.1135 | 508517.1644 | 561770.8606 | 630764.1238 | 720721.7704 | 838675.2563 | 872175.9705 | 909158.5 | 930911.0972 | 951742.9869 | 974934.3814 | 1000828.4658 | 1029840.1537
OTHER BENEFITS
| Reduction in CO2 emissions |  |  | MWh |  | 0 | 0 | 0 | 0 | 0 | 0 | 0 | 0 | 0 | 0 | 0 | 0 | 0 | 0 | 0 | 0 | 0 | 0 | 0 | 0 | 0 | 0 | 0 | 0 | 0
| Value of reduction in CO2 emissions |  |  | $ |  | 0 | 0 | 0 | 0 | 0 | 0 | 0 | 0 | 0 | 0 | 0 | 0 | 0 | 0 | 0 | 0 | 0 | 0 | 0 | 0 | 0 | 0 | 0 | 0 | 0
| Reliability in worst-served areas | $/MWh | 0 | MWh |  | 0 | 0 | 0 | 0 | 0 | 0 | 0 | 0 | 0 | 0 | 0 | 0 | 0 | 0 | 0 | 0 | 0 | 0 | 0 | 0 | 0 | 0 | 0 | 0 | 0
| Network resilience | $/MWh | 0 | MWh |  | 0 | 0 | 0 | 0 | 0 | 0 | 0 | 0 | 0 | 0 | 0 | 0 | 0 | 0 | 0 | 0 | 0 | 0 | 0 | 0 | 0 | 0 | 0 | 0 | 0
| Enabling solar exports | $/MWh | 4220.9954 | MWh |  | 0 | 0 | 0 | 0 | 0 | 0 | 0 | 0 | 0 | 0 | 0 | 0 | 0 | 0 | 0 | 0 | 0 | 0 | 0 | 0 | 0 | 0 | 0 | 0 | 0
| Aesthetics | $/customer | 0 | customers |  | 0 | 0 | 0 | 0 | 0 | 0 | 0 | 0 | 0 | 0 | 0 | 0 | 0 | 0 | 0 | 0 | 0 | 0 | 0 | 0 | 0 | 0 | 0 | 0 | 0
| Customer value of time (res) | $/customer min | 0.54769 | mins |  | 0 | 0 | 0 | 0 | 0 | 0 | 0 | 0 | 0 | 0 | 0 | 0 | 0 | 0 | 0 | 0 | 0 | 0 | 0 | 0 | 0 | 0 | 0 | 0 | 0
| Customer value of time (bus) | $/customer min | 0.54769 | mins |  | 0 | 0 | 0 | 0 | 0 | 0 | 0 | 0 | 0 | 0 | 0 | 0 | 0 | 0 | 0 | 0 | 0 | 0 | 0 | 0 | 0 | 0 | 0 | 0 | 0
| Communication | $/customer | 0 | customers |  | 0 | 0 | 0 | 0 | 0 | 0 | 0 | 0 | 0 | 0 | 0 | 0 | 0 | 0 | 0 | 0 | 0 | 0 | 0 | 0 | 0 | 0 | 0 | 0 | 0
| Information accessibility | $/customer | 0 | customers |  | 0 | 0 | 0 | 0 | 0 | 0 | 0 | 0 | 0 | 0 | 0 | 0 | 0 | 0 | 0 | 0 | 0 | 0 | 0 | 0 | 0 | 0 | 0 | 0 | 0
| Other benefits 1 |  |  | 2023-12-31 |  | 0 | 0 | 0 | 0 | 0 | 0 | 0 | 0 | 0 | 0 | 0 | 0 | 0 | 0 | 0 | 0 | 0 | 0 | 0 | 0 | 0 | 0 | 0 | 0 | 0
| Other benefits 2 |  |  | 2023-12-31 |  | 0 | 0 | 0 | 0 | 0 | 0 | 0 | 0 | 0 | 0 | 0 | 0 | 0 | 0 | 0 | 0 | 0 | 0 | 0 | 0 | 0 | 0 | 0 | 0 | 0
| Total other benefits |  |  | 2023-12-31 |  | 0 | 0 | 0 | 0 | 0 | 0 | 0 | 0 | 0 | 0 | 0 | 0 | 0 | 0 | 0 | 0 | 0 | 0 | 0 | 0 | 0 | 0 | 0 | 0 | 0
SUMMARY
| Risks mitigated vs base case |  |  | 2023-12-31
Capital expenditure
| < Enter description > |  |  | 2023-12-31 |  | 0 | 0 | 0 | 0 | 0 | 0 | 0 | 0 | 0 | 0 | 0 | 0 | 0 | 0 | 0 | 0 | 0 | 0 | 0 | 0 | 0 | 0 | 0 | 0 | 0
| < Enter description > |  |  | 2023-12-31 |  | 0 | 0 | 0 | 0 | 0 | 0 | 0 | 0 | 0 | 0 | 0 | 0 | 0 | 0 | 0 | 0 | 0 | 0 | 0 | 0 | 0 | 0 | 0 | 0 | 0
| < Enter description > |  |  | 2023-12-31 |  | 0 | 0 | 0 | 0 | 0 | 0 | 0 | 0 | 0 | 0 | 0 | 0 | 0 | 0 | 0 | 0 | 0 | 0 | 0 | 0 | 0 | 0 | 0 | 0 | 0
Cumulative capex
| < Enter description > |  |  | 2023-12-31 |  | 0 | 0 | 0 | 0 | 0 | 0 | 0 | 0 | 0 | 0 | 0 | 0 | 0 | 0 | 0 | 0 | 0 | 0 | 0 | 0 | 0 | 0 | 0 | 0 | 0
| < Enter description > |  |  | 2023-12-31 |  | 0 | 0 | 0 | 0 | 0 | 0 | 0 | 0 | 0 | 0 | 0 | 0 | 0 | 0 | 0 | 0 | 0 | 0 | 0 | 0 | 0 | 0 | 0 | 0 | 0
| < Enter description > |  |  | 2023-12-31 |  | 0 | 0 | 0 | 0 | 0 | 0 | 0 | 0 | 0 | 0 | 0 | 0 | 0 | 0 | 0 | 0 | 0 | 0 | 0 | 0 | 0 | 0 | 0 | 0 | 0
Annualised capex
| Annualised capex - < Enter description > |  |  | 2023-12-31 |  | 0 | 0 | 0 | 0 | 0 | 0 | 0 | 0 | 0 | 0 | 0 | 0 | 0 | 0 | 0 | 0 | 0 | 0 | 0 | 0 | 0 | 0 | 0 | 0 | 0
| Annualised capex - < Enter description > |  |  | 2023-12-31 |  | 0 | 0 | 0 | 0 | 0 | 0 | 0 | 0 | 0 | 0 | 0 | 0 | 0 | 0 | 0 | 0 | 0 | 0 | 0 | 0 | 0 | 0 | 0 | 0 | 0
| Annualised capex - < Enter description > |  |  | 2023-12-31 |  | 0 | 0 | 0 | 0 | 0 | 0 | 0 | 0 | 0 | 0 | 0 | 0 | 0 | 0 | 0 | 0 | 0 | 0 | 0 | 0 | 0 | 0 | 0 | 0 | 0
| Total annualised capex |  |  | 2023-12-31 |  | 0 | 0 | 0 | 0 | 0 | 0 | 0 | 0 | 0 | 0 | 0 | 0 | 0 | 0 | 0 | 0 | 0 | 0 | 0 | 0 | 0 | 0 | 0 | 0 | 0
| Annualised capex |  |  | 2023-12-31 |  | 0 | 0 | 0 | 0 | 0 | 0 | 0 | 0 | 0 | 0 | 0 | 0 | 0 | 0 | 0 | 0 | 0 | 0 | 0 | 0 | 0 | 0 | 0 | 0 | 0
| Operating expenditure |  |  | 2023-12-31 |  | 0 | 0 | 0 | 0 | 0 | 0 | 0 | 0 | 0 | 0 | 0 | 0 | 0 | 0 | 0 | 0 | 0 | 0 | 0 | 0 | 0 | 0 | 0 | 0 | 0
| Risk mitigated |  |  | 2023-12-31 |  | 0 | 0 | 0 | 0 | 0 | 0 | 0 | 0 | 0 | 0 | 0 | 0 | 0 | 0 | 0 | 0 | 0 | 0 | 0 | 0 | 0 | 0 | 0 | 0 | 0
| Other benefits value |  |  | 2023-12-31 |  | 0 | 0 | 0 | 0 | 0 | 0 | 0 | 0 | 0 | 0 | 0 | 0 | 0 | 0 | 0 | 0 | 0 | 0 | 0 | 0 | 0 | 0 | 0 | 0 | 0
| Net benefits |  |  | 2023-12-31 |  | 0 | 0 | 0 | 0 | 0 | 0 | 0 | 0 | 0 | 0 | 0 | 0 | 0 | 0 | 0 | 0 | 0 | 0 | 0 | 0 | 0 | 0 | 0 | 0 | 0
SENSITIVITIES
NPV | Net benefits |  |  | Option 1 (Base Case)NPV |  | 0 | 0 | 0 | 0 | 0 | 0 | 0 | 0 | 0 | 0 | 0 | 0 | 0 | 0 | 0 | 0 | 0 | 0 | 0 | 0 | 0 | 0 | 0 | 0 | 0
| Total annualised capex |  |  |  |  | 0 | 0 | 0 | 0 | 0 | 0 | 0 | 0 | 0 | 0 | 0 | 0 | 0 | 0 | 0 | 0 | 0 | 0 | 0 | 0 | 0 | 0 | 0 | 0 | 0
| Total benefits |  |  |  |  | 0 | 0 | 0 | 0 | 0 | 0 | 0 | 0 | 0 | 0 | 0 | 0 | 0 | 0 | 0 | 0 | 0 | 0 | 0 | 0 | 0 | 0 | 0 | 0 | 0
|  | Capex | Total benefits
sens1 | Capex 10% higher | 10% | 0% | Option 1 (Base Case)sens1 |  | 0 | 0 | 0 | 0 | 0 | 0 | 0 | 0 | 0 | 0 | 0 | 0 | 0 | 0 | 0 | 0 | 0 | 0 | 0 | 0 | 0 | 0 | 0 | 0 | 0
sens2 | Capex 10% lower | -10% | 0% | Option 1 (Base Case)sens2 |  | 0 | 0 | 0 | 0 | 0 | 0 | 0 | 0 | 0 | 0 | 0 | 0 | 0 | 0 | 0 | 0 | 0 | 0 | 0 | 0 | 0 | 0 | 0 | 0 | 0
sens3 | Total benefits 10% higher | 0% | 10% | Option 1 (Base Case)sens3 |  | 0 | 0 | 0 | 0 | 0 | 0 | 0 | 0 | 0 | 0 | 0 | 0 | 0 | 0 | 0 | 0 | 0 | 0 | 0 | 0 | 0 | 0 | 0 | 0 | 0
sens4 | Total benefits 10% lower | 0% | -10% | Option 1 (Base Case)sens4 |  | 0 | 0 | 0 | 0 | 0 | 0 | 0 | 0 | 0 | 0 | 0 | 0 | 0 | 0 | 0 | 0 | 0 | 0 | 0 | 0 | 0 | 0 | 0 | 0 | 0
sens5 | Capex 10% higher & Total benefits 10% lower | 10% | -10% | Option 1 (Base Case)sens5 |  | 0 | 0 | 0 | 0 | 0 | 0 | 0 | 0 | 0 | 0 | 0 | 0 | 0 | 0 | 0 | 0 | 0 | 0 | 0 | 0 | 0 | 0 | 0 | 0 | 0
sens | 0 | 0% | 0% | Option 1 (Base Case)sens |  | 0 | 0 | 0 | 0 | 0 | 0 | 0 | 0 | 0 | 0 | 0 | 0 | 0 | 0 | 0 | 0 | 0 | 0 | 0 | 0 | 0 | 0 | 0 | 0 | 0
sens | 0 | 0% | 0% | Option 1 (Base Case)sens |  | 0 | 0 | 0 | 0 | 0 | 0 | 0 | 0 | 0 | 0 | 0 | 0 | 0 | 0 | 0 | 0 | 0 | 0 | 0 | 0 | 0 | 0 | 0 | 0 | 0
sens | 0 | 0% | 0% | Option 1 (Base Case)sens |  | 0 | 0 | 0 | 0 | 0 | 0 | 0 | 0 | 0 | 0 | 0 | 0 | 0 | 0 | 0 | 0 | 0 | 0 | 0 | 0 | 0 | 0 | 0 | 0 | 0

## Option2
CitiPower
RD switchboard and relay replacement
OPTION 2 | Combined replacement of SWBD (i.e. all three buses) and relays completed in 2028-29
Count |  |  |  |  | 1 | 2 | 3 | 4 | 5 | 6 | 7 | 8 | 9 | 10 | 11 | 12 | 13 | 14 | 15 | 16 | 17 | 18 | 19 | 20 | 21 | 22 | 23 | 24 | 25
Value of CO2 reductions |  |  |  | $/MWh | 24.7305 | 22.3407 | 20.1963 | 18.0629 | 15.9134 | 13.7151 | 13.7151 | 13.7151 | 13.7151 | 13.7151 | 13.7151 | 13.7151 | 13.7151 | 13.7151 | 13.7151 | 13.7151 | 13.7151 | 13.7151 | 13.7151 | 13.7151 | 13.7151 | 13.7151 | 13.7151 | 13.7151 | 13.7151
|  |  |  | Units | 2026-27 | 2027-28 | 2028-29 | 2029-30 | 2030-31 | 2031-32 | 2032-33 | 2033-34 | 2034-35 | 2035-36 | 2036-37 | 2037-38 | 2038-39 | 2039-40 | 2040-41 | 2041-42 | 2042-43 | 2043-44 | 2044-45 | 2045-46 | 2046-47 | 2047-48 | 2048-49 | 2049-50 | 2050-51
INVESTMENT & OPERATING COST
| Capex |  | Asset life (yrs)
| Switchboard |  | 50 | 2023-12-31 | 0 | 2896868.4472 | 1448434.2236 | 0 | 0 | 0 | 0 | 0 | 0 | 0 | 0 | 0 | 0 | 0 | 0 | 0 | 0 | 0 | 0 | 0 | 0 | 0 | 0 | 0 | 0
| Relays |  | 25 | 2023-12-31 | 0 | 1931245.6315 | 965622.8157 | 0 | 0 | 0 | 0 | 0 | 0 | 0 | 0 | 0 | 0 | 0 | 0 | 0 | 0 | 0 | 0 | 0 | 0 | 0 | 0 | 0 | 0
|  |  | 0 | 2023-12-31 | 0 | 0 | 0 | 0 | 0 | 0 | 0 | 0 | 0 | 0 | 0 | 0 | 0 | 0 | 0 | 0 | 0 | 0 | 0 | 0 | 0 | 0 | 0 | 0 | 0
| Capital expenditure |  |  | 2023-12-31 | 0 | 4828114.0787 | 2414057.0394 | 0 | 0 | 0 | 0 | 0 | 0 | 0 | 0 | 0 | 0 | 0 | 0 | 0 | 0 | 0 | 0 | 0 | 0 | 0 | 0 | 0 | 0
| Operating expenditure |  |  | 2023-12-31 | 0 | 0 | 0 | 0 | 0 | 0 | 0 | 0 | 0 | 0 | 0 | 0 | 0 | 0 | 0 | 0 | 0 | 0 | 0 | 0 | 0 | 0 | 0 | 0 | 0
RISK ASSUMPTIONS
| PoF (major) |  |  |  | 0 | 0 | 0 | 0 | 0 | 0 | 0 | 0 | 0 | 0 | 0 | 0 | 0 | 0 | 0 | 0 | 0 | 0 | 0 | 0 | 0 | 0 | 0 | 0 | 0
| PoF (reparable) |  |  |  | 0 | 0 | 0 | 0 | 0 | 0 | 0 | 0 | 0 | 0 | 0 | 0 | 0 | 0 | 0 | 0 | 0 | 0 | 0 | 0 | 0 | 0 | 0 | 0 | 0
| Energy at risk (weighted) |  |  | MWh | 0 | 0 | 0 | 0 | 0 | 0 | 0 | 0 | 0 | 0 | 0 | 0 | 0 | 0 | 0 | 0 | 0 | 0 | 0 | 0 | 0 | 0 | 0 | 0 | 0
| Energy at risk value | $/MWh | 34344.1834 | 2023-12-31 | 205417.2865 | 210478.0812 | 220586.0112 | 13710.9498 | 13941.7484 | 14288.5317 | 14916.6952 | 15567.6946 | 15913.3918 | 16123.7706 | 16354.7398 | 16608.3834 | 16887.0025 | 17193.1386 | 17529.6002 | 17899.4921 | 18306.2486 | 18753.6706 | 19245.9681 | 19787.8081 | 20389.326 | 21056.1699 | 21789.7235 | 22600.9373 | 23499.4363
| Safety risk | (after DF) |  | 2023-12-31 | 1803.6079 | 1981.2252 | 2196.3814 | 1067.098 | 1134.044 | 1209.6628 | 1296.8093 | 1399.5671 | 1518.6665 | 1657.8934 | 1822.1638 | 2017.9015 | 2253.5483 | 2540.2537 | 2892.807 | 3330.9005 | 3880.84 | 4577.8652 | 5469.2977 | 6618.8153 | 8181.6599 | 10272.2405 | 11263.7998 | 12484.2447 | 13586.9751
| Unplanned replacement |  |  | 2023-12-31 | 59437.892 | 61885.1912 | 64626.3934 | 17833.6387 | 19243.6294 | 20793.5215 | 22499.8543 | 24381.9835 | 26457.8861 | 28750.6647 | 31287.0431 | 34098.1798 | 37220.7198 | 40698.1658 | 44582.6757 | 48937.4319 | 53839.78 | 59385.4017 | 65693.8851 | 72916.1791 | 81313.2385 | 91130.7283 | 99396.5392 | 108579.5866 | 118459.0621
| Unplanned fault | (after DF) |  | 2023-12-31 | 431.8 | 431.8 | 431.8 | 50.8 | 50.8 | 50.8 | 50.8 | 50.8 | 50.8 | 50.8 | 50.8 | 50.8 | 50.8 | 50.8 | 50.8 | 50.8 | 50.8 | 50.8 | 50.8 | 50.8 | 50.8 | 50.8 | 50.8 | 50.8 | 50.8
| Environmental risk |  |  | 2023-12-31 | 142.0479 | 162.0569 | 186.6049 | 122.8377 | 130.2434 | 138.676 | 148.5182 | 160.3241 | 174.173 | 190.5721 | 210.1854 | 233.8864 | 262.8298 | 298.548 | 343.0826 | 399.1615 | 470.4399 | 561.8266 | 679.9269 | 833.6446 | 1044.7723 | 1329.3478 | 1458.044 | 1617.8796 | 1759.8817
| < Other risk - enter description > |  |  | 2023-12-31 | 0 | 0 | 0 | 0 | 0 | 0 | 0 | 0 | 0 | 0 | 0 | 0 | 0 | 0 | 0 | 0 | 0 | 0 | 0 | 0 | 0 | 0 | 0 | 0 | 0
| Total risk cost |  |  |  | 267232.6342 | 274938.3545 | 288027.191 | 32785.3242 | 34500.4652 | 36481.1919 | 38912.677 | 41560.3694 | 44114.9174 | 46773.7008 | 49724.9321 | 53009.1512 | 56674.9004 | 60780.9061 | 65398.9655 | 70617.7861 | 76548.1085 | 83329.5641 | 91139.8779 | 100207.2471 | 110979.7967 | 123839.2865 | 133958.9066 | 145333.4483 | 157356.1552
OTHER BENEFITS
| Reduction in CO2 emissions |  |  | MWh | 0 | 0 | 0 | 0 | 0 | 0 | 0 | 0 | 0 | 0 | 0 | 0 | 0 | 0 | 0 | 0 | 0 | 0 | 0 | 0 | 0 | 0 | 0 | 0 | 0
| Value of reduction in CO2 emissions |  |  | $ | 0 | 0 | 0 | 0 | 0 | 0 | 0 | 0 | 0 | 0 | 0 | 0 | 0 | 0 | 0 | 0 | 0 | 0 | 0 | 0 | 0 | 0 | 0 | 0 | 0
| Reliability in worst-served areas | $/MWh | 0 | MWh | 0 | 0 | 0 | 0 | 0 | 0 | 0 | 0 | 0 | 0 | 0 | 0 | 0 | 0 | 0 | 0 | 0 | 0 | 0 | 0 | 0 | 0 | 0 | 0 | 0
| Network resilience | $/MWh | 0 | MWh | 0 | 0 | 0 | 0 | 0 | 0 | 0 | 0 | 0 | 0 | 0 | 0 | 0 | 0 | 0 | 0 | 0 | 0 | 0 | 0 | 0 | 0 | 0 | 0 | 0
| Enabling solar exports | $/MWh | 4220.9954 | MWh | 0 | 0 | 0 | 0 | 0 | 0 | 0 | 0 | 0 | 0 | 0 | 0 | 0 | 0 | 0 | 0 | 0 | 0 | 0 | 0 | 0 | 0 | 0 | 0 | 0
| Aesthetics | $/customer | 0 | customers | 0 | 0 | 0 | 0 | 0 | 0 | 0 | 0 | 0 | 0 | 0 | 0 | 0 | 0 | 0 | 0 | 0 | 0 | 0 | 0 | 0 | 0 | 0 | 0 | 0
| Customer value of time - residential | $/customer min | 0.54769 | mins | 0 | 0 | 0 | 0 | 0 | 0 | 0 | 0 | 0 | 0 | 0 | 0 | 0 | 0 | 0 | 0 | 0 | 0 | 0 | 0 | 0 | 0 | 0 | 0 | 0
| Customer value of time - business | $/customer min | 0.54769 | mins | 0 | 0 | 0 | 0 | 0 | 0 | 0 | 0 | 0 | 0 | 0 | 0 | 0 | 0 | 0 | 0 | 0 | 0 | 0 | 0 | 0 | 0 | 0 | 0 | 0
| Communication | $/customer | 0 | customers | 0 | 0 | 0 | 0 | 0 | 0 | 0 | 0 | 0 | 0 | 0 | 0 | 0 | 0 | 0 | 0 | 0 | 0 | 0 | 0 | 0 | 0 | 0 | 0 | 0
| Information accessibility | $/customer | 0 | customers | 0 | 0 | 0 | 0 | 0 | 0 | 0 | 0 | 0 | 0 | 0 | 0 | 0 | 0 | 0 | 0 | 0 | 0 | 0 | 0 | 0 | 0 | 0 | 0 | 0
| Opex saving |  |  | 2023-12-31 | 0 | 0 | 0 | 50000 | 50000 | 50000 | 50000 | 50000 | 50000 | 50000 | 50000 | 50000 | 50000 | 50000 | 50000 | 50000 | 50000 | 50000 | 50000 | 50000 | 50000 | 50000 | 50000 | 50000 | 50000
| Other benefits 2 |  |  | 2023-12-31 | 0 | 0 | 0 | 0 | 0 | 0 | 0 | 0 | 0 | 0 | 0 | 0 | 0 | 0 | 0 | 0 | 0 | 0 | 0 | 0 | 0 | 0 | 0 | 0 | 0
| Total other benefits |  |  | 2023-12-31 | 0 | 0 | 0 | 50000 | 50000 | 50000 | 50000 | 50000 | 50000 | 50000 | 50000 | 50000 | 50000 | 50000 | 50000 | 50000 | 50000 | 50000 | 50000 | 50000 | 50000 | 50000 | 50000 | 50000 | 50000
SUMMARY
| Risks mitigated vs base case |  |  | 2023-12-31 | 0 | 0 | 0 | 267374.9396 | 273882.8541 | 283063.6699 | 297853.8933 | 314435.7391 | 327958.5968 | 341787.7754 | 359299.7688 | 381662.9812 | 410441.2131 | 447736.2583 | 496371.895 | 560146.3378 | 644173.662 | 755345.6923 | 781036.0926 | 808951.2529 | 819931.3005 | 827903.7004 | 840975.4749 | 855495.0175 | 872483.9985
Capital expenditure
| Switchboard |  |  | 2023-12-31 | 0 | -2896868.4472 | -1448434.2236 | 0 | 0 | 0 | 0 | 0 | 0 | 0 | 0 | 0 | 0 | 0 | 0 | 0 | 0 | 0 | 0 | 0 | 0 | 0 | 0 | 0 | 0
| Relays |  |  | 2023-12-31 | 0 | -1931245.6315 | -965622.8157 | 0 | 0 | 0 | 0 | 0 | 0 | 0 | 0 | 0 | 0 | 0 | 0 | 0 | 0 | 0 | 0 | 0 | 0 | 0 | 0 | 0 | 0
| 0 |  |  | 2023-12-31 | 0 | 0 | 0 | 0 | 0 | 0 | 0 | 0 | 0 | 0 | 0 | 0 | 0 | 0 | 0 | 0 | 0 | 0 | 0 | 0 | 0 | 0 | 0 | 0 | 0
Cumulative capex
| Switchboard |  |  | 2023-12-31 | 0 | -2896868.4472 | -4345302.6709 | -4345302.6709 | -4345302.6709 | -4345302.6709 | -4345302.6709 | -4345302.6709 | -4345302.6709 | -4345302.6709 | -4345302.6709 | -4345302.6709 | -4345302.6709 | -4345302.6709 | -4345302.6709 | -4345302.6709 | -4345302.6709 | -4345302.6709 | -4345302.6709 | -4345302.6709 | -4345302.6709 | -4345302.6709 | -4345302.6709 | -4345302.6709 | -4345302.6709
| Relays |  |  | 2023-12-31 | 0 | -1931245.6315 | -2896868.4472 | -2896868.4472 | -2896868.4472 | -2896868.4472 | -2896868.4472 | -2896868.4472 | -2896868.4472 | -2896868.4472 | -2896868.4472 | -2896868.4472 | -2896868.4472 | -2896868.4472 | -2896868.4472 | -2896868.4472 | -2896868.4472 | -2896868.4472 | -2896868.4472 | -2896868.4472 | -2896868.4472 | -2896868.4472 | -2896868.4472 | -2896868.4472 | -2896868.4472
| 0 |  |  | 2023-12-31 | 0 | 0 | 0 | 0 | 0 | 0 | 0 | 0 | 0 | 0 | 0 | 0 | 0 | 0 | 0 | 0 | 0 | 0 | 0 | 0 | 0 | 0 | 0 | 0 | 0
Annualised capex
| Annualised capex - Switchboard |  |  | 2023-12-31 | 0 | 0 | -123504.248 | -185256.372 | -185256.372 | -185256.372 | -185256.372 | -185256.372 | -185256.372 | -185256.372 | -185256.372 | -185256.372 | -185256.372 | -185256.372 | -185256.372 | -185256.372 | -185256.372 | -185256.372 | -185256.372 | -185256.372 | -185256.372 | -185256.372 | -185256.372 | -185256.372 | -185256.372
| Annualised capex - Relays |  |  | 2023-12-31 | 0 | 0 | -117176.4658 | -175764.6987 | -175764.6987 | -175764.6987 | -175764.6987 | -175764.6987 | -175764.6987 | -175764.6987 | -175764.6987 | -175764.6987 | -175764.6987 | -175764.6987 | -175764.6987 | -175764.6987 | -175764.6987 | -175764.6987 | -175764.6987 | -175764.6987 | -175764.6987 | -175764.6987 | -175764.6987 | -175764.6987 | -175764.6987
| Annualised capex - |  |  | 2023-12-31 | 0 | 0 | 0 | 0 | 0 | 0 | 0 | 0 | 0 | 0 | 0 | 0 | 0 | 0 | 0 | 0 | 0 | 0 | 0 | 0 | 0 | 0 | 0 | 0 | 0
| Total annualised capex |  |  | 2023-12-31 | 0 | 0 | -240680.7139 | -361021.0708 | -361021.0708 | -361021.0708 | -361021.0708 | -361021.0708 | -361021.0708 | -361021.0708 | -361021.0708 | -361021.0708 | -361021.0708 | -361021.0708 | -361021.0708 | -361021.0708 | -361021.0708 | -361021.0708 | -361021.0708 | -361021.0708 | -361021.0708 | -361021.0708 | -361021.0708 | -361021.0708 | -361021.0708
| Annualised capex |  |  | 2023-12-31 | 0 | 0 | -240680.7139 | -361021.0708 | -361021.0708 | -361021.0708 | -361021.0708 | -361021.0708 | -361021.0708 | -361021.0708 | -361021.0708 | -361021.0708 | -361021.0708 | -361021.0708 | -361021.0708 | -361021.0708 | -361021.0708 | -361021.0708 | -361021.0708 | -361021.0708 | -361021.0708 | -361021.0708 | -361021.0708 | -361021.0708 | -361021.0708
| Operating expenditure |  |  | 2023-12-31 | 0 | 0 | 0 | 0 | 0 | 0 | 0 | 0 | 0 | 0 | 0 | 0 | 0 | 0 | 0 | 0 | 0 | 0 | 0 | 0 | 0 | 0 | 0 | 0 | 0
| Risk mitigated |  |  | 2023-12-31 | 0 | 0 | 0 | 267374.9396 | 273882.8541 | 283063.6699 | 297853.8933 | 314435.7391 | 327958.5968 | 341787.7754 | 359299.7688 | 381662.9812 | 410441.2131 | 447736.2583 | 496371.895 | 560146.3378 | 644173.662 | 755345.6923 | 781036.0926 | 808951.2529 | 819931.3005 | 827903.7004 | 840975.4749 | 855495.0175 | 872483.9985
| Other benefits value |  |  | 2023-12-31 | 0 | 0 | 0 | 50000 | 50000 | 50000 | 50000 | 50000 | 50000 | 50000 | 50000 | 50000 | 50000 | 50000 | 50000 | 50000 | 50000 | 50000 | 50000 | 50000 | 50000 | 50000 | 50000 | 50000 | 50000
| Net benefits |  |  | 2023-12-31 | 0 | 0 | -240680.7139 | -43646.1312 | -37138.2167 | -27957.4009 | -13167.1775 | 3414.6683 | 16937.526 | 30766.7046 | 48278.698 | 70641.9104 | 99420.1423 | 136715.1875 | 185350.8243 | 249125.267 | 333152.5912 | 444324.6215 | 470015.0218 | 497930.1821 | 508910.2297 | 516882.6296 | 529954.4041 | 544473.9467 | 561462.9277
| First capex year |  |  | 2
| First year |  |  | 2
SENSITIVITIES
NPV | Net benefits |  |  | Option 2NPV | 0 | 0 | -240680.7139 | -43646.1312 | -37138.2167 | -27957.4009 | -13167.1775 | 3414.6683 | 16937.526 | 30766.7046 | 48278.698 | 70641.9104 | 99420.1423 | 136715.1875 | 185350.8243 | 249125.267 | 333152.5912 | 444324.6215 | 470015.0218 | 497930.1821 | 508910.2297 | 516882.6296 | 529954.4041 | 544473.9467 | 561462.9277
| Total annualised capex |  |  |  | 0 | 0 | -240680.7139 | -361021.0708 | -361021.0708 | -361021.0708 | -361021.0708 | -361021.0708 | -361021.0708 | -361021.0708 | -361021.0708 | -361021.0708 | -361021.0708 | -361021.0708 | -361021.0708 | -361021.0708 | -361021.0708 | -361021.0708 | -361021.0708 | -361021.0708 | -361021.0708 | -361021.0708 | -361021.0708 | -361021.0708 | -361021.0708
| Total benefits |  |  |  | 0 | 0 | 0 | 317374.9396 | 323882.8541 | 333063.6699 | 347853.8933 | 364435.7391 | 377958.5968 | 391787.7754 | 409299.7688 | 431662.9812 | 460441.2131 | 497736.2583 | 546371.895 | 610146.3378 | 694173.662 | 805345.6923 | 831036.0926 | 858951.2529 | 869931.3005 | 877903.7004 | 890975.4749 | 905495.0175 | 922483.9985
|  | Capex | Total benefits
sens1 | Capex 10% higher | 10% | 0% | Option 2sens1 | 0 | 0 | -264748.7853 | -79748.2383 | -73240.3238 | -64059.508 | -49269.2846 | -32687.4388 | -19164.5811 | -5335.4025 | 12176.5909 | 34539.8034 | 63318.0352 | 100613.0804 | 149248.7172 | 213023.1599 | 297050.4841 | 408222.5144 | 433912.9147 | 461828.075 | 472808.1226 | 480780.5226 | 493852.297 | 508371.8396 | 525360.8206
sens2 | Capex 10% lower | -10% | 0% | Option 2sens2 | 0 | 0 | -216612.6425 | -7544.0241 | -1036.1096 | 8144.7062 | 22934.9296 | 39516.7754 | 53039.6331 | 66868.8117 | 84380.8051 | 106744.0175 | 135522.2494 | 172817.2946 | 221452.9313 | 285227.374 | 369254.6983 | 480426.7286 | 506117.1289 | 534032.2892 | 545012.3368 | 552984.7367 | 566056.5111 | 580576.0538 | 597565.0348
sens3 | Total benefits 10% higher | 0% | 10% | Option 2sens3 | 0 | 0 | -240680.7139 | -11908.6372 | -4749.9313 | 5348.9661 | 21618.2118 | 39858.2422 | 54733.3857 | 69945.4822 | 89208.6749 | 113808.2086 | 145464.2636 | 186488.8134 | 239988.0138 | 310139.9007 | 402569.9574 | 524859.1907 | 553118.631 | 583825.3074 | 595903.3597 | 604672.9997 | 619051.9516 | 635023.4484 | 653711.3275
sens4 | Total benefits 10% lower | 0% | -10% | Option 2sens4 | 0 | 0 | -240680.7139 | -75383.6251 | -69526.5021 | -61263.7679 | -47952.5668 | -33028.9056 | -20858.3337 | -8412.0729 | 7348.7211 | 27475.6123 | 53376.021 | 86941.5617 | 130713.6347 | 188110.6332 | 263735.225 | 363790.0523 | 386911.4125 | 412035.0568 | 421917.0996 | 429092.2596 | 440856.8566 | 453924.4449 | 469214.5278
sens5 | Capex 10% higher & Total benefits 10% lower | 10% | -10% | Option 2sens5 | 0 | 0 | -264748.7853 | -111485.7322 | -105628.6092 | -97365.875 | -84054.6739 | -69131.0127 | -56960.4408 | -44514.18 | -28753.3859 | -8626.4948 | 17273.9139 | 50839.4546 | 94611.5277 | 152008.5261 | 227633.1179 | 327687.9452 | 350809.3054 | 375932.9497 | 385814.9925 | 392990.1525 | 404754.7495 | 417822.3379 | 433112.4208
sens | 0 | 0% | 0% | Option 2sens | 0 | 0 | -240680.7139 | -43646.1312 | -37138.2167 | -27957.4009 | -13167.1775 | 3414.6683 | 16937.526 | 30766.7046 | 48278.698 | 70641.9104 | 99420.1423 | 136715.1875 | 185350.8243 | 249125.267 | 333152.5912 | 444324.6215 | 470015.0218 | 497930.1821 | 508910.2297 | 516882.6296 | 529954.4041 | 544473.9467 | 561462.9277
sens | 0 | 0% | 0% | Option 2sens | 0 | 0 | -240680.7139 | -43646.1312 | -37138.2167 | -27957.4009 | -13167.1775 | 3414.6683 | 16937.526 | 30766.7046 | 48278.698 | 70641.9104 | 99420.1423 | 136715.1875 | 185350.8243 | 249125.267 | 333152.5912 | 444324.6215 | 470015.0218 | 497930.1821 | 508910.2297 | 516882.6296 | 529954.4041 | 544473.9467 | 561462.9277
sens | 0 | 0% | 0% | Option 2sens | 0 | 0 | -240680.7139 | -43646.1312 | -37138.2167 | -27957.4009 | -13167.1775 | 3414.6683 | 16937.526 | 30766.7046 | 48278.698 | 70641.9104 | 99420.1423 | 136715.1875 | 185350.8243 | 249125.267 | 333152.5912 | 444324.6215 | 470015.0218 | 497930.1821 | 508910.2297 | 516882.6296 | 529954.4041 | 544473.9467 | 561462.9277

## Option3
CitiPower
RD switchboard and relay replacement
OPTION 3 | Relay replacement completed in 2028-29 and SWBD replacement completed in 2033-34
Count |  |  |  |  | 1 | 2 | 3 | 4 | 5 | 6 | 7 | 8 | 9 | 10 | 11 | 12 | 13 | 14 | 15 | 16 | 17 | 18 | 19 | 20 | 21 | 22 | 23 | 24 | 25
Value of CO2 reductions |  |  |  | $/MWh | 24.7305 | 22.3407 | 20.1963 | 18.0629 | 15.9134 | 13.7151 | 13.7151 | 13.7151 | 13.7151 | 13.7151 | 13.7151 | 13.7151 | 13.7151 | 13.7151 | 13.7151 | 13.7151 | 13.7151 | 13.7151 | 13.7151 | 13.7151 | 13.7151 | 13.7151 | 13.7151 | 13.7151 | 13.7151
|  |  |  | Units | 2026-27 | 2027-28 | 2028-29 | 2029-30 | 2030-31 | 2031-32 | 2032-33 | 2033-34 | 2034-35 | 2035-36 | 2036-37 | 2037-38 | 2038-39 | 2039-40 | 2040-41 | 2041-42 | 2042-43 | 2043-44 | 2044-45 | 2045-46 | 2046-47 | 2047-48 | 2048-49 | 2049-50 | 2050-51
INVESTMENT & OPERATING COST
| Capex |  | Asset life (yrs)
| Switchboard |  | 50 | 2023-12-31 | 0 | 0 | 0 | 0 | 0 | 0 | 3862491.263 | 1931245.6315 | 0 | 0 | 0 | 0 | 0 | 0 | 0 | 0 | 0 | 0 | 0 | 0 | 0 | 0 | 0 | 0 | 0
| Relays |  | 25 | 2023-12-31 | 0 | 1931245.6315 | 965622.8157 | 0 | 0 | 0 | 0 | 0 | 0 | 0 | 0 | 0 | 0 | 0 | 0 | 0 | 0 | 0 | 0 | 0 | 0 | 0 | 0 | 0 | 0
|  |  | 0 | 2023-12-31 | 0 | 0 | 0 | 0 | 0 | 0 | 0 | 0 | 0 | 0 | 0 | 0 | 0 | 0 | 0 | 0 | 0 | 0 | 0 | 0 | 0 | 0 | 0 | 0 | 0
| Capital expenditure |  |  | 2023-12-31 | 0 | 1931245.6315 | 965622.8157 | 0 | 0 | 0 | 3862491.263 | 1931245.6315 | 0 | 0 | 0 | 0 | 0 | 0 | 0 | 0 | 0 | 0 | 0 | 0 | 0 | 0 | 0 | 0 | 0
| Operating expenditure |  |  | 2023-12-31 | 0 | 0 | 0 | 0 | 0 | 0 | 0 | 0 | 0 | 0 | 0 | 0 | 0 | 0 | 0 | 0 | 0 | 0 | 0 | 0 | 0 | 0 | 0 | 0 | 0
RISK ASSUMPTIONS
| PoF (major) |  |  |  | 0 | 0 | 0 | 0 | 0 | 0 | 0 | 0 | 0 | 0 | 0 | 0 | 0 | 0 | 0 | 0 | 0 | 0 | 0 | 0 | 0 | 0 | 0 | 0 | 0
| PoF (reparable) |  |  |  | 0 | 0 | 0 | 0 | 0 | 0 | 0 | 0 | 0 | 0 | 0 | 0 | 0 | 0 | 0 | 0 | 0 | 0 | 0 | 0 | 0 | 0 | 0 | 0 | 0
| Energy at risk (weighted) |  |  | MWh | 0 | 0 | 0 | 0 | 0 | 0 | 0 | 0 | 0 | 0 | 0 | 0 | 0 | 0 | 0 | 0 | 0 | 0 | 0 | 0 | 0 | 0 | 0 | 0 | 0
| Energy at risk value | $/MWh | 34344.1834 | 2023-12-31 | 205417.2865 | 210478.0812 | 220586.0112 | 211503.3756 | 213328.2979 | 216942.3141 | 225170.6291 | 233541.4643 | 15913.3918 | 16123.7706 | 16354.7398 | 16608.3834 | 16887.0025 | 17193.1386 | 17529.6002 | 17899.4921 | 18306.2486 | 18753.6706 | 19245.9681 | 19787.8081 | 20389.326 | 21056.1699 | 21789.7235 | 22600.9373 | 23499.4363
| Safety risk | (after DF) |  | 2023-12-31 | 1803.6079 | 1981.2252 | 2196.3814 | 1484.1718 | 1551.1178 | 1626.7366 | 1713.8832 | 1816.6409 | 1518.6665 | 1657.8934 | 1822.1638 | 2017.9015 | 2253.5483 | 2540.2537 | 2892.807 | 3330.9005 | 3880.84 | 4577.8652 | 5469.2977 | 6618.8153 | 8181.6599 | 10272.2405 | 11263.7998 | 12484.2447 | 13586.9751
| Unplanned replacement |  |  | 2023-12-31 | 59437.892 | 61885.1912 | 64626.3934 | 49435.8399 | 50845.8306 | 52395.7227 | 54102.0555 | 55984.1847 | 26457.8861 | 28750.6647 | 31287.0431 | 34098.1798 | 37220.7198 | 40698.1658 | 44582.6757 | 48937.4319 | 53839.78 | 59385.4017 | 65693.8851 | 72916.1791 | 81313.2385 | 91130.7283 | 99396.5392 | 108579.5866 | 118459.0621
| Unplanned fault |  |  | 2023-12-31 | 431.8 | 431.8 | 431.8 | 431.8 | 431.8 | 431.8 | 431.8 | 431.8 | 50.8 | 50.8 | 50.8 | 50.8 | 50.8 | 50.8 | 50.8 | 50.8 | 50.8 | 50.8 | 50.8 | 50.8 | 50.8 | 50.8 | 50.8 | 50.8 | 50.8
| Environmental risk |  |  | 2023-12-31 | 142.0479 | 162.0569 | 186.6049 | 122.8377 | 130.2434 | 138.676 | 148.5182 | 160.3241 | 174.173 | 190.5721 | 210.1854 | 233.8864 | 262.8298 | 298.548 | 343.0826 | 399.1615 | 470.4399 | 561.8266 | 679.9269 | 833.6446 | 1044.7723 | 1329.3478 | 1458.044 | 1617.8796 | 1759.8817
| < Other risk - enter description > |  |  | 2023-12-31 | 0 | 0 | 0 | 0 | 0 | 0 | 0 | 0 | 0 | 0 | 0 | 0 | 0 | 0 | 0 | 0 | 0 | 0 | 0 | 0 | 0 | 0 | 0 | 0 | 0
| Total risk cost |  |  |  | 267232.6342 | 274938.3545 | 288027.191 | 262978.025 | 266287.2898 | 271535.2494 | 281566.886 | 291934.4141 | 44114.9174 | 46773.7008 | 49724.9321 | 53009.1512 | 56674.9004 | 60780.9061 | 65398.9655 | 70617.7861 | 76548.1085 | 83329.5641 | 91139.8779 | 100207.2471 | 110979.7967 | 123839.2865 | 133958.9066 | 145333.4483 | 157356.1552
OTHER BENEFITS
| Reduction in CO2 emissions |  |  | MWh | 0 | 0 | 0 | 0 | 0 | 0 | 0 | 0 | 0 | 0 | 0 | 0 | 0 | 0 | 0 | 0 | 0 | 0 | 0 | 0 | 0 | 0 | 0 | 0 | 0
| Value of reduction in CO2 emissions |  |  | $ | 0 | 0 | 0 | 0 | 0 | 0 | 0 | 0 | 0 | 0 | 0 | 0 | 0 | 0 | 0 | 0 | 0 | 0 | 0 | 0 | 0 | 0 | 0 | 0 | 0
| Reliability in worst-served areas | $/MWh | 0 | MWh | 0 | 0 | 0 | 0 | 0 | 0 | 0 | 0 | 0 | 0 | 0 | 0 | 0 | 0 | 0 | 0 | 0 | 0 | 0 | 0 | 0 | 0 | 0 | 0 | 0
| Network resilience | $/MWh | 0 | MWh | 0 | 0 | 0 | 0 | 0 | 0 | 0 | 0 | 0 | 0 | 0 | 0 | 0 | 0 | 0 | 0 | 0 | 0 | 0 | 0 | 0 | 0 | 0 | 0 | 0
| Enabling solar exports | $/MWh | 4220.9954 | MWh | 0 | 0 | 0 | 0 | 0 | 0 | 0 | 0 | 0 | 0 | 0 | 0 | 0 | 0 | 0 | 0 | 0 | 0 | 0 | 0 | 0 | 0 | 0 | 0 | 0
| Aesthetics | $/customer | 0 | customers | 0 | 0 | 0 | 0 | 0 | 0 | 0 | 0 | 0 | 0 | 0 | 0 | 0 | 0 | 0 | 0 | 0 | 0 | 0 | 0 | 0 | 0 | 0 | 0 | 0
| Customer value of time (res) | $/customer min | 0.54769 | mins | 0 | 0 | 0 | 0 | 0 | 0 | 0 | 0 | 0 | 0 | 0 | 0 | 0 | 0 | 0 | 0 | 0 | 0 | 0 | 0 | 0 | 0 | 0 | 0 | 0
| Customer value of time (bus) | $/customer min | 0.54769 | mins | 0 | 0 | 0 | 0 | 0 | 0 | 0 | 0 | 0 | 0 | 0 | 0 | 0 | 0 | 0 | 0 | 0 | 0 | 0 | 0 | 0 | 0 | 0 | 0 | 0
| Communication | $/customer | 0 | customers | 0 | 0 | 0 | 0 | 0 | 0 | 0 | 0 | 0 | 0 | 0 | 0 | 0 | 0 | 0 | 0 | 0 | 0 | 0 | 0 | 0 | 0 | 0 | 0 | 0
| Information accessibility | $/customer | 0 | customers | 0 | 0 | 0 | 0 | 0 | 0 | 0 | 0 | 0 | 0 | 0 | 0 | 0 | 0 | 0 | 0 | 0 | 0 | 0 | 0 | 0 | 0 | 0 | 0 | 0
| Opex saving |  |  | 2023-12-31 | 0 | 0 | 0 | 0 | 0 | 0 | 0 | 0 | 50000 | 50000 | 50000 | 50000 | 50000 | 50000 | 50000 | 50000 | 50000 | 50000 | 50000 | 50000 | 50000 | 50000 | 50000 | 50000 | 50000
| Other benefits 2 |  |  | 2023-12-31 | 0 | 0 | 0 | 0 | 0 | 0 | 0 | 0 | 0 | 0 | 0 | 0 | 0 | 0 | 0 | 0 | 0 | 0 | 0 | 0 | 0 | 0 | 0 | 0 | 0
| Total other benefits |  |  | 2023-12-31 | 0 | 0 | 0 | 0 | 0 | 0 | 0 | 0 | 50000 | 50000 | 50000 | 50000 | 50000 | 50000 | 50000 | 50000 | 50000 | 50000 | 50000 | 50000 | 50000 | 50000 | 50000 | 50000 | 50000
SUMMARY
| Risks mitigated vs base case |  |  | 2023-12-31 | 0 | 0 | 0 | 37182.2388 | 42096.0295 | 48009.6124 | 55199.6843 | 64061.6943 | 327958.5968 | 341787.7754 | 359299.7688 | 381662.9812 | 410441.2131 | 447736.2583 | 496371.895 | 560146.3378 | 644173.662 | 755345.6923 | 781036.0926 | 808951.2529 | 819931.3005 | 827903.7004 | 840975.4749 | 855495.0175 | 872483.9985
Capital expenditure
| Switchboard |  |  | 2023-12-31 | 0 | 0 | 0 | 0 | 0 | 0 | -3862491.263 | -1931245.6315 | 0 | 0 | 0 | 0 | 0 | 0 | 0 | 0 | 0 | 0 | 0 | 0 | 0 | 0 | 0 | 0 | 0
| Relays |  |  | 2023-12-31 | 0 | -1931245.6315 | -965622.8157 | 0 | 0 | 0 | 0 | 0 | 0 | 0 | 0 | 0 | 0 | 0 | 0 | 0 | 0 | 0 | 0 | 0 | 0 | 0 | 0 | 0 | 0
| 0 |  |  | 2023-12-31 | 0 | 0 | 0 | 0 | 0 | 0 | 0 | 0 | 0 | 0 | 0 | 0 | 0 | 0 | 0 | 0 | 0 | 0 | 0 | 0 | 0 | 0 | 0 | 0 | 0
Cumulative capex
| Switchboard |  |  | 2023-12-31 | 0 | 0 | 0 | 0 | 0 | 0 | -3862491.263 | -5793736.8945 | -5793736.8945 | -5793736.8945 | -5793736.8945 | -5793736.8945 | -5793736.8945 | -5793736.8945 | -5793736.8945 | -5793736.8945 | -5793736.8945 | -5793736.8945 | -5793736.8945 | -5793736.8945 | -5793736.8945 | -5793736.8945 | -5793736.8945 | -5793736.8945 | -5793736.8945
| Relays |  |  | 2023-12-31 | 0 | -1931245.6315 | -2896868.4472 | -2896868.4472 | -2896868.4472 | -2896868.4472 | -2896868.4472 | -2896868.4472 | -2896868.4472 | -2896868.4472 | -2896868.4472 | -2896868.4472 | -2896868.4472 | -2896868.4472 | -2896868.4472 | -2896868.4472 | -2896868.4472 | -2896868.4472 | -2896868.4472 | -2896868.4472 | -2896868.4472 | -2896868.4472 | -2896868.4472 | -2896868.4472 | -2896868.4472
| 0 |  |  | 2023-12-31 | 0 | 0 | 0 | 0 | 0 | 0 | 0 | 0 | 0 | 0 | 0 | 0 | 0 | 0 | 0 | 0 | 0 | 0 | 0 | 0 | 0 | 0 | 0 | 0 | 0
Annualised capex
| Annualised capex - Switchboard |  |  | 2023-12-31 | 0 | 0 | 0 | 0 | 0 | 0 | 0 | -164672.3307 | -247008.4961 | -247008.4961 | -247008.4961 | -247008.4961 | -247008.4961 | -247008.4961 | -247008.4961 | -247008.4961 | -247008.4961 | -247008.4961 | -247008.4961 | -247008.4961 | -247008.4961 | -247008.4961 | -247008.4961 | -247008.4961 | -247008.4961
| Annualised capex - Relays |  |  | 2023-12-31 | 0 | 0 | -117176.4658 | -175764.6987 | -175764.6987 | -175764.6987 | -175764.6987 | -175764.6987 | -175764.6987 | -175764.6987 | -175764.6987 | -175764.6987 | -175764.6987 | -175764.6987 | -175764.6987 | -175764.6987 | -175764.6987 | -175764.6987 | -175764.6987 | -175764.6987 | -175764.6987 | -175764.6987 | -175764.6987 | -175764.6987 | -175764.6987
| Annualised capex - |  |  | 2023-12-31 | 0 | 0 | 0 | 0 | 0 | 0 | 0 | 0 | 0 | 0 | 0 | 0 | 0 | 0 | 0 | 0 | 0 | 0 | 0 | 0 | 0 | 0 | 0 | 0 | 0
| Total annualised capex |  |  | 2023-12-31 | 0 | 0 | -117176.4658 | -175764.6987 | -175764.6987 | -175764.6987 | -175764.6987 | -340437.0295 | -422773.1948 | -422773.1948 | -422773.1948 | -422773.1948 | -422773.1948 | -422773.1948 | -422773.1948 | -422773.1948 | -422773.1948 | -422773.1948 | -422773.1948 | -422773.1948 | -422773.1948 | -422773.1948 | -422773.1948 | -422773.1948 | -422773.1948
| Annualised capex |  |  | 2023-12-31 | 0 | 0 | -117176.4658 | -175764.6987 | -175764.6987 | -175764.6987 | -175764.6987 | -340437.0295 | -422773.1948 | -422773.1948 | -422773.1948 | -422773.1948 | -422773.1948 | -422773.1948 | -422773.1948 | -422773.1948 | -422773.1948 | -422773.1948 | -422773.1948 | -422773.1948 | -422773.1948 | -422773.1948 | -422773.1948 | -422773.1948 | -422773.1948
| Operating expenditure |  |  | 2023-12-31 | 0 | 0 | 0 | 0 | 0 | 0 | 0 | 0 | 0 | 0 | 0 | 0 | 0 | 0 | 0 | 0 | 0 | 0 | 0 | 0 | 0 | 0 | 0 | 0 | 0
| Risk mitigated |  |  | 2023-12-31 | 0 | 0 | 0 | 37182.2388 | 42096.0295 | 48009.6124 | 55199.6843 | 64061.6943 | 327958.5968 | 341787.7754 | 359299.7688 | 381662.9812 | 410441.2131 | 447736.2583 | 496371.895 | 560146.3378 | 644173.662 | 755345.6923 | 781036.0926 | 808951.2529 | 819931.3005 | 827903.7004 | 840975.4749 | 855495.0175 | 872483.9985
| Other benefits value |  |  | 2023-12-31 | 0 | 0 | 0 | 0 | 0 | 0 | 0 | 0 | 50000 | 50000 | 50000 | 50000 | 50000 | 50000 | 50000 | 50000 | 50000 | 50000 | 50000 | 50000 | 50000 | 50000 | 50000 | 50000 | 50000
| Net benefits |  |  | 2023-12-31 | 0 | 0 | -117176.4658 | -138582.46 | -133668.6692 | -127755.0863 | -120565.0144 | -276375.3352 | -44814.598 | -30985.4194 | -13473.426 | 8889.7864 | 37668.0183 | 74963.0635 | 123598.7002 | 187373.1429 | 271400.4672 | 382572.4975 | 408262.8978 | 436178.0581 | 447158.1057 | 455130.5056 | 468202.2801 | 482721.8227 | 499710.8037
| First capex year |  |  | 2
| First year |  |  | 2
SENSITIVITIES
NPV | Net benefits |  |  | Option 3NPV | 0 | 0 | -117176.4658 | -138582.46 | -133668.6692 | -127755.0863 | -120565.0144 | -276375.3352 | -44814.598 | -30985.4194 | -13473.426 | 8889.7864 | 37668.0183 | 74963.0635 | 123598.7002 | 187373.1429 | 271400.4672 | 382572.4975 | 408262.8978 | 436178.0581 | 447158.1057 | 455130.5056 | 468202.2801 | 482721.8227 | 499710.8037
| Total annualised capex |  |  |  | 0 | 0 | -117176.4658 | -175764.6987 | -175764.6987 | -175764.6987 | -175764.6987 | -340437.0295 | -422773.1948 | -422773.1948 | -422773.1948 | -422773.1948 | -422773.1948 | -422773.1948 | -422773.1948 | -422773.1948 | -422773.1948 | -422773.1948 | -422773.1948 | -422773.1948 | -422773.1948 | -422773.1948 | -422773.1948 | -422773.1948 | -422773.1948
| Total benefits |  |  |  | 0 | 0 | 0 | 37182.2388 | 42096.0295 | 48009.6124 | 55199.6843 | 64061.6943 | 377958.5968 | 391787.7754 | 409299.7688 | 431662.9812 | 460441.2131 | 497736.2583 | 546371.895 | 610146.3378 | 694173.662 | 805345.6923 | 831036.0926 | 858951.2529 | 869931.3005 | 877903.7004 | 890975.4749 | 905495.0175 | 922483.9985
|  | Capex | Total benefits
sens1 | Capex 10% higher | 10% | 0% | Option 3sens1 | 0 | 0 | -128894.1124 | -156158.9298 | -151245.1391 | -145331.5562 | -138141.4843 | -310419.0381 | -87091.9175 | -73262.7389 | -55750.7455 | -33387.5331 | -4609.3012 | 32685.744 | 81321.3808 | 145095.8235 | 229123.1477 | 340295.178 | 365985.5783 | 393900.7386 | 404880.7862 | 412853.1861 | 425924.9606 | 440444.5032 | 457433.4842
sens2 | Capex 10% lower | -10% | 0% | Option 3sens2 | 0 | 0 | -105458.8192 | -121005.9901 | -116092.1994 | -110178.6165 | -102988.5445 | -242331.6322 | -2537.2785 | 11291.9001 | 28803.8935 | 51167.1059 | 79945.3378 | 117240.383 | 165876.0197 | 229650.4624 | 313677.7866 | 424849.8169 | 450540.2173 | 478455.3776 | 489435.4251 | 497407.8251 | 510479.5995 | 524999.1421 | 541988.1232
sens3 | Total benefits 10% higher | 0% | 10% | Option 3sens3 | 0 | 0 | -117176.4658 | -134864.2361 | -129459.0663 | -122954.1251 | -115045.046 | -269969.1657 | -7018.7383 | 8193.3581 | 27456.5509 | 52056.0845 | 83712.1396 | 124736.6893 | 178235.8897 | 248387.7767 | 340817.8334 | 463107.0667 | 491366.507 | 522073.1834 | 534151.2357 | 542920.8757 | 557299.8275 | 573271.3244 | 591959.2035
sens4 | Total benefits 10% lower | 0% | -10% | Option 3sens4 | 0 | 0 | -117176.4658 | -142300.6838 | -137878.2722 | -132556.0476 | -126084.9828 | -282781.5046 | -82610.4577 | -70164.1969 | -54403.4029 | -34276.5117 | -8376.103 | 25189.4377 | 68961.5107 | 126358.5092 | 201983.101 | 302037.9282 | 325159.2885 | 350282.9328 | 360164.9756 | 367340.1356 | 379104.7326 | 392172.3209 | 407462.4038
sens5 | Capex 10% higher & Total benefits 10% lower | 10% | -10% | Option 3sens5 | 0 | 0 | -128894.1124 | -159877.1537 | -155454.7421 | -150132.5175 | -143661.4527 | -316825.2075 | -124887.7772 | -112441.5164 | -96680.7224 | -76553.8312 | -50653.4225 | -17087.8818 | 26684.1912 | 84081.1897 | 159705.7815 | 259760.6088 | 282881.969 | 308005.6133 | 317887.6561 | 325062.8161 | 336827.4131 | 349895.0014 | 365185.0843
sens | 0 | 0% | 0% | Option 3sens | 0 | 0 | -117176.4658 | -138582.46 | -133668.6692 | -127755.0863 | -120565.0144 | -276375.3352 | -44814.598 | -30985.4194 | -13473.426 | 8889.7864 | 37668.0183 | 74963.0635 | 123598.7002 | 187373.1429 | 271400.4672 | 382572.4975 | 408262.8978 | 436178.0581 | 447158.1057 | 455130.5056 | 468202.2801 | 482721.8227 | 499710.8037
sens | 0 | 0% | 0% | Option 3sens | 0 | 0 | -117176.4658 | -138582.46 | -133668.6692 | -127755.0863 | -120565.0144 | -276375.3352 | -44814.598 | -30985.4194 | -13473.426 | 8889.7864 | 37668.0183 | 74963.0635 | 123598.7002 | 187373.1429 | 271400.4672 | 382572.4975 | 408262.8978 | 436178.0581 | 447158.1057 | 455130.5056 | 468202.2801 | 482721.8227 | 499710.8037
sens | 0 | 0% | 0% | Option 3sens | 0 | 0 | -117176.4658 | -138582.46 | -133668.6692 | -127755.0863 | -120565.0144 | -276375.3352 | -44814.598 | -30985.4194 | -13473.426 | 8889.7864 | 37668.0183 | 74963.0635 | 123598.7002 | 187373.1429 | 271400.4672 | 382572.4975 | 408262.8978 | 436178.0581 | 447158.1057 | 455130.5056 | 468202.2801 | 482721.8227 | 499710.8037

## Option4
CitiPower
RD switchboard and relay replacement
OPTION 4 | 0
Not used
Count |  |  |  |  | 1 | 2 | 3 | 4 | 5 | 6 | 7 | 8 | 9 | 10 | 11 | 12 | 13 | 14 | 15 | 16 | 17 | 18 | 19 | 20 | 21 | 22 | 23 | 24 | 25
Value of CO2 reductions |  |  |  | $/MWh | 24.7305 | 22.3407 | 20.1963 | 18.0629 | 15.9134 | 13.7151 | 13.7151 | 13.7151 | 13.7151 | 13.7151 | 13.7151 | 13.7151 | 13.7151 | 13.7151 | 13.7151 | 13.7151 | 13.7151 | 13.7151 | 13.7151 | 13.7151 | 13.7151 | 13.7151 | 13.7151 | 13.7151 | 13.7151
|  |  |  | Units | 2026-27 | 2027-28 | 2028-29 | 2029-30 | 2030-31 | 2031-32 | 2032-33 | 2033-34 | 2034-35 | 2035-36 | 2036-37 | 2037-38 | 2038-39 | 2039-40 | 2040-41 | 2041-42 | 2042-43 | 2043-44 | 2044-45 | 2045-46 | 2046-47 | 2047-48 | 2048-49 | 2049-50 | 2050-51
INVESTMENT & OPERATING COST
| Capex |  | Asset life (yrs)
| < Enter description > |  | 0 | 2023-12-31 | 0 | 0 | 0 | 0 | 0 | 0 | 0 | 0 | 0 | 0 | 0 | 0 | 0 | 0 | 0 | 0 | 0 | 0 | 0 | 0 | 0 | 0 | 0 | 0 | 0
| < Enter description > |  | 0 | 2023-12-31 | 0 | 0 | 0 | 0 | 0 | 0 | 0 | 0 | 0 | 0 | 0 | 0 | 0 | 0 | 0 | 0 | 0 | 0 | 0 | 0 | 0 | 0 | 0 | 0 | 0
| < Enter description > |  | 0 | 2023-12-31 | 0 | 0 | 0 | 0 | 0 | 0 | 0 | 0 | 0 | 0 | 0 | 0 | 0 | 0 | 0 | 0 | 0 | 0 | 0 | 0 | 0 | 0 | 0 | 0 | 0
| Capital expenditure |  |  | 2023-12-31 | 0 | 0 | 0 | 0 | 0 | 0 | 0 | 0 | 0 | 0 | 0 | 0 | 0 | 0 | 0 | 0 | 0 | 0 | 0 | 0 | 0 | 0 | 0 | 0 | 0
| Operating expenditure |  |  | 2023-12-31 | 0 | 0 | 0 | 0 | 0 | 0 | 0 | 0 | 0 | 0 | 0 | 0 | 0 | 0 | 0 | 0 | 0 | 0 | 0 | 0 | 0 | 0 | 0 | 0 | 0
RISK ASSUMPTIONS
| PoF (major) |  |  |  | 0 | 0 | 0 | 0 | 0 | 0 | 0 | 0 | 0 | 0 | 0 | 0 | 0 | 0 | 0 | 0 | 0 | 0 | 0 | 0 | 0 | 0 | 0 | 0 | 0
| PoF (reparable) |  |  |  | 0 | 0 | 0 | 0 | 0 | 0 | 0 | 0 | 0 | 0 | 0 | 0 | 0 | 0 | 0 | 0 | 0 | 0 | 0 | 0 | 0 | 0 | 0 | 0 | 0
| Energy at risk (weighted) |  |  | MWh | 0 | 0 | 0 | 0 | 0 | 0 | 0 | 0 | 0 | 0 | 0 | 0 | 0 | 0 | 0 | 0 | 0 | 0 | 0 | 0 | 0 | 0 | 0 | 0 | 0
| Energy at risk value | $/MWh | 34344.1834 | 2023-12-31 | 0 | 0 | 0 | 0 | 0 | 0 | 0 | 0 | 0 | 0 | 0 | 0 | 0 | 0 | 0 | 0 | 0 | 0 | 0 | 0 | 0 | 0 | 0 | 0 | 0
| Safety consequence | (after DF) |  | 2023-12-31 | 0 | 0 | 0 | 0 | 0 | 0 | 0 | 0 | 0 | 0 | 0 | 0 | 0 | 0 | 0 | 0 | 0 | 0 | 0 | 0 | 0 | 0 | 0 | 0 | 0
| Unplanned replacements |  |  | 2023-12-31 | 0 | 0 | 0 | 0 | 0 | 0 | 0 | 0 | 0 | 0 | 0 | 0 | 0 | 0 | 0 | 0 | 0 | 0 | 0 | 0 | 0 | 0 | 0 | 0 | 0
| Environmental consequence | (after DF) |  | 2023-12-31 | 0 | 0 | 0 | 0 | 0 | 0 | 0 | 0 | 0 | 0 | 0 | 0 | 0 | 0 | 0 | 0 | 0 | 0 | 0 | 0 | 0 | 0 | 0 | 0 | 0
| < Other risk - enter description > |  |  | 2023-12-31 | 0 | 0 | 0 | 0 | 0 | 0 | 0 | 0 | 0 | 0 | 0 | 0 | 0 | 0 | 0 | 0 | 0 | 0 | 0 | 0 | 0 | 0 | 0 | 0 | 0
| < Other risk - enter description > |  |  | 2023-12-31 | 0 | 0 | 0 | 0 | 0 | 0 | 0 | 0 | 0 | 0 | 0 | 0 | 0 | 0 | 0 | 0 | 0 | 0 | 0 | 0 | 0 | 0 | 0 | 0 | 0
| Total risk cost |  |  |  | 0 | 0 | 0 | 0 | 0 | 0 | 0 | 0 | 0 | 0 | 0 | 0 | 0 | 0 | 0 | 0 | 0 | 0 | 0 | 0 | 0 | 0 | 0 | 0 | 0
OTHER BENEFITS
| Reduction in CO2 emissions |  |  | MWh | 0 | 0 | 0 | 0 | 0 | 0 | 0 | 0 | 0 | 0 | 0 | 0 | 0 | 0 | 0 | 0 | 0 | 0 | 0 | 0 | 0 | 0 | 0 | 0 | 0
| Value of reduction in CO2 emissions |  |  | $ | 0 | 0 | 0 | 0 | 0 | 0 | 0 | 0 | 0 | 0 | 0 | 0 | 0 | 0 | 0 | 0 | 0 | 0 | 0 | 0 | 0 | 0 | 0 | 0 | 0
| Reliability in worst-served areas | $/MWh | 0 | MWh | 0 | 0 | 0 | 0 | 0 | 0 | 0 | 0 | 0 | 0 | 0 | 0 | 0 | 0 | 0 | 0 | 0 | 0 | 0 | 0 | 0 | 0 | 0 | 0 | 0
| Network resilience | $/MWh | 0 | MWh | 0 | 0 | 0 | 0 | 0 | 0 | 0 | 0 | 0 | 0 | 0 | 0 | 0 | 0 | 0 | 0 | 0 | 0 | 0 | 0 | 0 | 0 | 0 | 0 | 0
| Enabling solar exports | $/MWh | 4220.9954 | MWh | 0 | 0 | 0 | 0 | 0 | 0 | 0 | 0 | 0 | 0 | 0 | 0 | 0 | 0 | 0 | 0 | 0 | 0 | 0 | 0 | 0 | 0 | 0 | 0 | 0
| Aesthetics | $/customer | 0 | customers | 0 | 0 | 0 | 0 | 0 | 0 | 0 | 0 | 0 | 0 | 0 | 0 | 0 | 0 | 0 | 0 | 0 | 0 | 0 | 0 | 0 | 0 | 0 | 0 | 0
| Customer value of time (res) | $/customer min | 0.54769 | mins | 0 | 0 | 0 | 0 | 0 | 0 | 0 | 0 | 0 | 0 | 0 | 0 | 0 | 0 | 0 | 0 | 0 | 0 | 0 | 0 | 0 | 0 | 0 | 0 | 0
| Customer value of time (bus) | $/customer min | 0.54769 | mins | 0 | 0 | 0 | 0 | 0 | 0 | 0 | 0 | 0 | 0 | 0 | 0 | 0 | 0 | 0 | 0 | 0 | 0 | 0 | 0 | 0 | 0 | 0 | 0 | 0
| Communication | $/customer | 0 | customers | 0 | 0 | 0 | 0 | 0 | 0 | 0 | 0 | 0 | 0 | 0 | 0 | 0 | 0 | 0 | 0 | 0 | 0 | 0 | 0 | 0 | 0 | 0 | 0 | 0
| Information accessibility | $/customer | 0 | customers | 0 | 0 | 0 | 0 | 0 | 0 | 0 | 0 | 0 | 0 | 0 | 0 | 0 | 0 | 0 | 0 | 0 | 0 | 0 | 0 | 0 | 0 | 0 | 0 | 0
| Other benefits 1 |  |  | 2023-12-31 | 0 | 0 | 0 | 0 | 0 | 0 | 0 | 0 | 0 | 0 | 0 | 0 | 0 | 0 | 0 | 0 | 0 | 0 | 0 | 0 | 0 | 0 | 0 | 0 | 0
| Other benefits 2 |  |  | 2023-12-31 | 0 | 0 | 0 | 0 | 0 | 0 | 0 | 0 | 0 | 0 | 0 | 0 | 0 | 0 | 0 | 0 | 0 | 0 | 0 | 0 | 0 | 0 | 0 | 0 | 0
| Total other benefits |  |  | 2023-12-31 | 0 | 0 | 0 | 0 | 0 | 0 | 0 | 0 | 0 | 0 | 0 | 0 | 0 | 0 | 0 | 0 | 0 | 0 | 0 | 0 | 0 | 0 | 0 | 0 | 0
SUMMARY
| Risks mitigated vs base case |  |  | 2023-12-31 | 0 | 0 | 0 | 0 | 0 | 0 | 0 | 0 | 0 | 0 | 0 | 0 | 0 | 0 | 0 | 0 | 0 | 0 | 0 | 0 | 0 | 0 | 0 | 0 | 0
Capital expenditure
| < Enter description > |  |  | 2023-12-31 | 0 | 0 | 0 | 0 | 0 | 0 | 0 | 0 | 0 | 0 | 0 | 0 | 0 | 0 | 0 | 0 | 0 | 0 | 0 | 0 | 0 | 0 | 0 | 0 | 0
| < Enter description > |  |  | 2023-12-31 | 0 | 0 | 0 | 0 | 0 | 0 | 0 | 0 | 0 | 0 | 0 | 0 | 0 | 0 | 0 | 0 | 0 | 0 | 0 | 0 | 0 | 0 | 0 | 0 | 0
| < Enter description > |  |  | 2023-12-31 | 0 | 0 | 0 | 0 | 0 | 0 | 0 | 0 | 0 | 0 | 0 | 0 | 0 | 0 | 0 | 0 | 0 | 0 | 0 | 0 | 0 | 0 | 0 | 0 | 0
Cumulative capex
| < Enter description > |  |  | 2023-12-31 | 0 | 0 | 0 | 0 | 0 | 0 | 0 | 0 | 0 | 0 | 0 | 0 | 0 | 0 | 0 | 0 | 0 | 0 | 0 | 0 | 0 | 0 | 0 | 0 | 0
| < Enter description > |  |  | 2023-12-31 | 0 | 0 | 0 | 0 | 0 | 0 | 0 | 0 | 0 | 0 | 0 | 0 | 0 | 0 | 0 | 0 | 0 | 0 | 0 | 0 | 0 | 0 | 0 | 0 | 0
| < Enter description > |  |  | 2023-12-31 | 0 | 0 | 0 | 0 | 0 | 0 | 0 | 0 | 0 | 0 | 0 | 0 | 0 | 0 | 0 | 0 | 0 | 0 | 0 | 0 | 0 | 0 | 0 | 0 | 0
Annualised capex
| Annualised capex - < Enter description > |  |  | 2023-12-31 | 0 | 0 | 0 | 0 | 0 | 0 | 0 | 0 | 0 | 0 | 0 | 0 | 0 | 0 | 0 | 0 | 0 | 0 | 0 | 0 | 0 | 0 | 0 | 0 | 0
| Annualised capex - < Enter description > |  |  | 2023-12-31 | 0 | 0 | 0 | 0 | 0 | 0 | 0 | 0 | 0 | 0 | 0 | 0 | 0 | 0 | 0 | 0 | 0 | 0 | 0 | 0 | 0 | 0 | 0 | 0 | 0
| Annualised capex - < Enter description > |  |  | 2023-12-31 | 0 | 0 | 0 | 0 | 0 | 0 | 0 | 0 | 0 | 0 | 0 | 0 | 0 | 0 | 0 | 0 | 0 | 0 | 0 | 0 | 0 | 0 | 0 | 0 | 0
| Total annualised capex |  |  | 2023-12-31 | 0 | 0 | 0 | 0 | 0 | 0 | 0 | 0 | 0 | 0 | 0 | 0 | 0 | 0 | 0 | 0 | 0 | 0 | 0 | 0 | 0 | 0 | 0 | 0 | 0
| Annualised capex |  |  | 2023-12-31 | 0 | 0 | 0 | 0 | 0 | 0 | 0 | 0 | 0 | 0 | 0 | 0 | 0 | 0 | 0 | 0 | 0 | 0 | 0 | 0 | 0 | 0 | 0 | 0 | 0
| Operating expenditure |  |  | 2023-12-31 | 0 | 0 | 0 | 0 | 0 | 0 | 0 | 0 | 0 | 0 | 0 | 0 | 0 | 0 | 0 | 0 | 0 | 0 | 0 | 0 | 0 | 0 | 0 | 0 | 0
| Risk mitigated |  |  | 2023-12-31 | 0 | 0 | 0 | 0 | 0 | 0 | 0 | 0 | 0 | 0 | 0 | 0 | 0 | 0 | 0 | 0 | 0 | 0 | 0 | 0 | 0 | 0 | 0 | 0 | 0
| Other benefits value |  |  | 2023-12-31 | 0 | 0 | 0 | 0 | 0 | 0 | 0 | 0 | 0 | 0 | 0 | 0 | 0 | 0 | 0 | 0 | 0 | 0 | 0 | 0 | 0 | 0 | 0 | 0 | 0
| Net benefits |  |  | 2023-12-31 | 0 | 0 | 0 | 0 | 0 | 0 | 0 | 0 | 0 | 0 | 0 | 0 | 0 | 0 | 0 | 0 | 0 | 0 | 0 | 0 | 0 | 0 | 0 | 0 | 0
| First capex year |  |  | 0
| First year |  |  | Not used
SENSITIVITIES
NPV | Net benefits |  |  | Option 4NPV | 0 | 0 | 0 | 0 | 0 | 0 | 0 | 0 | 0 | 0 | 0 | 0 | 0 | 0 | 0 | 0 | 0 | 0 | 0 | 0 | 0 | 0 | 0 | 0 | 0
| Total annualised capex |  |  |  | 0 | 0 | 0 | 0 | 0 | 0 | 0 | 0 | 0 | 0 | 0 | 0 | 0 | 0 | 0 | 0 | 0 | 0 | 0 | 0 | 0 | 0 | 0 | 0 | 0
| Total benefits |  |  |  | 0 | 0 | 0 | 0 | 0 | 0 | 0 | 0 | 0 | 0 | 0 | 0 | 0 | 0 | 0 | 0 | 0 | 0 | 0 | 0 | 0 | 0 | 0 | 0 | 0
|  | Capex | Total benefits
sens1 | Capex 10% higher | 10% | 0% | Option 4sens1 | 0 | 0 | 0 | 0 | 0 | 0 | 0 | 0 | 0 | 0 | 0 | 0 | 0 | 0 | 0 | 0 | 0 | 0 | 0 | 0 | 0 | 0 | 0 | 0 | 0
sens2 | Capex 10% lower | -10% | 0% | Option 4sens2 | 0 | 0 | 0 | 0 | 0 | 0 | 0 | 0 | 0 | 0 | 0 | 0 | 0 | 0 | 0 | 0 | 0 | 0 | 0 | 0 | 0 | 0 | 0 | 0 | 0
sens3 | Total benefits 10% higher | 0% | 10% | Option 4sens3 | 0 | 0 | 0 | 0 | 0 | 0 | 0 | 0 | 0 | 0 | 0 | 0 | 0 | 0 | 0 | 0 | 0 | 0 | 0 | 0 | 0 | 0 | 0 | 0 | 0
sens4 | Total benefits 10% lower | 0% | -10% | Option 4sens4 | 0 | 0 | 0 | 0 | 0 | 0 | 0 | 0 | 0 | 0 | 0 | 0 | 0 | 0 | 0 | 0 | 0 | 0 | 0 | 0 | 0 | 0 | 0 | 0 | 0
sens5 | Capex 10% higher & Total benefits 10% lower | 10% | -10% | Option 4sens5 | 0 | 0 | 0 | 0 | 0 | 0 | 0 | 0 | 0 | 0 | 0 | 0 | 0 | 0 | 0 | 0 | 0 | 0 | 0 | 0 | 0 | 0 | 0 | 0 | 0
sens | 0 | 0% | 0% | Option 4sens | 0 | 0 | 0 | 0 | 0 | 0 | 0 | 0 | 0 | 0 | 0 | 0 | 0 | 0 | 0 | 0 | 0 | 0 | 0 | 0 | 0 | 0 | 0 | 0 | 0
sens | 0 | 0% | 0% | Option 4sens | 0 | 0 | 0 | 0 | 0 | 0 | 0 | 0 | 0 | 0 | 0 | 0 | 0 | 0 | 0 | 0 | 0 | 0 | 0 | 0 | 0 | 0 | 0 | 0 | 0
sens | 0 | 0% | 0% | Option 4sens | 0 | 0 | 0 | 0 | 0 | 0 | 0 | 0 | 0 | 0 | 0 | 0 | 0 | 0 | 0 | 0 | 0 | 0 | 0 | 0 | 0 | 0 | 0 | 0 | 0

## Option5
CitiPower
RD switchboard and relay replacement
OPTION 5 | 0
Not used
Count |  |  |  |  | 1 | 2 | 3 | 4 | 5 | 6 | 7 | 8 | 9 | 10 | 11 | 12 | 13 | 14 | 15 | 16 | 17 | 18 | 19 | 20 | 21 | 22 | 23 | 24 | 25
Value of CO2 reductions |  |  |  | $/MWh | 24.7305 | 22.3407 | 20.1963 | 18.0629 | 15.9134 | 13.7151 | 13.7151 | 13.7151 | 13.7151 | 13.7151 | 13.7151 | 13.7151 | 13.7151 | 13.7151 | 13.7151 | 13.7151 | 13.7151 | 13.7151 | 13.7151 | 13.7151 | 13.7151 | 13.7151 | 13.7151 | 13.7151 | 13.7151
|  |  |  | Units | 2026-27 | 2027-28 | 2028-29 | 2029-30 | 2030-31 | 2031-32 | 2032-33 | 2033-34 | 2034-35 | 2035-36 | 2036-37 | 2037-38 | 2038-39 | 2039-40 | 2040-41 | 2041-42 | 2042-43 | 2043-44 | 2044-45 | 2045-46 | 2046-47 | 2047-48 | 2048-49 | 2049-50 | 2050-51
INVESTMENT & OPERATING COST
| Capex |  | Asset life (yrs)
| < Enter description > |  | 0 | 2023-12-31 | 0 | 0 | 0 | 0 | 0 | 0 | 0 | 0 | 0 | 0 | 0 | 0 | 0 | 0 | 0 | 0 | 0 | 0 | 0 | 0 | 0 | 0 | 0 | 0 | 0
| < Enter description > |  | 0 | 2023-12-31 | 0 | 0 | 0 | 0 | 0 | 0 | 0 | 0 | 0 | 0 | 0 | 0 | 0 | 0 | 0 | 0 | 0 | 0 | 0 | 0 | 0 | 0 | 0 | 0 | 0
| < Enter description > |  | 0 | 2023-12-31 | 0 | 0 | 0 | 0 | 0 | 0 | 0 | 0 | 0 | 0 | 0 | 0 | 0 | 0 | 0 | 0 | 0 | 0 | 0 | 0 | 0 | 0 | 0 | 0 | 0
| Capital expenditure |  |  | 2023-12-31 | 0 | 0 | 0 | 0 | 0 | 0 | 0 | 0 | 0 | 0 | 0 | 0 | 0 | 0 | 0 | 0 | 0 | 0 | 0 | 0 | 0 | 0 | 0 | 0 | 0
| Operating expenditure |  |  | 2023-12-31 | 0 | 0 | 0 | 0 | 0 | 0 | 0 | 0 | 0 | 0 | 0 | 0 | 0 | 0 | 0 | 0 | 0 | 0 | 0 | 0 | 0 | 0 | 0 | 0 | 0
RISK ASSUMPTIONS
| PoF (major) |  |  |  | 0 | 0 | 0 | 0 | 0 | 0 | 0 | 0 | 0 | 0 | 0 | 0 | 0 | 0 | 0 | 0 | 0 | 0 | 0 | 0 | 0 | 0 | 0 | 0 | 0
| PoF (reparable) |  |  |  | 0 | 0 | 0 | 0 | 0 | 0 | 0 | 0 | 0 | 0 | 0 | 0 | 0 | 0 | 0 | 0 | 0 | 0 | 0 | 0 | 0 | 0 | 0 | 0 | 0
| Energy at risk (weighted) |  |  | MWh | 0 | 0 | 0 | 0 | 0 | 0 | 0 | 0 | 0 | 0 | 0 | 0 | 0 | 0 | 0 | 0 | 0 | 0 | 0 | 0 | 0 | 0 | 0 | 0 | 0
| Energy at risk value | $/MWh | 34344.1834 | 2023-12-31 | 0 | 0 | 0 | 0 | 0 | 0 | 0 | 0 | 0 | 0 | 0 | 0 | 0 | 0 | 0 | 0 | 0 | 0 | 0 | 0 | 0 | 0 | 0 | 0 | 0
| Safety consequence | (after DF) |  | 2023-12-31 | 0 | 0 | 0 | 0 | 0 | 0 | 0 | 0 | 0 | 0 | 0 | 0 | 0 | 0 | 0 | 0 | 0 | 0 | 0 | 0 | 0 | 0 | 0 | 0 | 0
| Unplanned replacements |  |  | 2023-12-31 | 0 | 0 | 0 | 0 | 0 | 0 | 0 | 0 | 0 | 0 | 0 | 0 | 0 | 0 | 0 | 0 | 0 | 0 | 0 | 0 | 0 | 0 | 0 | 0 | 0
| Environmental consequence | (after DF) |  | 2023-12-31 | 0 | 0 | 0 | 0 | 0 | 0 | 0 | 0 | 0 | 0 | 0 | 0 | 0 | 0 | 0 | 0 | 0 | 0 | 0 | 0 | 0 | 0 | 0 | 0 | 0
| < Other risk - enter description > |  |  | 2023-12-31 | 0 | 0 | 0 | 0 | 0 | 0 | 0 | 0 | 0 | 0 | 0 | 0 | 0 | 0 | 0 | 0 | 0 | 0 | 0 | 0 | 0 | 0 | 0 | 0 | 0
| < Other risk - enter description > |  |  | 2023-12-31 | 0 | 0 | 0 | 0 | 0 | 0 | 0 | 0 | 0 | 0 | 0 | 0 | 0 | 0 | 0 | 0 | 0 | 0 | 0 | 0 | 0 | 0 | 0 | 0 | 0
| Total risk cost |  |  |  | 0 | 0 | 0 | 0 | 0 | 0 | 0 | 0 | 0 | 0 | 0 | 0 | 0 | 0 | 0 | 0 | 0 | 0 | 0 | 0 | 0 | 0 | 0 | 0 | 0
OTHER BENEFITS
| Reduction in CO2 emissions |  |  | MWh | 0 | 0 | 0 | 0 | 0 | 0 | 0 | 0 | 0 | 0 | 0 | 0 | 0 | 0 | 0 | 0 | 0 | 0 | 0 | 0 | 0 | 0 | 0 | 0 | 0
| Value of reduction in CO2 emissions |  |  | $ | 0 | 0 | 0 | 0 | 0 | 0 | 0 | 0 | 0 | 0 | 0 | 0 | 0 | 0 | 0 | 0 | 0 | 0 | 0 | 0 | 0 | 0 | 0 | 0 | 0
| Reliability in worst-served areas | $/MWh | 0 | MWh | 0 | 0 | 0 | 0 | 0 | 0 | 0 | 0 | 0 | 0 | 0 | 0 | 0 | 0 | 0 | 0 | 0 | 0 | 0 | 0 | 0 | 0 | 0 | 0 | 0
| Network resilience | $/MWh | 0 | MWh | 0 | 0 | 0 | 0 | 0 | 0 | 0 | 0 | 0 | 0 | 0 | 0 | 0 | 0 | 0 | 0 | 0 | 0 | 0 | 0 | 0 | 0 | 0 | 0 | 0
| Enabling solar exports | $/MWh | 4220.9954 | MWh | 0 | 0 | 0 | 0 | 0 | 0 | 0 | 0 | 0 | 0 | 0 | 0 | 0 | 0 | 0 | 0 | 0 | 0 | 0 | 0 | 0 | 0 | 0 | 0 | 0
| Aesthetics | $/customer | 0 | customers | 0 | 0 | 0 | 0 | 0 | 0 | 0 | 0 | 0 | 0 | 0 | 0 | 0 | 0 | 0 | 0 | 0 | 0 | 0 | 0 | 0 | 0 | 0 | 0 | 0
| Customer value of time (res) | $/customer min | 0.54769 | mins | 0 | 0 | 0 | 0 | 0 | 0 | 0 | 0 | 0 | 0 | 0 | 0 | 0 | 0 | 0 | 0 | 0 | 0 | 0 | 0 | 0 | 0 | 0 | 0 | 0
| Customer value of time (bus) | $/customer min | 0.54769 | mins | 0 | 0 | 0 | 0 | 0 | 0 | 0 | 0 | 0 | 0 | 0 | 0 | 0 | 0 | 0 | 0 | 0 | 0 | 0 | 0 | 0 | 0 | 0 | 0 | 0
| Communication | $/customer | 0 | customers | 0 | 0 | 0 | 0 | 0 | 0 | 0 | 0 | 0 | 0 | 0 | 0 | 0 | 0 | 0 | 0 | 0 | 0 | 0 | 0 | 0 | 0 | 0 | 0 | 0
| Information accessibility | $/customer | 0 | customers | 0 | 0 | 0 | 0 | 0 | 0 | 0 | 0 | 0 | 0 | 0 | 0 | 0 | 0 | 0 | 0 | 0 | 0 | 0 | 0 | 0 | 0 | 0 | 0 | 0
| Other benefits 1 |  |  | 2023-12-31 | 0 | 0 | 0 | 0 | 0 | 0 | 0 | 0 | 0 | 0 | 0 | 0 | 0 | 0 | 0 | 0 | 0 | 0 | 0 | 0 | 0 | 0 | 0 | 0 | 0
| Other benefits 2 |  |  | 2023-12-31 | 0 | 0 | 0 | 0 | 0 | 0 | 0 | 0 | 0 | 0 | 0 | 0 | 0 | 0 | 0 | 0 | 0 | 0 | 0 | 0 | 0 | 0 | 0 | 0 | 0
| Total other benefits |  |  | 2023-12-31 | 0 | 0 | 0 | 0 | 0 | 0 | 0 | 0 | 0 | 0 | 0 | 0 | 0 | 0 | 0 | 0 | 0 | 0 | 0 | 0 | 0 | 0 | 0 | 0 | 0
SUMMARY
| Risks mitigated vs base case |  |  | 2023-12-31 | 0 | 0 | 0 | 0 | 0 | 0 | 0 | 0 | 0 | 0 | 0 | 0 | 0 | 0 | 0 | 0 | 0 | 0 | 0 | 0 | 0 | 0 | 0 | 0 | 0
Capital expenditure
| < Enter description > |  |  | 2023-12-31 | 0 | 0 | 0 | 0 | 0 | 0 | 0 | 0 | 0 | 0 | 0 | 0 | 0 | 0 | 0 | 0 | 0 | 0 | 0 | 0 | 0 | 0 | 0 | 0 | 0
| < Enter description > |  |  | 2023-12-31 | 0 | 0 | 0 | 0 | 0 | 0 | 0 | 0 | 0 | 0 | 0 | 0 | 0 | 0 | 0 | 0 | 0 | 0 | 0 | 0 | 0 | 0 | 0 | 0 | 0
| < Enter description > |  |  | 2023-12-31 | 0 | 0 | 0 | 0 | 0 | 0 | 0 | 0 | 0 | 0 | 0 | 0 | 0 | 0 | 0 | 0 | 0 | 0 | 0 | 0 | 0 | 0 | 0 | 0 | 0
Cumulative capex
| < Enter description > |  |  | 2023-12-31 | 0 | 0 | 0 | 0 | 0 | 0 | 0 | 0 | 0 | 0 | 0 | 0 | 0 | 0 | 0 | 0 | 0 | 0 | 0 | 0 | 0 | 0 | 0 | 0 | 0
| < Enter description > |  |  | 2023-12-31 | 0 | 0 | 0 | 0 | 0 | 0 | 0 | 0 | 0 | 0 | 0 | 0 | 0 | 0 | 0 | 0 | 0 | 0 | 0 | 0 | 0 | 0 | 0 | 0 | 0
| < Enter description > |  |  | 2023-12-31 | 0 | 0 | 0 | 0 | 0 | 0 | 0 | 0 | 0 | 0 | 0 | 0 | 0 | 0 | 0 | 0 | 0 | 0 | 0 | 0 | 0 | 0 | 0 | 0 | 0
Annualised capex
| Annualised capex - < Enter description > |  |  | 2023-12-31 | 0 | 0 | 0 | 0 | 0 | 0 | 0 | 0 | 0 | 0 | 0 | 0 | 0 | 0 | 0 | 0 | 0 | 0 | 0 | 0 | 0 | 0 | 0 | 0 | 0
| Annualised capex - < Enter description > |  |  | 2023-12-31 | 0 | 0 | 0 | 0 | 0 | 0 | 0 | 0 | 0 | 0 | 0 | 0 | 0 | 0 | 0 | 0 | 0 | 0 | 0 | 0 | 0 | 0 | 0 | 0 | 0
| Annualised capex - < Enter description > |  |  | 2023-12-31 | 0 | 0 | 0 | 0 | 0 | 0 | 0 | 0 | 0 | 0 | 0 | 0 | 0 | 0 | 0 | 0 | 0 | 0 | 0 | 0 | 0 | 0 | 0 | 0 | 0
| Total annualised capex |  |  | 2023-12-31 | 0 | 0 | 0 | 0 | 0 | 0 | 0 | 0 | 0 | 0 | 0 | 0 | 0 | 0 | 0 | 0 | 0 | 0 | 0 | 0 | 0 | 0 | 0 | 0 | 0
| Annualised capex |  |  | 2023-12-31 | 0 | 0 | 0 | 0 | 0 | 0 | 0 | 0 | 0 | 0 | 0 | 0 | 0 | 0 | 0 | 0 | 0 | 0 | 0 | 0 | 0 | 0 | 0 | 0 | 0
| Operating expenditure |  |  | 2023-12-31 | 0 | 0 | 0 | 0 | 0 | 0 | 0 | 0 | 0 | 0 | 0 | 0 | 0 | 0 | 0 | 0 | 0 | 0 | 0 | 0 | 0 | 0 | 0 | 0 | 0
| Risk mitigated |  |  | 2023-12-31 | 0 | 0 | 0 | 0 | 0 | 0 | 0 | 0 | 0 | 0 | 0 | 0 | 0 | 0 | 0 | 0 | 0 | 0 | 0 | 0 | 0 | 0 | 0 | 0 | 0
| Other benefits value |  |  | 2023-12-31 | 0 | 0 | 0 | 0 | 0 | 0 | 0 | 0 | 0 | 0 | 0 | 0 | 0 | 0 | 0 | 0 | 0 | 0 | 0 | 0 | 0 | 0 | 0 | 0 | 0
| Net benefits |  |  | 2023-12-31 | 0 | 0 | 0 | 0 | 0 | 0 | 0 | 0 | 0 | 0 | 0 | 0 | 0 | 0 | 0 | 0 | 0 | 0 | 0 | 0 | 0 | 0 | 0 | 0 | 0
| First capex year |  |  | 0
| First year |  |  | Not used
SENSITIVITIES
NPV | Net benefits |  |  | Option 5NPV | 0 | 0 | 0 | 0 | 0 | 0 | 0 | 0 | 0 | 0 | 0 | 0 | 0 | 0 | 0 | 0 | 0 | 0 | 0 | 0 | 0 | 0 | 0 | 0 | 0
| Total annualised capex |  |  |  | 0 | 0 | 0 | 0 | 0 | 0 | 0 | 0 | 0 | 0 | 0 | 0 | 0 | 0 | 0 | 0 | 0 | 0 | 0 | 0 | 0 | 0 | 0 | 0 | 0
| Total benefits |  |  |  | 0 | 0 | 0 | 0 | 0 | 0 | 0 | 0 | 0 | 0 | 0 | 0 | 0 | 0 | 0 | 0 | 0 | 0 | 0 | 0 | 0 | 0 | 0 | 0 | 0
|  | Capex | Total benefits
sens1 | Capex 10% higher | 10% | 0% | Option 5sens1 | 0 | 0 | 0 | 0 | 0 | 0 | 0 | 0 | 0 | 0 | 0 | 0 | 0 | 0 | 0 | 0 | 0 | 0 | 0 | 0 | 0 | 0 | 0 | 0 | 0
sens2 | Capex 10% lower | -10% | 0% | Option 5sens2 | 0 | 0 | 0 | 0 | 0 | 0 | 0 | 0 | 0 | 0 | 0 | 0 | 0 | 0 | 0 | 0 | 0 | 0 | 0 | 0 | 0 | 0 | 0 | 0 | 0
sens3 | Total benefits 10% higher | 0% | 10% | Option 5sens3 | 0 | 0 | 0 | 0 | 0 | 0 | 0 | 0 | 0 | 0 | 0 | 0 | 0 | 0 | 0 | 0 | 0 | 0 | 0 | 0 | 0 | 0 | 0 | 0 | 0
sens4 | Total benefits 10% lower | 0% | -10% | Option 5sens4 | 0 | 0 | 0 | 0 | 0 | 0 | 0 | 0 | 0 | 0 | 0 | 0 | 0 | 0 | 0 | 0 | 0 | 0 | 0 | 0 | 0 | 0 | 0 | 0 | 0
sens5 | Capex 10% higher & Total benefits 10% lower | 10% | -10% | Option 5sens5 | 0 | 0 | 0 | 0 | 0 | 0 | 0 | 0 | 0 | 0 | 0 | 0 | 0 | 0 | 0 | 0 | 0 | 0 | 0 | 0 | 0 | 0 | 0 | 0 | 0
sens | 0 | 0% | 0% | Option 5sens | 0 | 0 | 0 | 0 | 0 | 0 | 0 | 0 | 0 | 0 | 0 | 0 | 0 | 0 | 0 | 0 | 0 | 0 | 0 | 0 | 0 | 0 | 0 | 0 | 0
sens | 0 | 0% | 0% | Option 5sens | 0 | 0 | 0 | 0 | 0 | 0 | 0 | 0 | 0 | 0 | 0 | 0 | 0 | 0 | 0 | 0 | 0 | 0 | 0 | 0 | 0 | 0 | 0 | 0 | 0
sens | 0 | 0% | 0% | Option 5sens | 0 | 0 | 0 | 0 | 0 | 0 | 0 | 0 | 0 | 0 | 0 | 0 | 0 | 0 | 0 | 0 | 0 | 0 | 0 | 0 | 0 | 0 | 0 | 0 | 0

## Consol
CitiPower
RD switchboard and relay replacement
CONSOLIDATED
Discount factor |  |  |  |  | 0 | 0.98295 | 0.94971 | 0.91759 | 0.88656 | 0.85658 | 0.82761 | 0.79963 | 0.77259 | 0.74646 | 0.72122 | 0.69683 | 0.67326 | 0.6505 | 0.6285 | 0.60725 | 0.58671 | 0.56687 | 0.5477 | 0.52918 | 0.51129 | 0.494 | 0.47729 | 0.46115 | 0.44556 | 0.43049
Count |  |  |  |  | 0 | 1 | 2 | 3 | 4 | 5 | 6 | 7 | 8 | 9 | 10 | 11 | 12 | 13 | 14 | 15 | 16 | 17 | 18 | 19 | 20 | 21 | 22 | 23 | 24 | 25
Analysis period |  |  |  |  | TRUE | TRUE | TRUE | TRUE | TRUE | TRUE | TRUE | TRUE | TRUE | TRUE | TRUE | TRUE | TRUE | TRUE | TRUE | TRUE | TRUE | TRUE | TRUE | TRUE | TRUE | TRUE | FALSE | FALSE | FALSE | FALSE
[5 empty] | 2026-06-30 | 2026-27 | 2027-28 | 2028-29 | 2029-30 | 2030-31 | 2031-32 | 2032-33 | 2033-34 | 2034-35 | 2035-36 | 2036-37 | 2037-38 | 2038-39 | 2039-40 | 2040-41 | 2041-42 | 2042-43 | 2043-44 | 2044-45 | 2045-46 | 2046-47 | 2047-48 | 2048-49 | 2049-50 | 2050-51
COSTS |  |  | PV
Option 1 (base case) | Energy at risk value | Option 1 (base case)Energy at risk value | 6424548.3795 | 2026-06-30 |  | 228611.496 | 234243.7184 | 245492.9615 | 255232.2757 | 260093.3089 | 267589.0707 | 281054.5096 | 295793.646 | 305831.2556 | 314830.8089 | 326352.0186 | 341211.7335 | 360505.4296 | 385704.0996 | 418785.1182 | 462409.0493 | 520158.5833 | 596861.5132 | 604744.3233 | 611059.294 | 617226.06 | 624012.1944 | 631635.4579 | 640233.5918 | 649974.1789
Option 1 (base case) | Capital expenditure | Option 1 (base case)Capital expenditure | 0 | 2026-06-30 |  | 0 | 0 | 0 | 0 | 0 | 0 | 0 | 0 | 0 | 0 | 0 | 0 | 0 | 0 | 0 | 0 | 0 | 0 | 0 | 0 | 0 | 0 | 0 | 0 | 0
Option 1 (base case) | Total risk cost | Option 1 (base case)Total risk cost | 7625219.2931 | 2026-06-30 |  | 297406.5782 | 305982.3717 | 320549.1033 | 334052.1535 | 343203.696 | 355625.5178 | 374791.775 | 396192.5712 | 414085.3193 | 432434.9808 | 455208.7624 | 483752.1132 | 519859.4301 | 565935.1832 | 625201.8951 | 701985.3703 | 802100.3729 | 933372.299 | 970655.6674 | 1011813.9922 | 1036022.7328 | 1059206.8063 | 1085016.8025 | 1113834.6564 | 1146122.1308
Option 1 (base case) |  | Option 1 (base case)
Option 1 (base case) | Annualised capex | Option 1 (base case)Annualised capex | 0 | 2026-06-30 |  | 0 | 0 | 0 | 0 | 0 | 0 | 0 | 0 | 0 | 0 | 0 | 0 | 0 | 0 | 0 | 0 | 0 | 0 | 0 | 0 | 0 | 0 | 0 | 0 | 0
Option 1 (base case) | Operating expenditure | Option 1 (base case)Operating expenditure | 0 | 2026-06-30 |  | 0 | 0 | 0 | 0 | 0 | 0 | 0 | 0 | 0 | 0 | 0 | 0 | 0 | 0 | 0 | 0 | 0 | 0 | 0 | 0 | 0 | 0 | 0 | 0 | 0
Option 1 (base case) | Risk mitigated | Option 1 (base case)Risk mitigated | 0 | 2026-06-30 |  | 0 | 0 | 0 | 0 | 0 | 0 | 0 | 0 | 0 | 0 | 0 | 0 | 0 | 0 | 0 | 0 | 0 | 0 | 0 | 0 | 0 | 0 | 0 | 0 | 0
Option 1 (base case) | Other benefits value | Option 1 (base case)Other benefits value | 0 | 2026-06-30 |  | 0 | 0 | 0 | 0 | 0 | 0 | 0 | 0 | 0 | 0 | 0 | 0 | 0 | 0 | 0 | 0 | 0 | 0 | 0 | 0 | 0 | 0 | 0 | 0 | 0
Option 1 (base case) | Net benefits | Option 1 (base case)Net benefits |  | 2026-06-30 |  | 0 | 0 | 0 | 0 | 0 | 0 | 0 | 0 | 0 | 0 | 0 | 0 | 0 | 0 | 0 | 0 | 0 | 0 | 0 | 0 | 0 | 0 | 0 | 0 | 0
Option 1 (base case) | NPV | Option 1 (base case)NPV | 0 | 2026-06-30
Option 1 (base case) | PV of costs | Option 1 (base case)PV of costs | 0 | 2026-06-30
Option 1 (base case) | PV of benefits | Option 1 (base case)PV of benefits | 0 | 2026-06-30
Option 2 | Energy at risk value | Option 2Energy at risk value | 939769.2248 | 2026-06-30 |  | 228611.496 | 234243.7184 | 245492.9615 | 15259.0894 | 15515.9481 | 15901.8876 | 16600.9787 | 17325.4842 | 17710.215 | 17944.3482 | 18201.3968 | 18483.68 | 18793.7586 | 19134.4614 | 19508.9137 | 19920.5711 | 20373.2556 | 20871.1972 | 21419.0813 | 22022.1019 | 22691.5388 | 23433.6777 | 24250.0589 | 25152.869 | 26152.8199
Option 2 | Capital expenditure | Option 2Capital expenditure | -7568261.0886 | 2026-06-30 |  | 0 | -5373269.2166 | -2686634.6083 | 0 | 0 | 0 | 0 | 0 | 0 | 0 | 0 | 0 | 0 | 0 | 0 | 0 | 0 | 0 | 0 | 0 | 0 | 0 | 0 | 0 | 0
Option 2 | Total risk cost | Option 2Total risk cost | 1643381.6324 | 2026-06-30 |  | 297406.5782 | 305982.3717 | 320549.1033 | 36487.2019 | 38396.0041 | 40600.3798 | 43306.4104 | 46253.0607 | 49096.0495 | 52055.0431 | 55339.5058 | 58994.5547 | 63074.2134 | 67643.8391 | 72783.3358 | 78591.4272 | 85191.358 | 92738.5257 | 101430.7227 | 111521.9125 | 123510.8193 | 0 | 0 | 0 | 0
Option 2 |  | Option 2
Option 2 | Annualised capex | Option 2Annualised capex | -5108478.2351 | 2026-06-30 |  | 0 | 0 | -267856.6102 | -401784.9153 | -401784.9153 | -401784.9153 | -401784.9153 | -401784.9153 | -401784.9153 | -401784.9153 | -401784.9153 | -401784.9153 | -401784.9153 | -401784.9153 | -401784.9153 | -401784.9153 | -401784.9153 | -401784.9153 | -401784.9153 | -401784.9153 | -401784.9153 | 0 | 0 | 0 | 0
Option 2 | Operating expenditure | Option 2Operating expenditure | 0 | 2026-06-30 |  | 0 | 0 | 0 | 0 | 0 | 0 | 0 | 0 | 0 | 0 | 0 | 0 | 0 | 0 | 0 | 0 | 0 | 0 | 0 | 0 | 0 | 0 | 0 | 0 | 0
Option 2 | Risk mitigated | Option 2Risk mitigated | 5981837.6607 | 2026-06-30 |  | 0 | 0 | 0 | 297564.9516 | 304807.692 | 315025.138 | 331485.3646 | 349939.5105 | 364989.2699 | 380379.9376 | 399869.2566 | 424757.5585 | 456785.2167 | 498291.3441 | 552418.5593 | 623393.9431 | 716909.0149 | 840633.7734 | 869224.9447 | 900292.0797 | 912511.9135 | 0 | 0 | 0 | 0
Option 2 | Other benefits value | Option 2Other benefits value | 673464.2137 | 2026-06-30 |  | 0 | 0 | 0 | 55645.6323 | 55645.6323 | 55645.6323 | 55645.6323 | 55645.6323 | 55645.6323 | 55645.6323 | 55645.6323 | 55645.6323 | 55645.6323 | 55645.6323 | 55645.6323 | 55645.6323 | 55645.6323 | 55645.6323 | 55645.6323 | 55645.6323 | 55645.6323 | 0 | 0 | 0 | 0
Option 2 | Net benefits | Option 2Net benefits |  | 2026-06-30 |  | 0 | 0 | -267856.6102 | -48574.3314 | -41331.591 | -31114.145 | -14653.9183 | 3800.2275 | 18849.9869 | 34240.6546 | 53729.9736 | 78618.2755 | 110645.9337 | 152152.0612 | 206279.2763 | 277254.6601 | 370769.7319 | 494494.4904 | 523085.6618 | 554152.7967 | 566372.6305 | 0 | 0 | 0 | 0
Option 2 | NPV | Option 2NPV | 1546823.6393 | 2026-06-30
Option 2 | PV of costs | Option 2PV of costs | -5108478.2351 | 2026-06-30
Option 2 | PV of benefits | Option 2PV of benefits | 6655301.8744 | 2026-06-30
Option 3 | Energy at risk value | Option 3Energy at risk value | 1886182.9765 | 2026-06-30 |  | 228611.496 | 234243.7184 | 245492.9615 | 235384.7814 | 237415.7606 | 241437.8449 | 250595.2407 | 259911.2491 | 17710.215 | 17944.3482 | 18201.3968 | 18483.68 | 18793.7586 | 19134.4614 | 19508.9137 | 19920.5711 | 20373.2556 | 20871.1972 | 21419.0813 | 22022.1019 | 22691.5388 | 23433.6777 | 24250.0589 | 25152.869 | 26152.8199
Option 3 | Capital expenditure | Option 3Capital expenditure | -8125122.6406 | 2026-06-30 |  | 0 | -2149307.6866 | -1074653.8433 | 0 | 0 | 0 | -4298615.3732 | -2149307.6866 | 0 | 0 | 0 | 0 | 0 | 0 | 0 | 0 | 0 | 0 | 0 | 0 | 0 | 0 | 0 | 0 | 0
Option 3 | Total risk cost | Option 3Total risk cost | 2739185.441 | 2026-06-30 |  | 297406.5782 | 305982.3717 | 320549.1033 | 292671.5698 | 296354.4924 | 302195.013 | 313359.3483 | 324897.5014 | 49096.0495 | 52055.0431 | 55339.5058 | 58994.5547 | 63074.2134 | 67643.8391 | 72783.3358 | 78591.4272 | 85191.358 | 92738.5257 | 101430.7227 | 111521.9125 | 123510.8193 | 0 | 0 | 0 | 0
Option 3
Option 3 | Annualised capex | Option 3Annualised capex | -4816803.4968 | 2026-06-30 |  | 0 | 0 | -130407.1707 | -195610.756 | -195610.756 | -195610.756 | -195610.756 | -378876.6754 | -470509.6351 | -470509.6351 | -470509.6351 | -470509.6351 | -470509.6351 | -470509.6351 | -470509.6351 | -470509.6351 | -470509.6351 | -470509.6351 | -470509.6351 | -470509.6351 | -470509.6351 | 0 | 0 | 0 | 0
Option 3 | Operating expenditure | Option 3Operating expenditure | 0 | 2026-06-30 |  | 0 | 0 | 0 | 0 | 0 | 0 | 0 | 0 | 0 | 0 | 0 | 0 | 0 | 0 | 0 | 0 | 0 | 0 | 0 | 0 | 0 | 0 | 0 | 0 | 0
Option 3 | Risk mitigated | Option 3Risk mitigated | 4886033.8521 | 2026-06-30 |  | 0 | 0 | 0 | 41380.5838 | 46849.2036 | 53430.5048 | 61432.4268 | 71295.0697 | 364989.2699 | 380379.9376 | 399869.2566 | 424757.5585 | 456785.2167 | 498291.3441 | 552418.5593 | 623393.9431 | 716909.0149 | 840633.7734 | 869224.9447 | 900292.0797 | 912511.9135 | 0 | 0 | 0 | 0
Option 3 | Other benefits value | Option 3Other benefits value | 442925.9596 | 2026-06-30 |  | 0 | 0 | 0 | 0 | 0 | 0 | 0 | 0 | 55645.6323 | 55645.6323 | 55645.6323 | 55645.6323 | 55645.6323 | 55645.6323 | 55645.6323 | 55645.6323 | 55645.6323 | 55645.6323 | 55645.6323 | 55645.6323 | 55645.6323 | 0 | 0 | 0 | 0
Option 3 | Net benefits | Option 3Net benefits |  | 2026-06-30 |  | 0 | 0 | -130407.1707 | -154230.1723 | -148761.5524 | -142180.2512 | -134178.3292 | -307581.6056 | -49874.7329 | -34484.0651 | -14994.7462 | 9893.5557 | 41921.2139 | 83427.3414 | 137554.5566 | 208529.9404 | 302045.0121 | 425769.7706 | 454360.942 | 485428.0769 | 497647.9107 | 0 | 0 | 0 | 0
Option 3 | NPV | Option 3NPV | 512156.3149 | 2026-06-30
Option 3 | PV of costs | Option 3PV of costs | -4816803.4968 | 2026-06-30
Option 3 | PV of benefits | Option 3PV of benefits | 5328959.8117 | 2026-06-30
Option 4 | Energy at risk value | Option 4Energy at risk value | 0 | 2026-06-30 |  | 0 | 0 | 0 | 0 | 0 | 0 | 0 | 0 | 0 | 0 | 0 | 0 | 0 | 0 | 0 | 0 | 0 | 0 | 0 | 0 | 0 | 0 | 0 | 0 | 0
Option 4 | Capital expenditure | Option 4Capital expenditure | 0 | 2026-06-30 |  | 0 | 0 | 0 | 0 | 0 | 0 | 0 | 0 | 0 | 0 | 0 | 0 | 0 | 0 | 0 | 0 | 0 | 0 | 0 | 0 | 0 | 0 | 0 | 0 | 0
Option 4 | Total risk cost | Option 4Total risk cost | 0 | 2026-06-30 |  | 0 | 0 | 0 | 0 | 0 | 0 | 0 | 0 | 0 | 0 | 0 | 0 | 0 | 0 | 0 | 0 | 0 | 0 | 0 | 0 | 0 | 0 | 0 | 0 | 0
Option 4 |  | Option 4
Option 4 | Annualised capex | Option 4Annualised capex | 0 | 2026-06-30 |  | 0 | 0 | 0 | 0 | 0 | 0 | 0 | 0 | 0 | 0 | 0 | 0 | 0 | 0 | 0 | 0 | 0 | 0 | 0 | 0 | 0 | 0 | 0 | 0 | 0
Option 4 | Operating expenditure | Option 4Operating expenditure | 0 | 2026-06-30 |  | 0 | 0 | 0 | 0 | 0 | 0 | 0 | 0 | 0 | 0 | 0 | 0 | 0 | 0 | 0 | 0 | 0 | 0 | 0 | 0 | 0 | 0 | 0 | 0 | 0
Option 4 | Risk mitigated | Option 4Risk mitigated | 0 | 2026-06-30 |  | 0 | 0 | 0 | 0 | 0 | 0 | 0 | 0 | 0 | 0 | 0 | 0 | 0 | 0 | 0 | 0 | 0 | 0 | 0 | 0 | 0 | 0 | 0 | 0 | 0
Option 4 | Other benefits value | Option 4Other benefits value | 0 | 2026-06-30 |  | 0 | 0 | 0 | 0 | 0 | 0 | 0 | 0 | 0 | 0 | 0 | 0 | 0 | 0 | 0 | 0 | 0 | 0 | 0 | 0 | 0 | 0 | 0 | 0 | 0
Option 4 | Net benefits | Option 4Net benefits |  | 2026-06-30 |  | 0 | 0 | 0 | 0 | 0 | 0 | 0 | 0 | 0 | 0 | 0 | 0 | 0 | 0 | 0 | 0 | 0 | 0 | 0 | 0 | 0 | 0 | 0 | 0 | 0
Option 4 | NPV | Option 4NPV | 0 | 2026-06-30
Option 4 | PV of costs | Option 4PV of costs | 0 | 2026-06-30
Option 4 | PV of benefits | Option 4PV of benefits | 0 | 2026-06-30
Option 5 | Energy at risk value | Option 5Energy at risk value | 0 | 2026-06-30 |  | 0 | 0 | 0 | 0 | 0 | 0 | 0 | 0 | 0 | 0 | 0 | 0 | 0 | 0 | 0 | 0 | 0 | 0 | 0 | 0 | 0 | 0 | 0 | 0 | 0
Option 5 | Capital expenditure | Option 5Capital expenditure | 0 | 2026-06-30 |  | 0 | 0 | 0 | 0 | 0 | 0 | 0 | 0 | 0 | 0 | 0 | 0 | 0 | 0 | 0 | 0 | 0 | 0 | 0 | 0 | 0 | 0 | 0 | 0 | 0
Option 5 | Total risk cost | Option 5Total risk cost | 0 | 2026-06-30 |  | 0 | 0 | 0 | 0 | 0 | 0 | 0 | 0 | 0 | 0 | 0 | 0 | 0 | 0 | 0 | 0 | 0 | 0 | 0 | 0 | 0 | 0 | 0 | 0 | 0
Option 5 |  | Option 5
Option 5 | Annualised capex | Option 5Annualised capex | 0 | 2026-06-30 |  | 0 | 0 | 0 | 0 | 0 | 0 | 0 | 0 | 0 | 0 | 0 | 0 | 0 | 0 | 0 | 0 | 0 | 0 | 0 | 0 | 0 | 0 | 0 | 0 | 0
Option 5 | Operating expenditure | Option 5Operating expenditure | 0 | 2026-06-30 |  | 0 | 0 | 0 | 0 | 0 | 0 | 0 | 0 | 0 | 0 | 0 | 0 | 0 | 0 | 0 | 0 | 0 | 0 | 0 | 0 | 0 | 0 | 0 | 0 | 0
Option 5 | Risk mitigated | Option 5Risk mitigated | 0 | 2026-06-30 |  | 0 | 0 | 0 | 0 | 0 | 0 | 0 | 0 | 0 | 0 | 0 | 0 | 0 | 0 | 0 | 0 | 0 | 0 | 0 | 0 | 0 | 0 | 0 | 0 | 0
Option 5 | Other benefits value | Option 5Other benefits value | 0 | 2026-06-30 |  | 0 | 0 | 0 | 0 | 0 | 0 | 0 | 0 | 0 | 0 | 0 | 0 | 0 | 0 | 0 | 0 | 0 | 0 | 0 | 0 | 0 | 0 | 0 | 0 | 0
Option 5 | Net benefits | Option 5Net benefits |  | 2026-06-30 |  | 0 | 0 | 0 | 0 | 0 | 0 | 0 | 0 | 0 | 0 | 0 | 0 | 0 | 0 | 0 | 0 | 0 | 0 | 0 | 0 | 0 | 0 | 0 | 0 | 0
Option 5 | NPV | Option 5NPV | 0 | 2026-06-30
Option 5 | PV of costs | Option 5PV of costs | 0 | 2026-06-30
Option 5 | PV of benefits | Option 5PV of benefits | 0 | 2026-06-30
CHART DATA | [5 empty] | FY27 | FY28 | FY29 | FY30 | FY31 | FY32 | FY33 | FY34 | FY35 | FY36 | FY37 | FY38 | FY39 | FY40 | FY41 | FY42 | FY43 | FY44 | FY45 | FY46 | FY47 | FY48 | FY49 | FY50 | FY51
Option 2 | Annualised capex | -1 |  |  | Option 2 annualised capex | 0.40178 | 0.40178 | 0.40178 | 0.40178 | 0.40178 | 0.40178 | 0.40178 | 0.40178 | 0.40178 | 0.40178 | 0.40178 | 0.40178 | 0.40178 | 0.40178 | 0.40178 | 0.40178 | 0.40178 | 0.40178 | 0.40178 | 0.40178 | 0.40178 | 0 | 0 | 0 | 0
Option 1 (base case) | Total risk cost | 1 |  |  | Option 1 (base case) risk cost | 0.29741 | 0.30598 | 0.32055 | 0.33405 | 0.3432 | 0.35563 | 0.37479 | 0.39619 | 0.41409 | 0.43243 | 0.45521 | 0.48375 | 0.51986 | 0.56594 | 0.6252 | 0.70199 | 0.8021 | 0.93337 | 0.97066 | 1.0118 | 1.036 | 1.0592 | 1.085 | 1.1138 | 1.1461
[6 empty] | FY27 | FY28 | FY29 | FY30 | FY31 | FY32 | FY33 | FY34 | FY35 | FY36 | FY37 | FY38 | FY39 | FY40 | FY41 | FY42 | FY43 | FY44 | FY45 | FY46 | FY47 | FY48 | FY49 | FY50 | FY51
Energy at risk | Energy at risk (weighted) | 0 |  |  | Energy at risk energy at risk (weighted) | 0 | 0 | 0 | 0 | 0 | 0 | 0 | 0 | 0 | 0 | 0 | 0 | 0 | 0 | 0 | 0 | 0 | 0 | 0 | 0 | 0 | 0 | 0 | 0 | 0
Option 1 (base case) | Energy at risk value | 0.58403 |  |  | Option 1 (base case) risk cost | 0.20542 | 0.21048 | 0.22059 | 0.22934 | 0.23371 | 0.24044 | 0.25254 | 0.26578 | 0.2748 | 0.28289 | 0.29324 | 0.30659 | 0.32393 | 0.34657 | 0.3763 | 0.41549 | 0.46738 | 0.53631 | 0.54339 | 0.54906 | 0.5546 | 0.5607 | 0.56755 | 0.57528 | 0.58403

## Sensitivity_calcs
CitiPower
RD switchboard and relay replacement
SENSITIVITY CALCULATIONS
Discount factor | [6 empty] | 0 | 0.98295 | 0.94971 | 0.91759 | 0.88656 | 0.85658 | 0.82761 | 0.79963 | 0.77259 | 0.74646 | 0.72122 | 0.69683 | 0.67326 | 0.6505 | 0.6285 | 0.60725 | 0.58671 | 0.56687 | 0.5477 | 0.52918 | 0.51129 | 0.494 | 0.47729 | 0.46115 | 0.44556 | 0.43049
Count | [6 empty] | 0 | 1 | 2 | 3 | 4 | 5 | 6 | 7 | 8 | 9 | 10 | 11 | 12 | 13 | 14 | 15 | 16 | 17 | 18 | 19 | 20 | 21 | 22 | 23 | 24 | 25
Analysis period | [6 empty] | 1 | 1 | 1 | 1 | 1 | 1 | 1 | 1 | 1 | 1 | 1 | 1 | 1 | 1 | 1 | 1 | 1 | 1 | 1 | 1 | 1 | 1 | 0 | 0 | 0 | 0
[7 empty] | 2026-06-30 | 2026-27 | 2027-28 | 2028-29 | 2029-30 | 2030-31 | 2031-32 | 2032-33 | 2033-34 | 2034-35 | 2035-36 | 2036-37 | 2037-38 | 2038-39 | 2039-40 | 2040-41 | 2041-42 | 2042-43 | 2043-44 | 2044-45 | 2045-46 | 2046-47 | 2047-48 | 2048-49 | 2049-50 | 2050-51
PV
[25 empty] | 523085.6618 | 554152.7967 | 566372.6305 | 0 | 0 | 0 | 0
OPTION 1 (base case) | NPV | Net benefits | OPTION 1 (base case)NPV |  | 0 |  | 0 | 0 | 0 | 0 | 0 | 0 | 0 | 0 | 0 | 0 | 0 | 0 | 0 | 0 | 0 | 0 | 0 | 0 | 0 | 0 | 0 | 0 | 0 | 0 | 0 | 0
OPTION 1 (base case) | sens1 | Capex 10% higher | OPTION 1 (base case)sens1 |  | 0 |  | 0 | 0 | 0 | 0 | 0 | 0 | 0 | 0 | 0 | 0 | 0 | 0 | 0 | 0 | 0 | 0 | 0 | 0 | 0 | 0 | 0 | 0 | 0 | 0 | 0 | 0
OPTION 1 (base case) | sens2 | Capex 10% lower | OPTION 1 (base case)sens2 |  | 0 |  | 0 | 0 | 0 | 0 | 0 | 0 | 0 | 0 | 0 | 0 | 0 | 0 | 0 | 0 | 0 | 0 | 0 | 0 | 0 | 0 | 0 | 0 | 0 | 0 | 0 | 0
OPTION 1 (base case) | sens3 | Total benefits 10% higher | OPTION 1 (base case)sens3 |  | 0 |  | 0 | 0 | 0 | 0 | 0 | 0 | 0 | 0 | 0 | 0 | 0 | 0 | 0 | 0 | 0 | 0 | 0 | 0 | 0 | 0 | 0 | 0 | 0 | 0 | 0 | 0
OPTION 1 (base case) | sens4 | Total benefits 10% lower | OPTION 1 (base case)sens4 |  | 0 |  | 0 | 0 | 0 | 0 | 0 | 0 | 0 | 0 | 0 | 0 | 0 | 0 | 0 | 0 | 0 | 0 | 0 | 0 | 0 | 0 | 0 | 0 | 0 | 0 | 0 | 0
OPTION 1 (base case) | sens5 | Capex 10% higher & Total benefits 10% lower | OPTION 1 (base case)sens5 |  | 0 |  | 0 | 0 | 0 | 0 | 0 | 0 | 0 | 0 | 0 | 0 | 0 | 0 | 0 | 0 | 0 | 0 | 0 | 0 | 0 | 0 | 0 | 0 | 0 | 0 | 0 | 0
OPTION 1 (base case) | sens | 0 | OPTION 1 (base case)sens |  | 0 |  | 0 | 0 | 0 | 0 | 0 | 0 | 0 | 0 | 0 | 0 | 0 | 0 | 0 | 0 | 0 | 0 | 0 | 0 | 0 | 0 | 0 | 0 | 0 | 0 | 0 | 0
OPTION 1 (base case) | sens | 0 | OPTION 1 (base case)sens |  | 0 |  | 0 | 0 | 0 | 0 | 0 | 0 | 0 | 0 | 0 | 0 | 0 | 0 | 0 | 0 | 0 | 0 | 0 | 0 | 0 | 0 | 0 | 0 | 0 | 0 | 0 | 0
OPTION 1 (base case) | sens | 0 | OPTION 1 (base case)sens |  | 0 |  | 0 | 0 | 0 | 0 | 0 | 0 | 0 | 0 | 0 | 0 | 0 | 0 | 0 | 0 | 0 | 0 | 0 | 0 | 0 | 0 | 0 | 0 | 0 | 0 | 0 | 0
Option 2 | NPV | Net benefits | Option 2NPV |  | 1546823.6393 |  | 0 | 0 | 0 | -267856.6102 | -48574.3314 | -41331.591 | -31114.145 | -14653.9183 | 3800.2275 | 18849.9869 | 34240.6546 | 53729.9736 | 78618.2755 | 110645.9337 | 152152.0612 | 206279.2763 | 277254.6601 | 370769.7319 | 494494.4904 | 523085.6618 | 554152.7967 | 566372.6305 | 0 | 0 | 0 | 0
Option 2 | sens1 | Capex 10% higher | Option 2sens1 |  | 1035975.8158 |  | 0 | 0 | 0 | -294642.2712 | -88752.8229 | -81510.0826 | -71292.6366 | -54832.4099 | -36378.264 | -21328.5046 | -5937.8369 | 13551.4821 | 38439.784 | 70467.4421 | 111973.5696 | 166100.7848 | 237076.1686 | 330591.2404 | 454315.9988 | 482907.1702 | 513974.3052 | 526194.139 | 0 | 0 | 0 | 0
Option 2 | sens2 | Capex 10% lower | Option 2sens2 |  | 2057671.4628 |  | 0 | 0 | 0 | -241070.9492 | -8395.8398 | -1153.0995 | 9064.3465 | 25524.5732 | 43978.719 | 59028.4784 | 74419.1462 | 93908.4651 | 118796.767 | 150824.4252 | 192330.5527 | 246457.7679 | 317433.1517 | 410948.2234 | 534672.9819 | 563264.1533 | 594331.2882 | 606551.122 | 0 | 0 | 0 | 0
Option 2 | sens3 | Total benefits 10% higher | Option 2sens3 |  | 2212353.8267 |  | 0 | 0 | 0 | -267856.6102 | -13253.273 | -5286.2586 | 5952.932 | 24059.1813 | 44358.7418 | 60913.4771 | 77843.2116 | 99281.4625 | 126658.5946 | 161889.0186 | 207545.7588 | 267085.6955 | 345158.6177 | 448025.1966 | 584122.4309 | 615572.7195 | 649746.5679 | 663188.3851 | 0 | 0 | 0 | 0
Option 2 | sens4 | Total benefits 10% lower | Option 2sens4 |  | 881293.4518 |  | 0 | 0 | 0 | -267856.6102 | -83895.3898 | -77376.9235 | -68181.222 | -53367.018 | -36758.2868 | -23213.5033 | -9361.9023 | 8178.4847 | 30577.9564 | 59402.8488 | 96758.3635 | 145472.8572 | 209350.7026 | 293514.2672 | 404866.5498 | 430598.604 | 458559.0255 | 469556.8759 | 0 | 0 | 0 | 0
Option 2 | sens5 | Capex 10% higher & Total benefits 10% lower | Option 2sens5 |  | 370445.6283 |  | 0 | 0 | 0 | -294642.2712 | -124073.8813 | -117555.415 | -108359.7136 | -93545.5096 | -76936.7783 | -63391.9949 | -49540.3939 | -32000.0068 | -9600.5351 | 19224.3572 | 56579.872 | 105294.3656 | 169172.2111 | 253335.7757 | 364688.0583 | 390420.1125 | 418380.534 | 429378.3844 | 0 | 0 | 0 | 0
Option 2 | sens | 0 | Option 2sens |  | 1546823.6393 |  | 0 | 0 | 0 | -267856.6102 | -48574.3314 | -41331.591 | -31114.145 | -14653.9183 | 3800.2275 | 18849.9869 | 34240.6546 | 53729.9736 | 78618.2755 | 110645.9337 | 152152.0612 | 206279.2763 | 277254.6601 | 370769.7319 | 494494.4904 | 523085.6618 | 554152.7967 | 566372.6305 | 0 | 0 | 0 | 0
Option 2 | sens | 0 | Option 2sens |  | 1546823.6393 |  | 0 | 0 | 0 | -267856.6102 | -48574.3314 | -41331.591 | -31114.145 | -14653.9183 | 3800.2275 | 18849.9869 | 34240.6546 | 53729.9736 | 78618.2755 | 110645.9337 | 152152.0612 | 206279.2763 | 277254.6601 | 370769.7319 | 494494.4904 | 523085.6618 | 554152.7967 | 566372.6305 | 0 | 0 | 0 | 0
Option 2 | sens | 0 | Option 2sens |  | 1546823.6393 |  | 0 | 0 | 0 | -267856.6102 | -48574.3314 | -41331.591 | -31114.145 | -14653.9183 | 3800.2275 | 18849.9869 | 34240.6546 | 53729.9736 | 78618.2755 | 110645.9337 | 152152.0612 | 206279.2763 | 277254.6601 | 370769.7319 | 494494.4904 | 523085.6618 | 554152.7967 | 566372.6305 | 0 | 0 | 0 | 0
[7 empty] | 0 | 0 | 0 | -130407.1707 | -154230.1723 | -148761.5524 | -142180.2512 | -134178.3292 | -307581.6056 | -49874.7329 | -34484.0651 | -14994.7462 | 9893.5557 | 41921.2139 | 83427.3414 | 137554.5566 | 208529.9404 | 302045.0121 | 425769.7706 | 454360.942 | 485428.0769 | 497647.9107 | 0 | 0 | 0 | 0
Option 3 | NPV | Net benefits | Option 3NPV |  | 512156.3149 |  | 0 | 0 | 0 | -130407.1707 | -154230.1723 | -148761.5524 | -142180.2512 | -134178.3292 | -307581.6056 | -49874.7329 | -34484.0651 | -14994.7462 | 9893.5557 | 41921.2139 | 83427.3414 | 137554.5566 | 208529.9404 | 302045.0121 | 425769.7706 | 454360.942 | 485428.0769 | 497647.9107 | 0 | 0 | 0 | 0
Option 3 | sens1 | Capex 10% higher | Option 3sens1 |  | 30475.9652 |  | 0 | 0 | 0 | -143447.8878 | -173791.2479 | -168322.628 | -161741.3268 | -153739.4049 | -345469.2732 | -96925.6964 | -81535.0286 | -62045.7097 | -37157.4078 | -5129.7496 | 36376.3779 | 90503.5931 | 161478.9769 | 254994.0486 | 378718.8071 | 407309.9785 | 438377.1134 | 450596.9472 | 0 | 0 | 0 | 0
Option 3 | sens2 | Capex 10% lower | Option 3sens2 |  | 993836.6646 |  | 0 | 0 | 0 | -117366.4536 | -134669.0967 | -129200.4768 | -122619.1756 | -114617.2536 | -269693.9381 | -2823.7694 | 12566.8984 | 32056.2173 | 56944.5192 | 88972.1774 | 130478.3049 | 184605.5201 | 255580.9039 | 349095.9757 | 472820.7341 | 501411.9055 | 532479.0404 | 544698.8742 | 0 | 0 | 0 | 0
Option 3 | sens3 | Total benefits 10% higher | Option 3sens3 |  | 1045052.2961 |  | 0 | 0 | 0 | -130407.1707 | -150092.1139 | -144076.6321 | -136837.2007 | -128035.0866 | -300452.0987 | -7811.2426 | 9118.4919 | 30556.7427 | 57933.8748 | 93164.2988 | 138821.039 | 198360.9757 | 276433.8979 | 379300.4769 | 515397.7112 | 546847.9997 | 581021.8481 | 594463.6653 | 0 | 0 | 0 | 0
Option 3 | sens4 | Total benefits 10% lower | Option 3sens4 |  | -20739.6663 |  | 0 | 0 | 0 | -130407.1707 | -158368.2306 | -153446.4728 | -147523.3017 | -140321.5719 | -314711.1126 | -91938.2231 | -78086.6221 | -60546.2351 | -38146.7634 | -9321.871 | 28033.6437 | 76748.1374 | 140625.9828 | 224789.5474 | 336141.83 | 361873.8843 | 389834.3057 | 400832.1562 | 0 | 0 | 0 | 0
Option 3 | sens5 | Capex 10% higher & Total benefits 10% lower | Option 3sens5 |  | -502420.0159 |  | 0 | 0 | 0 | -143447.8878 | -177929.3063 | -173007.5484 | -167084.3773 | -159882.6475 | -352598.7802 | -138989.1866 | -125137.5856 | -107597.1986 | -85197.7269 | -56372.8345 | -19017.3198 | 29697.1739 | 93575.0193 | 177738.5839 | 289090.8665 | 314822.9208 | 342783.3422 | 353781.1926 | 0 | 0 | 0 | 0
Option 3 | sens | 0 | Option 3sens |  | 512156.3149 |  | 0 | 0 | 0 | -130407.1707 | -154230.1723 | -148761.5524 | -142180.2512 | -134178.3292 | -307581.6056 | -49874.7329 | -34484.0651 | -14994.7462 | 9893.5557 | 41921.2139 | 83427.3414 | 137554.5566 | 208529.9404 | 302045.0121 | 425769.7706 | 454360.942 | 485428.0769 | 497647.9107 | 0 | 0 | 0 | 0
Option 3 | sens | 0 | Option 3sens |  | 512156.3149 |  | 0 | 0 | 0 | -130407.1707 | -154230.1723 | -148761.5524 | -142180.2512 | -134178.3292 | -307581.6056 | -49874.7329 | -34484.0651 | -14994.7462 | 9893.5557 | 41921.2139 | 83427.3414 | 137554.5566 | 208529.9404 | 302045.0121 | 425769.7706 | 454360.942 | 485428.0769 | 497647.9107 | 0 | 0 | 0 | 0
Option 3 | sens | 0 | Option 3sens |  | 512156.3149 |  | 0 | 0 | 0 | -130407.1707 | -154230.1723 | -148761.5524 | -142180.2512 | -134178.3292 | -307581.6056 | -49874.7329 | -34484.0651 | -14994.7462 | 9893.5557 | 41921.2139 | 83427.3414 | 137554.5566 | 208529.9404 | 302045.0121 | 425769.7706 | 454360.942 | 485428.0769 | 497647.9107 | 0 | 0 | 0 | 0
Option 4 | NPV | Net benefits | Option 4NPV |  | 0 |  | 0 | 0 | 0 | 0 | 0 | 0 | 0 | 0 | 0 | 0 | 0 | 0 | 0 | 0 | 0 | 0 | 0 | 0 | 0 | 0 | 0 | 0 | 0 | 0 | 0 | 0
Option 4 | sens1 | Capex 10% higher | Option 4sens1 |  | 0 |  | 0 | 0 | 0 | 0 | 0 | 0 | 0 | 0 | 0 | 0 | 0 | 0 | 0 | 0 | 0 | 0 | 0 | 0 | 0 | 0 | 0 | 0 | 0 | 0 | 0 | 0
Option 4 | sens2 | Capex 10% lower | Option 4sens2 |  | 0 |  | 0 | 0 | 0 | 0 | 0 | 0 | 0 | 0 | 0 | 0 | 0 | 0 | 0 | 0 | 0 | 0 | 0 | 0 | 0 | 0 | 0 | 0 | 0 | 0 | 0 | 0
Option 4 | sens3 | Total benefits 10% higher | Option 4sens3 |  | 0 |  | 0 | 0 | 0 | 0 | 0 | 0 | 0 | 0 | 0 | 0 | 0 | 0 | 0 | 0 | 0 | 0 | 0 | 0 | 0 | 0 | 0 | 0 | 0 | 0 | 0 | 0
Option 4 | sens4 | Total benefits 10% lower | Option 4sens4 |  | 0 |  | 0 | 0 | 0 | 0 | 0 | 0 | 0 | 0 | 0 | 0 | 0 | 0 | 0 | 0 | 0 | 0 | 0 | 0 | 0 | 0 | 0 | 0 | 0 | 0 | 0 | 0
Option 4 | sens5 | Capex 10% higher & Total benefits 10% lower | Option 4sens5 |  | 0 |  | 0 | 0 | 0 | 0 | 0 | 0 | 0 | 0 | 0 | 0 | 0 | 0 | 0 | 0 | 0 | 0 | 0 | 0 | 0 | 0 | 0 | 0 | 0 | 0 | 0 | 0
Option 4 | sens | 0 | Option 4sens |  | 0 |  | 0 | 0 | 0 | 0 | 0 | 0 | 0 | 0 | 0 | 0 | 0 | 0 | 0 | 0 | 0 | 0 | 0 | 0 | 0 | 0 | 0 | 0 | 0 | 0 | 0 | 0
Option 4 | sens | 0 | Option 4sens |  | 0 |  | 0 | 0 | 0 | 0 | 0 | 0 | 0 | 0 | 0 | 0 | 0 | 0 | 0 | 0 | 0 | 0 | 0 | 0 | 0 | 0 | 0 | 0 | 0 | 0 | 0 | 0
Option 4 | sens | 0 | Option 4sens |  | 0 |  | 0 | 0 | 0 | 0 | 0 | 0 | 0 | 0 | 0 | 0 | 0 | 0 | 0 | 0 | 0 | 0 | 0 | 0 | 0 | 0 | 0 | 0 | 0 | 0 | 0 | 0
Option 5 | NPV | Net benefits | Option 5NPV |  | 0 |  | 0 | 0 | 0 | 0 | 0 | 0 | 0 | 0 | 0 | 0 | 0 | 0 | 0 | 0 | 0 | 0 | 0 | 0 | 0 | 0 | 0 | 0 | 0 | 0 | 0 | 0
Option 5 | sens1 | Capex 10% higher | Option 5sens1 |  | 0 |  | 0 | 0 | 0 | 0 | 0 | 0 | 0 | 0 | 0 | 0 | 0 | 0 | 0 | 0 | 0 | 0 | 0 | 0 | 0 | 0 | 0 | 0 | 0 | 0 | 0 | 0
Option 5 | sens2 | Capex 10% lower | Option 5sens2 |  | 0 |  | 0 | 0 | 0 | 0 | 0 | 0 | 0 | 0 | 0 | 0 | 0 | 0 | 0 | 0 | 0 | 0 | 0 | 0 | 0 | 0 | 0 | 0 | 0 | 0 | 0 | 0
Option 5 | sens3 | Total benefits 10% higher | Option 5sens3 |  | 0 |  | 0 | 0 | 0 | 0 | 0 | 0 | 0 | 0 | 0 | 0 | 0 | 0 | 0 | 0 | 0 | 0 | 0 | 0 | 0 | 0 | 0 | 0 | 0 | 0 | 0 | 0
Option 5 | sens4 | Total benefits 10% lower | Option 5sens4 |  | 0 |  | 0 | 0 | 0 | 0 | 0 | 0 | 0 | 0 | 0 | 0 | 0 | 0 | 0 | 0 | 0 | 0 | 0 | 0 | 0 | 0 | 0 | 0 | 0 | 0 | 0 | 0
Option 5 | sens5 | Capex 10% higher & Total benefits 10% lower | Option 5sens5 |  | 0 |  | 0 | 0 | 0 | 0 | 0 | 0 | 0 | 0 | 0 | 0 | 0 | 0 | 0 | 0 | 0 | 0 | 0 | 0 | 0 | 0 | 0 | 0 | 0 | 0 | 0 | 0
Option 5 | sens | 0 | Option 5sens |  | 0 |  | 0 | 0 | 0 | 0 | 0 | 0 | 0 | 0 | 0 | 0 | 0 | 0 | 0 | 0 | 0 | 0 | 0 | 0 | 0 | 0 | 0 | 0 | 0 | 0 | 0 | 0
Option 5 | sens | 0 | Option 5sens |  | 0 |  | 0 | 0 | 0 | 0 | 0 | 0 | 0 | 0 | 0 | 0 | 0 | 0 | 0 | 0 | 0 | 0 | 0 | 0 | 0 | 0 | 0 | 0 | 0 | 0 | 0 | 0
Option 5 | sens | 0 | Option 5sens |  | 0 |  | 0 | 0 | 0 | 0 | 0 | 0 | 0 | 0 | 0 | 0 | 0 | 0 | 0 | 0 | 0 | 0 | 0 | 0 | 0 | 0 | 0 | 0 | 0 | 0 | 0 | 0
RESULTS
|  | 0 | 0 | 0 | 1 | 1 |  | 2028-29: #NAME?
|  | Option 1 (base case) | Option 2 | Option 3 | Option 4 | Option 5 |  | 2026-27: Max; 2028-29: Preferred
NPV | None | 0 | 1.5468 | 0.51216 |  |  |  | 2026-27: #NAME?; 2028-29: Option 2
sens1 | Capex 10% higher | 0 | 1.036 | 0.030476 |  |  |  | 2026-27: #NAME?; 2028-29: Option 2
sens2 | Capex 10% lower | 0 | 2.0577 | 0.99384 |  |  |  | 2026-27: #NAME?; 2028-29: Option 2
sens3 | Total benefits 10% higher | 0 | 2.2124 | 1.0451 |  |  |  | 2026-27: #NAME?; 2028-29: Option 2
sens4 | Total benefits 10% lower | 0 | 0.88129 | -0.02074 |  |  |  | 2026-27: #NAME?; 2028-29: Option 2
sens5 | Capex 10% higher & Total benefits 10% lower | 0 | 0.37045 | -0.50242 |  |  |  | 2026-27: #NAME?; 2028-29: Option 2
sens | 0 | [6 empty] | 2026-27: #NAME?; 2028-29: #NAME?
sens | 0 | [6 empty] | 2026-27: #NAME?; 2028-29: #NAME?
sens | 0 | [6 empty] | 2026-27: #NAME?; 2028-29: #NAME?

## Workings_costs
CitiPower
RD switchboard and relay replacement
WORKINGS - COSTS
Option 1 - continue existing maintenance with no proactive replacement cost
|  |  | 2026-27 | 2027-28 | 2028-29 | 2029-30 | 2030-31 | 2031-32 | 2032-33 | 2033-34 | 2034-35 | 2035-36 | 2036-37 | 2037-38 | 2038-39 | 2039-40 | 2040-41 | 2041-42 | 2042-43 | 2043-44 | 2044-45 | 2045-46 | 2046-47 | 2047-48 | 2048-49 | 2049-50 | 2050-51
Opex
|  | SWBD online monitoring annual cost ($) | 50000 | 50000 | 50000 | 50000 | 50000 | 50000 | 50000 | 50000 | 50000 | 50000 | 50000 | 50000 | 50000 | 50000 | 50000 | 50000 | 50000 | 50000 | 50000 | 50000 | 50000 | 50000 | 50000 | 50000 | 50000
Relay annual maintenance cost ($)
|  | Total opex cost ($) | 50000 | 50000 | 50000 | 50000 | 50000 | 50000 | 50000 | 50000 | 50000 | 50000 | 50000 | 50000 | 50000 | 50000 | 50000 | 50000 | 50000 | 50000 | 50000 | 50000 | 50000 | 50000 | 50000 | 50000 | 50000
Option 2 - Combined replacement of SWBD (i.e. all three buses) and relays completed in 2028-29
|  |  | 2026-27 | 2027-28 | 2028-29 | 2029-30 | 2030-31 | 2031-32 | 2032-33 | 2033-34 | 2034-35 | 2035-36 | 2036-37 | 2037-38 | 2038-39 | 2039-40 | 2040-41 | 2041-42 | 2042-43 | 2043-44 | 2044-45 | 2045-46 | 2046-47 | 2047-48 | 2048-49 | 2049-50 | 2050-51
|  | SWBD capex profile ($) |  | 2896868.4472 | 1448434.2236 |  |  |  | 0 | 0 | 0 | 0 | 0 | 0 | 0 | 0 | 0 | 0 | 0 | 0 | 0 | 0 | 0 | 0 | 0 | 0 | 0
|  | Relay capex profile ($) |  | 1931245.6315 | 965622.8157 |  |  |  | 0 | 0 | 0 | 0 | 0 | 0 | 0 | 0 | 0 | 0 | 0 | 0 | 0 | 0 | 0 | 0 | 0 | 0 | 0
|  | Total capex ($) | 0 | 4828114.0787 | 2414057.0394 | 0 | 0 | 0 | 0 | 0 | 0 | 0 | 0 | 0 | 0 | 0 | 0 | 0 | 0 | 0 | 0 | 0 | 0 | 0 | 0 | 0 | 0
|  |  | 2026-27 | 2027-28 | 2028-29 | 2029-30 | 2030-31 | 2031-32 | 2032-33 | 2033-34 | 2034-35 | 2035-36 | 2036-37 | 2037-38 | 2038-39 | 2039-40 | 2040-41 | 2041-42 | 2042-43 | 2043-44 | 2044-45 | 2045-46 | 2046-47 | 2047-48 | 2048-49 | 2049-50 | 2050-51
Opex
|  | SWBD online monitoring annual cost ($) | 50000 | 50000 | 50000 | 0 | 0 | 0 | 0 | 0 | 0 | 0 | 0 | 0 | 0 | 0 | 0 | 0 | 0 | 0 | 0 | 0 | 0 | 0 | 0 | 0 | 0
|  | Relay annual maintenance cost ($) | 0 | 0 | 0 | 0 | 0 | 0 | 0 | 0 | 0 | 0 | 0 | 0 | 0 | 0 | 0 | 0 | 0 | 0 | 0 | 0 | 0 | 0 | 0 | 0 | 0
|  | Total opex cost ($) | 50000 | 50000 | 50000 | 0 | 0 | 0 | 0 | 0 | 0 | 0 | 0 | 0 | 0 | 0 | 0 | 0 | 0 | 0 | 0 | 0 | 0 | 0 | 0 | 0 | 0
|  | Opex saving | 0 | 0 | 0 | 50000 | 50000 | 50000 | 50000 | 50000 | 50000 | 50000 | 50000 | 50000 | 50000 | 50000 | 50000 | 50000 | 50000 | 50000 | 50000 | 50000 | 50000 | 50000 | 50000 | 50000 | 50000
Option 3 - Relay replacement completed in 2028-29 and SWBD replacement completed in 2033-34
|  |  | 2026-27 | 2027-28 | 2028-29 | 2029-30 | 2030-31 | 2031-32 | 2032-33 | 2033-34 | 2034-35 | 2035-36 | 2036-37 | 2037-38 | 2038-39 | 2039-40 | 2040-41 | 2041-42 | 2042-43 | 2043-44 | 2044-45 | 2045-46 | 2046-47 | 2047-48 | 2048-49 | 2049-50 | 2050-51
|  | SWBD capex profile ($) | 2032-33: 3862491.263; 2033-34: 1931245.6315; 2039-40: 0; 2040-41: 0; 2041-42: 0; 2042-43: 0; 2043-44: 0; 2044-45: 0; 2045-46: 0; 2046-47: 0; 2047-48: 0; 2048-49: 0; 2049-50: 0; 2050-51: 0
|  | Relay capex profile ($) | 2027-28: 1931245.6315; 2028-29: 965622.8157; 2039-40: 0; 2040-41: 0; 2041-42: 0; 2042-43: 0; 2043-44: 0; 2044-45: 0; 2045-46: 0; 2046-47: 0; 2047-48: 0; 2048-49: 0; 2049-50: 0; 2050-51: 0
|  | Total capex ($) | 0 | 1931245.6315 | 965622.8157 | 0 | 0 | 0 | 3862491.263 | 1931245.6315 | 0 | 0 | 0 | 0 | 0 | 0 | 0 | 0 | 0 | 0 | 0 | 0 | 0 | 0 | 0 | 0 | 0
|  |  | 2026-27 | 2027-28 | 2028-29 | 2029-30 | 2030-31 | 2031-32 | 2032-33 | 2033-34 | 2034-35 | 2035-36 | 2036-37 | 2037-38 | 2038-39 | 2039-40 | 2040-41 | 2041-42 | 2042-43 | 2043-44 | 2044-45 | 2045-46 | 2046-47 | 2047-48 | 2048-49 | 2049-50 | 2050-51
Opex
|  | SWBD online monitoring annual cost ($) | 50000 | 50000 | 50000 | 50000 | 50000 | 50000 | 50000 | 50000 | 0 | 0 | 0 | 0 | 0 | 0 | 0 | 0 | 0 | 0 | 0 | 0 | 0 | 0 | 0 | 0 | 0
|  | Relay annual maintenance cost ($) | 0 | 0 | 0 | 0 | 0 | 0 | 0 | 0 | 0 | 0 | 0 | 0 | 0 | 0 | 0 | 0 | 0 | 0 | 0 | 0 | 0 | 0 | 0 | 0 | 0
|  | Total opex cost ($) | 50000 | 50000 | 50000 | 50000 | 50000 | 50000 | 50000 | 50000 | 0 | 0 | 0 | 0 | 0 | 0 | 0 | 0 | 0 | 0 | 0 | 0 | 0 | 0 | 0 | 0 | 0
|  | Opex saving | 0 | 0 | 0 | 0 | 0 | 0 | 0 | 0 | 50000 | 50000 | 50000 | 50000 | 50000 | 50000 | 50000 | 50000 | 50000 | 50000 | 50000 | 50000 | 50000 | 50000 | 50000 | 50000 | 50000

## Workings_risks
CitiPower
RD switchboard and relay replacement
WORKINGS - RISKS
Option 1 - continue existing maintenance with no proactive replacement cost
|  |  | 2026-27 | 2027-28 | 2028-29 | 2029-30 | 2030-31 | 2031-32 | 2032-33 | 2033-34 | 2034-35 | 2035-36 | 2036-37 | 2037-38 | 2038-39 | 2039-40 | 2040-41 | 2041-42 | 2042-43 | 2043-44 | 2044-45 | 2045-46 | 2046-47 | 2047-48 | 2048-49 | 2049-50 | 2050-51
SWBD risks
|  | Energy at Risk ($) | 191723.1159 | 195217.6139 | 203472.6574 | 210009.1442 | 211701.6155 | 215170.4217 | 223239.4923 | 231435.6427 | 234086.1048 | 234086.1048 | 234086.1048 | 234086.1048 | 234086.1048 | 234086.1048 | 234086.1048 | 234086.1048 | 234086.1048 | 234086.1048 | 234086.1048 | 234086.1048 | 234086.1048 | 234086.1048 | 234086.1048 | 234086.1048 | 234086.1048
|  | Safety Risk | 452.5695 | 452.5695 | 452.5695 | 452.5695 | 452.5695 | 452.5695 | 452.5695 | 452.5695 | 452.5695 | 452.5695 | 452.5695 | 452.5695 | 452.5695 | 452.5695 | 452.5695 | 452.5695 | 452.5695 | 452.5695 | 452.5695 | 452.5695 | 452.5695 | 452.5695 | 452.5695 | 452.5695 | 452.5695
|  | Unplanned Replacement Risk | 33577.3388 | 33577.3388 | 33577.3388 | 33577.3388 | 33577.3388 | 33577.3388 | 33577.3388 | 33577.3388 | 33577.3388 | 33577.3388 | 33577.3388 | 33577.3388 | 33577.3388 | 33577.3388 | 33577.3388 | 33577.3388 | 33577.3388 | 33577.3388 | 33577.3388 | 33577.3388 | 33577.3388 | 33577.3388 | 33577.3388 | 33577.3388 | 33577.3388
|  | Unplanned Fault Risk | 431.8 | 431.8 | 431.8 | 431.8 | 431.8 | 431.8 | 431.8 | 431.8 | 431.8 | 431.8 | 431.8 | 431.8 | 431.8 | 431.8 | 431.8 | 431.8 | 431.8 | 431.8 | 431.8 | 431.8 | 431.8 | 431.8 | 431.8 | 431.8 | 431.8
|  | Total SWBD risks | 226184.8242 | 229679.3222 | 237934.3656 | 244470.8525 | 246163.3238 | 249632.13 | 257701.2006 | 265897.3509 | 268547.8131 | 268547.8131 | 268547.8131 | 268547.8131 | 268547.8131 | 268547.8131 | 268547.8131 | 268547.8131 | 268547.8131 | 268547.8131 | 268547.8131 | 268547.8131 | 268547.8131 | 268547.8131 | 268547.8131 | 268547.8131 | 268547.8131
Relay risks
|  | Environment risk ($) | 142.0479 | 162.0569 | 186.6049 | 217.2221 | 255.2888 | 303.0496 | 363.4927 | 440.6524 | 539.8596 | 668.2413 | 835.8078 | 1055.4626 | 1344.4935 | 1726.458 | 2233.1574 | 2907.5641 | 3807.7996 | 5012.5395 | 6036.4745 | 7361.2575 | 7619.4435 | 7698.0703 | 7791.9557 | 7905.713 | 8045.7168
|  | Energy at Risk ($) | 13694.1706 | 15260.4673 | 17113.3539 | 19328.0608 | 22003.4374 | 25269.8964 | 29300.1032 | 34347.7025 | 40716.4654 | 48802.9521 | 59155.2557 | 72507.3503 | 89843.5682 | 112485.6597 | 142210.3814 | 181408.3644 | 233298.8108 | 302219.7006 | 309302.7454 | 314977.0188 | 320518.124 | 326615.7584 | 333465.5893 | 341191.3834 | 349943.7209
|  | Safety Risk | 1351.0384 | 1528.6558 | 1743.812 | 2008.5486 | 2334.1863 | 2738.6359 | 3245.689 | 3887.712 | 4706.9887 | 5759.8678 | 7125.2956 | 8905.3727 | 11236.8345 | 14305.65 | 18362.6719 | 23746.6355 | 30915.3821 | 40488.272 | 47919.5213 | 57472.186 | 59464.0544 | 60198.2516 | 61060.4705 | 62086.1285 | 63323.6164
|  | Unplanned Replacement Risk | 25860.5531 | 28307.8524 | 31049.0546 | 34135.5798 | 37627.083 | 41601.1499 | 46156.0849 | 51422.6906 | 57562.3875 | 64782.602 | 73360.5287 | 83656.1338 | 96143.4042 | 111451.5836 | 130416.8368 | 154153.7468 | 184151.9648 | 222406.9311 | 240369.4162 | 260800.2245 | 274761.6623 | 288683.0936 | 304068.5528 | 321097.4278 | 339979.2866
|  | Total relay risks | 41047.8101 | 45259.0323 | 50092.8253 | 55689.4113 | 62219.9955 | 69912.7318 | 79065.3697 | 90098.7575 | 103525.7011 | 120013.6631 | 140476.8879 | 166124.3193 | 198568.3004 | 239969.3514 | 293223.0475 | 362216.3108 | 452173.9574 | 570127.4433 | 603628.1574 | 640610.6869 | 662363.2841 | 683195.1738 | 706386.5684 | 732280.6527 | 761292.3406
Total SWBD and relay risk
|  | Energy at Risk ($) | 205417.2865 | 210478.0812 | 220586.0112 | 229337.205 | 233705.0529 | 240440.3181 | 252539.5955 | 265783.3451 | 274802.5702 | 282889.0569 | 293241.3605 | 306593.4551 | 323929.673 | 346571.7645 | 376296.4862 | 415494.4692 | 467384.9156 | 536305.8054 | 543388.8502 | 549063.1236 | 554604.2288 | 560701.8632 | 567551.6941 | 575277.4882 | 584029.8257
|  | Safety risk | 1803.6079 | 1981.2252 | 2196.3814 | 2461.118 | 2786.7558 | 3191.2053 | 3698.2584 | 4340.2815 | 5159.5582 | 6212.4372 | 7577.8651 | 9357.9421 | 11689.404 | 14758.2194 | 18815.2414 | 24199.2049 | 31367.9516 | 40940.8414 | 48372.0908 | 57924.7555 | 59916.6238 | 60650.8211 | 61513.0399 | 62538.698 | 63776.1859
|  | Unplanned replacement | 59437.892 | 61885.1912 | 64626.3934 | 67712.9186 | 71204.4218 | 75178.4887 | 79733.4237 | 85000.0294 | 91139.7263 | 98359.9408 | 106937.8676 | 117233.4726 | 129720.7431 | 145028.9224 | 163994.1756 | 187731.0856 | 217729.3036 | 255984.27 | 273946.755 | 294377.5634 | 308339.0011 | 322260.4324 | 337645.8916 | 354674.7666 | 373556.6254
|  | Unplanned fault | 431.8 | 431.8 | 431.8 | 431.8 | 431.8 | 431.8 | 431.8 | 431.8 | 431.8 | 431.8 | 431.8 | 431.8 | 431.8 | 431.8 | 431.8 | 431.8 | 431.8 | 431.8 | 431.8 | 431.8 | 431.8 | 431.8 | 431.8 | 431.8 | 431.8
|  | Environmental risk | 142.0479 | 162.0569 | 186.6049 | 217.2221 | 255.2888 | 303.0496 | 363.4927 | 440.6524 | 539.8596 | 668.2413 | 835.8078 | 1055.4626 | 1344.4935 | 1726.458 | 2233.1574 | 2907.5641 | 3807.7996 | 5012.5395 | 6036.4745 | 7361.2575 | 7619.4435 | 7698.0703 | 7791.9557 | 7905.713 | 8045.7168
|  | Total SWBD and relay risks | 267232.6342 | 274938.3545 | 288027.191 | 300160.2638 | 308383.3193 | 319544.8618 | 336766.5704 | 355996.1085 | 372073.5142 | 388561.4762 | 409024.701 | 434672.1324 | 467116.1135 | 508517.1644 | 561770.8606 | 630764.1238 | 720721.7704 | 838675.2563 | 872175.9705 | 909158.5 | 930911.0972 | 951742.9869 | 974934.3814 | 1000828.4658 | 1029840.1537
Option 2 - Combined replacement of SWBD (i.e. all three buses) and relays completed in 2028-29
|  |  | 2026-27 | 2027-28 | 2028-29 | 2029-30 | 2030-31 | 2031-32 | 2032-33 | 2033-34 | 2034-35 | 2035-36 | 2036-37 | 2037-38 | 2038-39 | 2039-40 | 2040-41 | 2041-42 | 2042-43 | 2043-44 | 2044-45 | 2045-46 | 2046-47 | 2047-48 | 2048-49 | 2049-50 | 2050-51
SWBD risks
|  | Energy at Risk ($) | 191723.1159 | 195217.6139 | 203472.6574 | 12216.7184 | 12315.066 | 12516.6393 | 12985.5584 | 13461.873 | 13615.8938 | 13615.8938 | 13615.8938 | 13615.8938 | 13615.8938 | 13615.8938 | 13615.8938 | 13615.8938 | 13615.8938 | 13615.8938 | 13615.8938 | 13615.8938 | 13615.8938 | 13615.8938 | 13615.8938 | 13615.8938 | 13615.8938
|  | Safety Risk | 452.5695 | 452.5695 | 452.5695 | 35.4956 | 35.4956 | 35.4956 | 35.4956 | 35.4956 | 35.4956 | 35.4956 | 35.4956 | 35.4956 | 35.4956 | 35.4956 | 35.4956 | 35.4956 | 35.4956 | 35.4956 | 35.4956 | 35.4956 | 35.4956 | 35.4956 | 35.4956 | 35.4956 | 35.4956
|  | Unplanned Replacement Risk | 33577.3388 | 33577.3388 | 33577.3388 | 1975.1376 | 1975.1376 | 1975.1376 | 1975.1376 | 1975.1376 | 1975.1376 | 1975.1376 | 1975.1376 | 1975.1376 | 1975.1376 | 1975.1376 | 1975.1376 | 1975.1376 | 1975.1376 | 1975.1376 | 1975.1376 | 1975.1376 | 1975.1376 | 1975.1376 | 1975.1376 | 1975.1376 | 1975.1376
|  | Unplanned Fault Risk | 431.8 | 431.8 | 431.8 | 50.8 | 50.8 | 50.8 | 50.8 | 50.8 | 50.8 | 50.8 | 50.8 | 50.8 | 50.8 | 50.8 | 50.8 | 50.8 | 50.8 | 50.8 | 50.8 | 50.8 | 50.8 | 50.8 | 50.8 | 50.8 | 50.8
|  | Total SWBD risks | 226184.8242 | 229679.3222 | 237934.3656 | 14278.1516 | 14376.4993 | 14578.0725 | 15046.9916 | 15523.3062 | 15677.327 | 15677.327 | 15677.327 | 15677.327 | 15677.327 | 15677.327 | 15677.327 | 15677.327 | 15677.327 | 15677.327 | 15677.327 | 15677.327 | 15677.327 | 15677.327 | 15677.327 | 15677.327 | 15677.327
Relay risks
|  | Environment risk ($) | 142.0479 | 162.0569 | 186.6049 | 122.8377 | 130.2434 | 138.676 | 148.5182 | 160.3241 | 174.173 | 190.5721 | 210.1854 | 233.8864 | 262.8298 | 298.548 | 343.0826 | 399.1615 | 470.4399 | 561.8266 | 679.9269 | 833.6446 | 1044.7723 | 1329.3478 | 1458.044 | 1617.8796 | 1759.8817
|  | Energy at Risk ($) | 13694.1706 | 15260.4673 | 17113.3539 | 1494.2314 | 1626.6824 | 1771.8924 | 1931.1368 | 2105.8217 | 2297.498 | 2507.8768 | 2738.846 | 2992.4896 | 3271.1087 | 3577.2448 | 3913.7064 | 4283.5983 | 4690.3548 | 5137.7768 | 5630.0743 | 6171.9143 | 6773.4322 | 7440.2761 | 8173.8297 | 8985.0435 | 9883.5425
|  | Safety Risk | 1351.0384 | 1528.6558 | 1743.812 | 1031.6023 | 1098.5484 | 1174.1672 | 1261.3137 | 1364.0715 | 1483.1708 | 1622.3978 | 1786.6682 | 1982.4059 | 2218.0527 | 2504.7581 | 2857.3114 | 3295.4049 | 3845.3443 | 4542.3695 | 5433.8021 | 6583.3197 | 8146.1643 | 10236.7449 | 11228.3042 | 12448.7491 | 13551.4795
|  | Unplanned Replacement Risk | 25860.5531 | 28307.8524 | 31049.0546 | 15858.5011 | 17268.4918 | 18818.3839 | 20524.7167 | 22406.8459 | 24482.7485 | 26775.5271 | 29311.9055 | 32123.0422 | 35245.5822 | 38723.0282 | 42607.5381 | 46962.2944 | 51864.6424 | 57410.2641 | 63718.7476 | 70941.0415 | 79338.1009 | 89155.5907 | 97421.4017 | 106604.449 | 116483.9245
|  | Total relay risks | 41047.8101 | 45259.0323 | 50092.8253 | 18507.1725 | 20123.966 | 21903.1194 | 23865.6854 | 26037.0632 | 28437.5904 | 31096.3737 | 34047.6051 | 37331.8241 | 40997.5734 | 45103.5791 | 49721.6385 | 54940.459 | 60870.7814 | 67652.237 | 75462.5509 | 84529.9201 | 95302.4697 | 108161.9594 | 118281.5795 | 129656.1212 | 141678.8282
Total SWBD and relay risk
|  | Energy at Risk ($) | 205417.2865 | 210478.0812 | 220586.0112 | 13710.9498 | 13941.7484 | 14288.5317 | 14916.6952 | 15567.6946 | 15913.3918 | 16123.7706 | 16354.7398 | 16608.3834 | 16887.0025 | 17193.1386 | 17529.6002 | 17899.4921 | 18306.2486 | 18753.6706 | 19245.9681 | 19787.8081 | 20389.326 | 21056.1699 | 21789.7235 | 22600.9373 | 23499.4363
|  | Safety risk | 1803.6079 | 1981.2252 | 2196.3814 | 1067.098 | 1134.044 | 1209.6628 | 1296.8093 | 1399.5671 | 1518.6665 | 1657.8934 | 1822.1638 | 2017.9015 | 2253.5483 | 2540.2537 | 2892.807 | 3330.9005 | 3880.84 | 4577.8652 | 5469.2977 | 6618.8153 | 8181.6599 | 10272.2405 | 11263.7998 | 12484.2447 | 13586.9751
|  | Unplanned replacement | 59437.892 | 61885.1912 | 64626.3934 | 17833.6387 | 19243.6294 | 20793.5215 | 22499.8543 | 24381.9835 | 26457.8861 | 28750.6647 | 31287.0431 | 34098.1798 | 37220.7198 | 40698.1658 | 44582.6757 | 48937.4319 | 53839.78 | 59385.4017 | 65693.8851 | 72916.1791 | 81313.2385 | 91130.7283 | 99396.5392 | 108579.5866 | 118459.0621
|  | Unplanned fault | 431.8 | 431.8 | 431.8 | 50.8 | 50.8 | 50.8 | 50.8 | 50.8 | 50.8 | 50.8 | 50.8 | 50.8 | 50.8 | 50.8 | 50.8 | 50.8 | 50.8 | 50.8 | 50.8 | 50.8 | 50.8 | 50.8 | 50.8 | 50.8 | 50.8
|  | Environmental risk | 142.0479 | 162.0569 | 186.6049 | 122.8377 | 130.2434 | 138.676 | 148.5182 | 160.3241 | 174.173 | 190.5721 | 210.1854 | 233.8864 | 262.8298 | 298.548 | 343.0826 | 399.1615 | 470.4399 | 561.8266 | 679.9269 | 833.6446 | 1044.7723 | 1329.3478 | 1458.044 | 1617.8796 | 1759.8817
|  | Total SWBD and relay risks | 267232.6342 | 274938.3545 | 288027.191 | 32785.3242 | 34500.4652 | 36481.1919 | 38912.677 | 41560.3694 | 44114.9174 | 46773.7008 | 49724.9321 | 53009.1512 | 56674.9004 | 60780.9061 | 65398.9655 | 70617.7861 | 76548.1085 | 83329.5641 | 91139.8779 | 100207.2471 | 110979.7967 | 123839.2865 | 133958.9066 | 145333.4483 | 157356.1552
Option 3 - Relay replacement completed in 2028-29 and SWBD replacement completed in 2033-34
|  |  | 2026-27 | 2027-28 | 2028-29 | 2029-30 | 2030-31 | 2031-32 | 2032-33 | 2033-34 | 2034-35 | 2035-36 | 2036-37 | 2037-38 | 2038-39 | 2039-40 | 2040-41 | 2041-42 | 2042-43 | 2043-44 | 2044-45 | 2045-46 | 2046-47 | 2047-48 | 2048-49 | 2049-50 | 2050-51
SWBD risks
|  | Energy at Risk ($, Weighted) | 191723.1159 | 195217.6139 | 203472.6574 | 210009.1442 | 211701.6155 | 215170.4217 | 223239.4923 | 231435.6427 | 13615.8938 | 13615.8938 | 13615.8938 | 13615.8938 | 13615.8938 | 13615.8938 | 13615.8938 | 13615.8938 | 13615.8938 | 13615.8938 | 13615.8938 | 13615.8938 | 13615.8938 | 13615.8938 | 13615.8938 | 13615.8938 | 13615.8938
|  | Safety Risk | 452.5695 | 452.5695 | 452.5695 | 452.5695 | 452.5695 | 452.5695 | 452.5695 | 452.5695 | 35.4956 | 35.4956 | 35.4956 | 35.4956 | 35.4956 | 35.4956 | 35.4956 | 35.4956 | 35.4956 | 35.4956 | 35.4956 | 35.4956 | 35.4956 | 35.4956 | 35.4956 | 35.4956 | 35.4956
|  | Unplanned Replacement Risk | 33577.3388 | 33577.3388 | 33577.3388 | 33577.3388 | 33577.3388 | 33577.3388 | 33577.3388 | 33577.3388 | 1975.1376 | 1975.1376 | 1975.1376 | 1975.1376 | 1975.1376 | 1975.1376 | 1975.1376 | 1975.1376 | 1975.1376 | 1975.1376 | 1975.1376 | 1975.1376 | 1975.1376 | 1975.1376 | 1975.1376 | 1975.1376 | 1975.1376
|  | Unplanned Fault Risk | 431.8 | 431.8 | 431.8 | 431.8 | 431.8 | 431.8 | 431.8 | 431.8 | 50.8 | 50.8 | 50.8 | 50.8 | 50.8 | 50.8 | 50.8 | 50.8 | 50.8 | 50.8 | 50.8 | 50.8 | 50.8 | 50.8 | 50.8 | 50.8 | 50.8
|  | Total SWBD risks | 226184.8242 | 229679.3222 | 237934.3656 | 244470.8525 | 246163.3238 | 249632.13 | 257701.2006 | 265897.3509 | 15677.327 | 15677.327 | 15677.327 | 15677.327 | 15677.327 | 15677.327 | 15677.327 | 15677.327 | 15677.327 | 15677.327 | 15677.327 | 15677.327 | 15677.327 | 15677.327 | 15677.327 | 15677.327 | 15677.327
Relay risks
|  | Environment risk ($) | 142.0479 | 162.0569 | 186.6049 | 122.8377 | 130.2434 | 138.676 | 148.5182 | 160.3241 | 174.173 | 190.5721 | 210.1854 | 233.8864 | 262.8298 | 298.548 | 343.0826 | 399.1615 | 470.4399 | 561.8266 | 679.9269 | 833.6446 | 1044.7723 | 1329.3478 | 1458.044 | 1617.8796 | 1759.8817
|  | Energy at Risk ($) | 13694.1706 | 15260.4673 | 17113.3539 | 1494.2314 | 1626.6824 | 1771.8924 | 1931.1368 | 2105.8217 | 2297.498 | 2507.8768 | 2738.846 | 2992.4896 | 3271.1087 | 3577.2448 | 3913.7064 | 4283.5983 | 4690.3548 | 5137.7768 | 5630.0743 | 6171.9143 | 6773.4322 | 7440.2761 | 8173.8297 | 8985.0435 | 9883.5425
|  | Safety Risk | 1351.0384 | 1528.6558 | 1743.812 | 1031.6023 | 1098.5484 | 1174.1672 | 1261.3137 | 1364.0715 | 1483.1708 | 1622.3978 | 1786.6682 | 1982.4059 | 2218.0527 | 2504.7581 | 2857.3114 | 3295.4049 | 3845.3443 | 4542.3695 | 5433.8021 | 6583.3197 | 8146.1643 | 10236.7449 | 11228.3042 | 12448.7491 | 13551.4795
|  | Unplanned Replacement Risk | 25860.5531 | 28307.8524 | 31049.0546 | 15858.5011 | 17268.4918 | 18818.3839 | 20524.7167 | 22406.8459 | 24482.7485 | 26775.5271 | 29311.9055 | 32123.0422 | 35245.5822 | 38723.0282 | 42607.5381 | 46962.2944 | 51864.6424 | 57410.2641 | 63718.7476 | 70941.0415 | 79338.1009 | 89155.5907 | 97421.4017 | 106604.449 | 116483.9245
|  | Total relay risks | 41047.8101 | 45259.0323 | 50092.8253 | 18507.1725 | 20123.966 | 21903.1194 | 23865.6854 | 26037.0632 | 28437.5904 | 31096.3737 | 34047.6051 | 37331.8241 | 40997.5734 | 45103.5791 | 49721.6385 | 54940.459 | 60870.7814 | 67652.237 | 75462.5509 | 84529.9201 | 95302.4697 | 108161.9594 | 118281.5795 | 129656.1212 | 141678.8282
Total SWBD and relay risk
|  | Energy at Risk ($) | 205417.2865 | 210478.0812 | 220586.0112 | 211503.3756 | 213328.2979 | 216942.3141 | 225170.6291 | 233541.4643 | 15913.3918 | 16123.7706 | 16354.7398 | 16608.3834 | 16887.0025 | 17193.1386 | 17529.6002 | 17899.4921 | 18306.2486 | 18753.6706 | 19245.9681 | 19787.8081 | 20389.326 | 21056.1699 | 21789.7235 | 22600.9373 | 23499.4363
|  | Safety risk | 1803.6079 | 1981.2252 | 2196.3814 | 1484.1718 | 1551.1178 | 1626.7366 | 1713.8832 | 1816.6409 | 1518.6665 | 1657.8934 | 1822.1638 | 2017.9015 | 2253.5483 | 2540.2537 | 2892.807 | 3330.9005 | 3880.84 | 4577.8652 | 5469.2977 | 6618.8153 | 8181.6599 | 10272.2405 | 11263.7998 | 12484.2447 | 13586.9751
|  | Unplanned replacement | 59437.892 | 61885.1912 | 64626.3934 | 49435.8399 | 50845.8306 | 52395.7227 | 54102.0555 | 55984.1847 | 26457.8861 | 28750.6647 | 31287.0431 | 34098.1798 | 37220.7198 | 40698.1658 | 44582.6757 | 48937.4319 | 53839.78 | 59385.4017 | 65693.8851 | 72916.1791 | 81313.2385 | 91130.7283 | 99396.5392 | 108579.5866 | 118459.0621
|  | Unplanned fault | 431.8 | 431.8 | 431.8 | 431.8 | 431.8 | 431.8 | 431.8 | 431.8 | 50.8 | 50.8 | 50.8 | 50.8 | 50.8 | 50.8 | 50.8 | 50.8 | 50.8 | 50.8 | 50.8 | 50.8 | 50.8 | 50.8 | 50.8 | 50.8 | 50.8
|  | Environmental risk | 142.0479 | 162.0569 | 186.6049 | 122.8377 | 130.2434 | 138.676 | 148.5182 | 160.3241 | 174.173 | 190.5721 | 210.1854 | 233.8864 | 262.8298 | 298.548 | 343.0826 | 399.1615 | 470.4399 | 561.8266 | 679.9269 | 833.6446 | 1044.7723 | 1329.3478 | 1458.044 | 1617.8796 | 1759.8817
|  | Total SWBD and relay risks | 267232.6342 | 274938.3545 | 288027.191 | 262978.025 | 266287.2898 | 271535.2494 | 281566.886 | 291934.4141 | 44114.9174 | 46773.7008 | 49724.9321 | 53009.1512 | 56674.9004 | 60780.9061 | 65398.9655 | 70617.7861 | 76548.1085 | 83329.5641 | 91139.8779 | 100207.2471 | 110979.7967 | 123839.2865 | 133958.9066 | 145333.4483 | 157356.1552

## SWBD risks
CitiPower
RD switchboard and relay replacement
Input Data - Station Configuration | RD | Constants |  |  | POF METHOD | FIXED | Modifier (x) | Comment
Substation: | RD | Major Failure CoC |  |  | PoF (#1) | 0.425% | 200%
Asset Type | Indoor CB | Minor Failure CoC |  |  | PoF (#2) | 0.425% | 200%
VCR | 34.344 | Major Failure CoC - used | 3950275.1553 |  | PoF (#3) | 100% | 100%
Load Profile (PoE) | 50% | Minor Failure CoC - used | 101600 |  | PoF (#4) | 0% | 100%
Scenario #1: RD - Indoor CB | Setting | Unit Price | Model Output | 2025 | 2026 | 2027 | 2028 | 2029 | 2030 | 2031 | 2032 | 2033 | 2034 | 2035 | 2036 | 2037 | 2038 | 2039 | 2040 | 2041 | 2042 | 2043 | 2044 | 2045 | 2046 | 2047 | 2048 | 2049 | 2050 | 2051 | 2052 | 2053 | 2054 | 2055 | 2056
Spare Available | 0% | 0 | Energy | 5003.3947 | 5069.6316 | 5135.234 | 5348.747 | 5554.3011 | 5584.7666 | 5674.2597 | 5909.3276 | 6086.5009 | 6203.3987 | 6203.3987 | 6203.3987 | 6203.3987 | 6203.3987 | 6203.3987 | 6203.3987 | 6203.3987 | 6203.3987 | 6203.3987 | 6203.3987 | 6203.3987 | 6203.3987 | 6203.3987 | 6203.3987 | 6203.3987 | 6203.3987 | 6203.3987 | 6203.3987 | 6203.3987 | 6203.3987 | 6203.3987 | 6203.3987
Online Monitoring | 100% | 50000 | Energy | 6737.8719 | 6778.9732 | 6965.0672 | 7268.0819 | 7422.8689 | 7516.0493 | 7643.9048 | 7878.5746 | 8260.6658 | 8245.1508 | 8245.1508 | 8245.1508 | 8245.1508 | 8245.1508 | 8245.1508 | 8245.1508 | 8245.1508 | 8245.1508 | 8245.1508 | 8245.1508 | 8245.1508 | 8245.1508 | 8245.1508 | 8245.1508 | 8245.1508 | 8245.1508 | 8245.1508 | 8245.1508 | 8245.1508 | 8245.1508 | 8245.1508 | 8245.1508
Physical Separation | 0% | 300000 | Energy | 5003.3947 | 5069.6316 | 5135.234 | 5348.747 | 5554.3011 | 5584.7666 | 5674.2597 | 5909.3276 | 6086.5009 | 6203.3987 | 6203.3987 | 6203.3987 | 6203.3987 | 6203.3987 | 6203.3987 | 6203.3987 | 6203.3987 | 6203.3987 | 6203.3987 | 6203.3987 | 6203.3987 | 6203.3987 | 6203.3987 | 6203.3987 | 6203.3987 | 6203.3987 | 6203.3987 | 6203.3987 | 6203.3987 | 6203.3987 | 6203.3987 | 6203.3987
More Frequent Maintenance | 0% | 4000 | Pr (Terminal Failure) | 0.85% | 0.85% | 0.85% | 0.85% | 0.85% | 0.85% | 0.85% | 0.85% | 0.85% | 0.85% | 0.85% | 0.85% | 0.85% | 0.85% | 0.85% | 0.85% | 0.85% | 0.85% | 0.85% | 0.85% | 0.85% | 0.85% | 0.85% | 0.85% | 0.85% | 0.85% | 0.85% | 0.85% | 0.85% | 0.85% | 0.85% | 0.85%
Staggered Maintenance | 0% | 650 | Pr (Repairable Failure) | 0.425% | 0.425% | 0.425% | 0.425% | 0.425% | 0.425% | 0.425% | 0.425% | 0.425% | 0.425% | 0.425% | 0.425% | 0.425% | 0.425% | 0.425% | 0.425% | 0.425% | 0.425% | 0.425% | 0.425% | 0.425% | 0.425% | 0.425% | 0.425% | 0.425% | 0.425% | 0.425% | 0.425% | 0.425% | 0.425% | 0.425% | 0.425%
Bunded | 0 | 300000
Refurbish Assets | 0 | 500000 | Energy at Risk ($, Weighted) | 189707.2527 | 191723.1159 | 195217.6139 | 203472.6574 | 210009.1442 | 211701.6155 | 215170.4217 | 223239.4923 | 231435.6427 | 234086.1048 | 234086.1048 | 234086.1048 | 234086.1048 | 234086.1048 | 234086.1048 | 234086.1048 | 234086.1048 | 234086.1048 | 234086.1048 | 234086.1048 | 234086.1048 | 234086.1048 | 234086.1048 | 234086.1048 | 234086.1048 | 234086.1048 | 234086.1048 | 234086.1048 | 234086.1048 | 234086.1048 | 234086.1048 | 234086.1048
Replace 1 Asset | 0% | 3291895.9628 | Safety Risk | 452.5695 | 452.5695 | 452.5695 | 452.5695 | 452.5695 | 452.5695 | 452.5695 | 452.5695 | 452.5695 | 452.5695 | 452.5695 | 452.5695 | 452.5695 | 452.5695 | 452.5695 | 452.5695 | 452.5695 | 452.5695 | 452.5695 | 452.5695 | 452.5695 | 452.5695 | 452.5695 | 452.5695 | 452.5695 | 452.5695 | 452.5695 | 452.5695 | 452.5695 | 452.5695 | 452.5695 | 452.5695
Replace 2 Assets | 0% | 6583791.9255 | Unplanned Replacement Risk | 33577.3388 | 33577.3388 | 33577.3388 | 33577.3388 | 33577.3388 | 33577.3388 | 33577.3388 | 33577.3388 | 33577.3388 | 33577.3388 | 33577.3388 | 33577.3388 | 33577.3388 | 33577.3388 | 33577.3388 | 33577.3388 | 33577.3388 | 33577.3388 | 33577.3388 | 33577.3388 | 33577.3388 | 33577.3388 | 33577.3388 | 33577.3388 | 33577.3388 | 33577.3388 | 33577.3388 | 33577.3388 | 33577.3388 | 33577.3388 | 33577.3388 | 33577.3388
Replace 3 Assets | 0% | 0 | Unplanned Fault Risk | 431.8 | 431.8 | 431.8 | 431.8 | 431.8 | 431.8 | 431.8 | 431.8 | 431.8 | 431.8 | 431.8 | 431.8 | 431.8 | 431.8 | 431.8 | 431.8 | 431.8 | 431.8 | 431.8 | 431.8 | 431.8 | 431.8 | 431.8 | 431.8 | 431.8 | 431.8 | 431.8 | 431.8 | 431.8 | 431.8 | 431.8 | 431.8
Addiitonal Asset | 0% | N/A | Unplanned Enviromental Risk | 0 | 0 | 0 | 0 | 0 | 0 | 0 | 0 | 0 | 0 | 0 | 0 | 0 | 0 | 0 | 0 | 0 | 0 | 0 | 0 | 0 | 0 | 0 | 0 | 0 | 0 | 0 | 0 | 0 | 0 | 0 | 0
Load Transfers | 100% | 0 | Unplanned Fire Risk | 0 | 0 | 0 | 0 | 0 | 0 | 0 | 0 | 0 | 0 | 0 | 0 | 0 | 0 | 0 | 0 | 0 | 0 | 0 | 0 | 0 | 0 | 0 | 0 | 0 | 0 | 0 | 0 | 0 | 0 | 0 | 0
Non-Network MW | 0 | 0 | Other | 0 | 0 | 0 | 0 | 0 | 0 | 0 | 0 | 0 | 0 | 0 | 0 | 0 | 0 | 0 | 0 | 0 | 0 | 0 | 0 | 0 | 0 | 0 | 0 | 0 | 0 | 0 | 0 | 0 | 0 | 0 | 0
|  | 0 | Option Capital Cost | 51750 | 51750 | 51750 | 51750 | 51750 | 51750 | 51750 | 51750 | 51750 | 51750 | 51750 | 51750 | 51750 | 51750 | 51750 | 51750 | 51750 | 51750 | 51750 | 51750 | 51750 | 51750 | 51750 | 51750 | 51750 | 51750 | 51750 | 51750 | 51750 | 51750 | 51750 | 51750
|  |  | Total Life Cycle Cost | 275918.961 | 277934.8242 | 281429.3222 | 289684.3656 | 296220.8525 | 297913.3238 | 301382.13 | 309451.2006 | 317647.3509 | 320297.8131 | 320297.8131 | 320297.8131 | 320297.8131 | 320297.8131 | 320297.8131 | 320297.8131 | 320297.8131 | 320297.8131 | 320297.8131 | 320297.8131 | 320297.8131 | 320297.8131 | 320297.8131 | 320297.8131 | 320297.8131 | 320297.8131 | 320297.8131 | 320297.8131 | 320297.8131 | 320297.8131 | 320297.8131 | 320297.8131
Input Data - Station Configuration |  | Constants |  | PoF (#4) 2026: POF METHOD; 0% 2027: FIXED; 100% 2028: Modifier (x); 100% 2029: Comment
Substation: | RD | Major Failure CoC |  | PoF (#4) 2026: PoF (#1); 0% 2027: 0.25%; 100% 2028: 100%
Asset Type | Indoor CB | Minor Failure CoC |  | PoF (#4) 2026: PoF (#2); 0% 2027: 0.25%; 100% 2028: 100%
VCR | 34.344 | Major Failure CoC - used | 3950275.1553 | PoF (#4) 2026: PoF (#3); 0% 2027: 100%; 100% 2028: 100%
Load Profile (PoE) | 50% | Minor Failure CoC - used | 101600 | PoF (#4) 2026: PoF (#4); 0% 2027: 0%; 100% 2028: 100%
Scenario #2: RD - Indoor CB | Setting | Unit Price | Model Output | 2025 | 2026 | 2027 | 2028 | 2029 | 2030 | 2031 | 2032 | 2033 | 2034 | 2035 | 2036 | 2037 | 2038 | 2039 | 2040 | 2041 | 2042 | 2043 | 2044 | 2045 | 2046 | 2047 | 2048 | 2049 | 2050 | 2051 | 2052 | 2053 | 2054 | 2055 | 2056
Spare Available | 0% | 0 | Energy | 2929.2832 | 2968.0402 | 3006.426 | 3131.3581 | 323.157 | 324.9274 | 330.128 | 343.7882 | 354.0841 | 360.8771 | 360.8771 | 360.8771 | 360.8771 | 360.8771 | 360.8771 | 360.8771 | 360.8771 | 360.8771 | 360.8771 | 360.8771 | 360.8771 | 360.8771 | 360.8771 | 360.8771 | 360.8771 | 360.8771 | 360.8771 | 360.8771 | 360.8771 | 360.8771 | 360.8771 | 360.8771
Online Monitoring | 0% | 0 | Energy | 3943.928 | 3967.9765 | 4076.8612 | 4254.1637 | 431.6877 | 437.1022 | 444.5316 | 458.1697 | 480.3759 | 479.4743 | 479.4743 | 479.4743 | 479.4743 | 479.4743 | 479.4743 | 479.4743 | 479.4743 | 479.4743 | 479.4743 | 479.4743 | 479.4743 | 479.4743 | 479.4743 | 479.4743 | 479.4743 | 479.4743 | 479.4743 | 479.4743 | 479.4743 | 479.4743 | 479.4743 | 479.4743
Physical Separation | 0% | 300000 | Energy | 2929.2832 | 2968.0402 | 3006.426 | 3131.3581 | 323.157 | 324.9274 | 330.128 | 343.7882 | 354.0841 | 360.8771 | 360.8771 | 360.8771 | 360.8771 | 360.8771 | 360.8771 | 360.8771 | 360.8771 | 360.8771 | 360.8771 | 360.8771 | 360.8771 | 360.8771 | 360.8771 | 360.8771 | 360.8771 | 360.8771 | 360.8771 | 360.8771 | 360.8771 | 360.8771 | 360.8771 | 360.8771
More Frequent Maintenance | 0% | 4000 | Pr (Terminal Failure) | 0.5% | 0.5% | 0.5% | 0.5% | 0.05% | 0.05% | 0.05% | 0.05% | 0.05% | 0.05% | 0.05% | 0.05% | 0.05% | 0.05% | 0.05% | 0.05% | 0.05% | 0.05% | 0.05% | 0.05% | 0.05% | 0.05% | 0.05% | 0.05% | 0.05% | 0.05% | 0.05% | 0.05% | 0.05% | 0.05% | 0.05% | 0.05%
Staggered Maintenance | 0% | 650 | Pr (Repairable Failure) | 0.5% | 0.5% | 0.5% | 0.5% | 0.05% | 0.05% | 0.05% | 0.05% | 0.05% | 0.05% | 0.05% | 0.05% | 0.05% | 0.05% | 0.05% | 0.05% | 0.05% | 0.05% | 0.05% | 0.05% | 0.05% | 0.05% | 0.05% | 0.05% | 0.05% | 0.05% | 0.05% | 0.05% | 0.05% | 0.05% | 0.05% | 0.05%
Bunded | 0 | 300000
Refurbish Assets | 0 | 500000 | Energy at Risk ($, Weighted) | 111057.3911 | 112236.9165 | 114281.6026 | 119111.8516 | 12216.7184 | 12315.066 | 12516.6393 | 12985.5584 | 13461.873 | 13615.8938 | 13615.8938 | 13615.8938 | 13615.8938 | 13615.8938 | 13615.8938 | 13615.8938 | 13615.8938 | 13615.8938 | 13615.8938 | 13615.8938 | 13615.8938 | 13615.8938 | 13615.8938 | 13615.8938 | 13615.8938 | 13615.8938 | 13615.8938 | 13615.8938 | 13615.8938 | 13615.8938 | 13615.8938 | 13615.8938
Replace 1 Asset | 0% | 3291895.9628 | Safety Risk | 354.9564 | 354.9564 | 354.9564 | 354.9564 | 35.4956 | 35.4956 | 35.4956 | 35.4956 | 35.4956 | 35.4956 | 35.4956 | 35.4956 | 35.4956 | 35.4956 | 35.4956 | 35.4956 | 35.4956 | 35.4956 | 35.4956 | 35.4956 | 35.4956 | 35.4956 | 35.4956 | 35.4956 | 35.4956 | 35.4956 | 35.4956 | 35.4956 | 35.4956 | 35.4956 | 35.4956 | 35.4956
Replace 2 Assets | 100% | 6583791.9255 | Unplanned Replacement Risk | 19751.3758 | 19751.3758 | 19751.3758 | 19751.3758 | 1975.1376 | 1975.1376 | 1975.1376 | 1975.1376 | 1975.1376 | 1975.1376 | 1975.1376 | 1975.1376 | 1975.1376 | 1975.1376 | 1975.1376 | 1975.1376 | 1975.1376 | 1975.1376 | 1975.1376 | 1975.1376 | 1975.1376 | 1975.1376 | 1975.1376 | 1975.1376 | 1975.1376 | 1975.1376 | 1975.1376 | 1975.1376 | 1975.1376 | 1975.1376 | 1975.1376 | 1975.1376
Replace 3 Assets | 0% | 0 | Unplanned Fault Risk | 508 | 508 | 508 | 508 | 50.8 | 50.8 | 50.8 | 50.8 | 50.8 | 50.8 | 50.8 | 50.8 | 50.8 | 50.8 | 50.8 | 50.8 | 50.8 | 50.8 | 50.8 | 50.8 | 50.8 | 50.8 | 50.8 | 50.8 | 50.8 | 50.8 | 50.8 | 50.8 | 50.8 | 50.8 | 50.8 | 50.8
Addiitonal Asset | 0% | N/A | Unplanned Enviromental Risk | 0 | 0 | 0 | 0 | 0 | 0 | 0 | 0 | 0 | 0 | 0 | 0 | 0 | 0 | 0 | 0 | 0 | 0 | 0 | 0 | 0 | 0 | 0 | 0 | 0 | 0 | 0 | 0 | 0 | 0 | 0 | 0
Load Transfers | 100% | 0 | Unplanned Fire Risk | 0 | 0 | 0 | 0 | 0 | 0 | 0 | 0 | 0 | 0 | 0 | 0 | 0 | 0 | 0 | 0 | 0 | 0 | 0 | 0 | 0 | 0 | 0 | 0 | 0 | 0 | 0 | 0 | 0 | 0 | 0 | 0
Non-Network MW | 0 | 0 | Other | 0 | 0 | 0 | 0 | 0 | 0 | 0 | 0 | 0 | 0 | 0 | 0 | 0 | 0 | 0 | 0 | 0 | 0 | 0 | 0 | 0 | 0 | 0 | 0 | 0 | 0 | 0 | 0 | 0 | 0 | 0 | 0
|  | 0 | Option Capital Cost | 0 | 0 | 0 | 0 | 280691.4728 | 280691.4728 | 280691.4728 | 280691.4728 | 280691.4728 | 280691.4728 | 280691.4728 | 280691.4728 | 280691.4728 | 280691.4728 | 280691.4728 | 280691.4728 | 280691.4728 | 280691.4728 | 280691.4728 | 280691.4728 | 280691.4728 | 280691.4728 | 280691.4728 | 280691.4728 | 280691.4728 | 280691.4728 | 280691.4728 | 280691.4728 | 280691.4728 | 280691.4728 | 280691.4728 | 280691.4728
|  |  | Total Life Cycle Cost | 131671.7234 | 132851.2487 | 134895.9349 | 139726.1838 | 294969.6244 | 295067.9721 | 295269.5453 | 295738.4644 | 296214.779 | 296368.7998 | 296368.7998 | 296368.7998 | 296368.7998 | 296368.7998 | 296368.7998 | 296368.7998 | 296368.7998 | 296368.7998 | 296368.7998 | 296368.7998 | 296368.7998 | 296368.7998 | 296368.7998 | 296368.7998 | 296368.7998 | 296368.7998 | 296368.7998 | 296368.7998 | 296368.7998 | 296368.7998 | 296368.7998 | 296368.7998
Input Data - Station Configuration |  | Constants |  | PoF (#4) 2026: POF METHOD; 0% 2027: FIXED; 100% 2028: Modifier (x); 100% 2029: Comment
Substation: | RD | Major Failure CoC |  | PoF (#4) 2026: PoF (#1); 0% 2027: 0.25%; 100% 2028: 100%
Asset Type | Indoor CB | Minor Failure CoC |  | PoF (#4) 2026: PoF (#2); 0% 2027: 0.25%; 100% 2028: 100%
VCR | 34.344 | Major Failure CoC - used | 3950275.1553 | PoF (#4) 2026: PoF (#3); 0% 2027: 100%; 100% 2028: 100%
Load Profile (PoE) | 50% | Minor Failure CoC - used | 101600 | PoF (#4) 2026: PoF (#4); 0% 2027: 0%; 100% 2028: 100%
Scenario #3: RD - Indoor CB | Setting | Unit Price | Model Output | 2025 | 2026 | 2027 | 2028 | 2029 | 2030 | 2031 | 2032 | 2033 | 2034 | 2035 | 2036 | 2037 | 2038 | 2039 | 2040 | 2041 | 2042 | 2043 | 2044 | 2045 | 2046 | 2047 | 2048 | 2049 | 2050 | 2051 | 2052 | 2053 | 2054 | 2055 | 2056
Spare Available | 0% | 0 | Energy | 2929.2832 | 2968.0402 | 3006.426 | 3131.3581 | 3251.6323 | 3269.4582 | 3321.8223 | 3459.3657 | 3563.0336 | 360.8771 | 360.8771 | 360.8771 | 360.8771 | 360.8771 | 360.8771 | 360.8771 | 360.8771 | 360.8771 | 360.8771 | 360.8771 | 360.8771 | 360.8771 | 360.8771 | 360.8771 | 360.8771 | 360.8771 | 360.8771 | 360.8771 | 360.8771 | 360.8771 | 360.8771 | 360.8771
Online Monitoring | 0% | 0 | Energy | 3943.928 | 3967.9765 | 4076.8612 | 4254.1637 | 4344.73 | 4399.25 | 4474.0591 | 4611.3739 | 4834.9529 | 479.4743 | 479.4743 | 479.4743 | 479.4743 | 479.4743 | 479.4743 | 479.4743 | 479.4743 | 479.4743 | 479.4743 | 479.4743 | 479.4743 | 479.4743 | 479.4743 | 479.4743 | 479.4743 | 479.4743 | 479.4743 | 479.4743 | 479.4743 | 479.4743 | 479.4743 | 479.4743
Physical Separation | 0% | 300000 | Energy | 2929.2832 | 2968.0402 | 3006.426 | 3131.3581 | 3251.6323 | 3269.4582 | 3321.8223 | 3459.3657 | 3563.0336 | 360.8771 | 360.8771 | 360.8771 | 360.8771 | 360.8771 | 360.8771 | 360.8771 | 360.8771 | 360.8771 | 360.8771 | 360.8771 | 360.8771 | 360.8771 | 360.8771 | 360.8771 | 360.8771 | 360.8771 | 360.8771 | 360.8771 | 360.8771 | 360.8771 | 360.8771 | 360.8771
More Frequent Maintenance | 0% | 4000 | Pr (Terminal Failure) | 0.5% | 0.5% | 0.5% | 0.5% | 0.5% | 0.5% | 0.5% | 0.5% | 0.5% | 0.05% | 0.05% | 0.05% | 0.05% | 0.05% | 0.05% | 0.05% | 0.05% | 0.05% | 0.05% | 0.05% | 0.05% | 0.05% | 0.05% | 0.05% | 0.05% | 0.05% | 0.05% | 0.05% | 0.05% | 0.05% | 0.05% | 0.05%
Staggered Maintenance | 0% | 650 | Pr (Repairable Failure) | 0.5% | 0.5% | 0.5% | 0.5% | 0.5% | 0.5% | 0.5% | 0.5% | 0.5% | 0.05% | 0.05% | 0.05% | 0.05% | 0.05% | 0.05% | 0.05% | 0.05% | 0.05% | 0.05% | 0.05% | 0.05% | 0.05% | 0.05% | 0.05% | 0.05% | 0.05% | 0.05% | 0.05% | 0.05% | 0.05% | 0.05% | 0.05%
Bunded | 0 | 300000
Refurbish Assets | 0 | 500000 | Energy at Risk ($, Weighted) | 111057.3911 | 112236.9165 | 114281.6026 | 119111.8516 | 122936.4628 | 123926.7426 | 125956.3922 | 130677.8266 | 135473.6642 | 13615.8938 | 13615.8938 | 13615.8938 | 13615.8938 | 13615.8938 | 13615.8938 | 13615.8938 | 13615.8938 | 13615.8938 | 13615.8938 | 13615.8938 | 13615.8938 | 13615.8938 | 13615.8938 | 13615.8938 | 13615.8938 | 13615.8938 | 13615.8938 | 13615.8938 | 13615.8938 | 13615.8938 | 13615.8938 | 13615.8938
Replace 1 Asset | 0% | 3291895.9628 | Safety Risk | 354.9564 | 354.9564 | 354.9564 | 354.9564 | 354.9564 | 354.9564 | 354.9564 | 354.9564 | 354.9564 | 35.4956 | 35.4956 | 35.4956 | 35.4956 | 35.4956 | 35.4956 | 35.4956 | 35.4956 | 35.4956 | 35.4956 | 35.4956 | 35.4956 | 35.4956 | 35.4956 | 35.4956 | 35.4956 | 35.4956 | 35.4956 | 35.4956 | 35.4956 | 35.4956 | 35.4956 | 35.4956
Replace 2 Assets | 100% | 6583791.9255 | Unplanned Replacement Risk | 19751.3758 | 19751.3758 | 19751.3758 | 19751.3758 | 19751.3758 | 19751.3758 | 19751.3758 | 19751.3758 | 19751.3758 | 1975.1376 | 1975.1376 | 1975.1376 | 1975.1376 | 1975.1376 | 1975.1376 | 1975.1376 | 1975.1376 | 1975.1376 | 1975.1376 | 1975.1376 | 1975.1376 | 1975.1376 | 1975.1376 | 1975.1376 | 1975.1376 | 1975.1376 | 1975.1376 | 1975.1376 | 1975.1376 | 1975.1376 | 1975.1376 | 1975.1376
Replace 3 Assets | 0% | 0 | Unplanned Fault Risk | 508 | 508 | 508 | 508 | 508 | 508 | 508 | 508 | 508 | 50.8 | 50.8 | 50.8 | 50.8 | 50.8 | 50.8 | 50.8 | 50.8 | 50.8 | 50.8 | 50.8 | 50.8 | 50.8 | 50.8 | 50.8 | 50.8 | 50.8 | 50.8 | 50.8 | 50.8 | 50.8 | 50.8 | 50.8
Addiitonal Asset | 0% | N/A | Unplanned Enviromental Risk | 0 | 0 | 0 | 0 | 0 | 0 | 0 | 0 | 0 | 0 | 0 | 0 | 0 | 0 | 0 | 0 | 0 | 0 | 0 | 0 | 0 | 0 | 0 | 0 | 0 | 0 | 0 | 0 | 0 | 0 | 0 | 0
Load Transfers | 100% | 0 | Unplanned Fire Risk | 0 | 0 | 0 | 0 | 0 | 0 | 0 | 0 | 0 | 0 | 0 | 0 | 0 | 0 | 0 | 0 | 0 | 0 | 0 | 0 | 0 | 0 | 0 | 0 | 0 | 0 | 0 | 0 | 0 | 0 | 0 | 0
Non-Network MW | 0 | 0 | Other | 0 | 0 | 0 | 0 | 0 | 0 | 0 | 0 | 0 | 0 | 0 | 0 | 0 | 0 | 0 | 0 | 0 | 0 | 0 | 0 | 0 | 0 | 0 | 0 | 0 | 0 | 0 | 0 | 0 | 0 | 0 | 0
|  | 0 | Option Capital Cost | 0 | 0 | 0 | 0 | 0 | 0 | 0 | 0 | 0 | 280691.4728 | 280691.4728 | 280691.4728 | 280691.4728 | 280691.4728 | 280691.4728 | 280691.4728 | 280691.4728 | 280691.4728 | 280691.4728 | 280691.4728 | 280691.4728 | 280691.4728 | 280691.4728 | 280691.4728 | 280691.4728 | 280691.4728 | 280691.4728 | 280691.4728 | 280691.4728 | 280691.4728 | 280691.4728 | 280691.4728
|  |  | Total Life Cycle Cost | 131671.7234 | 132851.2487 | 134895.9349 | 139726.1838 | 143550.795 | 144541.0748 | 146570.7244 | 151292.1588 | 156087.9964 | 296368.7998 | 296368.7998 | 296368.7998 | 296368.7998 | 296368.7998 | 296368.7998 | 296368.7998 | 296368.7998 | 296368.7998 | 296368.7998 | 296368.7998 | 296368.7998 | 296368.7998 | 296368.7998 | 296368.7998 | 296368.7998 | 296368.7998 | 296368.7998 | 296368.7998 | 296368.7998 | 296368.7998 | 296368.7998 | 296368.7998

## Misc_calcs
CitiPower
RD switchboard and relay replacement
ESCALATION & OTHER
| Year end |  |  | 2021-06-30 | 2022-06-30 | 2023-06-30 | 2024-06-30 | 2025-06-30 | 2026-06-30
| Actual/forecast CPI (June to June) |  |  | 0% | 0.8606% | 3.498% | 7.832% | 4.052% | 3%
| HY ending |  |  | 2021-06-30 | 2021-12-31 | 2022-06-30 | 2022-12-31 | 2023-06-30 | 2023-12-31 | 2024-06-30 | 2024-12-31 | 2025-06-30 | 2025-12-31 | 2026-06-30
| FY ending |  |  | 2021-06-30 | 2022-06-30 | 2022-06-30 | 2023-06-30 | 2023-06-30 | 2024-06-30 | 2024-06-30 | 2025-06-30 | 2025-06-30 | 2026-06-30 | 2026-06-30
| Actual/forecast CPI (June to June) |  |  | 0% | 0.8606% | 0.8606% | 3.498% | 3.498% | 7.832% | 7.832% | 4.052% | 4.052% | 3% | 3%
| Actual cumulative HY escalation |  |  | 1 | 1.0043 | 1.0086 | 1.0261 | 1.0439 | 1.084 | 1.1256 | 1.1482 | 1.1713 | 1.1887 | 1.2064
| Convert from input dollars | 2023-12-31 | 1.084
| To output dollars | 2026-06-30 | 1.2064
| Conversion from input dollars to output dollars |  | 1.1129
| Convert from VCR date | 2023-12-31 | 1.084
| To input dollars | 2023-12-31 | 1.084
| VCR escalation |  | 1
| Start_year | 2026-27
FIRST YEAR
| Option | First year | Option included
| Option 2 | 2 | TRUE
| Option 3 | 2 | TRUE
| Option 4 | Not used | FALSE
| Option 5 | Not used | FALSE
| First year | 2
FLAGS
| Option 1 (base case) | FALSE | FALSE
FALSE
FALSE
| Option 2 | FALSE | FALSE
FALSE
FALSE
| Option 3 | FALSE | FALSE
FALSE
FALSE
| Option 4 | FALSE | FALSE
FALSE
FALSE
| Option 5 | FALSE | FALSE
FALSE
FALSE
Message | !! Capex asset life required !!
!

## Data
CitiPower
RD switchboard and relay replacement
DATA
Options
|  | Not used | Text |  | Flags for compliance project
Option1 | Option 1 (base case) | FALSE |  | Option 1 (base case): No change to existing practices | FALSE
Option2 | Option 2 | FALSE |  |  | FALSE
Option3 | Option 3 | FALSE |  |  | FALSE
Option4 | Option 4 | TRUE | Not used |  | TRUE
Option5 | Option 5 | TRUE | Not used |  | TRUE
Compliance project |  |  | Yes | FALSE
No change to existing practices
Not applicable (compliance)
For conditional formatting of preferred option on Summary :
< Enter description >
Categories
Short categ
| Capital expenditure | -1
| Annualised capex | -1
| Operating expenditure | -1
| Risk mitigated | 1
| Other benefits value | 1
| Net benefits | 1
| Total risk cost | 1
Benefits
|  | Short categ | Flag to include | Units | Defined value
1 | Unserved energy | Energy | FALSE | MWh | FALSE
2 | Safety | Safety | FALSE | $ | TRUE
3 | Unplanned replacement | UnRepl | FALSE | $ | TRUE
4 | Bushfire | Fire | FALSE | $ | TRUE
5 | Reduction in CO2 emissions | Carbon | TRUE | MWh | FALSE
6 | Reliability in worst-served areas | Other | TRUE | MWh | FALSE
7 | Network resilience | Other | TRUE | MWh | FALSE
8 | Enabling solar exports | Other | TRUE | MWh | FALSE
9 | Aesthetics | Other | TRUE | Customers impacted | FALSE
10 | Customer value of time - residential | Other | TRUE | Customer minutes | FALSE
11 | Customer value of time - business | Other | TRUE | Customer minutes | FALSE
12 | Communication | Other | TRUE | Customers impacted | FALSE
13 | Information accessibility | Other | TRUE | Customers impacted | FALSE
Value of benefits
|  |  | CitiPower | Powercor | United Energy
| Reliability in worst-served areas | per MWh | 0 | 151432.8174 | 0
| Network resilience | per MWh | 0 | 24590 | 38560
| Enabling solar exports | per MWh | 4220.9954 | 88.3577 | 862.6028
| Aesthetics | per customer impacted | 0 | 0 | 0
| Customer value of time - residential | per minute customer time | 0.54769 | 0.35181 | 0.34751
| Customer value of time - business | per minute customer time | 0.54769 | 0.35181 | 0.34751
| Communication | per customer impacted | 0 | 0 | 0
| Information accessibility | per customer impacted | 0 | 0 | 0
Conversions
| thous_conv | 1000
| mill_conv | 1000000
Message
| Message | Enter asset life
Error message |  | Remove inputs prior to start year
Disproportionate factors applied to various bushfire and other risk valuations
| - Select - |  |  |  | 0
| Harm to property from network |  |  |  | 1
| Harm to property from bushfire |  |  |  | 1
| Harm to environment |  |  |  | 1
| Safety - Public trespass |  |  |  | 1
| Safety - Single fatality or serious injury ^ |  |  |  | 3
| Safety from bushfire in HBRA |  |  |  | 3
| Safety - Multiple fatality or serious injury ^ |  |  |  | 6
| Safety from bushfire (REFCL declared areas) |  |  |  | 6
| Safety from bushfire (electric line construction areas) |  |  |  | 10
Total annualised capex
Energy at risk value
Total other benefits
DROPDOWN LISTS
| Business |  |  |  | Type | Include | Dollar inputs - month |  |  | Not used options | Conversions | Dollar inputs - year | Compliance | Capex first year
| CitiPower | CP | CP: |  | - Select - | 0 | June | 6 | CY | Not used |  | 2026 | No | 2026-27
| Powercor | PA | PAL: |  | Capex | 1899-12-31 | December | 12 | FY |  |  | 2025 | Yes | 2025-26
| United Energy | UE | UE: |  | Opex | [6 empty] | 2024 |  | 2024-25
2023
2022
2021
2020