## Cover
CitiPower
Regulatory proposal 2026-31
RMUs
| Model number: | 4.13
2025-01-31
14

## Summary
CitiPower
Recplacement of CRO inoperable RMUs
SUMMARY
RESULTS
|  |  |  | PV of costs | PV of benefits | NPV
| Option |  |  | 2026-06-30 | 2026-06-30 | 2026-06-30
| Option 1 (base case) | No change to existing practices |  | 0 | 0 | 0
| Option 2 | Replace all CRO inoperatble RMUs over 1 year |  | -15.3139 | 34.2388 | 18.9249
| Option 3 | Replace all CRO inoperatble RMUs over 5 years |  | -13.2422 | 28.7223 | 15.4801
| Option 4 | Replace all CRO inoperatble RMUs over 10 years |  | -10.9007 | 24.7546 | 13.8539
| Option 5 | Replace all CRO inoperatble RMUs over 15 years |  | -8.8041 | 20.5671 | 11.7631
NPV
| Preferred option: |  |  | 2026-06-30
| Option 2 | Replace all CRO inoperatble RMUs over 1 year |  | 18.9249
PREFERRED OPTION
Preferred Option
Option 2
| Expenditure forecast | 2026-06-30 | 2026-27 | 2027-28 | 2028-29 | 2029-30 | 2030-31 |  | Total
| Capital expenditure |  | 27.5731 | 0 | 0 | 0 | 0 |  | 27.5731
| Operating expenditure |  | 0 | 0 | 0 | 0 | 0 |  | 0
SENSITIVITIES
| Sensitivity | 2026-06-30 | Option 1 (base case) | Option 2 | Option 3 | Option 4 | Option 5 |  | Preferred option
| None |  | 0 | 18.9249 | 15.4801 | 13.8539 | 11.7631 |  | Option 2
| Capex 10% higher |  | 0 | 17.3935 | 14.1558 | 12.7639 | 10.8827 |  | Option 2
| Capex 10% lower |  | 0 | 20.4563 | 16.8043 | 14.944 | 12.6435 |  | Option 2
| Total benefits 10% higher |  | 0 | 22.3488 | 18.3523 | 16.3294 | 13.8198 |  | Option 2
| Total benefits 10% lower |  | 0 | 15.501 | 12.6078 | 11.3785 | 9.7064 |  | Option 2
| Capex 10% higher & Total benefits 10% lower |  | 0 | 13.9697 | 11.2836 | 10.2884 | 8.826 |  | Option 2
| 0 | [7 empty] | #NAME?
| 0 | [6 empty] | 0 | #NAME?
|  | 0 | [6 empty] | #NAME?
0

## Assumptions
CitiPower
Recplacement of CRO inoperable RMUs
Project
|  | Business: |  | CitiPower
|  | Descripton: |  | Recplacement of CRO inoperable RMUs
|  | Date of cost inputs: |  | December |  | 2023
|  | Option |  | Description
|  | Option 1 (base case) |  | No change to existing practices
|  | Option 2 |  | Replace all CRO inoperatble RMUs over 1 year
|  | Option 3 |  | Replace all CRO inoperatble RMUs over 5 years
|  | Option 4 |  | Replace all CRO inoperatble RMUs over 10 years
|  | Option 5 |  | Replace all CRO inoperatble RMUs over 15 years
|  | Compliance project |  | No
|  | Expenditure starts |  | 2026-27 | [start]
Timing & WACC
|  | Input dollars |  |  |  | 2023-12-31 | [input_dollars]
|  | Pre-tax real WACC |  |  |  | 3.5% | [real_disc]
|  | VCR date |  |  |  | 2023-12-31 | [vcr_date]
|  | Analysis period (years) |  |  |  | 20 | [years]\
|  | Output dollars |  |  |  | 2026-06-30 | [output_dollars]
|  | Other benefits date |  |  |  | 2023-12-31 | [custval_date]
|  | Value of CO2 reductions input date |  |  |  | 2023-06-30
VCR
|  | Enter ZSS code >> | eg. AR | Network average |  | Network average | 47819.7904 | 2023 VCR ($/MWh)
Risks
SAFETY
|  | Value of statistical life |  |  |  | 5400000 | 2023-06-30
|  | Value of injury |  |  |  | 0 | 2023-12-31
Disproportionate factors applied to various bushfire and other risk valuations
|  | Harm to property from network |  |  |  | 1
|  | Harm to property from bushfire |  |  |  | 1
|  | Harm to environment |  |  |  | 1
|  | Safety - Public trespass |  |  |  | 1
|  | Safety - Single fatality or serious injury ^ |  |  |  | 3
|  | Safety from bushfire in HBRA |  |  |  | 3
|  | Safety - Multiple fatality or serious injury ^ |  |  |  | 6
|  | Safety from bushfire (REFCL declared areas) |  |  |  | 6
|  | Safety from bushfire (electric line construction areas) |  |  |  | 10
^ Public or employee
|  | Incident type |  |  |  | Value | Probability | DF selected | Description/comment
|  | Safety (fatality) |  |  |  | 5607473.5197 | 0.0011364 | 3 | 0
|  | Safety (moderate) |  |  |  | 1344753.7771 | 0.011364 | 3
|  | Safety (minor) |  |  |  | 127274.0425 | 0.11364 | 3 | 0
UNPLANNED REPLACEMENT/REPAIR
|  | Major failure (replace) |  |  |  | 0 | 2023-12-31
|  | Minor failure (repair) |  |  |  | 0 | 2023-12-31
|  | Premium for failure |  |  |  | 20%
Other benefits
| ENVIRONMENTAL | [8 empty] | 2026-27 | 2027-28 | 2028-29 | 2029-30 | 2030-31 | 2031-32
|  | Value of CO2 reductions |  |  |  |  | 2023-06-30 | $/kWh |  | 0.02473 | 0.022341 | 0.020196 | 0.018063 | 0.015913 | 0.013715
| CUSTOMER VALUE |  |  |  |  | Value
|  | Reliability in worst-served areas |  |  |  | 0 | 2023-12-31 | per MWh
|  | Network resilience |  |  |  | 0 | 2023-12-31 | per MWh
|  | Enabling solar exports |  |  |  | 4220.9954 | 2023-12-31 | per MWh
|  | Aesthetics |  |  |  | 0 | 2023-12-31 | per customer
|  | Customer value of time - residential |  |  |  | 0.54769 | 2023-12-31 | per customer minute
|  | Customer value of time - business |  |  |  | 0.54769 | 2023-12-31 | per customer minute
|  | Communication |  |  |  | 0 | 2023-12-31 | per customer
|  | Information accessibility |  |  |  | 0 | 2023-12-31 | per customer
Sensitivities
[6 empty] | Capex | Total benefits
| 1 | Capex 10% higher |  |  |  | 10% | 0%
| 2 | Capex 10% lower |  |  |  | -10% | 0%
| 3 | Total benefits 10% higher |  |  |  | 0% | 10%
| 4 | Total benefits 10% lower |  |  |  | 0% | -10%
| 5 | Capex 10% higher & Total benefits 10% lower |  |  |  | 10% | -10%

## Option1 (base case)
CitiPower
Recplacement of CRO inoperable RMUs
OPTION 1 (base case)
Count | [5 empty] | 0 | 1 | 2 | 3 | 4 | 5 | 6 | 7 | 8 | 9 | 10 | 11 | 12 | 13 | 14 | 15 | 16 | 17 | 18 | 19 | 20 | 21 | 22 | 23 | 24 | 25
Value of CO2 reductions |  |  |  |  | $/MWh |  | 24.7305 | 22.3407 | 20.1963 | 18.0629 | 15.9134 | 13.7151 | 13.7151 | 13.7151 | 13.7151 | 13.7151 | 13.7151 | 13.7151 | 13.7151 | 13.7151 | 13.7151 | 13.7151 | 13.7151 | 13.7151 | 13.7151 | 13.7151 | 13.7151 | 13.7151 | 13.7151 | 13.7151 | 13.7151
[5 empty] | Units | 2026-06-30 | 2026-27 | 2027-28 | 2028-29 | 2029-30 | 2030-31 | 2031-32 | 2032-33 | 2033-34 | 2034-35 | 2035-36 | 2036-37 | 2037-38 | 2038-39 | 2039-40 | 2040-41 | 2041-42 | 2042-43 | 2043-44 | 2044-45 | 2045-46 | 2046-47 | 2047-48 | 2048-49 | 2049-50 | 2050-51
INVESTMENT & OPERATING COST
| Capex |  | Asset life (yrs)
| Replacement of CRO inoperable RMUs |  | 55 | Capex | 2023-12-31 |  | 0 | 0 | 0 | 0 | 0 | 0 | 0 | 0 | 0 | 0 | 0 | 0 | 0 | 0 | 0 | 0 | 0 | 0 | 0 | 0 | 0 | 0 | 0 | 0 | 0
|  |  | 0 |  | 2023-12-31 |  | 0 | 0 | 0 | 0 | 0 | 0 | 0 | 0 | 0 | 0 | 0 | 0 | 0 | 0 | 0 | 0 | 0 | 0 | 0 | 0 | 0 | 0 | 0 | 0 | 0
|  |  | 0 |  | 2023-12-31 |  | 0 | 0 | 0 | 0 | 0 | 0 | 0 | 0 | 0 | 0 | 0 | 0 | 0 | 0 | 0 | 0 | 0 | 0 | 0 | 0 | 0 | 0 | 0 | 0 | 0
| Capital expenditure |  |  |  | 2023-12-31 |  | 0 | 0 | 0 | 0 | 0 | 0 | 0 | 0 | 0 | 0 | 0 | 0 | 0 | 0 | 0 | 0 | 0 | 0 | 0 | 0 | 0 | 0 | 0 | 0 | 0
| Operating expenditure |  |  |  | 2023-12-31 |  | 0 | 0 | 0 | 0 | 0 | 0 | 0 | 0 | 0 | 0 | 0 | 0 | 0 | 0 | 0 | 0 | 0 | 0 | 0 | 0 | 0 | 0 | 0 | 0 | 0
RISK ASSUMPTIONS
| PoF (major) | [5 empty] | 0 | 0 | 0 | 0 | 0 | 0 | 0 | 0 | 0 | 0 | 0 | 0 | 0 | 0 | 0 | 0 | 0 | 0 | 0 | 0 | 0 | 0 | 0 | 0 | 0
| PoF (reparable) | [5 empty] | 0 | 0 | 0 | 0 | 0 | 0 | 0 | 0 | 0 | 0 | 0 | 0 | 0 | 0 | 0 | 0 | 0 | 0 | 0 | 0 | 0 | 0 | 0 | 0 | 0
| Energy at risk (weighted) |  |  |  | MWh |  | 0 | 0 | 0 | 0 | 0 | 0 | 0 | 0 | 0 | 0 | 0 | 0 | 0 | 0 | 0 | 0 | 0 | 0 | 0 | 0 | 0 | 0 | 0 | 0 | 0
| Energy at risk value | $/MWh | 47819.7904 |  | 2023-12-31 |  | 0 | 0 | 0 | 0 | 0 | 0 | 0 | 0 | 0 | 0 | 0 | 0 | 0 | 0 | 0 | 0 | 0 | 0 | 0 | 0 | 0 | 0 | 0 | 0 | 0
| Safety consequence | (after DF) |  | Safety | 2023-12-31 |  | 198764.9622 | 198764.9622 | 198764.9622 | 227159.9568 | 227159.9568 | 227159.9568 | 255554.9514 | 255554.9514 | 283949.946 | 283949.946 | 312344.9406 | 312344.9406 | 340739.9352 | 340739.9352 | 340739.9352 | 340739.9352 | 340739.9352 | 340739.9352 | 340739.9352 | 340739.9352 | 340739.9352 | 340739.9352 | 340739.9352 | 340739.9352 | 0
| Outages |  |  | Outages | 2023-12-31 |  | 2127971.9804 | 2127971.9804 | 2127971.9804 | 2127971.9804 | 2127971.9804 | 2127971.9804 | 2127971.9804 | 2127971.9804 | 2127971.9804 | 2127971.9804 | 2127971.9804 | 2127971.9804 | 2127971.9804 | 2127971.9804 | 2127971.9804 | 2127971.9804 | 2127971.9804 | 2127971.9804 | 2127971.9804 | 2127971.9804 | 2127971.9804 | 2127971.9804 | 2127971.9804 | 2127971.9804 | 0
| Asset failure | (after DF) |  | Failures | 2023-12-31 |  | 49997.3983 | 49997.3983 | 49997.3983 | 57139.8838 | 57139.8838 | 57139.8838 | 64282.3693 | 64282.3693 | 71424.8547 | 71424.8547 | 78567.3402 | 78567.3402 | 85709.8257 | 85709.8257 | 85709.8257 | 85709.8257 | 85709.8257 | 85709.8257 | 85709.8257 | 85709.8257 | 85709.8257 | 85709.8257 | 85709.8257 | 85709.8257 | 0
| Outage for planned program |  |  | Planned | 2023-12-31 |  | 0 | 0 | 0 | 0 | 0 | 0 | 0 | 0 | 0 | 0 | 0 | 0 | 0 | 0 | 0 | 0 | 0 | 0 | 0 | 0 | 0 | 0 | 0 | 0 | 0
[5 empty] | 2023-12-31 |  | 0 | 0 | 0 | 0 | 0 | 0 | 0 | 0 | 0 | 0 | 0 | 0 | 0 | 0 | 0 | 0 | 0 | 0 | 0 | 0 | 0 | 0 | 0 | 0 | 0
| Total risk cost | [5 empty] | 2376734.3409 | 2376734.3409 | 2376734.3409 | 2412271.821 | 2412271.821 | 2412271.821 | 2447809.3011 | 2447809.3011 | 2483346.7812 | 2483346.7812 | 2518884.2612 | 2518884.2612 | 2554421.7413 | 2554421.7413 | 2554421.7413 | 2554421.7413 | 2554421.7413 | 2554421.7413 | 2554421.7413 | 2554421.7413 | 2554421.7413 | 2554421.7413 | 2554421.7413 | 2554421.7413 | 0
OTHER BENEFITS
| Reduction in CO2 emissions |  |  |  | MWh |  | 0 | 0 | 0 | 0 | 0 | 0 | 0 | 0 | 0 | 0 | 0 | 0 | 0 | 0 | 0 | 0 | 0 | 0 | 0 | 0 | 0 | 0 | 0 | 0 | 0
| Value of reduction in CO2 emissions |  |  |  | $ |  | 0 | 0 | 0 | 0 | 0 | 0 | 0 | 0 | 0 | 0 | 0 | 0 | 0 | 0 | 0 | 0 | 0 | 0 | 0 | 0 | 0 | 0 | 0 | 0 | 0
| Reliability in worst-served areas | $/MWh | 0 |  | MWh |  | 0 | 0 | 0 | 0 | 0 | 0 | 0 | 0 | 0 | 0 | 0 | 0 | 0 | 0 | 0 | 0 | 0 | 0 | 0 | 0 | 0 | 0 | 0 | 0 | 0
| Network resilience | $/MWh | 0 |  | MWh |  | 0 | 0 | 0 | 0 | 0 | 0 | 0 | 0 | 0 | 0 | 0 | 0 | 0 | 0 | 0 | 0 | 0 | 0 | 0 | 0 | 0 | 0 | 0 | 0 | 0
| Enabling solar exports | $/MWh | 4220.9954 |  | MWh |  | 0 | 0 | 0 | 0 | 0 | 0 | 0 | 0 | 0 | 0 | 0 | 0 | 0 | 0 | 0 | 0 | 0 | 0 | 0 | 0 | 0 | 0 | 0 | 0 | 0
| Aesthetics | $/customer | 0 |  | customers |  | 0 | 0 | 0 | 0 | 0 | 0 | 0 | 0 | 0 | 0 | 0 | 0 | 0 | 0 | 0 | 0 | 0 | 0 | 0 | 0 | 0 | 0 | 0 | 0 | 0
| Customer value of time (res) | $/customer min | 0.54769 |  | mins |  | 0 | 0 | 0 | 0 | 0 | 0 | 0 | 0 | 0 | 0 | 0 | 0 | 0 | 0 | 0 | 0 | 0 | 0 | 0 | 0 | 0 | 0 | 0 | 0 | 0
| Customer value of time (bus) | $/customer min | 0.54769 |  | mins |  | 0 | 0 | 0 | 0 | 0 | 0 | 0 | 0 | 0 | 0 | 0 | 0 | 0 | 0 | 0 | 0 | 0 | 0 | 0 | 0 | 0 | 0 | 0 | 0 | 0
| Communication | $/customer | 0 |  | customers |  | 0 | 0 | 0 | 0 | 0 | 0 | 0 | 0 | 0 | 0 | 0 | 0 | 0 | 0 | 0 | 0 | 0 | 0 | 0 | 0 | 0 | 0 | 0 | 0 | 0
| Information accessibility | $/customer | 0 |  | customers |  | 0 | 0 | 0 | 0 | 0 | 0 | 0 | 0 | 0 | 0 | 0 | 0 | 0 | 0 | 0 | 0 | 0 | 0 | 0 | 0 | 0 | 0 | 0 | 0 | 0
| Other benefits 1 |  |  |  | 2023-12-31 |  | 0 | 0 | 0 | 0 | 0 | 0 | 0 | 0 | 0 | 0 | 0 | 0 | 0 | 0 | 0 | 0 | 0 | 0 | 0 | 0 | 0 | 0 | 0 | 0 | 0
| Other benefits 2 |  |  |  | 2023-12-31 |  | 0 | 0 | 0 | 0 | 0 | 0 | 0 | 0 | 0 | 0 | 0 | 0 | 0 | 0 | 0 | 0 | 0 | 0 | 0 | 0 | 0 | 0 | 0 | 0 | 0
| Total other benefits |  |  |  | 2023-12-31 |  | 0 | 0 | 0 | 0 | 0 | 0 | 0 | 0 | 0 | 0 | 0 | 0 | 0 | 0 | 0 | 0 | 0 | 0 | 0 | 0 | 0 | 0 | 0 | 0 | 0
SUMMARY
| Risks mitigated vs base case |  |  |  | 2023-12-31
Capital expenditure
| Replacement of CRO inoperable RMUs |  |  |  | 2023-12-31 |  | 0 | 0 | 0 | 0 | 0 | 0 | 0 | 0 | 0 | 0 | 0 | 0 | 0 | 0 | 0 | 0 | 0 | 0 | 0 | 0 | 0 | 0 | 0 | 0 | 0
| 0 |  |  |  | 2023-12-31 |  | 0 | 0 | 0 | 0 | 0 | 0 | 0 | 0 | 0 | 0 | 0 | 0 | 0 | 0 | 0 | 0 | 0 | 0 | 0 | 0 | 0 | 0 | 0 | 0 | 0
| 0 |  |  |  | 2023-12-31 |  | 0 | 0 | 0 | 0 | 0 | 0 | 0 | 0 | 0 | 0 | 0 | 0 | 0 | 0 | 0 | 0 | 0 | 0 | 0 | 0 | 0 | 0 | 0 | 0 | 0
Cumulative capex
| Replacement of CRO inoperable RMUs |  |  |  | 2023-12-31 |  | 0 | 0 | 0 | 0 | 0 | 0 | 0 | 0 | 0 | 0 | 0 | 0 | 0 | 0 | 0 | 0 | 0 | 0 | 0 | 0 | 0 | 0 | 0 | 0 | 0
| 0 |  |  |  | 2023-12-31 |  | 0 | 0 | 0 | 0 | 0 | 0 | 0 | 0 | 0 | 0 | 0 | 0 | 0 | 0 | 0 | 0 | 0 | 0 | 0 | 0 | 0 | 0 | 0 | 0 | 0
| 0 |  |  |  | 2023-12-31 |  | 0 | 0 | 0 | 0 | 0 | 0 | 0 | 0 | 0 | 0 | 0 | 0 | 0 | 0 | 0 | 0 | 0 | 0 | 0 | 0 | 0 | 0 | 0 | 0 | 0
Annualised capex
| Annualised capex - Replacement of CRO inoperable RMUs |  |  |  | 2023-12-31 |  | 0 | 0 | 0 | 0 | 0 | 0 | 0 | 0 | 0 | 0 | 0 | 0 | 0 | 0 | 0 | 0 | 0 | 0 | 0 | 0 | 0 | 0 | 0 | 0 | 0
| Annualised capex - |  |  |  | 2023-12-31 |  | 0 | 0 | 0 | 0 | 0 | 0 | 0 | 0 | 0 | 0 | 0 | 0 | 0 | 0 | 0 | 0 | 0 | 0 | 0 | 0 | 0 | 0 | 0 | 0 | 0
| Annualised capex - |  |  |  | 2023-12-31 |  | 0 | 0 | 0 | 0 | 0 | 0 | 0 | 0 | 0 | 0 | 0 | 0 | 0 | 0 | 0 | 0 | 0 | 0 | 0 | 0 | 0 | 0 | 0 | 0 | 0
| Total annualised capex |  |  |  | 2023-12-31 |  | 0 | 0 | 0 | 0 | 0 | 0 | 0 | 0 | 0 | 0 | 0 | 0 | 0 | 0 | 0 | 0 | 0 | 0 | 0 | 0 | 0 | 0 | 0 | 0 | 0
| Annualised capex |  |  |  | 2023-12-31 |  | 0 | 0 | 0 | 0 | 0 | 0 | 0 | 0 | 0 | 0 | 0 | 0 | 0 | 0 | 0 | 0 | 0 | 0 | 0 | 0 | 0 | 0 | 0 | 0 | 0
| Operating expenditure |  |  |  | 2023-12-31 |  | 0 | 0 | 0 | 0 | 0 | 0 | 0 | 0 | 0 | 0 | 0 | 0 | 0 | 0 | 0 | 0 | 0 | 0 | 0 | 0 | 0 | 0 | 0 | 0 | 0
| Risk mitigated |  |  |  | 2023-12-31 |  | 0 | 0 | 0 | 0 | 0 | 0 | 0 | 0 | 0 | 0 | 0 | 0 | 0 | 0 | 0 | 0 | 0 | 0 | 0 | 0 | 0 | 0 | 0 | 0 | 0
| Other benefits value |  |  |  | 2023-12-31 |  | 0 | 0 | 0 | 0 | 0 | 0 | 0 | 0 | 0 | 0 | 0 | 0 | 0 | 0 | 0 | 0 | 0 | 0 | 0 | 0 | 0 | 0 | 0 | 0 | 0
| Net benefits |  |  |  | 2023-12-31 |  | 0 | 0 | 0 | 0 | 0 | 0 | 0 | 0 | 0 | 0 | 0 | 0 | 0 | 0 | 0 | 0 | 0 | 0 | 0 | 0 | 0 | 0 | 0 | 0 | 0
SENSITIVITIES
NPV | Net benefits |  |  |  | Option 1 (Base Case)NPV |  | 0 | 0 | 0 | 0 | 0 | 0 | 0 | 0 | 0 | 0 | 0 | 0 | 0 | 0 | 0 | 0 | 0 | 0 | 0 | 0 | 0 | 0 | 0 | 0 | 0
| Total annualised capex | [5 empty] | 0 | 0 | 0 | 0 | 0 | 0 | 0 | 0 | 0 | 0 | 0 | 0 | 0 | 0 | 0 | 0 | 0 | 0 | 0 | 0 | 0 | 0 | 0 | 0 | 0
| Total benefits | [5 empty] | 0 | 0 | 0 | 0 | 0 | 0 | 0 | 0 | 0 | 0 | 0 | 0 | 0 | 0 | 0 | 0 | 0 | 0 | 0 | 0 | 0 | 0 | 0 | 0 | 0
|  | Capex | Total benefits
sens1 | Capex 10% higher | 10% | 0% |  | Option 1 (Base Case)sens1 |  | 0 | 0 | 0 | 0 | 0 | 0 | 0 | 0 | 0 | 0 | 0 | 0 | 0 | 0 | 0 | 0 | 0 | 0 | 0 | 0 | 0 | 0 | 0 | 0 | 0
sens2 | Capex 10% lower | -10% | 0% |  | Option 1 (Base Case)sens2 |  | 0 | 0 | 0 | 0 | 0 | 0 | 0 | 0 | 0 | 0 | 0 | 0 | 0 | 0 | 0 | 0 | 0 | 0 | 0 | 0 | 0 | 0 | 0 | 0 | 0
sens3 | Total benefits 10% higher | 0% | 10% |  | Option 1 (Base Case)sens3 |  | 0 | 0 | 0 | 0 | 0 | 0 | 0 | 0 | 0 | 0 | 0 | 0 | 0 | 0 | 0 | 0 | 0 | 0 | 0 | 0 | 0 | 0 | 0 | 0 | 0
sens4 | Total benefits 10% lower | 0% | -10% |  | Option 1 (Base Case)sens4 |  | 0 | 0 | 0 | 0 | 0 | 0 | 0 | 0 | 0 | 0 | 0 | 0 | 0 | 0 | 0 | 0 | 0 | 0 | 0 | 0 | 0 | 0 | 0 | 0 | 0
sens5 | Capex 10% higher & Total benefits 10% lower | 10% | -10% |  | Option 1 (Base Case)sens5 |  | 0 | 0 | 0 | 0 | 0 | 0 | 0 | 0 | 0 | 0 | 0 | 0 | 0 | 0 | 0 | 0 | 0 | 0 | 0 | 0 | 0 | 0 | 0 | 0 | 0
sens | 0 | 0% | 0% |  | Option 1 (Base Case)sens |  | 0 | 0 | 0 | 0 | 0 | 0 | 0 | 0 | 0 | 0 | 0 | 0 | 0 | 0 | 0 | 0 | 0 | 0 | 0 | 0 | 0 | 0 | 0 | 0 | 0
sens | 0 | 0% | 0% |  | Option 1 (Base Case)sens |  | 0 | 0 | 0 | 0 | 0 | 0 | 0 | 0 | 0 | 0 | 0 | 0 | 0 | 0 | 0 | 0 | 0 | 0 | 0 | 0 | 0 | 0 | 0 | 0 | 0
sens | 0 | 0% | 0% |  | Option 1 (Base Case)sens |  | 0 | 0 | 0 | 0 | 0 | 0 | 0 | 0 | 0 | 0 | 0 | 0 | 0 | 0 | 0 | 0 | 0 | 0 | 0 | 0 | 0 | 0 | 0 | 0 | 0

## Option2
CitiPower
Recplacement of CRO inoperable RMUs
OPTION 2 | Replace all CRO inoperatble RMUs over 1 year
Count | [5 empty] | 1 | 2 | 3 | 4 | 5 | 6 | 7 | 8 | 9 | 10 | 11 | 12 | 13 | 14 | 15 | 16 | 17 | 18 | 19 | 20 | 21 | 22 | 23 | 24 | 25
Value of CO2 reductions |  |  |  |  | $/MWh | 24.7305 | 22.3407 | 20.1963 | 18.0629 | 15.9134 | 13.7151 | 13.7151 | 13.7151 | 13.7151 | 13.7151 | 13.7151 | 13.7151 | 13.7151 | 13.7151 | 13.7151 | 13.7151 | 13.7151 | 13.7151 | 13.7151 | 13.7151 | 13.7151 | 13.7151 | 13.7151 | 13.7151 | 13.7151
[5 empty] | Units | 2026-27 | 2027-28 | 2028-29 | 2029-30 | 2030-31 | 2031-32 | 2032-33 | 2033-34 | 2034-35 | 2035-36 | 2036-37 | 2037-38 | 2038-39 | 2039-40 | 2040-41 | 2041-42 | 2042-43 | 2043-44 | 2044-45 | 2045-46 | 2046-47 | 2047-48 | 2048-49 | 2049-50 | 2050-51
INVESTMENT & OPERATING COST
| Capex |  | Asset life (yrs)
| Replacement of CRO inoperable RMUs |  | 55 | Capex | 2023-12-31 | 24775662 | 0 | 0 | 0 | 0 | 0 | 0 | 0 | 0 | 0 | 0 | 0 | 0 | 0 | 0 | 0 | 0 | 0 | 0 | 0 | 0 | 0 | 0 | 0 | 0
|  |  | 0 |  | 2023-12-31 | 0 | 0 | 0 | 0 | 0 | 0 | 0 | 0 | 0 | 0 | 0 | 0 | 0 | 0 | 0 | 0 | 0 | 0 | 0 | 0 | 0 | 0 | 0 | 0 | 0
|  |  | 0 |  | 2023-12-31 | 0 | 0 | 0 | 0 | 0 | 0 | 0 | 0 | 0 | 0 | 0 | 0 | 0 | 0 | 0 | 0 | 0 | 0 | 0 | 0 | 0 | 0 | 0 | 0 | 0
| Capital expenditure |  |  |  | 2023-12-31 | 24775662 | 0 | 0 | 0 | 0 | 0 | 0 | 0 | 0 | 0 | 0 | 0 | 0 | 0 | 0 | 0 | 0 | 0 | 0 | 0 | 0 | 0 | 0 | 0 | 0
| Operating expenditure |  |  |  | 2023-12-31 | 0 | 0 | 0 | 0 | 0 | 0 | 0 | 0 | 0 | 0 | 0 | 0 | 0 | 0 | 0 | 0 | 0 | 0 | 0 | 0 | 0 | 0 | 0 | 0 | 0
RISK ASSUMPTIONS
| PoF (major) |  |  |  |  | 0 | 0 | 0 | 0 | 0 | 0 | 0 | 0 | 0 | 0 | 0 | 0 | 0 | 0 | 0 | 0 | 0 | 0 | 0 | 0 | 0 | 0 | 0 | 0 | 0
| PoF (reparable) |  |  |  |  | 0 | 0 | 0 | 0 | 0 | 0 | 0 | 0 | 0 | 0 | 0 | 0 | 0 | 0 | 0 | 0 | 0 | 0 | 0 | 0 | 0 | 0 | 0 | 0 | 0
| Energy at risk (weighted) |  |  |  | MWh | 0 | 0 | 0 | 0 | 0 | 0 | 0 | 0 | 0 | 0 | 0 | 0 | 0 | 0 | 0 | 0 | 0 | 0 | 0 | 0 | 0 | 0 | 0 | 0 | 0
| Energy at risk value | $/MWh | 47819.7904 |  | 2023-12-31 | 0 | 0 | 0 | 0 | 0 | 0 | 0 | 0 | 0 | 0 | 0 | 0 | 0 | 0 | 0 | 0 | 0 | 0 | 0 | 0 | 0 | 0 | 0 | 0 | 0
| Safety consequence | (after DF) |  | Safety | 2023-12-31 | 0 | 13984.8892 | 0 | 0 | 0 | 0 | 0 | 0 | 0 | 0 | 0 | 0 | 0 | 0 | 0 | 0 | 0 | 0 | 0 | 0 | 0 | 0 | 0 | 0 | 0
| Outages |  |  | Outages | 2023-12-31 | 2127971.9804 | 0 | 0 | 0 | 0 | 0 | 0 | 0 | 0 | 0 | 0 | 0 | 0 | 0 | 0 | 0 | 0 | 0 | 0 | 0 | 0 | 0 | 0 | 0 | 0
| Asset failure | (after DF) |  | Failures | 2023-12-31 | 0 | 0 | 0 | 0 | 0 | 0 | 0 | 0 | 0 | 0 | 0 | 0 | 0 | 0 | 0 | 0 | 0 | 0 | 0 | 0 | 0 | 0 | 0 | 0 | 0
| Outage for planned program |  |  | Planned | 2023-12-31 | 2921647.6895 | 0 | 0 | 0 | 0 | 0 | 0 | 0 | 0 | 0 | 0 | 0 | 0 | 0 | 0 | 0 | 0 | 0 | 0 | 0 | 0 | 0 | 0 | 0 | 0
[5 empty] | 2023-12-31 | 0 | 0 | 0 | 0 | 0 | 0 | 0 | 0 | 0 | 0 | 0 | 0 | 0 | 0 | 0 | 0 | 0 | 0 | 0 | 0 | 0 | 0 | 0 | 0 | 0
| Total risk cost |  |  |  |  | 5049619.6699 | 13984.8892 | 0 | 0 | 0 | 0 | 0 | 0 | 0 | 0 | 0 | 0 | 0 | 0 | 0 | 0 | 0 | 0 | 0 | 0 | 0 | 0 | 0 | 0 | 0
OTHER BENEFITS
| Reduction in CO2 emissions |  |  |  | MWh | 0 | 0 | 0 | 0 | 0 | 0 | 0 | 0 | 0 | 0 | 0 | 0 | 0 | 0 | 0 | 0 | 0 | 0 | 0 | 0 | 0 | 0 | 0 | 0 | 0
| Value of reduction in CO2 emissions |  |  |  | $ | 0 | 0 | 0 | 0 | 0 | 0 | 0 | 0 | 0 | 0 | 0 | 0 | 0 | 0 | 0 | 0 | 0 | 0 | 0 | 0 | 0 | 0 | 0 | 0 | 0
| Reliability in worst-served areas | $/MWh | 0 |  | MWh | 0 | 0 | 0 | 0 | 0 | 0 | 0 | 0 | 0 | 0 | 0 | 0 | 0 | 0 | 0 | 0 | 0 | 0 | 0 | 0 | 0 | 0 | 0 | 0 | 0
| Network resilience | $/MWh | 0 |  | MWh | 0 | 0 | 0 | 0 | 0 | 0 | 0 | 0 | 0 | 0 | 0 | 0 | 0 | 0 | 0 | 0 | 0 | 0 | 0 | 0 | 0 | 0 | 0 | 0 | 0
| Enabling solar exports | $/MWh | 4220.9954 |  | MWh | 0 | 0 | 0 | 0 | 0 | 0 | 0 | 0 | 0 | 0 | 0 | 0 | 0 | 0 | 0 | 0 | 0 | 0 | 0 | 0 | 0 | 0 | 0 | 0 | 0
| Aesthetics | $/customer | 0 |  | customers | 0 | 0 | 0 | 0 | 0 | 0 | 0 | 0 | 0 | 0 | 0 | 0 | 0 | 0 | 0 | 0 | 0 | 0 | 0 | 0 | 0 | 0 | 0 | 0 | 0
| Customer value of time - residential | $/customer min | 0.54769 |  | mins | 0 | 0 | 0 | 0 | 0 | 0 | 0 | 0 | 0 | 0 | 0 | 0 | 0 | 0 | 0 | 0 | 0 | 0 | 0 | 0 | 0 | 0 | 0 | 0 | 0
| Customer value of time - business | $/customer min | 0.54769 |  | mins | 0 | 0 | 0 | 0 | 0 | 0 | 0 | 0 | 0 | 0 | 0 | 0 | 0 | 0 | 0 | 0 | 0 | 0 | 0 | 0 | 0 | 0 | 0 | 0 | 0
| Communication | $/customer | 0 |  | customers | 0 | 0 | 0 | 0 | 0 | 0 | 0 | 0 | 0 | 0 | 0 | 0 | 0 | 0 | 0 | 0 | 0 | 0 | 0 | 0 | 0 | 0 | 0 | 0 | 0
| Information accessibility | $/customer | 0 |  | customers | 0 | 0 | 0 | 0 | 0 | 0 | 0 | 0 | 0 | 0 | 0 | 0 | 0 | 0 | 0 | 0 | 0 | 0 | 0 | 0 | 0 | 0 | 0 | 0 | 0
| Other benefits 1 |  |  |  | 2023-12-31 | 0 | 0 | 0 | 0 | 0 | 0 | 0 | 0 | 0 | 0 | 0 | 0 | 0 | 0 | 0 | 0 | 0 | 0 | 0 | 0 | 0 | 0 | 0 | 0 | 0
| Other benefits 2 |  |  |  | 2023-12-31 | 0 | 0 | 0 | 0 | 0 | 0 | 0 | 0 | 0 | 0 | 0 | 0 | 0 | 0 | 0 | 0 | 0 | 0 | 0 | 0 | 0 | 0 | 0 | 0 | 0
| Total other benefits |  |  |  | 2023-12-31 | 0 | 0 | 0 | 0 | 0 | 0 | 0 | 0 | 0 | 0 | 0 | 0 | 0 | 0 | 0 | 0 | 0 | 0 | 0 | 0 | 0 | 0 | 0 | 0 | 0
SUMMARY
| Risks mitigated vs base case |  |  |  | 2023-12-31 | -2672885.3289 | 2362749.4518 | 2376734.3409 | 2412271.821 | 2412271.821 | 2412271.821 | 2447809.3011 | 2447809.3011 | 2483346.7812 | 2483346.7812 | 2518884.2612 | 2518884.2612 | 2554421.7413 | 2554421.7413 | 2554421.7413 | 2554421.7413 | 2554421.7413 | 2554421.7413 | 2554421.7413 | 2554421.7413 | 2554421.7413 | 2554421.7413 | 2554421.7413 | 2554421.7413 | 0
Capital expenditure
| Replacement of CRO inoperable RMUs |  |  |  | 2023-12-31 | -24775662 | 0 | 0 | 0 | 0 | 0 | 0 | 0 | 0 | 0 | 0 | 0 | 0 | 0 | 0 | 0 | 0 | 0 | 0 | 0 | 0 | 0 | 0 | 0 | 0
| 0 |  |  |  | 2023-12-31 | 0 | 0 | 0 | 0 | 0 | 0 | 0 | 0 | 0 | 0 | 0 | 0 | 0 | 0 | 0 | 0 | 0 | 0 | 0 | 0 | 0 | 0 | 0 | 0 | 0
| 0 |  |  |  | 2023-12-31 | 0 | 0 | 0 | 0 | 0 | 0 | 0 | 0 | 0 | 0 | 0 | 0 | 0 | 0 | 0 | 0 | 0 | 0 | 0 | 0 | 0 | 0 | 0 | 0 | 0
Cumulative capex
| Replacement of CRO inoperable RMUs |  |  |  | 2023-12-31 | -24775662 | -24775662 | -24775662 | -24775662 | -24775662 | -24775662 | -24775662 | -24775662 | -24775662 | -24775662 | -24775662 | -24775662 | -24775662 | -24775662 | -24775662 | -24775662 | -24775662 | -24775662 | -24775662 | -24775662 | -24775662 | -24775662 | -24775662 | -24775662 | -24775662
| 0 |  |  |  | 2023-12-31 | 0 | 0 | 0 | 0 | 0 | 0 | 0 | 0 | 0 | 0 | 0 | 0 | 0 | 0 | 0 | 0 | 0 | 0 | 0 | 0 | 0 | 0 | 0 | 0 | 0
| 0 |  |  |  | 2023-12-31 | 0 | 0 | 0 | 0 | 0 | 0 | 0 | 0 | 0 | 0 | 0 | 0 | 0 | 0 | 0 | 0 | 0 | 0 | 0 | 0 | 0 | 0 | 0 | 0 | 0
Annualised capex
| Annualised capex - Replacement of CRO inoperable RMUs |  |  |  | 2023-12-31 | 0 | -1021085.0496 | -1021085.0496 | -1021085.0496 | -1021085.0496 | -1021085.0496 | -1021085.0496 | -1021085.0496 | -1021085.0496 | -1021085.0496 | -1021085.0496 | -1021085.0496 | -1021085.0496 | -1021085.0496 | -1021085.0496 | -1021085.0496 | -1021085.0496 | -1021085.0496 | -1021085.0496 | -1021085.0496 | -1021085.0496 | -1021085.0496 | -1021085.0496 | -1021085.0496 | -1021085.0496
| Annualised capex - |  |  |  | 2023-12-31 | 0 | 0 | 0 | 0 | 0 | 0 | 0 | 0 | 0 | 0 | 0 | 0 | 0 | 0 | 0 | 0 | 0 | 0 | 0 | 0 | 0 | 0 | 0 | 0 | 0
| Annualised capex - |  |  |  | 2023-12-31 | 0 | 0 | 0 | 0 | 0 | 0 | 0 | 0 | 0 | 0 | 0 | 0 | 0 | 0 | 0 | 0 | 0 | 0 | 0 | 0 | 0 | 0 | 0 | 0 | 0
| Total annualised capex |  |  |  | 2023-12-31 | 0 | -1021085.0496 | -1021085.0496 | -1021085.0496 | -1021085.0496 | -1021085.0496 | -1021085.0496 | -1021085.0496 | -1021085.0496 | -1021085.0496 | -1021085.0496 | -1021085.0496 | -1021085.0496 | -1021085.0496 | -1021085.0496 | -1021085.0496 | -1021085.0496 | -1021085.0496 | -1021085.0496 | -1021085.0496 | -1021085.0496 | -1021085.0496 | -1021085.0496 | -1021085.0496 | -1021085.0496
| Annualised capex |  |  |  | 2023-12-31 | 0 | -1021085.0496 | -1021085.0496 | -1021085.0496 | -1021085.0496 | -1021085.0496 | -1021085.0496 | -1021085.0496 | -1021085.0496 | -1021085.0496 | -1021085.0496 | -1021085.0496 | -1021085.0496 | -1021085.0496 | -1021085.0496 | -1021085.0496 | -1021085.0496 | -1021085.0496 | -1021085.0496 | -1021085.0496 | -1021085.0496 | -1021085.0496 | -1021085.0496 | -1021085.0496 | -1021085.0496
| Operating expenditure |  |  |  | 2023-12-31 | 0 | 0 | 0 | 0 | 0 | 0 | 0 | 0 | 0 | 0 | 0 | 0 | 0 | 0 | 0 | 0 | 0 | 0 | 0 | 0 | 0 | 0 | 0 | 0 | 0
| Risk mitigated |  |  |  | 2023-12-31 | -2672885.3289 | 2362749.4518 | 2376734.3409 | 2412271.821 | 2412271.821 | 2412271.821 | 2447809.3011 | 2447809.3011 | 2483346.7812 | 2483346.7812 | 2518884.2612 | 2518884.2612 | 2554421.7413 | 2554421.7413 | 2554421.7413 | 2554421.7413 | 2554421.7413 | 2554421.7413 | 2554421.7413 | 2554421.7413 | 2554421.7413 | 2554421.7413 | 2554421.7413 | 2554421.7413 | 0
| Other benefits value |  |  |  | 2023-12-31 | 0 | 0 | 0 | 0 | 0 | 0 | 0 | 0 | 0 | 0 | 0 | 0 | 0 | 0 | 0 | 0 | 0 | 0 | 0 | 0 | 0 | 0 | 0 | 0 | 0
| Net benefits |  |  |  | 2023-12-31 | -2672885.3289 | 1341664.4022 | 1355649.2914 | 1391186.7714 | 1391186.7714 | 1391186.7714 | 1426724.2515 | 1426724.2515 | 1462261.7316 | 1462261.7316 | 1497799.2117 | 1497799.2117 | 1533336.6917 | 1533336.6917 | 1533336.6917 | 1533336.6917 | 1533336.6917 | 1533336.6917 | 1533336.6917 | 1533336.6917 | 1533336.6917 | 1533336.6917 | 1533336.6917 | 1533336.6917 | -1021085.0496
| First capex year |  |  |  | 1
| First year |  |  |  | 1
SENSITIVITIES
NPV | Net benefits |  |  |  | Option 2NPV | -2672885.3289 | 1341664.4022 | 1355649.2914 | 1391186.7714 | 1391186.7714 | 1391186.7714 | 1426724.2515 | 1426724.2515 | 1462261.7316 | 1462261.7316 | 1497799.2117 | 1497799.2117 | 1533336.6917 | 1533336.6917 | 1533336.6917 | 1533336.6917 | 1533336.6917 | 1533336.6917 | 1533336.6917 | 1533336.6917 | 1533336.6917 | 1533336.6917 | 1533336.6917 | 1533336.6917 | -1021085.0496
| Total annualised capex |  |  |  |  | 0 | -1021085.0496 | -1021085.0496 | -1021085.0496 | -1021085.0496 | -1021085.0496 | -1021085.0496 | -1021085.0496 | -1021085.0496 | -1021085.0496 | -1021085.0496 | -1021085.0496 | -1021085.0496 | -1021085.0496 | -1021085.0496 | -1021085.0496 | -1021085.0496 | -1021085.0496 | -1021085.0496 | -1021085.0496 | -1021085.0496 | -1021085.0496 | -1021085.0496 | -1021085.0496 | -1021085.0496
| Total benefits |  |  |  |  | -2672885.3289 | 2362749.4518 | 2376734.3409 | 2412271.821 | 2412271.821 | 2412271.821 | 2447809.3011 | 2447809.3011 | 2483346.7812 | 2483346.7812 | 2518884.2612 | 2518884.2612 | 2554421.7413 | 2554421.7413 | 2554421.7413 | 2554421.7413 | 2554421.7413 | 2554421.7413 | 2554421.7413 | 2554421.7413 | 2554421.7413 | 2554421.7413 | 2554421.7413 | 2554421.7413 | 0
|  | Capex | Total benefits
sens1 | Capex 10% higher | 10% | 0% |  | Option 2sens1 | -2672885.3289 | 1239555.8972 | 1253540.7864 | 1289078.2665 | 1289078.2665 | 1289078.2665 | 1324615.7466 | 1324615.7466 | 1360153.2266 | 1360153.2266 | 1395690.7067 | 1395690.7067 | 1431228.1868 | 1431228.1868 | 1431228.1868 | 1431228.1868 | 1431228.1868 | 1431228.1868 | 1431228.1868 | 1431228.1868 | 1431228.1868 | 1431228.1868 | 1431228.1868 | 1431228.1868 | -1123193.5545
sens2 | Capex 10% lower | -10% | 0% |  | Option 2sens2 | -2672885.3289 | 1443772.9071 | 1457757.7963 | 1493295.2764 | 1493295.2764 | 1493295.2764 | 1528832.7565 | 1528832.7565 | 1564370.2366 | 1564370.2366 | 1599907.7166 | 1599907.7166 | 1635445.1967 | 1635445.1967 | 1635445.1967 | 1635445.1967 | 1635445.1967 | 1635445.1967 | 1635445.1967 | 1635445.1967 | 1635445.1967 | 1635445.1967 | 1635445.1967 | 1635445.1967 | -918976.5446
sens3 | Total benefits 10% higher | 0% | 10% |  | Option 2sens3 | -2940173.8618 | 1577939.3474 | 1593322.7255 | 1632413.9535 | 1632413.9535 | 1632413.9535 | 1671505.1816 | 1671505.1816 | 1710596.4097 | 1710596.4097 | 1749687.6378 | 1749687.6378 | 1788778.8659 | 1788778.8659 | 1788778.8659 | 1788778.8659 | 1788778.8659 | 1788778.8659 | 1788778.8659 | 1788778.8659 | 1788778.8659 | 1788778.8659 | 1788778.8659 | 1788778.8659 | -1021085.0496
sens4 | Total benefits 10% lower | 0% | -10% |  | Option 2sens4 | -2405596.796 | 1105389.457 | 1117975.8573 | 1149959.5893 | 1149959.5893 | 1149959.5893 | 1181943.3214 | 1181943.3214 | 1213927.0535 | 1213927.0535 | 1245910.7855 | 1245910.7855 | 1277894.5176 | 1277894.5176 | 1277894.5176 | 1277894.5176 | 1277894.5176 | 1277894.5176 | 1277894.5176 | 1277894.5176 | 1277894.5176 | 1277894.5176 | 1277894.5176 | 1277894.5176 | -1021085.0496
sens5 | Capex 10% higher & Total benefits 10% lower | 10% | -10% |  | Option 2sens5 | -2405596.796 | 1003280.952 | 1015867.3523 | 1047851.0844 | 1047851.0844 | 1047851.0844 | 1079834.8165 | 1079834.8165 | 1111818.5485 | 1111818.5485 | 1143802.2806 | 1143802.2806 | 1175786.0127 | 1175786.0127 | 1175786.0127 | 1175786.0127 | 1175786.0127 | 1175786.0127 | 1175786.0127 | 1175786.0127 | 1175786.0127 | 1175786.0127 | 1175786.0127 | 1175786.0127 | -1123193.5545
sens | 0 | 0% | 0% |  | Option 2sens | -2672885.3289 | 1341664.4022 | 1355649.2914 | 1391186.7714 | 1391186.7714 | 1391186.7714 | 1426724.2515 | 1426724.2515 | 1462261.7316 | 1462261.7316 | 1497799.2117 | 1497799.2117 | 1533336.6917 | 1533336.6917 | 1533336.6917 | 1533336.6917 | 1533336.6917 | 1533336.6917 | 1533336.6917 | 1533336.6917 | 1533336.6917 | 1533336.6917 | 1533336.6917 | 1533336.6917 | -1021085.0496
sens | 0 | 0% | 0% |  | Option 2sens | -2672885.3289 | 1341664.4022 | 1355649.2914 | 1391186.7714 | 1391186.7714 | 1391186.7714 | 1426724.2515 | 1426724.2515 | 1462261.7316 | 1462261.7316 | 1497799.2117 | 1497799.2117 | 1533336.6917 | 1533336.6917 | 1533336.6917 | 1533336.6917 | 1533336.6917 | 1533336.6917 | 1533336.6917 | 1533336.6917 | 1533336.6917 | 1533336.6917 | 1533336.6917 | 1533336.6917 | -1021085.0496
sens | 0 | 0% | 0% |  | Option 2sens | -2672885.3289 | 1341664.4022 | 1355649.2914 | 1391186.7714 | 1391186.7714 | 1391186.7714 | 1426724.2515 | 1426724.2515 | 1462261.7316 | 1462261.7316 | 1497799.2117 | 1497799.2117 | 1533336.6917 | 1533336.6917 | 1533336.6917 | 1533336.6917 | 1533336.6917 | 1533336.6917 | 1533336.6917 | 1533336.6917 | 1533336.6917 | 1533336.6917 | 1533336.6917 | 1533336.6917 | -1021085.0496

## Option3
CitiPower
Recplacement of CRO inoperable RMUs
OPTION 3 | Replace all CRO inoperatble RMUs over 5 years
Count | [5 empty] | 1 | 2 | 3 | 4 | 5 | 6 | 7 | 8 | 9 | 10 | 11 | 12 | 13 | 14 | 15 | 16 | 17 | 18 | 19 | 20 | 21 | 22 | 23 | 24 | 25
Value of CO2 reductions |  |  |  |  | $/MWh | 24.7305 | 22.3407 | 20.1963 | 18.0629 | 15.9134 | 13.7151 | 13.7151 | 13.7151 | 13.7151 | 13.7151 | 13.7151 | 13.7151 | 13.7151 | 13.7151 | 13.7151 | 13.7151 | 13.7151 | 13.7151 | 13.7151 | 13.7151 | 13.7151 | 13.7151 | 13.7151 | 13.7151 | 13.7151
[5 empty] | Units | 2026-27 | 2027-28 | 2028-29 | 2029-30 | 2030-31 | 2031-32 | 2032-33 | 2033-34 | 2034-35 | 2035-36 | 2036-37 | 2037-38 | 2038-39 | 2039-40 | 2040-41 | 2041-42 | 2042-43 | 2043-44 | 2044-45 | 2045-46 | 2046-47 | 2047-48 | 2048-49 | 2049-50 | 2050-51
INVESTMENT & OPERATING COST
| Capex |  | Asset life (yrs)
| Replacement of CRO inoperable RMUs |  | 55 | Capex | 2023-12-31 | 4992111 | 4992111 | 4992111 | 4992111 | 4807218 | 0 | 0 | 0 | 0 | 0 | 0 | 0 | 0 | 0 | 0 | 0 | 0 | 0 | 0 | 0 | 0 | 0 | 0 | 0 | 0
|  |  | 0 |  | 2023-12-31 | 0 | 0 | 0 | 0 | 0 | 0 | 0 | 0 | 0 | 0 | 0 | 0 | 0 | 0 | 0 | 0 | 0 | 0 | 0 | 0 | 0 | 0 | 0 | 0 | 0
|  |  | 0 |  | 2023-12-31 | 0 | 0 | 0 | 0 | 0 | 0 | 0 | 0 | 0 | 0 | 0 | 0 | 0 | 0 | 0 | 0 | 0 | 0 | 0 | 0 | 0 | 0 | 0 | 0 | 0
| Capital expenditure |  |  |  | 2023-12-31 | 4992111 | 4992111 | 4992111 | 4992111 | 4807218 | 0 | 0 | 0 | 0 | 0 | 0 | 0 | 0 | 0 | 0 | 0 | 0 | 0 | 0 | 0 | 0 | 0 | 0 | 0 | 0
| Operating expenditure |  |  |  | 2023-12-31 | 0 | 0 | 0 | 0 | 0 | 0 | 0 | 0 | 0 | 0 | 0 | 0 | 0 | 0 | 0 | 0 | 0 | 0 | 0 | 0 | 0 | 0 | 0 | 0 | 0
RISK ASSUMPTIONS
| PoF (major) |  |  |  |  | 0 | 0 | 0 | 0 | 0 | 0 | 0 | 0 | 0 | 0 | 0 | 0 | 0 | 0 | 0 | 0 | 0 | 0 | 0 | 0 | 0 | 0 | 0 | 0 | 0
| PoF (reparable) |  |  |  |  | 0 | 0 | 0 | 0 | 0 | 0 | 0 | 0 | 0 | 0 | 0 | 0 | 0 | 0 | 0 | 0 | 0 | 0 | 0 | 0 | 0 | 0 | 0 | 0 | 0
| Energy at risk (weighted) |  |  |  | MWh | 0 | 0 | 0 | 0 | 0 | 0 | 0 | 0 | 0 | 0 | 0 | 0 | 0 | 0 | 0 | 0 | 0 | 0 | 0 | 0 | 0 | 0 | 0 | 0 | 0
| Energy at risk value | $/MWh | 47819.7904 |  | 2023-12-31 | 0 | 0 | 0 | 0 | 0 | 0 | 0 | 0 | 0 | 0 | 0 | 0 | 0 | 0 | 0 | 0 | 0 | 0 | 0 | 0 | 0 | 0 | 0 | 0 | 0
| Safety consequence | (after DF) |  | Safety | 2023-12-31 | 541745.7195 | 325047.4317 | 216698.2878 | 108349.1439 | 0 | 0 | 0 | 0 | 0 | 0 | 0 | 0 | 0 | 0 | 0 | 0 | 0 | 0 | 0 | 0 | 0 | 0 | 0 | 0 | 0
| Outages |  |  | Outages | 2023-12-31 | 2127971.9804 | 1699201.5067 | 1270431.0331 | 841660.5594 | 412890.0857 | 0 | 0 | 0 | 0 | 0 | 0 | 0 | 0 | 0 | 0 | 0 | 0 | 0 | 0 | 0 | 0 | 0 | 0 | 0 | 0
| Asset failure | (after DF) |  | Failures | 2023-12-31 | 67270.0446 | 40362.0267 | 26908.0178 | 13454.0089 | 0 | 0 | 0 | 0 | 0 | 0 | 0 | 0 | 0 | 0 | 0 | 0 | 0 | 0 | 0 | 0 | 0 | 0 | 0 | 0 | 0
| Outage for planned program |  |  | Planned | 2023-12-31 | 588690.2061 | 588690.2061 | 588690.2061 | 588690.2061 | 566886.8651 | 0 | 0 | 0 | 0 | 0 | 0 | 0 | 0 | 0 | 0 | 0 | 0 | 0 | 0 | 0 | 0 | 0 | 0 | 0 | 0
[5 empty] | 2023-12-31 | 0 | 0 | 0 | 0 | 0 | 0 | 0 | 0 | 0 | 0 | 0 | 0 | 0 | 0 | 0 | 0 | 0 | 0 | 0 | 0 | 0 | 0 | 0 | 0 | 0
| Total risk cost |  |  |  |  | 3325677.9505 | 2653301.1712 | 2102727.5448 | 1552153.9183 | 979776.9509 | 0 | 0 | 0 | 0 | 0 | 0 | 0 | 0 | 0 | 0 | 0 | 0 | 0 | 0 | 0 | 0 | 0 | 0 | 0 | 0
OTHER BENEFITS
| Reduction in CO2 emissions |  |  |  | MWh | 0 | 0 | 0 | 0 | 0 | 0 | 0 | 0 | 0 | 0 | 0 | 0 | 0 | 0 | 0 | 0 | 0 | 0 | 0 | 0 | 0 | 0 | 0 | 0 | 0
| Value of reduction in CO2 emissions |  |  |  | $ | 0 | 0 | 0 | 0 | 0 | 0 | 0 | 0 | 0 | 0 | 0 | 0 | 0 | 0 | 0 | 0 | 0 | 0 | 0 | 0 | 0 | 0 | 0 | 0 | 0
| Reliability in worst-served areas | $/MWh | 0 |  | MWh | 0 | 0 | 0 | 0 | 0 | 0 | 0 | 0 | 0 | 0 | 0 | 0 | 0 | 0 | 0 | 0 | 0 | 0 | 0 | 0 | 0 | 0 | 0 | 0 | 0
| Network resilience | $/MWh | 0 |  | MWh | 0 | 0 | 0 | 0 | 0 | 0 | 0 | 0 | 0 | 0 | 0 | 0 | 0 | 0 | 0 | 0 | 0 | 0 | 0 | 0 | 0 | 0 | 0 | 0 | 0
| Enabling solar exports | $/MWh | 4220.9954 |  | MWh | 0 | 0 | 0 | 0 | 0 | 0 | 0 | 0 | 0 | 0 | 0 | 0 | 0 | 0 | 0 | 0 | 0 | 0 | 0 | 0 | 0 | 0 | 0 | 0 | 0
| Aesthetics | $/customer | 0 |  | customers | 0 | 0 | 0 | 0 | 0 | 0 | 0 | 0 | 0 | 0 | 0 | 0 | 0 | 0 | 0 | 0 | 0 | 0 | 0 | 0 | 0 | 0 | 0 | 0 | 0
| Customer value of time (res) | $/customer min | 0.54769 |  | mins | 0 | 0 | 0 | 0 | 0 | 0 | 0 | 0 | 0 | 0 | 0 | 0 | 0 | 0 | 0 | 0 | 0 | 0 | 0 | 0 | 0 | 0 | 0 | 0 | 0
| Customer value of time (bus) | $/customer min | 0.54769 |  | mins | 0 | 0 | 0 | 0 | 0 | 0 | 0 | 0 | 0 | 0 | 0 | 0 | 0 | 0 | 0 | 0 | 0 | 0 | 0 | 0 | 0 | 0 | 0 | 0 | 0
| Communication | $/customer | 0 |  | customers | 0 | 0 | 0 | 0 | 0 | 0 | 0 | 0 | 0 | 0 | 0 | 0 | 0 | 0 | 0 | 0 | 0 | 0 | 0 | 0 | 0 | 0 | 0 | 0 | 0
| Information accessibility | $/customer | 0 |  | customers | 0 | 0 | 0 | 0 | 0 | 0 | 0 | 0 | 0 | 0 | 0 | 0 | 0 | 0 | 0 | 0 | 0 | 0 | 0 | 0 | 0 | 0 | 0 | 0 | 0
| Other benefits 1 |  |  |  | 2023-12-31 | 0 | 0 | 0 | 0 | 0 | 0 | 0 | 0 | 0 | 0 | 0 | 0 | 0 | 0 | 0 | 0 | 0 | 0 | 0 | 0 | 0 | 0 | 0 | 0 | 0
| Other benefits 2 |  |  |  | 2023-12-31 | 0 | 0 | 0 | 0 | 0 | 0 | 0 | 0 | 0 | 0 | 0 | 0 | 0 | 0 | 0 | 0 | 0 | 0 | 0 | 0 | 0 | 0 | 0 | 0 | 0
| Total other benefits |  |  |  | 2023-12-31 | 0 | 0 | 0 | 0 | 0 | 0 | 0 | 0 | 0 | 0 | 0 | 0 | 0 | 0 | 0 | 0 | 0 | 0 | 0 | 0 | 0 | 0 | 0 | 0 | 0
SUMMARY
| Risks mitigated vs base case |  |  |  | 2023-12-31 | -948943.6096 | -276566.8303 | 274006.7962 | 860117.9027 | 1432494.8702 | 2412271.821 | 2447809.3011 | 2447809.3011 | 2483346.7812 | 2483346.7812 | 2518884.2612 | 2518884.2612 | 2554421.7413 | 2554421.7413 | 2554421.7413 | 2554421.7413 | 2554421.7413 | 2554421.7413 | 2554421.7413 | 2554421.7413 | 2554421.7413 | 2554421.7413 | 2554421.7413 | 2554421.7413 | 0
Capital expenditure
| Replacement of CRO inoperable RMUs |  |  |  | 2023-12-31 | -4992111 | -4992111 | -4992111 | -4992111 | -4807218 | 0 | 0 | 0 | 0 | 0 | 0 | 0 | 0 | 0 | 0 | 0 | 0 | 0 | 0 | 0 | 0 | 0 | 0 | 0 | 0
| 0 |  |  |  | 2023-12-31 | 0 | 0 | 0 | 0 | 0 | 0 | 0 | 0 | 0 | 0 | 0 | 0 | 0 | 0 | 0 | 0 | 0 | 0 | 0 | 0 | 0 | 0 | 0 | 0 | 0
| 0 |  |  |  | 2023-12-31 | 0 | 0 | 0 | 0 | 0 | 0 | 0 | 0 | 0 | 0 | 0 | 0 | 0 | 0 | 0 | 0 | 0 | 0 | 0 | 0 | 0 | 0 | 0 | 0 | 0
Cumulative capex
| Replacement of CRO inoperable RMUs |  |  |  | 2023-12-31 | -4992111 | -9984222 | -14976333 | -19968444 | -24775662 | -24775662 | -24775662 | -24775662 | -24775662 | -24775662 | -24775662 | -24775662 | -24775662 | -24775662 | -24775662 | -24775662 | -24775662 | -24775662 | -24775662 | -24775662 | -24775662 | -24775662 | -24775662 | -24775662 | -24775662
| 0 |  |  |  | 2023-12-31 | 0 | 0 | 0 | 0 | 0 | 0 | 0 | 0 | 0 | 0 | 0 | 0 | 0 | 0 | 0 | 0 | 0 | 0 | 0 | 0 | 0 | 0 | 0 | 0 | 0
| 0 |  |  |  | 2023-12-31 | 0 | 0 | 0 | 0 | 0 | 0 | 0 | 0 | 0 | 0 | 0 | 0 | 0 | 0 | 0 | 0 | 0 | 0 | 0 | 0 | 0 | 0 | 0 | 0 | 0
Annualised capex
| Annualised capex - Replacement of CRO inoperable RMUs |  |  |  | 2023-12-31 | 0 | -205741.0175 | -411482.0349 | -617223.0524 | -822964.0698 | -1021085.0496 | -1021085.0496 | -1021085.0496 | -1021085.0496 | -1021085.0496 | -1021085.0496 | -1021085.0496 | -1021085.0496 | -1021085.0496 | -1021085.0496 | -1021085.0496 | -1021085.0496 | -1021085.0496 | -1021085.0496 | -1021085.0496 | -1021085.0496 | -1021085.0496 | -1021085.0496 | -1021085.0496 | -1021085.0496
| Annualised capex - |  |  |  | 2023-12-31 | 0 | 0 | 0 | 0 | 0 | 0 | 0 | 0 | 0 | 0 | 0 | 0 | 0 | 0 | 0 | 0 | 0 | 0 | 0 | 0 | 0 | 0 | 0 | 0 | 0
| Annualised capex - |  |  |  | 2023-12-31 | 0 | 0 | 0 | 0 | 0 | 0 | 0 | 0 | 0 | 0 | 0 | 0 | 0 | 0 | 0 | 0 | 0 | 0 | 0 | 0 | 0 | 0 | 0 | 0 | 0
| Total annualised capex |  |  |  | 2023-12-31 | 0 | -205741.0175 | -411482.0349 | -617223.0524 | -822964.0698 | -1021085.0496 | -1021085.0496 | -1021085.0496 | -1021085.0496 | -1021085.0496 | -1021085.0496 | -1021085.0496 | -1021085.0496 | -1021085.0496 | -1021085.0496 | -1021085.0496 | -1021085.0496 | -1021085.0496 | -1021085.0496 | -1021085.0496 | -1021085.0496 | -1021085.0496 | -1021085.0496 | -1021085.0496 | -1021085.0496
| Annualised capex |  |  |  | 2023-12-31 | 0 | -205741.0175 | -411482.0349 | -617223.0524 | -822964.0698 | -1021085.0496 | -1021085.0496 | -1021085.0496 | -1021085.0496 | -1021085.0496 | -1021085.0496 | -1021085.0496 | -1021085.0496 | -1021085.0496 | -1021085.0496 | -1021085.0496 | -1021085.0496 | -1021085.0496 | -1021085.0496 | -1021085.0496 | -1021085.0496 | -1021085.0496 | -1021085.0496 | -1021085.0496 | -1021085.0496
| Operating expenditure |  |  |  | 2023-12-31 | 0 | 0 | 0 | 0 | 0 | 0 | 0 | 0 | 0 | 0 | 0 | 0 | 0 | 0 | 0 | 0 | 0 | 0 | 0 | 0 | 0 | 0 | 0 | 0 | 0
| Risk mitigated |  |  |  | 2023-12-31 | -948943.6096 | -276566.8303 | 274006.7962 | 860117.9027 | 1432494.8702 | 2412271.821 | 2447809.3011 | 2447809.3011 | 2483346.7812 | 2483346.7812 | 2518884.2612 | 2518884.2612 | 2554421.7413 | 2554421.7413 | 2554421.7413 | 2554421.7413 | 2554421.7413 | 2554421.7413 | 2554421.7413 | 2554421.7413 | 2554421.7413 | 2554421.7413 | 2554421.7413 | 2554421.7413 | 0
| Other benefits value |  |  |  | 2023-12-31 | 0 | 0 | 0 | 0 | 0 | 0 | 0 | 0 | 0 | 0 | 0 | 0 | 0 | 0 | 0 | 0 | 0 | 0 | 0 | 0 | 0 | 0 | 0 | 0 | 0
| Net benefits |  |  |  | 2023-12-31 | -948943.6096 | -482307.8478 | -137475.2387 | 242894.8504 | 609530.8003 | 1391186.7714 | 1426724.2515 | 1426724.2515 | 1462261.7316 | 1462261.7316 | 1497799.2117 | 1497799.2117 | 1533336.6917 | 1533336.6917 | 1533336.6917 | 1533336.6917 | 1533336.6917 | 1533336.6917 | 1533336.6917 | 1533336.6917 | 1533336.6917 | 1533336.6917 | 1533336.6917 | 1533336.6917 | -1021085.0496
| First capex year |  |  |  | 1
| First year |  |  |  | 1
SENSITIVITIES
NPV | Net benefits |  |  |  | Option 3NPV | -948943.6096 | -482307.8478 | -137475.2387 | 242894.8504 | 609530.8003 | 1391186.7714 | 1426724.2515 | 1426724.2515 | 1462261.7316 | 1462261.7316 | 1497799.2117 | 1497799.2117 | 1533336.6917 | 1533336.6917 | 1533336.6917 | 1533336.6917 | 1533336.6917 | 1533336.6917 | 1533336.6917 | 1533336.6917 | 1533336.6917 | 1533336.6917 | 1533336.6917 | 1533336.6917 | -1021085.0496
| Total annualised capex |  |  |  |  | 0 | -205741.0175 | -411482.0349 | -617223.0524 | -822964.0698 | -1021085.0496 | -1021085.0496 | -1021085.0496 | -1021085.0496 | -1021085.0496 | -1021085.0496 | -1021085.0496 | -1021085.0496 | -1021085.0496 | -1021085.0496 | -1021085.0496 | -1021085.0496 | -1021085.0496 | -1021085.0496 | -1021085.0496 | -1021085.0496 | -1021085.0496 | -1021085.0496 | -1021085.0496 | -1021085.0496
| Total benefits |  |  |  |  | -948943.6096 | -276566.8303 | 274006.7962 | 860117.9027 | 1432494.8702 | 2412271.821 | 2447809.3011 | 2447809.3011 | 2483346.7812 | 2483346.7812 | 2518884.2612 | 2518884.2612 | 2554421.7413 | 2554421.7413 | 2554421.7413 | 2554421.7413 | 2554421.7413 | 2554421.7413 | 2554421.7413 | 2554421.7413 | 2554421.7413 | 2554421.7413 | 2554421.7413 | 2554421.7413 | 0
|  | Capex | Total benefits
sens1 | Capex 10% higher | 10% | 0% |  | Option 3sens1 | -948943.6096 | -502881.9495 | -178623.4422 | 181172.5451 | 527234.3934 | 1289078.2665 | 1324615.7466 | 1324615.7466 | 1360153.2266 | 1360153.2266 | 1395690.7067 | 1395690.7067 | 1431228.1868 | 1431228.1868 | 1431228.1868 | 1431228.1868 | 1431228.1868 | 1431228.1868 | 1431228.1868 | 1431228.1868 | 1431228.1868 | 1431228.1868 | 1431228.1868 | 1431228.1868 | -1123193.5545
sens2 | Capex 10% lower | -10% | 0% |  | Option 3sens2 | -948943.6096 | -461733.746 | -96327.0352 | 304617.1556 | 691827.2073 | 1493295.2764 | 1528832.7565 | 1528832.7565 | 1564370.2366 | 1564370.2366 | 1599907.7166 | 1599907.7166 | 1635445.1967 | 1635445.1967 | 1635445.1967 | 1635445.1967 | 1635445.1967 | 1635445.1967 | 1635445.1967 | 1635445.1967 | 1635445.1967 | 1635445.1967 | 1635445.1967 | 1635445.1967 | -918976.5446
sens3 | Total benefits 10% higher | 0% | 10% |  | Option 3sens3 | -1043837.9705 | -509964.5308 | -110074.5591 | 328906.6406 | 752780.2874 | 1632413.9535 | 1671505.1816 | 1671505.1816 | 1710596.4097 | 1710596.4097 | 1749687.6378 | 1749687.6378 | 1788778.8659 | 1788778.8659 | 1788778.8659 | 1788778.8659 | 1788778.8659 | 1788778.8659 | 1788778.8659 | 1788778.8659 | 1788778.8659 | 1788778.8659 | 1788778.8659 | 1788778.8659 | -1021085.0496
sens4 | Total benefits 10% lower | 0% | -10% |  | Option 3sens4 | -854049.2486 | -454651.1647 | -164875.9184 | 156883.0601 | 466281.3133 | 1149959.5893 | 1181943.3214 | 1181943.3214 | 1213927.0535 | 1213927.0535 | 1245910.7855 | 1245910.7855 | 1277894.5176 | 1277894.5176 | 1277894.5176 | 1277894.5176 | 1277894.5176 | 1277894.5176 | 1277894.5176 | 1277894.5176 | 1277894.5176 | 1277894.5176 | 1277894.5176 | 1277894.5176 | -1021085.0496
sens5 | Capex 10% higher & Total benefits 10% lower | 10% | -10% |  | Option 3sens5 | -854049.2486 | -475225.2665 | -206024.1218 | 95160.7549 | 383984.9063 | 1047851.0844 | 1079834.8165 | 1079834.8165 | 1111818.5485 | 1111818.5485 | 1143802.2806 | 1143802.2806 | 1175786.0127 | 1175786.0127 | 1175786.0127 | 1175786.0127 | 1175786.0127 | 1175786.0127 | 1175786.0127 | 1175786.0127 | 1175786.0127 | 1175786.0127 | 1175786.0127 | 1175786.0127 | -1123193.5545
sens | 0 | 0% | 0% |  | Option 3sens | -948943.6096 | -482307.8478 | -137475.2387 | 242894.8504 | 609530.8003 | 1391186.7714 | 1426724.2515 | 1426724.2515 | 1462261.7316 | 1462261.7316 | 1497799.2117 | 1497799.2117 | 1533336.6917 | 1533336.6917 | 1533336.6917 | 1533336.6917 | 1533336.6917 | 1533336.6917 | 1533336.6917 | 1533336.6917 | 1533336.6917 | 1533336.6917 | 1533336.6917 | 1533336.6917 | -1021085.0496
sens | 0 | 0% | 0% |  | Option 3sens | -948943.6096 | -482307.8478 | -137475.2387 | 242894.8504 | 609530.8003 | 1391186.7714 | 1426724.2515 | 1426724.2515 | 1462261.7316 | 1462261.7316 | 1497799.2117 | 1497799.2117 | 1533336.6917 | 1533336.6917 | 1533336.6917 | 1533336.6917 | 1533336.6917 | 1533336.6917 | 1533336.6917 | 1533336.6917 | 1533336.6917 | 1533336.6917 | 1533336.6917 | 1533336.6917 | -1021085.0496
sens | 0 | 0% | 0% |  | Option 3sens | -948943.6096 | -482307.8478 | -137475.2387 | 242894.8504 | 609530.8003 | 1391186.7714 | 1426724.2515 | 1426724.2515 | 1462261.7316 | 1462261.7316 | 1497799.2117 | 1497799.2117 | 1533336.6917 | 1533336.6917 | 1533336.6917 | 1533336.6917 | 1533336.6917 | 1533336.6917 | 1533336.6917 | 1533336.6917 | 1533336.6917 | 1533336.6917 | 1533336.6917 | 1533336.6917 | -1021085.0496

## Option4
CitiPower
Recplacement of CRO inoperable RMUs
OPTION 4 | Replace all CRO inoperatble RMUs over 10 years
Count | [5 empty] | 1 | 2 | 3 | 4 | 5 | 6 | 7 | 8 | 9 | 10 | 11 | 12 | 13 | 14 | 15 | 16 | 17 | 18 | 19 | 20 | 21 | 22 | 23 | 24 | 25
Value of CO2 reductions |  |  |  |  | $/MWh | 24.7305 | 22.3407 | 20.1963 | 18.0629 | 15.9134 | 13.7151 | 13.7151 | 13.7151 | 13.7151 | 13.7151 | 13.7151 | 13.7151 | 13.7151 | 13.7151 | 13.7151 | 13.7151 | 13.7151 | 13.7151 | 13.7151 | 13.7151 | 13.7151 | 13.7151 | 13.7151 | 13.7151 | 13.7151
[5 empty] | Units | 2026-27 | 2027-28 | 2028-29 | 2029-30 | 2030-31 | 2031-32 | 2032-33 | 2033-34 | 2034-35 | 2035-36 | 2036-37 | 2037-38 | 2038-39 | 2039-40 | 2040-41 | 2041-42 | 2042-43 | 2043-44 | 2044-45 | 2045-46 | 2046-47 | 2047-48 | 2048-49 | 2049-50 | 2050-51
INVESTMENT & OPERATING COST
| Capex |  | Asset life (yrs)
| Replacement of CRO inoperable RMUs |  | 55 | Capex | 2023-12-31 | 2496055.5 | 2496055.5 | 2496055.5 | 2496055.5 | 2496055.5 | 2496055.5 | 2496055.5 | 2496055.5 | 2496055.5 | 2311162.5 | 0 | 0 | 0 | 0 | 0 | 0 | 0 | 0 | 0 | 0 | 0 | 0 | 0 | 0 | 0
|  |  | 0 |  | 2023-12-31 | 0 | 0 | 0 | 0 | 0 | 0 | 0 | 0 | 0 | 0 | 0 | 0 | 0 | 0 | 0 | 0 | 0 | 0 | 0 | 0 | 0 | 0 | 0 | 0 | 0
|  |  | 0 |  | 2023-12-31 | 0 | 0 | 0 | 0 | 0 | 0 | 0 | 0 | 0 | 0 | 0 | 0 | 0 | 0 | 0 | 0 | 0 | 0 | 0 | 0 | 0 | 0 | 0 | 0 | 0
| Capital expenditure |  |  |  | 2023-12-31 | 2496055.5 | 2496055.5 | 2496055.5 | 2496055.5 | 2496055.5 | 2496055.5 | 2496055.5 | 2496055.5 | 2496055.5 | 2311162.5 | 0 | 0 | 0 | 0 | 0 | 0 | 0 | 0 | 0 | 0 | 0 | 0 | 0 | 0 | 0
| Operating expenditure |  |  |  | 2023-12-31 | 0 | 0 | 0 | 0 | 0 | 0 | 0 | 0 | 0 | 0 | 0 | 0 | 0 | 0 | 0 | 0 | 0 | 0 | 0 | 0 | 0 | 0 | 0 | 0 | 0
RISK ASSUMPTIONS
| PoF (major) |  |  |  |  | 0 | 0 | 0 | 0 | 0 | 0 | 0 | 0 | 0 | 0 | 0 | 0 | 0 | 0 | 0 | 0 | 0 | 0 | 0 | 0 | 0 | 0 | 0 | 0 | 0
| PoF (reparable) |  |  |  |  | 0 | 0 | 0 | 0 | 0 | 0 | 0 | 0 | 0 | 0 | 0 | 0 | 0 | 0 | 0 | 0 | 0 | 0 | 0 | 0 | 0 | 0 | 0 | 0 | 0
| Energy at risk (weighted) |  |  |  | MWh | 0 | 0 | 0 | 0 | 0 | 0 | 0 | 0 | 0 | 0 | 0 | 0 | 0 | 0 | 0 | 0 | 0 | 0 | 0 | 0 | 0 | 0 | 0 | 0 | 0
| Energy at risk value | $/MWh | 47819.7904 |  | 2023-12-31 | 0 | 0 | 0 | 0 | 0 | 0 | 0 | 0 | 0 | 0 | 0 | 0 | 0 | 0 | 0 | 0 | 0 | 0 | 0 | 0 | 0 | 0 | 0 | 0 | 0
| Safety consequence | (after DF) |  | Safety | 2023-12-31 | 141974.973 | 141974.973 | 113579.9784 | 85184.9838 | 56789.9892 | 56789.9892 | 28394.9946 | 28394.9946 | 0 | 0 | 0 | 0 | 0 | 0 | 0 | 0 | 0 | 0 | 0 | 0 | 0 | 0 | 0 | 0 | 0
| Outages |  |  | Outages | 2023-12-31 | 2127971.9804 | 1913586.7436 | 1699201.5067 | 1484816.2699 | 1270431.0331 | 1056045.7962 | 841660.5594 | 627275.3226 | 412890.0857 | 198504.8489 | 0 | 0 | 0 | 0 | 0 | 0 | 0 | 0 | 0 | 0 | 0 | 0 | 0 | 0 | 0
| Asset failure | (after DF) |  | Failures | 2023-12-31 | 17629.4199 | 17629.4199 | 14103.5359 | 10577.6519 | 7051.768 | 7051.768 | 3525.884 | 3525.884 | 0 | 0 | 0 | 0 | 0 | 0 | 0 | 0 | 0 | 0 | 0 | 0 | 0 | 0 | 0 | 0 | 0
| Outage for planned program |  |  | Planned | 2023-12-31 | 294345.103 | 294345.103 | 294345.103 | 294345.103 | 294345.103 | 294345.103 | 294345.103 | 294345.103 | 294345.103 | 272541.7621 | 0 | 0 | 0 | 0 | 0 | 0 | 0 | 0 | 0 | 0 | 0 | 0 | 0 | 0 | 0
[5 empty] | 2023-12-31 | 0 | 0 | 0 | 0 | 0 | 0 | 0 | 0 | 0 | 0 | 0 | 0 | 0 | 0 | 0 | 0 | 0 | 0 | 0 | 0 | 0 | 0 | 0 | 0 | 0
| Total risk cost |  |  |  |  | 2581921.4764 | 2367536.2395 | 2121230.1241 | 1874924.0087 | 1628617.8933 | 1414232.6564 | 1167926.541 | 953541.3042 | 707235.1888 | 471046.611 | 0 | 0 | 0 | 0 | 0 | 0 | 0 | 0 | 0 | 0 | 0 | 0 | 0 | 0 | 0
OTHER BENEFITS
| Reduction in CO2 emissions |  |  |  | MWh | 0 | 0 | 0 | 0 | 0 | 0 | 0 | 0 | 0 | 0 | 0 | 0 | 0 | 0 | 0 | 0 | 0 | 0 | 0 | 0 | 0 | 0 | 0 | 0 | 0
| Value of reduction in CO2 emissions |  |  |  | $ | 0 | 0 | 0 | 0 | 0 | 0 | 0 | 0 | 0 | 0 | 0 | 0 | 0 | 0 | 0 | 0 | 0 | 0 | 0 | 0 | 0 | 0 | 0 | 0 | 0
| Reliability in worst-served areas | $/MWh | 0 |  | MWh | 0 | 0 | 0 | 0 | 0 | 0 | 0 | 0 | 0 | 0 | 0 | 0 | 0 | 0 | 0 | 0 | 0 | 0 | 0 | 0 | 0 | 0 | 0 | 0 | 0
| Network resilience | $/MWh | 0 |  | MWh | 0 | 0 | 0 | 0 | 0 | 0 | 0 | 0 | 0 | 0 | 0 | 0 | 0 | 0 | 0 | 0 | 0 | 0 | 0 | 0 | 0 | 0 | 0 | 0 | 0
| Enabling solar exports | $/MWh | 4220.9954 |  | MWh | 0 | 0 | 0 | 0 | 0 | 0 | 0 | 0 | 0 | 0 | 0 | 0 | 0 | 0 | 0 | 0 | 0 | 0 | 0 | 0 | 0 | 0 | 0 | 0 | 0
| Aesthetics | $/customer | 0 |  | customers | 0 | 0 | 0 | 0 | 0 | 0 | 0 | 0 | 0 | 0 | 0 | 0 | 0 | 0 | 0 | 0 | 0 | 0 | 0 | 0 | 0 | 0 | 0 | 0 | 0
| Customer value of time (res) | $/customer min | 0.54769 |  | mins | 0 | 0 | 0 | 0 | 0 | 0 | 0 | 0 | 0 | 0 | 0 | 0 | 0 | 0 | 0 | 0 | 0 | 0 | 0 | 0 | 0 | 0 | 0 | 0 | 0
| Customer value of time (bus) | $/customer min | 0.54769 |  | mins | 0 | 0 | 0 | 0 | 0 | 0 | 0 | 0 | 0 | 0 | 0 | 0 | 0 | 0 | 0 | 0 | 0 | 0 | 0 | 0 | 0 | 0 | 0 | 0 | 0
| Communication | $/customer | 0 |  | customers | 0 | 0 | 0 | 0 | 0 | 0 | 0 | 0 | 0 | 0 | 0 | 0 | 0 | 0 | 0 | 0 | 0 | 0 | 0 | 0 | 0 | 0 | 0 | 0 | 0
| Information accessibility | $/customer | 0 |  | customers | 0 | 0 | 0 | 0 | 0 | 0 | 0 | 0 | 0 | 0 | 0 | 0 | 0 | 0 | 0 | 0 | 0 | 0 | 0 | 0 | 0 | 0 | 0 | 0 | 0
| Other benefits 1 |  |  |  | 2023-12-31 | 0 | 0 | 0 | 0 | 0 | 0 | 0 | 0 | 0 | 0 | 0 | 0 | 0 | 0 | 0 | 0 | 0 | 0 | 0 | 0 | 0 | 0 | 0 | 0 | 0
| Other benefits 2 |  |  |  | 2023-12-31 | 0 | 0 | 0 | 0 | 0 | 0 | 0 | 0 | 0 | 0 | 0 | 0 | 0 | 0 | 0 | 0 | 0 | 0 | 0 | 0 | 0 | 0 | 0 | 0 | 0
| Total other benefits |  |  |  | 2023-12-31 | 0 | 0 | 0 | 0 | 0 | 0 | 0 | 0 | 0 | 0 | 0 | 0 | 0 | 0 | 0 | 0 | 0 | 0 | 0 | 0 | 0 | 0 | 0 | 0 | 0
SUMMARY
| Risks mitigated vs base case |  |  |  | 2023-12-31 | -205187.1354 | 9198.1014 | 255504.2168 | 537347.8123 | 783653.9277 | 998039.1646 | 1279882.7601 | 1494267.9969 | 1776111.5924 | 2012300.1702 | 2518884.2612 | 2518884.2612 | 2554421.7413 | 2554421.7413 | 2554421.7413 | 2554421.7413 | 2554421.7413 | 2554421.7413 | 2554421.7413 | 2554421.7413 | 2554421.7413 | 2554421.7413 | 2554421.7413 | 2554421.7413 | 0
Capital expenditure
| Replacement of CRO inoperable RMUs |  |  |  | 2023-12-31 | -2496055.5 | -2496055.5 | -2496055.5 | -2496055.5 | -2496055.5 | -2496055.5 | -2496055.5 | -2496055.5 | -2496055.5 | -2311162.5 | 0 | 0 | 0 | 0 | 0 | 0 | 0 | 0 | 0 | 0 | 0 | 0 | 0 | 0 | 0
| 0 |  |  |  | 2023-12-31 | 0 | 0 | 0 | 0 | 0 | 0 | 0 | 0 | 0 | 0 | 0 | 0 | 0 | 0 | 0 | 0 | 0 | 0 | 0 | 0 | 0 | 0 | 0 | 0 | 0
| 0 |  |  |  | 2023-12-31 | 0 | 0 | 0 | 0 | 0 | 0 | 0 | 0 | 0 | 0 | 0 | 0 | 0 | 0 | 0 | 0 | 0 | 0 | 0 | 0 | 0 | 0 | 0 | 0 | 0
Cumulative capex
| Replacement of CRO inoperable RMUs |  |  |  | 2023-12-31 | -2496055.5 | -4992111 | -7488166.5 | -9984222 | -12480277.5 | -14976333 | -17472388.5 | -19968444 | -22464499.5 | -24775662 | -24775662 | -24775662 | -24775662 | -24775662 | -24775662 | -24775662 | -24775662 | -24775662 | -24775662 | -24775662 | -24775662 | -24775662 | -24775662 | -24775662 | -24775662
| 0 |  |  |  | 2023-12-31 | 0 | 0 | 0 | 0 | 0 | 0 | 0 | 0 | 0 | 0 | 0 | 0 | 0 | 0 | 0 | 0 | 0 | 0 | 0 | 0 | 0 | 0 | 0 | 0 | 0
| 0 |  |  |  | 2023-12-31 | 0 | 0 | 0 | 0 | 0 | 0 | 0 | 0 | 0 | 0 | 0 | 0 | 0 | 0 | 0 | 0 | 0 | 0 | 0 | 0 | 0 | 0 | 0 | 0 | 0
Annualised capex
| Annualised capex - Replacement of CRO inoperable RMUs |  |  |  | 2023-12-31 | 0 | -102870.5087 | -205741.0175 | -308611.5262 | -411482.0349 | -514352.5436 | -617223.0524 | -720093.5611 | -822964.0698 | -925834.5785 | -1021085.0496 | -1021085.0496 | -1021085.0496 | -1021085.0496 | -1021085.0496 | -1021085.0496 | -1021085.0496 | -1021085.0496 | -1021085.0496 | -1021085.0496 | -1021085.0496 | -1021085.0496 | -1021085.0496 | -1021085.0496 | -1021085.0496
| Annualised capex - |  |  |  | 2023-12-31 | 0 | 0 | 0 | 0 | 0 | 0 | 0 | 0 | 0 | 0 | 0 | 0 | 0 | 0 | 0 | 0 | 0 | 0 | 0 | 0 | 0 | 0 | 0 | 0 | 0
| Annualised capex - |  |  |  | 2023-12-31 | 0 | 0 | 0 | 0 | 0 | 0 | 0 | 0 | 0 | 0 | 0 | 0 | 0 | 0 | 0 | 0 | 0 | 0 | 0 | 0 | 0 | 0 | 0 | 0 | 0
| Total annualised capex |  |  |  | 2023-12-31 | 0 | -102870.5087 | -205741.0175 | -308611.5262 | -411482.0349 | -514352.5436 | -617223.0524 | -720093.5611 | -822964.0698 | -925834.5785 | -1021085.0496 | -1021085.0496 | -1021085.0496 | -1021085.0496 | -1021085.0496 | -1021085.0496 | -1021085.0496 | -1021085.0496 | -1021085.0496 | -1021085.0496 | -1021085.0496 | -1021085.0496 | -1021085.0496 | -1021085.0496 | -1021085.0496
| Annualised capex |  |  |  | 2023-12-31 | 0 | -102870.5087 | -205741.0175 | -308611.5262 | -411482.0349 | -514352.5436 | -617223.0524 | -720093.5611 | -822964.0698 | -925834.5785 | -1021085.0496 | -1021085.0496 | -1021085.0496 | -1021085.0496 | -1021085.0496 | -1021085.0496 | -1021085.0496 | -1021085.0496 | -1021085.0496 | -1021085.0496 | -1021085.0496 | -1021085.0496 | -1021085.0496 | -1021085.0496 | -1021085.0496
| Operating expenditure |  |  |  | 2023-12-31 | 0 | 0 | 0 | 0 | 0 | 0 | 0 | 0 | 0 | 0 | 0 | 0 | 0 | 0 | 0 | 0 | 0 | 0 | 0 | 0 | 0 | 0 | 0 | 0 | 0
| Risk mitigated |  |  |  | 2023-12-31 | -205187.1354 | 9198.1014 | 255504.2168 | 537347.8123 | 783653.9277 | 998039.1646 | 1279882.7601 | 1494267.9969 | 1776111.5924 | 2012300.1702 | 2518884.2612 | 2518884.2612 | 2554421.7413 | 2554421.7413 | 2554421.7413 | 2554421.7413 | 2554421.7413 | 2554421.7413 | 2554421.7413 | 2554421.7413 | 2554421.7413 | 2554421.7413 | 2554421.7413 | 2554421.7413 | 0
| Other benefits value |  |  |  | 2023-12-31 | 0 | 0 | 0 | 0 | 0 | 0 | 0 | 0 | 0 | 0 | 0 | 0 | 0 | 0 | 0 | 0 | 0 | 0 | 0 | 0 | 0 | 0 | 0 | 0 | 0
| Net benefits |  |  |  | 2023-12-31 | -205187.1354 | -93672.4073 | 49763.1994 | 228736.2861 | 372171.8928 | 483686.6209 | 662659.7077 | 774174.4358 | 953147.5226 | 1086465.5916 | 1497799.2117 | 1497799.2117 | 1533336.6917 | 1533336.6917 | 1533336.6917 | 1533336.6917 | 1533336.6917 | 1533336.6917 | 1533336.6917 | 1533336.6917 | 1533336.6917 | 1533336.6917 | 1533336.6917 | 1533336.6917 | -1021085.0496
| First capex year |  |  |  | 1
| First year |  |  |  | 1
SENSITIVITIES
NPV | Net benefits |  |  |  | Option 4NPV | -205187.1354 | -93672.4073 | 49763.1994 | 228736.2861 | 372171.8928 | 483686.6209 | 662659.7077 | 774174.4358 | 953147.5226 | 1086465.5916 | 1497799.2117 | 1497799.2117 | 1533336.6917 | 1533336.6917 | 1533336.6917 | 1533336.6917 | 1533336.6917 | 1533336.6917 | 1533336.6917 | 1533336.6917 | 1533336.6917 | 1533336.6917 | 1533336.6917 | 1533336.6917 | -1021085.0496
| Total annualised capex |  |  |  |  | 0 | -102870.5087 | -205741.0175 | -308611.5262 | -411482.0349 | -514352.5436 | -617223.0524 | -720093.5611 | -822964.0698 | -925834.5785 | -1021085.0496 | -1021085.0496 | -1021085.0496 | -1021085.0496 | -1021085.0496 | -1021085.0496 | -1021085.0496 | -1021085.0496 | -1021085.0496 | -1021085.0496 | -1021085.0496 | -1021085.0496 | -1021085.0496 | -1021085.0496 | -1021085.0496
| Total benefits |  |  |  |  | -205187.1354 | 9198.1014 | 255504.2168 | 537347.8123 | 783653.9277 | 998039.1646 | 1279882.7601 | 1494267.9969 | 1776111.5924 | 2012300.1702 | 2518884.2612 | 2518884.2612 | 2554421.7413 | 2554421.7413 | 2554421.7413 | 2554421.7413 | 2554421.7413 | 2554421.7413 | 2554421.7413 | 2554421.7413 | 2554421.7413 | 2554421.7413 | 2554421.7413 | 2554421.7413 | 0
|  | Capex | Total benefits
sens1 | Capex 10% higher | 10% | 0% |  | Option 4sens1 | -205187.1354 | -103959.4582 | 29189.0976 | 197875.1335 | 331023.6893 | 432251.3666 | 600937.4025 | 702165.0797 | 870851.1156 | 993882.1338 | 1395690.7067 | 1395690.7067 | 1431228.1868 | 1431228.1868 | 1431228.1868 | 1431228.1868 | 1431228.1868 | 1431228.1868 | 1431228.1868 | 1431228.1868 | 1431228.1868 | 1431228.1868 | 1431228.1868 | 1431228.1868 | -1123193.5545
sens2 | Capex 10% lower | -10% | 0% |  | Option 4sens2 | -205187.1354 | -83385.3564 | 70337.3011 | 259597.4388 | 413320.0963 | 535121.8753 | 724382.0129 | 846183.7919 | 1035443.9296 | 1179049.0495 | 1599907.7166 | 1599907.7166 | 1635445.1967 | 1635445.1967 | 1635445.1967 | 1635445.1967 | 1635445.1967 | 1635445.1967 | 1635445.1967 | 1635445.1967 | 1635445.1967 | 1635445.1967 | 1635445.1967 | 1635445.1967 | -918976.5446
sens3 | Total benefits 10% higher | 0% | 10% |  | Option 4sens3 | -225705.849 | -92752.5972 | 75313.6211 | 282471.0674 | 450537.2856 | 583490.5374 | 790647.9837 | 923601.2355 | 1130758.6818 | 1287695.6087 | 1749687.6378 | 1749687.6378 | 1788778.8659 | 1788778.8659 | 1788778.8659 | 1788778.8659 | 1788778.8659 | 1788778.8659 | 1788778.8659 | 1788778.8659 | 1788778.8659 | 1788778.8659 | 1788778.8659 | 1788778.8659 | -1021085.0496
sens4 | Total benefits 10% lower | 0% | -10% |  | Option 4sens4 | -184668.4219 | -94592.2174 | 24212.7777 | 175001.5049 | 293806.5001 | 383882.7045 | 534671.4317 | 624747.6361 | 775536.3633 | 885235.5746 | 1245910.7855 | 1245910.7855 | 1277894.5176 | 1277894.5176 | 1277894.5176 | 1277894.5176 | 1277894.5176 | 1277894.5176 | 1277894.5176 | 1277894.5176 | 1277894.5176 | 1277894.5176 | 1277894.5176 | 1277894.5176 | -1021085.0496
sens5 | Capex 10% higher & Total benefits 10% lower | 10% | -10% |  | Option 4sens5 | -184668.4219 | -104879.2683 | 3638.676 | 144140.3523 | 252658.2966 | 332447.4501 | 472949.1265 | 552738.28 | 693239.9564 | 792652.1168 | 1143802.2806 | 1143802.2806 | 1175786.0127 | 1175786.0127 | 1175786.0127 | 1175786.0127 | 1175786.0127 | 1175786.0127 | 1175786.0127 | 1175786.0127 | 1175786.0127 | 1175786.0127 | 1175786.0127 | 1175786.0127 | -1123193.5545
sens | 0 | 0% | 0% |  | Option 4sens | -205187.1354 | -93672.4073 | 49763.1994 | 228736.2861 | 372171.8928 | 483686.6209 | 662659.7077 | 774174.4358 | 953147.5226 | 1086465.5916 | 1497799.2117 | 1497799.2117 | 1533336.6917 | 1533336.6917 | 1533336.6917 | 1533336.6917 | 1533336.6917 | 1533336.6917 | 1533336.6917 | 1533336.6917 | 1533336.6917 | 1533336.6917 | 1533336.6917 | 1533336.6917 | -1021085.0496
sens | 0 | 0% | 0% |  | Option 4sens | -205187.1354 | -93672.4073 | 49763.1994 | 228736.2861 | 372171.8928 | 483686.6209 | 662659.7077 | 774174.4358 | 953147.5226 | 1086465.5916 | 1497799.2117 | 1497799.2117 | 1533336.6917 | 1533336.6917 | 1533336.6917 | 1533336.6917 | 1533336.6917 | 1533336.6917 | 1533336.6917 | 1533336.6917 | 1533336.6917 | 1533336.6917 | 1533336.6917 | 1533336.6917 | -1021085.0496
sens | 0 | 0% | 0% |  | Option 4sens | -205187.1354 | -93672.4073 | 49763.1994 | 228736.2861 | 372171.8928 | 483686.6209 | 662659.7077 | 774174.4358 | 953147.5226 | 1086465.5916 | 1497799.2117 | 1497799.2117 | 1533336.6917 | 1533336.6917 | 1533336.6917 | 1533336.6917 | 1533336.6917 | 1533336.6917 | 1533336.6917 | 1533336.6917 | 1533336.6917 | 1533336.6917 | 1533336.6917 | 1533336.6917 | -1021085.0496

## Option5
CitiPower
Recplacement of CRO inoperable RMUs
OPTION 5 | Replace all CRO inoperatble RMUs over 15 years
Count | [5 empty] | 1 | 2 | 3 | 4 | 5 | 6 | 7 | 8 | 9 | 10 | 11 | 12 | 13 | 14 | 15 | 16 | 17 | 18 | 19 | 20 | 21 | 22 | 23 | 24 | 25
Value of CO2 reductions |  |  |  |  | $/MWh | 24.7305 | 22.3407 | 20.1963 | 18.0629 | 15.9134 | 13.7151 | 13.7151 | 13.7151 | 13.7151 | 13.7151 | 13.7151 | 13.7151 | 13.7151 | 13.7151 | 13.7151 | 13.7151 | 13.7151 | 13.7151 | 13.7151 | 13.7151 | 13.7151 | 13.7151 | 13.7151 | 13.7151 | 13.7151
[5 empty] | Units | 2026-27 | 2027-28 | 2028-29 | 2029-30 | 2030-31 | 2031-32 | 2032-33 | 2033-34 | 2034-35 | 2035-36 | 2036-37 | 2037-38 | 2038-39 | 2039-40 | 2040-41 | 2041-42 | 2042-43 | 2043-44 | 2044-45 | 2045-46 | 2046-47 | 2047-48 | 2048-49 | 2049-50 | 2050-51
INVESTMENT & OPERATING COST
| Capex |  | Asset life (yrs)
| Replacement of CRO inoperable RMUs |  | 55 | Capex | 2023-12-31 | 1664037 | 1664037 | 1664037 | 1664037 | 1664037 | 1664037 | 1664037 | 1664037 | 1664037 | 1664037 | 1664037 | 1664037 | 1664037 | 1664037 | 1479144 | 0 | 0 | 0 | 0 | 0 | 0 | 0 | 0 | 0 | 0
|  |  | 0 |  | 2023-12-31 | 0 | 0 | 0 | 0 | 0 | 0 | 0 | 0 | 0 | 0 | 0 | 0 | 0 | 0 | 0 | 0 | 0 | 0 | 0 | 0 | 0 | 0 | 0 | 0 | 0
|  |  | 0 |  | 2023-12-31 | 0 | 0 | 0 | 0 | 0 | 0 | 0 | 0 | 0 | 0 | 0 | 0 | 0 | 0 | 0 | 0 | 0 | 0 | 0 | 0 | 0 | 0 | 0 | 0 | 0
| Capital expenditure |  |  |  | 2023-12-31 | 1664037 | 1664037 | 1664037 | 1664037 | 1664037 | 1664037 | 1664037 | 1664037 | 1664037 | 1664037 | 1664037 | 1664037 | 1664037 | 1664037 | 1479144 | 0 | 0 | 0 | 0 | 0 | 0 | 0 | 0 | 0 | 0
| Operating expenditure |  |  |  | 2023-12-31 | 0 | 0 | 0 | 0 | 0 | 0 | 0 | 0 | 0 | 0 | 0 | 0 | 0 | 0 | 0 | 0 | 0 | 0 | 0 | 0 | 0 | 0 | 0 | 0 | 0
RISK ASSUMPTIONS
| PoF (major) |  |  |  |  | 0 | 0 | 0 | 0 | 0 | 0 | 0 | 0 | 0 | 0 | 0 | 0 | 0 | 0 | 0 | 0 | 0 | 0 | 0 | 0 | 0 | 0 | 0 | 0 | 0
| PoF (reparable) |  |  |  |  | 0 | 0 | 0 | 0 | 0 | 0 | 0 | 0 | 0 | 0 | 0 | 0 | 0 | 0 | 0 | 0 | 0 | 0 | 0 | 0 | 0 | 0 | 0 | 0 | 0
| Energy at risk (weighted) |  |  |  | MWh | 0 | 0 | 0 | 0 | 0 | 0 | 0 | 0 | 0 | 0 | 0 | 0 | 0 | 0 | 0 | 0 | 0 | 0 | 0 | 0 | 0 | 0 | 0 | 0 | 0
| Energy at risk value | $/MWh | 47819.7904 |  | 2023-12-31 | 0 | 0 | 0 | 0 | 0 | 0 | 0 | 0 | 0 | 0 | 0 | 0 | 0 | 0 | 0 | 0 | 0 | 0 | 0 | 0 | 0 | 0 | 0 | 0 | 0
| Safety consequence | (after DF) |  | Safety | 2023-12-31 | 141974.973 | 141974.973 | 141974.973 | 113579.9784 | 85184.9838 | 85184.9838 | 56789.9892 | 56789.9892 | 56789.9892 | 28394.9946 | 28394.9946 | 0 | 0 | 0 | 0 | 0 | 0 | 0 | 0 | 0 | 0 | 0 | 0 | 0 | 0
| Outages |  |  | Outages | 2023-12-31 | 2127971.9804 | 1985048.4892 | 1842124.998 | 1699201.5067 | 1556278.0155 | 1413354.5243 | 1270431.0331 | 1127507.5419 | 984584.0506 | 841660.5594 | 698737.0682 | 555813.577 | 412890.0857 | 269966.5945 | 127043.1033 | 0 | 0 | 0 | 0 | 0 | 0 | 0 | 0 | 0 | 0
| Asset failure | (after DF) |  | Failures | 2023-12-31 | 17629.4199 | 17629.4199 | 17629.4199 | 14103.5359 | 10577.6519 | 10577.6519 | 7051.768 | 7051.768 | 7051.768 | 3525.884 | 3525.884 | 0 | 0 | 0 | 0 | 0 | 0 | 0 | 0 | 0 | 0 | 0 | 0 | 0 | 0
| Outage for planned program |  |  | Planned | 2023-12-31 | 196230.0687 | 196230.0687 | 196230.0687 | 196230.0687 | 196230.0687 | 196230.0687 | 196230.0687 | 196230.0687 | 196230.0687 | 196230.0687 | 196230.0687 | 196230.0687 | 196230.0687 | 0 | 0 | 0 | 0 | 0 | 0 | 0 | 0 | 0 | 0 | 0 | 0
[5 empty] | 2023-12-31 | 0 | 0 | 0 | 0 | 0 | 0 | 0 | 0 | 0 | 0 | 0 | 0 | 0 | 0 | 0 | 0 | 0 | 0 | 0 | 0 | 0 | 0 | 0 | 0 | 0
| Total risk cost |  |  |  |  | 2483806.442 | 2340882.9508 | 2197959.4596 | 2023115.0898 | 1848270.72 | 1705347.2287 | 1530502.8589 | 1387579.3677 | 1244655.8765 | 1069811.5067 | 926888.0155 | 752043.6457 | 609120.1544 | 269966.5945 | 127043.1033 | 0 | 0 | 0 | 0 | 0 | 0 | 0 | 0 | 0 | 0
OTHER BENEFITS
| Reduction in CO2 emissions |  |  |  | MWh | 0 | 0 | 0 | 0 | 0 | 0 | 0 | 0 | 0 | 0 | 0 | 0 | 0 | 0 | 0 | 0 | 0 | 0 | 0 | 0 | 0 | 0 | 0 | 0 | 0
| Value of reduction in CO2 emissions |  |  |  | $ | 0 | 0 | 0 | 0 | 0 | 0 | 0 | 0 | 0 | 0 | 0 | 0 | 0 | 0 | 0 | 0 | 0 | 0 | 0 | 0 | 0 | 0 | 0 | 0 | 0
| Reliability in worst-served areas | $/MWh | 0 |  | MWh | 0 | 0 | 0 | 0 | 0 | 0 | 0 | 0 | 0 | 0 | 0 | 0 | 0 | 0 | 0 | 0 | 0 | 0 | 0 | 0 | 0 | 0 | 0 | 0 | 0
| Network resilience | $/MWh | 0 |  | MWh | 0 | 0 | 0 | 0 | 0 | 0 | 0 | 0 | 0 | 0 | 0 | 0 | 0 | 0 | 0 | 0 | 0 | 0 | 0 | 0 | 0 | 0 | 0 | 0 | 0
| Enabling solar exports | $/MWh | 4220.9954 |  | MWh | 0 | 0 | 0 | 0 | 0 | 0 | 0 | 0 | 0 | 0 | 0 | 0 | 0 | 0 | 0 | 0 | 0 | 0 | 0 | 0 | 0 | 0 | 0 | 0 | 0
| Aesthetics | $/customer | 0 |  | customers | 0 | 0 | 0 | 0 | 0 | 0 | 0 | 0 | 0 | 0 | 0 | 0 | 0 | 0 | 0 | 0 | 0 | 0 | 0 | 0 | 0 | 0 | 0 | 0 | 0
| Customer value of time (res) | $/customer min | 0.54769 |  | mins | 0 | 0 | 0 | 0 | 0 | 0 | 0 | 0 | 0 | 0 | 0 | 0 | 0 | 0 | 0 | 0 | 0 | 0 | 0 | 0 | 0 | 0 | 0 | 0 | 0
| Customer value of time (bus) | $/customer min | 0.54769 |  | mins | 0 | 0 | 0 | 0 | 0 | 0 | 0 | 0 | 0 | 0 | 0 | 0 | 0 | 0 | 0 | 0 | 0 | 0 | 0 | 0 | 0 | 0 | 0 | 0 | 0
| Communication | $/customer | 0 |  | customers | 0 | 0 | 0 | 0 | 0 | 0 | 0 | 0 | 0 | 0 | 0 | 0 | 0 | 0 | 0 | 0 | 0 | 0 | 0 | 0 | 0 | 0 | 0 | 0 | 0
| Information accessibility | $/customer | 0 |  | customers | 0 | 0 | 0 | 0 | 0 | 0 | 0 | 0 | 0 | 0 | 0 | 0 | 0 | 0 | 0 | 0 | 0 | 0 | 0 | 0 | 0 | 0 | 0 | 0 | 0
| Other benefits 1 |  |  |  | 2023-12-31 | 0 | 0 | 0 | 0 | 0 | 0 | 0 | 0 | 0 | 0 | 0 | 0 | 0 | 0 | 0 | 0 | 0 | 0 | 0 | 0 | 0 | 0 | 0 | 0 | 0
| Other benefits 2 |  |  |  | 2023-12-31 | 0 | 0 | 0 | 0 | 0 | 0 | 0 | 0 | 0 | 0 | 0 | 0 | 0 | 0 | 0 | 0 | 0 | 0 | 0 | 0 | 0 | 0 | 0 | 0 | 0
| Total other benefits |  |  |  | 2023-12-31 | 0 | 0 | 0 | 0 | 0 | 0 | 0 | 0 | 0 | 0 | 0 | 0 | 0 | 0 | 0 | 0 | 0 | 0 | 0 | 0 | 0 | 0 | 0 | 0 | 0
SUMMARY
| Risks mitigated vs base case |  |  |  | 2023-12-31 | -107072.1011 | 35851.3902 | 178774.8814 | 389156.7313 | 564001.1011 | 706924.5923 | 917306.4422 | 1060229.9334 | 1238690.9047 | 1413535.2745 | 1591996.2458 | 1766840.6156 | 1945301.5869 | 2284455.1468 | 2427378.638 | 2554421.7413 | 2554421.7413 | 2554421.7413 | 2554421.7413 | 2554421.7413 | 2554421.7413 | 2554421.7413 | 2554421.7413 | 2554421.7413 | 0
Capital expenditure
| Replacement of CRO inoperable RMUs |  |  |  | 2023-12-31 | -1664037 | -1664037 | -1664037 | -1664037 | -1664037 | -1664037 | -1664037 | -1664037 | -1664037 | -1664037 | -1664037 | -1664037 | -1664037 | -1664037 | -1479144 | 0 | 0 | 0 | 0 | 0 | 0 | 0 | 0 | 0 | 0
| 0 |  |  |  | 2023-12-31 | 0 | 0 | 0 | 0 | 0 | 0 | 0 | 0 | 0 | 0 | 0 | 0 | 0 | 0 | 0 | 0 | 0 | 0 | 0 | 0 | 0 | 0 | 0 | 0 | 0
| 0 |  |  |  | 2023-12-31 | 0 | 0 | 0 | 0 | 0 | 0 | 0 | 0 | 0 | 0 | 0 | 0 | 0 | 0 | 0 | 0 | 0 | 0 | 0 | 0 | 0 | 0 | 0 | 0 | 0
Cumulative capex
| Replacement of CRO inoperable RMUs |  |  |  | 2023-12-31 | -1664037 | -3328074 | -4992111 | -6656148 | -8320185 | -9984222 | -11648259 | -13312296 | -14976333 | -16640370 | -18304407 | -19968444 | -21632481 | -23296518 | -24775662 | -24775662 | -24775662 | -24775662 | -24775662 | -24775662 | -24775662 | -24775662 | -24775662 | -24775662 | -24775662
| 0 |  |  |  | 2023-12-31 | 0 | 0 | 0 | 0 | 0 | 0 | 0 | 0 | 0 | 0 | 0 | 0 | 0 | 0 | 0 | 0 | 0 | 0 | 0 | 0 | 0 | 0 | 0 | 0 | 0
| 0 |  |  |  | 2023-12-31 | 0 | 0 | 0 | 0 | 0 | 0 | 0 | 0 | 0 | 0 | 0 | 0 | 0 | 0 | 0 | 0 | 0 | 0 | 0 | 0 | 0 | 0 | 0 | 0 | 0
Annualised capex
| Annualised capex - Replacement of CRO inoperable RMUs |  |  |  | 2023-12-31 | 0 | -68580.3392 | -137160.6783 | -205741.0175 | -274321.3566 | -342901.6958 | -411482.0349 | -480062.3741 | -548642.7132 | -617223.0524 | -685803.3915 | -754383.7307 | -822964.0698 | -891544.409 | -960124.7481 | -1021085.0496 | -1021085.0496 | -1021085.0496 | -1021085.0496 | -1021085.0496 | -1021085.0496 | -1021085.0496 | -1021085.0496 | -1021085.0496 | -1021085.0496
| Annualised capex - |  |  |  | 2023-12-31 | 0 | 0 | 0 | 0 | 0 | 0 | 0 | 0 | 0 | 0 | 0 | 0 | 0 | 0 | 0 | 0 | 0 | 0 | 0 | 0 | 0 | 0 | 0 | 0 | 0
| Annualised capex - |  |  |  | 2023-12-31 | 0 | 0 | 0 | 0 | 0 | 0 | 0 | 0 | 0 | 0 | 0 | 0 | 0 | 0 | 0 | 0 | 0 | 0 | 0 | 0 | 0 | 0 | 0 | 0 | 0
| Total annualised capex |  |  |  | 2023-12-31 | 0 | -68580.3392 | -137160.6783 | -205741.0175 | -274321.3566 | -342901.6958 | -411482.0349 | -480062.3741 | -548642.7132 | -617223.0524 | -685803.3915 | -754383.7307 | -822964.0698 | -891544.409 | -960124.7481 | -1021085.0496 | -1021085.0496 | -1021085.0496 | -1021085.0496 | -1021085.0496 | -1021085.0496 | -1021085.0496 | -1021085.0496 | -1021085.0496 | -1021085.0496
| Annualised capex |  |  |  | 2023-12-31 | 0 | -68580.3392 | -137160.6783 | -205741.0175 | -274321.3566 | -342901.6958 | -411482.0349 | -480062.3741 | -548642.7132 | -617223.0524 | -685803.3915 | -754383.7307 | -822964.0698 | -891544.409 | -960124.7481 | -1021085.0496 | -1021085.0496 | -1021085.0496 | -1021085.0496 | -1021085.0496 | -1021085.0496 | -1021085.0496 | -1021085.0496 | -1021085.0496 | -1021085.0496
| Operating expenditure |  |  |  | 2023-12-31 | 0 | 0 | 0 | 0 | 0 | 0 | 0 | 0 | 0 | 0 | 0 | 0 | 0 | 0 | 0 | 0 | 0 | 0 | 0 | 0 | 0 | 0 | 0 | 0 | 0
| Risk mitigated |  |  |  | 2023-12-31 | -107072.1011 | 35851.3902 | 178774.8814 | 389156.7313 | 564001.1011 | 706924.5923 | 917306.4422 | 1060229.9334 | 1238690.9047 | 1413535.2745 | 1591996.2458 | 1766840.6156 | 1945301.5869 | 2284455.1468 | 2427378.638 | 2554421.7413 | 2554421.7413 | 2554421.7413 | 2554421.7413 | 2554421.7413 | 2554421.7413 | 2554421.7413 | 2554421.7413 | 2554421.7413 | 0
| Other benefits value |  |  |  | 2023-12-31 | 0 | 0 | 0 | 0 | 0 | 0 | 0 | 0 | 0 | 0 | 0 | 0 | 0 | 0 | 0 | 0 | 0 | 0 | 0 | 0 | 0 | 0 | 0 | 0 | 0
| Net benefits |  |  |  | 2023-12-31 | -107072.1011 | -32728.949 | 41614.2031 | 183415.7138 | 289679.7445 | 364022.8965 | 505824.4073 | 580167.5593 | 690048.1915 | 796312.2221 | 906192.8543 | 1012456.8849 | 1122337.5171 | 1392910.7378 | 1467253.8899 | 1533336.6917 | 1533336.6917 | 1533336.6917 | 1533336.6917 | 1533336.6917 | 1533336.6917 | 1533336.6917 | 1533336.6917 | 1533336.6917 | -1021085.0496
| First capex year |  |  |  | 1
| First year |  |  |  | 1
SENSITIVITIES
NPV | Net benefits |  |  |  | Option 5NPV | -107072.1011 | -32728.949 | 41614.2031 | 183415.7138 | 289679.7445 | 364022.8965 | 505824.4073 | 580167.5593 | 690048.1915 | 796312.2221 | 906192.8543 | 1012456.8849 | 1122337.5171 | 1392910.7378 | 1467253.8899 | 1533336.6917 | 1533336.6917 | 1533336.6917 | 1533336.6917 | 1533336.6917 | 1533336.6917 | 1533336.6917 | 1533336.6917 | 1533336.6917 | -1021085.0496
| Total annualised capex |  |  |  |  | 0 | -68580.3392 | -137160.6783 | -205741.0175 | -274321.3566 | -342901.6958 | -411482.0349 | -480062.3741 | -548642.7132 | -617223.0524 | -685803.3915 | -754383.7307 | -822964.0698 | -891544.409 | -960124.7481 | -1021085.0496 | -1021085.0496 | -1021085.0496 | -1021085.0496 | -1021085.0496 | -1021085.0496 | -1021085.0496 | -1021085.0496 | -1021085.0496 | -1021085.0496
| Total benefits |  |  |  |  | -107072.1011 | 35851.3902 | 178774.8814 | 389156.7313 | 564001.1011 | 706924.5923 | 917306.4422 | 1060229.9334 | 1238690.9047 | 1413535.2745 | 1591996.2458 | 1766840.6156 | 1945301.5869 | 2284455.1468 | 2427378.638 | 2554421.7413 | 2554421.7413 | 2554421.7413 | 2554421.7413 | 2554421.7413 | 2554421.7413 | 2554421.7413 | 2554421.7413 | 2554421.7413 | 0
|  | Capex | Total benefits
sens1 | Capex 10% higher | 10% | 0% |  | Option 5sens1 | -107072.1011 | -39586.9829 | 27898.1352 | 162841.6121 | 262247.6088 | 329732.727 | 464676.2038 | 532161.3219 | 635183.9202 | 734589.9169 | 837612.5151 | 937018.5119 | 1040041.1101 | 1303756.2969 | 1371241.4151 | 1431228.1868 | 1431228.1868 | 1431228.1868 | 1431228.1868 | 1431228.1868 | 1431228.1868 | 1431228.1868 | 1431228.1868 | 1431228.1868 | -1123193.5545
sens2 | Capex 10% lower | -10% | 0% |  | Option 5sens2 | -107072.1011 | -25870.9151 | 55330.2709 | 203989.8156 | 317111.8801 | 398313.0661 | 546972.6107 | 628173.7967 | 744912.4628 | 858034.5274 | 974773.1934 | 1087895.258 | 1204633.9241 | 1482065.1787 | 1563266.3647 | 1635445.1967 | 1635445.1967 | 1635445.1967 | 1635445.1967 | 1635445.1967 | 1635445.1967 | 1635445.1967 | 1635445.1967 | 1635445.1967 | -918976.5446
sens3 | Total benefits 10% higher | 0% | 10% |  | Option 5sens3 | -117779.3112 | -29143.81 | 59491.6912 | 222331.3869 | 346079.8546 | 434715.3558 | 597555.0515 | 686190.5527 | 813917.2819 | 937665.7496 | 1065392.4789 | 1189140.9465 | 1316867.6758 | 1621356.2525 | 1709991.7537 | 1788778.8659 | 1788778.8659 | 1788778.8659 | 1788778.8659 | 1788778.8659 | 1788778.8659 | 1788778.8659 | 1788778.8659 | 1788778.8659 | -1021085.0496
sens4 | Total benefits 10% lower | 0% | -10% |  | Option 5sens4 | -96364.891 | -36314.088 | 23736.7149 | 144500.0407 | 233279.6344 | 293330.4373 | 414093.763 | 474144.566 | 566179.101 | 654958.6947 | 746993.2297 | 835772.8234 | 927807.3584 | 1164465.2232 | 1224516.0261 | 1277894.5176 | 1277894.5176 | 1277894.5176 | 1277894.5176 | 1277894.5176 | 1277894.5176 | 1277894.5176 | 1277894.5176 | 1277894.5176 | -1021085.0496
sens5 | Capex 10% higher & Total benefits 10% lower | 10% | -10% |  | Option 5sens5 | -96364.891 | -43172.1219 | 10020.6471 | 123925.9389 | 205847.4987 | 259040.2677 | 372945.5596 | 426138.3286 | 511314.8297 | 593236.3894 | 678412.8905 | 760334.4503 | 845510.9514 | 1075310.7823 | 1128503.5513 | 1175786.0127 | 1175786.0127 | 1175786.0127 | 1175786.0127 | 1175786.0127 | 1175786.0127 | 1175786.0127 | 1175786.0127 | 1175786.0127 | -1123193.5545
sens | 0 | 0% | 0% |  | Option 5sens | -107072.1011 | -32728.949 | 41614.2031 | 183415.7138 | 289679.7445 | 364022.8965 | 505824.4073 | 580167.5593 | 690048.1915 | 796312.2221 | 906192.8543 | 1012456.8849 | 1122337.5171 | 1392910.7378 | 1467253.8899 | 1533336.6917 | 1533336.6917 | 1533336.6917 | 1533336.6917 | 1533336.6917 | 1533336.6917 | 1533336.6917 | 1533336.6917 | 1533336.6917 | -1021085.0496
sens | 0 | 0% | 0% |  | Option 5sens | -107072.1011 | -32728.949 | 41614.2031 | 183415.7138 | 289679.7445 | 364022.8965 | 505824.4073 | 580167.5593 | 690048.1915 | 796312.2221 | 906192.8543 | 1012456.8849 | 1122337.5171 | 1392910.7378 | 1467253.8899 | 1533336.6917 | 1533336.6917 | 1533336.6917 | 1533336.6917 | 1533336.6917 | 1533336.6917 | 1533336.6917 | 1533336.6917 | 1533336.6917 | -1021085.0496
sens | 0 | 0% | 0% |  | Option 5sens | -107072.1011 | -32728.949 | 41614.2031 | 183415.7138 | 289679.7445 | 364022.8965 | 505824.4073 | 580167.5593 | 690048.1915 | 796312.2221 | 906192.8543 | 1012456.8849 | 1122337.5171 | 1392910.7378 | 1467253.8899 | 1533336.6917 | 1533336.6917 | 1533336.6917 | 1533336.6917 | 1533336.6917 | 1533336.6917 | 1533336.6917 | 1533336.6917 | 1533336.6917 | -1021085.0496

## Consol
CitiPower
Recplacement of CRO inoperable RMUs
CONSOLIDATED
Discount factor |  |  |  |  | 0 | 0.98295 | 0.94971 | 0.91759 | 0.88656 | 0.85658 | 0.82761 | 0.79963 | 0.77259 | 0.74646 | 0.72122 | 0.69683 | 0.67326 | 0.6505 | 0.6285 | 0.60725 | 0.58671 | 0.56687 | 0.5477 | 0.52918 | 0.51129 | 0.494 | 0.47729 | 0.46115 | 0.44556 | 0.43049
Count |  |  |  |  | 0 | 1 | 2 | 3 | 4 | 5 | 6 | 7 | 8 | 9 | 10 | 11 | 12 | 13 | 14 | 15 | 16 | 17 | 18 | 19 | 20 | 21 | 22 | 23 | 24 | 25
Analysis period |  |  |  |  | TRUE | TRUE | TRUE | TRUE | TRUE | TRUE | TRUE | TRUE | TRUE | TRUE | TRUE | TRUE | TRUE | TRUE | TRUE | TRUE | TRUE | TRUE | TRUE | TRUE | TRUE | FALSE | FALSE | FALSE | FALSE | FALSE
[5 empty] | 2026-06-30 | 2026-27 | 2027-28 | 2028-29 | 2029-30 | 2030-31 | 2031-32 | 2032-33 | 2033-34 | 2034-35 | 2035-36 | 2036-37 | 2037-38 | 2038-39 | 2039-40 | 2040-41 | 2041-42 | 2042-43 | 2043-44 | 2044-45 | 2045-46 | 2046-47 | 2047-48 | 2048-49 | 2049-50 | 2050-51
COSTS |  |  | PV
Option 1 (base case) | Energy at risk value | Option 1 (base case)Energy at risk value | 0 | 2026-06-30 |  | 0 | 0 | 0 | 0 | 0 | 0 | 0 | 0 | 0 | 0 | 0 | 0 | 0 | 0 | 0 | 0 | 0 | 0 | 0 | 0 | 0 | 0 | 0 | 0 | 0
Option 1 (base case) | Capital expenditure | Option 1 (base case)Capital expenditure | 0 | 2026-06-30 |  | 0 | 0 | 0 | 0 | 0 | 0 | 0 | 0 | 0 | 0 | 0 | 0 | 0 | 0 | 0 | 0 | 0 | 0 | 0 | 0 | 0 | 0 | 0 | 0 | 0
Option 1 (base case) | Total risk cost | Option 1 (base case)Total risk cost | 39777532.9248 | 2026-06-30 |  | 2645097.7052 | 2645097.7052 | 2645097.7052 | 2684647.8162 | 2684647.8162 | 2684647.8162 | 2724197.9272 | 2724197.9272 | 2763748.0382 | 2763748.0382 | 2803298.1492 | 2803298.1492 | 2842848.2602 | 2842848.2602 | 2842848.2602 | 2842848.2602 | 2842848.2602 | 2842848.2602 | 2842848.2602 | 2842848.2602 | 2842848.2602 | 2842848.2602 | 2842848.2602 | 2842848.2602 | 0
Option 1 (base case) |  | Option 1 (base case)
Option 1 (base case) | Annualised capex | Option 1 (base case)Annualised capex | 0 | 2026-06-30 |  | 0 | 0 | 0 | 0 | 0 | 0 | 0 | 0 | 0 | 0 | 0 | 0 | 0 | 0 | 0 | 0 | 0 | 0 | 0 | 0 | 0 | 0 | 0 | 0 | 0
Option 1 (base case) | Operating expenditure | Option 1 (base case)Operating expenditure | 0 | 2026-06-30 |  | 0 | 0 | 0 | 0 | 0 | 0 | 0 | 0 | 0 | 0 | 0 | 0 | 0 | 0 | 0 | 0 | 0 | 0 | 0 | 0 | 0 | 0 | 0 | 0 | 0
Option 1 (base case) | Risk mitigated | Option 1 (base case)Risk mitigated | 0 | 2026-06-30 |  | 0 | 0 | 0 | 0 | 0 | 0 | 0 | 0 | 0 | 0 | 0 | 0 | 0 | 0 | 0 | 0 | 0 | 0 | 0 | 0 | 0 | 0 | 0 | 0 | 0
Option 1 (base case) | Other benefits value | Option 1 (base case)Other benefits value | 0 | 2026-06-30 |  | 0 | 0 | 0 | 0 | 0 | 0 | 0 | 0 | 0 | 0 | 0 | 0 | 0 | 0 | 0 | 0 | 0 | 0 | 0 | 0 | 0 | 0 | 0 | 0 | 0
Option 1 (base case) | Net benefits | Option 1 (base case)Net benefits |  | 2026-06-30 |  | 0 | 0 | 0 | 0 | 0 | 0 | 0 | 0 | 0 | 0 | 0 | 0 | 0 | 0 | 0 | 0 | 0 | 0 | 0 | 0 | 0 | 0 | 0 | 0 | 0
Option 1 (base case) | NPV | Option 1 (base case)NPV | 0 | 2026-06-30
Option 1 (base case) | PV of costs | Option 1 (base case)PV of costs | 0 | 2026-06-30
Option 1 (base case) | PV of benefits | Option 1 (base case)PV of benefits | 0 | 2026-06-30
Option 2 | Energy at risk value | Option 2Energy at risk value | 0 | 2026-06-30 |  | 0 | 0 | 0 | 0 | 0 | 0 | 0 | 0 | 0 | 0 | 0 | 0 | 0 | 0 | 0 | 0 | 0 | 0 | 0 | 0 | 0 | 0 | 0 | 0 | 0
Option 2 | Capital expenditure | Option 2Capital expenditure | -27102925.427 | 2026-06-30 |  | -27573147.5631 | 0 | 0 | 0 | 0 | 0 | 0 | 0 | 0 | 0 | 0 | 0 | 0 | 0 | 0 | 0 | 0 | 0 | 0 | 0 | 0 | 0 | 0 | 0 | 0
Option 2 | Total risk cost | Option 2Total risk cost | 5538729.0668 | 2026-06-30 |  | 5619785.5902 | 15563.96 | 0 | 0 | 0 | 0 | 0 | 0 | 0 | 0 | 0 | 0 | 0 | 0 | 0 | 0 | 0 | 0 | 0 | 0 | 0 | 0 | 0 | 0 | 0
Option 2 |  | Option 2
Option 2 | Annualised capex | Option 2Annualised capex | -15313875.9444 | 2026-06-30 |  | 0 | -1136378.4647 | -1136378.4647 | -1136378.4647 | -1136378.4647 | -1136378.4647 | -1136378.4647 | -1136378.4647 | -1136378.4647 | -1136378.4647 | -1136378.4647 | -1136378.4647 | -1136378.4647 | -1136378.4647 | -1136378.4647 | -1136378.4647 | -1136378.4647 | -1136378.4647 | -1136378.4647 | -1136378.4647 | 0 | 0 | 0 | 0 | 0
Option 2 | Operating expenditure | Option 2Operating expenditure | 0 | 2026-06-30 |  | 0 | 0 | 0 | 0 | 0 | 0 | 0 | 0 | 0 | 0 | 0 | 0 | 0 | 0 | 0 | 0 | 0 | 0 | 0 | 0 | 0 | 0 | 0 | 0 | 0
Option 2 | Risk mitigated | Option 2Risk mitigated | 34238803.858 | 2026-06-30 |  | -2974687.885 | 2629533.7452 | 2645097.7052 | 2684647.8162 | 2684647.8162 | 2684647.8162 | 2724197.9272 | 2724197.9272 | 2763748.0382 | 2763748.0382 | 2803298.1492 | 2803298.1492 | 2842848.2602 | 2842848.2602 | 2842848.2602 | 2842848.2602 | 2842848.2602 | 2842848.2602 | 2842848.2602 | 2842848.2602 | 0 | 0 | 0 | 0 | 0
Option 2 | Other benefits value | Option 2Other benefits value | 0 | 2026-06-30 |  | 0 | 0 | 0 | 0 | 0 | 0 | 0 | 0 | 0 | 0 | 0 | 0 | 0 | 0 | 0 | 0 | 0 | 0 | 0 | 0 | 0 | 0 | 0 | 0 | 0
Option 2 | Net benefits | Option 2Net benefits |  | 2026-06-30 |  | -2974687.885 | 1493155.2804 | 1508719.2405 | 1548269.3515 | 1548269.3515 | 1548269.3515 | 1587819.4625 | 1587819.4625 | 1627369.5735 | 1627369.5735 | 1666919.6845 | 1666919.6845 | 1706469.7955 | 1706469.7955 | 1706469.7955 | 1706469.7955 | 1706469.7955 | 1706469.7955 | 1706469.7955 | 1706469.7955 | 0 | 0 | 0 | 0 | 0
Option 2 | NPV | Option 2NPV | 18924927.9135 | 2026-06-30
Option 2 | PV of costs | Option 2PV of costs | -15313875.9444 | 2026-06-30
Option 2 | PV of benefits | Option 2PV of benefits | 34238803.858 | 2026-06-30
Option 3 | Energy at risk value | Option 3Energy at risk value | 0 | 2026-06-30 |  | 0 | 0 | 0 | 0 | 0 | 0 | 0 | 0 | 0 | 0 | 0 | 0 | 0 | 0 | 0 | 0 | 0 | 0 | 0 | 0 | 0 | 0 | 0 | 0 | 0
Option 3 | Capital expenditure | Option 3Capital expenditure | -25343600.9966 | 2026-06-30 |  | -5555783.4642 | -5555783.4642 | -5555783.4642 | -5555783.4642 | -5350013.7063 | 0 | 0 | 0 | 0 | 0 | 0 | 0 | 0 | 0 | 0 | 0 | 0 | 0 | 0 | 0 | 0 | 0 | 0 | 0 | 0
Option 3 | Total risk cost | Option 3Total risk cost | 11055231.8756 | 2026-06-30 |  | 3701189.0491 | 2952892.4282 | 2340152.0766 | 1727411.7249 | 1090406.1593 | 0 | 0 | 0 | 0 | 0 | 0 | 0 | 0 | 0 | 0 | 0 | 0 | 0 | 0 | 0 | 0 | 0 | 0 | 0 | 0
Option 3
Option 3 | Annualised capex | Option 3Annualised capex | -13242234.7469 | 2026-06-30 |  | 0 | -228971.7802 | -457943.5604 | -686915.3406 | -915887.1208 | -1136378.4647 | -1136378.4647 | -1136378.4647 | -1136378.4647 | -1136378.4647 | -1136378.4647 | -1136378.4647 | -1136378.4647 | -1136378.4647 | -1136378.4647 | -1136378.4647 | -1136378.4647 | -1136378.4647 | -1136378.4647 | -1136378.4647 | 0 | 0 | 0 | 0 | 0
Option 3 | Operating expenditure | Option 3Operating expenditure | 0 | 2026-06-30 |  | 0 | 0 | 0 | 0 | 0 | 0 | 0 | 0 | 0 | 0 | 0 | 0 | 0 | 0 | 0 | 0 | 0 | 0 | 0 | 0 | 0 | 0 | 0 | 0 | 0
Option 3 | Risk mitigated | Option 3Risk mitigated | 28722301.0492 | 2026-06-30 |  | -1056091.3438 | -307794.723 | 304945.6287 | 957236.0913 | 1594241.6569 | 2684647.8162 | 2724197.9272 | 2724197.9272 | 2763748.0382 | 2763748.0382 | 2803298.1492 | 2803298.1492 | 2842848.2602 | 2842848.2602 | 2842848.2602 | 2842848.2602 | 2842848.2602 | 2842848.2602 | 2842848.2602 | 2842848.2602 | 0 | 0 | 0 | 0 | 0
Option 3 | Other benefits value | Option 3Other benefits value | 0 | 2026-06-30 |  | 0 | 0 | 0 | 0 | 0 | 0 | 0 | 0 | 0 | 0 | 0 | 0 | 0 | 0 | 0 | 0 | 0 | 0 | 0 | 0 | 0 | 0 | 0 | 0 | 0
Option 3 | Net benefits | Option 3Net benefits |  | 2026-06-30 |  | -1056091.3438 | -536766.5032 | -152997.9318 | 270320.7507 | 678354.5361 | 1548269.3515 | 1587819.4625 | 1587819.4625 | 1627369.5735 | 1627369.5735 | 1666919.6845 | 1666919.6845 | 1706469.7955 | 1706469.7955 | 1706469.7955 | 1706469.7955 | 1706469.7955 | 1706469.7955 | 1706469.7955 | 1706469.7955 | 0 | 0 | 0 | 0 | 0
Option 3 | NPV | Option 3NPV | 15480066.3022 | 2026-06-30
Option 3 | PV of costs | Option 3PV of costs | -13242234.7469 | 2026-06-30
Option 3 | PV of benefits | Option 3PV of benefits | 28722301.0492 | 2026-06-30
Option 4 | Energy at risk value | Option 4Energy at risk value | 0 | 2026-06-30 |  | 0 | 0 | 0 | 0 | 0 | 0 | 0 | 0 | 0 | 0 | 0 | 0 | 0 | 0 | 0 | 0 | 0 | 0 | 0 | 0 | 0 | 0 | 0 | 0 | 0
Option 4 | Capital expenditure | Option 4Capital expenditure | -23355043.2768 | 2026-06-30 |  | -2777891.7321 | -2777891.7321 | -2777891.7321 | -2777891.7321 | -2777891.7321 | -2777891.7321 | -2777891.7321 | -2777891.7321 | -2777891.7321 | -2572121.9742 | 0 | 0 | 0 | 0 | 0 | 0 | 0 | 0 | 0 | 0 | 0 | 0 | 0 | 0 | 0
Option 4 | Total risk cost | Option 4Total risk cost | 15022923.9882 | 2026-06-30 |  | 2873453.0631 | 2634861.0218 | 2360743.8311 | 2086626.6403 | 1812509.4496 | 1573917.4083 | 1299800.2176 | 1061208.1763 | 787090.9856 | 524233.7304 | 0 | 0 | 0 | 0 | 0 | 0 | 0 | 0 | 0 | 0 | 0 | 0 | 0 | 0 | 0
Option 4 |  | Option 4
Option 4 | Annualised capex | Option 4Annualised capex | -10900666.5719 | 2026-06-30 |  | 0 | -114485.8901 | -228971.7802 | -343457.6703 | -457943.5604 | -572429.4505 | -686915.3406 | -801401.2307 | -915887.1208 | -1030373.0109 | -1136378.4647 | -1136378.4647 | -1136378.4647 | -1136378.4647 | -1136378.4647 | -1136378.4647 | -1136378.4647 | -1136378.4647 | -1136378.4647 | -1136378.4647 | 0 | 0 | 0 | 0 | 0
Option 4 | Operating expenditure | Option 4Operating expenditure | 0 | 2026-06-30 |  | 0 | 0 | 0 | 0 | 0 | 0 | 0 | 0 | 0 | 0 | 0 | 0 | 0 | 0 | 0 | 0 | 0 | 0 | 0 | 0 | 0 | 0 | 0 | 0 | 0
Option 4 | Risk mitigated | Option 4Risk mitigated | 24754608.9366 | 2026-06-30 |  | -228355.3579 | 10236.6834 | 284353.8741 | 598021.1759 | 872138.3666 | 1110730.4079 | 1424397.7096 | 1662989.7509 | 1976657.0526 | 2239514.3078 | 2803298.1492 | 2803298.1492 | 2842848.2602 | 2842848.2602 | 2842848.2602 | 2842848.2602 | 2842848.2602 | 2842848.2602 | 2842848.2602 | 2842848.2602 | 0 | 0 | 0 | 0 | 0
Option 4 | Other benefits value | Option 4Other benefits value | 0 | 2026-06-30 |  | 0 | 0 | 0 | 0 | 0 | 0 | 0 | 0 | 0 | 0 | 0 | 0 | 0 | 0 | 0 | 0 | 0 | 0 | 0 | 0 | 0 | 0 | 0 | 0 | 0
Option 4 | Net benefits | Option 4Net benefits |  | 2026-06-30 |  | -228355.3579 | -104249.2067 | 55382.0939 | 254563.5055 | 414194.8062 | 538300.9573 | 737482.369 | 861588.5201 | 1060769.9318 | 1209141.2968 | 1666919.6845 | 1666919.6845 | 1706469.7955 | 1706469.7955 | 1706469.7955 | 1706469.7955 | 1706469.7955 | 1706469.7955 | 1706469.7955 | 1706469.7955 | 0 | 0 | 0 | 0 | 0
Option 4 | NPV | Option 4NPV | 13853942.3646 | 2026-06-30
Option 4 | PV of costs | Option 4PV of costs | -10900666.5719 | 2026-06-30
Option 4 | PV of benefits | Option 4PV of benefits | 24754608.9366 | 2026-06-30
Option 5 | Energy at risk value | Option 5Energy at risk value | 0 | 2026-06-30 |  | 0 | 0 | 0 | 0 | 0 | 0 | 0 | 0 | 0 | 0 | 0 | 0 | 0 | 0 | 0 | 0 | 0 | 0 | 0 | 0 | 0 | 0 | 0 | 0 | 0
Option 5 | Capital expenditure | Option 5Capital expenditure | -21574515.3394 | 2026-06-30 |  | -1851927.8214 | -1851927.8214 | -1851927.8214 | -1851927.8214 | -1851927.8214 | -1851927.8214 | -1851927.8214 | -1851927.8214 | -1851927.8214 | -1851927.8214 | -1851927.8214 | -1851927.8214 | -1851927.8214 | -1851927.8214 | -1646158.0635 | 0 | 0 | 0 | 0 | 0 | 0 | 0 | 0 | 0 | 0
Option 5 | Total risk cost | Option 5Total risk cost | 19210406.571 | 2026-06-30 |  | 2764259.6006 | 2605198.2397 | 2446136.8789 | 2251550.3685 | 2056963.8582 | 1897902.4974 | 1703315.9871 | 1544254.6262 | 1385193.2654 | 1190606.7551 | 1031545.3942 | 836958.8839 | 677897.5231 | 300449.2372 | 141387.8763 | 0 | 0 | 0 | 0 | 0 | 0 | 0 | 0 | 0 | 0
Option 5 |  | Option 5
Option 5 | Annualised capex | Option 5Annualised capex | -8804057.8029 | 2026-06-30 |  | 0 | -76323.9267 | -152647.8535 | -228971.7802 | -305295.7069 | -381619.6337 | -457943.5604 | -534267.4872 | -610591.4139 | -686915.3406 | -763239.2674 | -839563.1941 | -915887.1208 | -992211.0476 | -1068534.9743 | -1136378.4647 | -1136378.4647 | -1136378.4647 | -1136378.4647 | -1136378.4647 | 0 | 0 | 0 | 0 | 0
Option 5 | Operating expenditure | Option 5Operating expenditure | 0 | 2026-06-30 |  | 0 | 0 | 0 | 0 | 0 | 0 | 0 | 0 | 0 | 0 | 0 | 0 | 0 | 0 | 0 | 0 | 0 | 0 | 0 | 0 | 0 | 0 | 0 | 0 | 0
Option 5 | Risk mitigated | Option 5Risk mitigated | 20567126.3538 | 2026-06-30 |  | -119161.8954 | 39899.4655 | 198960.8263 | 433097.4477 | 627683.958 | 786745.3188 | 1020881.9401 | 1179943.301 | 1378554.7728 | 1573141.2831 | 1771752.755 | 1966339.2653 | 2164950.7371 | 2542399.023 | 2701460.3839 | 2842848.2602 | 2842848.2602 | 2842848.2602 | 2842848.2602 | 2842848.2602 | 0 | 0 | 0 | 0 | 0
Option 5 | Other benefits value | Option 5Other benefits value | 0 | 2026-06-30 |  | 0 | 0 | 0 | 0 | 0 | 0 | 0 | 0 | 0 | 0 | 0 | 0 | 0 | 0 | 0 | 0 | 0 | 0 | 0 | 0 | 0 | 0 | 0 | 0 | 0
Option 5 | Net benefits | Option 5Net benefits |  | 2026-06-30 |  | -119161.8954 | -36424.4612 | 46312.9729 | 204125.6674 | 322388.251 | 405125.6851 | 562938.3797 | 645675.8138 | 767963.3589 | 886225.9425 | 1008513.4876 | 1126776.0712 | 1249063.6163 | 1550187.9755 | 1632925.4096 | 1706469.7955 | 1706469.7955 | 1706469.7955 | 1706469.7955 | 1706469.7955 | 0 | 0 | 0 | 0 | 0
Option 5 | NPV | Option 5NPV | 11763068.5509 | 2026-06-30
Option 5 | PV of costs | Option 5PV of costs | -8804057.8029 | 2026-06-30
Option 5 | PV of benefits | Option 5PV of benefits | 20567126.3538 | 2026-06-30
CHART DATA | [5 empty] | FY27 | FY28 | FY29 | FY30 | FY31 | FY32 | FY33 | FY34 | FY35 | FY36 | FY37 | FY38 | FY39 | FY40 | FY41 | FY42 | FY43 | FY44 | FY45 | FY46 | FY47 | FY48 | FY49 | FY50 | FY51
Option 2 | Annualised capex | -1 |  |  | Option 2 annualised capex | 1.1364 | 1.1364 | 1.1364 | 1.1364 | 1.1364 | 1.1364 | 1.1364 | 1.1364 | 1.1364 | 1.1364 | 1.1364 | 1.1364 | 1.1364 | 1.1364 | 1.1364 | 1.1364 | 1.1364 | 1.1364 | 1.1364 | 1.1364 | 0 | 0 | 0 | 0 | 0
Option 1 (base case) | Total risk cost | 1 |  |  | Option 1 (base case) risk cost | 2.6451 | 2.6451 | 2.6451 | 2.6846 | 2.6846 | 2.6846 | 2.7242 | 2.7242 | 2.7637 | 2.7637 | 2.8033 | 2.8033 | 2.8428 | 2.8428 | 2.8428 | 2.8428 | 2.8428 | 2.8428 | 2.8428 | 2.8428 | 2.8428 | 2.8428 | 2.8428 | 2.8428 | 0
[6 empty] | FY27 | FY28 | FY29 | FY30 | FY31 | FY32 | FY33 | FY34 | FY35 | FY36 | FY37 | FY38 | FY39 | FY40 | FY41 | FY42 | FY43 | FY44 | FY45 | FY46 | FY47 | FY48 | FY49 | FY50 | FY51
Energy at risk | Energy at risk (weighted) | 0 |  |  | Energy at risk energy at risk (weighted) | 0 | 0 | 0 | 0 | 0 | 0 | 0 | 0 | 0 | 0 | 0 | 0 | 0 | 0 | 0 | 0 | 0 | 0 | 0 | 0 | 0 | 0 | 0 | 0 | 0
Option 1 (base case) | Energy at risk value | 0 |  |  | Option 1 (base case) risk cost | 0 | 0 | 0 | 0 | 0 | 0 | 0 | 0 | 0 | 0 | 0 | 0 | 0 | 0 | 0 | 0 | 0 | 0 | 0 | 0 | 0 | 0 | 0 | 0 | 0

## Sensitivity_calcs
CitiPower
Recplacement of CRO inoperable RMUs
SENSITIVITY CALCULATIONS
Discount factor | [6 empty] | 0 | 0.98295 | 0.94971 | 0.91759 | 0.88656 | 0.85658 | 0.82761 | 0.79963 | 0.77259 | 0.74646 | 0.72122 | 0.69683 | 0.67326 | 0.6505 | 0.6285 | 0.60725 | 0.58671 | 0.56687 | 0.5477 | 0.52918 | 0.51129 | 0.494 | 0.47729 | 0.46115 | 0.44556 | 0.43049
Count | [6 empty] | 0 | 1 | 2 | 3 | 4 | 5 | 6 | 7 | 8 | 9 | 10 | 11 | 12 | 13 | 14 | 15 | 16 | 17 | 18 | 19 | 20 | 21 | 22 | 23 | 24 | 25
Analysis period | [6 empty] | 1 | 1 | 1 | 1 | 1 | 1 | 1 | 1 | 1 | 1 | 1 | 1 | 1 | 1 | 1 | 1 | 1 | 1 | 1 | 1 | 1 | 0 | 0 | 0 | 0 | 0
[7 empty] | 2026-06-30 | 2026-27 | 2027-28 | 2028-29 | 2029-30 | 2030-31 | 2031-32 | 2032-33 | 2033-34 | 2034-35 | 2035-36 | 2036-37 | 2037-38 | 2038-39 | 2039-40 | 2040-41 | 2041-42 | 2042-43 | 2043-44 | 2044-45 | 2045-46 | 2046-47 | 2047-48 | 2048-49 | 2049-50 | 2050-51
PV
[25 empty] | 1706469.7955 | 1706469.7955 | 0 | 0 | 0 | 0 | 0
OPTION 1 (base case) | NPV | Net benefits | OPTION 1 (base case)NPV |  | 0 |  | 0 | 0 | 0 | 0 | 0 | 0 | 0 | 0 | 0 | 0 | 0 | 0 | 0 | 0 | 0 | 0 | 0 | 0 | 0 | 0 | 0 | 0 | 0 | 0 | 0 | 0
OPTION 1 (base case) | sens1 | Capex 10% higher | OPTION 1 (base case)sens1 |  | 0 |  | 0 | 0 | 0 | 0 | 0 | 0 | 0 | 0 | 0 | 0 | 0 | 0 | 0 | 0 | 0 | 0 | 0 | 0 | 0 | 0 | 0 | 0 | 0 | 0 | 0 | 0
OPTION 1 (base case) | sens2 | Capex 10% lower | OPTION 1 (base case)sens2 |  | 0 |  | 0 | 0 | 0 | 0 | 0 | 0 | 0 | 0 | 0 | 0 | 0 | 0 | 0 | 0 | 0 | 0 | 0 | 0 | 0 | 0 | 0 | 0 | 0 | 0 | 0 | 0
OPTION 1 (base case) | sens3 | Total benefits 10% higher | OPTION 1 (base case)sens3 |  | 0 |  | 0 | 0 | 0 | 0 | 0 | 0 | 0 | 0 | 0 | 0 | 0 | 0 | 0 | 0 | 0 | 0 | 0 | 0 | 0 | 0 | 0 | 0 | 0 | 0 | 0 | 0
OPTION 1 (base case) | sens4 | Total benefits 10% lower | OPTION 1 (base case)sens4 |  | 0 |  | 0 | 0 | 0 | 0 | 0 | 0 | 0 | 0 | 0 | 0 | 0 | 0 | 0 | 0 | 0 | 0 | 0 | 0 | 0 | 0 | 0 | 0 | 0 | 0 | 0 | 0
OPTION 1 (base case) | sens5 | Capex 10% higher & Total benefits 10% lower | OPTION 1 (base case)sens5 |  | 0 |  | 0 | 0 | 0 | 0 | 0 | 0 | 0 | 0 | 0 | 0 | 0 | 0 | 0 | 0 | 0 | 0 | 0 | 0 | 0 | 0 | 0 | 0 | 0 | 0 | 0 | 0
OPTION 1 (base case) | sens | 0 | OPTION 1 (base case)sens |  | 0 |  | 0 | 0 | 0 | 0 | 0 | 0 | 0 | 0 | 0 | 0 | 0 | 0 | 0 | 0 | 0 | 0 | 0 | 0 | 0 | 0 | 0 | 0 | 0 | 0 | 0 | 0
OPTION 1 (base case) | sens | 0 | OPTION 1 (base case)sens |  | 0 |  | 0 | 0 | 0 | 0 | 0 | 0 | 0 | 0 | 0 | 0 | 0 | 0 | 0 | 0 | 0 | 0 | 0 | 0 | 0 | 0 | 0 | 0 | 0 | 0 | 0 | 0
OPTION 1 (base case) | sens | 0 | OPTION 1 (base case)sens |  | 0 |  | 0 | 0 | 0 | 0 | 0 | 0 | 0 | 0 | 0 | 0 | 0 | 0 | 0 | 0 | 0 | 0 | 0 | 0 | 0 | 0 | 0 | 0 | 0 | 0 | 0 | 0
Option 2 | NPV | Net benefits | Option 2NPV |  | 18924927.9135 |  | 0 | -2974687.885 | 1493155.2804 | 1508719.2405 | 1548269.3515 | 1548269.3515 | 1548269.3515 | 1587819.4625 | 1587819.4625 | 1627369.5735 | 1627369.5735 | 1666919.6845 | 1666919.6845 | 1706469.7955 | 1706469.7955 | 1706469.7955 | 1706469.7955 | 1706469.7955 | 1706469.7955 | 1706469.7955 | 1706469.7955 | 0 | 0 | 0 | 0 | 0
Option 2 | sens1 | Capex 10% higher | Option 2sens1 |  | 17393540.3191 |  | 0 | -2974687.885 | 1379517.434 | 1395081.394 | 1434631.505 | 1434631.505 | 1434631.505 | 1474181.616 | 1474181.616 | 1513731.727 | 1513731.727 | 1553281.838 | 1553281.838 | 1592831.949 | 1592831.949 | 1592831.949 | 1592831.949 | 1592831.949 | 1592831.949 | 1592831.949 | 1592831.949 | 0 | 0 | 0 | 0 | 0
Option 2 | sens2 | Capex 10% lower | Option 2sens2 |  | 20456315.508 |  | 0 | -2974687.885 | 1606793.1269 | 1622357.0869 | 1661907.1979 | 1661907.1979 | 1661907.1979 | 1701457.3089 | 1701457.3089 | 1741007.4199 | 1741007.4199 | 1780557.5309 | 1780557.5309 | 1820107.6419 | 1820107.6419 | 1820107.6419 | 1820107.6419 | 1820107.6419 | 1820107.6419 | 1820107.6419 | 1820107.6419 | 0 | 0 | 0 | 0 | 0
Option 2 | sens3 | Total benefits 10% higher | Option 2sens3 |  | 22348808.2993 |  | 0 | -3272156.6735 | 1756108.6549 | 1773229.011 | 1816734.1331 | 1816734.1331 | 1816734.1331 | 1860239.2552 | 1860239.2552 | 1903744.3773 | 1903744.3773 | 1947249.4994 | 1947249.4994 | 1990754.6215 | 1990754.6215 | 1990754.6215 | 1990754.6215 | 1990754.6215 | 1990754.6215 | 1990754.6215 | 1990754.6215 | 0 | 0 | 0 | 0 | 0
Option 2 | sens4 | Total benefits 10% lower | Option 2sens4 |  | 15501047.5277 |  | 0 | -2677219.0965 | 1230201.9059 | 1244209.4699 | 1279804.5698 | 1279804.5698 | 1279804.5698 | 1315399.6697 | 1315399.6697 | 1350994.7696 | 1350994.7696 | 1386589.8695 | 1386589.8695 | 1422184.9694 | 1422184.9694 | 1422184.9694 | 1422184.9694 | 1422184.9694 | 1422184.9694 | 1422184.9694 | 1422184.9694 | 0 | 0 | 0 | 0 | 0
Option 2 | sens5 | Capex 10% higher & Total benefits 10% lower | Option 2sens5 |  | 13969659.9333 |  | 0 | -2677219.0965 | 1116564.0594 | 1130571.6235 | 1166166.7234 | 1166166.7234 | 1166166.7234 | 1201761.8233 | 1201761.8233 | 1237356.9232 | 1237356.9232 | 1272952.0231 | 1272952.0231 | 1308547.123 | 1308547.123 | 1308547.123 | 1308547.123 | 1308547.123 | 1308547.123 | 1308547.123 | 1308547.123 | 0 | 0 | 0 | 0 | 0
Option 2 | sens | 0 | Option 2sens |  | 18924927.9135 |  | 0 | -2974687.885 | 1493155.2804 | 1508719.2405 | 1548269.3515 | 1548269.3515 | 1548269.3515 | 1587819.4625 | 1587819.4625 | 1627369.5735 | 1627369.5735 | 1666919.6845 | 1666919.6845 | 1706469.7955 | 1706469.7955 | 1706469.7955 | 1706469.7955 | 1706469.7955 | 1706469.7955 | 1706469.7955 | 1706469.7955 | 0 | 0 | 0 | 0 | 0
Option 2 | sens | 0 | Option 2sens |  | 18924927.9135 |  | 0 | -2974687.885 | 1493155.2804 | 1508719.2405 | 1548269.3515 | 1548269.3515 | 1548269.3515 | 1587819.4625 | 1587819.4625 | 1627369.5735 | 1627369.5735 | 1666919.6845 | 1666919.6845 | 1706469.7955 | 1706469.7955 | 1706469.7955 | 1706469.7955 | 1706469.7955 | 1706469.7955 | 1706469.7955 | 1706469.7955 | 0 | 0 | 0 | 0 | 0
Option 2 | sens | 0 | Option 2sens |  | 18924927.9135 |  | 0 | -2974687.885 | 1493155.2804 | 1508719.2405 | 1548269.3515 | 1548269.3515 | 1548269.3515 | 1587819.4625 | 1587819.4625 | 1627369.5735 | 1627369.5735 | 1666919.6845 | 1666919.6845 | 1706469.7955 | 1706469.7955 | 1706469.7955 | 1706469.7955 | 1706469.7955 | 1706469.7955 | 1706469.7955 | 1706469.7955 | 0 | 0 | 0 | 0 | 0
[7 empty] | 0 | -1056091.3438 | -536766.5032 | -152997.9318 | 270320.7507 | 678354.5361 | 1548269.3515 | 1587819.4625 | 1587819.4625 | 1627369.5735 | 1627369.5735 | 1666919.6845 | 1666919.6845 | 1706469.7955 | 1706469.7955 | 1706469.7955 | 1706469.7955 | 1706469.7955 | 1706469.7955 | 1706469.7955 | 1706469.7955 | 0 | 0 | 0 | 0 | 0
Option 3 | NPV | Net benefits | Option 3NPV |  | 15480066.3022 |  | 0 | -1056091.3438 | -536766.5032 | -152997.9318 | 270320.7507 | 678354.5361 | 1548269.3515 | 1587819.4625 | 1587819.4625 | 1627369.5735 | 1627369.5735 | 1666919.6845 | 1666919.6845 | 1706469.7955 | 1706469.7955 | 1706469.7955 | 1706469.7955 | 1706469.7955 | 1706469.7955 | 1706469.7955 | 1706469.7955 | 0 | 0 | 0 | 0 | 0
Option 3 | sens1 | Capex 10% higher | Option 3sens1 |  | 14155842.8275 |  | 0 | -1056091.3438 | -559663.6813 | -198792.2878 | 201629.2166 | 586765.824 | 1434631.505 | 1474181.616 | 1474181.616 | 1513731.727 | 1513731.727 | 1553281.838 | 1553281.838 | 1592831.949 | 1592831.949 | 1592831.949 | 1592831.949 | 1592831.949 | 1592831.949 | 1592831.949 | 1592831.949 | 0 | 0 | 0 | 0 | 0
Option 3 | sens2 | Capex 10% lower | Option 3sens2 |  | 16804289.7769 |  | 0 | -1056091.3438 | -513869.3252 | -107203.5757 | 339012.2848 | 769943.2482 | 1661907.1979 | 1701457.3089 | 1701457.3089 | 1741007.4199 | 1741007.4199 | 1780557.5309 | 1780557.5309 | 1820107.6419 | 1820107.6419 | 1820107.6419 | 1820107.6419 | 1820107.6419 | 1820107.6419 | 1820107.6419 | 1820107.6419 | 0 | 0 | 0 | 0 | 0
Option 3 | sens3 | Total benefits 10% higher | Option 3sens3 |  | 18352296.4072 |  | 0 | -1161700.4782 | -567545.9755 | -122503.3689 | 366044.3598 | 837778.7018 | 1816734.1331 | 1860239.2552 | 1860239.2552 | 1903744.3773 | 1903744.3773 | 1947249.4994 | 1947249.4994 | 1990754.6215 | 1990754.6215 | 1990754.6215 | 1990754.6215 | 1990754.6215 | 1990754.6215 | 1990754.6215 | 1990754.6215 | 0 | 0 | 0 | 0 | 0
Option 3 | sens4 | Total benefits 10% lower | Option 3sens4 |  | 12607836.1973 |  | 0 | -950482.2095 | -505987.0309 | -183492.4946 | 174597.1416 | 518930.3704 | 1279804.5698 | 1315399.6697 | 1315399.6697 | 1350994.7696 | 1350994.7696 | 1386589.8695 | 1386589.8695 | 1422184.9694 | 1422184.9694 | 1422184.9694 | 1422184.9694 | 1422184.9694 | 1422184.9694 | 1422184.9694 | 1422184.9694 | 0 | 0 | 0 | 0 | 0
Option 3 | sens5 | Capex 10% higher & Total benefits 10% lower | Option 3sens5 |  | 11283612.7226 |  | 0 | -950482.2095 | -528884.209 | -229286.8507 | 105905.6075 | 427341.6583 | 1166166.7234 | 1201761.8233 | 1201761.8233 | 1237356.9232 | 1237356.9232 | 1272952.0231 | 1272952.0231 | 1308547.123 | 1308547.123 | 1308547.123 | 1308547.123 | 1308547.123 | 1308547.123 | 1308547.123 | 1308547.123 | 0 | 0 | 0 | 0 | 0
Option 3 | sens | 0 | Option 3sens |  | 15480066.3022 |  | 0 | -1056091.3438 | -536766.5032 | -152997.9318 | 270320.7507 | 678354.5361 | 1548269.3515 | 1587819.4625 | 1587819.4625 | 1627369.5735 | 1627369.5735 | 1666919.6845 | 1666919.6845 | 1706469.7955 | 1706469.7955 | 1706469.7955 | 1706469.7955 | 1706469.7955 | 1706469.7955 | 1706469.7955 | 1706469.7955 | 0 | 0 | 0 | 0 | 0
Option 3 | sens | 0 | Option 3sens |  | 15480066.3022 |  | 0 | -1056091.3438 | -536766.5032 | -152997.9318 | 270320.7507 | 678354.5361 | 1548269.3515 | 1587819.4625 | 1587819.4625 | 1627369.5735 | 1627369.5735 | 1666919.6845 | 1666919.6845 | 1706469.7955 | 1706469.7955 | 1706469.7955 | 1706469.7955 | 1706469.7955 | 1706469.7955 | 1706469.7955 | 1706469.7955 | 0 | 0 | 0 | 0 | 0
Option 3 | sens | 0 | Option 3sens |  | 15480066.3022 |  | 0 | -1056091.3438 | -536766.5032 | -152997.9318 | 270320.7507 | 678354.5361 | 1548269.3515 | 1587819.4625 | 1587819.4625 | 1627369.5735 | 1627369.5735 | 1666919.6845 | 1666919.6845 | 1706469.7955 | 1706469.7955 | 1706469.7955 | 1706469.7955 | 1706469.7955 | 1706469.7955 | 1706469.7955 | 1706469.7955 | 0 | 0 | 0 | 0 | 0
Option 4 | NPV | Net benefits | Option 4NPV |  | 13853942.3646 |  | 0 | -228355.3579 | -104249.2067 | 55382.0939 | 254563.5055 | 414194.8062 | 538300.9573 | 737482.369 | 861588.5201 | 1060769.9318 | 1209141.2968 | 1666919.6845 | 1666919.6845 | 1706469.7955 | 1706469.7955 | 1706469.7955 | 1706469.7955 | 1706469.7955 | 1706469.7955 | 1706469.7955 | 1706469.7955 | 0 | 0 | 0 | 0 | 0
Option 4 | sens1 | Capex 10% higher | Option 4sens1 |  | 12763875.7074 |  | 0 | -228355.3579 | -115697.7957 | 32484.9159 | 220217.7385 | 368400.4501 | 481058.0123 | 668790.8349 | 781448.3971 | 969181.2197 | 1106103.9957 | 1553281.838 | 1553281.838 | 1592831.949 | 1592831.949 | 1592831.949 | 1592831.949 | 1592831.949 | 1592831.949 | 1592831.949 | 1592831.949 | 0 | 0 | 0 | 0 | 0
Option 4 | sens2 | Capex 10% lower | Option 4sens2 |  | 14944009.0218 |  | 0 | -228355.3579 | -92800.6177 | 78279.2719 | 288909.2726 | 459989.1622 | 595543.9024 | 806173.903 | 941728.6432 | 1152358.6439 | 1312178.5979 | 1780557.5309 | 1780557.5309 | 1820107.6419 | 1820107.6419 | 1820107.6419 | 1820107.6419 | 1820107.6419 | 1820107.6419 | 1820107.6419 | 1820107.6419 | 0 | 0 | 0 | 0 | 0
Option 4 | sens3 | Total benefits 10% higher | Option 4sens3 |  | 16329403.2583 |  | 0 | -251190.8937 | -103225.5384 | 83817.4813 | 314365.6231 | 501408.6428 | 649373.9981 | 879922.1399 | 1027887.4952 | 1258435.637 | 1433092.7276 | 1947249.4994 | 1947249.4994 | 1990754.6215 | 1990754.6215 | 1990754.6215 | 1990754.6215 | 1990754.6215 | 1990754.6215 | 1990754.6215 | 1990754.6215 | 0 | 0 | 0 | 0 | 0
Option 4 | sens4 | Total benefits 10% lower | Option 4sens4 |  | 11378481.471 |  | 0 | -205519.8221 | -105272.875 | 26946.7065 | 194761.388 | 326980.9695 | 427227.9166 | 595042.598 | 695289.5451 | 863104.2265 | 985189.8661 | 1386589.8695 | 1386589.8695 | 1422184.9694 | 1422184.9694 | 1422184.9694 | 1422184.9694 | 1422184.9694 | 1422184.9694 | 1422184.9694 | 1422184.9694 | 0 | 0 | 0 | 0 | 0
Option 4 | sens5 | Capex 10% higher & Total benefits 10% lower | Option 4sens5 |  | 10288414.8138 |  | 0 | -205519.8221 | -116721.4641 | 4049.5285 | 160415.6209 | 281186.6135 | 369984.9715 | 526351.064 | 615149.422 | 771515.5144 | 882152.565 | 1272952.0231 | 1272952.0231 | 1308547.123 | 1308547.123 | 1308547.123 | 1308547.123 | 1308547.123 | 1308547.123 | 1308547.123 | 1308547.123 | 0 | 0 | 0 | 0 | 0
Option 4 | sens | 0 | Option 4sens |  | 13853942.3646 |  | 0 | -228355.3579 | -104249.2067 | 55382.0939 | 254563.5055 | 414194.8062 | 538300.9573 | 737482.369 | 861588.5201 | 1060769.9318 | 1209141.2968 | 1666919.6845 | 1666919.6845 | 1706469.7955 | 1706469.7955 | 1706469.7955 | 1706469.7955 | 1706469.7955 | 1706469.7955 | 1706469.7955 | 1706469.7955 | 0 | 0 | 0 | 0 | 0
Option 4 | sens | 0 | Option 4sens |  | 13853942.3646 |  | 0 | -228355.3579 | -104249.2067 | 55382.0939 | 254563.5055 | 414194.8062 | 538300.9573 | 737482.369 | 861588.5201 | 1060769.9318 | 1209141.2968 | 1666919.6845 | 1666919.6845 | 1706469.7955 | 1706469.7955 | 1706469.7955 | 1706469.7955 | 1706469.7955 | 1706469.7955 | 1706469.7955 | 1706469.7955 | 0 | 0 | 0 | 0 | 0
Option 4 | sens | 0 | Option 4sens |  | 13853942.3646 |  | 0 | -228355.3579 | -104249.2067 | 55382.0939 | 254563.5055 | 414194.8062 | 538300.9573 | 737482.369 | 861588.5201 | 1060769.9318 | 1209141.2968 | 1666919.6845 | 1666919.6845 | 1706469.7955 | 1706469.7955 | 1706469.7955 | 1706469.7955 | 1706469.7955 | 1706469.7955 | 1706469.7955 | 1706469.7955 | 0 | 0 | 0 | 0 | 0
Option 5 | NPV | Net benefits | Option 5NPV |  | 11763068.5509 |  | 0 | -119161.8954 | -36424.4612 | 46312.9729 | 204125.6674 | 322388.251 | 405125.6851 | 562938.3797 | 645675.8138 | 767963.3589 | 886225.9425 | 1008513.4876 | 1126776.0712 | 1249063.6163 | 1550187.9755 | 1632925.4096 | 1706469.7955 | 1706469.7955 | 1706469.7955 | 1706469.7955 | 1706469.7955 | 0 | 0 | 0 | 0 | 0
Option 5 | sens1 | Capex 10% higher | Option 5sens1 |  | 10882662.7706 |  | 0 | -119161.8954 | -44056.8539 | 31048.1875 | 181228.4894 | 291858.6803 | 366963.7218 | 517144.0237 | 592249.0651 | 706904.2175 | 817534.4084 | 932189.5609 | 1042819.7518 | 1157474.9042 | 1450966.8707 | 1526071.9122 | 1592831.949 | 1592831.949 | 1592831.949 | 1592831.949 | 1592831.949 | 0 | 0 | 0 | 0 | 0
Option 5 | sens2 | Capex 10% lower | Option 5sens2 |  | 12643474.3311 |  | 0 | -119161.8954 | -28792.0686 | 61577.7582 | 227022.8455 | 352917.8217 | 443287.6485 | 608732.7357 | 699102.5625 | 829022.5003 | 954917.4766 | 1084837.4144 | 1210732.3906 | 1340652.3284 | 1649409.0802 | 1739778.907 | 1820107.6419 | 1820107.6419 | 1820107.6419 | 1820107.6419 | 1820107.6419 | 0 | 0 | 0 | 0 | 0
Option 5 | sens3 | Total benefits 10% higher | Option 5sens3 |  | 13819781.1862 |  | 0 | -131078.0849 | -32434.5147 | 66209.0555 | 247435.4122 | 385156.6468 | 483800.217 | 665026.5737 | 763670.1439 | 905818.8362 | 1043540.0708 | 1185688.7631 | 1323409.9977 | 1465558.69 | 1804427.8778 | 1903071.448 | 1990754.6215 | 1990754.6215 | 1990754.6215 | 1990754.6215 | 1990754.6215 | 0 | 0 | 0 | 0 | 0
Option 5 | sens4 | Total benefits 10% lower | Option 5sens4 |  | 9706355.9155 |  | 0 | -107245.7058 | -40414.4078 | 26416.8902 | 160815.9227 | 259619.8552 | 326451.1533 | 460850.1857 | 527681.4837 | 630107.8816 | 728911.8142 | 831338.2121 | 930142.1447 | 1032568.5426 | 1295948.0732 | 1362779.3712 | 1422184.9694 | 1422184.9694 | 1422184.9694 | 1422184.9694 | 1422184.9694 | 0 | 0 | 0 | 0 | 0
Option 5 | sens5 | Capex 10% higher & Total benefits 10% lower | Option 5sens5 |  | 8825950.1352 |  | 0 | -107245.7058 | -48046.8005 | 11152.1049 | 137918.7447 | 229090.2845 | 288289.1899 | 415055.8296 | 474254.735 | 569048.7403 | 660220.2801 | 755014.2854 | 846185.8252 | 940979.8305 | 1196726.9684 | 1255925.8738 | 1308547.123 | 1308547.123 | 1308547.123 | 1308547.123 | 1308547.123 | 0 | 0 | 0 | 0 | 0
Option 5 | sens | 0 | Option 5sens |  | 11763068.5509 |  | 0 | -119161.8954 | -36424.4612 | 46312.9729 | 204125.6674 | 322388.251 | 405125.6851 | 562938.3797 | 645675.8138 | 767963.3589 | 886225.9425 | 1008513.4876 | 1126776.0712 | 1249063.6163 | 1550187.9755 | 1632925.4096 | 1706469.7955 | 1706469.7955 | 1706469.7955 | 1706469.7955 | 1706469.7955 | 0 | 0 | 0 | 0 | 0
Option 5 | sens | 0 | Option 5sens |  | 11763068.5509 |  | 0 | -119161.8954 | -36424.4612 | 46312.9729 | 204125.6674 | 322388.251 | 405125.6851 | 562938.3797 | 645675.8138 | 767963.3589 | 886225.9425 | 1008513.4876 | 1126776.0712 | 1249063.6163 | 1550187.9755 | 1632925.4096 | 1706469.7955 | 1706469.7955 | 1706469.7955 | 1706469.7955 | 1706469.7955 | 0 | 0 | 0 | 0 | 0
Option 5 | sens | 0 | Option 5sens |  | 11763068.5509 |  | 0 | -119161.8954 | -36424.4612 | 46312.9729 | 204125.6674 | 322388.251 | 405125.6851 | 562938.3797 | 645675.8138 | 767963.3589 | 886225.9425 | 1008513.4876 | 1126776.0712 | 1249063.6163 | 1550187.9755 | 1632925.4096 | 1706469.7955 | 1706469.7955 | 1706469.7955 | 1706469.7955 | 1706469.7955 | 0 | 0 | 0 | 0 | 0
RESULTS
|  | 0 | 0 | 0 | 0 | 0 |  | 2028-29: #NAME?
|  | Option 1 (base case) | Option 2 | Option 3 | Option 4 | Option 5 |  | 2026-27: Max; 2028-29: Preferred
NPV | None | 0 | 18.9249 | 15.4801 | 13.8539 | 11.7631 |  | 2026-27: #NAME?; 2028-29: Option 2
sens1 | Capex 10% higher | 0 | 17.3935 | 14.1558 | 12.7639 | 10.8827 |  | 2026-27: #NAME?; 2028-29: Option 2
sens2 | Capex 10% lower | 0 | 20.4563 | 16.8043 | 14.944 | 12.6435 |  | 2026-27: #NAME?; 2028-29: Option 2
sens3 | Total benefits 10% higher | 0 | 22.3488 | 18.3523 | 16.3294 | 13.8198 |  | 2026-27: #NAME?; 2028-29: Option 2
sens4 | Total benefits 10% lower | 0 | 15.501 | 12.6078 | 11.3785 | 9.7064 |  | 2026-27: #NAME?; 2028-29: Option 2
sens5 | Capex 10% higher & Total benefits 10% lower | 0 | 13.9697 | 11.2836 | 10.2884 | 8.826 |  | 2026-27: #NAME?; 2028-29: Option 2
sens | 0 | [6 empty] | 2026-27: #NAME?; 2028-29: #NAME?
sens | 0 | [6 empty] | 2026-27: #NAME?; 2028-29: #NAME?
sens | 0 | [6 empty] | 2026-27: #NAME?; 2028-29: #NAME?

## Workings_costs
CitiPower
Recplacement of CRO inoperable RMUs
WORKINGS - COSTS
|  | Weighted average unit rate |  |  | 92446.5
Energy at risk
|  | Numvber of switch zones |  |  | 4207
|  | Number of switches |  |  | 268
6.37%
|  | VCR discount for planned outage |  |  | 60%
Program duration (years)
|  | Option 1 (base case) |  |  | 0
|  | Option 2 |  |  | 1
|  | Option 3 |  |  | 5
|  | Option 4 |  |  | 10
|  | Option 5 |  |  | 15
Option 1 (base case) | [6 empty] | 2026-27 | 2027-28 | 2028-29 | 2029-30 | 2030-31 | 2031-32 | 2032-33 | 2033-34 | 2034-35 | 2035-36 | 2036-37 | 2037-38 | 2038-39 | 2039-40 | 2040-41 | 2041-42 | 2042-43 | 2043-44 | 2044-45 | 2045-46 | 2046-47 | 2047-48 | 2048-49 | 2049-50 | 2050-51
Option 1 (base case)
| Option 1 (base case) |  | Program duration |  | 0 |  | 1 | 0 | 0 | 0 | 0 | 0 | 0 | 0 | 0 | 0 | 0 | 0 | 0 | 0 | 0 | 0 | 0 | 0 | 0 | 0
Option 1 (base case)
| Option 1 (base case) |  | Number of switches replaced pa | Option 1 (base case)Number of switches replaced pa | 0 |  | 0 | 0 | 0 | 0 | 0 | 0 | 0 | 0 | 0 | 0 | 0 | 0 | 0 | 0 | 0 | 0 | 0 | 0 | 0 | 0
| Option 1 (base case) |  | Remaining switches |  |  | 268 | 268 | 268 | 268 | 268 | 268 | 268 | 268 | 268 | 268 | 268 | 268 | 268 | 268 | 268 | 268 | 268 | 268 | 268 | 268 | 268
Option 1 (base case)
| Option 1 (base case) |  | Total CROd switches replaced |  |  |  | 2026-27: 0; 2027-28: 0; 2028-29: 0; 2029-30: 0; 2030-31: 0; 2031-32: 0; 2032-33: 0; 2033-34: 0; 2034-35: 0; 2035-36: 0; 2036-37: 0; 2037-38: 0; 2038-39: 0; 2039-40: 0
| Option 1 (base case) |  | Capex | Option 1 (base case)Capex |  |  | 0 | 0 | 0 | 0 | 0 | 0 | 0 | 0 | 0 | 0 | 0 | 0 | 0 | 0 | 0 | 0 | 0 | 0 | 0 | 0
Option 2 | [6 empty] | 2026-27 | 2027-28 | 2028-29 | 2029-30 | 2030-31 | 2031-32 | 2032-33 | 2033-34 | 2034-35 | 2035-36 | 2036-37 | 2037-38 | 2038-39 | 2039-40 | 2040-41 | 2041-42 | 2042-43 | 2043-44 | 2044-45 | 2045-46 | 2046-47 | 2047-48 | 2048-49 | 2049-50 | 2050-51
Option 2
| Option 2 |  | Program duration flag |  | 1 |  | 1 | 0 | 0 | 0 | 0 | 0 | 0 | 0 | 0 | 0 | 0 | 0 | 0 | 0 | 0 | 0 | 0 | 0 | 0 | 0
Option 2
| Option 2 |  | Number of switches replaced pa | Option 2Number of switches replaced pa | 268 |  | 268 | 0 | 0 | 0 | 0 | 0 | 0 | 0 | 0 | 0 | 0 | 0 | 0 | 0 | 0 | 0 | 0 | 0 | 0 | 0
| Option 2 |  | Remaining switches |  |  | 268 | 0 | 0 | 0 | 0 | 0 | 0 | 0 | 0 | 0 | 0 | 0 | 0 | 0 | 0 | 0 | 0 | 0 | 0 | 0 | 0
Option 2
| Option 2 |  | Total CROd switches replaced |  |  |  | 268 | 268 | 268 | 268 | 268 | 268 | 268 | 268 | 268 | 268 | 268 | 268 | 268 | 268 | 268 | 268 | 268 | 268 | 268 | 268
| Option 2 |  | Capex | Option 2Capex |  |  | 24775662 | 0 | 0 | 0 | 0 | 0 | 0 | 0 | 0 | 0 | 0 | 0 | 0 | 0 | 0 | 0
Option 3 | [6 empty] | 2026-27 | 2027-28 | 2028-29 | 2029-30 | 2030-31 | 2031-32 | 2032-33 | 2033-34 | 2034-35 | 2035-36 | 2036-37 | 2037-38 | 2038-39 | 2039-40 | 2040-41 | 2041-42 | 2042-43 | 2043-44 | 2044-45 | 2045-46 | 2046-47 | 2047-48 | 2048-49 | 2049-50 | 2050-51
Option 3
| Option 3 |  | Program duration flag |  | 5 |  | 1 | 1 | 1 | 1 | 1 | 0 | 0 | 0 | 0 | 0 | 0 | 0 | 0 | 0 | 0 | 0 | 0 | 0 | 0 | 0
Option 3
| Option 3 |  | Number of switches replaced pa | Option 3Number of switches replaced pa | 54 |  | 54 | 54 | 54 | 54 | 52 | 0 | 0 | 0 | 0 | 0 | 0 | 0 | 0 | 0 | 0 | 0 | 0 | 0 | 0 | 0
| Option 3 |  | Remaining switches |  |  | 268 | 214 | 160 | 106 | 52 | 0 | 0 | 0 | 0 | 0 | 0 | 0 | 0 | 0 | 0 | 0 | 0 | 0 | 0 | 0 | 0
Option 3
| Option 3 |  | Total CROd switches replaced |  |  |  | 54 | 108 | 162 | 216 | 268 | 268 | 268 | 268 | 268 | 268 | 268 | 268 | 268 | 268 | 268 | 268 | 268 | 268 | 268 | 268
| Option 3 |  | Capex | Option 3Capex |  |  | 4992111 | 4992111 | 4992111 | 4992111 | 4807218 | 0 | 0 | 0 | 0 | 0 | 0 | 0 | 0 | 0 | 0 | 0
Option 4 | [6 empty] | 2026-27 | 2027-28 | 2028-29 | 2029-30 | 2030-31 | 2031-32 | 2032-33 | 2033-34 | 2034-35 | 2035-36 | 2036-37 | 2037-38 | 2038-39 | 2039-40 | 2040-41 | 2041-42 | 2042-43 | 2043-44 | 2044-45 | 2045-46 | 2046-47 | 2047-48 | 2048-49 | 2049-50 | 2050-51
Option 4
| Option 4 |  | Program duration |  | 10 |  | 1 | 1 | 1 | 1 | 1 | 1 | 1 | 1 | 1 | 1 | 0 | 0 | 0 | 0 | 0 | 0 | 0 | 0 | 0 | 0
Option 4
| Option 4 |  | Number of switches replaced pa | Option 4Number of switches replaced pa | 27 |  | 27 | 27 | 27 | 27 | 27 | 27 | 27 | 27 | 27 | 25 | 0 | 0 | 0 | 0 | 0 | 0 | 0 | 0 | 0 | 0
| Option 4 |  | Remaining switches |  |  | 268 | 241 | 214 | 187 | 160 | 133 | 106 | 79 | 52 | 25 | 0 | 0 | 0 | 0 | 0 | 0 | 0 | 0 | 0 | 0 | 0
Option 4
| Option 4 |  | Total CROd switches replaced |  |  |  | 27 | 54 | 81 | 108 | 135 | 162 | 189 | 216 | 243 | 268 | 268 | 268 | 268 | 268 | 268 | 268 | 268 | 268 | 268 | 268
| Option 4 |  | Capex | Option 4Capex |  |  | 2496055.5 | 2496055.5 | 2496055.5 | 2496055.5 | 2496055.5 | 2496055.5 | 2496055.5 | 2496055.5 | 2496055.5 | 2311162.5 | 0 | 0 | 0 | 0 | 0 | 0
Option 5 | [6 empty] | 2026-27 | 2027-28 | 2028-29 | 2029-30 | 2030-31 | 2031-32 | 2032-33 | 2033-34 | 2034-35 | 2035-36 | 2036-37 | 2037-38 | 2038-39 | 2039-40 | 2040-41 | 2041-42 | 2042-43 | 2043-44 | 2044-45 | 2045-46 | 2046-47 | 2047-48 | 2048-49 | 2049-50 | 2050-51
Option 5
| Option 5 |  | Program duration |  | 15 |  | 1 | 1 | 1 | 1 | 1 | 1 | 1 | 1 | 1 | 1 | 1 | 1 | 1 | 1 | 1 | 0 | 0 | 0 | 0 | 0
Option 5
| Option 5 |  | Number of switches replaced pa | Option 5Number of switches replaced pa | 18 |  | 18 | 18 | 18 | 18 | 18 | 18 | 18 | 18 | 18 | 18 | 18 | 18 | 18 | 18 | 16 | 0 | 0 | 0 | 0 | 0
| Option 5 |  | Remaining switches |  |  | 268 | 250 | 232 | 214 | 196 | 178 | 160 | 142 | 124 | 106 | 88 | 70 | 52 | 34 | 16 | 0 | 0 | 0 | 0 | 0 | 0
Option 5
| Option 5 |  | Total CROd switches replaced |  |  |  | 18 | 36 | 54 | 72 | 90 | 108 | 126 | 144 | 162 | 180 | 198 | 216 | 234 | 252 | 268 | 268 | 268 | 268 | 268 | 268
| Option 5 |  | Capex | Option 5Capex |  |  | 1664037 | 1664037 | 1664037 | 1664037 | 1664037 | 1664037 | 1664037 | 1664037 | 1664037 | 1664037 | 1664037 | 1664037 | 1664037 | 1664037 | 1479144 | 0

## Workings_risks
CitiPower
Recplacement of CRO inoperable RMUs
WORKINGS - RISKS
| Number of CRO switches at 30 June 2026 |  |  | 268
| Average historical energy not served | Planned | MWh/year | 177.5792 |  |  |  | 4
|  | Unplanned | MWh/year | 592
Energy at risk
| Numvber of switch zones |  |  | 4207
| Number of switches |  |  | 268
| VCR |  |  | 47819.7904
| VCR discount for planned outage |  |  | 60%
| VCR for planned outage |  |  | 28691.8742
Option 1 (base case) | [5 empty] | 2026-06-30 | 2026-27 | 2027-28 | 2028-29 | 2029-30 | 2030-31 | 2031-32 | 2032-33 | 2033-34 | 2034-35 | 2035-36 | 2036-37 | 2037-38 | 2038-39 | 2039-40 | 2040-41 | 2041-42 | 2042-43 | 2043-44 | 2044-45 | 2045-46 | 2045-46 | 2045-46 | 2045-46 | 2045-46 | 2050-51
| Number of switches replaced pa | [5 empty] | 0 | 0 | 0 | 0 | 0 | 0 | 0 | 0 | 0 | 0 | 0 | 0 | 0 | 0 | 0 | 0 | 0 | 0 | 0 | 0 | 0 | 0 | 0 | 0
| Remaining switches |  |  |  |  | 268 | 268 | 268 | 268 | 268 | 268 | 268 | 268 | 268 | 268 | 268 | 268 | 268 | 268 | 268 | 268 | 268 | 268 | 268 | 268 | 268 | 268 | 268 | 268 | 268
| CROd switches in service | [5 empty] | 0 | 0 | 0 | 0 | 0 | 0 | 0 | 0 | 0 | 0 | 0 | 0 | 0 | 0 | 0 | 0 | 0 | 0 | 0 | 0 | 0 | 0 | 0 | 0
Value of lost load - unable to switch
| Unplanned outages |  | MWh
| % of total switch zones |  |  |  |  | 6.37% | 6.37% | 6.37% | 6.37% | 6.37% | 6.37% | 6.37% | 6.37% | 6.37% | 6.37% | 6.37% | 6.37% | 6.37% | 6.37% | 6.37% | 6.37% | 6.37% | 6.37% | 6.37% | 6.37% | 6.37% | 6.37% | 6.37% | 6.37% | 6.37%
| Unserved energy |  | MWh |  |  |  | 37.7124 | 37.7124 | 37.7124 | 37.7124 | 37.7124 | 37.7124 | 37.7124 | 37.7124 | 37.7124 | 37.7124 | 37.7124 | 37.7124 | 37.7124 | 37.7124 | 37.7124 | 37.7124 | 37.7124 | 37.7124 | 37.7124 | 37.7124 | 37.7124 | 37.7124 | 37.7124 | 37.7124
| Value of lost load |  | 2023 |  |  |  | 1803398.3034 | 1803398.3034 | 1803398.3034 | 1803398.3034 | 1803398.3034 | 1803398.3034 | 1803398.3034 | 1803398.3034 | 1803398.3034 | 1803398.3034 | 1803398.3034 | 1803398.3034 | 1803398.3034 | 1803398.3034 | 1803398.3034 | 1803398.3034 | 1803398.3034 | 1803398.3034 | 1803398.3034 | 1803398.3034 | 1803398.3034 | 1803398.3034 | 1803398.3034 | 1803398.3034
| Planned outages |  | MWh
| Unserved energy |  | MWh |  |  |  | 11.3124 | 11.3124 | 11.3124 | 11.3124 | 11.3124 | 11.3124 | 11.3124 | 11.3124 | 11.3124 | 11.3124 | 11.3124 | 11.3124 | 11.3124 | 11.3124 | 11.3124 | 11.3124 | 11.3124 | 11.3124 | 11.3124 | 11.3124 | 11.3124 | 11.3124 | 11.3124 | 11.3124
| Value of unserved energy (discounted VCR) |  | 2023 |  |  |  | 324573.677 | 324573.677 | 324573.677 | 324573.677 | 324573.677 | 324573.677 | 324573.677 | 324573.677 | 324573.677 | 324573.677 | 324573.677 | 324573.677 | 324573.677 | 324573.677 | 324573.677 | 324573.677 | 324573.677 | 324573.677 | 324573.677 | 324573.677 | 324573.677 | 324573.677 | 324573.677 | 324573.677
| Total value of unserved energy | [5 empty] | 2127971.9804 | 2127971.9804 | 2127971.9804 | 2127971.9804 | 2127971.9804 | 2127971.9804 | 2127971.9804 | 2127971.9804 | 2127971.9804 | 2127971.9804 | 2127971.9804 | 2127971.9804 | 2127971.9804 | 2127971.9804 | 2127971.9804 | 2127971.9804 | 2127971.9804 | 2127971.9804 | 2127971.9804 | 2127971.9804 | 2127971.9804 | 2127971.9804 | 2127971.9804 | 2127971.9804
Value of lost load - asset failure
Assumes failures are returned to service, not replaced
| Energy per hour per switching zone |  | MWh | 0.14248
| Weighted average PoF | [5 empty] | 0.04361% | 0.04361% | 0.04361% | 0.04983% | 0.04983% | 0.04983% | 0.05606% | 0.05606% | 0.06229% | 0.06229% | 0.06852% | 0.06852% | 0.07475% | 0.07475% | 0.07475% | 0.07475% | 0.07475% | 0.07475% | 0.07475% | 0.07475% | 0.07475% | 0.07475% | 0.07475% | 0.07475%
| Forecast asset failures | [5 empty] | 1.8345 | 1.8345 | 1.8345 | 2.0966 | 2.0966 | 2.0966 | 2.3586 | 2.3586 | 2.6207 | 2.6207 | 2.8828 | 2.8828 | 3.1448 | 3.1448 | 3.1448 | 3.1448 | 3.1448 | 3.1448 | 3.1448 | 3.1448 | 3.1448 | 3.1448 | 3.1448 | 3.1448
| Replacement duration |  |  | 4
| Unserved energy |  | MWh |  |  |  | 1.0455 | 1.0455 | 1.0455 | 1.1949 | 1.1949 | 1.1949 | 1.3443 | 1.3443 | 1.4936 | 1.4936 | 1.643 | 1.643 | 1.7924 | 1.7924 | 1.7924 | 1.7924 | 1.7924 | 1.7924 | 1.7924 | 1.7924 | 1.7924 | 1.7924 | 1.7924 | 1.7924
| Value of lost load |  |  | 47819.7904 |  |  | 49997.3983 | 49997.3983 | 49997.3983 | 57139.8838 | 57139.8838 | 57139.8838 | 64282.3693 | 64282.3693 | 71424.8547 | 71424.8547 | 78567.3402 | 78567.3402 | 85709.8257 | 85709.8257 | 85709.8257 | 85709.8257 | 85709.8257 | 85709.8257 | 85709.8257 | 85709.8257 | 85709.8257 | 85709.8257 | 85709.8257 | 85709.8257
Value of lost load - replacing CROed switches
| Number | [5 empty] | 0 | 0 | 0 | 0 | 0 | 0 | 0 | 0 | 0 | 0 | 0 | 0 | 0 | 0 | 0 | 0 | 0 | 0 | 0 | 0 | 0 | 0 | 0 | 0
| Bunding |  |  | 40%
| Unserved energy | [5 empty] | 0 | 0 | 0 | 0 | 0 | 0 | 0 | 0 | 0 | 0 | 0 | 0 | 0 | 0 | 0 | 0 | 0 | 0 | 0 | 0 | 0 | 0 | 0 | 0
| Value of unserved energy | [5 empty] | 0 | 0 | 0 | 0 | 0 | 0 | 0 | 0 | 0 | 0 | 0 | 0 | 0 | 0 | 0 | 0 | 0 | 0 | 0 | 0 | 0 | 0 | 0 | 0
Safety risk | Weighted average per failure |  |  | 108349.1439 |  |  | 198764.9622 | 198764.9622 | 198764.9622 | 227159.9568 | 227159.9568 | 227159.9568 | 255554.9514 | 255554.9514 | 283949.946 | 283949.946 | 312344.9406 | 312344.9406 | 340739.9352 | 340739.9352 | 340739.9352 | 340739.9352 | 340739.9352 | 340739.9352 | 340739.9352 | 340739.9352 | 340739.9352 | 340739.9352 | 340739.9352 | 340739.9352
Risk summary
Option 1 | Safety consequence |  |  | Safety | Option 1Safety |  | 198764.9622 | 198764.9622 | 198764.9622 | 227159.9568 | 227159.9568 | 227159.9568 | 255554.9514 | 255554.9514 | 283949.946 | 283949.946 | 312344.9406 | 312344.9406 | 340739.9352 | 340739.9352 | 340739.9352 | 340739.9352 | 340739.9352 | 340739.9352 | 340739.9352 | 340739.9352 | 340739.9352 | 340739.9352 | 340739.9352 | 340739.9352
Option 1 | Outages |  |  | Outages | Option 1Outages |  | 2127971.9804 | 2127971.9804 | 2127971.9804 | 2127971.9804 | 2127971.9804 | 2127971.9804 | 2127971.9804 | 2127971.9804 | 2127971.9804 | 2127971.9804 | 2127971.9804 | 2127971.9804 | 2127971.9804 | 2127971.9804 | 2127971.9804 | 2127971.9804 | 2127971.9804 | 2127971.9804 | 2127971.9804 | 2127971.9804 | 2127971.9804 | 2127971.9804 | 2127971.9804 | 2127971.9804
Option 1 | Asset failure |  |  | Failures | Option 1Failures |  | 49997.3983 | 49997.3983 | 49997.3983 | 57139.8838 | 57139.8838 | 57139.8838 | 64282.3693 | 64282.3693 | 71424.8547 | 71424.8547 | 78567.3402 | 78567.3402 | 85709.8257 | 85709.8257 | 85709.8257 | 85709.8257 | 85709.8257 | 85709.8257 | 85709.8257 | 85709.8257 | 85709.8257 | 85709.8257 | 85709.8257 | 85709.8257
Option 1 | Outage for planned program |  |  | Planned | Option 1Planned |  | 0 | 0 | 0 | 0 | 0 | 0 | 0 | 0 | 0 | 0 | 0 | 0 | 0 | 0 | 0 | 0 | 0 | 0 | 0 | 0 | 0 | 0 | 0 | 0
| Total | [5 empty] | 2376734.3409 | 2376734.3409 | 2376734.3409 | 2412271.821 | 2412271.821 | 2412271.821 | 2447809.3011 | 2447809.3011 | 2483346.7812 | 2483346.7812 | 2518884.2612 | 2518884.2612 | 2554421.7413 | 2554421.7413 | 2554421.7413 | 2554421.7413 | 2554421.7413 | 2554421.7413 | 2554421.7413 | 2554421.7413 | 2554421.7413 | 2554421.7413 | 2554421.7413 | 2554421.7413
Option 2 | [5 empty] | 2026-06-30 | 2026-27 | 2027-28 | 2028-29 | 2029-30 | 2030-31 | 2031-32 | 2032-33 | 2033-34 | 2034-35 | 2035-36 | 2036-37 | 2037-38 | 2038-39 | 2039-40 | 2039-40 | 2039-40 | 2039-40 | 2039-40 | 2039-40 | 2039-40 | 2039-40 | 2039-40 | 2039-40 | 2039-40
| Number of switches replaced pa | [5 empty] | 268 | 0 | 0 | 0 | 0 | 0 | 0 | 0 | 0 | 0 | 0 | 0 | 0 | 0 | 0 | 0 | 0 | 0 | 0 | 0 | 0 | 0 | 0 | 0
| Remaining switches |  |  |  |  | 268 | 0 | 0 | 0 | 0 | 0 | 0 | 0 | 0 | 0 | 0 | 0 | 0 | 0 | 0 | 0 | 0 | 0 | 0 | 0 | 0 | 0 | 0 | 0 | 0
| CROd switches in service | [5 empty] | 268 | 268 | 268 | 268 | 268 | 268 | 268 | 268 | 268 | 268 | 268 | 268 | 268 | 268 | 268 | 268 | 268 | 268 | 268 | 268 | 268 | 268 | 268 | 268
Value of lost load - unable to switch
| Unplanned outages |  | MWh | 3638
| % of total switch zones |  |  |  |  | 6.37% | bar: 2026-27 to 2045-46
| Unserved energy | [5 empty] | 37.7124 | 0 | 0 | 0 | 0 | 0 | 0 | 0 | 0 | 0 | 0 | 0 | 0 | 0 | 0 | 0 | 0 | 0 | 0 | 0 | 0 | 0 | 0 | 0
| Value of lost load | [5 empty] | 1803398.3034 | 0 | 0 | 0 | 0 | 0 | 0 | 0 | 0 | 0 | 0 | 0 | 0 | 0 | 0 | 0 | 0 | 0 | 0 | 0 | 0 | 0 | 0 | 0
| Planned outages |  | MWh | 1756.6588
| Planned outages | [5 empty] | 11.3124 | 0 | 0 | 0 | 0 | 0 | 0 | 0 | 0 | 0 | 0 | 0 | 0 | 0 | 0 | 0 | 0 | 0 | 0 | 0 | 0 | 0 | 0 | 0
| Value of unserved energy (discounted VCR) |  |  | 0 |  |  | 324573.677 | 0 | 0 | 0 | 0 | 0 | 0 | 0 | 0 | 0 | 0 | 0 | 0 | 0 | 0 | 0 | 0 | 0 | 0 | 0 | 0 | 0 | 0 | 0
| Total value of unserved energy | [5 empty] | 2127971.9804 | 0 | 0 | 0 | 0 | 0 | 0 | 0 | 0 | 0 | 0 | 0 | 0 | 0 | 0 | 0 | 0 | 0 | 0 | 0 | 0 | 0 | 0 | 0
Value of lost load - asset failure
Assumes failures are returned to service, not replaced
| Energy per hour per switching zone |  | MWh | 0.070337
| Weighted average PoF | [5 empty] | 0.0218% | 0% | 0% | 0% | 0% | 0% | 0% | 0% | 0% | 0% | 0% | 0% | 0% | 0% | 0% | 0% | 0% | 0% | 0% | 0% | 0% | 0% | 0% | 0%
| Forecast asset failures | [5 empty] | 0 | 0.12907 | 0 | 0 | 0 | 0 | 0 | 0 | 0 | 0 | 0 | 0 | 0 | 0 | 0 | 0 | 0 | 0 | 0 | 0 | 0 | 0 | 0 | 0
| Replacement duration |  |  | 4 |  |  | 0 | 6172.2174 | 0 | 0 | 0 | 0 | 0 | 0 | 0 | 0 | 0 | 0 | 0 | 0 | 0 | 0 | 0 | 0 | 0 | 0 | 0 | 0 | 0 | 0
| Unserved energy |  |  | MWh
Value of lost load
[7 empty] | 0 | 0.038717 | 0 | 0 | 0 | 0 | 0 | 0 | 0 | 0 | 0 | 0 | 0 | 0 | 0 | 0 | 0 | 0 | 0 | 0 | 0 | 0 | 0 | 0
Value of lost load - replacing CROed switches
| Number | [5 empty] | 2026-27: 268; 2027-28: 0; 2028-29: 0; 2029-30: 0; 2030-31: 0; 2031-32: 0; 2032-33: 0; 2033-34: 0; 2034-35: 0; 2035-36: 0; 2036-37: 0; 2037-38: 0; 2038-39: 0
| Bunding |  |  | 40%
| Unserved energy | [5 empty] | 61.097 | 0 | 0 | 0 | 0 | 0 | 0 | 0 | 0 | 0 | 0 | 0 | 0 | 0 | 0 | 0 | 0 | 0 | 0 | 0 | 0 | 0 | 0 | 0
| Value of unserved energy | [5 empty] | 2921647.6895 | 0 | 0 | 0 | 0 | 0 | 0 | 0 | 0 | 0 | 0 | 0 | 0 | 0 | 0 | 0 | 0 | 0 | 0 | 0 | 0 | 0 | 0 | 0
Safety risk | Weighted average per failure |  |  | 108349.1439 |  |  | 2026-27: 0; 2027-28: 13984.8892; 2028-29: 0; 2029-30: 0; 2030-31: 0; 2031-32: 0; 2032-33: 0; 2033-34: 0; 2034-35: 0; 2035-36: 0; 2036-37: 0; 2037-38: 0
Risk summary
Option 2 | Safety consequence |  |  | Safety | Option 2Safety |  | 0 | 13984.8892 | 0 | 0 | 0 | 0 | 0 | 0 | 0 | 0 | 0 | 0 | 0 | 0 | 0 | 0 | 0 | 0 | 0 | 0 | 0 | 0 | 0 | 0
Option 2 | Outages |  |  | Outages | Option 2Outages |  | 2127971.9804 | 0 | 0 | 0 | 0 | 0 | 0 | 0 | 0 | 0 | 0 | 0 | 0 | 0 | 0 | 0 | 0 | 0 | 0 | 0 | 0 | 0 | 0 | 0
Option 2 | Asset failure |  |  | Failures | Option 2Failures |  | 0 | 0 | 0 | 0 | 0 | 0 | 0 | 0 | 0 | 0 | 0 | 0 | 0 | 0 | 0 | 0 | 0 | 0 | 0 | 0 | 0 | 0 | 0 | 0
Option 2 | Outage for planned program |  |  | Planned | Option 2Planned |  | 2921647.6895 | 0 | 0 | 0 | 0 | 0 | 0 | 0 | 0 | 0 | 0 | 0 | 0 | 0 | 0 | 0 | 0 | 0 | 0 | 0 | 0 | 0 | 0 | 0
| Total | [5 empty] | 5049619.6699 | 13984.8892 | 0 | 0 | 0 | 0 | 0 | 0 | 0 | 0 | 0 | 0 | 0 | 0 | 0 | 0 | 0 | 0 | 0 | 0 | 0 | 0 | 0 | 0
Option 3 | [5 empty] | 2026-06-30 | 2026-27 | 2027-28 | 2028-29 | 2029-30 | 2030-31 | 2031-32 | 2032-33 | 2033-34 | 2034-35 | 2035-36 | 2036-37 | 2037-38 | 2038-39 | 2039-40 | 2039-40 | 2039-40 | 2039-40 | 2039-40 | 2039-40 | 2039-40 | 2039-40 | 2039-40 | 2039-40 | 2039-40
| Number of switches replaced pa | [5 empty] | 54 | 54 | 54 | 54 | 52 | 0 | 0 | 0 | 0 | 0 | 0 | 0 | 0 | 0 | 0 | 0 | 0 | 0 | 0 | 0 | 0 | 0 | 0 | 0
| Remaining switches |  |  |  |  | 268 | 214 | 160 | 106 | 52 | 0 | 0 | 0 | 0 | 0 | 0 | 0 | 0 | 0 | 0 | 0 | 0 | 0 | 0 | 0 | 0 | 0 | 0 | 0 | 0
| CROd switches in service | [5 empty] | 54 | 108 | 162 | 216 | 268 | 268 | 268 | 268 | 268 | 268 | 268 | 268 | 268 | 268 | 268 | 268 | 268 | 268 | 268 | 268 | 268 | 268 | 268 | 268
Value of lost load - unable to switch
| Unplanned outages |  | MWh | 3638
| % of total switch zones |  |  |  |  | 6.37% | 5.087% | 3.803% | 2.52% | 1.236% | 0% | 0% | 0% | 0% | 0% | 0% | 0% | 0% | 0% | 0% | 0% | 0% | 0% | 0% | 0% | 0% | 0% | 0% | 0% | 0%
| Unserved energy | [5 empty] | 37.7124 | 30.1136 | 22.5149 | 14.9161 | 7.3173 | 0 | 0 | 0 | 0 | 0 | 0 | 0 | 0 | 0 | 0 | 0 | 0 | 0 | 0 | 0 | 0 | 0 | 0 | 0
| Value of lost load | [5 empty] | 1803398.3034 | 1440027.0034 | 1076655.7035 | 713284.4036 | 349913.1036 | 0 | 0 | 0 | 0 | 0 | 0 | 0 | 0 | 0 | 0 | 0 | 0 | 0 | 0 | 0 | 0 | 0 | 0 | 0
| Planned outages |  | MWh | 1756.6588
| Planned outages | [5 empty] | 11.3124 | 9.033 | 6.7537 | 4.4743 | 2.1949 | 0 | 0 | 0 | 0 | 0 | 0 | 0 | 0 | 0 | 0 | 0 | 0 | 0 | 0 | 0 | 0 | 0 | 0 | 0
| Value of unserved energy (discounted VCR) |  |  | 0 |  |  | 324573.677 | 259174.5033 | 193775.3296 | 128376.1558 | 62976.9821 | 0 | 0 | 0 | 0 | 0 | 0 | 0 | 0 | 0 | 0 | 0 | 0 | 0 | 0 | 0 | 0 | 0 | 0 | 0
| Total value of unserved energy | [5 empty] | 2127971.9804 | 1699201.5067 | 1270431.0331 | 841660.5594 | 412890.0857 | 0 | 0 | 0 | 0 | 0 | 0 | 0 | 0 | 0 | 0 | 0 | 0 | 0 | 0 | 0 | 0 | 0 | 0 | 0
Value of lost load - asset failure
Assumes failures are returned to service, not replaced
| Energy per hour per switching zone |  | MWh | 0.070337
| Weighted average PoF | [5 empty] | 0.1188% | 0.07131% | 0.04754% | 0.02377% | 0% | 0% | 0% | 0% | 0% | 0% | 0% | 0% | 0% | 0% | 0% | 0% | 0% | 0% | 0% | 0% | 0% | 0% | 0% | 0% | 0 | 0 | 0 | 0
| Forecast asset failures | [5 empty] | 5 | 3 | 2 | 1 | 0 | 0 | 0 | 0 | 0 | 0 | 0 | 0 | 0 | 0 | 0 | 0 | 0 | 0 | 0 | 0 | 0 | 0 | 0 | 0
| Replacement duration |  |  | 4
| Unserved energy |  |  | MWh |  |  | 1.4067 | 0.84404 | 0.5627 | 0.28135 | 0 | 0 | 0 | 0 | 0 | 0 | 0 | 0 | 0 | 0 | 0 | 0 | 0 | 0 | 0 | 0 | 0 | 0 | 0 | 0
| Value of lost load | [5 empty] | 67270.0446 | 40362.0267 | 26908.0178 | 13454.0089 | 0 | 0 | 0 | 0 | 0 | 0 | 0 | 0 | 0 | 0 | 0 | 0 | 0 | 0 | 0 | 0 | 0 | 0 | 0 | 0
Value of lost load - replacing CROed switches
| Number | [5 empty] | 2026-27: 54; 2027-28: 54; 2028-29: 54; 2029-30: 54; 2030-31: 52; 2031-32: 0; 2032-33: 0; 2033-34: 0; 2034-35: 0; 2035-36: 0; 2036-37: 0; 2037-38: 0; 2038-39: 0
| Bunding |  |  | 40%
| Unserved energy | [5 empty] | 12.3106 | 12.3106 | 12.3106 | 12.3106 | 11.8546 | 0 | 0 | 0 | 0 | 0 | 0 | 0 | 0 | 0 | 0 | 0 | 0 | 0 | 0 | 0 | 0 | 0 | 0 | 0
| Value of unserved energy | [5 empty] | 588690.2061 | 588690.2061 | 588690.2061 | 588690.2061 | 566886.8651 | 0 | 0 | 0 | 0 | 0 | 0 | 0 | 0 | 0 | 0 | 0 | 0 | 0 | 0 | 0 | 0 | 0 | 0 | 0
Safety risk | Weighted average per failure |  |  | 108349.1439 |  |  | 2026-27: 541745.7195; 2027-28: 325047.4317; 2028-29: 216698.2878; 2029-30: 108349.1439; 2030-31: 0; 2031-32: 0; 2032-33: 0; 2033-34: 0; 2034-35: 0; 2035-36: 0; 2036-37: 0; 2037-38: 0
Option 3 | Risk summary
Option 3 | Safety consequence |  |  | Safety | Option 3Safety |  | 541745.7195 | 325047.4317 | 216698.2878 | 108349.1439 | 0 | 0 | 0 | 0 | 0 | 0 | 0 | 0 | 0 | 0 | 0 | 0 | 0 | 0 | 0 | 0 | 0 | 0 | 0 | 0
Option 3 | Value of unserved energy (discounted VCR) |  |  | Outages | Option 3Outages |  | 2127971.9804 | 1699201.5067 | 1270431.0331 | 841660.5594 | 412890.0857 | 0 | 0 | 0 | 0 | 0 | 0 | 0 | 0 | 0 | 0 | 0 | 0 | 0 | 0 | 0 | 0 | 0 | 0 | 0
Option 3 | Asset failure |  |  | Failures | Option 3Failures |  | 67270.0446 | 40362.0267 | 26908.0178 | 13454.0089 | 0 | 0 | 0 | 0 | 0 | 0 | 0 | 0 | 0 | 0 | 0 | 0 | 0 | 0 | 0 | 0 | 0 | 0 | 0 | 0
Option 3 | Outage for planned program |  |  | Planned | Option 3Planned |  | 588690.2061 | 588690.2061 | 588690.2061 | 588690.2061 | 566886.8651 | 0 | 0 | 0 | 0 | 0 | 0 | 0 | 0 | 0 | 0 | 0 | 0 | 0 | 0 | 0 | 0 | 0 | 0 | 0
| Total | [5 empty] | 3325677.9505 | 2653301.1712 | 2102727.5448 | 1552153.9183 | 979776.9509 | 0 | 0 | 0 | 0 | 0 | 0 | 0 | 0 | 0 | 0 | 0 | 0 | 0 | 0 | 0 | 0 | 0 | 0 | 0
Option 4 | [5 empty] | 2026-06-30 | 2026-27 | 2027-28 | 2028-29 | 2029-30 | 2030-31 | 2031-32 | 2032-33 | 2033-34 | 2034-35 | 2035-36 | 2036-37 | 2037-38 | 2038-39 | 2039-40 | 2039-40 | 2039-40 | 2039-40 | 2039-40 | 2039-40 | 2039-40 | 2039-40 | 2039-40 | 2039-40 | 2039-40
| Number of switches replaced pa | [5 empty] | 27 | 27 | 27 | 27 | 27 | 27 | 27 | 27 | 27 | 25 | 0 | 0 | 0 | 0 | 0 | 0 | 0 | 0 | 0 | 0 | 0 | 0 | 0 | 0
| Remaining switches |  |  |  |  | 268 | 241 | 214 | 187 | 160 | 133 | 106 | 79 | 52 | 25 | 0 | 0 | 0 | 0 | 0 | 0 | 0 | 0 | 0 | 0 | 0 | 0 | 0 | 0 | 0
| CROd switches in service | [5 empty] | 27 | 54 | 81 | 108 | 135 | 162 | 189 | 216 | 243 | 268 | 268 | 268 | 268 | 268 | 268 | 268 | 268 | 268 | 268 | 268 | 268 | 268 | 268 | 268
Value of lost load - unable to switch
| Unplanned outages |  | MWh | 3638
| % of total switch zones |  |  |  |  | 6.37% | 5.729% | 5.087% | 4.445% | 3.803% | 3.161% | 2.52% | 1.878% | 1.236% | 0.5942% | 0% | 0% | 0% | 0% | 0% | 0% | 0% | 0% | 0% | 0% | 0% | 0% | 0% | 0% | 0%
| Unserved energy | [5 empty] | 37.7124 | 33.913 | 30.1136 | 26.3142 | 22.5149 | 18.7155 | 14.9161 | 11.1167 | 7.3173 | 3.5179 | 0 | 0 | 0 | 0 | 0 | 0 | 0 | 0 | 0 | 0 | 0 | 0 | 0 | 0
| Value of lost load | [5 empty] | 1803398.3034 | 1621712.6534 | 1440027.0034 | 1258341.3535 | 1076655.7035 | 894970.0535 | 713284.4036 | 531598.7536 | 349913.1036 | 168227.4537 | 0 | 0 | 0 | 0 | 0 | 0 | 0 | 0 | 0 | 0 | 0 | 0 | 0 | 0
| Planned outages |  | MWh | 1756.6588
| Planned outages | [5 empty] | 11.3124 | 10.1727 | 9.033 | 7.8933 | 6.7537 | 5.614 | 4.4743 | 3.3346 | 2.1949 | 1.0553 | 0 | 0 | 0 | 0 | 0 | 0 | 0 | 0 | 0 | 0 | 0 | 0 | 0 | 0
| Value of unserved energy (discounted VCR) |  |  | 0 |  |  | 324573.677 | 291874.0902 | 259174.5033 | 226474.9164 | 193775.3296 | 161075.7427 | 128376.1558 | 95676.569 | 62976.9821 | 30277.3952 | 0 | 0 | 0 | 0 | 0 | 0 | 0 | 0 | 0 | 0 | 0 | 0 | 0 | 0
| Total value of unserved energy | [5 empty] | 2127971.9804 | 1913586.7436 | 1699201.5067 | 1484816.2699 | 1270431.0331 | 1056045.7962 | 841660.5594 | 627275.3226 | 412890.0857 | 198504.8489 | 0 | 0 | 0 | 0 | 0 | 0 | 0 | 0 | 0 | 0 | 0 | 0 | 0 | 0
Value of lost load - asset failure
Assumes failures are returned to service, not replaced
| Energy per hour per switching zone |  | MWh | 0.070337
| Weighted average PoF | [5 empty] | 0.03115% | 0.03115% | 0.02492% | 0.01869% | 0.01246% | 0.01246% | 0.006229% | 0.006229% | 0% | 0% | 0% | 0% | 0% | 0% | 0% | 0% | 0% | 0% | 0% | 0% | 0% | 0% | 0% | 0%
| Forecast asset failures | [5 empty] | 1.3103 | 1.3103 | 1.0483 | 0.78621 | 0.52414 | 0.52414 | 0.26207 | 0.26207 | 0 | 0 | 0 | 0 | 0 | 0 | 0 | 0 | 0 | 0 | 0 | 0 | 0 | 0 | 0 | 0
| Replacement duration |  |  | 4
| Unserved energy |  |  | MWh |  |  | 0.36866 | 0.36866 | 0.29493 | 0.2212 | 0.14747 | 0.14747 | 0.073733 | 0.073733 | 0 | 0 | 0 | 0 | 0 | 0 | 0 | 0 | 0 | 0 | 0 | 0 | 0 | 0 | 0 | 0
| Value of lost load | [5 empty] | 17629.4199 | 17629.4199 | 14103.5359 | 10577.6519 | 7051.768 | 7051.768 | 3525.884 | 3525.884 | 0 | 0 | 0 | 0 | 0 | 0 | 0 | 0 | 0 | 0 | 0 | 0 | 0 | 0 | 0 | 0
Value of lost load - replacing CROed switches
| Number | [5 empty] | 2026-27: 27; 2027-28: 27; 2028-29: 27; 2029-30: 27; 2030-31: 27; 2031-32: 27; 2032-33: 27; 2033-34: 27; 2034-35: 27; 2035-36: 25; 2036-37: 0; 2037-38: 0; 2038-39: 0
| Bunding |  |  | 40%
| Unserved energy | [5 empty] | 6.1553 | 6.1553 | 6.1553 | 6.1553 | 6.1553 | 6.1553 | 6.1553 | 6.1553 | 6.1553 | 5.6994 | 0 | 0 | 0 | 0 | 0 | 0 | 0 | 0 | 0 | 0 | 0 | 0 | 0 | 0
| Value of unserved energy | [5 empty] | 294345.103 | 294345.103 | 294345.103 | 294345.103 | 294345.103 | 294345.103 | 294345.103 | 294345.103 | 294345.103 | 272541.7621 | 0 | 0 | 0 | 0 | 0 | 0 | 0 | 0 | 0 | 0 | 0 | 0 | 0 | 0
Safety risk | Weighted average per failure |  |  | 108349.1439 |  |  | 2026-27: 141974.973; 2027-28: 141974.973; 2028-29: 113579.9784; 2029-30: 85184.9838; 2030-31: 56789.9892; 2031-32: 56789.9892; 2032-33: 28394.9946; 2033-34: 28394.9946; 2034-35: 0; 2035-36: 0; 2036-37: 0; 2037-38: 0
Option 4 | Risk summary
Option 4 | Safety consequence |  |  | Safety | Option 4Safety |  | 141974.973 | 141974.973 | 113579.9784 | 85184.9838 | 56789.9892 | 56789.9892 | 28394.9946 | 28394.9946 | 0 | 0 | 0 | 0 | 0 | 0 | 0 | 0 | 0 | 0 | 0 | 0 | 0 | 0 | 0 | 0
Option 4 | Value of unserved energy (discounted VCR) |  |  | Outages | Option 4Outages |  | 2127971.9804 | 1913586.7436 | 1699201.5067 | 1484816.2699 | 1270431.0331 | 1056045.7962 | 841660.5594 | 627275.3226 | 412890.0857 | 198504.8489 | 0 | 0 | 0 | 0 | 0 | 0 | 0 | 0 | 0 | 0 | 0 | 0 | 0 | 0
Option 4 | Asset failure |  |  | Failures | Option 4Failures |  | 17629.4199 | 17629.4199 | 14103.5359 | 10577.6519 | 7051.768 | 7051.768 | 3525.884 | 3525.884 | 0 | 0 | 0 | 0 | 0 | 0 | 0 | 0 | 0 | 0 | 0 | 0 | 0 | 0 | 0 | 0
Option 4 | Outage for planned program |  |  | Planned | Option 4Planned |  | 294345.103 | 294345.103 | 294345.103 | 294345.103 | 294345.103 | 294345.103 | 294345.103 | 294345.103 | 294345.103 | 272541.7621 | 0 | 0 | 0 | 0 | 0 | 0 | 0 | 0 | 0 | 0 | 0 | 0 | 0 | 0
| Total | [5 empty] | 2581921.4764 | 2367536.2395 | 2121230.1241 | 1874924.0087 | 1628617.8933 | 1414232.6564 | 1167926.541 | 953541.3042 | 707235.1888 | 471046.611 | 0 | 0 | 0 | 0 | 0 | 0 | 0 | 0 | 0 | 0 | 0 | 0 | 0 | 0
Option 5 | [5 empty] | 2026-06-30 | 2026-27 | 2027-28 | 2028-29 | 2029-30 | 2030-31 | 2031-32 | 2032-33 | 2033-34 | 2034-35 | 2035-36 | 2036-37 | 2037-38 | 2038-39 | 2039-40 | 2039-40 | 2039-40 | 2039-40 | 2039-40 | 2039-40 | 2039-40 | 2039-40 | 2039-40 | 2039-40 | 2039-40
| Number of switches replaced pa | [5 empty] | 18 | 18 | 18 | 18 | 18 | 18 | 18 | 18 | 18 | 18 | 18 | 18 | 18 | 18 | 16 | 0 | 0 | 0 | 0 | 0 | 0 | 0 | 0 | 0
| Remaining switches |  |  |  |  | 268 | 250 | 232 | 214 | 196 | 178 | 160 | 142 | 124 | 106 | 88 | 70 | 52 | 34 | 16 | 0 | 0 | 0 | 0 | 0 | 0 | 0 | 0 | 0 | 0
| CROd switches in service | [5 empty] | 18 | 36 | 54 | 72 | 90 | 108 | 126 | 144 | 162 | 180 | 198 | 216 | 234 | 252 | 268 | 268 | 268 | 268 | 268 | 268 | 268 | 268 | 268 | 268
Value of lost load - unable to switch
| Unplanned outages |  | MWh | 3638
| % of total switch zones |  |  |  |  | 6.37% | 5.942% | 5.515% | 5.087% | 4.659% | 4.231% | 3.803% | 3.375% | 2.947% | 2.52% | 2.092% | 1.664% | 1.236% | 0.8082% | 0.3803% | 0% | 0% | 0% | 0% | 0% | 0% | 0% | 0% | 0% | 0%
| Unserved energy | [5 empty] | 37.7124 | 35.1795 | 32.6465 | 30.1136 | 27.5807 | 25.0478 | 22.5149 | 19.9819 | 17.449 | 14.9161 | 12.3832 | 9.8502 | 7.3173 | 4.7844 | 2.2515 | 0 | 0 | 0 | 0 | 0 | 0 | 0 | 0 | 0
| Value of lost load | [5 empty] | 1803398.3034 | 1682274.5367 | 1561150.7701 | 1440027.0034 | 1318903.2368 | 1197779.4702 | 1076655.7035 | 955531.9369 | 834408.1702 | 713284.4036 | 592160.6369 | 471036.8703 | 349913.1036 | 228789.337 | 107665.5704 | 0 | 0 | 0 | 0 | 0 | 0 | 0 | 0 | 0
| Planned outages |  | MWh | 1756.6588
| Planned outages | [5 empty] | 11.3124 | 10.5526 | 9.7928 | 9.033 | 8.2732 | 7.5135 | 6.7537 | 5.9939 | 5.2341 | 4.4743 | 3.7145 | 2.9547 | 2.1949 | 1.4352 | 0.67537 | 0 | 0 | 0 | 0 | 0 | 0 | 0 | 0 | 0
| Value of unserved energy (discounted VCR) |  |  | 0 |  |  | 324573.677 | 302773.9524 | 280974.2279 | 259174.5033 | 237374.7787 | 215575.0541 | 193775.3296 | 171975.605 | 150175.8804 | 128376.1558 | 106576.4313 | 84776.7067 | 62976.9821 | 41177.2575 | 19377.533 | 0 | 0 | 0 | 0 | 0 | 0 | 0 | 0 | 0
| Total value of unserved energy | [5 empty] | 2127971.9804 | 1985048.4892 | 1842124.998 | 1699201.5067 | 1556278.0155 | 1413354.5243 | 1270431.0331 | 1127507.5419 | 984584.0506 | 841660.5594 | 698737.0682 | 555813.577 | 412890.0857 | 269966.5945 | 127043.1033 | 0 | 0 | 0 | 0 | 0 | 0 | 0 | 0 | 0
Value of lost load - asset failure
Assumes failures are returned to service, not replaced
| Energy per hour per switching zone |  | MWh | 0.070337
| Weighted average PoF | [5 empty] | 0.03115% | 0.03115% | 0.03115% | 0.02492% | 0.01869% | 0.01869% | 0.01246% | 0.01246% | 0.01246% | 0.006229% | 0.006229% | 0% | 0% | 0% | 0% | 0% | 0% | 0% | 0% | 0% | 0% | 0% | 0% | 0%
| Forecast asset failures | [5 empty] | 1.3103 | 1.3103 | 1.3103 | 1.0483 | 0.78621 | 0.78621 | 0.52414 | 0.52414 | 0.52414 | 0.26207 | 0.26207 | 0 | 0 | 0 | 0 | 0 | 0 | 0 | 0 | 0 | 0 | 0 | 0 | 0
| Replacement duration |  |  | 4
| Unserved energy |  |  | MWh |  |  | 0.36866 | 0.36866 | 0.36866 | 0.29493 | 0.2212 | 0.2212 | 0.14747 | 0.14747 | 0.14747 | 0.073733 | 0.073733 | 0 | 0 | 0 | 0 | 0 | 0 | 0 | 0 | 0 | 0 | 0 | 0 | 0
| Value of lost load | [5 empty] | 17629.4199 | 17629.4199 | 17629.4199 | 14103.5359 | 10577.6519 | 10577.6519 | 7051.768 | 7051.768 | 7051.768 | 3525.884 | 3525.884 | 0 | 0 | 0 | 0 | 0 | 0 | 0 | 0 | 0 | 0 | 0 | 0 | 0
Value of lost load - replacing CROed switches
| Number | [5 empty] | 2026-27: 18; 2027-28: 18; 2028-29: 18; 2029-30: 18; 2030-31: 18; 2031-32: 18; 2032-33: 18; 2033-34: 18; 2034-35: 18; 2035-36: 18; 2036-37: 18; 2037-38: 18; 2038-39: 18
| Bunding |  |  | 40%
| Unserved energy | [5 empty] | 4.1035 | 4.1035 | 4.1035 | 4.1035 | 4.1035 | 4.1035 | 4.1035 | 4.1035 | 4.1035 | 4.1035 | 4.1035 | 4.1035 | 4.1035 | 0 | 0 | 0 | 0 | 0 | 0 | 0 | 0 | 0 | 0 | 0
| Value of unserved energy | [5 empty] | 196230.0687 | 196230.0687 | 196230.0687 | 196230.0687 | 196230.0687 | 196230.0687 | 196230.0687 | 196230.0687 | 196230.0687 | 196230.0687 | 196230.0687 | 196230.0687 | 196230.0687 | 0 | 0 | 0 | 0 | 0 | 0 | 0 | 0 | 0 | 0 | 0
Safety risk | Weighted average per failure |  |  | 108349.1439 |  |  | 2026-27: 141974.973; 2027-28: 141974.973; 2028-29: 141974.973; 2029-30: 113579.9784; 2030-31: 85184.9838; 2031-32: 85184.9838; 2032-33: 56789.9892; 2033-34: 56789.9892; 2034-35: 56789.9892; 2035-36: 28394.9946; 2036-37: 28394.9946; 2037-38: 0
Option 5 | Risk summary
Option 5 | Safety consequence |  |  | Safety | Option 5Safety |  | 141974.973 | 141974.973 | 141974.973 | 113579.9784 | 85184.9838 | 85184.9838 | 56789.9892 | 56789.9892 | 56789.9892 | 28394.9946 | 28394.9946 | 0 | 0 | 0 | 0 | 0 | 0 | 0 | 0 | 0 | 0 | 0 | 0 | 0
Option 5 | Value of unserved energy (discounted VCR) |  |  | Outages | Option 5Outages |  | 2127971.9804 | 1985048.4892 | 1842124.998 | 1699201.5067 | 1556278.0155 | 1413354.5243 | 1270431.0331 | 1127507.5419 | 984584.0506 | 841660.5594 | 698737.0682 | 555813.577 | 412890.0857 | 269966.5945 | 127043.1033 | 0 | 0 | 0 | 0 | 0 | 0 | 0 | 0 | 0
Option 5 | Asset failure |  |  | Failures | Option 5Failures |  | 17629.4199 | 17629.4199 | 17629.4199 | 14103.5359 | 10577.6519 | 10577.6519 | 7051.768 | 7051.768 | 7051.768 | 3525.884 | 3525.884 | 0 | 0 | 0 | 0 | 0 | 0 | 0 | 0 | 0 | 0 | 0 | 0 | 0
Option 5 | Outage for planned program |  |  | Planned | Option 5Planned |  | 196230.0687 | 196230.0687 | 196230.0687 | 196230.0687 | 196230.0687 | 196230.0687 | 196230.0687 | 196230.0687 | 196230.0687 | 196230.0687 | 196230.0687 | 196230.0687 | 196230.0687 | 0 | 0 | 0 | 0 | 0 | 0 | 0 | 0 | 0 | 0 | 0
| Total | [5 empty] | 2483806.442 | 2340882.9508 | 2197959.4596 | 2023115.0898 | 1848270.72 | 1705347.2287 | 1530502.8589 | 1387579.3677 | 1244655.8765 | 1069811.5067 | 926888.0155 | 752043.6457 | 609120.1544 | 269966.5945 | 127043.1033 | 0 | 0 | 0 | 0 | 0 | 0 | 0 | 0 | 0

## Misc_calcs
CitiPower
Recplacement of CRO inoperable RMUs
ESCALATION & OTHER
| Year end |  |  | 2021-06-30 | 2022-06-30 | 2023-06-30 | 2024-06-30 | 2025-06-30 | 2026-06-30
| Actual/forecast CPI (June to June) |  |  | 0% | 0.8606% | 3.498% | 7.832% | 4.052% | 3%
| HY ending |  |  | 2021-06-30 | 2021-12-31 | 2022-06-30 | 2022-12-31 | 2023-06-30 | 2023-12-31 | 2024-06-30 | 2024-12-31 | 2025-06-30 | 2025-12-31 | 2026-06-30
| FY ending |  |  | 2021-06-30 | 2022-06-30 | 2022-06-30 | 2023-06-30 | 2023-06-30 | 2024-06-30 | 2024-06-30 | 2025-06-30 | 2025-06-30 | 2026-06-30 | 2026-06-30
| Actual/forecast CPI (June to June) |  |  | 0% | 0.8606% | 0.8606% | 3.498% | 3.498% | 7.832% | 7.832% | 4.052% | 4.052% | 3% | 3%
| Actual cumulative HY escalation |  |  | 1 | 1.0043 | 1.0086 | 1.0261 | 1.0439 | 1.084 | 1.1256 | 1.1482 | 1.1713 | 1.1887 | 1.2064
| Convert from input dollars | 2023-12-31 | 1.084
| To output dollars | 2026-06-30 | 1.2064
| Conversion from input dollars to output dollars |  | 1.1129
| Convert from VCR date | 2023-12-31 | 1.084
| To input dollars | 2023-12-31 | 1.084
| VCR escalation |  | 1
| Start_year | 2026-27
FIRST YEAR
| Option | First year | Option included
| Option 2 | 1 | TRUE
| Option 3 | 1 | TRUE
| Option 4 | 1 | TRUE
| Option 5 | 1 | TRUE
| First year | 1
FLAGS
| Option 1 (base case) | FALSE | FALSE
FALSE
FALSE
| Option 2 | FALSE | FALSE
FALSE
FALSE
| Option 3 | FALSE | FALSE
FALSE
FALSE
| Option 4 | FALSE | FALSE
FALSE
FALSE
| Option 5 | FALSE | FALSE
FALSE
FALSE
Message | !! Capex asset life required !!
!

## Data
CitiPower
Recplacement of CRO inoperable RMUs
DATA
Options
|  | Not used | Text |  | Flags for compliance project
Option1 | Option 1 (base case) | FALSE |  | Option 1 (base case): No change to existing practices | FALSE
Option2 | Option 2 | FALSE |  |  | FALSE
Option3 | Option 3 | FALSE |  |  | FALSE
Option4 | Option 4 | FALSE |  |  | FALSE
Option5 | Option 5 | FALSE |  |  | FALSE
Compliance project |  |  | Yes | FALSE
No change to existing practices
Not applicable (compliance)
For conditional formatting of preferred option on Summary :
< Enter description >
Categories
Short categ
| Capital expenditure | -1
| Annualised capex | -1
| Operating expenditure | -1
| Risk mitigated | 1
| Other benefits value | 1
| Net benefits | 1
| Total risk cost | 1
Benefits
|  | Short categ | Flag to include | Units | Defined value
1 | Unserved energy | Energy | FALSE | MWh | FALSE
2 | Safety | Safety | FALSE | $ | TRUE
3 | Unplanned replacement | UnRepl | FALSE | $ | TRUE
4 | Bushfire | Fire | FALSE | $ | TRUE
5 | Reduction in CO2 emissions | Carbon | TRUE | MWh | FALSE
6 | Reliability in worst-served areas | Other | TRUE | MWh | FALSE
7 | Network resilience | Other | TRUE | MWh | FALSE
8 | Enabling solar exports | Other | TRUE | MWh | FALSE
9 | Aesthetics | Other | TRUE | Customers impacted | FALSE
10 | Customer value of time - residential | Other | TRUE | Customer minutes | FALSE
11 | Customer value of time - business | Other | TRUE | Customer minutes | FALSE
12 | Communication | Other | TRUE | Customers impacted | FALSE
13 | Information accessibility | Other | TRUE | Customers impacted | FALSE
Value of benefits
|  |  | CitiPower | Powercor | United Energy
| Reliability in worst-served areas | per MWh | 0 | 151432.8174 | 0
| Network resilience | per MWh | 0 | 24590 | 38560
| Enabling solar exports | per MWh | 4220.9954 | 88.3577 | 862.6028
| Aesthetics | per customer impacted | 0 | 0 | 0
| Customer value of time - residential | per minute customer time | 0.54769 | 0.35181 | 0.34751
| Customer value of time - business | per minute customer time | 0.54769 | 0.35181 | 0.34751
| Communication | per customer impacted | 0 | 0 | 0
| Information accessibility | per customer impacted | 0 | 0 | 0
Conversions
| thous_conv | 1000
| mill_conv | 1000000
Message
| Message | Enter asset life
Error message |  | Remove inputs prior to start year
Disproportionate factors applied to various bushfire and other risk valuations
| - Select - |  |  |  | 0
| Harm to property from network |  |  |  | 1
| Harm to property from bushfire |  |  |  | 1
| Harm to environment |  |  |  | 1
| Safety - Public trespass |  |  |  | 1
| Safety - Single fatality or serious injury ^ |  |  |  | 3
| Safety from bushfire in HBRA |  |  |  | 3
| Safety - Multiple fatality or serious injury ^ |  |  |  | 6
| Safety from bushfire (REFCL declared areas) |  |  |  | 6
| Safety from bushfire (electric line construction areas) |  |  |  | 10
Total annualised capex
Energy at risk value
Total other benefits
DROPDOWN LISTS
| Business |  |  |  | Type | Include | Dollar inputs - month |  |  | Not used options | Conversions | Dollar inputs - year | Compliance | Capex first year
| CitiPower | CP | CP: |  | - Select - | 0 | June | 6 | CY | Not used |  | 2026 | No | 2026-27
| Powercor | PA | PAL: |  | Capex | 1899-12-31 | December | 12 | FY |  |  | 2025 | Yes | 2025-26
| United Energy | UE | UE: |  | Opex | [6 empty] | 2024 |  | 2024-25
2023
2022
2021
2020