## Cover
CitiPower
Regulatory proposal 2026-31
HV underground cables
| Model number: | 4.14
2025-01-31
14

## Summary
CitiPower
HV cable replacement
SUMMARY
RESULTS
|  |  |  | PV of costs | PV of benefits | NPV
| Option |  |  | 2026-06-30 | 2026-06-30 | 2026-06-30
| Option 1 (base case) | No change to existing practices |  | 0 | 0 | 0
| Option 2 | Replace highest 5 delta risk cable sections |  | -1.9889 | 2.7035 | 0.71464
| Option 3 | Replace highest 10 delta risk cable sections |  | -3.791 | 4.8949 | 1.1039
| Option 4 | Monitor highest delta risk cable sections and replace those with high partial discharge |  | -5.8818 | 3.4941 | -2.3877
| Option 5 | Replace highest 5 delta risk cable sections and monitor further 10 |  | -3.8454 | 3.8147 | -0.030656
NPV
| Preferred option: |  |  | 2026-06-30
| Option 3 | Replace highest 10 delta risk cable sections |  | 1.1039
PREFERRED OPTION
Preferred Option
Option 3
| Expenditure forecast | 2026-06-30 | 2026-27 | 2027-28 | 2028-29 | 2029-30 | 2030-31 |  | Total
| Capital expenditure |  | 1.6249 | 1.6249 | 1.6249 | 1.6249 | 1.6249 |  | 8.1243
| Operating expenditure |  | 0 | 0 | 0 | 0 | 0 |  | 0
CHART
Preferred option capex and risk mitigated ($M, 2026)
SENSITIVITIES
| Sensitivity | 2026-06-30 | Option 1 (base case) | Option 2 | Option 3 | Option 4 | Option 5 |  | Preferred option
| None |  | 0 | 0.71464 | 1.1039 | -2.3877 | -0.030656 |  | Option 3
| Capex 10% higher |  | 0 | 0.51575 | 0.72483 | -2.9758 | -0.4152 |  | Option 3
| Capex 10% lower |  | 0 | 0.91352 | 1.483 | -1.7995 | 0.35388 |  | Option 3
| Total benefits 10% higher |  | 0 | 0.98499 | 1.5934 | -2.0382 | 0.35082 |  | Option 3
| Total benefits 10% lower |  | 0 | 0.44429 | 0.61444 | -2.7371 | -0.41213 |  | Option 3
| Capex 10% higher & total benefits 10% lower |  | 0 | 0.2454 | 0.23534 | -3.3252 | -0.79667 |  | Option 2
| 0 | [7 empty] | #NAME?
| 0 | [6 empty] | 0 | #NAME?
|  | 0 | [6 empty] | #NAME?
0

## Assumptions
CitiPower
HV cable replacement
Project
|  | Business: |  | CitiPower
|  | Descripton: |  | HV cable replacement
|  | Date of cost inputs: |  | December |  | 2023
|  | Option |  | Description
|  | Option 1 (base case) |  | No change to existing practices
|  | Option 2 |  | Replace highest 5 delta risk cable sections
|  | Option 3 |  | Replace highest 10 delta risk cable sections
|  | Option 4 |  | Monitor highest delta risk cable sections and replace those with high partial discharge
|  | Option 5 |  | Replace highest 5 delta risk cable sections and monitor further 10
|  | Compliance project |  | No
|  | Expenditure starts |  | 2026-27 | [start]
Timing & WACC
|  | Input dollars |  |  |  | 2023-12-31 | [input_dollars]
|  | Pre-tax real WACC |  |  |  | 3.5% | [real_disc]
|  | VCR date |  |  |  | 2023-12-31 | [vcr_date]
|  | Analysis period (years) |  |  |  | 20 | [years]\
|  | Output dollars |  |  |  | 2026-06-30 | [output_dollars]
|  | Other benefits date |  |  |  | 2024-12-31 | [custval_date]
|  | Value of CO2 reductions input date |  |  |  | 2023-06-30
VCR
|  | Enter ZSS code >> | eg. AR | Network average |  | Network average | 47819.7904 | 2023 VCR ($/MWh)
Risks
SAFETY
|  | Value of statistical life |  |  |  | 5400000 | 2023-06-30
|  | Value of injury |  |  |  | 0 | 2023-12-31
Disproportionate factors applied to various bushfire and other risk valuations
|  | Harm to property from network |  |  |  | 1
|  | Harm to property from bushfire |  |  |  | 1
|  | Harm to environment |  |  |  | 1
|  | Safety - Public trespass |  |  |  | 1
|  | Safety - Single fatality or serious injury ^ |  |  |  | 3
|  | Safety from bushfire in HBRA |  |  |  | 3
|  | Safety - Multiple fatality or serious injury ^ |  |  |  | 6
|  | Safety from bushfire (REFCL declared areas) |  |  |  | 6
|  | Safety from bushfire (electric line construction areas) |  |  |  | 10
^ Public or employee
|  | Incident type |  |  |  | Value | Probability | DF selected | Description/comment
|  | Safety (fatality) |  |  |  | 5607473.5197 | 0 | 0 | 0
|  | Safety (injury) |  |  |  | 0 | 0 | 0 | 0
UNPLANNED REPLACEMENT/REPAIR
|  | Major failure (replace) |  |  |  | 0 | 2023-12-31
|  | Minor failure (repair) |  |  |  | 0 | 2023-12-31
|  | Premium for failure |  |  |  | 20%
Other benefits
| ENVIRONMENTAL | [8 empty] | 2026-27 | 2027-28 | 2028-29 | 2029-30 | 2030-31 | 2031-32
|  | Value of CO2 reductions |  |  |  |  | 2023-06-30 | $/kWh |  | 0.02473 | 0.022341 | 0.020196 | 0.018063 | 0.015913 | 0.013715
| CUSTOMER VALUE |  |  |  |  | Value
|  | Reliability in worst-served areas |  |  |  | 0 | 2024-12-31 | per MWh
|  | Network resilience |  |  |  | 0 | 2024-12-31 | per MWh
|  | Enabling solar exports |  |  |  | 4220.9954 | 2024-12-31 | per MWh
|  | Aesthetics |  |  |  | 0 | 2024-12-31 | per customer
|  | Customer value of time - residential |  |  |  | 0.54769 | 2024-12-31 | per customer minute
|  | Customer value of time - business |  |  |  | 0.54769 | 2024-12-31 | per customer minute
|  | Communication |  |  |  | 0 | 2024-12-31 | per customer
|  | Information accessibility |  |  |  | 0 | 2024-12-31 | per customer
Sensitivities
[6 empty] | Capex | Total benefits
| 1 | Capex 10% higher |  |  |  | 10% | 0%
| 2 | Capex 10% lower |  |  |  | -10% | 0%
| 3 | Total benefits 10% higher |  |  |  | 0% | 10%
| 4 | Total benefits 10% lower |  |  |  | 0% | -10%
| 5 | Capex 10% higher & total benefits 10% lower |  |  |  | 10% | -10%

## Option1 (base case)
CitiPower
HV cable replacement
OPTION 1 (base case)
Count |  |  |  |  | 0 | 1 | 2 | 3 | 4 | 5 | 6 | 7 | 8 | 9 | 10 | 11 | 12 | 13 | 14 | 15 | 16 | 17 | 18 | 19 | 20 | 21 | 22 | 23 | 24 | 25
Value of CO2 reductions |  |  |  | $/MWh |  | 24.7305 | 22.3407 | 20.1963 | 18.0629 | 15.9134 | 13.7151 | 13.7151 | 13.7151 | 13.7151 | 13.7151 | 13.7151 | 13.7151 | 13.7151 | 13.7151 | 13.7151 | 13.7151 | 13.7151 | 13.7151 | 13.7151 | 13.7151 | 13.7151 | 13.7151 | 13.7151 | 13.7151 | 13.7151
|  |  |  | Units | 2026-06-30 | 2026-27 | 2027-28 | 2028-29 | 2029-30 | 2030-31 | 2031-32 | 2032-33 | 2033-34 | 2034-35 | 2035-36 | 2036-37 | 2037-38 | 2038-39 | 2039-40 | 2040-41 | 2041-42 | 2042-43 | 2043-44 | 2044-45 | 2045-46 | 2046-47 | 2047-48 | 2048-49 | 2049-50 | 2050-51
INVESTMENT & OPERATING COST
| Capex |  | Asset life (yrs)
| < Enter description > |  | 0 | 2023-12-31 |  | 0 | 0 | 0 | 0 | 0 | 0 | 0 | 0 | 0 | 0 | 0 | 0 | 0 | 0 | 0 | 0 | 0 | 0 | 0 | 0 | 0 | 0 | 0 | 0 | 0
| < Enter description > |  | 0 | 2023-12-31 |  | 0 | 0 | 0 | 0 | 0 | 0 | 0 | 0 | 0 | 0 | 0 | 0 | 0 | 0 | 0 | 0 | 0 | 0 | 0 | 0 | 0 | 0 | 0 | 0 | 0
| < Enter description > |  | 0 | 2023-12-31 |  | 0 | 0 | 0 | 0 | 0 | 0 | 0 | 0 | 0 | 0 | 0 | 0 | 0 | 0 | 0 | 0 | 0 | 0 | 0 | 0 | 0 | 0 | 0 | 0 | 0
| Capital expenditure |  |  | 2023-12-31 |  | 0 | 0 | 0 | 0 | 0 | 0 | 0 | 0 | 0 | 0 | 0 | 0 | 0 | 0 | 0 | 0 | 0 | 0 | 0 | 0 | 0 | 0 | 0 | 0 | 0
| Operating expenditure |  |  | 2023-12-31 |  | 0 | 0 | 0 | 0 | 0 | 0 | 0 | 0 | 0 | 0 | 0 | 0 | 0 | 0 | 0 | 0 | 0 | 0 | 0 | 0 | 0 | 0 | 0 | 0 | 0
RISK ASSUMPTIONS
| PoF (major) |  |  |  |  | 0 | 0 | 0 | 0 | 0 | 0 | 0 | 0 | 0 | 0 | 0 | 0 | 0 | 0 | 0 | 0 | 0 | 0 | 0 | 0 | 0 | 0 | 0 | 0 | 0
| PoF (reparable) |  |  |  |  | 0 | 0 | 0 | 0 | 0 | 0 | 0 | 0 | 0 | 0 | 0 | 0 | 0 | 0 | 0 | 0 | 0 | 0 | 0 | 0 | 0 | 0 | 0 | 0 | 0
| Energy at risk (weighted) |  |  | MWh |  | 81.4828 | 89.7473 | 99.3481 | 110.3784 | 123.037 | 137.5872 | 154.3177 | 173.4702 | 194.4718 | 216.819 | 240.3818 | 266.484 | 294.8736 | 324.0945 | 351.8389 | 378.565 | 404.7331 | 429.3653 | 451.9173 | 471.5884 | 491.4286 | 511.6749 | 531.9748 | 552.7023 | 573.5278
| Energy at risk value | $/MWh | 47819.7904 | 2023-12-31 |  | 3896490.5458 | 4291698.6712 | 4750805.2292 | 5278271.651 | 5883601.548 | 6579390.3708 | 7379439.9379 | 8295308.9055 | 9299602.7062 | 10368238.1283 | 11495008.7382 | 12743207.5479 | 14100793.7706 | 15498129.9458 | 16824864.1536 | 18102899.0425 | 19354253.7024 | 20532157.0505 | 21610591.4006 | 22551260.769 | 23500013.3039 | 24468184.4516 | 25438924.399 | 26430107.4689 | 27425980.175
| Safety consequence | (after DF) |  | 2023-12-31 |  | 937071.2295 | 1032115.2594 | 1142526.2925 | 1269377.2633 | 1414953.7056 | 1582284.7128 | 1774689.4993 | 1994947.8187 | 2236471.5221 | 2493468.8116 | 2764447.0953 | 3064627.7783 | 3391115.1586 | 3727162.0481 | 4046229.794 | 4353585.7879 | 4654525.4248 | 4937800.6761 | 5197154.5204 | 5423377.1151 | 5651543.6393 | 5884380.1667 | 6117834.4675 | 6356205.157 | 6595703.6622
| Unplanned replacements |  |  | 2023-12-31 |  | 2159114.733 | 2378106.5863 | 2632505.6979 | 2924784.2263 | 3260208.2915 | 3645757.2568 | 4089078.9555 | 4596578.2444 | 5153075.3065 | 5745225.2058 | 6369588.8468 | 7061238.0136 | 7813500.6921 | 8587789.5265 | 9322956.5547 | 10031138.4238 | 10724536.3034 | 11377233.5044 | 11974813.1639 | 12496054.7962 | 13021775.4548 | 13558256.3122 | 14096160.5873 | 14645392.7602 | 15197223.544
| Environmental consequence | (after DF) |  | 2023-12-31 |  | 128429.5992 | 141455.7879 | 156588.0898 | 173973.5551 | 193925.426 | 216858.8525 | 243228.7472 | 273416.087 | 306517.9383 | 341740.5103 | 378879.2371 | 420020.277 | 464766.7616 | 510823.4177 | 554553.0099 | 596677.4567 | 637922.5144 | 676746.5929 | 712292.1408 | 743296.91 | 774568.103 | 806479.3398 | 838475.2451 | 871144.9623 | 903969.2515
| Response cost |  |  | 2023-12-31 |  | 400238.0528 | 440832.8723 | 487991.1838 | 542171.2546 | 604349.2726 | 675819.0119 | 757998.1619 | 852073.9996 | 955232.6216 | 1065000.2587 | 1180739.4013 | 1308951.3539 | 1448399.3161 | 1591930.2969 | 1728209.215 | 1859485.8572 | 1988021.9711 | 2109013.3445 | 2219787.5037 | 2316410.7784 | 2413864.3364 | 2513312.5271 | 2613024.5787 | 2714836.4982 | 2817130.1258
|  |  |  | 2023-12-31 |  | 0 | 0 | 0 | 0 | 0 | 0 | 0 | 0 | 0 | 0 | 0 | 0 | 0 | 0 | 0 | 0 | 0 | 0 | 0 | 0 | 0 | 0 | 0 | 0 | 0
| Total risk cost |  |  |  |  | 7521344.1603 | 8284209.1771 | 9170416.4933 | 10188577.9503 | 11357038.2436 | 12700110.2048 | 14244435.3017 | 16012325.0552 | 17950900.0945 | 20013672.9147 | 22188663.3186 | 24598044.9707 | 27218575.699 | 29915835.2351 | 32476812.7272 | 34943786.5681 | 37359259.916 | 39632951.1684 | 41714638.7295 | 43530400.3687 | 45361764.8373 | 47230612.7974 | 49104419.2776 | 51017686.8467 | 52940006.7584
OTHER BENEFITS
| Reduction in CO2 emissions |  |  | MWh |  | 0 | 0 | 0 | 0 | 0 | 0 | 0 | 0 | 0 | 0 | 0 | 0 | 0 | 0 | 0 | 0 | 0 | 0 | 0 | 0 | 0 | 0 | 0 | 0 | 0
| Value of reduction in CO2 emissions |  |  | $ |  | 0 | 0 | 0 | 0 | 0 | 0 | 0 | 0 | 0 | 0 | 0 | 0 | 0 | 0 | 0 | 0 | 0 | 0 | 0 | 0 | 0 | 0 | 0 | 0 | 0
| Reliability in worst-served areas | $/MWh | 0 | MWh |  | 0 | 0 | 0 | 0 | 0 | 0 | 0 | 0 | 0 | 0 | 0 | 0 | 0 | 0 | 0 | 0 | 0 | 0 | 0 | 0 | 0 | 0 | 0 | 0 | 0
| Network resilience | $/MWh | 0 | MWh |  | 0 | 0 | 0 | 0 | 0 | 0 | 0 | 0 | 0 | 0 | 0 | 0 | 0 | 0 | 0 | 0 | 0 | 0 | 0 | 0 | 0 | 0 | 0 | 0 | 0
| Enabling solar exports | $/MWh | 4220.9954 | MWh |  | 0 | 0 | 0 | 0 | 0 | 0 | 0 | 0 | 0 | 0 | 0 | 0 | 0 | 0 | 0 | 0 | 0 | 0 | 0 | 0 | 0 | 0 | 0 | 0 | 0
| Aesthetics | $/customer | 0 | customers |  | 0 | 0 | 0 | 0 | 0 | 0 | 0 | 0 | 0 | 0 | 0 | 0 | 0 | 0 | 0 | 0 | 0 | 0 | 0 | 0 | 0 | 0 | 0 | 0 | 0
| Customer value of time (res) | $/customer min | 0.54769 | mins |  | 0 | 0 | 0 | 0 | 0 | 0 | 0 | 0 | 0 | 0 | 0 | 0 | 0 | 0 | 0 | 0 | 0 | 0 | 0 | 0 | 0 | 0 | 0 | 0 | 0
| Customer value of time (bus) | $/customer min | 0.54769 | mins |  | 0 | 0 | 0 | 0 | 0 | 0 | 0 | 0 | 0 | 0 | 0 | 0 | 0 | 0 | 0 | 0 | 0 | 0 | 0 | 0 | 0 | 0 | 0 | 0 | 0
| Communication | $/customer | 0 | customers |  | 0 | 0 | 0 | 0 | 0 | 0 | 0 | 0 | 0 | 0 | 0 | 0 | 0 | 0 | 0 | 0 | 0 | 0 | 0 | 0 | 0 | 0 | 0 | 0 | 0
| Information accessibility | $/customer | 0 | customers |  | 0 | 0 | 0 | 0 | 0 | 0 | 0 | 0 | 0 | 0 | 0 | 0 | 0 | 0 | 0 | 0 | 0 | 0 | 0 | 0 | 0 | 0 | 0 | 0 | 0
| Other benefits 1 |  |  | 2023-12-31 |  | 0 | 0 | 0 | 0 | 0 | 0 | 0 | 0 | 0 | 0 | 0 | 0 | 0 | 0 | 0 | 0 | 0 | 0 | 0 | 0 | 0 | 0 | 0 | 0 | 0
| Other benefits 2 |  |  | 2023-12-31 |  | 0 | 0 | 0 | 0 | 0 | 0 | 0 | 0 | 0 | 0 | 0 | 0 | 0 | 0 | 0 | 0 | 0 | 0 | 0 | 0 | 0 | 0 | 0 | 0 | 0
| Total other benefits |  |  | 2023-12-31 |  | 0 | 0 | 0 | 0 | 0 | 0 | 0 | 0 | 0 | 0 | 0 | 0 | 0 | 0 | 0 | 0 | 0 | 0 | 0 | 0 | 0 | 0 | 0 | 0 | 0
SUMMARY
| Risks mitigated vs base case |  |  | 2023-12-31
Capital expenditure
| < Enter description > |  |  | 2023-12-31 |  | 0 | 0 | 0 | 0 | 0 | 0 | 0 | 0 | 0 | 0 | 0 | 0 | 0 | 0 | 0 | 0 | 0 | 0 | 0 | 0 | 0 | 0 | 0 | 0 | 0
| < Enter description > |  |  | 2023-12-31 |  | 0 | 0 | 0 | 0 | 0 | 0 | 0 | 0 | 0 | 0 | 0 | 0 | 0 | 0 | 0 | 0 | 0 | 0 | 0 | 0 | 0 | 0 | 0 | 0 | 0
| < Enter description > |  |  | 2023-12-31 |  | 0 | 0 | 0 | 0 | 0 | 0 | 0 | 0 | 0 | 0 | 0 | 0 | 0 | 0 | 0 | 0 | 0 | 0 | 0 | 0 | 0 | 0 | 0 | 0 | 0
Cumulative capex
| < Enter description > |  |  | 2023-12-31 |  | 0 | 0 | 0 | 0 | 0 | 0 | 0 | 0 | 0 | 0 | 0 | 0 | 0 | 0 | 0 | 0 | 0 | 0 | 0 | 0 | 0 | 0 | 0 | 0 | 0
| < Enter description > |  |  | 2023-12-31 |  | 0 | 0 | 0 | 0 | 0 | 0 | 0 | 0 | 0 | 0 | 0 | 0 | 0 | 0 | 0 | 0 | 0 | 0 | 0 | 0 | 0 | 0 | 0 | 0 | 0
| < Enter description > |  |  | 2023-12-31 |  | 0 | 0 | 0 | 0 | 0 | 0 | 0 | 0 | 0 | 0 | 0 | 0 | 0 | 0 | 0 | 0 | 0 | 0 | 0 | 0 | 0 | 0 | 0 | 0 | 0
Annualised capex
| Annualised capex - < Enter description > |  |  | 2023-12-31 |  | 0 | 0 | 0 | 0 | 0 | 0 | 0 | 0 | 0 | 0 | 0 | 0 | 0 | 0 | 0 | 0 | 0 | 0 | 0 | 0 | 0 | 0 | 0 | 0 | 0
| Annualised capex - < Enter description > |  |  | 2023-12-31 |  | 0 | 0 | 0 | 0 | 0 | 0 | 0 | 0 | 0 | 0 | 0 | 0 | 0 | 0 | 0 | 0 | 0 | 0 | 0 | 0 | 0 | 0 | 0 | 0 | 0
| Annualised capex - < Enter description > |  |  | 2023-12-31 |  | 0 | 0 | 0 | 0 | 0 | 0 | 0 | 0 | 0 | 0 | 0 | 0 | 0 | 0 | 0 | 0 | 0 | 0 | 0 | 0 | 0 | 0 | 0 | 0 | 0
| Total annualised capex |  |  | 2023-12-31 |  | 0 | 0 | 0 | 0 | 0 | 0 | 0 | 0 | 0 | 0 | 0 | 0 | 0 | 0 | 0 | 0 | 0 | 0 | 0 | 0 | 0 | 0 | 0 | 0 | 0
| Annualised capex |  |  | 2023-12-31 |  | 0 | 0 | 0 | 0 | 0 | 0 | 0 | 0 | 0 | 0 | 0 | 0 | 0 | 0 | 0 | 0 | 0 | 0 | 0 | 0 | 0 | 0 | 0 | 0 | 0
| Operating expenditure |  |  | 2023-12-31 |  | 0 | 0 | 0 | 0 | 0 | 0 | 0 | 0 | 0 | 0 | 0 | 0 | 0 | 0 | 0 | 0 | 0 | 0 | 0 | 0 | 0 | 0 | 0 | 0 | 0
| Risk mitigated |  |  | 2023-12-31 |  | 0 | 0 | 0 | 0 | 0 | 0 | 0 | 0 | 0 | 0 | 0 | 0 | 0 | 0 | 0 | 0 | 0 | 0 | 0 | 0 | 0 | 0 | 0 | 0 | 0
| Other benefits value |  |  | 2023-12-31 |  | 0 | 0 | 0 | 0 | 0 | 0 | 0 | 0 | 0 | 0 | 0 | 0 | 0 | 0 | 0 | 0 | 0 | 0 | 0 | 0 | 0 | 0 | 0 | 0 | 0
| Net benefits |  |  | 2023-12-31 |  | 0 | 0 | 0 | 0 | 0 | 0 | 0 | 0 | 0 | 0 | 0 | 0 | 0 | 0 | 0 | 0 | 0 | 0 | 0 | 0 | 0 | 0 | 0 | 0 | 0
SENSITIVITIES
NPV | Net benefits |  |  | Option 1 (Base Case)NPV |  | 0 | 0 | 0 | 0 | 0 | 0 | 0 | 0 | 0 | 0 | 0 | 0 | 0 | 0 | 0 | 0 | 0 | 0 | 0 | 0 | 0 | 0 | 0 | 0 | 0
| Total annualised capex |  |  |  |  | 0 | 0 | 0 | 0 | 0 | 0 | 0 | 0 | 0 | 0 | 0 | 0 | 0 | 0 | 0 | 0 | 0 | 0 | 0 | 0 | 0 | 0 | 0 | 0 | 0
| Total benefits |  |  |  |  | 0 | 0 | 0 | 0 | 0 | 0 | 0 | 0 | 0 | 0 | 0 | 0 | 0 | 0 | 0 | 0 | 0 | 0 | 0 | 0 | 0 | 0 | 0 | 0 | 0
|  | Capex | Total benefits
sens1 | Capex 10% higher | 10% | 0% | Option 1 (Base Case)sens1 |  | 0 | 0 | 0 | 0 | 0 | 0 | 0 | 0 | 0 | 0 | 0 | 0 | 0 | 0 | 0 | 0 | 0 | 0 | 0 | 0 | 0 | 0 | 0 | 0 | 0
sens2 | Capex 10% lower | -10% | 0% | Option 1 (Base Case)sens2 |  | 0 | 0 | 0 | 0 | 0 | 0 | 0 | 0 | 0 | 0 | 0 | 0 | 0 | 0 | 0 | 0 | 0 | 0 | 0 | 0 | 0 | 0 | 0 | 0 | 0
sens3 | Total benefits 10% higher | 0% | 10% | Option 1 (Base Case)sens3 |  | 0 | 0 | 0 | 0 | 0 | 0 | 0 | 0 | 0 | 0 | 0 | 0 | 0 | 0 | 0 | 0 | 0 | 0 | 0 | 0 | 0 | 0 | 0 | 0 | 0
sens4 | Total benefits 10% lower | 0% | -10% | Option 1 (Base Case)sens4 |  | 0 | 0 | 0 | 0 | 0 | 0 | 0 | 0 | 0 | 0 | 0 | 0 | 0 | 0 | 0 | 0 | 0 | 0 | 0 | 0 | 0 | 0 | 0 | 0 | 0
sens5 | Capex 10% higher & total benefits 10% lower | 10% | -10% | Option 1 (Base Case)sens5 |  | 0 | 0 | 0 | 0 | 0 | 0 | 0 | 0 | 0 | 0 | 0 | 0 | 0 | 0 | 0 | 0 | 0 | 0 | 0 | 0 | 0 | 0 | 0 | 0 | 0
sens | 0 | 0% | 0% | Option 1 (Base Case)sens |  | 0 | 0 | 0 | 0 | 0 | 0 | 0 | 0 | 0 | 0 | 0 | 0 | 0 | 0 | 0 | 0 | 0 | 0 | 0 | 0 | 0 | 0 | 0 | 0 | 0
sens | 0 | 0% | 0% | Option 1 (Base Case)sens |  | 0 | 0 | 0 | 0 | 0 | 0 | 0 | 0 | 0 | 0 | 0 | 0 | 0 | 0 | 0 | 0 | 0 | 0 | 0 | 0 | 0 | 0 | 0 | 0 | 0
sens | 0 | 0% | 0% | Option 1 (Base Case)sens |  | 0 | 0 | 0 | 0 | 0 | 0 | 0 | 0 | 0 | 0 | 0 | 0 | 0 | 0 | 0 | 0 | 0 | 0 | 0 | 0 | 0 | 0 | 0 | 0 | 0

## Option2
CitiPower
HV cable replacement
OPTION 2 | Replace highest 5 delta risk cable sections
Count |  |  |  |  | 1 | 2 | 3 | 4 | 5 | 6 | 7 | 8 | 9 | 10 | 11 | 12 | 13 | 14 | 15 | 16 | 17 | 18 | 19 | 20 | 21 | 22 | 23 | 24 | 25
Value of CO2 reductions |  |  |  | $/MWh | 24.7305 | 22.3407 | 20.1963 | 18.0629 | 15.9134 | 13.7151 | 13.7151 | 13.7151 | 13.7151 | 13.7151 | 13.7151 | 13.7151 | 13.7151 | 13.7151 | 13.7151 | 13.7151 | 13.7151 | 13.7151 | 13.7151 | 13.7151 | 13.7151 | 13.7151 | 13.7151 | 13.7151 | 13.7151
|  |  |  | Units | 2026-27 | 2027-28 | 2028-29 | 2029-30 | 2030-31 | 2031-32 | 2032-33 | 2033-34 | 2034-35 | 2035-36 | 2036-37 | 2037-38 | 2038-39 | 2039-40 | 2040-41 | 2041-42 | 2042-43 | 2043-44 | 2044-45 | 2045-46 | 2046-47 | 2047-48 | 2048-49 | 2049-50 | 2050-51
INVESTMENT & OPERATING COST
| Capex |  | Asset life (yrs)
| Cable replacement |  | 60 | 2023-12-31 | 765966.176 | 765966.176 | 765966.176 | 765966.176 | 765966.176 | 0 | 0 | 0 | 0 | 0 | 0 | 0 | 0 | 0 | 0 | 0 | 0 | 0 | 0 | 0 | 0 | 0 | 0 | 0 | 0
|  |  | 0 | 2023-12-31 | 0 | 0 | 0 | 0 | 0 | 0 | 0 | 0 | 0 | 0 | 0 | 0 | 0 | 0 | 0 | 0 | 0 | 0 | 0 | 0 | 0 | 0 | 0 | 0 | 0
|  |  | 0 | 2023-12-31 | 0 | 0 | 0 | 0 | 0 | 0 | 0 | 0 | 0 | 0 | 0 | 0 | 0 | 0 | 0 | 0 | 0 | 0 | 0 | 0 | 0 | 0 | 0 | 0 | 0
| Capital expenditure |  |  | 2023-12-31 | 765966.176 | 765966.176 | 765966.176 | 765966.176 | 765966.176 | 0 | 0 | 0 | 0 | 0 | 0 | 0 | 0 | 0 | 0 | 0 | 0 | 0 | 0 | 0 | 0 | 0 | 0 | 0 | 0
| Operating expenditure |  |  | 2023-12-31 | 0 | 0 | 0 | 0 | 0 | 0 | 0 | 0 | 0 | 0 | 0 | 0 | 0 | 0 | 0 | 0 | 0 | 0 | 0 | 0 | 0 | 0 | 0 | 0 | 0
RISK ASSUMPTIONS
| PoF (major) |  |  |  | 0 | 0 | 0 | 0 | 0 | 0 | 0 | 0 | 0 | 0 | 0 | 0 | 0 | 0 | 0 | 0 | 0 | 0 | 0 | 0 | 0 | 0 | 0 | 0 | 0
| PoF (reparable) |  |  |  | 0 | 0 | 0 | 0 | 0 | 0 | 0 | 0 | 0 | 0 | 0 | 0 | 0 | 0 | 0 | 0 | 0 | 0 | 0 | 0 | 0 | 0 | 0 | 0 | 0
| Energy at risk (weighted) |  |  | MWh | 81.4828 | 89.6816 | 99.1947 | 110.11 | 122.6192 | 136.977 | 153.6041 | 172.6346 | 193.5646 | 215.8807 | 239.4229 | 265.5016 | 293.8649 | 323.0566 | 350.8011 | 377.5271 | 403.6953 | 428.3274 | 450.8795 | 470.5506 | 490.3908 | 510.637 | 530.937 | 551.6644 | 572.49
| Energy at risk value | $/MWh | 47819.7904 | 2023-12-31 | 3896490.5458 | 4288553.6563 | 4743470.482 | 5265436.6469 | 5863623.9262 | 6550213.4254 | 7345314.566 | 8255348.531 | 9256219.8304 | 10323372.1702 | 11449151.0164 | 12696231.4958 | 14052556.374 | 15448499.7423 | 16775233.9501 | 18053268.839 | 19304623.4988 | 20482526.847 | 21560961.1971 | 22501630.5655 | 23450383.1003 | 24418554.248 | 25389294.1955 | 26380477.2654 | 27376349.9714
| Safety consequence | (after DF) |  | 2023-12-31 | 937071.2295 | 1031386.6016 | 1140826.93 | 1266403.565 | 1410325.1584 | 1575524.8057 | 1766783.1081 | 1985689.5358 | 2226420.2914 | 2483073.9707 | 2753822.4761 | 3053744.0569 | 3379939.2007 | 3715663.3954 | 4034731.1413 | 4342087.1353 | 4643026.7721 | 4926302.0234 | 5185655.8677 | 5411878.4624 | 5640044.9866 | 5872881.514 | 6106335.8148 | 6344706.5043 | 6584205.0095
| Unplanned replacements |  |  | 2023-12-31 | 2159114.733 | 2366125.3017 | 2604563.1613 | 2875887.8486 | 3184101.3156 | 3534604.433 | 3959074.5495 | 4444344.7466 | 4987803.4085 | 5574303.3404 | 6194888.7471 | 6882277.5099 | 7629734.9565 | 8398717.7374 | 9133884.7656 | 9842066.6347 | 10535464.5143 | 11188161.7153 | 11785741.3749 | 12306983.0071 | 12832703.6657 | 13369184.5232 | 13907088.7982 | 14456320.9712 | 15008151.7549
| Environmental consequence | (after DF) |  | 2023-12-31 | 128429.5992 | 141351.3506 | 156344.5229 | 173547.3397 | 193262.0237 | 215889.9659 | 242095.5368 | 272089.1122 | 305077.3115 | 340250.6345 | 377356.4275 | 418460.3307 | 463164.9296 | 509175.3343 | 552904.9265 | 595029.3733 | 636274.431 | 675098.5095 | 710644.0575 | 741648.8266 | 772920.0196 | 804831.2564 | 836827.1617 | 869496.8789 | 902321.1681
| Response cost |  |  | 2023-12-31 | 400238.0528 | 440796.5368 | 487906.4428 | 542022.9672 | 604118.4639 | 675481.9201 | 757603.8991 | 851612.3229 | 954731.4035 | 1064481.9061 | 1180209.5905 | 1308408.6226 | 1447842.012 | 1591356.9013 | 1727635.8193 | 1858912.4616 | 1987448.5754 | 2108439.9488 | 2219214.1081 | 2315837.3828 | 2413290.9407 | 2512739.1314 | 2612451.183 | 2714263.1025 | 2816556.7301
|  |  |  | 2023-12-31 | 0 | 0 | 0 | 0 | 0 | 0 | 0 | 0 | 0 | 0 | 0 | 0 | 0 | 0 | 0 | 0 | 0 | 0 | 0 | 0 | 0 | 0 | 0 | 0 | 0
| Total risk cost |  |  |  | 7521344.1603 | 8268213.4469 | 9133111.5389 | 10123298.3674 | 11255430.8878 | 12551714.5502 | 14070871.6596 | 15809084.2486 | 17730252.2455 | 19785482.0219 | 21955428.2575 | 24359122.0159 | 26973237.4727 | 29663413.1108 | 32224390.6029 | 34691364.4438 | 37106837.7917 | 39380529.044 | 41462216.6052 | 43277978.2444 | 45109342.7129 | 46978190.673 | 48851997.1532 | 50765264.7223 | 52687584.6341
OTHER BENEFITS
| Reduction in CO2 emissions |  |  | MWh | 0 | 0 | 0 | 0 | 0 | 0 | 0 | 0 | 0 | 0 | 0 | 0 | 0 | 0 | 0 | 0 | 0 | 0 | 0 | 0 | 0 | 0 | 0 | 0 | 0
| Value of reduction in CO2 emissions |  |  | $ | 0 | 0 | 0 | 0 | 0 | 0 | 0 | 0 | 0 | 0 | 0 | 0 | 0 | 0 | 0 | 0 | 0 | 0 | 0 | 0 | 0 | 0 | 0 | 0 | 0
| Reliability in worst-served areas | $/MWh | 0 | MWh | 0 | 0 | 0 | 0 | 0 | 0 | 0 | 0 | 0 | 0 | 0 | 0 | 0 | 0 | 0 | 0 | 0 | 0 | 0 | 0 | 0 | 0 | 0 | 0 | 0
| Network resilience | $/MWh | 0 | MWh | 0 | 0 | 0 | 0 | 0 | 0 | 0 | 0 | 0 | 0 | 0 | 0 | 0 | 0 | 0 | 0 | 0 | 0 | 0 | 0 | 0 | 0 | 0 | 0 | 0
| Enabling solar exports | $/MWh | 4220.9954 | MWh | 0 | 0 | 0 | 0 | 0 | 0 | 0 | 0 | 0 | 0 | 0 | 0 | 0 | 0 | 0 | 0 | 0 | 0 | 0 | 0 | 0 | 0 | 0 | 0 | 0
| Aesthetics | $/customer | 0 | customers | 0 | 0 | 0 | 0 | 0 | 0 | 0 | 0 | 0 | 0 | 0 | 0 | 0 | 0 | 0 | 0 | 0 | 0 | 0 | 0 | 0 | 0 | 0 | 0 | 0
| Customer value of time (res) | $/customer min | 0.54769 | mins | 0 | 0 | 0 | 0 | 0 | 0 | 0 | 0 | 0 | 0 | 0 | 0 | 0 | 0 | 0 | 0 | 0 | 0 | 0 | 0 | 0 | 0 | 0 | 0 | 0
| Customer value of time (bus) | $/customer min | 0.54769 | mins | 0 | 0 | 0 | 0 | 0 | 0 | 0 | 0 | 0 | 0 | 0 | 0 | 0 | 0 | 0 | 0 | 0 | 0 | 0 | 0 | 0 | 0 | 0 | 0 | 0
| Communication | $/customer | 0 | customers | 0 | 0 | 0 | 0 | 0 | 0 | 0 | 0 | 0 | 0 | 0 | 0 | 0 | 0 | 0 | 0 | 0 | 0 | 0 | 0 | 0 | 0 | 0 | 0 | 0
| Information accessibility | $/customer | 0 | customers | 0 | 0 | 0 | 0 | 0 | 0 | 0 | 0 | 0 | 0 | 0 | 0 | 0 | 0 | 0 | 0 | 0 | 0 | 0 | 0 | 0 | 0 | 0 | 0 | 0
| Other benefits 1 |  |  | 2023-12-31 | 0 | 0 | 0 | 0 | 0 | 0 | 0 | 0 | 0 | 0 | 0 | 0 | 0 | 0 | 0 | 0 | 0 | 0 | 0 | 0 | 0 | 0 | 0 | 0 | 0
| Other benefits 2 |  |  | 2023-12-31 | 0 | 0 | 0 | 0 | 0 | 0 | 0 | 0 | 0 | 0 | 0 | 0 | 0 | 0 | 0 | 0 | 0 | 0 | 0 | 0 | 0 | 0 | 0 | 0 | 0
| Total other benefits |  |  | 2023-12-31 | 0 | 0 | 0 | 0 | 0 | 0 | 0 | 0 | 0 | 0 | 0 | 0 | 0 | 0 | 0 | 0 | 0 | 0 | 0 | 0 | 0 | 0 | 0 | 0 | 0
SUMMARY
| Risks mitigated vs base case |  |  | 2023-12-31 | 0 | 15995.7301 | 37304.9544 | 65279.5829 | 101607.3558 | 148395.6546 | 173563.642 | 203240.8066 | 220647.8491 | 228190.8929 | 233235.0611 | 238922.9548 | 245338.2263 | 252422.1244 | 252422.1244 | 252422.1244 | 252422.1244 | 252422.1244 | 252422.1244 | 252422.1244 | 252422.1244 | 252422.1244 | 252422.1244 | 252422.1244 | 252422.1244
Capital expenditure
| Cable replacement |  |  | 2023-12-31 | -765966.176 | -765966.176 | -765966.176 | -765966.176 | -765966.176 | 0 | 0 | 0 | 0 | 0 | 0 | 0 | 0 | 0 | 0 | 0 | 0 | 0 | 0 | 0 | 0 | 0 | 0 | 0 | 0
| 0 |  |  | 2023-12-31 | 0 | 0 | 0 | 0 | 0 | 0 | 0 | 0 | 0 | 0 | 0 | 0 | 0 | 0 | 0 | 0 | 0 | 0 | 0 | 0 | 0 | 0 | 0 | 0 | 0
| 0 |  |  | 2023-12-31 | 0 | 0 | 0 | 0 | 0 | 0 | 0 | 0 | 0 | 0 | 0 | 0 | 0 | 0 | 0 | 0 | 0 | 0 | 0 | 0 | 0 | 0 | 0 | 0 | 0
Cumulative capex
| Cable replacement |  |  | 2023-12-31 | -765966.176 | -1531932.352 | -2297898.528 | -3063864.704 | -3829830.88 | -3829830.88 | -3829830.88 | -3829830.88 | -3829830.88 | -3829830.88 | -3829830.88 | -3829830.88 | -3829830.88 | -3829830.88 | -3829830.88 | -3829830.88 | -3829830.88 | -3829830.88 | -3829830.88 | -3829830.88 | -3829830.88 | -3829830.88 | -3829830.88 | -3829830.88 | -3829830.88
| 0 |  |  | 2023-12-31 | 0 | 0 | 0 | 0 | 0 | 0 | 0 | 0 | 0 | 0 | 0 | 0 | 0 | 0 | 0 | 0 | 0 | 0 | 0 | 0 | 0 | 0 | 0 | 0 | 0
| 0 |  |  | 2023-12-31 | 0 | 0 | 0 | 0 | 0 | 0 | 0 | 0 | 0 | 0 | 0 | 0 | 0 | 0 | 0 | 0 | 0 | 0 | 0 | 0 | 0 | 0 | 0 | 0 | 0
Annualised capex
| Annualised capex - Cable replacement |  |  | 2023-12-31 | 0 | -30706.528 | -61413.0559 | -92119.5839 | -122826.1119 | -153532.6399 | -153532.6399 | -153532.6399 | -153532.6399 | -153532.6399 | -153532.6399 | -153532.6399 | -153532.6399 | -153532.6399 | -153532.6399 | -153532.6399 | -153532.6399 | -153532.6399 | -153532.6399 | -153532.6399 | -153532.6399 | -153532.6399 | -153532.6399 | -153532.6399 | -153532.6399
| Annualised capex - |  |  | 2023-12-31 | 0 | 0 | 0 | 0 | 0 | 0 | 0 | 0 | 0 | 0 | 0 | 0 | 0 | 0 | 0 | 0 | 0 | 0 | 0 | 0 | 0 | 0 | 0 | 0 | 0
| Annualised capex - |  |  | 2023-12-31 | 0 | 0 | 0 | 0 | 0 | 0 | 0 | 0 | 0 | 0 | 0 | 0 | 0 | 0 | 0 | 0 | 0 | 0 | 0 | 0 | 0 | 0 | 0 | 0 | 0
| Total annualised capex |  |  | 2023-12-31 | 0 | -30706.528 | -61413.0559 | -92119.5839 | -122826.1119 | -153532.6399 | -153532.6399 | -153532.6399 | -153532.6399 | -153532.6399 | -153532.6399 | -153532.6399 | -153532.6399 | -153532.6399 | -153532.6399 | -153532.6399 | -153532.6399 | -153532.6399 | -153532.6399 | -153532.6399 | -153532.6399 | -153532.6399 | -153532.6399 | -153532.6399 | -153532.6399
| Annualised capex |  |  | 2023-12-31 | 0 | -30706.528 | -61413.0559 | -92119.5839 | -122826.1119 | -153532.6399 | -153532.6399 | -153532.6399 | -153532.6399 | -153532.6399 | -153532.6399 | -153532.6399 | -153532.6399 | -153532.6399 | -153532.6399 | -153532.6399 | -153532.6399 | -153532.6399 | -153532.6399 | -153532.6399 | -153532.6399 | -153532.6399 | -153532.6399 | -153532.6399 | -153532.6399
| Operating expenditure |  |  | 2023-12-31 | 0 | 0 | 0 | 0 | 0 | 0 | 0 | 0 | 0 | 0 | 0 | 0 | 0 | 0 | 0 | 0 | 0 | 0 | 0 | 0 | 0 | 0 | 0 | 0 | 0
| Risk mitigated |  |  | 2023-12-31 | 0 | 15995.7301 | 37304.9544 | 65279.5829 | 101607.3558 | 148395.6546 | 173563.642 | 203240.8066 | 220647.8491 | 228190.8929 | 233235.0611 | 238922.9548 | 245338.2263 | 252422.1244 | 252422.1244 | 252422.1244 | 252422.1244 | 252422.1244 | 252422.1244 | 252422.1244 | 252422.1244 | 252422.1244 | 252422.1244 | 252422.1244 | 252422.1244
| Other benefits value |  |  | 2023-12-31 | 0 | 0 | 0 | 0 | 0 | 0 | 0 | 0 | 0 | 0 | 0 | 0 | 0 | 0 | 0 | 0 | 0 | 0 | 0 | 0 | 0 | 0 | 0 | 0 | 0
| Net benefits |  |  | 2023-12-31 | 0 | -14710.7978 | -24108.1016 | -26840.001 | -21218.7561 | -5136.9852 | 20031.0022 | 49708.1667 | 67115.2092 | 74658.253 | 79702.4213 | 85390.315 | 91805.5865 | 98889.4845 | 98889.4845 | 98889.4845 | 98889.4845 | 98889.4845 | 98889.4845 | 98889.4845 | 98889.4845 | 98889.4845 | 98889.4845 | 98889.4845 | 98889.4845
| First capex year |  |  | 1
| First year |  |  | 1
SENSITIVITIES
NPV | Net benefits |  |  | Option 2NPV | 0 | -14710.7978 | -24108.1016 | -26840.001 | -21218.7561 | -5136.9852 | 20031.0022 | 49708.1667 | 67115.2092 | 74658.253 | 79702.4213 | 85390.315 | 91805.5865 | 98889.4845 | 98889.4845 | 98889.4845 | 98889.4845 | 98889.4845 | 98889.4845 | 98889.4845 | 98889.4845 | 98889.4845 | 98889.4845 | 98889.4845 | 98889.4845
| Total annualised capex |  |  |  | 0 | -30706.528 | -61413.0559 | -92119.5839 | -122826.1119 | -153532.6399 | -153532.6399 | -153532.6399 | -153532.6399 | -153532.6399 | -153532.6399 | -153532.6399 | -153532.6399 | -153532.6399 | -153532.6399 | -153532.6399 | -153532.6399 | -153532.6399 | -153532.6399 | -153532.6399 | -153532.6399 | -153532.6399 | -153532.6399 | -153532.6399 | -153532.6399
| Total benefits |  |  |  | 0 | 15995.7301 | 37304.9544 | 65279.5829 | 101607.3558 | 148395.6546 | 173563.642 | 203240.8066 | 220647.8491 | 228190.8929 | 233235.0611 | 238922.9548 | 245338.2263 | 252422.1244 | 252422.1244 | 252422.1244 | 252422.1244 | 252422.1244 | 252422.1244 | 252422.1244 | 252422.1244 | 252422.1244 | 252422.1244 | 252422.1244 | 252422.1244
|  | Capex | Total benefits
sens1 | Capex 10% higher | 10% | 0% | Option 2sens1 | 0 | -17781.4506 | -30249.4072 | -36051.9594 | -33501.3673 | -20490.2492 | 4677.7382 | 34354.9027 | 51761.9452 | 59304.989 | 64349.1573 | 70037.051 | 76452.3225 | 83536.2205 | 83536.2205 | 83536.2205 | 83536.2205 | 83536.2205 | 83536.2205 | 83536.2205 | 83536.2205 | 83536.2205 | 83536.2205 | 83536.2205 | 83536.2205
sens2 | Capex 10% lower | -10% | 0% | Option 2sens2 | 0 | -11640.145 | -17966.796 | -17628.0426 | -8936.1449 | 10216.2788 | 35384.2662 | 65061.4307 | 82468.4732 | 90011.517 | 95055.6852 | 100743.579 | 107158.8504 | 114242.7485 | 114242.7485 | 114242.7485 | 114242.7485 | 114242.7485 | 114242.7485 | 114242.7485 | 114242.7485 | 114242.7485 | 114242.7485 | 114242.7485 | 114242.7485
sens3 | Total benefits 10% higher | 0% | 10% | Option 2sens3 | 0 | -13111.2248 | -20377.6061 | -20312.0427 | -11058.0205 | 9702.5802 | 37387.3664 | 70032.2474 | 89179.9941 | 97477.3423 | 103025.9274 | 109282.6104 | 116339.4091 | 124131.6969 | 124131.6969 | 124131.6969 | 124131.6969 | 124131.6969 | 124131.6969 | 124131.6969 | 124131.6969 | 124131.6969 | 124131.6969 | 124131.6969 | 124131.6969
sens4 | Total benefits 10% lower | 0% | -10% | Option 2sens4 | 0 | -16310.3708 | -27838.597 | -33367.9593 | -31379.4917 | -19976.5507 | 2674.638 | 29384.0861 | 45050.4243 | 51839.1637 | 56378.9151 | 61498.0195 | 67271.7638 | 73647.2721 | 73647.2721 | 73647.2721 | 73647.2721 | 73647.2721 | 73647.2721 | 73647.2721 | 73647.2721 | 73647.2721 | 73647.2721 | 73647.2721 | 73647.2721
sens5 | Capex 10% higher & total benefits 10% lower | 10% | -10% | Option 2sens5 | 0 | -19381.0236 | -33979.9026 | -42579.9177 | -43662.1029 | -35329.8147 | -12678.626 | 14030.8221 | 29697.1603 | 36485.8997 | 41025.6512 | 46144.7555 | 51918.4998 | 58294.0081 | 58294.0081 | 58294.0081 | 58294.0081 | 58294.0081 | 58294.0081 | 58294.0081 | 58294.0081 | 58294.0081 | 58294.0081 | 58294.0081 | 58294.0081
sens | 0 | 0% | 0% | Option 2sens | 0 | -14710.7978 | -24108.1016 | -26840.001 | -21218.7561 | -5136.9852 | 20031.0022 | 49708.1667 | 67115.2092 | 74658.253 | 79702.4213 | 85390.315 | 91805.5865 | 98889.4845 | 98889.4845 | 98889.4845 | 98889.4845 | 98889.4845 | 98889.4845 | 98889.4845 | 98889.4845 | 98889.4845 | 98889.4845 | 98889.4845 | 98889.4845
sens | 0 | 0% | 0% | Option 2sens | 0 | -14710.7978 | -24108.1016 | -26840.001 | -21218.7561 | -5136.9852 | 20031.0022 | 49708.1667 | 67115.2092 | 74658.253 | 79702.4213 | 85390.315 | 91805.5865 | 98889.4845 | 98889.4845 | 98889.4845 | 98889.4845 | 98889.4845 | 98889.4845 | 98889.4845 | 98889.4845 | 98889.4845 | 98889.4845 | 98889.4845 | 98889.4845
sens | 0 | 0% | 0% | Option 2sens | 0 | -14710.7978 | -24108.1016 | -26840.001 | -21218.7561 | -5136.9852 | 20031.0022 | 49708.1667 | 67115.2092 | 74658.253 | 79702.4213 | 85390.315 | 91805.5865 | 98889.4845 | 98889.4845 | 98889.4845 | 98889.4845 | 98889.4845 | 98889.4845 | 98889.4845 | 98889.4845 | 98889.4845 | 98889.4845 | 98889.4845 | 98889.4845

## Option3
CitiPower
HV cable replacement
OPTION 3 | Replace highest 10 delta risk cable sections
Count |  |  |  |  | 1 | 2 | 3 | 4 | 5 | 6 | 7 | 8 | 9 | 10 | 11 | 12 | 13 | 14 | 15 | 16 | 17 | 18 | 19 | 20 | 21 | 22 | 23 | 24 | 25
Value of CO2 reductions |  |  |  | $/MWh | 24.7305 | 22.3407 | 20.1963 | 18.0629 | 15.9134 | 13.7151 | 13.7151 | 13.7151 | 13.7151 | 13.7151 | 13.7151 | 13.7151 | 13.7151 | 13.7151 | 13.7151 | 13.7151 | 13.7151 | 13.7151 | 13.7151 | 13.7151 | 13.7151 | 13.7151 | 13.7151 | 13.7151 | 13.7151
|  |  |  | Units | 2026-27 | 2027-28 | 2028-29 | 2029-30 | 2030-31 | 2031-32 | 2032-33 | 2033-34 | 2034-35 | 2035-36 | 2036-37 | 2037-38 | 2038-39 | 2039-40 | 2040-41 | 2041-42 | 2042-43 | 2043-44 | 2044-45 | 2045-46 | 2046-47 | 2047-48 | 2048-49 | 2049-50 | 2050-51
INVESTMENT & OPERATING COST
| Capex |  | Asset life (yrs)
| Cable replacement |  | 60 | 2023-12-31 | 1460007.376 | 1460007.376 | 1460007.376 | 1460007.376 | 1460007.376 | 0 | 0 | 0 | 0 | 0 | 0 | 0 | 0 | 0 | 0 | 0 | 0 | 0 | 0 | 0 | 0 | 0 | 0 | 0 | 0
|  |  | 0 | 2023-12-31 | 0 | 0 | 0 | 0 | 0 | 0 | 0 | 0 | 0 | 0 | 0 | 0 | 0 | 0 | 0 | 0 | 0 | 0 | 0 | 0 | 0 | 0 | 0 | 0 | 0
|  |  | 0 | 2023-12-31 | 0 | 0 | 0 | 0 | 0 | 0 | 0 | 0 | 0 | 0 | 0 | 0 | 0 | 0 | 0 | 0 | 0 | 0 | 0 | 0 | 0 | 0 | 0 | 0 | 0
| Capital expenditure |  |  | 2023-12-31 | 1460007.376 | 1460007.376 | 1460007.376 | 1460007.376 | 1460007.376 | 0 | 0 | 0 | 0 | 0 | 0 | 0 | 0 | 0 | 0 | 0 | 0 | 0 | 0 | 0 | 0 | 0 | 0 | 0 | 0
| Operating expenditure |  |  | 2023-12-31 | 0 | 0 | 0 | 0 | 0 | 0 | 0 | 0 | 0 | 0 | 0 | 0 | 0 | 0 | 0 | 0 | 0 | 0 | 0 | 0 | 0 | 0 | 0 | 0 | 0
RISK ASSUMPTIONS
| PoF (major) |  |  |  | 0 | 0 | 0 | 0 | 0 | 0 | 0 | 0 | 0 | 0 | 0 | 0 | 0 | 0 | 0 | 0 | 0 | 0 | 0 | 0 | 0 | 0 | 0 | 0 | 0
| PoF (reparable) |  |  |  | 0 | 0 | 0 | 0 | 0 | 0 | 0 | 0 | 0 | 0 | 0 | 0 | 0 | 0 | 0 | 0 | 0 | 0 | 0 | 0 | 0 | 0 | 0 | 0 | 0
| Energy at risk (weighted) |  |  | MWh | 81.4828 | 89.6441 | 99.108 | 109.9598 | 122.3878 | 136.6429 | 153.2178 | 172.1878 | 193.064 | 215.319 | 238.8314 | 264.8766 | 293.202 | 322.352 | 350.0965 | 376.8225 | 402.9907 | 427.6228 | 450.1748 | 469.846 | 489.6861 | 509.9324 | 530.2323 | 550.9598 | 571.7853
| Energy at risk value | $/MWh | 47819.7904 | 2023-12-31 | 3896490.5458 | 4286759.6948 | 4739324.8899 | 5258253.4395 | 5852560.1839 | 6534234.2344 | 7326844.1279 | 8233986.0768 | 9232280.8868 | 10296509.5026 | 11420866.158 | 12666342.9498 | 14020859.0581 | 15414805.1388 | 16741539.3466 | 18019574.2354 | 19270928.8953 | 20448832.2435 | 21527266.5936 | 22467935.9619 | 23416688.4968 | 24384859.6445 | 25355599.592 | 26346782.6618 | 27342655.3679
| Safety consequence | (after DF) |  | 2023-12-31 | 937071.2295 | 1030816.6214 | 1139507.6905 | 1264113.7417 | 1406791.793 | 1570411.5092 | 1760860.1328 | 1978823.7991 | 2218770.1479 | 2474608.7265 | 2744952.2931 | 3044417.2578 | 3370097.3925 | 3705252.9019 | 4024320.6478 | 4331676.6417 | 4632616.2785 | 4915891.5299 | 5175245.3742 | 5401467.9689 | 5629634.4931 | 5862471.0205 | 6095925.3213 | 6334296.0108 | 6573794.5159
| Unplanned replacements |  |  | 2023-12-31 | 2159114.733 | 2356572.1842 | 2582450.3374 | 2837502.9394 | 3124865.0212 | 3448872.2499 | 3859756.2712 | 4329204.937 | 4859545.8349 | 5432481.6436 | 6046320.2157 | 6726101.1281 | 7464977.8188 | 8224485.5217 | 8959652.5499 | 9667834.419 | 10361232.2986 | 11013929.4996 | 11611509.1591 | 12132750.7914 | 12658471.45 | 13194952.3074 | 13732856.5825 | 14282088.7554 | 14833919.5392
| Environmental consequence | (after DF) |  | 2023-12-31 | 128429.5992 | 141269.6562 | 156155.4385 | 173219.143 | 192755.5922 | 215157.0853 | 241246.6063 | 271105.0572 | 303980.8288 | 339037.3247 | 376085.0785 | 417123.5356 | 461754.319 | 507683.215 | 551412.8072 | 593537.254 | 634782.3117 | 673606.3903 | 709151.9382 | 740156.7073 | 771427.9003 | 803339.1371 | 835335.0424 | 868004.7597 | 900829.0488
| Response cost |  |  | 2023-12-31 | 400238.0528 | 440768.114 | 487840.6572 | 541908.7821 | 603942.2679 | 675226.9388 | 757308.542 | 851269.9538 | 954349.9189 | 1064059.7754 | 1179767.267 | 1307943.5293 | 1447351.2371 | 1590837.7681 | 1727116.6862 | 1858393.3284 | 1986929.4423 | 2107920.8156 | 2218694.9749 | 2315318.2496 | 2412771.8075 | 2512219.9982 | 2611932.0498 | 2713743.9694 | 2816037.5969
|  |  |  | 2023-12-31 | 0 | 0 | 0 | 0 | 0 | 0 | 0 | 0 | 0 | 0 | 0 | 0 | 0 | 0 | 0 | 0 | 0 | 0 | 0 | 0 | 0 | 0 | 0 | 0 | 0
| Total risk cost |  |  |  | 7521344.1603 | 8256186.2707 | 9105279.0134 | 10074998.0458 | 11180914.8583 | 12443902.0175 | 13946015.6803 | 15664389.824 | 17568927.6173 | 19606696.9728 | 21767991.0122 | 24161928.4005 | 26765039.8256 | 29443064.5455 | 32004042.0376 | 34471015.8786 | 36886489.2264 | 39160180.4788 | 41241868.0399 | 43057629.6791 | 44888994.1477 | 46757842.1078 | 48631648.588 | 50544916.1571 | 52467236.0688
OTHER BENEFITS
| Reduction in CO2 emissions |  |  | MWh | 0 | 0 | 0 | 0 | 0 | 0 | 0 | 0 | 0 | 0 | 0 | 0 | 0 | 0 | 0 | 0 | 0 | 0 | 0 | 0 | 0 | 0 | 0 | 0 | 0
| Value of reduction in CO2 emissions |  |  | $ | 0 | 0 | 0 | 0 | 0 | 0 | 0 | 0 | 0 | 0 | 0 | 0 | 0 | 0 | 0 | 0 | 0 | 0 | 0 | 0 | 0 | 0 | 0 | 0 | 0
| Reliability in worst-served areas | $/MWh | 0 | MWh | 0 | 0 | 0 | 0 | 0 | 0 | 0 | 0 | 0 | 0 | 0 | 0 | 0 | 0 | 0 | 0 | 0 | 0 | 0 | 0 | 0 | 0 | 0 | 0 | 0
| Network resilience | $/MWh | 0 | MWh | 0 | 0 | 0 | 0 | 0 | 0 | 0 | 0 | 0 | 0 | 0 | 0 | 0 | 0 | 0 | 0 | 0 | 0 | 0 | 0 | 0 | 0 | 0 | 0 | 0
| Enabling solar exports | $/MWh | 4220.9954 | MWh | 0 | 0 | 0 | 0 | 0 | 0 | 0 | 0 | 0 | 0 | 0 | 0 | 0 | 0 | 0 | 0 | 0 | 0 | 0 | 0 | 0 | 0 | 0 | 0 | 0
| Aesthetics | $/customer | 0 | customers | 0 | 0 | 0 | 0 | 0 | 0 | 0 | 0 | 0 | 0 | 0 | 0 | 0 | 0 | 0 | 0 | 0 | 0 | 0 | 0 | 0 | 0 | 0 | 0 | 0
| Customer value of time (res) | $/customer min | 0.54769 | mins | 0 | 0 | 0 | 0 | 0 | 0 | 0 | 0 | 0 | 0 | 0 | 0 | 0 | 0 | 0 | 0 | 0 | 0 | 0 | 0 | 0 | 0 | 0 | 0 | 0
| Customer value of time (bus) | $/customer min | 0.54769 | mins | 0 | 0 | 0 | 0 | 0 | 0 | 0 | 0 | 0 | 0 | 0 | 0 | 0 | 0 | 0 | 0 | 0 | 0 | 0 | 0 | 0 | 0 | 0 | 0 | 0
| Communication | $/customer | 0 | customers | 0 | 0 | 0 | 0 | 0 | 0 | 0 | 0 | 0 | 0 | 0 | 0 | 0 | 0 | 0 | 0 | 0 | 0 | 0 | 0 | 0 | 0 | 0 | 0 | 0
| Information accessibility | $/customer | 0 | customers | 0 | 0 | 0 | 0 | 0 | 0 | 0 | 0 | 0 | 0 | 0 | 0 | 0 | 0 | 0 | 0 | 0 | 0 | 0 | 0 | 0 | 0 | 0 | 0 | 0
| Other benefits 1 |  |  | 2023-12-31 | 0 | 0 | 0 | 0 | 0 | 0 | 0 | 0 | 0 | 0 | 0 | 0 | 0 | 0 | 0 | 0 | 0 | 0 | 0 | 0 | 0 | 0 | 0 | 0 | 0
| Other benefits 2 |  |  | 2023-12-31 | 0 | 0 | 0 | 0 | 0 | 0 | 0 | 0 | 0 | 0 | 0 | 0 | 0 | 0 | 0 | 0 | 0 | 0 | 0 | 0 | 0 | 0 | 0 | 0 | 0
| Total other benefits |  |  | 2023-12-31 | 0 | 0 | 0 | 0 | 0 | 0 | 0 | 0 | 0 | 0 | 0 | 0 | 0 | 0 | 0 | 0 | 0 | 0 | 0 | 0 | 0 | 0 | 0 | 0 | 0
SUMMARY
| Risks mitigated vs base case |  |  | 2023-12-31 | 0 | 28022.9064 | 65137.4799 | 113579.9045 | 176123.3853 | 256208.1873 | 298419.6214 | 347935.2311 | 381972.4772 | 406975.9419 | 420672.3064 | 436116.5702 | 453535.8734 | 472770.6896 | 472770.6896 | 472770.6896 | 472770.6896 | 472770.6896 | 472770.6896 | 472770.6896 | 472770.6896 | 472770.6896 | 472770.6896 | 472770.6896 | 472770.6896
Capital expenditure
| Cable replacement |  |  | 2023-12-31 | -1460007.376 | -1460007.376 | -1460007.376 | -1460007.376 | -1460007.376 | 0 | 0 | 0 | 0 | 0 | 0 | 0 | 0 | 0 | 0 | 0 | 0 | 0 | 0 | 0 | 0 | 0 | 0 | 0 | 0
| 0 |  |  | 2023-12-31 | 0 | 0 | 0 | 0 | 0 | 0 | 0 | 0 | 0 | 0 | 0 | 0 | 0 | 0 | 0 | 0 | 0 | 0 | 0 | 0 | 0 | 0 | 0 | 0 | 0
| 0 |  |  | 2023-12-31 | 0 | 0 | 0 | 0 | 0 | 0 | 0 | 0 | 0 | 0 | 0 | 0 | 0 | 0 | 0 | 0 | 0 | 0 | 0 | 0 | 0 | 0 | 0 | 0 | 0
Cumulative capex
| Cable replacement |  |  | 2023-12-31 | -1460007.376 | -2920014.752 | -4380022.128 | -5840029.504 | -7300036.88 | -7300036.88 | -7300036.88 | -7300036.88 | -7300036.88 | -7300036.88 | -7300036.88 | -7300036.88 | -7300036.88 | -7300036.88 | -7300036.88 | -7300036.88 | -7300036.88 | -7300036.88 | -7300036.88 | -7300036.88 | -7300036.88 | -7300036.88 | -7300036.88 | -7300036.88 | -7300036.88
| 0 |  |  | 2023-12-31 | 0 | 0 | 0 | 0 | 0 | 0 | 0 | 0 | 0 | 0 | 0 | 0 | 0 | 0 | 0 | 0 | 0 | 0 | 0 | 0 | 0 | 0 | 0 | 0 | 0
| 0 |  |  | 2023-12-31 | 0 | 0 | 0 | 0 | 0 | 0 | 0 | 0 | 0 | 0 | 0 | 0 | 0 | 0 | 0 | 0 | 0 | 0 | 0 | 0 | 0 | 0 | 0 | 0 | 0
Annualised capex
| Annualised capex - Cable replacement |  |  | 2023-12-31 | 0 | -58529.6828 | -117059.3656 | -175589.0485 | -234118.7313 | -292648.4141 | -292648.4141 | -292648.4141 | -292648.4141 | -292648.4141 | -292648.4141 | -292648.4141 | -292648.4141 | -292648.4141 | -292648.4141 | -292648.4141 | -292648.4141 | -292648.4141 | -292648.4141 | -292648.4141 | -292648.4141 | -292648.4141 | -292648.4141 | -292648.4141 | -292648.4141
| Annualised capex - |  |  | 2023-12-31 | 0 | 0 | 0 | 0 | 0 | 0 | 0 | 0 | 0 | 0 | 0 | 0 | 0 | 0 | 0 | 0 | 0 | 0 | 0 | 0 | 0 | 0 | 0 | 0 | 0
| Annualised capex - |  |  | 2023-12-31 | 0 | 0 | 0 | 0 | 0 | 0 | 0 | 0 | 0 | 0 | 0 | 0 | 0 | 0 | 0 | 0 | 0 | 0 | 0 | 0 | 0 | 0 | 0 | 0 | 0
| Total annualised capex |  |  | 2023-12-31 | 0 | -58529.6828 | -117059.3656 | -175589.0485 | -234118.7313 | -292648.4141 | -292648.4141 | -292648.4141 | -292648.4141 | -292648.4141 | -292648.4141 | -292648.4141 | -292648.4141 | -292648.4141 | -292648.4141 | -292648.4141 | -292648.4141 | -292648.4141 | -292648.4141 | -292648.4141 | -292648.4141 | -292648.4141 | -292648.4141 | -292648.4141 | -292648.4141
| Annualised capex |  |  | 2023-12-31 | 0 | -58529.6828 | -117059.3656 | -175589.0485 | -234118.7313 | -292648.4141 | -292648.4141 | -292648.4141 | -292648.4141 | -292648.4141 | -292648.4141 | -292648.4141 | -292648.4141 | -292648.4141 | -292648.4141 | -292648.4141 | -292648.4141 | -292648.4141 | -292648.4141 | -292648.4141 | -292648.4141 | -292648.4141 | -292648.4141 | -292648.4141 | -292648.4141
| Operating expenditure |  |  | 2023-12-31 | 0 | 0 | 0 | 0 | 0 | 0 | 0 | 0 | 0 | 0 | 0 | 0 | 0 | 0 | 0 | 0 | 0 | 0 | 0 | 0 | 0 | 0 | 0 | 0 | 0
| Risk mitigated |  |  | 2023-12-31 | 0 | 28022.9064 | 65137.4799 | 113579.9045 | 176123.3853 | 256208.1873 | 298419.6214 | 347935.2311 | 381972.4772 | 406975.9419 | 420672.3064 | 436116.5702 | 453535.8734 | 472770.6896 | 472770.6896 | 472770.6896 | 472770.6896 | 472770.6896 | 472770.6896 | 472770.6896 | 472770.6896 | 472770.6896 | 472770.6896 | 472770.6896 | 472770.6896
| Other benefits value |  |  | 2023-12-31 | 0 | 0 | 0 | 0 | 0 | 0 | 0 | 0 | 0 | 0 | 0 | 0 | 0 | 0 | 0 | 0 | 0 | 0 | 0 | 0 | 0 | 0 | 0 | 0 | 0
| Net benefits |  |  | 2023-12-31 | 0 | -30506.7764 | -51921.8857 | -62009.1439 | -57995.346 | -36440.2268 | 5771.2073 | 55286.817 | 89324.0631 | 114327.5278 | 128023.8923 | 143468.1561 | 160887.4593 | 180122.2755 | 180122.2755 | 180122.2755 | 180122.2755 | 180122.2755 | 180122.2755 | 180122.2755 | 180122.2755 | 180122.2755 | 180122.2755 | 180122.2755 | 180122.2755
| First capex year |  |  | 1
| First year |  |  | 1
SENSITIVITIES
NPV | Net benefits |  |  | Option 3NPV | 0 | -30506.7764 | -51921.8857 | -62009.1439 | -57995.346 | -36440.2268 | 5771.2073 | 55286.817 | 89324.0631 | 114327.5278 | 128023.8923 | 143468.1561 | 160887.4593 | 180122.2755 | 180122.2755 | 180122.2755 | 180122.2755 | 180122.2755 | 180122.2755 | 180122.2755 | 180122.2755 | 180122.2755 | 180122.2755 | 180122.2755 | 180122.2755
| Total annualised capex |  |  |  | 0 | -58529.6828 | -117059.3656 | -175589.0485 | -234118.7313 | -292648.4141 | -292648.4141 | -292648.4141 | -292648.4141 | -292648.4141 | -292648.4141 | -292648.4141 | -292648.4141 | -292648.4141 | -292648.4141 | -292648.4141 | -292648.4141 | -292648.4141 | -292648.4141 | -292648.4141 | -292648.4141 | -292648.4141 | -292648.4141 | -292648.4141 | -292648.4141
| Total benefits |  |  |  | 0 | 28022.9064 | 65137.4799 | 113579.9045 | 176123.3853 | 256208.1873 | 298419.6214 | 347935.2311 | 381972.4772 | 406975.9419 | 420672.3064 | 436116.5702 | 453535.8734 | 472770.6896 | 472770.6896 | 472770.6896 | 472770.6896 | 472770.6896 | 472770.6896 | 472770.6896 | 472770.6896 | 472770.6896 | 472770.6896 | 472770.6896 | 472770.6896
|  | Capex | Total benefits
sens1 | Capex 10% higher | 10% | 0% | Option 3sens1 | 0 | -36359.7447 | -63627.8223 | -79568.0488 | -81407.2191 | -65705.0682 | -23493.6342 | 26021.9756 | 60059.2217 | 85062.6864 | 98759.0509 | 114203.3147 | 131622.6179 | 150857.4341 | 150857.4341 | 150857.4341 | 150857.4341 | 150857.4341 | 150857.4341 | 150857.4341 | 150857.4341 | 150857.4341 | 150857.4341 | 150857.4341 | 150857.4341
sens2 | Capex 10% lower | -10% | 0% | Option 3sens2 | 0 | -24653.8081 | -40215.9491 | -44450.2391 | -34583.4728 | -7175.3854 | 35036.0487 | 84551.6584 | 118588.9046 | 143592.3692 | 157288.7337 | 172732.9975 | 190152.3007 | 209387.1169 | 209387.1169 | 209387.1169 | 209387.1169 | 209387.1169 | 209387.1169 | 209387.1169 | 209387.1169 | 209387.1169 | 209387.1169 | 209387.1169 | 209387.1169
sens3 | Total benefits 10% higher | 0% | 10% | Option 3sens3 | 0 | -27704.4857 | -45408.1377 | -50651.1535 | -40383.0074 | -10819.4081 | 35613.1694 | 90080.3401 | 127521.3109 | 155025.122 | 170091.1229 | 187079.8131 | 206241.0467 | 227399.3444 | 227399.3444 | 227399.3444 | 227399.3444 | 227399.3444 | 227399.3444 | 227399.3444 | 227399.3444 | 227399.3444 | 227399.3444 | 227399.3444 | 227399.3444
sens4 | Total benefits 10% lower | 0% | -10% | Option 3sens4 | 0 | -33309.067 | -58435.6337 | -73367.1344 | -75607.6845 | -62061.0455 | -24070.7549 | 20493.2939 | 51126.8154 | 73629.9336 | 85956.6617 | 99856.4991 | 115533.872 | 132845.2065 | 132845.2065 | 132845.2065 | 132845.2065 | 132845.2065 | 132845.2065 | 132845.2065 | 132845.2065 | 132845.2065 | 132845.2065 | 132845.2065 | 132845.2065
sens5 | Capex 10% higher & total benefits 10% lower | 10% | -10% | Option 3sens5 | 0 | -39162.0353 | -70141.5703 | -90926.0392 | -99019.5576 | -91325.8869 | -53335.5963 | -8771.5475 | 21861.974 | 44365.0922 | 56691.8202 | 70591.6577 | 86269.0306 | 103580.3651 | 103580.3651 | 103580.3651 | 103580.3651 | 103580.3651 | 103580.3651 | 103580.3651 | 103580.3651 | 103580.3651 | 103580.3651 | 103580.3651 | 103580.3651
sens | 0 | 0% | 0% | Option 3sens | 0 | -30506.7764 | -51921.8857 | -62009.1439 | -57995.346 | -36440.2268 | 5771.2073 | 55286.817 | 89324.0631 | 114327.5278 | 128023.8923 | 143468.1561 | 160887.4593 | 180122.2755 | 180122.2755 | 180122.2755 | 180122.2755 | 180122.2755 | 180122.2755 | 180122.2755 | 180122.2755 | 180122.2755 | 180122.2755 | 180122.2755 | 180122.2755
sens | 0 | 0% | 0% | Option 3sens | 0 | -30506.7764 | -51921.8857 | -62009.1439 | -57995.346 | -36440.2268 | 5771.2073 | 55286.817 | 89324.0631 | 114327.5278 | 128023.8923 | 143468.1561 | 160887.4593 | 180122.2755 | 180122.2755 | 180122.2755 | 180122.2755 | 180122.2755 | 180122.2755 | 180122.2755 | 180122.2755 | 180122.2755 | 180122.2755 | 180122.2755 | 180122.2755
sens | 0 | 0% | 0% | Option 3sens | 0 | -30506.7764 | -51921.8857 | -62009.1439 | -57995.346 | -36440.2268 | 5771.2073 | 55286.817 | 89324.0631 | 114327.5278 | 128023.8923 | 143468.1561 | 160887.4593 | 180122.2755 | 180122.2755 | 180122.2755 | 180122.2755 | 180122.2755 | 180122.2755 | 180122.2755 | 180122.2755 | 180122.2755 | 180122.2755 | 180122.2755 | 180122.2755

## Option4
CitiPower
HV cable replacement
OPTION 4 | Monitor highest delta risk cable sections and replace those with high partial discharge
Count |  |  |  |  | 1 | 2 | 3 | 4 | 5 | 6 | 7 | 8 | 9 | 10 | 11 | 12 | 13 | 14 | 15 | 16 | 17 | 18 | 19 | 20 | 21 | 22 | 23 | 24 | 25
Value of CO2 reductions |  |  |  | $/MWh | 24.7305 | 22.3407 | 20.1963 | 18.0629 | 15.9134 | 13.7151 | 13.7151 | 13.7151 | 13.7151 | 13.7151 | 13.7151 | 13.7151 | 13.7151 | 13.7151 | 13.7151 | 13.7151 | 13.7151 | 13.7151 | 13.7151 | 13.7151 | 13.7151 | 13.7151 | 13.7151 | 13.7151 | 13.7151
|  |  |  | Units | 2026-27 | 2027-28 | 2028-29 | 2029-30 | 2030-31 | 2031-32 | 2032-33 | 2033-34 | 2034-35 | 2035-36 | 2036-37 | 2037-38 | 2038-39 | 2039-40 | 2040-41 | 2041-42 | 2042-43 | 2043-44 | 2044-45 | 2045-46 | 2046-47 | 2047-48 | 2048-49 | 2049-50 | 2050-51
INVESTMENT & OPERATING COST
| Capex |  | Asset life (yrs)
| Condition assessment of top 30 delta risk cable sections |  | 1 | 2023-12-31 | 1000000 | 1000000 | 1000000 | 1000000 | 1000000 | 0 | 0 | 0 | 0 | 0 | 0 | 0 | 0 | 0 | 0 | 0 | 0 | 0 | 0 | 0 | 0 | 0 | 0 | 0 | 0
| Replacement of poor condition cable sections |  | 60 | 2023-12-31 | 0 | 385780.9954 | 385780.9954 | 385780.9954 | 385780.9954 | 0 | 0 | 0 | 0 | 0 | 0 | 0 | 0 | 0 | 0 | 0 | 0 | 0 | 0 | 0 | 0 | 0 | 0 | 0 | 0
|  |  | 0 | 2023-12-31 | 0 | 0 | 0 | 0 | 0 | 0 | 0 | 0 | 0 | 0 | 0 | 0 | 0 | 0 | 0 | 0 | 0 | 0 | 0 | 0 | 0 | 0 | 0 | 0 | 0
| Capital expenditure |  |  | 2023-12-31 | 1000000 | 1385780.9954 | 1385780.9954 | 1385780.9954 | 1385780.9954 | 0 | 0 | 0 | 0 | 0 | 0 | 0 | 0 | 0 | 0 | 0 | 0 | 0 | 0 | 0 | 0 | 0 | 0 | 0 | 0
| Operating expenditure |  |  | 2023-12-31 | 0 | 0 | 0 | 0 | 0 | 0 | 0 | 0 | 0 | 0 | 0 | 0 | 0 | 0 | 0 | 0 | 0 | 0 | 0 | 0 | 0 | 0 | 0 | 0 | 0
RISK ASSUMPTIONS
| PoF (major) |  |  |  | 0 | 0 | 0 | 0 | 0 | 0 | 0 | 0 | 0 | 0 | 0 | 0 | 0 | 0 | 0 | 0 | 0 | 0 | 0 | 0 | 0 | 0 | 0 | 0 | 0
| PoF (reparable) |  |  |  | 0 | 0 | 0 | 0 | 0 | 0 | 0 | 0 | 0 | 0 | 0 | 0 | 0 | 0 | 0 | 0 | 0 | 0 | 0 | 0 | 0 | 0 | 0 | 0 | 0
| Energy at risk (weighted) |  |  | MWh | 79.7427 | 87.7743 | 97.1064 | 107.8261 | 120.1249 | 137.2758 | 153.9578 | 173.0552 | 194.0099 | 216.3237 | 239.8641 | 265.9418 | 294.306 | 323.499 | 351.2253 | 377.9447 | 404.111 | 428.7411 | 451.291 | 470.9598 | 490.7974 | 511.0409 | 531.3379 | 552.0625 | 572.888
| Energy at risk value | $/MWh | 47819.7904 | 2023-12-31 | 3813278.5078 | 4197348.0655 | 4643605.4834 | 5156219.2569 | 5744345.4263 | 6564500.8769 | 7362228.0781 | 8275463.3563 | 9277514.0028 | 10344552.2234 | 11470251.761 | 12717281.2463 | 14073651.9788 | 15469653.9986 | 16795521.2969 | 18073236.4428 | 19324502.0988 | 20502309.2805 | 21580639.7144 | 22521196.7808 | 23469827.9393 | 24437867.8902 | 25408466.0125 | 26399512.7059 | 27395385.4119
| Safety consequence | (after DF) |  | 2023-12-31 | 920955.7878 | 1013842.6426 | 1121765.2188 | 1245739.719 | 1387984.3636 | 1579401.1063 | 1771356.1267 | 1991104.387 | 2232193.6649 | 2488881.6289 | 2759652.4811 | 3059606.7043 | 3385858.6841 | 3721647.1914 | 4040547.0453 | 4347841.1156 | 4648763.5152 | 4932020.1423 | 5191353.8614 | 5417554.707 | 5645697.7245 | 5878508.8434 | 6111935.6774 | 6350279.9552 | 6589778.4603
| Unplanned replacements |  |  | 2023-12-31 | 1909923.6351 | 2095559.3544 | 2311479.7625 | 2559279.7778 | 2843184.6653 | 3601168.4037 | 4037535.4246 | 4537147.7306 | 5086927.3262 | 5674294.1626 | 6295450.3152 | 6983597.7623 | 7732220.4705 | 8502513.9736 | 9235084.9093 | 9942309.2596 | 10635440.6035 | 11287849.8195 | 11885118.2863 | 12406023.6134 | 12931380.7919 | 13467468.7605 | 14004948.3186 | 14553772.0913 | 15105602.8751
| Environmental consequence | (after DF) |  | 2023-12-31 | 126119.7989 | 138836.8032 | 153612.4385 | 170585.6239 | 190059.9536 | 216445.5498 | 242750.9802 | 272865.2141 | 305904.7999 | 341083.0368 | 378192.0328 | 419300.6145 | 464013.3596 | 510032.9822 | 553738.5107 | 595854.082 | 637096.6692 | 675918.0783 | 711460.7417 | 742462.3936 | 773730.2174 | 805637.8125 | 837629.781 | 870295.7127 | 903120.0019
| Response cost |  |  | 2023-12-31 | 399046.0194 | 439481.2761 | 486455.5204 | 540422.8233 | 602354.3936 | 675605.7162 | 757751.5977 | 851789.7071 | 954916.1953 | 1064660.9522 | 1180384.7514 | 1308579.9531 | 1448010.5031 | 1591522.3718 | 1727788.8712 | 1859060.933 | 1987595.7719 | 2108585.7676 | 2219358.4383 | 2315980.1042 | 2413431.9234 | 2512878.2347 | 2612588.2546 | 2714398.2205 | 2816691.8481
|  |  |  | 2023-12-31 | 0 | 0 | 0 | 0 | 0 | 0 | 0 | 0 | 0 | 0 | 0 | 0 | 0 | 0 | 0 | 0 | 0 | 0 | 0 | 0 | 0 | 0 | 0 | 0 | 0
| Total risk cost |  |  |  | 7169323.749 | 7885068.1417 | 8716918.4236 | 9672247.2009 | 10767928.8023 | 12637121.6529 | 14171622.2072 | 15928370.3952 | 17857455.989 | 19913472.0038 | 22083931.3415 | 24488366.2805 | 27103754.996 | 29795370.5176 | 32352680.6334 | 34818301.833 | 37233398.6586 | 39506683.0882 | 41587931.0422 | 43403217.599 | 45234068.5966 | 47102361.5413 | 48975568.044 | 50888258.6856 | 52810578.5973
OTHER BENEFITS
| Reduction in CO2 emissions |  |  | MWh | 0 | 0 | 0 | 0 | 0 | 0 | 0 | 0 | 0 | 0 | 0 | 0 | 0 | 0 | 0 | 0 | 0 | 0 | 0 | 0 | 0 | 0 | 0 | 0 | 0
| Value of reduction in CO2 emissions |  |  | $ | 0 | 0 | 0 | 0 | 0 | 0 | 0 | 0 | 0 | 0 | 0 | 0 | 0 | 0 | 0 | 0 | 0 | 0 | 0 | 0 | 0 | 0 | 0 | 0 | 0
| Reliability in worst-served areas | $/MWh | 0 | MWh | 0 | 0 | 0 | 0 | 0 | 0 | 0 | 0 | 0 | 0 | 0 | 0 | 0 | 0 | 0 | 0 | 0 | 0 | 0 | 0 | 0 | 0 | 0 | 0 | 0
| Network resilience | $/MWh | 0 | MWh | 0 | 0 | 0 | 0 | 0 | 0 | 0 | 0 | 0 | 0 | 0 | 0 | 0 | 0 | 0 | 0 | 0 | 0 | 0 | 0 | 0 | 0 | 0 | 0 | 0
| Enabling solar exports | $/MWh | 4220.9954 | MWh | 0 | 0 | 0 | 0 | 0 | 0 | 0 | 0 | 0 | 0 | 0 | 0 | 0 | 0 | 0 | 0 | 0 | 0 | 0 | 0 | 0 | 0 | 0 | 0 | 0
| Aesthetics | $/customer | 0 | customers | 0 | 0 | 0 | 0 | 0 | 0 | 0 | 0 | 0 | 0 | 0 | 0 | 0 | 0 | 0 | 0 | 0 | 0 | 0 | 0 | 0 | 0 | 0 | 0 | 0
| Customer value of time (res) | $/customer min | 0.54769 | mins | 0 | 0 | 0 | 0 | 0 | 0 | 0 | 0 | 0 | 0 | 0 | 0 | 0 | 0 | 0 | 0 | 0 | 0 | 0 | 0 | 0 | 0 | 0 | 0 | 0
| Customer value of time (bus) | $/customer min | 0.54769 | mins | 0 | 0 | 0 | 0 | 0 | 0 | 0 | 0 | 0 | 0 | 0 | 0 | 0 | 0 | 0 | 0 | 0 | 0 | 0 | 0 | 0 | 0 | 0 | 0 | 0
| Communication | $/customer | 0 | customers | 0 | 0 | 0 | 0 | 0 | 0 | 0 | 0 | 0 | 0 | 0 | 0 | 0 | 0 | 0 | 0 | 0 | 0 | 0 | 0 | 0 | 0 | 0 | 0 | 0
| Information accessibility | $/customer | 0 | customers | 0 | 0 | 0 | 0 | 0 | 0 | 0 | 0 | 0 | 0 | 0 | 0 | 0 | 0 | 0 | 0 | 0 | 0 | 0 | 0 | 0 | 0 | 0 | 0 | 0
| Other benefits 1 |  |  | 2023-12-31 | 0 | 0 | 0 | 0 | 0 | 0 | 0 | 0 | 0 | 0 | 0 | 0 | 0 | 0 | 0 | 0 | 0 | 0 | 0 | 0 | 0 | 0 | 0 | 0 | 0
| Other benefits 2 |  |  | 2023-12-31 | 0 | 0 | 0 | 0 | 0 | 0 | 0 | 0 | 0 | 0 | 0 | 0 | 0 | 0 | 0 | 0 | 0 | 0 | 0 | 0 | 0 | 0 | 0 | 0 | 0
| Total other benefits |  |  | 2023-12-31 | 0 | 0 | 0 | 0 | 0 | 0 | 0 | 0 | 0 | 0 | 0 | 0 | 0 | 0 | 0 | 0 | 0 | 0 | 0 | 0 | 0 | 0 | 0 | 0 | 0
SUMMARY
| Risks mitigated vs base case |  |  | 2023-12-31 | 352020.4114 | 399141.0354 | 453498.0697 | 516330.7494 | 589109.4413 | 62988.5519 | 72813.0944 | 83954.66 | 93444.1055 | 100200.9109 | 104731.9772 | 109678.6902 | 114820.703 | 120464.7175 | 124132.0938 | 125484.7351 | 125861.2575 | 126268.0801 | 126707.6874 | 127182.7697 | 127696.2407 | 128251.256 | 128851.2336 | 129428.1611 | 129428.1611
Capital expenditure
| Condition assessment of top 30 delta risk cable sections |  |  | 2023-12-31 | -1000000 | -1000000 | -1000000 | -1000000 | -1000000 | 0 | 0 | 0 | 0 | 0 | 0 | 0 | 0 | 0 | 0 | 0 | 0 | 0 | 0 | 0 | 0 | 0 | 0 | 0 | 0
| Replacement of poor condition cable sections |  |  | 2023-12-31 | 0 | -385780.9954 | -385780.9954 | -385780.9954 | -385780.9954 | 0 | 0 | 0 | 0 | 0 | 0 | 0 | 0 | 0 | 0 | 0 | 0 | 0 | 0 | 0 | 0 | 0 | 0 | 0 | 0
| 0 |  |  | 2023-12-31 | 0 | 0 | 0 | 0 | 0 | 0 | 0 | 0 | 0 | 0 | 0 | 0 | 0 | 0 | 0 | 0 | 0 | 0 | 0 | 0 | 0 | 0 | 0 | 0 | 0
Cumulative capex
| Condition assessment of top 30 delta risk cable sections |  |  | 2023-12-31 | -1000000 | -1000000 | -1000000 | -1000000 | -1000000 | 0 | 0 | 0 | 0 | 0 | 0 | 0 | 0 | 0 | 0 | 0 | 0 | 0 | 0 | 0 | 0 | 0 | 0 | 0 | 0
| Replacement of poor condition cable sections |  |  | 2023-12-31 | 0 | -385780.9954 | -771561.9908 | -1157342.9862 | -1543123.9816 | -1543123.9816 | -1543123.9816 | -1543123.9816 | -1543123.9816 | -1543123.9816 | -1543123.9816 | -1543123.9816 | -1543123.9816 | -1543123.9816 | -1543123.9816 | -1543123.9816 | -1543123.9816 | -1543123.9816 | -1543123.9816 | -1543123.9816 | -1543123.9816 | -1543123.9816 | -1543123.9816 | -1543123.9816 | -1543123.9816
| 0 |  |  | 2023-12-31 | 0 | 0 | 0 | 0 | 0 | 0 | 0 | 0 | 0 | 0 | 0 | 0 | 0 | 0 | 0 | 0 | 0 | 0 | 0 | 0 | 0 | 0 | 0 | 0 | 0
Annualised capex
| Annualised capex - Condition assessment of top 30 delta risk cable sections |  |  | 2023-12-31 | 0 | -1035000 | -1035000 | -1035000 | -1035000 | -1035000 | 0 | 0 | 0 | 0 | 0 | 0 | 0 | 0 | 0 | 0 | 0 | 0 | 0 | 0 | 0 | 0 | 0 | 0 | 0
| Annualised capex - Replacement of poor condition cable sections |  |  | 2023-12-31 | 0 | 0 | -15465.4282 | -30930.8565 | -46396.2847 | -61861.7129 | -61861.7129 | -61861.7129 | -61861.7129 | -61861.7129 | -61861.7129 | -61861.7129 | -61861.7129 | -61861.7129 | -61861.7129 | -61861.7129 | -61861.7129 | -61861.7129 | -61861.7129 | -61861.7129 | -61861.7129 | -61861.7129 | -61861.7129 | -61861.7129 | -61861.7129
| Annualised capex - |  |  | 2023-12-31 | 0 | 0 | 0 | 0 | 0 | 0 | 0 | 0 | 0 | 0 | 0 | 0 | 0 | 0 | 0 | 0 | 0 | 0 | 0 | 0 | 0 | 0 | 0 | 0 | 0
| Total annualised capex |  |  | 2023-12-31 | 0 | -1035000 | -1050465.4282 | -1065930.8565 | -1081396.2847 | -1096861.7129 | -61861.7129 | -61861.7129 | -61861.7129 | -61861.7129 | -61861.7129 | -61861.7129 | -61861.7129 | -61861.7129 | -61861.7129 | -61861.7129 | -61861.7129 | -61861.7129 | -61861.7129 | -61861.7129 | -61861.7129 | -61861.7129 | -61861.7129 | -61861.7129 | -61861.7129
| Annualised capex |  |  | 2023-12-31 | 0 | -1035000 | -1050465.4282 | -1065930.8565 | -1081396.2847 | -1096861.7129 | -61861.7129 | -61861.7129 | -61861.7129 | -61861.7129 | -61861.7129 | -61861.7129 | -61861.7129 | -61861.7129 | -61861.7129 | -61861.7129 | -61861.7129 | -61861.7129 | -61861.7129 | -61861.7129 | -61861.7129 | -61861.7129 | -61861.7129 | -61861.7129 | -61861.7129
| Operating expenditure |  |  | 2023-12-31 | 0 | 0 | 0 | 0 | 0 | 0 | 0 | 0 | 0 | 0 | 0 | 0 | 0 | 0 | 0 | 0 | 0 | 0 | 0 | 0 | 0 | 0 | 0 | 0 | 0
| Risk mitigated |  |  | 2023-12-31 | 352020.4114 | 399141.0354 | 453498.0697 | 516330.7494 | 589109.4413 | 62988.5519 | 72813.0944 | 83954.66 | 93444.1055 | 100200.9109 | 104731.9772 | 109678.6902 | 114820.703 | 120464.7175 | 124132.0938 | 125484.7351 | 125861.2575 | 126268.0801 | 126707.6874 | 127182.7697 | 127696.2407 | 128251.256 | 128851.2336 | 129428.1611 | 129428.1611
| Other benefits value |  |  | 2023-12-31 | 0 | 0 | 0 | 0 | 0 | 0 | 0 | 0 | 0 | 0 | 0 | 0 | 0 | 0 | 0 | 0 | 0 | 0 | 0 | 0 | 0 | 0 | 0 | 0 | 0
| Net benefits |  |  | 2023-12-31 | 352020.4114 | -635858.9646 | -596967.3586 | -549600.1071 | -492286.8434 | -1033873.161 | 10951.3815 | 22092.947 | 31582.3925 | 38339.1979 | 42870.2642 | 47816.9773 | 52958.9901 | 58603.0045 | 62270.3809 | 63623.0222 | 63999.5445 | 64406.3672 | 64845.9744 | 65321.0567 | 65834.5277 | 66389.5431 | 66989.5206 | 67566.4481 | 67566.4481
| First capex year |  |  | 1
| First year |  |  | 1
SENSITIVITIES
NPV | Net benefits |  |  | Option 4NPV | 352020.4114 | -635858.9646 | -596967.3586 | -549600.1071 | -492286.8434 | -1033873.161 | 10951.3815 | 22092.947 | 31582.3925 | 38339.1979 | 42870.2642 | 47816.9773 | 52958.9901 | 58603.0045 | 62270.3809 | 63623.0222 | 63999.5445 | 64406.3672 | 64845.9744 | 65321.0567 | 65834.5277 | 66389.5431 | 66989.5206 | 67566.4481 | 67566.4481
| Total annualised capex |  |  |  | 0 | -1035000 | -1050465.4282 | -1065930.8565 | -1081396.2847 | -1096861.7129 | -61861.7129 | -61861.7129 | -61861.7129 | -61861.7129 | -61861.7129 | -61861.7129 | -61861.7129 | -61861.7129 | -61861.7129 | -61861.7129 | -61861.7129 | -61861.7129 | -61861.7129 | -61861.7129 | -61861.7129 | -61861.7129 | -61861.7129 | -61861.7129 | -61861.7129
| Total benefits |  |  |  | 352020.4114 | 399141.0354 | 453498.0697 | 516330.7494 | 589109.4413 | 62988.5519 | 72813.0944 | 83954.66 | 93444.1055 | 100200.9109 | 104731.9772 | 109678.6902 | 114820.703 | 120464.7175 | 124132.0938 | 125484.7351 | 125861.2575 | 126268.0801 | 126707.6874 | 127182.7697 | 127696.2407 | 128251.256 | 128851.2336 | 129428.1611 | 129428.1611
|  | Capex | Total benefits
sens1 | Capex 10% higher | 10% | 0% | Option 4sens1 | 352020.4114 | -739358.9646 | -702013.9014 | -656193.1927 | -600426.4719 | -1143559.3323 | 4765.2102 | 15906.7757 | 25396.2212 | 32153.0266 | 36684.0929 | 41630.806 | 46772.8188 | 52416.8332 | 56084.2096 | 57436.8509 | 57813.3732 | 58220.1959 | 58659.8031 | 59134.8854 | 59648.3564 | 60203.3718 | 60803.3493 | 61380.2768 | 61380.2768
sens2 | Capex 10% lower | -10% | 0% | Option 4sens2 | 352020.4114 | -532358.9646 | -491920.8157 | -443007.0214 | -384147.2149 | -924186.9897 | 17137.5528 | 28279.1183 | 37768.5638 | 44525.3692 | 49056.4355 | 54003.1486 | 59145.1614 | 64789.1758 | 68456.5522 | 69809.1935 | 70185.7158 | 70592.5385 | 71032.1457 | 71507.228 | 72020.699 | 72575.7144 | 73175.6919 | 73752.6194 | 73752.6194
sens3 | Total benefits 10% higher | 0% | 10% | Option 4sens3 | 387222.4525 | -595944.8611 | -551617.5516 | -497967.0321 | -433375.8992 | -1027574.3058 | 18232.6909 | 30488.413 | 40926.8031 | 48359.289 | 53343.462 | 58784.8463 | 64441.0604 | 70649.4763 | 74683.5903 | 76171.4957 | 76585.6703 | 77033.1752 | 77516.7432 | 78039.3337 | 78604.1518 | 79214.6687 | 79874.644 | 80509.2643 | 80509.2643
sens4 | Total benefits 10% lower | 0% | -10% | Option 4sens4 | 316818.3702 | -675773.0682 | -642317.1655 | -601233.182 | -551197.7875 | -1040172.0162 | 3670.072 | 13697.481 | 22237.982 | 28319.1068 | 32397.0665 | 36849.1082 | 41476.9198 | 46556.5328 | 49857.1715 | 51074.5487 | 51413.4188 | 51779.5592 | 52175.2057 | 52602.7798 | 53064.9037 | 53564.4175 | 54104.3973 | 54623.632 | 54623.632
sens5 | Capex 10% higher & total benefits 10% lower | 10% | -10% | Option 4sens5 | 316818.3702 | -779273.0682 | -747363.7083 | -707826.2677 | -659337.416 | -1149858.1875 | -2516.0993 | 7511.3097 | 16051.8107 | 22132.9356 | 26210.8952 | 30662.9369 | 35290.7485 | 40370.3615 | 43671.0002 | 44888.3774 | 45227.2475 | 45593.3879 | 45989.0344 | 46416.6085 | 46878.7324 | 47378.2462 | 47918.226 | 48437.4607 | 48437.4607
sens | 0 | 0% | 0% | Option 4sens | 352020.4114 | -635858.9646 | -596967.3586 | -549600.1071 | -492286.8434 | -1033873.161 | 10951.3815 | 22092.947 | 31582.3925 | 38339.1979 | 42870.2642 | 47816.9773 | 52958.9901 | 58603.0045 | 62270.3809 | 63623.0222 | 63999.5445 | 64406.3672 | 64845.9744 | 65321.0567 | 65834.5277 | 66389.5431 | 66989.5206 | 67566.4481 | 67566.4481
sens | 0 | 0% | 0% | Option 4sens | 352020.4114 | -635858.9646 | -596967.3586 | -549600.1071 | -492286.8434 | -1033873.161 | 10951.3815 | 22092.947 | 31582.3925 | 38339.1979 | 42870.2642 | 47816.9773 | 52958.9901 | 58603.0045 | 62270.3809 | 63623.0222 | 63999.5445 | 64406.3672 | 64845.9744 | 65321.0567 | 65834.5277 | 66389.5431 | 66989.5206 | 67566.4481 | 67566.4481
sens | 0 | 0% | 0% | Option 4sens | 352020.4114 | -635858.9646 | -596967.3586 | -549600.1071 | -492286.8434 | -1033873.161 | 10951.3815 | 22092.947 | 31582.3925 | 38339.1979 | 42870.2642 | 47816.9773 | 52958.9901 | 58603.0045 | 62270.3809 | 63623.0222 | 63999.5445 | 64406.3672 | 64845.9744 | 65321.0567 | 65834.5277 | 66389.5431 | 66989.5206 | 67566.4481 | 67566.4481

## Option5
CitiPower
HV cable replacement
OPTION 5 | Replace highest 5 delta risk cable sections and monitor further 10
Count |  |  |  |  | 1 | 2 | 3 | 4 | 5 | 6 | 7 | 8 | 9 | 10 | 11 | 12 | 13 | 14 | 15 | 16 | 17 | 18 | 19 | 20 | 21 | 22 | 23 | 24 | 25
Value of CO2 reductions |  |  |  | $/MWh | 24.7305 | 22.3407 | 20.1963 | 18.0629 | 15.9134 | 13.7151 | 13.7151 | 13.7151 | 13.7151 | 13.7151 | 13.7151 | 13.7151 | 13.7151 | 13.7151 | 13.7151 | 13.7151 | 13.7151 | 13.7151 | 13.7151 | 13.7151 | 13.7151 | 13.7151 | 13.7151 | 13.7151 | 13.7151
|  |  |  | Units | 2026-27 | 2027-28 | 2028-29 | 2029-30 | 2030-31 | 2031-32 | 2032-33 | 2033-34 | 2034-35 | 2035-36 | 2036-37 | 2037-38 | 2038-39 | 2039-40 | 2040-41 | 2041-42 | 2042-43 | 2043-44 | 2044-45 | 2045-46 | 2046-47 | 2047-48 | 2048-49 | 2049-50 | 2050-51
INVESTMENT & OPERATING COST
| Capex |  | Asset life (yrs)
| Cable replacement (top 5) |  | 60 | 2023-12-31 | 765966.176 | 765966.176 | 765966.176 | 765966.176 | 765966.176 | 0 | 0 | 0 | 0 | 0 | 0 | 0 | 0 | 0 | 0 | 0 | 0 | 0 | 0 | 0 | 0 | 0 | 0 | 0 | 0
| Condition assessment of next 10 delta risk cable sections |  | 1 | 2023-12-31 | 333333.3333 | 333333.3333 | 333333.3333 | 333333.3333 | 333333.3333 | 0 | 0 | 0 | 0 | 0 | 0 | 0 | 0 | 0 | 0 | 0 | 0 | 0 | 0 | 0 | 0 | 0 | 0 | 0 | 0
| Replacement of poor condition cable sections |  | 60 | 2023-12-31 | 0 | 0 | 0 | 0 | 346490.6 | 0 | 0 | 0 | 0 | 0 | 0 | 0 | 0 | 0 | 0 | 0 | 0 | 0 | 0 | 0 | 0 | 0 | 0 | 0 | 0
| Capital expenditure |  |  | 2023-12-31 | 1099299.5093 | 1099299.5093 | 1099299.5093 | 1099299.5093 | 1445790.1093 | 0 | 0 | 0 | 0 | 0 | 0 | 0 | 0 | 0 | 0 | 0 | 0 | 0 | 0 | 0 | 0 | 0 | 0 | 0 | 0
| Operating expenditure |  |  | 2023-12-31 | 0 | 0 | 0 | 0 | 0 | 0 | 0 | 0 | 0 | 0 | 0 | 0 | 0 | 0 | 0 | 0 | 0 | 0 | 0 | 0 | 0 | 0 | 0 | 0 | 0
RISK ASSUMPTIONS
| PoF (major) |  |  |  | 0 | 0 | 0 | 0 | 0 | 0 | 0 | 0 | 0 | 0 | 0 | 0 | 0 | 0 | 0 | 0 | 0 | 0 | 0 | 0 | 0 | 0 | 0 | 0 | 0
| PoF (reparable) |  |  |  | 0 | 0 | 0 | 0 | 0 | 0 | 0 | 0 | 0 | 0 | 0 | 0 | 0 | 0 | 0 | 0 | 0 | 0 | 0 | 0 | 0 | 0 | 0 | 0 | 0
| Energy at risk (weighted) |  |  | MWh | 81.0459 | 89.1537 | 98.599 | 109.4366 | 121.8564 | 136.9026 | 153.5188 | 172.5368 | 193.4546 | 215.7597 | 239.2941 | 265.3643 | 293.7179 | 322.8991 | 350.6365 | 377.3608 | 403.5289 | 428.1611 | 450.7131 | 470.3842 | 490.2244 | 510.4706 | 530.7706 | 551.4981 | 572.3236
| Energy at risk value | $/MWh | 47819.7904 | 2023-12-31 | 3875598.8781 | 4263312.2267 | 4714985.8119 | 5233233.2298 | 5827148.6143 | 6546651.2852 | 7341234.9958 | 8250672.3871 | 9250956.1961 | 10317582.4142 | 11442993.2038 | 12689662.9734 | 14045529.3811 | 15440965.2668 | 16767366.1973 | 18045313.6679 | 19296668.3278 | 20474571.6759 | 21553006.026 | 22493675.3944 | 23442427.9293 | 24410599.077 | 25381339.0244 | 26372522.0943 | 27368394.8004
| Safety consequence | (after DF) |  | 2023-12-31 | 937071.2295 | 1024888.8435 | 1133494.2828 | 1258113.6218 | 1400935.5256 | 1574532.7293 | 1765645.0965 | 1984382.9336 | 2224953.6462 | 2481468.0718 | 2752119.2779 | 3051932.2537 | 3378006.1295 | 3713596.1012 | 4032578.0534 | 4339911.5437 | 4640851.1805 | 4924126.4319 | 5183480.2762 | 5409702.8709 | 5637869.3951 | 5870705.9225 | 6104160.2233 | 6342530.9128 | 6582029.418
| Unplanned replacements |  |  | 2023-12-31 | 2159114.733 | 2259041.5278 | 2483720.3236 | 2739268.6672 | 3029359.1271 | 3518229.7843 | 3940290.6123 | 4422777.3944 | 4963595.5823 | 5547799.3219 | 6166780.3719 | 6852378.3489 | 7597836.2011 | 8364605.7712 | 9098358.9097 | 9806169.9174 | 10499567.797 | 11152264.998 | 11749844.6575 | 12271086.2898 | 12796806.9484 | 13333287.8058 | 13871192.0809 | 14420424.2538 | 14972255.0376
| Environmental consequence | (after DF) |  | 2023-12-31 | 128429.5992 | 140420.0374 | 155293.5464 | 172359.1555 | 191916.2228 | 215747.7732 | 241932.4275 | 271901.839 | 304867.0996 | 340020.4636 | 377112.3109 | 418200.6478 | 462887.8656 | 508879.0324 | 552596.3279 | 594717.5493 | 635962.607 | 674786.6855 | 710332.2334 | 741337.0026 | 772608.1956 | 804519.4324 | 836515.3377 | 869185.0549 | 902009.3441
| Response cost |  |  | 2023-12-31 | 400238.0528 | 440399.6131 | 487458.5188 | 541516.5655 | 603544.8863 | 675413.7333 | 757525.5113 | 851522.1198 | 954630.5342 | 1064372.1448 | 1180093.6277 | 1308285.7349 | 1447711.3886 | 1591217.7166 | 1727491.3938 | 1858766.6614 | 1987302.7753 | 2108294.1486 | 2219068.3079 | 2315691.5826 | 2413145.1405 | 2512593.3313 | 2612305.3828 | 2714117.3024 | 2816410.9299
|  |  |  | 2023-12-31 | 0 | 0 | 0 | 0 | 0 | 0 | 0 | 0 | 0 | 0 | 0 | 0 | 0 | 0 | 0 | 0 | 0 | 0 | 0 | 0 | 0 | 0 | 0 | 0 | 0
| Total risk cost |  |  |  | 7500452.4926 | 8128062.2484 | 8974952.4835 | 9944491.2399 | 11052904.3762 | 12530575.3053 | 14046628.6434 | 15781256.6739 | 17699003.0584 | 19751242.4162 | 21919098.7921 | 24320459.9587 | 26931970.9659 | 29619263.8882 | 32178390.8822 | 34644879.3397 | 37060352.6876 | 39334043.9399 | 41415731.5011 | 43231493.1403 | 45062857.6089 | 46931705.5689 | 48805512.0492 | 50718779.6182 | 52641099.53
OTHER BENEFITS
| Reduction in CO2 emissions |  |  | MWh | 0 | 0 | 0 | 0 | 0 | 0 | 0 | 0 | 0 | 0 | 0 | 0 | 0 | 0 | 0 | 0 | 0 | 0 | 0 | 0 | 0 | 0 | 0 | 0 | 0
| Value of reduction in CO2 emissions |  |  | $ | 0 | 0 | 0 | 0 | 0 | 0 | 0 | 0 | 0 | 0 | 0 | 0 | 0 | 0 | 0 | 0 | 0 | 0 | 0 | 0 | 0 | 0 | 0 | 0 | 0
| Reliability in worst-served areas | $/MWh | 0 | MWh | 0 | 0 | 0 | 0 | 0 | 0 | 0 | 0 | 0 | 0 | 0 | 0 | 0 | 0 | 0 | 0 | 0 | 0 | 0 | 0 | 0 | 0 | 0 | 0 | 0
| Network resilience | $/MWh | 0 | MWh | 0 | 0 | 0 | 0 | 0 | 0 | 0 | 0 | 0 | 0 | 0 | 0 | 0 | 0 | 0 | 0 | 0 | 0 | 0 | 0 | 0 | 0 | 0 | 0 | 0
| Enabling solar exports | $/MWh | 4220.9954 | MWh | 0 | 0 | 0 | 0 | 0 | 0 | 0 | 0 | 0 | 0 | 0 | 0 | 0 | 0 | 0 | 0 | 0 | 0 | 0 | 0 | 0 | 0 | 0 | 0 | 0
| Aesthetics | $/customer | 0 | customers | 0 | 0 | 0 | 0 | 0 | 0 | 0 | 0 | 0 | 0 | 0 | 0 | 0 | 0 | 0 | 0 | 0 | 0 | 0 | 0 | 0 | 0 | 0 | 0 | 0
| Customer value of time (res) | $/customer min | 0.54769 | mins | 0 | 0 | 0 | 0 | 0 | 0 | 0 | 0 | 0 | 0 | 0 | 0 | 0 | 0 | 0 | 0 | 0 | 0 | 0 | 0 | 0 | 0 | 0 | 0 | 0
| Customer value of time (bus) | $/customer min | 0.54769 | mins | 0 | 0 | 0 | 0 | 0 | 0 | 0 | 0 | 0 | 0 | 0 | 0 | 0 | 0 | 0 | 0 | 0 | 0 | 0 | 0 | 0 | 0 | 0 | 0 | 0
| Communication | $/customer | 0 | customers | 0 | 0 | 0 | 0 | 0 | 0 | 0 | 0 | 0 | 0 | 0 | 0 | 0 | 0 | 0 | 0 | 0 | 0 | 0 | 0 | 0 | 0 | 0 | 0 | 0
| Information accessibility | $/customer | 0 | customers | 0 | 0 | 0 | 0 | 0 | 0 | 0 | 0 | 0 | 0 | 0 | 0 | 0 | 0 | 0 | 0 | 0 | 0 | 0 | 0 | 0 | 0 | 0 | 0 | 0
| Other benefits 1 |  |  | 2023-12-31 | 0 | 0 | 0 | 0 | 0 | 0 | 0 | 0 | 0 | 0 | 0 | 0 | 0 | 0 | 0 | 0 | 0 | 0 | 0 | 0 | 0 | 0 | 0 | 0 | 0
| Other benefits 2 |  |  | 2023-12-31 | 0 | 0 | 0 | 0 | 0 | 0 | 0 | 0 | 0 | 0 | 0 | 0 | 0 | 0 | 0 | 0 | 0 | 0 | 0 | 0 | 0 | 0 | 0 | 0 | 0
| Total other benefits |  |  | 2023-12-31 | 0 | 0 | 0 | 0 | 0 | 0 | 0 | 0 | 0 | 0 | 0 | 0 | 0 | 0 | 0 | 0 | 0 | 0 | 0 | 0 | 0 | 0 | 0 | 0 | 0
SUMMARY
| Risks mitigated vs base case |  |  | 2023-12-31 | 20891.6677 | 156146.9287 | 195464.0098 | 244086.7104 | 304133.8675 | 169534.8996 | 197806.6583 | 231068.3812 | 251897.0361 | 262430.4985 | 269564.5265 | 277585.012 | 286604.7332 | 296571.3469 | 298421.8451 | 298907.2284 | 298907.2284 | 298907.2284 | 298907.2284 | 298907.2284 | 298907.2284 | 298907.2284 | 298907.2284 | 298907.2284 | 298907.2284
Capital expenditure
| Cable replacement (top 5) |  |  | 2023-12-31 | -765966.176 | -765966.176 | -765966.176 | -765966.176 | -765966.176 | 0 | 0 | 0 | 0 | 0 | 0 | 0 | 0 | 0 | 0 | 0 | 0 | 0 | 0 | 0 | 0 | 0 | 0 | 0 | 0
| Condition assessment of next 10 delta risk cable sections |  |  | 2023-12-31 | -333333.3333 | -333333.3333 | -333333.3333 | -333333.3333 | -333333.3333 | 0 | 0 | 0 | 0 | 0 | 0 | 0 | 0 | 0 | 0 | 0 | 0 | 0 | 0 | 0 | 0 | 0 | 0 | 0 | 0
| Replacement of poor condition cable sections |  |  | 2023-12-31 | 0 | 0 | 0 | 0 | -346490.6 | 0 | 0 | 0 | 0 | 0 | 0 | 0 | 0 | 0 | 0 | 0 | 0 | 0 | 0 | 0 | 0 | 0 | 0 | 0 | 0
Cumulative capex
| Cable replacement (top 5) |  |  | 2023-12-31 | -765966.176 | -1531932.352 | -2297898.528 | -3063864.704 | -3829830.88 | -3829830.88 | -3829830.88 | -3829830.88 | -3829830.88 | -3829830.88 | -3829830.88 | -3829830.88 | -3829830.88 | -3829830.88 | -3829830.88 | -3829830.88 | -3829830.88 | -3829830.88 | -3829830.88 | -3829830.88 | -3829830.88 | -3829830.88 | -3829830.88 | -3829830.88 | -3829830.88
| Condition assessment of next 10 delta risk cable sections |  |  | 2023-12-31 | -333333.3333 | -333333.3333 | -333333.3333 | -333333.3333 | -333333.3333 | 0 | 0 | 0 | 0 | 0 | 0 | 0 | 0 | 0 | 0 | 0 | 0 | 0 | 0 | 0 | 0 | 0 | 0 | 0 | 0
| Replacement of poor condition cable sections |  |  | 2023-12-31 | 0 | 0 | 0 | 0 | -346490.6 | -346490.6 | -346490.6 | -346490.6 | -346490.6 | -346490.6 | -346490.6 | -346490.6 | -346490.6 | -346490.6 | -346490.6 | -346490.6 | -346490.6 | -346490.6 | -346490.6 | -346490.6 | -346490.6 | -346490.6 | -346490.6 | -346490.6 | -346490.6
Annualised capex
| Annualised capex - Cable replacement (top 5) |  |  | 2023-12-31 | 0 | -30706.528 | -61413.0559 | -92119.5839 | -122826.1119 | -153532.6399 | -153532.6399 | -153532.6399 | -153532.6399 | -153532.6399 | -153532.6399 | -153532.6399 | -153532.6399 | -153532.6399 | -153532.6399 | -153532.6399 | -153532.6399 | -153532.6399 | -153532.6399 | -153532.6399 | -153532.6399 | -153532.6399 | -153532.6399 | -153532.6399 | -153532.6399
| Annualised capex - Condition assessment of next 10 delta risk cable sections |  |  | 2023-12-31 | 0 | -345000 | -345000 | -345000 | -345000 | -345000 | 0 | 0 | 0 | 0 | 0 | 0 | 0 | 0 | 0 | 0 | 0 | 0 | 0 | 0 | 0 | 0 | 0 | 0 | 0
| Annualised capex - Replacement of poor condition cable sections |  |  | 2023-12-31 | 0 | 0 | 0 | 0 | 0 | -13890.3305 | -13890.3305 | -13890.3305 | -13890.3305 | -13890.3305 | -13890.3305 | -13890.3305 | -13890.3305 | -13890.3305 | -13890.3305 | -13890.3305 | -13890.3305 | -13890.3305 | -13890.3305 | -13890.3305 | -13890.3305 | -13890.3305 | -13890.3305 | -13890.3305 | -13890.3305
| Total annualised capex |  |  | 2023-12-31 | 0 | -375706.528 | -406413.0559 | -437119.5839 | -467826.1119 | -512422.9703 | -167422.9703 | -167422.9703 | -167422.9703 | -167422.9703 | -167422.9703 | -167422.9703 | -167422.9703 | -167422.9703 | -167422.9703 | -167422.9703 | -167422.9703 | -167422.9703 | -167422.9703 | -167422.9703 | -167422.9703 | -167422.9703 | -167422.9703 | -167422.9703 | -167422.9703
| Annualised capex |  |  | 2023-12-31 | 0 | -375706.528 | -406413.0559 | -437119.5839 | -467826.1119 | -512422.9703 | -167422.9703 | -167422.9703 | -167422.9703 | -167422.9703 | -167422.9703 | -167422.9703 | -167422.9703 | -167422.9703 | -167422.9703 | -167422.9703 | -167422.9703 | -167422.9703 | -167422.9703 | -167422.9703 | -167422.9703 | -167422.9703 | -167422.9703 | -167422.9703 | -167422.9703
| Operating expenditure |  |  | 2023-12-31 | 0 | 0 | 0 | 0 | 0 | 0 | 0 | 0 | 0 | 0 | 0 | 0 | 0 | 0 | 0 | 0 | 0 | 0 | 0 | 0 | 0 | 0 | 0 | 0 | 0
| Risk mitigated |  |  | 2023-12-31 | 20891.6677 | 156146.9287 | 195464.0098 | 244086.7104 | 304133.8675 | 169534.8996 | 197806.6583 | 231068.3812 | 251897.0361 | 262430.4985 | 269564.5265 | 277585.012 | 286604.7332 | 296571.3469 | 298421.8451 | 298907.2284 | 298907.2284 | 298907.2284 | 298907.2284 | 298907.2284 | 298907.2284 | 298907.2284 | 298907.2284 | 298907.2284 | 298907.2284
| Other benefits value |  |  | 2023-12-31 | 0 | 0 | 0 | 0 | 0 | 0 | 0 | 0 | 0 | 0 | 0 | 0 | 0 | 0 | 0 | 0 | 0 | 0 | 0 | 0 | 0 | 0 | 0 | 0 | 0
| Net benefits |  |  | 2023-12-31 | 20891.6677 | -219559.5993 | -210949.0461 | -193032.8735 | -163692.2444 | -342888.0708 | 30383.688 | 63645.4109 | 84474.0658 | 95007.5282 | 102141.5562 | 110162.0417 | 119181.7629 | 129148.3766 | 130998.8748 | 131484.2581 | 131484.2581 | 131484.2581 | 131484.2581 | 131484.2581 | 131484.2581 | 131484.2581 | 131484.2581 | 131484.2581 | 131484.2581
| First capex year |  |  | 1
| First year |  |  | 1
SENSITIVITIES
NPV | Net benefits |  |  | Option 5NPV | 20891.6677 | -219559.5993 | -210949.0461 | -193032.8735 | -163692.2444 | -342888.0708 | 30383.688 | 63645.4109 | 84474.0658 | 95007.5282 | 102141.5562 | 110162.0417 | 119181.7629 | 129148.3766 | 130998.8748 | 131484.2581 | 131484.2581 | 131484.2581 | 131484.2581 | 131484.2581 | 131484.2581 | 131484.2581 | 131484.2581 | 131484.2581 | 131484.2581
| Total annualised capex |  |  |  | 0 | -375706.528 | -406413.0559 | -437119.5839 | -467826.1119 | -512422.9703 | -167422.9703 | -167422.9703 | -167422.9703 | -167422.9703 | -167422.9703 | -167422.9703 | -167422.9703 | -167422.9703 | -167422.9703 | -167422.9703 | -167422.9703 | -167422.9703 | -167422.9703 | -167422.9703 | -167422.9703 | -167422.9703 | -167422.9703 | -167422.9703 | -167422.9703
| Total benefits |  |  |  | 20891.6677 | 156146.9287 | 195464.0098 | 244086.7104 | 304133.8675 | 169534.8996 | 197806.6583 | 231068.3812 | 251897.0361 | 262430.4985 | 269564.5265 | 277585.012 | 286604.7332 | 296571.3469 | 298421.8451 | 298907.2284 | 298907.2284 | 298907.2284 | 298907.2284 | 298907.2284 | 298907.2284 | 298907.2284 | 298907.2284 | 298907.2284 | 298907.2284
|  | Capex | Total benefits
sens1 | Capex 10% higher | 10% | 0% | Option 5sens1 | 20891.6677 | -257130.2521 | -251590.3517 | -236744.8319 | -210474.8556 | -394130.3678 | 13641.391 | 46903.1139 | 67731.7687 | 78265.2312 | 85399.2592 | 93419.7447 | 102439.4658 | 112406.0796 | 114256.5777 | 114741.9611 | 114741.9611 | 114741.9611 | 114741.9611 | 114741.9611 | 114741.9611 | 114741.9611 | 114741.9611 | 114741.9611 | 114741.9611
sens2 | Capex 10% lower | -10% | 0% | Option 5sens2 | 20891.6677 | -181988.9465 | -170307.7405 | -149320.9151 | -116909.6333 | -291645.7737 | 47125.985 | 80387.7079 | 101216.3628 | 111749.8252 | 118883.8533 | 126904.3387 | 135924.0599 | 145890.6737 | 147741.1718 | 148226.5551 | 148226.5551 | 148226.5551 | 148226.5551 | 148226.5551 | 148226.5551 | 148226.5551 | 148226.5551 | 148226.5551 | 148226.5551
sens3 | Total benefits 10% higher | 0% | 10% | Option 5sens3 | 22980.8345 | -203944.9064 | -191402.6452 | -168624.2025 | -133278.8577 | -325934.5808 | 50164.3538 | 86752.249 | 109663.7694 | 121250.5781 | 129098.0089 | 137920.5429 | 147842.2362 | 158805.5113 | 160841.0593 | 161374.981 | 161374.981 | 161374.981 | 161374.981 | 161374.981 | 161374.981 | 161374.981 | 161374.981 | 161374.981 | 161374.981
sens4 | Total benefits 10% lower | 0% | -10% | Option 5sens4 | 18802.5009 | -235174.2922 | -230495.4471 | -217441.5446 | -194105.6312 | -359841.5607 | 10603.0222 | 40538.5728 | 59284.3622 | 68764.4784 | 75185.1036 | 82403.5405 | 90521.2895 | 99491.2419 | 101156.6903 | 101593.5353 | 101593.5353 | 101593.5353 | 101593.5353 | 101593.5353 | 101593.5353 | 101593.5353 | 101593.5353 | 101593.5353 | 101593.5353
sens5 | Capex 10% higher & total benefits 10% lower | 10% | -10% | Option 5sens5 | 18802.5009 | -272744.945 | -271136.7527 | -261153.503 | -240888.2424 | -411083.8577 | -6139.2749 | 23796.2758 | 42542.0651 | 52022.1813 | 58442.8065 | 65661.2435 | 73778.9925 | 82748.9449 | 84414.3932 | 84851.2382 | 84851.2382 | 84851.2382 | 84851.2382 | 84851.2382 | 84851.2382 | 84851.2382 | 84851.2382 | 84851.2382 | 84851.2382
sens | 0 | 0% | 0% | Option 5sens | 20891.6677 | -219559.5993 | -210949.0461 | -193032.8735 | -163692.2444 | -342888.0708 | 30383.688 | 63645.4109 | 84474.0658 | 95007.5282 | 102141.5562 | 110162.0417 | 119181.7629 | 129148.3766 | 130998.8748 | 131484.2581 | 131484.2581 | 131484.2581 | 131484.2581 | 131484.2581 | 131484.2581 | 131484.2581 | 131484.2581 | 131484.2581 | 131484.2581
sens | 0 | 0% | 0% | Option 5sens | 20891.6677 | -219559.5993 | -210949.0461 | -193032.8735 | -163692.2444 | -342888.0708 | 30383.688 | 63645.4109 | 84474.0658 | 95007.5282 | 102141.5562 | 110162.0417 | 119181.7629 | 129148.3766 | 130998.8748 | 131484.2581 | 131484.2581 | 131484.2581 | 131484.2581 | 131484.2581 | 131484.2581 | 131484.2581 | 131484.2581 | 131484.2581 | 131484.2581
sens | 0 | 0% | 0% | Option 5sens | 20891.6677 | -219559.5993 | -210949.0461 | -193032.8735 | -163692.2444 | -342888.0708 | 30383.688 | 63645.4109 | 84474.0658 | 95007.5282 | 102141.5562 | 110162.0417 | 119181.7629 | 129148.3766 | 130998.8748 | 131484.2581 | 131484.2581 | 131484.2581 | 131484.2581 | 131484.2581 | 131484.2581 | 131484.2581 | 131484.2581 | 131484.2581 | 131484.2581

## Consol
CitiPower
HV cable replacement
CONSOLIDATED
Discount factor |  |  |  |  | 0 | 0.98295 | 0.94971 | 0.91759 | 0.88656 | 0.85658 | 0.82761 | 0.79963 | 0.77259 | 0.74646 | 0.72122 | 0.69683 | 0.67326 | 0.6505 | 0.6285 | 0.60725 | 0.58671 | 0.56687 | 0.5477 | 0.52918 | 0.51129 | 0.494 | 0.47729 | 0.46115 | 0.44556 | 0.43049
Count |  |  |  |  | 0 | 1 | 2 | 3 | 4 | 5 | 6 | 7 | 8 | 9 | 10 | 11 | 12 | 13 | 14 | 15 | 16 | 17 | 18 | 19 | 20 | 21 | 22 | 23 | 24 | 25
Analysis period |  |  |  |  | TRUE | TRUE | TRUE | TRUE | TRUE | TRUE | TRUE | TRUE | TRUE | TRUE | TRUE | TRUE | TRUE | TRUE | TRUE | TRUE | TRUE | TRUE | TRUE | TRUE | TRUE | FALSE | FALSE | FALSE | FALSE | FALSE
[5 empty] | 2026-06-30 | 2026-27 | 2027-28 | 2028-29 | 2029-30 | 2030-31 | 2031-32 | 2032-33 | 2033-34 | 2034-35 | 2035-36 | 2036-37 | 2037-38 | 2038-39 | 2039-40 | 2040-41 | 2041-42 | 2042-43 | 2043-44 | 2044-45 | 2045-46 | 2046-47 | 2047-48 | 2048-49 | 2049-50 | 2050-51
COSTS |  |  | PV
Option 1 (base case) | Energy at risk value | Option 1 (base case)Energy at risk value | 238478948.8021 | 2026-06-30 |  | 4336453.6051 | 4776285.7257 | 5287231.2202 | 5874255.2716 | 6547934.5693 | 7322286.7494 | 8212672.0304 | 9231954.1868 | 10349645.4583 | 11538943.3341 | 12792940.5954 | 14182076.836 | 15692951.7118 | 17248064.8125 | 18724604.0908 | 20146945.2812 | 21539593.7073 | 22850497.2397 | 24050700.4663 | 25097583.3024 | 26153461.9968 | 27230951.911 | 28311300.6749 | 29414400.8483 | 30522720.1771
Option 1 (base case) | Capital expenditure | Option 1 (base case)Capital expenditure | 0 | 2026-06-30 |  | 0 | 0 | 0 | 0 | 0 | 0 | 0 | 0 | 0 | 0 | 0 | 0 | 0 | 0 | 0 | 0 | 0 | 0 | 0 | 0 | 0 | 0 | 0 | 0 | 0
Option 1 (base case) | Total risk cost | Option 1 (base case)Total risk cost | 334443452.2504 | 2026-06-30 |  | 8370599.0341 | 9219601.1588 | 10205872.4883 | 11338997.2499 | 12639391.4871 | 14134113.2578 | 15852812.1883 | 17820319.0524 | 19977783.7298 | 22273469.688 | 24694044.0144 | 27375475.325 | 30291897.1129 | 33293711.3613 | 36143855.5994 | 38889381.9854 | 41577592.8213 | 44108012.5701 | 46424748.9828 | 48445533.0739 | 50483681.7512 | 52563546.2802 | 54648929.209 | 56778228.8826 | 58917603.0228
Option 1 (base case) |  | Option 1 (base case)
Option 1 (base case) | Annualised capex | Option 1 (base case)Annualised capex | 0 | 2026-06-30 |  | 0 | 0 | 0 | 0 | 0 | 0 | 0 | 0 | 0 | 0 | 0 | 0 | 0 | 0 | 0 | 0 | 0 | 0 | 0 | 0 | 0 | 0 | 0 | 0 | 0
Option 1 (base case) | Operating expenditure | Option 1 (base case)Operating expenditure | 0 | 2026-06-30 |  | 0 | 0 | 0 | 0 | 0 | 0 | 0 | 0 | 0 | 0 | 0 | 0 | 0 | 0 | 0 | 0 | 0 | 0 | 0 | 0 | 0 | 0 | 0 | 0 | 0
Option 1 (base case) | Risk mitigated | Option 1 (base case)Risk mitigated | 0 | 2026-06-30 |  | 0 | 0 | 0 | 0 | 0 | 0 | 0 | 0 | 0 | 0 | 0 | 0 | 0 | 0 | 0 | 0 | 0 | 0 | 0 | 0 | 0 | 0 | 0 | 0 | 0
Option 1 (base case) | Other benefits value | Option 1 (base case)Other benefits value | 0 | 2026-06-30 |  | 0 | 0 | 0 | 0 | 0 | 0 | 0 | 0 | 0 | 0 | 0 | 0 | 0 | 0 | 0 | 0 | 0 | 0 | 0 | 0 | 0 | 0 | 0 | 0 | 0
Option 1 (base case) | Net benefits | Option 1 (base case)Net benefits |  | 2026-06-30 |  | 0 | 0 | 0 | 0 | 0 | 0 | 0 | 0 | 0 | 0 | 0 | 0 | 0 | 0 | 0 | 0 | 0 | 0 | 0 | 0 | 0 | 0 | 0 | 0 | 0
Option 1 (base case) | NPV | Option 1 (base case)NPV | 0 | 2026-06-30
Option 1 (base case) | PV of costs | Option 1 (base case)PV of costs | 0 | 2026-06-30
Option 1 (base case) | PV of benefits | Option 1 (base case)PV of benefits | 0 | 2026-06-30
Option 2 | Energy at risk value | Option 2Energy at risk value | 237819889.8094 | 2026-06-30 |  | 4336453.6051 | 4772785.5989 | 5279068.2873 | 5859971.0333 | 6525701.2213 | 7289815.3579 | 8174693.4724 | 9187481.7808 | 10301364.1073 | 11489011.4419 | 12741904.9568 | 14129796.5935 | 15639267.7031 | 17192830.7314 | 18669370.0097 | 20091711.2 | 21484359.6262 | 22795263.1586 | 23995466.3851 | 25042349.2213 | 26098227.9157 | 27175717.8298 | 28256066.5937 | 29359166.7671 | 30467486.0959
Option 2 | Capital expenditure | Option 2Capital expenditure | -3915647.9414 | 2026-06-30 |  | -852453.444 | -852453.444 | -852453.444 | -852453.444 | -852453.444 | 0 | 0 | 0 | 0 | 0 | 0 | 0 | 0 | 0 | 0 | 0 | 0 | 0 | 0 | 0 | 0 | 0 | 0 | 0 | 0
Option 2 | Total risk cost | Option 2Total risk cost | 331739946.28 | 2026-06-30 |  | 8370599.0341 | 9201799.3084 | 10164355.3328 | 11266346.7765 | 12526311.3759 | 13968961.8571 | 15659651.0161 | 17594129.7885 | 19732221.9481 | 22019513.1576 | 24434473.7653 | 27109574.9471 | 30018857.0982 | 33012787.5868 | 35862931.825 | 38608458.2109 | 41296669.0469 | 43827088.7956 | 46143825.2084 | 48164609.2995 | 0 | 0 | 0 | 0 | 0
Option 2 |  | Option 2
Option 2 | Annualised capex | Option 2Annualised capex | -1988869.8162 | 2026-06-30 |  | 0 | -34173.6833 | -68347.3666 | -102521.0499 | -136694.7332 | -170868.4165 | -170868.4165 | -170868.4165 | -170868.4165 | -170868.4165 | -170868.4165 | -170868.4165 | -170868.4165 | -170868.4165 | -170868.4165 | -170868.4165 | -170868.4165 | -170868.4165 | -170868.4165 | -170868.4165 | 0 | 0 | 0 | 0 | 0
Option 2 | Operating expenditure | Option 2Operating expenditure | 0 | 2026-06-30 |  | 0 | 0 | 0 | 0 | 0 | 0 | 0 | 0 | 0 | 0 | 0 | 0 | 0 | 0 | 0 | 0 | 0 | 0 | 0 | 0 | 0 | 0 | 0 | 0 | 0
Option 2 | Risk mitigated | Option 2Risk mitigated | 2703505.9705 | 2026-06-30 |  | 0 | 17801.8504 | 41517.1555 | 72650.4734 | 113080.1112 | 165151.4007 | 193161.1722 | 226189.2639 | 245561.7816 | 253956.5305 | 259570.2491 | 265900.378 | 273040.0147 | 280923.7744 | 280923.7744 | 280923.7744 | 280923.7744 | 280923.7744 | 280923.7744 | 280923.7744 | 0 | 0 | 0 | 0 | 0
Option 2 | Other benefits value | Option 2Other benefits value | 0 | 2026-06-30 |  | 0 | 0 | 0 | 0 | 0 | 0 | 0 | 0 | 0 | 0 | 0 | 0 | 0 | 0 | 0 | 0 | 0 | 0 | 0 | 0 | 0 | 0 | 0 | 0 | 0
Option 2 | Net benefits | Option 2Net benefits |  | 2026-06-30 |  | 0 | -16371.8329 | -26830.2111 | -29870.5765 | -23614.622 | -5717.0158 | 22292.7556 | 55320.8474 | 74693.3651 | 83088.1139 | 88701.8326 | 95031.9614 | 102171.5982 | 110055.3579 | 110055.3579 | 110055.3579 | 110055.3579 | 110055.3579 | 110055.3579 | 110055.3579 | 0 | 0 | 0 | 0 | 0
Option 2 | NPV | Option 2NPV | 714636.1543 | 2026-06-30
Option 2 | PV of costs | Option 2PV of costs | -1988869.8162 | 2026-06-30
Option 2 | PV of benefits | Option 2PV of benefits | 2703505.9705 | 2026-06-30
Option 3 | Energy at risk value | Option 3Energy at risk value | 237402158.1834 | 2026-06-30 |  | 4336453.6051 | 4770789.0765 | 5274454.6054 | 5851976.7509 | 6513388.2426 | 7272031.9141 | 8154137.4883 | 9163707.2353 | 10274722.1542 | 11459115.6394 | 12710426.3802 | 14096533.2527 | 15603991.3594 | 17155331.581 | 18631870.8593 | 20054212.0497 | 21446860.4758 | 22757764.0082 | 23957967.2348 | 25004850.0709 | 26060728.7653 | 27138218.6795 | 28218567.4434 | 29321667.6168 | 30429986.9456
Option 3 | Capital expenditure | Option 3Capital expenditure | -7463612.6965 | 2026-06-30 |  | -1624860.6726 | -1624860.6726 | -1624860.6726 | -1624860.6726 | -1624860.6726 | 0 | 0 | 0 | 0 | 0 | 0 | 0 | 0 | 0 | 0 | 0 | 0 | 0 | 0 | 0 | 0 | 0 | 0 | 0 | 0
Option 3 | Total risk cost | Option 3Total risk cost | 329548538.7018 | 2026-06-30 |  | 8370599.0341 | 9188414.1118 | 10133380.1631 | 11212592.7378 | 12443381.5443 | 13848975.9261 | 15520697.2177 | 17433097.5336 | 19552681.7292 | 21820541.0155 | 24225872.4846 | 26890115.6788 | 29787151.3038 | 32767558.882 | 35617703.1201 | 38363229.5061 | 41051440.342 | 43581860.0908 | 45898596.5035 | 47919380.5946 | 0 | 0 | 0 | 0 | 0
Option 3
Option 3 | Annualised capex | Option 3Annualised capex | -3790982.8038 | 2026-06-30 |  | 0 | -65138.4242 | -130276.8484 | -195415.2726 | -260553.6968 | -325692.121 | -325692.121 | -325692.121 | -325692.121 | -325692.121 | -325692.121 | -325692.121 | -325692.121 | -325692.121 | -325692.121 | -325692.121 | -325692.121 | -325692.121 | -325692.121 | -325692.121 | 0 | 0 | 0 | 0 | 0
Option 3 | Operating expenditure | Option 3Operating expenditure | 0 | 2026-06-30 |  | 0 | 0 | 0 | 0 | 0 | 0 | 0 | 0 | 0 | 0 | 0 | 0 | 0 | 0 | 0 | 0 | 0 | 0 | 0 | 0 | 0 | 0 | 0 | 0 | 0
Option 3 | Risk mitigated | Option 3Risk mitigated | 4894913.5487 | 2026-06-30 |  | 0 | 31187.047 | 72492.3252 | 126404.5121 | 196009.9428 | 285137.3318 | 332114.9706 | 387221.5189 | 425102.0005 | 452928.6725 | 468171.5298 | 485359.6463 | 504745.8091 | 526152.4793 | 526152.4793 | 526152.4793 | 526152.4793 | 526152.4793 | 526152.4793 | 526152.4793 | 0 | 0 | 0 | 0 | 0
Option 3 | Other benefits value | Option 3Other benefits value | 0 | 2026-06-30 |  | 0 | 0 | 0 | 0 | 0 | 0 | 0 | 0 | 0 | 0 | 0 | 0 | 0 | 0 | 0 | 0 | 0 | 0 | 0 | 0 | 0 | 0 | 0 | 0 | 0
Option 3 | Net benefits | Option 3Net benefits |  | 2026-06-30 |  | 0 | -33951.3772 | -57784.5232 | -69010.7605 | -64543.754 | -40554.7892 | 6422.8495 | 61529.3978 | 99409.8795 | 127236.5515 | 142479.4088 | 159667.5253 | 179053.6881 | 200460.3583 | 200460.3583 | 200460.3583 | 200460.3583 | 200460.3583 | 200460.3583 | 200460.3583 | 0 | 0 | 0 | 0 | 0
Option 3 | NPV | Option 3NPV | 1103930.7448 | 2026-06-30
Option 3 | PV of costs | Option 3PV of costs | -3790982.8038 | 2026-06-30
Option 3 | PV of benefits | Option 3PV of benefits | 4894913.5487 | 2026-06-30
Option 4 | Energy at risk value | Option 4Energy at risk value | 237574830.8002 | 2026-06-30 |  | 4243845.8756 | 4671281.7435 | 5167927.2674 | 5738421.6187 | 6392954.6703 | 7305716.0433 | 8193516.7339 | 9209867.8242 | 10325062.661 | 11512582.9909 | 12765388.2424 | 14153223.1271 | 15662745.2684 | 17216373.5708 | 18691948.0544 | 20113933.3988 | 21506482.7714 | 22817279.279 | 24017366.8559 | 25064124.7098 | 26119868.3229 | 27197212.2265 | 28277403.1513 | 29380351.5496 | 30488670.8784
Option 4 | Capital expenditure | Option 4Capital expenditure | -6662145.9076 | 2026-06-30 |  | -1112912.6464 | -1542253.1949 | -1542253.1949 | -1542253.1949 | -1542253.1949 | 0 | 0 | 0 | 0 | 0 | 0 | 0 | 0 | 0 | 0 | 0 | 0 | 0 | 0 | 0 | 0 | 0 | 0 | 0 | 0
Option 4 | Total risk cost | Option 4Total risk cost | 330949314.3287 | 2026-06-30 |  | 7978831.0665 | 8775392.0528 | 9701168.7514 | 10764366.2291 | 11983764.1398 | 14064012.5018 | 15771777.5747 | 17726884.8496 | 19873788.603 | 22161954.8271 | 24577486.4725 | 27253412.5237 | 30164111.7005 | 33159644.6538 | 36005707.4224 | 38749728.4367 | 41437520.2362 | 43967487.2269 | 46283734.3951 | 48303989.7612 | 0 | 0 | 0 | 0 | 0
Option 4 |  | Option 4
Option 4 | Annualised capex | Option 4Annualised capex | -5881792.4042 | 2026-06-30 |  | 0 | -1151864.589 | -1169076.2597 | -1186287.9304 | -1203499.601 | -1220711.2717 | -68846.6827 | -68846.6827 | -68846.6827 | -68846.6827 | -68846.6827 | -68846.6827 | -68846.6827 | -68846.6827 | -68846.6827 | -68846.6827 | -68846.6827 | -68846.6827 | -68846.6827 | -68846.6827 | 0 | 0 | 0 | 0 | 0
Option 4 | Operating expenditure | Option 4Operating expenditure | 0 | 2026-06-30 |  | 0 | 0 | 0 | 0 | 0 | 0 | 0 | 0 | 0 | 0 | 0 | 0 | 0 | 0 | 0 | 0 | 0 | 0 | 0 | 0 | 0 | 0 | 0 | 0 | 0
Option 4 | Risk mitigated | Option 4Risk mitigated | 3494137.9217 | 2026-06-30 |  | 391767.9676 | 444209.106 | 504703.7369 | 574631.0208 | 655627.3474 | 70100.756 | 81034.6136 | 93434.2028 | 103995.1267 | 111514.8609 | 116557.5419 | 122062.8014 | 127785.4124 | 134066.7075 | 138148.1771 | 139653.5486 | 140072.5851 | 140525.3432 | 141014.5877 | 141543.3128 | 0 | 0 | 0 | 0 | 0
Option 4 | Other benefits value | Option 4Other benefits value | 0 | 2026-06-30 |  | 0 | 0 | 0 | 0 | 0 | 0 | 0 | 0 | 0 | 0 | 0 | 0 | 0 | 0 | 0 | 0 | 0 | 0 | 0 | 0 | 0 | 0 | 0 | 0 | 0
Option 4 | Net benefits | Option 4Net benefits |  | 2026-06-30 |  | 391767.9676 | -707655.4831 | -664372.5228 | -611656.9096 | -547872.2537 | -1150610.5157 | 12187.9309 | 24587.5202 | 35148.4441 | 42668.1782 | 47710.8592 | 53216.1187 | 58938.7298 | 65220.0249 | 69301.4944 | 70806.866 | 71225.9025 | 71678.6605 | 72167.905 | 72696.6301 | 0 | 0 | 0 | 0 | 0
Option 4 | NPV | Option 4NPV | -2387654.4825 | 2026-06-30
Option 4 | PV of costs | Option 4PV of costs | -5881792.4042 | 2026-06-30
Option 4 | PV of benefits | Option 4PV of benefits | 3494137.9217 | 2026-06-30
Option 5 | Energy at risk value | Option 5Energy at risk value | 237584687.3507 | 2026-06-30 |  | 4313203.0039 | 4744694.0927 | 5247367.3377 | 5824131.4431 | 6485107.3854 | 7285851.007 | 8170153.2671 | 9182277.6411 | 10295506.142 | 11482567.9492 | 12735051.8494 | 14122486.4018 | 15631447.2738 | 17184445.5184 | 18660613.8881 | 20082857.7896 | 21475506.2157 | 22786409.7481 | 23986612.9747 | 25033495.8108 | 26089374.5052 | 27166864.4194 | 28247213.1833 | 29350313.3567 | 30458632.6855
Option 5 | Capital expenditure | Option 5Capital expenditure | -5949969.9171 | 2026-06-30 |  | -1223424.3261 | -1223424.3261 | -1223424.3261 | -1223424.3261 | -1609038.0967 | 0 | 0 | 0 | 0 | 0 | 0 | 0 | 0 | 0 | 0 | 0 | 0 | 0 | 0 | 0 | 0 | 0 | 0 | 0 | 0
Option 5 | Total risk cost | Option 5Total risk cost | 330628716.5981 | 2026-06-30 |  | 8347348.4329 | 9045823.2671 | 9988338.1199 | 11067350.0631 | 12300917.0599 | 13945435.7241 | 15632670.6567 | 17563160.1288 | 19697444.3327 | 21981407.4674 | 24394042.2438 | 27066547.4547 | 29972931.0808 | 32963653.3587 | 35811738.1541 | 38556724.3507 | 41244935.1867 | 43775354.9354 | 46092091.3482 | 48112875.4393 | 0 | 0 | 0 | 0 | 0
Option 5 |  | Option 5
Option 5 | Annualised capex | Option 5Annualised capex | -3845391.8868 | 2026-06-30 |  | 0 | -418128.5463 | -452302.2296 | -486475.9129 | -520649.5963 | -570282.004 | -186327.141 | -186327.141 | -186327.141 | -186327.141 | -186327.141 | -186327.141 | -186327.141 | -186327.141 | -186327.141 | -186327.141 | -186327.141 | -186327.141 | -186327.141 | -186327.141 | 0 | 0 | 0 | 0 | 0
Option 5 | Operating expenditure | Option 5Operating expenditure | 0 | 2026-06-30 |  | 0 | 0 | 0 | 0 | 0 | 0 | 0 | 0 | 0 | 0 | 0 | 0 | 0 | 0 | 0 | 0 | 0 | 0 | 0 | 0 | 0 | 0 | 0 | 0 | 0
Option 5 | Risk mitigated | Option 5Risk mitigated | 3814735.6523 | 2026-06-30 |  | 23250.6012 | 173777.8916 | 217534.3684 | 271647.1868 | 338474.4273 | 188677.5337 | 220141.5316 | 257158.9237 | 280339.3971 | 292062.2206 | 300001.7706 | 308927.8703 | 318966.0321 | 330058.0026 | 332117.4454 | 332657.6346 | 332657.6346 | 332657.6346 | 332657.6346 | 332657.6346 | 0 | 0 | 0 | 0 | 0
Option 5 | Other benefits value | Option 5Other benefits value | 0 | 2026-06-30 |  | 0 | 0 | 0 | 0 | 0 | 0 | 0 | 0 | 0 | 0 | 0 | 0 | 0 | 0 | 0 | 0 | 0 | 0 | 0 | 0 | 0 | 0 | 0 | 0 | 0
Option 5 | Net benefits | Option 5Net benefits |  | 2026-06-30 |  | 23250.6012 | -244350.6547 | -234767.8612 | -214828.7261 | -182175.169 | -381604.4702 | 33814.3906 | 70831.7827 | 94012.2561 | 105735.0796 | 113674.6296 | 122600.7294 | 132638.8911 | 143730.8616 | 145790.3044 | 146330.4937 | 146330.4937 | 146330.4937 | 146330.4937 | 146330.4937 | 0 | 0 | 0 | 0 | 0
Option 5 | NPV | Option 5NPV | -30656.2345 | 2026-06-30
Option 5 | PV of costs | Option 5PV of costs | -3845391.8868 | 2026-06-30
Option 5 | PV of benefits | Option 5PV of benefits | 3814735.6523 | 2026-06-30
CHART DATA | [5 empty] | FY27 | FY28 | FY29 | FY30 | FY31 | FY32 | FY33 | FY34 | FY35 | FY36 | FY37 | FY38 | FY39 | FY40 | FY41 | FY42 | FY43 | FY44 | FY45 | FY46 | FY47 | FY48 | FY49 | FY50 | FY51
Option 3 | Annualised capex | -1 |  |  | Option 3 annualised capex | 0.32569 | 0.32569 | 0.32569 | 0.32569 | 0.32569 | 0.32569 | 0.32569 | 0.32569 | 0.32569 | 0.32569 | 0.32569 | 0.32569 | 0.32569 | 0.32569 | 0.32569 | 0.32569 | 0.32569 | 0.32569 | 0.32569 | 0.32569 | 0 | 0 | 0 | 0 | 0
Option 3 | Total risk cost | 1 |  |  | Option 3 risk mitigated | 8.3706 | 9.1884 | 10.1334 | 11.2126 | 12.4434 | 13.849 | 15.5207 | 17.4331 | 19.5527 | 21.8205 | 24.2259 | 26.8901 | 29.7872 | 32.7676 | 35.6177 | 38.3632 | 41.0514 | 43.5819 | 45.8986 | 47.9194 | 0 | 0 | 0 | 0 | 0
[6 empty] | FY27 | FY28 | FY29 | FY30 | FY31 | FY32 | FY33 | FY34 | FY35 | FY36 | FY37 | FY38 | FY39 | FY40 | FY41 | FY42 | FY43 | FY44 | FY45 | FY46 | FY47 | FY48 | FY49 | FY50 | FY51
Energy at risk | Energy at risk (weighted) | 573.5278 |  |  | Energy at risk energy at risk (weighted) | 81.4828 | 89.7473 | 99.3481 | 110.3784 | 123.037 | 137.5872 | 154.3177 | 173.4702 | 194.4718 | 216.819 | 240.3818 | 266.484 | 294.8736 | 324.0945 | 351.8389 | 378.565 | 404.7331 | 429.3653 | 451.9173 | 471.5884 | 491.4286 | 511.6749 | 531.9748 | 552.7023 | 573.5278
Option 1 (base case) | Energy at risk value | 27.426 |  |  | Option 1 (base case) risk cost | 3.8965 | 4.2917 | 4.7508 | 5.2783 | 5.8836 | 6.5794 | 7.3794 | 8.2953 | 9.2996 | 10.3682 | 11.495 | 12.7432 | 14.1008 | 15.4981 | 16.8249 | 18.1029 | 19.3543 | 20.5322 | 21.6106 | 22.5513 | 23.5 | 24.4682 | 25.4389 | 26.4301 | 27.426

## Sensitivity_calcs
CitiPower
HV cable replacement
SENSITIVITY CALCULATIONS
Discount factor | [6 empty] | 0 | 0.98295 | 0.94971 | 0.91759 | 0.88656 | 0.85658 | 0.82761 | 0.79963 | 0.77259 | 0.74646 | 0.72122 | 0.69683 | 0.67326 | 0.6505 | 0.6285 | 0.60725 | 0.58671 | 0.56687 | 0.5477 | 0.52918 | 0.51129 | 0.494 | 0.47729 | 0.46115 | 0.44556 | 0.43049
Count | [6 empty] | 0 | 1 | 2 | 3 | 4 | 5 | 6 | 7 | 8 | 9 | 10 | 11 | 12 | 13 | 14 | 15 | 16 | 17 | 18 | 19 | 20 | 21 | 22 | 23 | 24 | 25
Analysis period | [6 empty] | 1 | 1 | 1 | 1 | 1 | 1 | 1 | 1 | 1 | 1 | 1 | 1 | 1 | 1 | 1 | 1 | 1 | 1 | 1 | 1 | 1 | 0 | 0 | 0 | 0 | 0
[7 empty] | 2026-06-30 | 2026-27 | 2027-28 | 2028-29 | 2029-30 | 2030-31 | 2031-32 | 2032-33 | 2033-34 | 2034-35 | 2035-36 | 2036-37 | 2037-38 | 2038-39 | 2039-40 | 2040-41 | 2041-42 | 2042-43 | 2043-44 | 2044-45 | 2045-46 | 2046-47 | 2047-48 | 2048-49 | 2049-50 | 2050-51
PV
[25 empty] | 110055.3579 | 110055.3579 | 0 | 0 | 0 | 0 | 0
OPTION 1 (base case) | NPV | Net benefits | OPTION 1 (base case)NPV |  | 0 |  | 0 | 0 | 0 | 0 | 0 | 0 | 0 | 0 | 0 | 0 | 0 | 0 | 0 | 0 | 0 | 0 | 0 | 0 | 0 | 0 | 0 | 0 | 0 | 0 | 0 | 0
OPTION 1 (base case) | sens1 | Capex 10% higher | OPTION 1 (base case)sens1 |  | 0 |  | 0 | 0 | 0 | 0 | 0 | 0 | 0 | 0 | 0 | 0 | 0 | 0 | 0 | 0 | 0 | 0 | 0 | 0 | 0 | 0 | 0 | 0 | 0 | 0 | 0 | 0
OPTION 1 (base case) | sens2 | Capex 10% lower | OPTION 1 (base case)sens2 |  | 0 |  | 0 | 0 | 0 | 0 | 0 | 0 | 0 | 0 | 0 | 0 | 0 | 0 | 0 | 0 | 0 | 0 | 0 | 0 | 0 | 0 | 0 | 0 | 0 | 0 | 0 | 0
OPTION 1 (base case) | sens3 | Total benefits 10% higher | OPTION 1 (base case)sens3 |  | 0 |  | 0 | 0 | 0 | 0 | 0 | 0 | 0 | 0 | 0 | 0 | 0 | 0 | 0 | 0 | 0 | 0 | 0 | 0 | 0 | 0 | 0 | 0 | 0 | 0 | 0 | 0
OPTION 1 (base case) | sens4 | Total benefits 10% lower | OPTION 1 (base case)sens4 |  | 0 |  | 0 | 0 | 0 | 0 | 0 | 0 | 0 | 0 | 0 | 0 | 0 | 0 | 0 | 0 | 0 | 0 | 0 | 0 | 0 | 0 | 0 | 0 | 0 | 0 | 0 | 0
OPTION 1 (base case) | sens5 | Capex 10% higher & total benefits 10% lower | OPTION 1 (base case)sens5 |  | 0 |  | 0 | 0 | 0 | 0 | 0 | 0 | 0 | 0 | 0 | 0 | 0 | 0 | 0 | 0 | 0 | 0 | 0 | 0 | 0 | 0 | 0 | 0 | 0 | 0 | 0 | 0
OPTION 1 (base case) | sens | 0 | OPTION 1 (base case)sens |  | 0 |  | 0 | 0 | 0 | 0 | 0 | 0 | 0 | 0 | 0 | 0 | 0 | 0 | 0 | 0 | 0 | 0 | 0 | 0 | 0 | 0 | 0 | 0 | 0 | 0 | 0 | 0
OPTION 1 (base case) | sens | 0 | OPTION 1 (base case)sens |  | 0 |  | 0 | 0 | 0 | 0 | 0 | 0 | 0 | 0 | 0 | 0 | 0 | 0 | 0 | 0 | 0 | 0 | 0 | 0 | 0 | 0 | 0 | 0 | 0 | 0 | 0 | 0
OPTION 1 (base case) | sens | 0 | OPTION 1 (base case)sens |  | 0 |  | 0 | 0 | 0 | 0 | 0 | 0 | 0 | 0 | 0 | 0 | 0 | 0 | 0 | 0 | 0 | 0 | 0 | 0 | 0 | 0 | 0 | 0 | 0 | 0 | 0 | 0
Option 2 | NPV | Net benefits | Option 2NPV |  | 714636.1543 |  | 0 | 0 | -16371.8329 | -26830.2111 | -29870.5765 | -23614.622 | -5717.0158 | 22292.7556 | 55320.8474 | 74693.3651 | 83088.1139 | 88701.8326 | 95031.9614 | 102171.5982 | 110055.3579 | 110055.3579 | 110055.3579 | 110055.3579 | 110055.3579 | 110055.3579 | 110055.3579 | 0 | 0 | 0 | 0 | 0
Option 2 | sens1 | Capex 10% higher | Option 2sens1 |  | 515749.1726 |  | 0 | 0 | -19789.2013 | -33664.9478 | -40122.6815 | -37284.0953 | -22803.8575 | 5205.914 | 38234.0057 | 57606.5234 | 66001.2723 | 71614.9909 | 77945.1198 | 85084.7565 | 92968.5162 | 92968.5162 | 92968.5162 | 92968.5162 | 92968.5162 | 92968.5162 | 92968.5162 | 0 | 0 | 0 | 0 | 0
Option 2 | sens2 | Capex 10% lower | Option 2sens2 |  | 913523.1359 |  | 0 | 0 | -12954.4646 | -19995.4745 | -19618.4715 | -9945.1487 | 11369.8258 | 39379.5973 | 72407.689 | 91780.2067 | 100174.9556 | 105788.6742 | 112118.8031 | 119258.4398 | 127142.1995 | 127142.1995 | 127142.1995 | 127142.1995 | 127142.1995 | 127142.1995 | 127142.1995 | 0 | 0 | 0 | 0 | 0
Option 2 | sens3 | Total benefits 10% higher | Option 2sens3 |  | 984986.7513 |  | 0 | 0 | -14591.6479 | -22678.4956 | -22605.5292 | -12306.6109 | 10798.1242 | 41608.8729 | 77939.7738 | 99249.5432 | 108483.767 | 114658.8575 | 121621.9992 | 129475.5997 | 138147.7353 | 138147.7353 | 138147.7353 | 138147.7353 | 138147.7353 | 138147.7353 | 138147.7353 | 0 | 0 | 0 | 0 | 0
Option 2 | sens4 | Total benefits 10% lower | Option 2sens4 |  | 444285.5572 |  | 0 | 0 | -18152.018 | -30981.9267 | -37135.6239 | -34922.6331 | -22232.1559 | 2976.6384 | 32701.921 | 50137.1869 | 57692.4609 | 62744.8077 | 68441.9236 | 74867.5967 | 81962.9804 | 81962.9804 | 81962.9804 | 81962.9804 | 81962.9804 | 81962.9804 | 81962.9804 | 0 | 0 | 0 | 0 | 0
Option 2 | sens5 | Capex 10% higher & total benefits 10% lower | Option 2sens5 |  | 245398.5756 |  | 0 | 0 | -21569.3863 | -37816.6633 | -47387.7289 | -48592.1065 | -39318.9976 | -14110.2032 | 15615.0793 | 33050.3453 | 40605.6192 | 45657.966 | 51355.082 | 57780.7551 | 64876.1388 | 64876.1388 | 64876.1388 | 64876.1388 | 64876.1388 | 64876.1388 | 64876.1388 | 0 | 0 | 0 | 0 | 0
Option 2 | sens | 0 | Option 2sens |  | 714636.1543 |  | 0 | 0 | -16371.8329 | -26830.2111 | -29870.5765 | -23614.622 | -5717.0158 | 22292.7556 | 55320.8474 | 74693.3651 | 83088.1139 | 88701.8326 | 95031.9614 | 102171.5982 | 110055.3579 | 110055.3579 | 110055.3579 | 110055.3579 | 110055.3579 | 110055.3579 | 110055.3579 | 0 | 0 | 0 | 0 | 0
Option 2 | sens | 0 | Option 2sens |  | 714636.1543 |  | 0 | 0 | -16371.8329 | -26830.2111 | -29870.5765 | -23614.622 | -5717.0158 | 22292.7556 | 55320.8474 | 74693.3651 | 83088.1139 | 88701.8326 | 95031.9614 | 102171.5982 | 110055.3579 | 110055.3579 | 110055.3579 | 110055.3579 | 110055.3579 | 110055.3579 | 110055.3579 | 0 | 0 | 0 | 0 | 0
Option 2 | sens | 0 | Option 2sens |  | 714636.1543 |  | 0 | 0 | -16371.8329 | -26830.2111 | -29870.5765 | -23614.622 | -5717.0158 | 22292.7556 | 55320.8474 | 74693.3651 | 83088.1139 | 88701.8326 | 95031.9614 | 102171.5982 | 110055.3579 | 110055.3579 | 110055.3579 | 110055.3579 | 110055.3579 | 110055.3579 | 110055.3579 | 0 | 0 | 0 | 0 | 0
[7 empty] | 0 | 0 | -33951.3772 | -57784.5232 | -69010.7605 | -64543.754 | -40554.7892 | 6422.8495 | 61529.3978 | 99409.8795 | 127236.5515 | 142479.4088 | 159667.5253 | 179053.6881 | 200460.3583 | 200460.3583 | 200460.3583 | 200460.3583 | 200460.3583 | 200460.3583 | 200460.3583 | 0 | 0 | 0 | 0 | 0
Option 3 | NPV | Net benefits | Option 3NPV |  | 1103930.7448 |  | 0 | 0 | -33951.3772 | -57784.5232 | -69010.7605 | -64543.754 | -40554.7892 | 6422.8495 | 61529.3978 | 99409.8795 | 127236.5515 | 142479.4088 | 159667.5253 | 179053.6881 | 200460.3583 | 200460.3583 | 200460.3583 | 200460.3583 | 200460.3583 | 200460.3583 | 200460.3583 | 0 | 0 | 0 | 0 | 0
Option 3 | sens1 | Capex 10% higher | Option 3sens1 |  | 724832.4644 |  | 0 | 0 | -40465.2197 | -70812.2081 | -88552.2877 | -90599.1236 | -73124.0013 | -26146.3626 | 28960.1857 | 66840.6674 | 94667.3394 | 109910.1967 | 127098.3132 | 146484.476 | 167891.1462 | 167891.1462 | 167891.1462 | 167891.1462 | 167891.1462 | 167891.1462 | 167891.1462 | 0 | 0 | 0 | 0 | 0
Option 3 | sens2 | Capex 10% lower | Option 3sens2 |  | 1483029.0252 |  | 0 | 0 | -27437.5348 | -44756.8384 | -49469.2332 | -38488.3843 | -7985.5771 | 38992.0616 | 94098.6099 | 131979.0916 | 159805.7636 | 175048.6209 | 192236.7374 | 211622.9002 | 233029.5704 | 233029.5704 | 233029.5704 | 233029.5704 | 233029.5704 | 233029.5704 | 233029.5704 | 0 | 0 | 0 | 0 | 0
Option 3 | sens3 | Total benefits 10% higher | Option 3sens3 |  | 1593422.0997 |  | 0 | 0 | -30832.6725 | -50535.2907 | -56370.3093 | -44942.7597 | -12041.0561 | 39634.3466 | 100251.5497 | 141920.0796 | 172529.4188 | 189296.5618 | 208203.4899 | 229528.269 | 253075.6062 | 253075.6062 | 253075.6062 | 253075.6062 | 253075.6062 | 253075.6062 | 253075.6062 | 0 | 0 | 0 | 0 | 0
Option 3 | sens4 | Total benefits 10% lower | Option 3sens4 |  | 614439.39 |  | 0 | 0 | -37070.0819 | -65033.7557 | -81651.2117 | -84144.7482 | -69068.5224 | -26788.6475 | 22807.246 | 56899.6795 | 81943.6843 | 95662.2558 | 111131.5606 | 128579.1072 | 147845.1104 | 147845.1104 | 147845.1104 | 147845.1104 | 147845.1104 | 147845.1104 | 147845.1104 | 0 | 0 | 0 | 0 | 0
Option 3 | sens5 | Capex 10% higher & total benefits 10% lower | Option 3sens5 |  | 235341.1096 |  | 0 | 0 | -43583.9243 | -78061.4406 | -101192.739 | -110200.1179 | -101637.7345 | -59357.8596 | -9761.9661 | 24330.4673 | 49374.4722 | 63093.0437 | 78562.3485 | 96009.8951 | 115275.8983 | 115275.8983 | 115275.8983 | 115275.8983 | 115275.8983 | 115275.8983 | 115275.8983 | 0 | 0 | 0 | 0 | 0
Option 3 | sens | 0 | Option 3sens |  | 1103930.7448 |  | 0 | 0 | -33951.3772 | -57784.5232 | -69010.7605 | -64543.754 | -40554.7892 | 6422.8495 | 61529.3978 | 99409.8795 | 127236.5515 | 142479.4088 | 159667.5253 | 179053.6881 | 200460.3583 | 200460.3583 | 200460.3583 | 200460.3583 | 200460.3583 | 200460.3583 | 200460.3583 | 0 | 0 | 0 | 0 | 0
Option 3 | sens | 0 | Option 3sens |  | 1103930.7448 |  | 0 | 0 | -33951.3772 | -57784.5232 | -69010.7605 | -64543.754 | -40554.7892 | 6422.8495 | 61529.3978 | 99409.8795 | 127236.5515 | 142479.4088 | 159667.5253 | 179053.6881 | 200460.3583 | 200460.3583 | 200460.3583 | 200460.3583 | 200460.3583 | 200460.3583 | 200460.3583 | 0 | 0 | 0 | 0 | 0
Option 3 | sens | 0 | Option 3sens |  | 1103930.7448 |  | 0 | 0 | -33951.3772 | -57784.5232 | -69010.7605 | -64543.754 | -40554.7892 | 6422.8495 | 61529.3978 | 99409.8795 | 127236.5515 | 142479.4088 | 159667.5253 | 179053.6881 | 200460.3583 | 200460.3583 | 200460.3583 | 200460.3583 | 200460.3583 | 200460.3583 | 200460.3583 | 0 | 0 | 0 | 0 | 0
Option 4 | NPV | Net benefits | Option 4NPV |  | -2387654.4825 |  | 0 | 391767.9676 | -707655.4831 | -664372.5228 | -611656.9096 | -547872.2537 | -1150610.5157 | 12187.9309 | 24587.5202 | 35148.4441 | 42668.1782 | 47710.8592 | 53216.1187 | 58938.7298 | 65220.0249 | 69301.4944 | 70806.866 | 71225.9025 | 71678.6605 | 72167.905 | 72696.6301 | 0 | 0 | 0 | 0 | 0
Option 4 | sens1 | Capex 10% higher | Option 4sens1 |  | -2975833.723 |  | 0 | 391767.9676 | -822841.942 | -781280.1488 | -730285.7027 | -668222.2138 | -1272681.6429 | 5303.2627 | 17702.8519 | 28263.7758 | 35783.51 | 40826.191 | 46331.4504 | 52054.0615 | 58335.3566 | 62416.8261 | 63922.1977 | 64341.2342 | 64793.9923 | 65283.2368 | 65811.9619 | 0 | 0 | 0 | 0 | 0
Option 4 | sens2 | Capex 10% lower | Option 4sens2 |  | -1799475.2421 |  | 0 | 391767.9676 | -592469.0242 | -547464.8969 | -493028.1166 | -427522.2936 | -1028539.3885 | 19072.5992 | 31472.1884 | 42033.1123 | 49552.8465 | 54595.5275 | 60100.787 | 65823.398 | 72104.6931 | 76186.1627 | 77691.5342 | 78110.5707 | 78563.3288 | 79052.5733 | 79581.2984 | 0 | 0 | 0 | 0 | 0
Option 4 | sens3 | Total benefits 10% higher | Option 4sens3 |  | -2038240.6904 |  | 0 | 430944.7643 | -663234.5725 | -613902.1491 | -554193.8075 | -482309.5189 | -1143600.4401 | 20291.3923 | 33930.9404 | 45547.9567 | 53819.6643 | 59366.6134 | 65422.3988 | 71717.271 | 78626.6956 | 83116.3121 | 84772.2208 | 85233.161 | 85731.1948 | 86269.3638 | 86850.9614 | 0 | 0 | 0 | 0 | 0
Option 4 | sens4 | Total benefits 10% lower | Option 4sens4 |  | -2737068.2747 |  | 0 | 352591.1708 | -752076.3937 | -714842.8965 | -669120.0117 | -613434.9884 | -1157620.5913 | 4084.4696 | 15244.0999 | 24748.9314 | 31516.6921 | 36055.105 | 41009.8386 | 46160.1885 | 51813.3541 | 55486.6767 | 56841.5111 | 57218.6439 | 57626.1262 | 58066.4463 | 58542.2988 | 0 | 0 | 0 | 0 | 0
Option 4 | sens5 | Capex 10% higher & total benefits 10% lower | Option 4sens5 |  | -3325247.5151 |  | 0 | 352591.1708 | -867262.8526 | -831750.5225 | -787748.8047 | -733784.9485 | -1279691.7185 | -2800.1987 | 8359.4316 | 17864.2631 | 24632.0239 | 29170.4368 | 34125.1703 | 39275.5203 | 44928.6858 | 48602.0084 | 49956.8428 | 50333.9757 | 50741.4579 | 51181.778 | 51657.6306 | 0 | 0 | 0 | 0 | 0
Option 4 | sens | 0 | Option 4sens |  | -2387654.4825 |  | 0 | 391767.9676 | -707655.4831 | -664372.5228 | -611656.9096 | -547872.2537 | -1150610.5157 | 12187.9309 | 24587.5202 | 35148.4441 | 42668.1782 | 47710.8592 | 53216.1187 | 58938.7298 | 65220.0249 | 69301.4944 | 70806.866 | 71225.9025 | 71678.6605 | 72167.905 | 72696.6301 | 0 | 0 | 0 | 0 | 0
Option 4 | sens | 0 | Option 4sens |  | -2387654.4825 |  | 0 | 391767.9676 | -707655.4831 | -664372.5228 | -611656.9096 | -547872.2537 | -1150610.5157 | 12187.9309 | 24587.5202 | 35148.4441 | 42668.1782 | 47710.8592 | 53216.1187 | 58938.7298 | 65220.0249 | 69301.4944 | 70806.866 | 71225.9025 | 71678.6605 | 72167.905 | 72696.6301 | 0 | 0 | 0 | 0 | 0
Option 4 | sens | 0 | Option 4sens |  | -2387654.4825 |  | 0 | 391767.9676 | -707655.4831 | -664372.5228 | -611656.9096 | -547872.2537 | -1150610.5157 | 12187.9309 | 24587.5202 | 35148.4441 | 42668.1782 | 47710.8592 | 53216.1187 | 58938.7298 | 65220.0249 | 69301.4944 | 70806.866 | 71225.9025 | 71678.6605 | 72167.905 | 72696.6301 | 0 | 0 | 0 | 0 | 0
Option 5 | NPV | Net benefits | Option 5NPV |  | -30656.2345 |  | 0 | 23250.6012 | -244350.6547 | -234767.8612 | -214828.7261 | -182175.169 | -381604.4702 | 33814.3906 | 70831.7827 | 94012.2561 | 105735.0796 | 113674.6296 | 122600.7294 | 132638.8911 | 143730.8616 | 145790.3044 | 146330.4937 | 146330.4937 | 146330.4937 | 146330.4937 | 146330.4937 | 0 | 0 | 0 | 0 | 0
Option 5 | sens1 | Capex 10% higher | Option 5sens1 |  | -415195.4232 |  | 0 | 23250.6012 | -286163.5093 | -279998.0842 | -263476.3174 | -234240.1286 | -438632.6706 | 15181.6765 | 52199.0686 | 75379.542 | 87102.3656 | 95041.9155 | 103968.0153 | 114006.177 | 125098.1475 | 127157.5903 | 127697.7796 | 127697.7796 | 127697.7796 | 127697.7796 | 127697.7796 | 0 | 0 | 0 | 0 | 0
Option 5 | sens2 | Capex 10% lower | Option 5sens2 |  | 353882.9542 |  | 0 | 23250.6012 | -202537.8001 | -189537.6382 | -166181.1348 | -130110.2093 | -324576.2698 | 52447.1047 | 89464.4968 | 112644.9702 | 124367.7937 | 132307.3437 | 141233.4435 | 151271.6052 | 162363.5757 | 164423.0185 | 164963.2078 | 164963.2078 | 164963.2078 | 164963.2078 | 164963.2078 | 0 | 0 | 0 | 0 | 0
Option 5 | sens3 | Total benefits 10% higher | Option 5sens3 |  | 350817.3308 |  | 0 | 25575.6613 | -226972.8656 | -213014.4244 | -187664.0074 | -148327.7262 | -362736.7169 | 55828.5438 | 96547.6751 | 122046.1958 | 134941.3017 | 143674.8067 | 153493.5164 | 164535.4943 | 176736.6619 | 179002.0489 | 179596.2571 | 179596.2571 | 179596.2571 | 179596.2571 | 179596.2571 | 0 | 0 | 0 | 0 | 0
Option 5 | sens4 | Total benefits 10% lower | Option 5sens4 |  | -412129.7997 |  | 0 | 20925.5411 | -261728.4439 | -256521.298 | -241993.4448 | -216022.6117 | -400472.2236 | 11800.2375 | 45115.8903 | 65978.3164 | 76528.8576 | 83674.4526 | 91707.9423 | 100742.2879 | 110725.0614 | 112578.5598 | 113064.7302 | 113064.7302 | 113064.7302 | 113064.7302 | 113064.7302 | 0 | 0 | 0 | 0 | 0
Option 5 | sens5 | Capex 10% higher & total benefits 10% lower | Option 5sens5 |  | -796668.9884 |  | 0 | 20925.5411 | -303541.2985 | -301751.521 | -290641.0361 | -268087.5713 | -457500.424 | -6832.4766 | 26483.1762 | 47345.6023 | 57896.1435 | 65041.7385 | 73075.2282 | 82109.5738 | 92092.3473 | 93945.8458 | 94432.0161 | 94432.0161 | 94432.0161 | 94432.0161 | 94432.0161 | 0 | 0 | 0 | 0 | 0
Option 5 | sens | 0 | Option 5sens |  | -30656.2345 |  | 0 | 23250.6012 | -244350.6547 | -234767.8612 | -214828.7261 | -182175.169 | -381604.4702 | 33814.3906 | 70831.7827 | 94012.2561 | 105735.0796 | 113674.6296 | 122600.7294 | 132638.8911 | 143730.8616 | 145790.3044 | 146330.4937 | 146330.4937 | 146330.4937 | 146330.4937 | 146330.4937 | 0 | 0 | 0 | 0 | 0
Option 5 | sens | 0 | Option 5sens |  | -30656.2345 |  | 0 | 23250.6012 | -244350.6547 | -234767.8612 | -214828.7261 | -182175.169 | -381604.4702 | 33814.3906 | 70831.7827 | 94012.2561 | 105735.0796 | 113674.6296 | 122600.7294 | 132638.8911 | 143730.8616 | 145790.3044 | 146330.4937 | 146330.4937 | 146330.4937 | 146330.4937 | 146330.4937 | 0 | 0 | 0 | 0 | 0
Option 5 | sens | 0 | Option 5sens |  | -30656.2345 |  | 0 | 23250.6012 | -244350.6547 | -234767.8612 | -214828.7261 | -182175.169 | -381604.4702 | 33814.3906 | 70831.7827 | 94012.2561 | 105735.0796 | 113674.6296 | 122600.7294 | 132638.8911 | 143730.8616 | 145790.3044 | 146330.4937 | 146330.4937 | 146330.4937 | 146330.4937 | 146330.4937 | 0 | 0 | 0 | 0 | 0
RESULTS
|  | 0 | 0 | 0 | 0 | 0 |  | 2028-29: #NAME?
|  | Option 1 (base case) | Option 2 | Option 3 | Option 4 | Option 5 |  | 2026-27: Max; 2028-29: Preferred
NPV | None | 0 | 0.71464 | 1.1039 | -2.3877 | -0.030656 |  | 2026-27: #NAME?; 2028-29: Option 3
sens1 | Capex 10% higher | 0 | 0.51575 | 0.72483 | -2.9758 | -0.4152 |  | 2026-27: #NAME?; 2028-29: Option 3
sens2 | Capex 10% lower | 0 | 0.91352 | 1.483 | -1.7995 | 0.35388 |  | 2026-27: #NAME?; 2028-29: Option 3
sens3 | Total benefits 10% higher | 0 | 0.98499 | 1.5934 | -2.0382 | 0.35082 |  | 2026-27: #NAME?; 2028-29: Option 3
sens4 | Total benefits 10% lower | 0 | 0.44429 | 0.61444 | -2.7371 | -0.41213 |  | 2026-27: #NAME?; 2028-29: Option 3
sens5 | Capex 10% higher & total benefits 10% lower | 0 | 0.2454 | 0.23534 | -3.3252 | -0.79667 |  | 2026-27: #NAME?; 2028-29: Option 2
sens | 0 | [6 empty] | 2026-27: #NAME?; 2028-29: #NAME?
sens | 0 | [6 empty] | 2026-27: #NAME?; 2028-29: #NAME?
sens | 0 | [6 empty] | 2026-27: #NAME?; 2028-29: #NAME?

## Workings_costs
CitiPower
HV cable replacement
WORKINGS - COSTS
Source: Cable CBRM (October 2024)
| Top 5 assets |  |  | Average Length (m) | Variable ($/m) | Section Count | Length (m) | Fixed Cost | Variable Cost | Total cost ($ 2023)
|  | Replacement Cost (CBD) |  | 67.4 | 2160 | 5 | 1759.343 | 29650 | 3800180.88 | 3829830.88
|  | Replacement Cost (Urban) |  | 87.5 | 1556 | 0 | 0 | 0 | 0 | 0
|  | Replacement Cost (Rural Short) |  | 194.3 | 1208 | 0 | 0 | 0 | 0 | 0
|  | Replacement Cost (Rural Long) |  | 276.2 | 889 | 0 | 0 | 0 | 0 | 0
|  | Replacement Cost (Blank) as CBD |  | 67.4 | 2160 | 0 | 0 | 0
|  | Total |  |  |  | 5 | 1759.343 |  |  | 3829830.88
| Top 10 assets |  |  | Average Length (m) | Variable ($/m) | Section Count | Length (m) | Fixed Cost | Variable Cost | Total cost ($ 2023)
|  | Replacement Cost (CBD) |  | 67.4 | 2160 | 10 | 3352.193 | 59300 | 7240736.88 | 7300036.88
|  | Replacement Cost (Urban) |  | 87.5 | 1556 | 0 | 0 | 0 | 0 | 0
|  | Replacement Cost (Rural Short) |  | 194.3 | 1208 | 0 | 0 | 0 | 0 | 0
|  | Replacement Cost (Rural Long) |  | 276.2 | 889 | 0 | 0 | 0 | 0 | 0
|  | Replacement Cost (Blank) as CBD |  | 67.4 | 2160 | 0 | 0 | 0
|  | Total |  |  |  | 10 | 3352.193 |  |  | 7300036.88
| Top 30 assets |  |  | Average Length (m) | Variable ($/m) | Section Count | Length (m) | Fixed Cost | Variable Cost | Total cost ($ 2023)
|  | Replacement Cost (CBD) |  | 67.4 | 2160 | 24 | 6351.176 | 118600 | 13718540.16 | 13837140.16
|  | Replacement Cost (Urban) |  | 87.5 | 1556 | 2 | 1018.226 | 9740 | 1584359.656 | 1594099.656
|  | Replacement Cost (Rural Short) |  | 194.3 | 1208 | 0 | 0 | 0 | 0 | 0
|  | Replacement Cost (Rural Long) |  | 276.2 | 889 | 0 | 0 | 0 | 0 | 0
|  | Replacement Cost (Blank) as CBD |  | 67.4 | 2160 | 4 | 1696.41 | 19480
|  | Total |  |  |  | 30 | 9065.812 |  |  | 15431239.816
| Expenditure |  |  | 2026-27 | 2027-28 | 2028-29 | 2029-30 | 2030-31
| Option 2 | Replace highest 5 delta risk cable sections |  | 765966.176 | 765966.176 | 765966.176 | 765966.176 | 765966.176
| Option 3 | Replace highest 10 delta risk cable sections |  | 1460007.376 | 1460007.376 | 1460007.376 | 1460007.376 | 1460007.376
| Option 4 | Monitor highest delta risk cable sections and replace those with high partial discharge
| Condition assessment failed cable detection rate |  | 10%
| Condition assessment of top 30 delta risk cable sections |  |  | 1000000 | 1000000 | 1000000 | 1000000 | 1000000
| Replacement of poor condition cable sections |  |  |  | 385780.9954 | 385780.9954 | 385780.9954 | 385780.9954
| Option 5 | Replace highest 5 delta risk cable sections and monitor further 10
| Cable replacement (top 5) |  |  | 765966.176 | 765966.176 | 765966.176 | 765966.176 | 765966.176
| Condition assessment of next 10 delta risk cable sections |  |  | 333333.3333 | 333333.3333 | 333333.3333 | 333333.3333 | 333333.3333
| Replacement of poor condition cable sections |  |  | 0 | 0 | 0 | 0 | 346490.6

## Workings_risks
CitiPower
HV cable replacement
WORKINGS - RISKS
CBRM data
[6 empty] | Option 1 (base case) | Option 2 | Option 3 | Option 4 | Option 5
| Average Consequences per failure ($) |  |  |  |  | All assets | Replace top 5 | Replace top 10 | Replace top 30 | Replace top 15
|  | Response cost |  |  |  | 14958.7219 | 1670 | 1670 | 2477.1667 | 2045.75
|  | Unplanned replacements |  |  |  | 80695.9671 | 550666.6667 | 555333.3333 | 517844.4444 | 551911.1111
|  | Safety Consequence |  |  |  | 35022.6266 | 33489.5268 | 33489.5268 | 33489.5268 | 33489.5268
|  | Environmental Consequence |  |  |  | 4800 | 4800 | 4800 | 4800 | 4800
| Total number of failures without replacement |  |  |  |  | FY27 | FY28 | FY29 | FY30 | FY31 | FY32 | FY33 | FY34 | FY35 | FY36 | FY37 | FY38 | FY39 | FY40 | FY41 | FY42 | FY43 | FY44 | FY45 | FY46 | FY47 | FY48 | FY49 | FY50 | FY51
|  | Option 1 (base case) | No change to existing practices |  |  | 26.7562 | 29.47 | 32.6225 | 36.2445 | 40.4011 | 45.1789 | 50.6727 | 56.9617 | 63.8579 | 71.1959 | 78.9332 | 87.5042 | 96.8264 | 106.4215 | 115.5319 | 124.3078 | 132.9005 | 140.9889 | 148.3942 | 154.8535 | 161.3684 | 168.0165 | 174.6823 | 181.4885 | 188.3269
|  | Option 2 | Replace highest 5 delta risk cable sections |  |  | 0.1049 | 0.12038 | 0.13845 | 0.15958 | 0.18435 | 0.21344 | 0.24768 | 0.28804 | 0.31172 | 0.32198 | 0.32884 | 0.33658 | 0.34531 | 0.35494 | 0.35494 | 0.35494 | 0.35494 | 0.35494 | 0.35494 | 0.35494 | 0.35494 | 0.35494 | 0.35494 | 0.35494 | 0.35494
|  | Option 3 | Replace highest 10 delta risk cable sections |  |  | 0.1889 | 0.21597 | 0.24743 | 0.28404 | 0.32673 | 0.37662 | 0.43503 | 0.50355 | 0.55065 | 0.58525 | 0.6042 | 0.62557 | 0.64968 | 0.6763 | 0.6763 | 0.6763 | 0.6763 | 0.6763 | 0.6763 | 0.6763 | 0.6763 | 0.6763 | 0.6763 | 0.6763 | 0.6763
|  | Option 4 | Monitor highest delta risk cable sections and replace those with high partial discharge |  |  | 0.48121 | 0.54562 | 0.61993 | 0.70582 | 0.80531 | 0.92078 | 1.0551 | 1.2074 | 1.3371 | 1.4295 | 1.4914 | 1.559 | 1.6293 | 1.7065 | 1.7566 | 1.7751 | 1.7802 | 1.7858 | 1.7918 | 1.7983 | 1.8053 | 1.8129 | 1.8211 | 1.829 | 1.829
|  | Option 5 | Replace highest 5 delta risk cable sections and monitor further 10 |  |  | 0.27714 | 0.3144 | 0.3574 | 0.40712 | 0.46473 | 0.53161 | 0.60942 | 0.70013 | 0.7716 | 0.82344 | 0.85935 | 0.89952 | 0.94446 | 0.99417 | 1.0198 | 1.0265 | 1.0265 | 1.0265 | 1.0265 | 1.0265 | 1.0265 | 1.0265 | 1.0265 | 1.0265 | 1.0265
| Number of failures after replacement |  |  |  |  | FY27 | FY28 | FY29 | FY30 | FY31 | FY32 | FY33 | FY34 | FY35 | FY36 | FY37 | FY38 | FY39 | FY40 | FY41 | FY42 | FY43 | FY44 | FY45 | FY46 | FY47 | FY48 | FY49 | FY50 | FY51
|  | Option 1 (base case) | All assets
|  | Option 2 | Top 5 delta |  |  | 0.011592 | 0.011592 | 0.011592 | 0.011592 | 0.011592 | 0.011592 | 0.011592 | 0.011592 | 0.011592 | 0.011592 | 0.011592 | 0.011592 | 0.011592 | 0.011592 | 0.011592 | 0.011592 | 0.011592 | 0.011592 | 0.011592 | 0.011592 | 0.011592 | 0.011592 | 0.011592 | 0.011592 | 0.011592
|  | Option 3 | Top 10 delta |  |  | 0.022087 | 0.022087 | 0.022087 | 0.022087 | 0.022087 | 0.022087 | 0.022087 | 0.022087 | 0.022087 | 0.022087 | 0.022087 | 0.022087 | 0.022087 | 0.022087 | 0.022087 | 0.022087 | 0.022087 | 0.022087 | 0.022087 | 0.022087 | 0.022087 | 0.022087 | 0.022087 | 0.022087 | 0.022087
|  | Option 4 | Top 30 delta |  |  | 0.059732 | 0.059732 | 0.059732 | 0.059732 | 0.059732 | 0.059732 | 0.059732 | 0.059732 | 0.059732 | 0.059732 | 0.059732 | 0.059732 | 0.059732 | 0.059732 | 0.059732 | 0.059732 | 0.059732 | 0.059732 | 0.059732 | 0.059732 | 0.059732 | 0.059732 | 0.059732 | 0.059732 | 0.059732
|  | Option 5 | Top 15 delta |  |  | 0.033524 | 0.033524 | 0.033524 | 0.033524 | 0.033524 | 0.033524 | 0.033524 | 0.033524 | 0.033524 | 0.033524 | 0.033524 | 0.033524 | 0.033524 | 0.033524 | 0.033524 | 0.033524 | 0.033524 | 0.033524 | 0.033524 | 0.033524 | 0.033524 | 0.033524 | 0.033524 | 0.033524 | 0.033524
| Implementation profile |  |  |  |  | FY27 | FY28 | FY29 | FY30 | FY31 | FY32 | FY33 | FY34 | FY35 | FY36 | FY37 | FY38 | FY39 | FY40 | FY41 | FY42 | FY43 | FY44 | FY45 | FY46 | FY47 | FY48 | FY49 | FY50 | FY51
Option 1 (base case)
|  | Option 2 | Top 5 delta |  |  | 0% | 20% | 40% | 60% | 80% | 100% | 100% | 100% | 100% | 100% | 100% | 100% | 100% | 100% | 100% | 100% | 100% | 100% | 100% | 100% | 100% | 100% | 100% | 100% | 100%
|  | Option 3 | Top 10 delta |  |  | 0% | 20% | 40% | 60% | 80% | 100% | 100% | 100% | 100% | 100% | 100% | 100% | 100% | 100% | 100% | 100% | 100% | 100% | 100% | 100% | 100% | 100% | 100% | 100% | 100%
|  | Option 4 | Top 30 delta |  | (no failures during monitoring, % thereafter) | 100% | 100% | 100% | 100% | 100% | 10% | 10% | 10% | 10% | 10% | 10% | 10% | 10% | 10% | 10% | 10% | 10% | 10% | 10% | 10% | 10% | 10% | 10% | 10% | 10%
|  | Option 5 | Top 15 delta | Replacement |  | 0% | 20% | 100% | 100% | 100% | 100% | 100% | 100% | 100% | 100% | 100% | 100% | 100% | 100% | 100% | 100% | 100% | 100% | 100% | 100% | 100% | 100% | 100% | 100% | 100%
|  |  |  | Monitoring | (no failures during monitoring, % thereafter) | 100% | 100% | 100% | 100% | 100% | 10% | 10% | 10% | 10% | 10% | 10% | 10% | 10% | 10% | 10% | 10% | 10% | 10% | 10% | 10% | 10% | 10% | 10% | 10% | 10%
| Energy at risk (MWh) |  |  |  |  | FY27 | FY28 | FY29 | FY30 | FY31 | FY32 | FY33 | FY34 | FY35 | FY36 | FY37 | FY38 | FY39 | FY40 | FY41 | FY42 | FY43 | FY44 | FY45 | FY46 | FY47 | FY48 | FY49 | FY50 | FY51
|  | Option 1 (base case) | Energy at risk (weighted) |  |  | 81.4828 | 89.7473 | 99.3481 | 110.3784 | 123.037 | 137.5872 | 154.3177 | 173.4702 | 194.4718 | 216.819 | 240.3818 | 266.484 | 294.8736 | 324.0945 | 351.8389 | 378.565 | 404.7331 | 429.3653 | 451.9173 | 471.5884 | 491.4286 | 511.6749 | 531.9748 | 552.7023 | 573.5278
|  | Option 2 | Energy at risk (weighted) |  |  | 81.4828 | 89.6816 | 99.1947 | 110.11 | 122.6192 | 136.977 | 153.6041 | 172.6346 | 193.5646 | 215.8807 | 239.4229 | 265.5016 | 293.8649 | 323.0566 | 350.8011 | 377.5271 | 403.6953 | 428.3274 | 450.8795 | 470.5506 | 490.3908 | 510.637 | 530.937 | 551.6644 | 572.49
|  | Option 3 | Energy at risk (weighted) |  |  | 81.4828 | 89.6441 | 99.108 | 109.9598 | 122.3878 | 136.6429 | 153.2178 | 172.1878 | 193.064 | 215.319 | 238.8314 | 264.8766 | 293.202 | 322.352 | 350.0965 | 376.8225 | 402.9907 | 427.6228 | 450.1748 | 469.846 | 489.6861 | 509.9324 | 530.2323 | 550.9598 | 571.7853
|  | Option 4 | Energy at risk (weighted) |  |  | 79.7427 | 87.7743 | 97.1064 | 107.8261 | 120.1249 | 137.2758 | 153.9578 | 173.0552 | 194.0099 | 216.3237 | 239.8641 | 265.9418 | 294.306 | 323.499 | 351.2253 | 377.9447 | 404.111 | 428.7411 | 451.291 | 470.9598 | 490.7974 | 511.0409 | 531.3379 | 552.0625 | 572.888
|  | Option 5 | Energy at risk (weighted) |  |  | 81.0459 | 89.1537 | 98.599 | 109.4366 | 121.8564 | 136.9026 | 153.5188 | 172.5368 | 193.4546 | 215.7597 | 239.2941 | 265.3643 | 293.7179 | 322.8991 | 350.6365 | 377.3608 | 403.5289 | 428.1611 | 450.7131 | 470.3842 | 490.2244 | 510.4706 | 530.7706 | 551.4981 | 572.3236
OPTION 1 (BASE CASE) RISK
| Option 1 (base case) |  |  |  | Consequence per failure ($) | FY27 | FY28 | FY29 | FY30 | FY31 | FY32 | FY33 | FY34 | FY35 | FY36 | FY37 | FY38 | FY39 | FY40 | FY41 | FY42 | FY43 | FY44 | FY45 | FY46 | FY47 | FY48 | FY49 | FY50 | FY51
|  | Option 1 (base case) | Response cost | Option 1 (base case)Response cost | 14958.7219 | 400238.0528 | 440832.8723 | 487991.1838 | 542171.2546 | 604349.2726 | 675819.0119 | 757998.1619 | 852073.9996 | 955232.6216 | 1065000.2587 | 1180739.4013 | 1308951.3539 | 1448399.3161 | 1591930.2969 | 1728209.215 | 1859485.8572 | 1988021.9711 | 2109013.3445 | 2219787.5037 | 2316410.7784 | 2413864.3364 | 2513312.5271 | 2613024.5787 | 2714836.4982 | 2817130.1258
|  | Option 1 (base case) | Unplanned replacements | Option 1 (base case)Unplanned replacements | 80695.9671 | 2159114.733 | 2378106.5863 | 2632505.6979 | 2924784.2263 | 3260208.2915 | 3645757.2568 | 4089078.9555 | 4596578.2444 | 5153075.3065 | 5745225.2058 | 6369588.8468 | 7061238.0136 | 7813500.6921 | 8587789.5265 | 9322956.5547 | 10031138.4238 | 10724536.3034 | 11377233.5044 | 11974813.1639 | 12496054.7962 | 13021775.4548 | 13558256.3122 | 14096160.5873 | 14645392.7602 | 15197223.544
|  | Option 1 (base case) | Safety Consequence | Option 1 (base case)Safety Consequence | 35022.6266 | 937071.2295 | 1032115.2594 | 1142526.2925 | 1269377.2633 | 1414953.7056 | 1582284.7128 | 1774689.4993 | 1994947.8187 | 2236471.5221 | 2493468.8116 | 2764447.0953 | 3064627.7783 | 3391115.1586 | 3727162.0481 | 4046229.794 | 4353585.7879 | 4654525.4248 | 4937800.6761 | 5197154.5204 | 5423377.1151 | 5651543.6393 | 5884380.1667 | 6117834.4675 | 6356205.157 | 6595703.6622
|  | Option 1 (base case) | Environmental Consequence | Option 1 (base case)Environmental Consequence | 4800 | 128429.5992 | 141455.7879 | 156588.0898 | 173973.5551 | 193925.426 | 216858.8525 | 243228.7472 | 273416.087 | 306517.9383 | 341740.5103 | 378879.2371 | 420020.277 | 464766.7616 | 510823.4177 | 554553.0099 | 596677.4567 | 637922.5144 | 676746.5929 | 712292.1408 | 743296.91 | 774568.103 | 806479.3398 | 838475.2451 | 871144.9623 | 903969.2515
OPTION 2 RISK
| Option 2 |  |  |  | Consequence per failure ($) | FY27 | FY28 | FY29 | FY30 | FY31 | FY32 | FY33 | FY34 | FY35 | FY36 | FY37 | FY38 | FY39 | FY40 | FY41 | FY42 | FY43 | FY44 | FY45 | FY46 | FY47 | FY48 | FY49 | FY50 | FY51
Option risk before replacement
|  | Option 2 | Response cost | before | 1670 | 175.1831 | 201.0358 | 231.2108 | 266.5041 | 307.8692 | 356.4501 | 413.6211 | 481.035 | 520.5764 | 537.711 | 549.1692 | 562.0896 | 576.6624 | 592.754 | 592.754 | 592.754 | 592.754 | 592.754 | 592.754 | 592.754 | 592.754 | 592.754 | 592.754 | 592.754 | 592.754
|  | Option 2 | Unplanned replacements |  | 550666.6667 | 57764.9581 | 66289.6455 | 76239.5641 | 87877.1853 | 101516.9423 | 117536.0462 | 136387.6283 | 158616.7202 | 171655.1204 | 177305.0878 | 181083.3221 | 185343.7261 | 190148.9581 | 195455.0115 | 195455.0115 | 195455.0115 | 195455.0115 | 195455.0115 | 195455.0115 | 195455.0115 | 195455.0115 | 195455.0115 | 195455.0115 | 195455.0115 | 195455.0115
|  | Option 2 | Safety Consequence |  | 33489.5268 | 3513.0529 | 4031.4931 | 4636.6106 | 5344.3681 | 6173.8881 | 7148.1112 | 8294.5953 | 9646.4871 | 10439.4348 | 10783.0451 | 11012.8234 | 11271.9256 | 11564.1622 | 11886.8569 | 11886.8569 | 11886.8569 | 11886.8569 | 11886.8569 | 11886.8569 | 11886.8569 | 11886.8569 | 11886.8569 | 11886.8569 | 11886.8569 | 11886.8569
|  | Option 2 | Environmental Consequence |  | 4800 | 503.5202 | 577.8274 | 664.5579 | 765.9997 | 884.8934 | 1024.5273 | 1188.851 | 1382.6155 | 1496.2674 | 1545.5165 | 1578.4503 | 1615.587 | 1657.4728 | 1703.7241 | 1703.7241 | 1703.7241 | 1703.7241 | 1703.7241 | 1703.7241 | 1703.7241 | 1703.7241 | 1703.7241 | 1703.7241 | 1703.7241 | 1703.7241
Option risk after replacement
|  | Option 2 | Response cost |  | 1670 | 19.3583 | 19.3583 | 19.3583 | 19.3583 | 19.3583 | 19.3583 | 19.3583 | 19.3583 | 19.3583 | 19.3583 | 19.3583 | 19.3583 | 19.3583 | 19.3583 | 19.3583 | 19.3583 | 19.3583 | 19.3583 | 19.3583 | 19.3583 | 19.3583 | 19.3583 | 19.3583 | 19.3583 | 19.3583
|  | Option 2 | Unplanned replacements |  | 550666.6667 | 6383.2224 | 6383.2224 | 6383.2224 | 6383.2224 | 6383.2224 | 6383.2224 | 6383.2224 | 6383.2224 | 6383.2224 | 6383.2224 | 6383.2224 | 6383.2224 | 6383.2224 | 6383.2224 | 6383.2224 | 6383.2224 | 6383.2224 | 6383.2224 | 6383.2224 | 6383.2224 | 6383.2224 | 6383.2224 | 6383.2224 | 6383.2224 | 6383.2224
|  | Option 2 | Safety Consequence |  | 33489.5268 | 388.2042 | 388.2042 | 388.2042 | 388.2042 | 388.2042 | 388.2042 | 388.2042 | 388.2042 | 388.2042 | 388.2042 | 388.2042 | 388.2042 | 388.2042 | 388.2042 | 388.2042 | 388.2042 | 388.2042 | 388.2042 | 388.2042 | 388.2042 | 388.2042 | 388.2042 | 388.2042 | 388.2042 | 388.2042
|  | Option 2 | Environmental Consequence |  | 4800 | 55.6407 | 55.6407 | 55.6407 | 55.6407 | 55.6407 | 55.6407 | 55.6407 | 55.6407 | 55.6407 | 55.6407 | 55.6407 | 55.6407 | 55.6407 | 55.6407 | 55.6407 | 55.6407 | 55.6407 | 55.6407 | 55.6407 | 55.6407 | 55.6407 | 55.6407 | 55.6407 | 55.6407 | 55.6407
Change in risk
|  | Option 2 | Response cost |  |  | 0 | -36.3355 | -84.741 | -148.2874 | -230.8087 | -337.0918 | -394.2628 | -461.6766 | -501.218 | -518.3526 | -529.8108 | -542.7313 | -557.3041 | -573.3957 | -573.3957 | -573.3957 | -573.3957 | -573.3957 | -573.3957 | -573.3957 | -573.3957 | -573.3957 | -573.3957 | -573.3957 | -573.3957
|  | Option 2 | Unplanned replacements |  |  | 0 | -11981.2846 | -27942.5367 | -48896.3777 | -76106.9759 | -111152.8238 | -130004.4059 | -152233.4978 | -165271.898 | -170921.8654 | -174700.0997 | -178960.5037 | -183765.7357 | -189071.7891 | -189071.7891 | -189071.7891 | -189071.7891 | -189071.7891 | -189071.7891 | -189071.7891 | -189071.7891 | -189071.7891 | -189071.7891 | -189071.7891 | -189071.7891
|  | Option 2 | Safety Consequence |  |  | 0 | -728.6578 | -1699.3626 | -2973.6983 | -4628.5471 | -6759.907 | -7906.3911 | -9258.2829 | -10051.2306 | -10394.8409 | -10624.6193 | -10883.7214 | -11175.958 | -11498.6527 | -11498.6527 | -11498.6527 | -11498.6527 | -11498.6527 | -11498.6527 | -11498.6527 | -11498.6527 | -11498.6527 | -11498.6527 | -11498.6527 | -11498.6527
|  | Option 2 | Environmental Consequence |  |  | 0 | -104.4373 | -243.5669 | -426.2154 | -663.4022 | -968.8866 | -1133.2103 | -1326.9748 | -1440.6267 | -1489.8758 | -1522.8096 | -1559.9463 | -1601.8321 | -1648.0834 | -1648.0834 | -1648.0834 | -1648.0834 | -1648.0834 | -1648.0834 | -1648.0834 | -1648.0834 | -1648.0834 | -1648.0834 | -1648.0834 | -1648.0834
Total risk after replacement of selected cable
|  | Option 2 | Response cost | Option 2Response cost |  | 400238.0528 | 440796.5368 | 487906.4428 | 542022.9672 | 604118.4639 | 675481.9201 | 757603.8991 | 851612.3229 | 954731.4035 | 1064481.9061 | 1180209.5905 | 1308408.6226 | 1447842.012 | 1591356.9013 | 1727635.8193 | 1858912.4616 | 1987448.5754 | 2108439.9488 | 2219214.1081 | 2315837.3828 | 2413290.9407 | 2512739.1314 | 2612451.183 | 2714263.1025 | 2816556.7301
|  | Option 2 | Unplanned replacements | Option 2Unplanned replacements |  | 2159114.733 | 2366125.3017 | 2604563.1613 | 2875887.8486 | 3184101.3156 | 3534604.433 | 3959074.5495 | 4444344.7466 | 4987803.4085 | 5574303.3404 | 6194888.7471 | 6882277.5099 | 7629734.9565 | 8398717.7374 | 9133884.7656 | 9842066.6347 | 10535464.5143 | 11188161.7153 | 11785741.3749 | 12306983.0071 | 12832703.6657 | 13369184.5232 | 13907088.7982 | 14456320.9712 | 15008151.7549
|  | Option 2 | Safety Consequence | Option 2Safety Consequence |  | 937071.2295 | 1031386.6016 | 1140826.93 | 1266403.565 | 1410325.1584 | 1575524.8057 | 1766783.1081 | 1985689.5358 | 2226420.2914 | 2483073.9707 | 2753822.4761 | 3053744.0569 | 3379939.2007 | 3715663.3954 | 4034731.1413 | 4342087.1353 | 4643026.7721 | 4926302.0234 | 5185655.8677 | 5411878.4624 | 5640044.9866 | 5872881.514 | 6106335.8148 | 6344706.5043 | 6584205.0095
|  | Option 2 | Environmental Consequence | Option 2Environmental Consequence |  | 128429.5992 | 141351.3506 | 156344.5229 | 173547.3397 | 193262.0237 | 215889.9659 | 242095.5368 | 272089.1122 | 305077.3115 | 340250.6345 | 377356.4275 | 418460.3307 | 463164.9296 | 509175.3343 | 552904.9265 | 595029.3733 | 636274.431 | 675098.5095 | 710644.0575 | 741648.8266 | 772920.0196 | 804831.2564 | 836827.1617 | 869496.8789 | 902321.1681
OPTION 3 RISK
| Option 3 |  |  |  | Consequence per failure ($) | FY27 | FY28 | FY29 | FY30 | FY31 | FY32 | FY33 | FY34 | FY35 | FY36 | FY37 | FY38 | FY39 | FY40 | FY41 | FY42 | FY43 | FY44 | FY45 | FY46 | FY47 | FY48 | FY49 | FY50 | FY51
Option risk before replacement
|  | Option 3 | Response cost | before | 1670 | 315.4625 | 360.6763 | 413.2013 | 474.3389 | 545.6405 | 628.9579 | 726.5045 | 840.9305 | 919.5874 | 977.368 | 1009.0191 | 1044.7093 | 1084.9637 | 1129.4135 | 1129.4135 | 1129.4135 | 1129.4135 | 1129.4135 | 1129.4135 | 1129.4135 | 1129.4135 | 1129.4135 | 1129.4135 | 1129.4135 | 1129.4135
|  | Option 3 | Unplanned replacements |  | 555333.3333 | 104902.3139 | 119937.459 | 137403.8498 | 157734.2598 | 181444.5362 | 209150.4553 | 241588.1326 | 279638.7557 | 305794.92 | 325009.0106 | 335534.0794 | 347402.334 | 360788.3217 | 375569.4532 | 375569.4532 | 375569.4532 | 375569.4532 | 375569.4532 | 375569.4532 | 375569.4532 | 375569.4532 | 375569.4532 | 375569.4532 | 375569.4532 | 375569.4532
|  | Option 3 | Safety Consequence |  | 33489.5268 | 6326.1624 | 7232.8609 | 8286.1763 | 9512.2072 | 10942.0618 | 12612.8748 | 14569.0376 | 16863.6908 | 18441.0453 | 19599.7562 | 20234.4734 | 20950.1917 | 21757.4373 | 22648.8174 | 22648.8174 | 22648.8174 | 22648.8174 | 22648.8174 | 22648.8174 | 22648.8174 | 22648.8174 | 22648.8174 | 22648.8174 | 22648.8174 | 22648.8174
|  | Option 3 | Environmental Consequence |  | 4800 | 906.7187 | 1036.6743 | 1187.6443 | 1363.3694 | 1568.3081 | 1807.783 | 2088.1567 | 2417.0457 | 2643.1254 | 2809.2015 | 2900.1745 | 3002.7573 | 3118.4585 | 3246.2186 | 3246.2186 | 3246.2186 | 3246.2186 | 3246.2186 | 3246.2186 | 3246.2186 | 3246.2186 | 3246.2186 | 3246.2186 | 3246.2186 | 3246.2186
Option risk after replacement
|  | Option 3 | Response cost |  | 1670 | 36.8847 | 36.8847 | 36.8847 | 36.8847 | 36.8847 | 36.8847 | 36.8847 | 36.8847 | 36.8847 | 36.8847 | 36.8847 | 36.8847 | 36.8847 | 36.8847 | 36.8847 | 36.8847 | 36.8847 | 36.8847 | 36.8847 | 36.8847 | 36.8847 | 36.8847 | 36.8847 | 36.8847 | 36.8847
|  | Option 3 | Unplanned replacements |  | 555333.3333 | 12265.4484 | 12265.4484 | 12265.4484 | 12265.4484 | 12265.4484 | 12265.4484 | 12265.4484 | 12265.4484 | 12265.4484 | 12265.4484 | 12265.4484 | 12265.4484 | 12265.4484 | 12265.4484 | 12265.4484 | 12265.4484 | 12265.4484 | 12265.4484 | 12265.4484 | 12265.4484 | 12265.4484 | 12265.4484 | 12265.4484 | 12265.4484 | 12265.4484
|  | Option 3 | Safety Consequence |  | 33489.5268 | 739.6712 | 739.6712 | 739.6712 | 739.6712 | 739.6712 | 739.6712 | 739.6712 | 739.6712 | 739.6712 | 739.6712 | 739.6712 | 739.6712 | 739.6712 | 739.6712 | 739.6712 | 739.6712 | 739.6712 | 739.6712 | 739.6712 | 739.6712 | 739.6712 | 739.6712 | 739.6712 | 739.6712 | 739.6712
|  | Option 3 | Environmental Consequence |  | 4800 | 106.0159 | 106.0159 | 106.0159 | 106.0159 | 106.0159 | 106.0159 | 106.0159 | 106.0159 | 106.0159 | 106.0159 | 106.0159 | 106.0159 | 106.0159 | 106.0159 | 106.0159 | 106.0159 | 106.0159 | 106.0159 | 106.0159 | 106.0159 | 106.0159 | 106.0159 | 106.0159 | 106.0159 | 106.0159
Change in risk
|  | Option 3 | Response cost |  |  | 0 | -64.7583 | -150.5266 | -262.4725 | -407.0047 | -592.0732 | -689.6198 | -804.0458 | -882.7027 | -940.4833 | -972.1344 | -1007.8246 | -1048.079 | -1092.5288 | -1092.5288 | -1092.5288 | -1092.5288 | -1092.5288 | -1092.5288 | -1092.5288 | -1092.5288 | -1092.5288 | -1092.5288 | -1092.5288 | -1092.5288
|  | Option 3 | Unplanned replacements |  |  | 0 | -21534.4021 | -50055.3605 | -87281.2869 | -135343.2703 | -196885.007 | -229322.6842 | -267373.3073 | -293529.4716 | -312743.5622 | -323268.631 | -335136.8856 | -348522.8733 | -363304.0048 | -363304.0048 | -363304.0048 | -363304.0048 | -363304.0048 | -363304.0048 | -363304.0048 | -363304.0048 | -363304.0048 | -363304.0048 | -363304.0048 | -363304.0048
|  | Option 3 | Safety Consequence |  |  | 0 | -1298.6379 | -3018.6021 | -5263.5216 | -8161.9125 | -11873.2036 | -13829.3665 | -16124.0196 | -17701.3741 | -18860.0851 | -19494.8022 | -20210.5205 | -21017.7661 | -21909.1462 | -21909.1462 | -21909.1462 | -21909.1462 | -21909.1462 | -21909.1462 | -21909.1462 | -21909.1462 | -21909.1462 | -21909.1462 | -21909.1462 | -21909.1462
|  | Option 3 | Environmental Consequence |  |  | 0 | -186.1317 | -432.6514 | -754.4121 | -1169.8338 | -1701.7672 | -1982.1408 | -2311.0298 | -2537.1095 | -2703.1857 | -2794.1586 | -2896.7414 | -3012.4426 | -3140.2027 | -3140.2027 | -3140.2027 | -3140.2027 | -3140.2027 | -3140.2027 | -3140.2027 | -3140.2027 | -3140.2027 | -3140.2027 | -3140.2027 | -3140.2027
Total risk after replacement of selected cable
|  | Option 3 | Response cost | Option 3Response cost |  | 400238.0528 | 440768.114 | 487840.6572 | 541908.7821 | 603942.2679 | 675226.9388 | 757308.542 | 851269.9538 | 954349.9189 | 1064059.7754 | 1179767.267 | 1307943.5293 | 1447351.2371 | 1590837.7681 | 1727116.6862 | 1858393.3284 | 1986929.4423 | 2107920.8156 | 2218694.9749 | 2315318.2496 | 2412771.8075 | 2512219.9982 | 2611932.0498 | 2713743.9694 | 2816037.5969
|  | Option 3 | Unplanned replacements | Option 3Unplanned replacements |  | 2159114.733 | 2356572.1842 | 2582450.3374 | 2837502.9394 | 3124865.0212 | 3448872.2499 | 3859756.2712 | 4329204.937 | 4859545.8349 | 5432481.6436 | 6046320.2157 | 6726101.1281 | 7464977.8188 | 8224485.5217 | 8959652.5499 | 9667834.419 | 10361232.2986 | 11013929.4996 | 11611509.1591 | 12132750.7914 | 12658471.45 | 13194952.3074 | 13732856.5825 | 14282088.7554 | 14833919.5392
|  | Option 3 | Safety Consequence | Option 3Safety Consequence |  | 937071.2295 | 1030816.6214 | 1139507.6905 | 1264113.7417 | 1406791.793 | 1570411.5092 | 1760860.1328 | 1978823.7991 | 2218770.1479 | 2474608.7265 | 2744952.2931 | 3044417.2578 | 3370097.3925 | 3705252.9019 | 4024320.6478 | 4331676.6417 | 4632616.2785 | 4915891.5299 | 5175245.3742 | 5401467.9689 | 5629634.4931 | 5862471.0205 | 6095925.3213 | 6334296.0108 | 6573794.5159
|  | Option 3 | Environmental Consequence | Option 3Environmental Consequence |  | 128429.5992 | 141269.6562 | 156155.4385 | 173219.143 | 192755.5922 | 215157.0853 | 241246.6063 | 271105.0572 | 303980.8288 | 339037.3247 | 376085.0785 | 417123.5356 | 461754.319 | 507683.215 | 551412.8072 | 593537.254 | 634782.3117 | 673606.3903 | 709151.9382 | 740156.7073 | 771427.9003 | 803339.1371 | 835335.0424 | 868004.7597 | 900829.0488
OPTION 4 RISK
| Option 4 |  |  |  | Consequence per failure ($) | FY27 | FY28 | FY29 | FY30 | FY31 | FY32 | FY33 | FY34 | FY35 | FY36 | FY37 | FY38 | FY39 | FY40 | FY41 | FY42 | FY43 | FY44 | FY45 | FY46 | FY47 | FY48 | FY49 | FY50 | FY51
|  | Monitoring |  |  |  | 1 | 1 | 1 | 1 | 1 | 0 | 0 | 0 | 0 | 0 | 0 | 0 | 0 | 0 | 0 | 0 | 0 | 0 | 0 | 0 | 0 | 0 | 0 | 0 | 0
| Option risk before replacement |  |  |  |  | FY32: 213.2958
|  | Option 4 | Response cost | before | 2477.1667 | 1192.0334 | 1351.5962 | 1535.6634 | 1748.4313 | 1994.879 | 2280.9238 | 2613.6085 | 2990.8912 | 3312.2287 | 3541.0318 | 3694.4656 | 3861.9743 | 4036.0963 | 4227.2174 | 4351.4044 | 4397.2084 | 4409.9584 | 4423.7345 | 4438.6208 | 4454.7083 | 4472.0958 | 4490.89 | 4511.2069 | 4530.7431 | 4530.7431
|  | Option 4 | Unplanned replacements |  | 517844.4444 | 249191.0979 | 282547.2319 | 321025.9355 | 365504.4485 | 417023.6262 | 476820.4385 | 546367.2162 | 625237.0449 | 692411.7104 | 740242.339 | 772317.2231 | 807334.4212 | 843734.1234 | 883687.4362 | 909648.361 | 919223.549 | 921888.9064 | 924768.7559 | 927880.684 | 931243.7356 | 934878.5363 | 938807.4245 | 943054.5946 | 947138.5965 | 947138.5965
|  | Option 4 | Safety Consequence |  | 33489.5268 | 16115.4417 | 18272.6168 | 20761.0737 | 23637.5444 | 26969.342 | 30836.4626 | 35334.1235 | 40434.7155 | 44778.9694 | 47872.2248 | 49946.5402 | 52211.138 | 54565.1437 | 57148.9651 | 58827.8845 | 59447.1216 | 59619.493 | 59805.7358 | 60006.9874 | 60224.4793 | 60459.5456 | 60713.6308 | 60988.2996 | 61252.4162 | 61252.4162
|  | Option 4 | Environmental Consequence |  | 4800 | 2309.8003 | 2618.9848 | 2975.6513 | 3387.9312 | 3865.4724 | 4419.7406 | 5064.3831 | 5795.4427 | 6418.0976 | 6861.449 | 7158.7572 | 7483.3384 | 7820.7343 | 8191.0692 | 8431.706 | 8520.4603 | 8545.166 | 8571.8599 | 8600.705 | 8631.8777 | 8665.5694 | 8701.987 | 8741.3549 | 8779.2103 | 8779.2103
Option risk after replacement
|  | Option 4 | Response cost |  | 2477.1667 | 0 | 0 | 0 | 0 | 0 | 147.9662 | 147.9662 | 147.9662 | 147.9662 | 147.9662 | 147.9662 | 147.9662 | 147.9662 | 147.9662 | 147.9662 | 147.9662 | 147.9662 | 147.9662 | 147.9662 | 147.9662 | 147.9662 | 147.9662 | 147.9662 | 147.9662 | 147.9662
|  | Option 4 | Unplanned replacements |  | 517844.4444 | 0 | 0 | 0 | 0 | 0 | 30931.9075 | 30931.9075 | 30931.9075 | 30931.9075 | 30931.9075 | 30931.9075 | 30931.9075 | 30931.9075 | 30931.9075 | 30931.9075 | 30931.9075 | 30931.9075 | 30931.9075 | 30931.9075 | 30931.9075 | 30931.9075 | 30931.9075 | 30931.9075 | 30931.9075 | 30931.9075
|  | Option 4 | Safety Consequence |  | 33489.5268 | 0 | 0 | 0 | 0 | 0 | 2000.3979 | 2000.3979 | 2000.3979 | 2000.3979 | 2000.3979 | 2000.3979 | 2000.3979 | 2000.3979 | 2000.3979 | 2000.3979 | 2000.3979 | 2000.3979 | 2000.3979 | 2000.3979 | 2000.3979 | 2000.3979 | 2000.3979 | 2000.3979 | 2000.3979 | 2000.3979
|  | Option 4 | Environmental Consequence |  | 4800 | 0 | 0 | 0 | 0 | 0 | 286.7138 | 286.7138 | 286.7138 | 286.7138 | 286.7138 | 286.7138 | 286.7138 | 286.7138 | 286.7138 | 286.7138 | 286.7138 | 286.7138 | 286.7138 | 286.7138 | 286.7138 | 286.7138 | 286.7138 | 286.7138 | 286.7138 | 286.7138
Change in risk
|  | Option 4 | Response cost |  |  | -1192.0334 | -1351.5962 | -1535.6634 | -1748.4313 | -1994.879 | -213.2958 | -246.5642 | -284.2925 | -316.4262 | -339.3066 | -354.6499 | -371.4008 | -388.813 | -407.9251 | -420.3438 | -424.9242 | -426.1992 | -427.5768 | -429.0655 | -430.6742 | -432.413 | -434.2924 | -436.3241 | -438.2777 | -438.2777
|  | Option 4 | Unplanned replacements |  |  | -249191.0979 | -282547.2319 | -321025.9355 | -365504.4485 | -417023.6262 | -44588.8531 | -51543.5309 | -59430.5137 | -66147.9803 | -70931.0432 | -74138.5316 | -77640.2514 | -81280.2216 | -85275.5529 | -87871.6454 | -88829.1642 | -89095.6999 | -89383.6848 | -89694.8777 | -90031.1828 | -90394.6629 | -90787.5517 | -91212.2687 | -91620.6689 | -91620.6689
|  | Option 4 | Safety Consequence |  |  | -16115.4417 | -18272.6168 | -20761.0737 | -23637.5444 | -26969.342 | -2883.6065 | -3333.3726 | -3843.4318 | -4277.8571 | -4587.1827 | -4794.6142 | -5021.074 | -5256.4746 | -5514.8567 | -5682.7487 | -5744.6724 | -5761.9095 | -5780.5338 | -5800.6589 | -5822.4081 | -5845.9148 | -5871.3233 | -5898.7902 | -5925.2018 | -5925.2018
|  | Option 4 | Environmental Consequence |  |  | -2309.8003 | -2618.9848 | -2975.6513 | -3387.9312 | -3865.4724 | -413.3027 | -477.7669 | -550.8729 | -613.1384 | -657.4735 | -687.2043 | -719.6625 | -753.402 | -790.4355 | -814.4992 | -823.3746 | -825.8452 | -828.5146 | -831.3991 | -834.5164 | -837.8856 | -841.5273 | -845.4641 | -849.2496 | -849.2496
Total risk after monitoring and replacement of failed cable
|  | Option 4 | Response cost | Option 4Response cost |  | 399046.0194 | 439481.2761 | 486455.5204 | 540422.8233 | 602354.3936 | 675605.7162 | 757751.5977 | 851789.7071 | 954916.1953 | 1064660.9522 | 1180384.7514 | 1308579.9531 | 1448010.5031 | 1591522.3718 | 1727788.8712 | 1859060.933 | 1987595.7719 | 2108585.7676 | 2219358.4383 | 2315980.1042 | 2413431.9234 | 2512878.2347 | 2612588.2546 | 2714398.2205 | 2816691.8481
|  | Option 4 | Unplanned replacements | Option 4Unplanned replacements |  | 1909923.6351 | 2095559.3544 | 2311479.7625 | 2559279.7778 | 2843184.6653 | 3601168.4037 | 4037535.4246 | 4537147.7306 | 5086927.3262 | 5674294.1626 | 6295450.3152 | 6983597.7623 | 7732220.4705 | 8502513.9736 | 9235084.9093 | 9942309.2596 | 10635440.6035 | 11287849.8195 | 11885118.2863 | 12406023.6134 | 12931380.7919 | 13467468.7605 | 14004948.3186 | 14553772.0913 | 15105602.8751
|  | Option 4 | Safety Consequence | Option 4Safety Consequence |  | 920955.7878 | 1013842.6426 | 1121765.2188 | 1245739.719 | 1387984.3636 | 1579401.1063 | 1771356.1267 | 1991104.387 | 2232193.6649 | 2488881.6289 | 2759652.4811 | 3059606.7043 | 3385858.6841 | 3721647.1914 | 4040547.0453 | 4347841.1156 | 4648763.5152 | 4932020.1423 | 5191353.8614 | 5417554.707 | 5645697.7245 | 5878508.8434 | 6111935.6774 | 6350279.9552 | 6589778.4603
|  | Option 4 | Environmental Consequence | Option 4Environmental Consequence |  | 126119.7989 | 138836.8032 | 153612.4385 | 170585.6239 | 190059.9536 | 216445.5498 | 242750.9802 | 272865.2141 | 305904.7999 | 341083.0368 | 378192.0328 | 419300.6145 | 464013.3596 | 510032.9822 | 553738.5107 | 595854.082 | 637096.6692 | 675918.0783 | 711460.7417 | 742462.3936 | 773730.2174 | 805637.8125 | 837629.781 | 870295.7127 | 903120.0019
OPTION 5 RISK
| Option 5 |  |  |  | Consequence per failure ($) | FY27 | FY28 | FY29 | FY30 | FY31 | FY32 | FY33 | FY34 | FY35 | FY36 | FY37 | FY38 | FY39 | FY40 | FY41 | FY42 | FY43 | FY44 | FY45 | FY46 | FY47 | FY48 | FY49 | FY50 | FY50
| Monitoring |  |  |  |  | 1 | 0 | 0 | 0 | 0 | 1 | 1 | 1 | 1 | 1 | 1 | 1 | 1 | 1 | 1 | 1 | 1 | 1 | 1 | 1 | 1 | 1 | 1 | 1 | 1
Option 5 risk before replacement
|  | Option 5 | Response cost | before | 2045.75 | 566.9622 | 643.1926 | 731.1572 | 832.8691 | 950.7173 | 1087.5415 | 1246.7223 | 1432.29 | 1578.4926 | 1684.5473 | 1758.0201 | 1840.1904 | 1932.1201 | 2033.8242 | 2086.2323 | 2099.9789 | 2099.9789 | 2099.9789 | 2099.9789 | 2099.9789 | 2099.9789 | 2099.9789 | 2099.9789 | 2099.9789 | 2099.9789
|  | Option 5 | Unplanned replacements |  | 551911.1111 | 152957.4555 | 173523.2265 | 197254.6945 | 224694.9591 | 256488.5476 | 293401.5672 | 336346.0344 | 386409.2749 | 425852.4158 | 454464.3062 | 474286.1079 | 496454.3694 | 521255.5449 | 548693.7072 | 562832.6033 | 566541.2182 | 566541.2182 | 566541.2182 | 566541.2182 | 566541.2182 | 566541.2182 | 566541.2182 | 566541.2182 | 566541.2182 | 566541.2182
|  | Option 5 | Safety Consequence |  | 33489.5268 | 9281.3366 | 10529.2512 | 11969.2578 | 13634.3112 | 15563.5209 | 17803.3735 | 20409.2096 | 23447.0071 | 25840.3855 | 27576.5323 | 28779.3034 | 30124.4559 | 31629.3714 | 33294.2973 | 34152.2343 | 34377.27 | 34377.27 | 34377.27 | 34377.27 | 34377.27 | 34377.27 | 34377.27 | 34377.27 | 34377.27 | 34377.27
|  | Option 5 | Environmental Consequence |  | 4800 | 1330.279 | 1509.1406 | 1715.5345 | 1954.1839 | 2230.6944 | 2551.7289 | 2925.2192 | 3360.6218 | 3703.6609 | 3952.5 | 4124.8913 | 4317.6898 | 4533.3869 | 4772.0181 | 4894.9848 | 4927.2388 | 4927.2388 | 4927.2388 | 4927.2388 | 4927.2388 | 4927.2388 | 4927.2388 | 4927.2388 | 4927.2388 | 4927.2388
Adjust for risk removed from replacing top 5 (option 2)
|  | option 2 |  |  | 2045.75 | -214.5993 | -246.2688 | -283.2332 | -326.4675 | -377.1397 | -436.6514 | -506.6858 | -589.2678 | -637.706 | -658.6959 | -672.7322 | -688.5598 | -706.4114 | -726.1236 | -726.1236 | -726.1236 | -726.1236 | -726.1236 | -726.1236 | -726.1236 | -726.1236 | -726.1236 | -726.1236 | -726.1236 | -726.1236
|  | option 2 |  |  | 551911.1111 | -57895.5004 | -66439.4526 | -76411.8569 | -88075.7778 | -101746.3591 | -117801.6644 | -136695.849 | -158975.1761 | -172043.0416 | -177705.7773 | -181492.5499 | -185762.582 | -190578.6732 | -195896.7177 | -195896.7177 | -195896.7177 | -195896.7177 | -195896.7177 | -195896.7177 | -195896.7177 | -195896.7177 | -195896.7177 | -195896.7177 | -195896.7177 | -195896.7177
|  | option 2 |  |  | 33489.5268 | -3513.0529 | -4031.4931 | -4636.6106 | -5344.3681 | -6173.8881 | -7148.1112 | -8294.5953 | -9646.4871 | -10439.4348 | -10783.0451 | -11012.8234 | -11271.9256 | -11564.1622 | -11886.8569 | -11886.8569 | -11886.8569 | -11886.8569 | -11886.8569 | -11886.8569 | -11886.8569 | -11886.8569 | -11886.8569 | -11886.8569 | -11886.8569 | -11886.8569
|  | option 2 |  |  | 4800 | -503.5202 | -577.8274 | -664.5579 | -765.9997 | -884.8934 | -1024.5273 | -1188.851 | -1382.6155 | -1496.2674 | -1545.5165 | -1578.4503 | -1615.587 | -1657.4728 | -1703.7241 | -1703.7241 | -1703.7241 | -1703.7241 | -1703.7241 | -1703.7241 | -1703.7241 | -1703.7241 | -1703.7241 | -1703.7241 | -1703.7241 | -1703.7241
|  | option 2 |  |  |  | 0 | -36.3355 | -84.741 | -148.2874 | -230.8087 | -337.0918 | -394.2628 | -461.6766 | -501.218 | -518.3526 | -529.8108 | -542.7313 | -557.3041 | -573.3957 | -573.3957 | -573.3957 | -573.3957 | -573.3957 | -573.3957 | -573.3957 | -573.3957 | -573.3957 | -573.3957 | -573.3957 | -573.3957
|  | option 2 |  |  |  | 0 | -11981.2846 | -27942.5367 | -48896.3777 | -76106.9759 | -111152.8238 | -130004.4059 | -152233.4978 | -165271.898 | -170921.8654 | -174700.0997 | -178960.5037 | -183765.7357 | -189071.7891 | -189071.7891 | -189071.7891 | -189071.7891 | -189071.7891 | -189071.7891 | -189071.7891 | -189071.7891 | -189071.7891 | -189071.7891 | -189071.7891 | -189071.7891
|  | option 2 |  |  |  | 0 | -728.6578 | -1699.3626 | -2973.6983 | -4628.5471 | -6759.907 | -7906.3911 | -9258.2829 | -10051.2306 | -10394.8409 | -10624.6193 | -10883.7214 | -11175.958 | -11498.6527 | -11498.6527 | -11498.6527 | -11498.6527 | -11498.6527 | -11498.6527 | -11498.6527 | -11498.6527 | -11498.6527 | -11498.6527 | -11498.6527 | -11498.6527
|  | option 2 |  |  |  | 0 | -104.4373 | -243.5669 | -426.2154 | -663.4022 | -968.8866 | -1133.2103 | -1326.9748 | -1440.6267 | -1489.8758 | -1522.8096 | -1559.9463 | -1601.8321 | -1648.0834 | -1648.0834 | -1648.0834 | -1648.0834 | -1648.0834 | -1648.0834 | -1648.0834 | -1648.0834 | -1648.0834 | -1648.0834 | -1648.0834 | -1648.0834
Adjust for risk removed from replacing failed cables
|  | Option 5 |  | 1670 | 2045.75 | 0 | 0 | 0 | 0 | 0 | -73.1091 | -83.3101 | -95.1255 | -105.7916 | -114.6836 | -120.8851 | -127.8101 | -135.5458 | -144.107 | -149.3478 | -150.7225 | -150.7225 | -150.7225 | -150.7225 | -150.7225 | -150.7225 | -150.7225 | -150.7225 | -150.7225 | -150.7225
|  | Option 5 |  | 550666.6667 | 551911.1111 | 0 | 0 | 0 | 0 | 0 | -17586.5521 | -19995.8406 | -22779.2555 | -25419.7295 | -27715.9218 | -29320.2786 | -31111.0643 | -33110.6587 | -35323.8696 | -36737.7592 | -37108.6207 | -37108.6207 | -37108.6207 | -37108.6207 | -37108.6207 | -37108.6207 | -37108.6207 | -37108.6207 | -37108.6207 | -37108.6207
|  | Option 5 |  | 33489.5268 | 33489.5268 | 0 | 0 | 0 | 0 | 0 | -1065.5262 | -1211.4614 | -1380.052 | -1540.0951 | -1679.3487 | -1776.648 | -1885.253 | -2006.5209 | -2140.744 | -2226.5377 | -2249.0413 | -2249.0413 | -2249.0413 | -2249.0413 | -2249.0413 | -2249.0413 | -2249.0413 | -2249.0413 | -2249.0413 | -2249.0413
|  | Option 5 |  | 4800 | 4800 | 0 | 0 | 0 | 0 | 0 | -152.7202 | -173.6368 | -197.8006 | -220.7393 | -240.6984 | -254.6441 | -270.2103 | -287.5914 | -306.8294 | -319.1261 | -322.3515 | -322.3515 | -322.3515 | -322.3515 | -322.3515 | -322.3515 | -322.3515 | -322.3515 | -322.3515 | -322.3515
|  | Option 5 |  | 1670 | 2045.75 | 0 | 0 | 0 | 0 | 0 | 4.9223 | 4.9223 | 4.9223 | 4.9223 | 4.9223 | 4.9223 | 4.9223 | 4.9223 | 4.9223 | 4.9223 | 4.9223 | 4.9223 | 4.9223 | 4.9223 | 4.9223 | 4.9223 | 4.9223 | 4.9223 | 4.9223 | 4.9223
|  | Option 5 |  | 550666.6667 | 551911.1111 | 0 | 0 | 0 | 0 | 0 | 1211.9033 | 1211.9033 | 1211.9033 | 1211.9033 | 1211.9033 | 1211.9033 | 1211.9033 | 1211.9033 | 1211.9033 | 1211.9033 | 1211.9033 | 1211.9033 | 1211.9033 | 1211.9033 | 1211.9033 | 1211.9033 | 1211.9033 | 1211.9033 | 1211.9033 | 1211.9033
|  | Option 5 |  | 33489.5268 | 33489.5268 | 0 | 0 | 0 | 0 | 0 | 73.4498 | 73.4498 | 73.4498 | 73.4498 | 73.4498 | 73.4498 | 73.4498 | 73.4498 | 73.4498 | 73.4498 | 73.4498 | 73.4498 | 73.4498 | 73.4498 | 73.4498 | 73.4498 | 73.4498 | 73.4498 | 73.4498 | 73.4498
|  | Option 5 |  | 4800 | 4800 | 0 | 0 | 0 | 0 | 0 | 10.5274 | 10.5274 | 10.5274 | 10.5274 | 10.5274 | 10.5274 | 10.5274 | 10.5274 | 10.5274 | 10.5274 | 10.5274 | 10.5274 | 10.5274 | 10.5274 | 10.5274 | 10.5274 | 10.5274 | 10.5274 | 10.5274 | 10.5274
Change in risk
|  |  | Response cost |  |  | 0 | -433.2592 | -532.665 | -654.6891 | -804.3863 | -405.2786 | -472.6505 | -551.8798 | -602.0873 | -628.1139 | -645.7736 | -665.6191 | -687.9275 | -712.5804 | -717.8212 | -719.1958 | -719.1958 | -719.1958 | -719.1958 | -719.1958 | -719.1958 | -719.1958 | -719.1958 | -719.1958 | -719.1958
|  |  | Unplanned replacements |  |  | 0 | -119065.0585 | -148785.3743 | -185515.559 | -230849.1644 | -127527.4726 | -148788.3432 | -173800.8499 | -189479.7242 | -197425.8839 | -202808.4749 | -208859.6647 | -215664.491 | -223183.7553 | -224597.6449 | -224968.5064 | -224968.5064 | -224968.5064 | -224968.5064 | -224968.5064 | -224968.5064 | -224968.5064 | -224968.5064 | -224968.5064 | -224968.5064
|  |  | Safety Consequence |  |  | 0 | -7226.4159 | -9032.0098 | -11263.6415 | -14018.1799 | -7751.9835 | -9044.4027 | -10564.8851 | -11517.8759 | -12000.7398 | -12327.8175 | -12695.5246 | -13109.0291 | -13565.9469 | -13651.7406 | -13674.2442 | -13674.2442 | -13674.2442 | -13674.2442 | -13674.2442 | -13674.2442 | -13674.2442 | -13674.2442 | -13674.2442 | -13674.2442
|  |  | Environmental Consequence |  |  | 0 | -1035.7506 | -1294.5434 | -1614.3996 | -2009.2032 | -1111.0793 | -1296.3197 | -1514.248 | -1650.8386 | -1720.0467 | -1766.9262 | -1819.6291 | -1878.8961 | -1944.3853 | -1956.682 | -1959.9074 | -1959.9074 | -1959.9074 | -1959.9074 | -1959.9074 | -1959.9074 | -1959.9074 | -1959.9074 | -1959.9074 | -1959.9074
Total risk after monitoring and replacement of failed cable
|  | Option 5 | Response cost | Option 5Response cost |  | 400238.0528 | 440399.6131 | 487458.5188 | 541516.5655 | 603544.8863 | 675413.7333 | 757525.5113 | 851522.1198 | 954630.5342 | 1064372.1448 | 1180093.6277 | 1308285.7349 | 1447711.3886 | 1591217.7166 | 1727491.3938 | 1858766.6614 | 1987302.7753 | 2108294.1486 | 2219068.3079 | 2315691.5826 | 2413145.1405 | 2512593.3313 | 2612305.3828 | 2714117.3024 | 2816410.9299
|  | Option 5 | Unplanned replacements | Option 5Unplanned replacements |  | 2159114.733 | 2259041.5278 | 2483720.3236 | 2739268.6672 | 3029359.1271 | 3518229.7843 | 3940290.6123 | 4422777.3944 | 4963595.5823 | 5547799.3219 | 6166780.3719 | 6852378.3489 | 7597836.2011 | 8364605.7712 | 9098358.9097 | 9806169.9174 | 10499567.797 | 11152264.998 | 11749844.6575 | 12271086.2898 | 12796806.9484 | 13333287.8058 | 13871192.0809 | 14420424.2538 | 14972255.0376
|  | Option 5 | Safety Consequence | Option 5Safety Consequence |  | 937071.2295 | 1024888.8435 | 1133494.2828 | 1258113.6218 | 1400935.5256 | 1574532.7293 | 1765645.0965 | 1984382.9336 | 2224953.6462 | 2481468.0718 | 2752119.2779 | 3051932.2537 | 3378006.1295 | 3713596.1012 | 4032578.0534 | 4339911.5437 | 4640851.1805 | 4924126.4319 | 5183480.2762 | 5409702.8709 | 5637869.3951 | 5870705.9225 | 6104160.2233 | 6342530.9128 | 6582029.418
|  | Option 5 | Environmental Consequence | Option 5Environmental Consequence |  | 128429.5992 | 140420.0374 | 155293.5464 | 172359.1555 | 191916.2228 | 215747.7732 | 241932.4275 | 271901.839 | 304867.0996 | 340020.4636 | 377112.3109 | 418200.6478 | 462887.8656 | 508879.0324 | 552596.3279 | 594717.5493 | 635962.607 | 674786.6855 | 710332.2334 | 741337.0026 | 772608.1956 | 804519.4324 | 836515.3377 | 869185.0549 | 902009.3441

## Misc_calcs
CitiPower
HV cable replacement
ESCALATION & OTHER
| Year end |  |  | 2021-06-30 | 2022-06-30 | 2023-06-30 | 2024-06-30 | 2025-06-30 | 2026-06-30
| Actual/forecast CPI (June to June) |  |  | 0% | 0.8606% | 3.498% | 7.832% | 4.052% | 3%
| HY ending |  |  | 2021-06-30 | 2021-12-31 | 2022-06-30 | 2022-12-31 | 2023-06-30 | 2023-12-31 | 2024-06-30 | 2024-12-31 | 2025-06-30 | 2025-12-31 | 2026-06-30
| FY ending |  |  | 2021-06-30 | 2022-06-30 | 2022-06-30 | 2023-06-30 | 2023-06-30 | 2024-06-30 | 2024-06-30 | 2025-06-30 | 2025-06-30 | 2026-06-30 | 2026-06-30
| Actual/forecast CPI (June to June) |  |  | 0% | 0.8606% | 0.8606% | 3.498% | 3.498% | 7.832% | 7.832% | 4.052% | 4.052% | 3% | 3%
| Actual cumulative HY escalation |  |  | 1 | 1.0043 | 1.0086 | 1.0261 | 1.0439 | 1.084 | 1.1256 | 1.1482 | 1.1713 | 1.1887 | 1.2064
| Convert from input dollars | 2023-12-31 | 1.084
| To output dollars | 2026-06-30 | 1.2064
| Conversion from input dollars to output dollars |  | 1.1129
| Convert from VCR date | 2023-12-31 | 1.084
| To input dollars | 2023-12-31 | 1.084
| VCR escalation |  | 1
| Start_year | 2026-27
FIRST YEAR | bar: 2021-06-30 to 2025-06-30
| Option | First year | Option included
| Option 2 | 1 | TRUE
| Option 3 | 1 | TRUE
| Option 4 | 1 | TRUE
| Option 5 | 1 | TRUE
| First year | 1
FLAGS | bar: 2021-06-30 to 2025-06-30
| Option 1 (base case) | FALSE | FALSE
FALSE
FALSE
| Option 2 | FALSE | FALSE
FALSE
FALSE
| Option 3 | FALSE | FALSE
FALSE
FALSE
| Option 4 | FALSE | FALSE
FALSE
FALSE
| Option 5 | FALSE | FALSE
FALSE
FALSE
Message | !! Capex asset life required !!
!

## Data
CitiPower
HV cable replacement
DATA
Options
|  | Not used | Text |  | Flags for compliance project
Option1 | Option 1 (base case) | FALSE |  | Option 1 (base case): No change to existing practices | FALSE
Option2 | Option 2 | FALSE |  |  | FALSE
Option3 | Option 3 | FALSE |  |  | FALSE
Option4 | Option 4 | FALSE |  |  | FALSE
Option5 | Option 5 | FALSE |  |  | FALSE
Compliance project |  |  | Yes | FALSE
No change to existing practices
Not applicable (compliance)
For conditional formatting of preferred option on Summary :
< Enter description >
Categories
Short categ
| Capital expenditure | -1
| Annualised capex | -1
| Operating expenditure | -1
| Risk mitigated | 1
| Other benefits value | 1
| Net benefits | 1
| Total risk cost | 1
Benefits
|  | Short categ | Flag to include | Units | Defined value
1 | Unserved energy | Energy | FALSE | MWh | FALSE
2 | Safety | Safety | FALSE | $ | TRUE
3 | Unplanned replacement | UnRepl | FALSE | $ | TRUE
4 | Bushfire | Fire | FALSE | $ | TRUE
5 | Reduction in CO2 emissions | Carbon | TRUE | MWh | FALSE
6 | Reliability in worst-served areas | Other | TRUE | MWh | FALSE
7 | Network resilience | Other | TRUE | MWh | FALSE
8 | Enabling solar exports | Other | TRUE | MWh | FALSE
9 | Aesthetics | Other | TRUE | Customers impacted | FALSE
10 | Customer value of time - residential | Other | TRUE | Customer minutes | FALSE
11 | Customer value of time - business | Other | TRUE | Customer minutes | FALSE
12 | Communication | Other | TRUE | Customers impacted | FALSE
13 | Information accessibility | Other | TRUE | Customers impacted | FALSE
Value of benefits
|  |  | CitiPower | Powercor | United Energy
| Reliability in worst-served areas | per MWh | 0 | 151432.8174 | 0
| Network resilience | per MWh | 0 | 0 | 0
| Enabling solar exports | per MWh | 4220.9954 | 88.3577 | 862.6028
| Aesthetics | per customer impacted | 0 | 0 | 0
| Customer value of time - residential | per minute customer time | 0.54769 | 0.35181 | 0.34751
| Customer value of time - business | per minute customer time | 0.54769 | 0.35181 | 0.34751
| Communication | per customer impacted | 0 | 0 | 0
| Information accessibility | per customer impacted | 0 | 0 | 0
Conversions
| thous_conv | 1000
| mill_conv | 1000000
Message
| Message | Enter asset life
Error message |  | Remove inputs prior to start year
Disproportionate factors applied to various bushfire and other risk valuations
| - Select - |  |  |  | 0
| Harm to property from network |  |  |  | 1
| Harm to property from bushfire |  |  |  | 1
| Harm to environment |  |  |  | 1
| Safety - Public trespass |  |  |  | 1
| Safety - Single fatality or serious injury ^ |  |  |  | 3
| Safety from bushfire in HBRA |  |  |  | 3
| Safety - Multiple fatality or serious injury ^ |  |  |  | 6
| Safety from bushfire (REFCL declared areas) |  |  |  | 6
| Safety from bushfire (electric line construction areas) |  |  |  | 10
Total annualised capex
Energy at risk value
Total other benefits
DROPDOWN LISTS
| Business |  |  |  | Type | Include | Dollar inputs - month |  |  | Not used options | Conversions | Dollar inputs - year | Compliance | Capex first year
| CitiPower | CP | CP: |  | - Select - | 0 | June | 6 | CY | Not used |  | 2026 | No | 2026-27
| Powercor | PA | PAL: |  | Capex | 1899-12-31 | December | 12 | FY |  |  | 2025 | Yes | 2025-26
| United Energy | UE | UE: |  | Opex | [6 empty] | 2024 |  | 2024-25
2023
2022
2021
2020