## Cover
CitiPower
Regulatory proposal 2026-31
Metal box terminations
| Model number: | 4.15
2025-01-31
14

## Summary
CitiPower
Replace compound filled cable terminations
SUMMARY
RESULTS
|  |  |  | PV of costs | PV of benefits | NPV
| Option |  |  | 2026-06-30 | 2026-06-30 | 2026-06-30
| Option 1 (base case) | No change to existing practices |  | -1.8895 | 0 | -1.3847
| Option 2 | Inspect and replace by priority over 7 years (2% failure rate) |  | -8.6115 | 18.4504 | 9.8388
| Option 3 | Replace over 7 years (3% failure rate) |  | -8.5637 | 16.278 | 7.7144
| Option 4 | Inspect and replace by priority over 10 years (2% failure rate) |  | -7.7549 | 17.1467 | 9.3918
| Option 5 | Replace over 10 years (3% failure rate) |  | -7.7488 | 14.652 | 6.9032
NPV
| Preferred option: |  |  | 2026-06-30
| Option 2 | Inspect and replace by priority over 7 years (2% failure rate) |  | 9.8388
PREFERRED OPTION
Preferred Option
Option 2
| Expenditure forecast | 2026-06-30 | 2026-27 | 2027-28 | 2028-29 | 2029-30 | 2030-31 |  | Total
| Capital expenditure |  | 2.8546 | 2.8546 | 2.7934 | 2.7934 | 2.7322 |  | 14.0283
| Operating expenditure |  | 0 | 0 | 0 | 0 | 0 |  | 0
SENSITIVITIES
| Sensitivity | 2026-06-30 | Option 1 (base case) | Option 2 | Option 3 | Option 4 | Option 5 |  | Preferred option
| None |  | -1.9556 | 9.8388 | 7.7144 | 9.3918 | 6.9032 |  | Option 2
| Capex 10% higher |  | -1.5232 | 8.9777 | 6.858 | 8.6164 | 6.1283 |  | Option 2
| Capex 10% lower |  | -1.2462 | 10.7 | 8.5707 | 10.1673 | 7.678 |  | Option 2
| Total benefits 10% higher |  | -1.3847 | 11.6839 | 9.3422 | 11.1065 | 8.3684 |  | Option 2
| Total benefits 10% lower |  | -1.3847 | 7.9938 | 6.0866 | 7.6772 | 5.438 |  | Option 2
| Capex 10% higher & Total benefits 10% lower |  | -1.5232 | 7.1326 | 5.2302 | 6.9017 | 4.6631 |  | Option 2
| 0 | [7 empty] | #NAME?
| 0 | [6 empty] | 0 | #NAME?
|  | 0 | [6 empty] | #NAME?
0

## Assumptions
CitiPower
Replace compound filled cable terminations
Project
|  | Business: |  | CitiPower
|  | Descripton: |  | Replace compound filled cable terminations
|  | Date of cost inputs: |  | December |  | 2023
|  | Option |  | Description
|  | Option 1 (base case) |  | No change to existing practices
|  | Option 2 |  | Inspect and replace by priority over 7 years (2% failure rate)
|  | Option 3 |  | Replace over 7 years (3% failure rate)
|  | Option 4 |  | Inspect and replace by priority over 10 years (2% failure rate)
|  | Option 5 |  | Replace over 10 years (3% failure rate)
|  | Compliance project |  | No
|  | Expenditure starts |  | 2026-27 | [start]
Timing & WACC
|  | Input dollars |  |  |  | 2023-12-31 | [input_dollars]
|  | Pre-tax real WACC |  |  |  | 3.5% | [real_disc]
|  | VCR date |  |  |  | 2023-12-31 | [vcr_date]
|  | Analysis period (years) |  |  |  | 20 | [years]\
|  | Output dollars |  |  |  | 2026-06-30 | [output_dollars]
|  | Other benefits date |  |  |  | 2023-12-31 | [custval_date]
|  | Value of CO2 reductions input date |  |  |  | 2023-06-30
VCR
|  | Enter ZSS code >> | eg. AR | Network average |  | Network average | 47819.7904 | 2023 VCR ($/MWh)
Risks
SAFETY
|  | Value of statistical life |  |  |  | 5400000 | 2023-06-30
|  | Value of injury |  |  |  | 0 | 2023-12-31
Disproportionate factors applied to various bushfire and other risk valuations
|  | Harm to property from network |  |  |  | 1
|  | Harm to property from bushfire |  |  |  | 1
|  | Harm to environment |  |  |  | 1
|  | Safety - Public trespass |  |  |  | 1
|  | Safety - Single fatality or serious injury ^ |  |  |  | 3
|  | Safety from bushfire in HBRA |  |  |  | 3
|  | Safety - Multiple fatality or serious injury ^ |  |  |  | 6
|  | Safety from bushfire (REFCL declared areas) |  |  |  | 6
|  | Safety from bushfire (electric line construction areas) |  |  |  | 10
^ Public or employee
|  | Incident type |  |  |  | Value | Probability | DF selected | Description/comment
|  | Safety (fatality) |  |  |  | 5607473.5197 | 0 | 0 | 0
|  | Safety (injury) |  |  |  | 0 | 0 | 0 | 0
UNPLANNED REPLACEMENT/REPAIR
|  | Major failure (replace) |  |  |  | 0 | 2023-12-31
|  | Minor failure (repair) |  |  |  | 0 | 2023-12-31
|  | Premium for failure |  |  |  | 20%
Other benefits
| ENVIRONMENTAL | [8 empty] | 2026-27 | 2027-28 | 2028-29 | 2029-30 | 2030-31 | 2031-32
|  | Value of CO2 reductions |  |  |  |  | 2023-06-30 | $/kWh |  | 0.02473 | 0.022341 | 0.020196 | 0.018063 | 0.015913 | 0.013715
| CUSTOMER VALUE |  |  |  |  | Value
|  | Reliability in worst-served areas |  |  |  | 0 | 2023-12-31 | per MWh
|  | Network resilience |  |  |  | 0 | 2023-12-31 | per MWh
|  | Enabling solar exports |  |  |  | 4220.9954 | 2023-12-31 | per MWh
|  | Aesthetics |  |  |  | 0 | 2023-12-31 | per customer
|  | Customer value of time - residential |  |  |  | 0.54769 | 2023-12-31 | per customer minute
|  | Customer value of time - business |  |  |  | 0.54769 | 2023-12-31 | per customer minute
|  | Communication |  |  |  | 0 | 2023-12-31 | per customer
|  | Information accessibility |  |  |  | 0 | 2023-12-31 | per customer
Sensitivities
[6 empty] | Capex | Total benefits
| 1 | Capex 10% higher |  |  |  | 10% | 0%
| 2 | Capex 10% lower |  |  |  | -10% | 0%
| 3 | Total benefits 10% higher |  |  |  | 0% | 10%
| 4 | Total benefits 10% lower |  |  |  | 0% | -10%
| 5 | Capex 10% higher & Total benefits 10% lower |  |  |  | 10% | -10%

## Option1 (base case)
CitiPower
Replace compound filled cable terminations
OPTION 1 (base case)
Count |  |  |  |  | 0 | 1 | 2 | 3 | 4 | 5 | 6 | 7 | 8 | 9 | 10 | 11 | 12 | 13 | 14 | 15 | 16 | 17 | 18 | 19 | 20 | 21 | 22 | 23 | 24 | 25
Value of CO2 reductions |  |  |  | $/MWh |  | 24.7305 | 22.3407 | 20.1963 | 18.0629 | 15.9134 | 13.7151 | 13.7151 | 13.7151 | 13.7151 | 13.7151 | 13.7151 | 13.7151 | 13.7151 | 13.7151 | 13.7151 | 13.7151 | 13.7151 | 13.7151 | 13.7151 | 13.7151 | 13.7151 | 13.7151 | 13.7151 | 13.7151 | 13.7151
|  |  |  | Units | 2026-06-30 | 2026-27 | 2027-28 | 2028-29 | 2029-30 | 2030-31 | 2031-32 | 2032-33 | 2033-34 | 2034-35 | 2035-36 | 2036-37 | 2037-38 | 2038-39 | 2039-40 | 2040-41 | 2041-42 | 2042-43 | 2043-44 | 2044-45 | 2045-46 | 2046-47 | 2047-48 | 2048-49 | 2049-50 | 2050-51
INVESTMENT & OPERATING COST
| Capex |  | Asset life (yrs)
| Replace Failed Cable Boxes under Faults Capex |  | 50 | 2023-12-31 |  | 275000 | 275000 | 275000 | 275000 | 275000 | 220000 | 220000 | 220000 | 220000 | 220000 | 220000 | 220000 | 220000 | 165000 | 165000 | 165000 | 165000 | 165000 | 165000 | 165000 | 165000 | 165000 | 165000 | 165000 | 110000
|  |  | 0 | 2023-12-31 |  | 0 | 0 | 0 | 0 | 0 | 0 | 0 | 0 | 0 | 0 | 0 | 0 | 0 | 0 | 0 | 0 | 0 | 0 | 0 | 0 | 0 | 0 | 0 | 0 | 0
|  |  | 0 | 2023-12-31 |  | 0 | 0 | 0 | 0 | 0 | 0 | 0 | 0 | 0 | 0 | 0 | 0 | 0 | 0 | 0 | 0 | 0 | 0 | 0 | 0 | 0 | 0 | 0 | 0 | 0
| Capital expenditure |  |  | 2023-12-31 |  | 275000 | 275000 | 275000 | 275000 | 275000 | 220000 | 220000 | 220000 | 220000 | 220000 | 220000 | 220000 | 220000 | 165000 | 165000 | 165000 | 165000 | 165000 | 165000 | 165000 | 165000 | 165000 | 165000 | 165000 | 110000
| Operating expenditure |  |  | 2023-12-31 |  | 0 | 0 | 0 | 0 | 0 | 0 | 0 | 0 | 0 | 0 | 0 | 0 | 0 | 0 | 0 | 0 | 0 | 0 | 0 | 0 | 0 | 0 | 0 | 0 | 0
RISK ASSUMPTIONS
| Number of failures |  |  |  |  | 5 | 5 | 5 | 5 | 5 | 4 | 4 | 4 | 4 | 4 | 4 | 4 | 4 | 3 | 3 | 3 | 3 | 3 | 3 | 3 | 3 | 3 | 3 | 3 | 2
| Energy at risk (weighted) |  |  | MWh |  | 22.155 | 22.155 | 22.155 | 22.155 | 22.155 | 17.724 | 17.724 | 17.724 | 17.724 | 17.724 | 17.724 | 17.724 | 17.724 | 13.293 | 13.293 | 13.293 | 13.293 | 13.293 | 13.293 | 13.293 | 13.293 | 13.293 | 13.293 | 13.293 | 8.862
| Energy at risk value | $/MWh | 47819.7904 | 2023-12-31 |  | 1515009.8619 | 1515009.8619 | 1515009.8619 | 1515009.8619 | 1515009.8619 | 1212007.8895 | 1212007.8895 | 1212007.8895 | 1212007.8895 | 1212007.8895 | 1212007.8895 | 1212007.8895 | 1212007.8895 | 909005.9171 | 909005.9171 | 909005.9171 | 909005.9171 | 909005.9171 | 909005.9171 | 909005.9171 | 909005.9171 | 909005.9171 | 909005.9171 | 909005.9171 | 606003.9447
| Safety consequence | (after DF) |  | 2023-12-31 |  | 167450 | 167450 | 167450 | 167450 | 167450 | 133960 | 133960 | 133960 | 133960 | 133960 | 133960 | 133960 | 133960 | 100470 | 100470 | 100470 | 100470 | 100470 | 100470 | 100470 | 100470 | 100470 | 100470 | 100470 | 66980
| Unplanned replacements |  |  | 2023-12-31 |  | 0 | 0 | 0 | 0 | 0 | 0 | 0 | 0 | 0 | 0 | 0 | 0 | 0 | 0 | 0 | 0 | 0 | 0 | 0 | 0 | 0 | 0 | 0 | 0 | 0
| Environmental consequence | (after DF) |  | 2023-12-31 |  | 2750 | 2750 | 2750 | 2750 | 2750 | 2200 | 2200 | 2200 | 2200 | 2200 | 2200 | 2200 | 2200 | 1650 | 1650 | 1650 | 1650 | 1650 | 1650 | 1650 | 1650 | 1650 | 1650 | 1650 | 1100
| Customer claims |  |  | 2023-12-31 |  | 65000 | 65000 | 65000 | 65000 | 65000 | 52000 | 52000 | 52000 | 52000 | 52000 | 52000 | 52000 | 52000 | 39000 | 39000 | 39000 | 39000 | 39000 | 39000 | 39000 | 39000 | 39000 | 39000 | 39000 | 26000
|  |  |  | 2023-12-31 |  | 0 | 0 | 0 | 0 | 0 | 0 | 0 | 0 | 0 | 0 | 0 | 0 | 0 | 0 | 0 | 0 | 0 | 0 | 0 | 0 | 0 | 0 | 0 | 0 | 0
| Total risk cost |  |  |  |  | 1750209.8619 | 1750209.8619 | 1750209.8619 | 1750209.8619 | 1750209.8619 | 1400167.8895 | 1400167.8895 | 1400167.8895 | 1400167.8895 | 1400167.8895 | 1400167.8895 | 1400167.8895 | 1400167.8895 | 1050125.9171 | 1050125.9171 | 1050125.9171 | 1050125.9171 | 1050125.9171 | 1050125.9171 | 1050125.9171 | 1050125.9171 | 1050125.9171 | 1050125.9171 | 1050125.9171 | 700083.9447
OTHER BENEFITS
| Reduction in CO2 emissions |  |  | MWh |  | 0 | 0 | 0 | 0 | 0 | 0 | 0 | 0 | 0 | 0 | 0 | 0 | 0 | 0 | 0 | 0 | 0 | 0 | 0 | 0 | 0 | 0 | 0 | 0 | 0
| Value of reduction in CO2 emissions |  |  | $ |  | 0 | 0 | 0 | 0 | 0 | 0 | 0 | 0 | 0 | 0 | 0 | 0 | 0 | 0 | 0 | 0 | 0 | 0 | 0 | 0 | 0 | 0 | 0 | 0 | 0
| Reliability in worst-served areas | $/MWh | 0 | MWh |  | 0 | 0 | 0 | 0 | 0 | 0 | 0 | 0 | 0 | 0 | 0 | 0 | 0 | 0 | 0 | 0 | 0 | 0 | 0 | 0 | 0 | 0 | 0 | 0 | 0
| Network resilience | $/MWh | 0 | MWh |  | 0 | 0 | 0 | 0 | 0 | 0 | 0 | 0 | 0 | 0 | 0 | 0 | 0 | 0 | 0 | 0 | 0 | 0 | 0 | 0 | 0 | 0 | 0 | 0 | 0
| Enabling solar exports | $/MWh | 4220.9954 | MWh |  | 0 | 0 | 0 | 0 | 0 | 0 | 0 | 0 | 0 | 0 | 0 | 0 | 0 | 0 | 0 | 0 | 0 | 0 | 0 | 0 | 0 | 0 | 0 | 0 | 0
| Aesthetics | $/customer | 0 | customers |  | 0 | 0 | 0 | 0 | 0 | 0 | 0 | 0 | 0 | 0 | 0 | 0 | 0 | 0 | 0 | 0 | 0 | 0 | 0 | 0 | 0 | 0 | 0 | 0 | 0
| Customer value of time (res) | $/customer min | 0.54769 | mins |  | 0 | 0 | 0 | 0 | 0 | 0 | 0 | 0 | 0 | 0 | 0 | 0 | 0 | 0 | 0 | 0 | 0 | 0 | 0 | 0 | 0 | 0 | 0 | 0 | 0
| Customer value of time (bus) | $/customer min | 0.54769 | mins |  | 0 | 0 | 0 | 0 | 0 | 0 | 0 | 0 | 0 | 0 | 0 | 0 | 0 | 0 | 0 | 0 | 0 | 0 | 0 | 0 | 0 | 0 | 0 | 0 | 0
| Communication | $/customer | 0 | customers |  | 0 | 0 | 0 | 0 | 0 | 0 | 0 | 0 | 0 | 0 | 0 | 0 | 0 | 0 | 0 | 0 | 0 | 0 | 0 | 0 | 0 | 0 | 0 | 0 | 0
| Information accessibility | $/customer | 0 | customers |  | 0 | 0 | 0 | 0 | 0 | 0 | 0 | 0 | 0 | 0 | 0 | 0 | 0 | 0 | 0 | 0 | 0 | 0 | 0 | 0 | 0 | 0 | 0 | 0 | 0
| Other benefits 1 |  |  | 2023-12-31 |  | 0 | 0 | 0 | 0 | 0 | 0 | 0 | 0 | 0 | 0 | 0 | 0 | 0 | 0 | 0 | 0 | 0 | 0 | 0 | 0 | 0 | 0 | 0 | 0 | 0
| Other benefits 2 |  |  | 2023-12-31 |  | 0 | 0 | 0 | 0 | 0 | 0 | 0 | 0 | 0 | 0 | 0 | 0 | 0 | 0 | 0 | 0 | 0 | 0 | 0 | 0 | 0 | 0 | 0 | 0 | 0
| Total other benefits |  |  | 2023-12-31 |  | 0 | 0 | 0 | 0 | 0 | 0 | 0 | 0 | 0 | 0 | 0 | 0 | 0 | 0 | 0 | 0 | 0 | 0 | 0 | 0 | 0 | 0 | 0 | 0 | 0
SUMMARY
| Risks mitigated vs base case |  |  | 2023-12-31
Capital expenditure
| Replace Failed Cable Boxes under Faults Capex |  |  | 2023-12-31 |  | -275000 | -275000 | -275000 | -275000 | -275000 | -220000 | -220000 | -220000 | -220000 | -220000 | -220000 | -220000 | -220000 | -165000 | -165000 | -165000 | -165000 | -165000 | -165000 | -165000 | -165000 | -165000 | -165000 | -165000 | -110000
| 0 |  |  | 2023-12-31 |  | 0 | 0 | 0 | 0 | 0 | 0 | 0 | 0 | 0 | 0 | 0 | 0 | 0 | 0 | 0 | 0 | 0 | 0 | 0 | 0 | 0 | 0 | 0 | 0 | 0
| 0 |  |  | 2023-12-31 |  | 0 | 0 | 0 | 0 | 0 | 0 | 0 | 0 | 0 | 0 | 0 | 0 | 0 | 0 | 0 | 0 | 0 | 0 | 0 | 0 | 0 | 0 | 0 | 0 | 0
Cumulative capex
| Replace Failed Cable Boxes under Faults Capex |  |  | 2023-12-31 |  | -275000 | -550000 | -825000 | -1100000 | -1375000 | -1595000 | -1815000 | -2035000 | -2255000 | -2475000 | -2695000 | -2915000 | -3135000 | -3300000 | -3465000 | -3630000 | -3795000 | -3960000 | -4125000 | -4290000 | -4455000 | -4620000 | -4785000 | -4950000 | -5060000
| 0 |  |  | 2023-12-31 |  | 0 | 0 | 0 | 0 | 0 | 0 | 0 | 0 | 0 | 0 | 0 | 0 | 0 | 0 | 0 | 0 | 0 | 0 | 0 | 0 | 0 | 0 | 0 | 0 | 0
| 0 |  |  | 2023-12-31 |  | 0 | 0 | 0 | 0 | 0 | 0 | 0 | 0 | 0 | 0 | 0 | 0 | 0 | 0 | 0 | 0 | 0 | 0 | 0 | 0 | 0 | 0 | 0 | 0 | 0
Annualised capex
| Annualised capex - Replace Failed Cable Boxes under Faults Capex |  |  | 2023-12-31 |  | 0 | -11724.2701 | -23448.5403 | -35172.8104 | -46897.0805 | -58621.3507 | -68000.7668 | -77380.1829 | -86759.599 | -96139.0151 | -105518.4312 | -114897.8473 | -124277.2634 | -133656.6795 | -140691.2416 | -147725.8036 | -154760.3657 | -161794.9278 | -168829.4899 | -175864.052 | -182898.614 | -189933.1761 | -196967.7382 | -204002.3003 | -211036.8624
| Annualised capex - |  |  | 2023-12-31 |  | 0 | 0 | 0 | 0 | 0 | 0 | 0 | 0 | 0 | 0 | 0 | 0 | 0 | 0 | 0 | 0 | 0 | 0 | 0 | 0 | 0 | 0 | 0 | 0 | 0
| Annualised capex - |  |  | 2023-12-31 |  | 0 | 0 | 0 | 0 | 0 | 0 | 0 | 0 | 0 | 0 | 0 | 0 | 0 | 0 | 0 | 0 | 0 | 0 | 0 | 0 | 0 | 0 | 0 | 0 | 0
| Total annualised capex |  |  | 2023-12-31 |  | 0 | -11724.2701 | -23448.5403 | -35172.8104 | -46897.0805 | -58621.3507 | -68000.7668 | -77380.1829 | -86759.599 | -96139.0151 | -105518.4312 | -114897.8473 | -124277.2634 | -133656.6795 | -140691.2416 | -147725.8036 | -154760.3657 | -161794.9278 | -168829.4899 | -175864.052 | -182898.614 | -189933.1761 | -196967.7382 | -204002.3003 | -211036.8624
| Annualised capex |  |  | 2023-12-31 |  | 0 | -11724.2701 | -23448.5403 | -35172.8104 | -46897.0805 | -58621.3507 | -68000.7668 | -77380.1829 | -86759.599 | -96139.0151 | -105518.4312 | -114897.8473 | -124277.2634 | -133656.6795 | -140691.2416 | -147725.8036 | -154760.3657 | -161794.9278 | -168829.4899 | -175864.052 | -182898.614 | -189933.1761 | -196967.7382 | -204002.3003 | -211036.8624
| Operating expenditure |  |  | 2023-12-31 |  | 0 | 0 | 0 | 0 | 0 | 0 | 0 | 0 | 0 | 0 | 0 | 0 | 0 | 0 | 0 | 0 | 0 | 0 | 0 | 0 | 0 | 0 | 0 | 0 | 0
| Risk mitigated |  |  | 2023-12-31 |  | 0 | 0 | 0 | 0 | 0 | 0 | 0 | 0 | 0 | 0 | 0 | 0 | 0 | 0 | 0 | 0 | 0 | 0 | 0 | 0 | 0 | 0 | 0 | 0 | 0
| Other benefits value |  |  | 2023-12-31 |  | 0 | 0 | 0 | 0 | 0 | 0 | 0 | 0 | 0 | 0 | 0 | 0 | 0 | 0 | 0 | 0 | 0 | 0 | 0 | 0 | 0 | 0 | 0 | 0 | 0
| Net benefits |  |  | 2023-12-31 |  | 0 | -11724.2701 | -23448.5403 | -35172.8104 | -46897.0805 | -58621.3507 | -68000.7668 | -77380.1829 | -86759.599 | -96139.0151 | -105518.4312 | -114897.8473 | -124277.2634 | -133656.6795 | -140691.2416 | -147725.8036 | -154760.3657 | -161794.9278 | -168829.4899 | -175864.052 | -182898.614 | -189933.1761 | -196967.7382 | -204002.3003 | -211036.8624
SENSITIVITIES
NPV | Net benefits |  |  | Option 1 (Base Case)NPV |  | 0 | -11724.2701 | -23448.5403 | -35172.8104 | -46897.0805 | -58621.3507 | -68000.7668 | -77380.1829 | -86759.599 | -96139.0151 | -105518.4312 | -114897.8473 | -124277.2634 | -133656.6795 | -140691.2416 | -147725.8036 | -154760.3657 | -161794.9278 | -168829.4899 | -175864.052 | -182898.614 | -189933.1761 | -196967.7382 | -204002.3003 | -211036.8624
| Total annualised capex |  |  |  |  | 0 | -11724.2701 | -23448.5403 | -35172.8104 | -46897.0805 | -58621.3507 | -68000.7668 | -77380.1829 | -86759.599 | -96139.0151 | -105518.4312 | -114897.8473 | -124277.2634 | -133656.6795 | -140691.2416 | -147725.8036 | -154760.3657 | -161794.9278 | -168829.4899 | -175864.052 | -182898.614 | -189933.1761 | -196967.7382 | -204002.3003 | -211036.8624
| Total benefits |  |  |  |  | 0 | 0 | 0 | 0 | 0 | 0 | 0 | 0 | 0 | 0 | 0 | 0 | 0 | 0 | 0 | 0 | 0 | 0 | 0 | 0 | 0 | 0 | 0 | 0 | 0
|  | Capex | Total benefits
sens1 | Capex 10% higher | 10% | 0% | Option 1 (Base Case)sens1 |  | 0 | -12896.6971 | -25793.3943 | -38690.0914 | -51586.7886 | -64483.4857 | -74800.8434 | -85118.2011 | -95435.5589 | -105752.9166 | -116070.2743 | -126387.632 | -136704.9897 | -147022.3474 | -154760.3657 | -162498.384 | -170236.4023 | -177974.4206 | -185712.4389 | -193450.4572 | -201188.4754 | -208926.4937 | -216664.512 | -224402.5303 | -232140.5486
sens2 | Capex 10% lower | -10% | 0% | Option 1 (Base Case)sens2 |  | 0 | -10551.8431 | -21103.6862 | -31655.5294 | -42207.3725 | -52759.2156 | -61200.6901 | -69642.1646 | -78083.6391 | -86525.1136 | -94966.5881 | -103408.0626 | -111849.537 | -120291.0115 | -126622.1174 | -132953.2233 | -139284.3292 | -145615.435 | -151946.5409 | -158277.6468 | -164608.7526 | -170939.8585 | -177270.9644 | -183602.0702 | -189933.1761
sens3 | Total benefits 10% higher | 0% | 10% | Option 1 (Base Case)sens3 |  | 0 | -11724.2701 | -23448.5403 | -35172.8104 | -46897.0805 | -58621.3507 | -68000.7668 | -77380.1829 | -86759.599 | -96139.0151 | -105518.4312 | -114897.8473 | -124277.2634 | -133656.6795 | -140691.2416 | -147725.8036 | -154760.3657 | -161794.9278 | -168829.4899 | -175864.052 | -182898.614 | -189933.1761 | -196967.7382 | -204002.3003 | -211036.8624
sens4 | Total benefits 10% lower | 0% | -10% | Option 1 (Base Case)sens4 |  | 0 | -11724.2701 | -23448.5403 | -35172.8104 | -46897.0805 | -58621.3507 | -68000.7668 | -77380.1829 | -86759.599 | -96139.0151 | -105518.4312 | -114897.8473 | -124277.2634 | -133656.6795 | -140691.2416 | -147725.8036 | -154760.3657 | -161794.9278 | -168829.4899 | -175864.052 | -182898.614 | -189933.1761 | -196967.7382 | -204002.3003 | -211036.8624
sens5 | Capex 10% higher & Total benefits 10% lower | 10% | -10% | Option 1 (Base Case)sens5 |  | 0 | -12896.6971 | -25793.3943 | -38690.0914 | -51586.7886 | -64483.4857 | -74800.8434 | -85118.2011 | -95435.5589 | -105752.9166 | -116070.2743 | -126387.632 | -136704.9897 | -147022.3474 | -154760.3657 | -162498.384 | -170236.4023 | -177974.4206 | -185712.4389 | -193450.4572 | -201188.4754 | -208926.4937 | -216664.512 | -224402.5303 | -232140.5486
sens | 0 | 0% | 0% | Option 1 (Base Case)sens |  | 0 | -11724.2701 | -23448.5403 | -35172.8104 | -46897.0805 | -58621.3507 | -68000.7668 | -77380.1829 | -86759.599 | -96139.0151 | -105518.4312 | -114897.8473 | -124277.2634 | -133656.6795 | -140691.2416 | -147725.8036 | -154760.3657 | -161794.9278 | -168829.4899 | -175864.052 | -182898.614 | -189933.1761 | -196967.7382 | -204002.3003 | -211036.8624
sens | 0 | 0% | 0% | Option 1 (Base Case)sens |  | 0 | -11724.2701 | -23448.5403 | -35172.8104 | -46897.0805 | -58621.3507 | -68000.7668 | -77380.1829 | -86759.599 | -96139.0151 | -105518.4312 | -114897.8473 | -124277.2634 | -133656.6795 | -140691.2416 | -147725.8036 | -154760.3657 | -161794.9278 | -168829.4899 | -175864.052 | -182898.614 | -189933.1761 | -196967.7382 | -204002.3003 | -211036.8624
sens | 0 | 0% | 0% | Option 1 (Base Case)sens |  | 0 | -11724.2701 | -23448.5403 | -35172.8104 | -46897.0805 | -58621.3507 | -68000.7668 | -77380.1829 | -86759.599 | -96139.0151 | -105518.4312 | -114897.8473 | -124277.2634 | -133656.6795 | -140691.2416 | -147725.8036 | -154760.3657 | -161794.9278 | -168829.4899 | -175864.052 | -182898.614 | -189933.1761 | -196967.7382 | -204002.3003 | -211036.8624

## Option2
CitiPower
Replace compound filled cable terminations
OPTION 2 | Inspect and replace by priority over 7 years (2% failure rate)
Count |  |  |  |  | 1 | 2 | 3 | 4 | 5 | 6 | 7 | 8 | 9 | 10 | 11 | 12 | 13 | 14 | 15 | 16 | 17 | 18 | 19 | 20 | 21 | 22 | 23 | 24 | 25
Value of CO2 reductions |  |  |  | $/MWh | 24.7305 | 22.3407 | 20.1963 | 18.0629 | 15.9134 | 13.7151 | 13.7151 | 13.7151 | 13.7151 | 13.7151 | 13.7151 | 13.7151 | 13.7151 | 13.7151 | 13.7151 | 13.7151 | 13.7151 | 13.7151 | 13.7151 | 13.7151 | 13.7151 | 13.7151 | 13.7151 | 13.7151 | 13.7151
|  |  |  | Units | 2026-27 | 2027-28 | 2028-29 | 2029-30 | 2030-31 | 2031-32 | 2032-33 | 2033-34 | 2034-35 | 2035-36 | 2036-37 | 2037-38 | 2038-39 | 2039-40 | 2040-41 | 2041-42 | 2042-43 | 2043-44 | 2044-45 | 2045-46 | 2046-47 | 2047-48 | 2048-49 | 2049-50 | 2050-51
INVESTMENT & OPERATING COST
| Capex |  | Asset life (yrs)
| Replace Cable Boxes under program |  | 50 | 2023-12-31 | 2400000 | 2400000 | 2400000 | 2400000 | 2400000 | 2400000 | 1498000 | 0 | 0 | 0 | 0 | 0 | 0 | 0 | 0 | 0 | 0 | 0 | 0 | 0 | 0 | 0 | 0 | 0 | 0
| Replace Failed Cable Boxes under Faults Capex |  | 50 | 2023-12-31 | 165000 | 165000 | 110000 | 110000 | 55000 | 55000 | 0 | 0 | 0 | 0 | 0 | 0 | 0 | 0 | 0 | 0 | 0 | 0 | 0 | 0 | 0 | 0 | 0 | 0 | 0
|  |  | 0 | 2023-12-31 | 0 | 0 | 0 | 0 | 0 | 0 | 0 | 0 | 0 | 0 | 0 | 0 | 0 | 0 | 0 | 0 | 0 | 0 | 0 | 0 | 0 | 0 | 0 | 0 | 0
| Capital expenditure |  |  | 2023-12-31 | 2565000 | 2565000 | 2510000 | 2510000 | 2455000 | 2455000 | 1498000 | 0 | 0 | 0 | 0 | 0 | 0 | 0 | 0 | 0 | 0 | 0 | 0 | 0 | 0 | 0 | 0 | 0 | 0
| Operating expenditure |  |  | 2023-12-31 | 0 | 0 | 0 | 0 | 0 | 0 | 0 | 0 | 0 | 0 | 0 | 0 | 0 | 0 | 0 | 0 | 0 | 0 | 0 | 0 | 0 | 0 | 0 | 0 | 0
RISK ASSUMPTIONS
| Number of failures |  |  |  | 3 | 3 | 2 | 2 | 1 | 1 | 0 | 0 | 0 | 0 | 0 | 0 | 0 | 0 | 0 | 0 | 0 | 0 | 0 | 0 | 0 | 0 | 0 | 0 | 0
| Energy at risk (weighted) |  |  | MWh | 13.293 | 13.293 | 8.862 | 8.862 | 4.431 | 4.431 | 0 | 0 | 0 | 0 | 0 | 0 | 0 | 0 | 0 | 0 | 0 | 0 | 0 | 0 | 0 | 0 | 0 | 0 | 0
| Energy at risk value | $/MWh | 47819.7904 | 2023-12-31 | 909005.9171 | 909005.9171 | 606003.9447 | 606003.9447 | 303001.9724 | 303001.9724 | 0 | 0 | 0 | 0 | 0 | 0 | 0 | 0 | 0 | 0 | 0 | 0 | 0 | 0 | 0 | 0 | 0 | 0 | 0
| Safety consequence | (after DF) |  | 2023-12-31 | 100470 | 100470 | 66980 | 66980 | 33490 | 33490 | 0 | 0 | 0 | 0 | 0 | 0 | 0 | 0 | 0 | 0 | 0 | 0 | 0 | 0 | 0 | 0 | 0 | 0 | 0
| Unplanned replacements |  |  | 2023-12-31 | 0 | 0 | 0 | 0 | 0 | 0 | 0 | 0 | 0 | 0 | 0 | 0 | 0 | 0 | 0 | 0 | 0 | 0 | 0 | 0 | 0 | 0 | 0 | 0 | 0
| Environmental consequence | (after DF) |  | 2023-12-31 | 1650 | 1650 | 1100 | 1100 | 550 | 550 | 0 | 0 | 0 | 0 | 0 | 0 | 0 | 0 | 0 | 0 | 0 | 0 | 0 | 0 | 0 | 0 | 0 | 0 | 0
| Customer claims |  |  | 2023-12-31 | 39000 | 39000 | 26000 | 26000 | 13000 | 13000 | 0 | 0 | 0 | 0 | 0 | 0 | 0 | 0 | 0 | 0 | 0 | 0 | 0 | 0 | 0 | 0 | 0 | 0 | 0
|  |  |  | 2023-12-31 | 0 | 0 | 0 | 0 | 0 | 0 | 0 | 0 | 0 | 0 | 0 | 0 | 0 | 0 | 0 | 0 | 0 | 0 | 0 | 0 | 0 | 0 | 0 | 0 | 0
| Total risk cost |  |  |  | 1050125.9171 | 1050125.9171 | 700083.9447 | 700083.9447 | 350041.9724 | 350041.9724 | 0 | 0 | 0 | 0 | 0 | 0 | 0 | 0 | 0 | 0 | 0 | 0 | 0 | 0 | 0 | 0 | 0 | 0 | 0
OTHER BENEFITS
| Reduction in CO2 emissions |  |  | MWh | 0 | 0 | 0 | 0 | 0 | 0 | 0 | 0 | 0 | 0 | 0 | 0 | 0 | 0 | 0 | 0 | 0 | 0 | 0 | 0 | 0 | 0 | 0 | 0 | 0
| Value of reduction in CO2 emissions |  |  | $ | 0 | 0 | 0 | 0 | 0 | 0 | 0 | 0 | 0 | 0 | 0 | 0 | 0 | 0 | 0 | 0 | 0 | 0 | 0 | 0 | 0 | 0 | 0 | 0 | 0
| Reliability in worst-served areas | $/MWh | 0 | MWh | 0 | 0 | 0 | 0 | 0 | 0 | 0 | 0 | 0 | 0 | 0 | 0 | 0 | 0 | 0 | 0 | 0 | 0 | 0 | 0 | 0 | 0 | 0 | 0 | 0
| Network resilience | $/MWh | 0 | MWh | 0 | 0 | 0 | 0 | 0 | 0 | 0 | 0 | 0 | 0 | 0 | 0 | 0 | 0 | 0 | 0 | 0 | 0 | 0 | 0 | 0 | 0 | 0 | 0 | 0
| Enabling solar exports | $/MWh | 4220.9954 | MWh | 0 | 0 | 0 | 0 | 0 | 0 | 0 | 0 | 0 | 0 | 0 | 0 | 0 | 0 | 0 | 0 | 0 | 0 | 0 | 0 | 0 | 0 | 0 | 0 | 0
| Aesthetics | $/customer | 0 | customers | 0 | 0 | 0 | 0 | 0 | 0 | 0 | 0 | 0 | 0 | 0 | 0 | 0 | 0 | 0 | 0 | 0 | 0 | 0 | 0 | 0 | 0 | 0 | 0 | 0
| Customer value of time (res) | $/customer min | 0.54769 | mins | 0 | 0 | 0 | 0 | 0 | 0 | 0 | 0 | 0 | 0 | 0 | 0 | 0 | 0 | 0 | 0 | 0 | 0 | 0 | 0 | 0 | 0 | 0 | 0 | 0
| Customer value of time (bus) | $/customer min | 0.54769 | mins | 0 | 0 | 0 | 0 | 0 | 0 | 0 | 0 | 0 | 0 | 0 | 0 | 0 | 0 | 0 | 0 | 0 | 0 | 0 | 0 | 0 | 0 | 0 | 0 | 0
| Communication | $/customer | 0 | customers | 0 | 0 | 0 | 0 | 0 | 0 | 0 | 0 | 0 | 0 | 0 | 0 | 0 | 0 | 0 | 0 | 0 | 0 | 0 | 0 | 0 | 0 | 0 | 0 | 0
| Information accessibility | $/customer | 0 | customers | 0 | 0 | 0 | 0 | 0 | 0 | 0 | 0 | 0 | 0 | 0 | 0 | 0 | 0 | 0 | 0 | 0 | 0 | 0 | 0 | 0 | 0 | 0 | 0 | 0
| Other benefits 1 |  |  | 2023-12-31 | 0 | 0 | 0 | 0 | 0 | 0 | 0 | 0 | 0 | 0 | 0 | 0 | 0 | 0 | 0 | 0 | 0 | 0 | 0 | 0 | 0 | 0 | 0 | 0 | 0
| Other benefits 2 |  |  | 2023-12-31 | 0 | 0 | 0 | 0 | 0 | 0 | 0 | 0 | 0 | 0 | 0 | 0 | 0 | 0 | 0 | 0 | 0 | 0 | 0 | 0 | 0 | 0 | 0 | 0 | 0
| Total other benefits |  |  | 2023-12-31 | 0 | 0 | 0 | 0 | 0 | 0 | 0 | 0 | 0 | 0 | 0 | 0 | 0 | 0 | 0 | 0 | 0 | 0 | 0 | 0 | 0 | 0 | 0 | 0 | 0
SUMMARY
| Risks mitigated vs base case |  |  | 2023-12-31 | 700083.9447 | 700083.9447 | 1050125.9171 | 1050125.9171 | 1400167.8895 | 1050125.9171 | 1400167.8895 | 1400167.8895 | 1400167.8895 | 1400167.8895 | 1400167.8895 | 1400167.8895 | 1400167.8895 | 1050125.9171 | 1050125.9171 | 1050125.9171 | 1050125.9171 | 1050125.9171 | 1050125.9171 | 1050125.9171 | 1050125.9171 | 1050125.9171 | 1050125.9171 | 1050125.9171 | 700083.9447
Capital expenditure
| Replace Cable Boxes under program |  |  | 2023-12-31 | -2400000 | -2400000 | -2400000 | -2400000 | -2400000 | -2400000 | -1498000 | 0 | 0 | 0 | 0 | 0 | 0 | 0 | 0 | 0 | 0 | 0 | 0 | 0 | 0 | 0 | 0 | 0 | 0
| Replace Failed Cable Boxes under Faults Capex |  |  | 2023-12-31 | -165000 | -165000 | -110000 | -110000 | -55000 | -55000 | 0 | 0 | 0 | 0 | 0 | 0 | 0 | 0 | 0 | 0 | 0 | 0 | 0 | 0 | 0 | 0 | 0 | 0 | 0
| 0 |  |  | 2023-12-31 | 0 | 0 | 0 | 0 | 0 | 0 | 0 | 0 | 0 | 0 | 0 | 0 | 0 | 0 | 0 | 0 | 0 | 0 | 0 | 0 | 0 | 0 | 0 | 0 | 0
Cumulative capex
| Replace Cable Boxes under program |  |  | 2023-12-31 | -2400000 | -4800000 | -7200000 | -9600000 | -12000000 | -14400000 | -15898000 | -15898000 | -15898000 | -15898000 | -15898000 | -15898000 | -15898000 | -15898000 | -15898000 | -15898000 | -15898000 | -15898000 | -15898000 | -15898000 | -15898000 | -15898000 | -15898000 | -15898000 | -15898000
| Replace Failed Cable Boxes under Faults Capex |  |  | 2023-12-31 | -165000 | -330000 | -440000 | -550000 | -605000 | -660000 | -660000 | -660000 | -660000 | -660000 | -660000 | -660000 | -660000 | -660000 | -660000 | -660000 | -660000 | -660000 | -660000 | -660000 | -660000 | -660000 | -660000 | -660000 | -660000
| 0 |  |  | 2023-12-31 | 0 | 0 | 0 | 0 | 0 | 0 | 0 | 0 | 0 | 0 | 0 | 0 | 0 | 0 | 0 | 0 | 0 | 0 | 0 | 0 | 0 | 0 | 0 | 0 | 0
Annualised capex
| Annualised capex - Replace Cable Boxes under program |  |  | 2023-12-31 | 0 | -102320.903 | -204641.8059 | -306962.7089 | -409283.6118 | -511604.5148 | -613925.4178 | -677790.7147 | -677790.7147 | -677790.7147 | -677790.7147 | -677790.7147 | -677790.7147 | -677790.7147 | -677790.7147 | -677790.7147 | -677790.7147 | -677790.7147 | -677790.7147 | -677790.7147 | -677790.7147 | -677790.7147 | -677790.7147 | -677790.7147 | -677790.7147
| Annualised capex - Replace Failed Cable Boxes under Faults Capex |  |  | 2023-12-31 | 0 | -7034.5621 | -14069.1242 | -18758.8322 | -23448.5403 | -25793.3943 | -28138.2483 | -28138.2483 | -28138.2483 | -28138.2483 | -28138.2483 | -28138.2483 | -28138.2483 | -28138.2483 | -28138.2483 | -28138.2483 | -28138.2483 | -28138.2483 | -28138.2483 | -28138.2483 | -28138.2483 | -28138.2483 | -28138.2483 | -28138.2483 | -28138.2483
| Annualised capex - |  |  | 2023-12-31 | 0 | 0 | 0 | 0 | 0 | 0 | 0 | 0 | 0 | 0 | 0 | 0 | 0 | 0 | 0 | 0 | 0 | 0 | 0 | 0 | 0 | 0 | 0 | 0 | 0
| Total annualised capex |  |  | 2023-12-31 | 0 | -109355.465 | -218710.9301 | -325721.5411 | -432732.1521 | -537397.9091 | -642063.6661 | -705928.963 | -705928.963 | -705928.963 | -705928.963 | -705928.963 | -705928.963 | -705928.963 | -705928.963 | -705928.963 | -705928.963 | -705928.963 | -705928.963 | -705928.963 | -705928.963 | -705928.963 | -705928.963 | -705928.963 | -705928.963
| Annualised capex |  |  | 2023-12-31 | 0 | -109355.465 | -218710.9301 | -325721.5411 | -432732.1521 | -537397.9091 | -642063.6661 | -705928.963 | -705928.963 | -705928.963 | -705928.963 | -705928.963 | -705928.963 | -705928.963 | -705928.963 | -705928.963 | -705928.963 | -705928.963 | -705928.963 | -705928.963 | -705928.963 | -705928.963 | -705928.963 | -705928.963 | -705928.963
| Operating expenditure |  |  | 2023-12-31 | 0 | 0 | 0 | 0 | 0 | 0 | 0 | 0 | 0 | 0 | 0 | 0 | 0 | 0 | 0 | 0 | 0 | 0 | 0 | 0 | 0 | 0 | 0 | 0 | 0
| Risk mitigated |  |  | 2023-12-31 | 700083.9447 | 700083.9447 | 1050125.9171 | 1050125.9171 | 1400167.8895 | 1050125.9171 | 1400167.8895 | 1400167.8895 | 1400167.8895 | 1400167.8895 | 1400167.8895 | 1400167.8895 | 1400167.8895 | 1050125.9171 | 1050125.9171 | 1050125.9171 | 1050125.9171 | 1050125.9171 | 1050125.9171 | 1050125.9171 | 1050125.9171 | 1050125.9171 | 1050125.9171 | 1050125.9171 | 700083.9447
| Other benefits value |  |  | 2023-12-31 | 0 | 0 | 0 | 0 | 0 | 0 | 0 | 0 | 0 | 0 | 0 | 0 | 0 | 0 | 0 | 0 | 0 | 0 | 0 | 0 | 0 | 0 | 0 | 0 | 0
| Net benefits |  |  | 2023-12-31 | 700083.9447 | 590728.4797 | 831414.987 | 724404.376 | 967435.7374 | 512728.008 | 758104.2234 | 694238.9265 | 694238.9265 | 694238.9265 | 694238.9265 | 694238.9265 | 694238.9265 | 344196.9541 | 344196.9541 | 344196.9541 | 344196.9541 | 344196.9541 | 344196.9541 | 344196.9541 | 344196.9541 | 344196.9541 | 344196.9541 | 344196.9541 | -5845.0183
| First capex year |  |  | 1
| First year |  |  | 1
SENSITIVITIES
NPV | Net benefits |  |  | Option 2NPV | 700083.9447 | 590728.4797 | 831414.987 | 724404.376 | 967435.7374 | 512728.008 | 758104.2234 | 694238.9265 | 694238.9265 | 694238.9265 | 694238.9265 | 694238.9265 | 694238.9265 | 344196.9541 | 344196.9541 | 344196.9541 | 344196.9541 | 344196.9541 | 344196.9541 | 344196.9541 | 344196.9541 | 344196.9541 | 344196.9541 | 344196.9541 | -5845.0183
| Total annualised capex |  |  |  | 0 | -109355.465 | -218710.9301 | -325721.5411 | -432732.1521 | -537397.9091 | -642063.6661 | -705928.963 | -705928.963 | -705928.963 | -705928.963 | -705928.963 | -705928.963 | -705928.963 | -705928.963 | -705928.963 | -705928.963 | -705928.963 | -705928.963 | -705928.963 | -705928.963 | -705928.963 | -705928.963 | -705928.963 | -705928.963
| Total benefits |  |  |  | 700083.9447 | 700083.9447 | 1050125.9171 | 1050125.9171 | 1400167.8895 | 1050125.9171 | 1400167.8895 | 1400167.8895 | 1400167.8895 | 1400167.8895 | 1400167.8895 | 1400167.8895 | 1400167.8895 | 1050125.9171 | 1050125.9171 | 1050125.9171 | 1050125.9171 | 1050125.9171 | 1050125.9171 | 1050125.9171 | 1050125.9171 | 1050125.9171 | 1050125.9171 | 1050125.9171 | 700083.9447
|  | Capex | Total benefits
sens1 | Capex 10% higher | 10% | 0% | Option 2sens1 | 700083.9447 | 579792.9332 | 809543.894 | 691832.2219 | 924162.5222 | 458988.2171 | 693897.8568 | 623646.0302 | 623646.0302 | 623646.0302 | 623646.0302 | 623646.0302 | 623646.0302 | 273604.0578 | 273604.0578 | 273604.0578 | 273604.0578 | 273604.0578 | 273604.0578 | 273604.0578 | 273604.0578 | 273604.0578 | 273604.0578 | 273604.0578 | -76437.9146
sens2 | Capex 10% lower | -10% | 0% | Option 2sens2 | 700083.9447 | 601664.0262 | 853286.08 | 756976.5301 | 1010708.9526 | 566467.7989 | 822310.59 | 764831.8228 | 764831.8228 | 764831.8228 | 764831.8228 | 764831.8228 | 764831.8228 | 414789.8504 | 414789.8504 | 414789.8504 | 414789.8504 | 414789.8504 | 414789.8504 | 414789.8504 | 414789.8504 | 414789.8504 | 414789.8504 | 414789.8504 | 64747.878
sens3 | Total benefits 10% higher | 0% | 10% | Option 2sens3 | 770092.3392 | 660736.8742 | 936427.5787 | 829416.9677 | 1107452.5263 | 617740.5997 | 898121.0124 | 834255.7154 | 834255.7154 | 834255.7154 | 834255.7154 | 834255.7154 | 834255.7154 | 449209.5458 | 449209.5458 | 449209.5458 | 449209.5458 | 449209.5458 | 449209.5458 | 449209.5458 | 449209.5458 | 449209.5458 | 449209.5458 | 449209.5458 | 64163.3762
sens4 | Total benefits 10% lower | 0% | -10% | Option 2sens4 | 630075.5503 | 520720.0852 | 726402.3953 | 619391.7843 | 827418.9484 | 407715.4163 | 618087.4345 | 554222.1375 | 554222.1375 | 554222.1375 | 554222.1375 | 554222.1375 | 554222.1375 | 239184.3624 | 239184.3624 | 239184.3624 | 239184.3624 | 239184.3624 | 239184.3624 | 239184.3624 | 239184.3624 | 239184.3624 | 239184.3624 | 239184.3624 | -75853.4127
sens5 | Capex 10% higher & Total benefits 10% lower | 10% | -10% | Option 2sens5 | 630075.5503 | 509784.5387 | 704531.3023 | 586819.6302 | 784145.7332 | 353975.6254 | 553881.0679 | 483629.2412 | 483629.2412 | 483629.2412 | 483629.2412 | 483629.2412 | 483629.2412 | 168591.4661 | 168591.4661 | 168591.4661 | 168591.4661 | 168591.4661 | 168591.4661 | 168591.4661 | 168591.4661 | 168591.4661 | 168591.4661 | 168591.4661 | -146446.309
sens | 0 | 0% | 0% | Option 2sens | 700083.9447 | 590728.4797 | 831414.987 | 724404.376 | 967435.7374 | 512728.008 | 758104.2234 | 694238.9265 | 694238.9265 | 694238.9265 | 694238.9265 | 694238.9265 | 694238.9265 | 344196.9541 | 344196.9541 | 344196.9541 | 344196.9541 | 344196.9541 | 344196.9541 | 344196.9541 | 344196.9541 | 344196.9541 | 344196.9541 | 344196.9541 | -5845.0183
sens | 0 | 0% | 0% | Option 2sens | 700083.9447 | 590728.4797 | 831414.987 | 724404.376 | 967435.7374 | 512728.008 | 758104.2234 | 694238.9265 | 694238.9265 | 694238.9265 | 694238.9265 | 694238.9265 | 694238.9265 | 344196.9541 | 344196.9541 | 344196.9541 | 344196.9541 | 344196.9541 | 344196.9541 | 344196.9541 | 344196.9541 | 344196.9541 | 344196.9541 | 344196.9541 | -5845.0183
sens | 0 | 0% | 0% | Option 2sens | 700083.9447 | 590728.4797 | 831414.987 | 724404.376 | 967435.7374 | 512728.008 | 758104.2234 | 694238.9265 | 694238.9265 | 694238.9265 | 694238.9265 | 694238.9265 | 694238.9265 | 344196.9541 | 344196.9541 | 344196.9541 | 344196.9541 | 344196.9541 | 344196.9541 | 344196.9541 | 344196.9541 | 344196.9541 | 344196.9541 | 344196.9541 | -5845.0183

## Option3
CitiPower
Replace compound filled cable terminations
OPTION 3 | Replace over 7 years (3% failure rate)
Count |  |  |  |  | 1 | 2 | 3 | 4 | 5 | 6 | 7 | 8 | 9 | 10 | 11 | 12 | 13 | 14 | 15 | 16 | 17 | 18 | 19 | 20 | 21 | 22 | 23 | 24 | 25
Value of CO2 reductions |  |  |  | $/MWh | 24.7305 | 22.3407 | 20.1963 | 18.0629 | 15.9134 | 13.7151 | 13.7151 | 13.7151 | 13.7151 | 13.7151 | 13.7151 | 13.7151 | 13.7151 | 13.7151 | 13.7151 | 13.7151 | 13.7151 | 13.7151 | 13.7151 | 13.7151 | 13.7151 | 13.7151 | 13.7151 | 13.7151 | 13.7151
|  |  |  | Units | 2026-27 | 2027-28 | 2028-29 | 2029-30 | 2030-31 | 2031-32 | 2032-33 | 2033-34 | 2034-35 | 2035-36 | 2036-37 | 2037-38 | 2038-39 | 2039-40 | 2040-41 | 2041-42 | 2042-43 | 2043-44 | 2044-45 | 2045-46 | 2046-47 | 2047-48 | 2048-49 | 2049-50 | 2050-51
INVESTMENT & OPERATING COST
| Capex |  | Asset life (yrs)
| Replace Cable Boxes under program |  | 50 | 2023-12-31 | 2400000 | 2400000 | 2400000 | 2400000 | 2400000 | 2400000 | 897000 | 0 | 0 | 0 | 0 | 0 | 0 | 0 | 0 | 0 | 0 | 0 | 0 | 0 | 0 | 0 | 0 | 0 | 0
| Replace Failed Cable Boxes under Faults Capex |  | 50 | 2023-12-31 | 275000 | 220000 | 165000 | 165000 | 110000 | 55000 | 0 | 0 | 0 | 0 | 0 | 0 | 0 | 0 | 0 | 0 | 0 | 0 | 0 | 0 | 0 | 0 | 0 | 0 | 0
|  |  | 0 | 2023-12-31 | 0 | 0 | 0 | 0 | 0 | 0 | 0 | 0 | 0 | 0 | 0 | 0 | 0 | 0 | 0 | 0 | 0 | 0 | 0 | 0 | 0 | 0 | 0 | 0 | 0
| Capital expenditure |  |  | 2023-12-31 | 2675000 | 2620000 | 2565000 | 2565000 | 2510000 | 2455000 | 897000 | 0 | 0 | 0 | 0 | 0 | 0 | 0 | 0 | 0 | 0 | 0 | 0 | 0 | 0 | 0 | 0 | 0 | 0
| Operating expenditure |  |  | 2023-12-31 | 0 | 0 | 0 | 0 | 0 | 0 | 0 | 0 | 0 | 0 | 0 | 0 | 0 | 0 | 0 | 0 | 0 | 0 | 0 | 0 | 0 | 0 | 0 | 0 | 0
RISK ASSUMPTIONS
| Number of failures |  |  |  | 5 | 4 | 3 | 3 | 2 | 1 | 0 | 0 | 0 | 0 | 0 | 0 | 0 | 0 | 0 | 0 | 0 | 0 | 0 | 0 | 0 | 0 | 0 | 0 | 0
| Energy at risk (weighted) |  |  | MWh | 22.155 | 17.724 | 13.293 | 13.293 | 8.862 | 4.431 | 0 | 0 | 0 | 0 | 0 | 0 | 0 | 0 | 0 | 0 | 0 | 0 | 0 | 0 | 0 | 0 | 0 | 0 | 0
| Energy at risk value | $/MWh | 47819.7904 | 2023-12-31 | 1515009.8619 | 1212007.8895 | 909005.9171 | 909005.9171 | 606003.9447 | 303001.9724 | 0 | 0 | 0 | 0 | 0 | 0 | 0 | 0 | 0 | 0 | 0 | 0 | 0 | 0 | 0 | 0 | 0 | 0 | 0
| Safety consequence | (after DF) |  | 2023-12-31 | 167450 | 133960 | 100470 | 100470 | 66980 | 33490 | 0 | 0 | 0 | 0 | 0 | 0 | 0 | 0 | 0 | 0 | 0 | 0 | 0 | 0 | 0 | 0 | 0 | 0 | 0
| Unplanned replacements |  |  | 2023-12-31 | 0 | 0 | 0 | 0 | 0 | 0 | 0 | 0 | 0 | 0 | 0 | 0 | 0 | 0 | 0 | 0 | 0 | 0 | 0 | 0 | 0 | 0 | 0 | 0 | 0
| Environmental consequence | (after DF) |  | 2023-12-31 | 2750 | 2200 | 1650 | 1650 | 1100 | 550 | 0 | 0 | 0 | 0 | 0 | 0 | 0 | 0 | 0 | 0 | 0 | 0 | 0 | 0 | 0 | 0 | 0 | 0 | 0
| < Other risk - enter description > |  |  | 2023-12-31 | 65000 | 52000 | 39000 | 39000 | 26000 | 13000 | 0 | 0 | 0 | 0 | 0 | 0 | 0 | 0 | 0 | 0 | 0 | 0 | 0 | 0 | 0 | 0 | 0 | 0 | 0
| < Other risk - enter description > |  |  | 2023-12-31 | 0 | 0 | 0 | 0 | 0 | 0 | 0 | 0 | 0 | 0 | 0 | 0 | 0 | 0 | 0 | 0 | 0 | 0 | 0 | 0 | 0 | 0 | 0 | 0 | 0
| Total risk cost |  |  |  | 1750209.8619 | 1400167.8895 | 1050125.9171 | 1050125.9171 | 700083.9447 | 350041.9724 | 0 | 0 | 0 | 0 | 0 | 0 | 0 | 0 | 0 | 0 | 0 | 0 | 0 | 0 | 0 | 0 | 0 | 0 | 0
OTHER BENEFITS
| Reduction in CO2 emissions |  |  | MWh | 0 | 0 | 0 | 0 | 0 | 0 | 0 | 0 | 0 | 0 | 0 | 0 | 0 | 0 | 0 | 0 | 0 | 0 | 0 | 0 | 0 | 0 | 0 | 0 | 0
| Value of reduction in CO2 emissions |  |  | $ | 0 | 0 | 0 | 0 | 0 | 0 | 0 | 0 | 0 | 0 | 0 | 0 | 0 | 0 | 0 | 0 | 0 | 0 | 0 | 0 | 0 | 0 | 0 | 0 | 0
| Reliability in worst-served areas | $/MWh | 0 | MWh | 0 | 0 | 0 | 0 | 0 | 0 | 0 | 0 | 0 | 0 | 0 | 0 | 0 | 0 | 0 | 0 | 0 | 0 | 0 | 0 | 0 | 0 | 0 | 0 | 0
| Network resilience | $/MWh | 0 | MWh | 0 | 0 | 0 | 0 | 0 | 0 | 0 | 0 | 0 | 0 | 0 | 0 | 0 | 0 | 0 | 0 | 0 | 0 | 0 | 0 | 0 | 0 | 0 | 0 | 0
| Enabling solar exports | $/MWh | 4220.9954 | MWh | 0 | 0 | 0 | 0 | 0 | 0 | 0 | 0 | 0 | 0 | 0 | 0 | 0 | 0 | 0 | 0 | 0 | 0 | 0 | 0 | 0 | 0 | 0 | 0 | 0
| Aesthetics | $/customer | 0 | customers | 0 | 0 | 0 | 0 | 0 | 0 | 0 | 0 | 0 | 0 | 0 | 0 | 0 | 0 | 0 | 0 | 0 | 0 | 0 | 0 | 0 | 0 | 0 | 0 | 0
| Customer value of time (res) | $/customer min | 0.54769 | mins | 0 | 0 | 0 | 0 | 0 | 0 | 0 | 0 | 0 | 0 | 0 | 0 | 0 | 0 | 0 | 0 | 0 | 0 | 0 | 0 | 0 | 0 | 0 | 0 | 0
| Customer value of time (bus) | $/customer min | 0.54769 | mins | 0 | 0 | 0 | 0 | 0 | 0 | 0 | 0 | 0 | 0 | 0 | 0 | 0 | 0 | 0 | 0 | 0 | 0 | 0 | 0 | 0 | 0 | 0 | 0 | 0
| Communication | $/customer | 0 | customers | 0 | 0 | 0 | 0 | 0 | 0 | 0 | 0 | 0 | 0 | 0 | 0 | 0 | 0 | 0 | 0 | 0 | 0 | 0 | 0 | 0 | 0 | 0 | 0 | 0
| Information accessibility | $/customer | 0 | customers | 0 | 0 | 0 | 0 | 0 | 0 | 0 | 0 | 0 | 0 | 0 | 0 | 0 | 0 | 0 | 0 | 0 | 0 | 0 | 0 | 0 | 0 | 0 | 0 | 0
| Other benefits 1 |  |  | 2023-12-31 | 0 | 0 | 0 | 0 | 0 | 0 | 0 | 0 | 0 | 0 | 0 | 0 | 0 | 0 | 0 | 0 | 0 | 0 | 0 | 0 | 0 | 0 | 0 | 0 | 0
| Other benefits 2 |  |  | 2023-12-31 | 0 | 0 | 0 | 0 | 0 | 0 | 0 | 0 | 0 | 0 | 0 | 0 | 0 | 0 | 0 | 0 | 0 | 0 | 0 | 0 | 0 | 0 | 0 | 0 | 0
| Total other benefits |  |  | 2023-12-31 | 0 | 0 | 0 | 0 | 0 | 0 | 0 | 0 | 0 | 0 | 0 | 0 | 0 | 0 | 0 | 0 | 0 | 0 | 0 | 0 | 0 | 0 | 0 | 0 | 0
SUMMARY
| Risks mitigated vs base case |  |  | 2023-12-31 | 0 | 350041.9724 | 700083.9447 | 700083.9447 | 1050125.9171 | 1050125.9171 | 1400167.8895 | 1400167.8895 | 1400167.8895 | 1400167.8895 | 1400167.8895 | 1400167.8895 | 1400167.8895 | 1050125.9171 | 1050125.9171 | 1050125.9171 | 1050125.9171 | 1050125.9171 | 1050125.9171 | 1050125.9171 | 1050125.9171 | 1050125.9171 | 1050125.9171 | 1050125.9171 | 700083.9447
Capital expenditure
| Replace Cable Boxes under program |  |  | 2023-12-31 | -2400000 | -2400000 | -2400000 | -2400000 | -2400000 | -2400000 | -897000 | 0 | 0 | 0 | 0 | 0 | 0 | 0 | 0 | 0 | 0 | 0 | 0 | 0 | 0 | 0 | 0 | 0 | 0
| Replace Failed Cable Boxes under Faults Capex |  |  | 2023-12-31 | -275000 | -220000 | -165000 | -165000 | -110000 | -55000 | 0 | 0 | 0 | 0 | 0 | 0 | 0 | 0 | 0 | 0 | 0 | 0 | 0 | 0 | 0 | 0 | 0 | 0 | 0
| 0 |  |  | 2023-12-31 | 0 | 0 | 0 | 0 | 0 | 0 | 0 | 0 | 0 | 0 | 0 | 0 | 0 | 0 | 0 | 0 | 0 | 0 | 0 | 0 | 0 | 0 | 0 | 0 | 0
Cumulative capex
| Replace Cable Boxes under program |  |  | 2023-12-31 | -2400000 | -4800000 | -7200000 | -9600000 | -12000000 | -14400000 | -15297000 | -15297000 | -15297000 | -15297000 | -15297000 | -15297000 | -15297000 | -15297000 | -15297000 | -15297000 | -15297000 | -15297000 | -15297000 | -15297000 | -15297000 | -15297000 | -15297000 | -15297000 | -15297000
| Replace Failed Cable Boxes under Faults Capex |  |  | 2023-12-31 | -275000 | -495000 | -660000 | -825000 | -935000 | -990000 | -990000 | -990000 | -990000 | -990000 | -990000 | -990000 | -990000 | -990000 | -990000 | -990000 | -990000 | -990000 | -990000 | -990000 | -990000 | -990000 | -990000 | -990000 | -990000
| 0 |  |  | 2023-12-31 | 0 | 0 | 0 | 0 | 0 | 0 | 0 | 0 | 0 | 0 | 0 | 0 | 0 | 0 | 0 | 0 | 0 | 0 | 0 | 0 | 0 | 0 | 0 | 0 | 0
Annualised capex
| Annualised capex - Replace Cable Boxes under program |  |  | 2023-12-31 | 0 | -102320.903 | -204641.8059 | -306962.7089 | -409283.6118 | -511604.5148 | -613925.4178 | -652167.8552 | -652167.8552 | -652167.8552 | -652167.8552 | -652167.8552 | -652167.8552 | -652167.8552 | -652167.8552 | -652167.8552 | -652167.8552 | -652167.8552 | -652167.8552 | -652167.8552 | -652167.8552 | -652167.8552 | -652167.8552 | -652167.8552 | -652167.8552
| Annualised capex - Replace Failed Cable Boxes under Faults Capex |  |  | 2023-12-31 | 0 | -11724.2701 | -21103.6862 | -28138.2483 | -35172.8104 | -39862.5184 | -42207.3725 | -42207.3725 | -42207.3725 | -42207.3725 | -42207.3725 | -42207.3725 | -42207.3725 | -42207.3725 | -42207.3725 | -42207.3725 | -42207.3725 | -42207.3725 | -42207.3725 | -42207.3725 | -42207.3725 | -42207.3725 | -42207.3725 | -42207.3725 | -42207.3725
| Annualised capex - |  |  | 2023-12-31 | 0 | 0 | 0 | 0 | 0 | 0 | 0 | 0 | 0 | 0 | 0 | 0 | 0 | 0 | 0 | 0 | 0 | 0 | 0 | 0 | 0 | 0 | 0 | 0 | 0
| Total annualised capex |  |  | 2023-12-31 | 0 | -114045.1731 | -225745.4922 | -335100.9572 | -444456.4222 | -551467.0332 | -656132.7902 | -694375.2277 | -694375.2277 | -694375.2277 | -694375.2277 | -694375.2277 | -694375.2277 | -694375.2277 | -694375.2277 | -694375.2277 | -694375.2277 | -694375.2277 | -694375.2277 | -694375.2277 | -694375.2277 | -694375.2277 | -694375.2277 | -694375.2277 | -694375.2277
| Annualised capex |  |  | 2023-12-31 | 0 | -114045.1731 | -225745.4922 | -335100.9572 | -444456.4222 | -551467.0332 | -656132.7902 | -694375.2277 | -694375.2277 | -694375.2277 | -694375.2277 | -694375.2277 | -694375.2277 | -694375.2277 | -694375.2277 | -694375.2277 | -694375.2277 | -694375.2277 | -694375.2277 | -694375.2277 | -694375.2277 | -694375.2277 | -694375.2277 | -694375.2277 | -694375.2277
| Operating expenditure |  |  | 2023-12-31 | 0 | 0 | 0 | 0 | 0 | 0 | 0 | 0 | 0 | 0 | 0 | 0 | 0 | 0 | 0 | 0 | 0 | 0 | 0 | 0 | 0 | 0 | 0 | 0 | 0
| Risk mitigated |  |  | 2023-12-31 | 0 | 350041.9724 | 700083.9447 | 700083.9447 | 1050125.9171 | 1050125.9171 | 1400167.8895 | 1400167.8895 | 1400167.8895 | 1400167.8895 | 1400167.8895 | 1400167.8895 | 1400167.8895 | 1050125.9171 | 1050125.9171 | 1050125.9171 | 1050125.9171 | 1050125.9171 | 1050125.9171 | 1050125.9171 | 1050125.9171 | 1050125.9171 | 1050125.9171 | 1050125.9171 | 700083.9447
| Other benefits value |  |  | 2023-12-31 | 0 | 0 | 0 | 0 | 0 | 0 | 0 | 0 | 0 | 0 | 0 | 0 | 0 | 0 | 0 | 0 | 0 | 0 | 0 | 0 | 0 | 0 | 0 | 0 | 0
| Net benefits |  |  | 2023-12-31 | 0 | 235996.7993 | 474338.4526 | 364982.9875 | 605669.4949 | 498658.8839 | 744035.0993 | 705792.6618 | 705792.6618 | 705792.6618 | 705792.6618 | 705792.6618 | 705792.6618 | 355750.6894 | 355750.6894 | 355750.6894 | 355750.6894 | 355750.6894 | 355750.6894 | 355750.6894 | 355750.6894 | 355750.6894 | 355750.6894 | 355750.6894 | 5708.717
| First capex year |  |  | 1
| First year |  |  | 1
SENSITIVITIES
NPV | Net benefits |  |  | Option 3NPV | 0 | 235996.7993 | 474338.4526 | 364982.9875 | 605669.4949 | 498658.8839 | 744035.0993 | 705792.6618 | 705792.6618 | 705792.6618 | 705792.6618 | 705792.6618 | 705792.6618 | 355750.6894 | 355750.6894 | 355750.6894 | 355750.6894 | 355750.6894 | 355750.6894 | 355750.6894 | 355750.6894 | 355750.6894 | 355750.6894 | 355750.6894 | 5708.717
| Total annualised capex |  |  |  | 0 | -114045.1731 | -225745.4922 | -335100.9572 | -444456.4222 | -551467.0332 | -656132.7902 | -694375.2277 | -694375.2277 | -694375.2277 | -694375.2277 | -694375.2277 | -694375.2277 | -694375.2277 | -694375.2277 | -694375.2277 | -694375.2277 | -694375.2277 | -694375.2277 | -694375.2277 | -694375.2277 | -694375.2277 | -694375.2277 | -694375.2277 | -694375.2277
| Total benefits |  |  |  | 0 | 350041.9724 | 700083.9447 | 700083.9447 | 1050125.9171 | 1050125.9171 | 1400167.8895 | 1400167.8895 | 1400167.8895 | 1400167.8895 | 1400167.8895 | 1400167.8895 | 1400167.8895 | 1050125.9171 | 1050125.9171 | 1050125.9171 | 1050125.9171 | 1050125.9171 | 1050125.9171 | 1050125.9171 | 1050125.9171 | 1050125.9171 | 1050125.9171 | 1050125.9171 | 700083.9447
|  | Capex | Total benefits
sens1 | Capex 10% higher | 10% | 0% | Option 3sens1 | 0 | 224592.282 | 451763.9034 | 331472.8918 | 561223.8527 | 443512.1805 | 678421.8202 | 636355.139 | 636355.139 | 636355.139 | 636355.139 | 636355.139 | 636355.139 | 286313.1666 | 286313.1666 | 286313.1666 | 286313.1666 | 286313.1666 | 286313.1666 | 286313.1666 | 286313.1666 | 286313.1666 | 286313.1666 | 286313.1666 | -63728.8057
sens2 | Capex 10% lower | -10% | 0% | Option 3sens2 | 0 | 247401.3166 | 496913.0018 | 398493.0833 | 650115.1371 | 553805.5872 | 809648.3783 | 775230.1845 | 775230.1845 | 775230.1845 | 775230.1845 | 775230.1845 | 775230.1845 | 425188.2122 | 425188.2122 | 425188.2122 | 425188.2122 | 425188.2122 | 425188.2122 | 425188.2122 | 425188.2122 | 425188.2122 | 425188.2122 | 425188.2122 | 75146.2398
sens3 | Total benefits 10% higher | 0% | 10% | Option 3sens3 | 0 | 271000.9965 | 544346.8471 | 434991.382 | 710682.0866 | 603671.4756 | 884051.8882 | 845809.4507 | 845809.4507 | 845809.4507 | 845809.4507 | 845809.4507 | 845809.4507 | 460763.2811 | 460763.2811 | 460763.2811 | 460763.2811 | 460763.2811 | 460763.2811 | 460763.2811 | 460763.2811 | 460763.2811 | 460763.2811 | 460763.2811 | 75717.1115
sens4 | Total benefits 10% lower | 0% | -10% | Option 3sens4 | 0 | 200992.602 | 404330.0581 | 294974.5931 | 500656.9032 | 393646.2922 | 604018.3103 | 565775.8728 | 565775.8728 | 565775.8728 | 565775.8728 | 565775.8728 | 565775.8728 | 250738.0977 | 250738.0977 | 250738.0977 | 250738.0977 | 250738.0977 | 250738.0977 | 250738.0977 | 250738.0977 | 250738.0977 | 250738.0977 | 250738.0977 | -64299.6774
sens5 | Capex 10% higher & Total benefits 10% lower | 10% | -10% | Option 3sens5 | 0 | 189588.0847 | 381755.5089 | 261464.4974 | 456211.2609 | 338499.5888 | 538405.0313 | 496338.3501 | 496338.3501 | 496338.3501 | 496338.3501 | 496338.3501 | 496338.3501 | 181300.5749 | 181300.5749 | 181300.5749 | 181300.5749 | 181300.5749 | 181300.5749 | 181300.5749 | 181300.5749 | 181300.5749 | 181300.5749 | 181300.5749 | -133737.2002
sens | 0 | 0% | 0% | Option 3sens | 0 | 235996.7993 | 474338.4526 | 364982.9875 | 605669.4949 | 498658.8839 | 744035.0993 | 705792.6618 | 705792.6618 | 705792.6618 | 705792.6618 | 705792.6618 | 705792.6618 | 355750.6894 | 355750.6894 | 355750.6894 | 355750.6894 | 355750.6894 | 355750.6894 | 355750.6894 | 355750.6894 | 355750.6894 | 355750.6894 | 355750.6894 | 5708.717
sens | 0 | 0% | 0% | Option 3sens | 0 | 235996.7993 | 474338.4526 | 364982.9875 | 605669.4949 | 498658.8839 | 744035.0993 | 705792.6618 | 705792.6618 | 705792.6618 | 705792.6618 | 705792.6618 | 705792.6618 | 355750.6894 | 355750.6894 | 355750.6894 | 355750.6894 | 355750.6894 | 355750.6894 | 355750.6894 | 355750.6894 | 355750.6894 | 355750.6894 | 355750.6894 | 5708.717
sens | 0 | 0% | 0% | Option 3sens | 0 | 235996.7993 | 474338.4526 | 364982.9875 | 605669.4949 | 498658.8839 | 744035.0993 | 705792.6618 | 705792.6618 | 705792.6618 | 705792.6618 | 705792.6618 | 705792.6618 | 355750.6894 | 355750.6894 | 355750.6894 | 355750.6894 | 355750.6894 | 355750.6894 | 355750.6894 | 355750.6894 | 355750.6894 | 355750.6894 | 355750.6894 | 5708.717

## Option4
CitiPower
Replace compound filled cable terminations
OPTION 4 | Inspect and replace by priority over 10 years (2% failure rate)
Count |  |  |  |  | 1 | 2 | 3 | 4 | 5 | 6 | 7 | 8 | 9 | 10 | 11 | 12 | 13 | 14 | 15 | 16 | 17 | 18 | 19 | 20 | 21 | 22 | 23 | 24 | 25
Value of CO2 reductions |  |  |  | $/MWh | 24.7305 | 22.3407 | 20.1963 | 18.0629 | 15.9134 | 13.7151 | 13.7151 | 13.7151 | 13.7151 | 13.7151 | 13.7151 | 13.7151 | 13.7151 | 13.7151 | 13.7151 | 13.7151 | 13.7151 | 13.7151 | 13.7151 | 13.7151 | 13.7151 | 13.7151 | 13.7151 | 13.7151 | 13.7151
|  |  |  | Units | 2026-27 | 2027-28 | 2028-29 | 2029-30 | 2030-31 | 2031-32 | 2032-33 | 2033-34 | 2034-35 | 2035-36 | 2036-37 | 2037-38 | 2038-39 | 2039-40 | 2040-41 | 2041-42 | 2042-43 | 2043-44 | 2044-45 | 2045-46 | 2046-47 | 2047-48 | 2048-49 | 2049-50 | 2050-51
INVESTMENT & OPERATING COST
| Capex |  | Asset life (yrs)
| Replace Cable Boxes under program |  | 50 | 2023-12-31 | 1700000 | 1700000 | 1700000 | 1700000 | 1700000 | 1700000 | 1700000 | 1700000 | 1700000 | 198000 | 0 | 0 | 0 | 0 | 0 | 0 | 0 | 0 | 0 | 0 | 0 | 0 | 0 | 0 | 0
| Replace Failed Cable Boxes under Faults Capex |  | 50 | 2023-12-31 | 165000 | 165000 | 165000 | 110000 | 110000 | 55000 | 55000 | 55000 | 0 | 0 | 0 | 0 | 0 | 0 | 0 | 0 | 0 | 0 | 0 | 0 | 0 | 0 | 0 | 0 | 0
|  |  | 0 | 2023-12-31 | 0 | 0 | 0 | 0 | 0 | 0 | 0 | 0 | 0 | 0 | 0 | 0 | 0 | 0 | 0 | 0 | 0 | 0 | 0 | 0 | 0 | 0 | 0 | 0 | 0
| Capital expenditure |  |  | 2023-12-31 | 1865000 | 1865000 | 1865000 | 1810000 | 1810000 | 1755000 | 1755000 | 1755000 | 1700000 | 198000 | 0 | 0 | 0 | 0 | 0 | 0 | 0 | 0 | 0 | 0 | 0 | 0 | 0 | 0 | 0
| Operating expenditure |  |  | 2023-12-31 | 0 | 0 | 0 | 0 | 0 | 0 | 0 | 0 | 0 | 0 | 0 | 0 | 0 | 0 | 0 | 0 | 0 | 0 | 0 | 0 | 0 | 0 | 0 | 0 | 0
RISK ASSUMPTIONS
| Number of failures |  |  |  | 3 | 3 | 3 | 2 | 2 | 1 | 1 | 1 | 0 | 0 | 0 | 0 | 0 | 0 | 0 | 0 | 0 | 0 | 0 | 0 | 0 | 0 | 0 | 0 | 0
| Energy at risk (weighted) |  |  | MWh | 13.293 | 13.293 | 13.293 | 8.862 | 8.862 | 4.431 | 4.431 | 4.431 | 0 | 0 | 0 | 0 | 0 | 0 | 0 | 0 | 0 | 0 | 0 | 0 | 0 | 0 | 0 | 0 | 0
| Energy at risk value | $/MWh | 47819.7904 | 2023-12-31 | 909005.9171 | 909005.9171 | 909005.9171 | 606003.9447 | 606003.9447 | 303001.9724 | 303001.9724 | 303001.9724 | 0 | 0 | 0 | 0 | 0 | 0 | 0 | 0 | 0 | 0 | 0 | 0 | 0 | 0 | 0 | 0 | 0
| Safety consequence | (after DF) |  | 2023-12-31 | 100470 | 100470 | 100470 | 66980 | 66980 | 33490 | 33490 | 33490 | 0 | 0 | 0 | 0 | 0 | 0 | 0 | 0 | 0 | 0 | 0 | 0 | 0 | 0 | 0 | 0 | 0
| Unplanned replacements |  |  | 2023-12-31 | 0 | 0 | 0 | 0 | 0 | 0 | 0 | 0 | 0 | 0 | 0 | 0 | 0 | 0 | 0 | 0 | 0 | 0 | 0 | 0 | 0 | 0 | 0 | 0 | 0
| Environmental consequence | (after DF) |  | 2023-12-31 | 1650 | 1650 | 1650 | 1100 | 1100 | 550 | 550 | 550 | 0 | 0 | 0 | 0 | 0 | 0 | 0 | 0 | 0 | 0 | 0 | 0 | 0 | 0 | 0 | 0 | 0
| < Other risk - enter description > |  |  | 2023-12-31 | 39000 | 39000 | 39000 | 26000 | 26000 | 13000 | 13000 | 13000 | 0 | 0 | 0 | 0 | 0 | 0 | 0 | 0 | 0 | 0 | 0 | 0 | 0 | 0 | 0 | 0 | 0
| < Other risk - enter description > |  |  | 2023-12-31 | 0 | 0 | 0 | 0 | 0 | 0 | 0 | 0 | 0 | 0 | 0 | 0 | 0 | 0 | 0 | 0 | 0 | 0 | 0 | 0 | 0 | 0 | 0 | 0 | 0
| Total risk cost |  |  |  | 1050125.9171 | 1050125.9171 | 1050125.9171 | 700083.9447 | 700083.9447 | 350041.9724 | 350041.9724 | 350041.9724 | 0 | 0 | 0 | 0 | 0 | 0 | 0 | 0 | 0 | 0 | 0 | 0 | 0 | 0 | 0 | 0 | 0
OTHER BENEFITS
| Reduction in CO2 emissions |  |  | MWh | 0 | 0 | 0 | 0 | 0 | 0 | 0 | 0 | 0 | 0 | 0 | 0 | 0 | 0 | 0 | 0 | 0 | 0 | 0 | 0 | 0 | 0 | 0 | 0 | 0
| Value of reduction in CO2 emissions |  |  | $ | 0 | 0 | 0 | 0 | 0 | 0 | 0 | 0 | 0 | 0 | 0 | 0 | 0 | 0 | 0 | 0 | 0 | 0 | 0 | 0 | 0 | 0 | 0 | 0 | 0
| Reliability in worst-served areas | $/MWh | 0 | MWh | 0 | 0 | 0 | 0 | 0 | 0 | 0 | 0 | 0 | 0 | 0 | 0 | 0 | 0 | 0 | 0 | 0 | 0 | 0 | 0 | 0 | 0 | 0 | 0 | 0
| Network resilience | $/MWh | 0 | MWh | 0 | 0 | 0 | 0 | 0 | 0 | 0 | 0 | 0 | 0 | 0 | 0 | 0 | 0 | 0 | 0 | 0 | 0 | 0 | 0 | 0 | 0 | 0 | 0 | 0
| Enabling solar exports | $/MWh | 4220.9954 | MWh | 0 | 0 | 0 | 0 | 0 | 0 | 0 | 0 | 0 | 0 | 0 | 0 | 0 | 0 | 0 | 0 | 0 | 0 | 0 | 0 | 0 | 0 | 0 | 0 | 0
| Aesthetics | $/customer | 0 | customers | 0 | 0 | 0 | 0 | 0 | 0 | 0 | 0 | 0 | 0 | 0 | 0 | 0 | 0 | 0 | 0 | 0 | 0 | 0 | 0 | 0 | 0 | 0 | 0 | 0
| Customer value of time (res) | $/customer min | 0.54769 | mins | 0 | 0 | 0 | 0 | 0 | 0 | 0 | 0 | 0 | 0 | 0 | 0 | 0 | 0 | 0 | 0 | 0 | 0 | 0 | 0 | 0 | 0 | 0 | 0 | 0
| Customer value of time (bus) | $/customer min | 0.54769 | mins | 0 | 0 | 0 | 0 | 0 | 0 | 0 | 0 | 0 | 0 | 0 | 0 | 0 | 0 | 0 | 0 | 0 | 0 | 0 | 0 | 0 | 0 | 0 | 0 | 0
| Communication | $/customer | 0 | customers | 0 | 0 | 0 | 0 | 0 | 0 | 0 | 0 | 0 | 0 | 0 | 0 | 0 | 0 | 0 | 0 | 0 | 0 | 0 | 0 | 0 | 0 | 0 | 0 | 0
| Information accessibility | $/customer | 0 | customers | 0 | 0 | 0 | 0 | 0 | 0 | 0 | 0 | 0 | 0 | 0 | 0 | 0 | 0 | 0 | 0 | 0 | 0 | 0 | 0 | 0 | 0 | 0 | 0 | 0
| Other benefits 1 |  |  | 2023-12-31 | 0 | 0 | 0 | 0 | 0 | 0 | 0 | 0 | 0 | 0 | 0 | 0 | 0 | 0 | 0 | 0 | 0 | 0 | 0 | 0 | 0 | 0 | 0 | 0 | 0
| Other benefits 2 |  |  | 2023-12-31 | 0 | 0 | 0 | 0 | 0 | 0 | 0 | 0 | 0 | 0 | 0 | 0 | 0 | 0 | 0 | 0 | 0 | 0 | 0 | 0 | 0 | 0 | 0 | 0 | 0
| Total other benefits |  |  | 2023-12-31 | 0 | 0 | 0 | 0 | 0 | 0 | 0 | 0 | 0 | 0 | 0 | 0 | 0 | 0 | 0 | 0 | 0 | 0 | 0 | 0 | 0 | 0 | 0 | 0 | 0
SUMMARY
| Risks mitigated vs base case |  |  | 2023-12-31 | 700083.9447 | 700083.9447 | 700083.9447 | 1050125.9171 | 1050125.9171 | 1050125.9171 | 1050125.9171 | 1050125.9171 | 1400167.8895 | 1400167.8895 | 1400167.8895 | 1400167.8895 | 1400167.8895 | 1050125.9171 | 1050125.9171 | 1050125.9171 | 1050125.9171 | 1050125.9171 | 1050125.9171 | 1050125.9171 | 1050125.9171 | 1050125.9171 | 1050125.9171 | 1050125.9171 | 700083.9447
Capital expenditure
| Replace Cable Boxes under program |  |  | 2023-12-31 | -1700000 | -1700000 | -1700000 | -1700000 | -1700000 | -1700000 | -1700000 | -1700000 | -1700000 | -198000 | 0 | 0 | 0 | 0 | 0 | 0 | 0 | 0 | 0 | 0 | 0 | 0 | 0 | 0 | 0
| Replace Failed Cable Boxes under Faults Capex |  |  | 2023-12-31 | -165000 | -165000 | -165000 | -110000 | -110000 | -55000 | -55000 | -55000 | 0 | 0 | 0 | 0 | 0 | 0 | 0 | 0 | 0 | 0 | 0 | 0 | 0 | 0 | 0 | 0 | 0
| 0 |  |  | 2023-12-31 | 0 | 0 | 0 | 0 | 0 | 0 | 0 | 0 | 0 | 0 | 0 | 0 | 0 | 0 | 0 | 0 | 0 | 0 | 0 | 0 | 0 | 0 | 0 | 0 | 0
Cumulative capex
| Replace Cable Boxes under program |  |  | 2023-12-31 | -1700000 | -3400000 | -5100000 | -6800000 | -8500000 | -10200000 | -11900000 | -13600000 | -15300000 | -15498000 | -15498000 | -15498000 | -15498000 | -15498000 | -15498000 | -15498000 | -15498000 | -15498000 | -15498000 | -15498000 | -15498000 | -15498000 | -15498000 | -15498000 | -15498000
| Replace Failed Cable Boxes under Faults Capex |  |  | 2023-12-31 | -165000 | -330000 | -495000 | -605000 | -715000 | -770000 | -825000 | -880000 | -880000 | -880000 | -880000 | -880000 | -880000 | -880000 | -880000 | -880000 | -880000 | -880000 | -880000 | -880000 | -880000 | -880000 | -880000 | -880000 | -880000
| 0 |  |  | 2023-12-31 | 0 | 0 | 0 | 0 | 0 | 0 | 0 | 0 | 0 | 0 | 0 | 0 | 0 | 0 | 0 | 0 | 0 | 0 | 0 | 0 | 0 | 0 | 0 | 0 | 0
Annualised capex
| Annualised capex - Replace Cable Boxes under program |  |  | 2023-12-31 | 0 | -72477.3063 | -144954.6125 | -217431.9188 | -289909.2251 | -362386.5313 | -434863.8376 | -507341.1438 | -579818.4501 | -652295.7564 | -660737.2309 | -660737.2309 | -660737.2309 | -660737.2309 | -660737.2309 | -660737.2309 | -660737.2309 | -660737.2309 | -660737.2309 | -660737.2309 | -660737.2309 | -660737.2309 | -660737.2309 | -660737.2309 | -660737.2309
| Annualised capex - Replace Failed Cable Boxes under Faults Capex |  |  | 2023-12-31 | 0 | -7034.5621 | -14069.1242 | -21103.6862 | -25793.3943 | -30483.1023 | -32827.9564 | -35172.8104 | -37517.6644 | -37517.6644 | -37517.6644 | -37517.6644 | -37517.6644 | -37517.6644 | -37517.6644 | -37517.6644 | -37517.6644 | -37517.6644 | -37517.6644 | -37517.6644 | -37517.6644 | -37517.6644 | -37517.6644 | -37517.6644 | -37517.6644
| Annualised capex - |  |  | 2023-12-31 | 0 | 0 | 0 | 0 | 0 | 0 | 0 | 0 | 0 | 0 | 0 | 0 | 0 | 0 | 0 | 0 | 0 | 0 | 0 | 0 | 0 | 0 | 0 | 0 | 0
| Total annualised capex |  |  | 2023-12-31 | 0 | -79511.8683 | -159023.7367 | -238535.605 | -315702.6193 | -392869.6337 | -467691.7939 | -542513.9542 | -617336.1145 | -689813.4208 | -698254.8953 | -698254.8953 | -698254.8953 | -698254.8953 | -698254.8953 | -698254.8953 | -698254.8953 | -698254.8953 | -698254.8953 | -698254.8953 | -698254.8953 | -698254.8953 | -698254.8953 | -698254.8953 | -698254.8953
| Annualised capex |  |  | 2023-12-31 | 0 | -79511.8683 | -159023.7367 | -238535.605 | -315702.6193 | -392869.6337 | -467691.7939 | -542513.9542 | -617336.1145 | -689813.4208 | -698254.8953 | -698254.8953 | -698254.8953 | -698254.8953 | -698254.8953 | -698254.8953 | -698254.8953 | -698254.8953 | -698254.8953 | -698254.8953 | -698254.8953 | -698254.8953 | -698254.8953 | -698254.8953 | -698254.8953
| Operating expenditure |  |  | 2023-12-31 | 0 | 0 | 0 | 0 | 0 | 0 | 0 | 0 | 0 | 0 | 0 | 0 | 0 | 0 | 0 | 0 | 0 | 0 | 0 | 0 | 0 | 0 | 0 | 0 | 0
| Risk mitigated |  |  | 2023-12-31 | 700083.9447 | 700083.9447 | 700083.9447 | 1050125.9171 | 1050125.9171 | 1050125.9171 | 1050125.9171 | 1050125.9171 | 1400167.8895 | 1400167.8895 | 1400167.8895 | 1400167.8895 | 1400167.8895 | 1050125.9171 | 1050125.9171 | 1050125.9171 | 1050125.9171 | 1050125.9171 | 1050125.9171 | 1050125.9171 | 1050125.9171 | 1050125.9171 | 1050125.9171 | 1050125.9171 | 700083.9447
| Other benefits value |  |  | 2023-12-31 | 0 | 0 | 0 | 0 | 0 | 0 | 0 | 0 | 0 | 0 | 0 | 0 | 0 | 0 | 0 | 0 | 0 | 0 | 0 | 0 | 0 | 0 | 0 | 0 | 0
| Net benefits |  |  | 2023-12-31 | 700083.9447 | 620572.0764 | 541060.2081 | 811590.3121 | 734423.2978 | 657256.2835 | 582434.1232 | 507611.9629 | 782831.775 | 710354.4687 | 701912.9942 | 701912.9942 | 701912.9942 | 351871.0218 | 351871.0218 | 351871.0218 | 351871.0218 | 351871.0218 | 351871.0218 | 351871.0218 | 351871.0218 | 351871.0218 | 351871.0218 | 351871.0218 | 1829.0495
| First capex year |  |  | 1
| First year |  |  | 1
SENSITIVITIES
NPV | Net benefits |  |  | Option 4NPV | 700083.9447 | 620572.0764 | 541060.2081 | 811590.3121 | 734423.2978 | 657256.2835 | 582434.1232 | 507611.9629 | 782831.775 | 710354.4687 | 701912.9942 | 701912.9942 | 701912.9942 | 351871.0218 | 351871.0218 | 351871.0218 | 351871.0218 | 351871.0218 | 351871.0218 | 351871.0218 | 351871.0218 | 351871.0218 | 351871.0218 | 351871.0218 | 1829.0495
| Total annualised capex |  |  |  | 0 | -79511.8683 | -159023.7367 | -238535.605 | -315702.6193 | -392869.6337 | -467691.7939 | -542513.9542 | -617336.1145 | -689813.4208 | -698254.8953 | -698254.8953 | -698254.8953 | -698254.8953 | -698254.8953 | -698254.8953 | -698254.8953 | -698254.8953 | -698254.8953 | -698254.8953 | -698254.8953 | -698254.8953 | -698254.8953 | -698254.8953 | -698254.8953
| Total benefits |  |  |  | 700083.9447 | 700083.9447 | 700083.9447 | 1050125.9171 | 1050125.9171 | 1050125.9171 | 1050125.9171 | 1050125.9171 | 1400167.8895 | 1400167.8895 | 1400167.8895 | 1400167.8895 | 1400167.8895 | 1050125.9171 | 1050125.9171 | 1050125.9171 | 1050125.9171 | 1050125.9171 | 1050125.9171 | 1050125.9171 | 1050125.9171 | 1050125.9171 | 1050125.9171 | 1050125.9171 | 700083.9447
|  | Capex | Total benefits
sens1 | Capex 10% higher | 10% | 0% | Option 4sens1 | 700083.9447 | 612620.8896 | 525157.8344 | 787736.7516 | 702853.0358 | 617969.3201 | 535664.9438 | 453360.5675 | 721098.1635 | 641373.1266 | 632087.5047 | 632087.5047 | 632087.5047 | 282045.5323 | 282045.5323 | 282045.5323 | 282045.5323 | 282045.5323 | 282045.5323 | 282045.5323 | 282045.5323 | 282045.5323 | 282045.5323 | 282045.5323 | -67996.4401
sens2 | Capex 10% lower | -10% | 0% | Option 4sens2 | 700083.9447 | 628523.2632 | 556962.5817 | 835443.8726 | 765993.5597 | 696543.2468 | 629203.3026 | 561863.3583 | 844565.3864 | 779335.8108 | 771738.4837 | 771738.4837 | 771738.4837 | 421696.5114 | 421696.5114 | 421696.5114 | 421696.5114 | 421696.5114 | 421696.5114 | 421696.5114 | 421696.5114 | 421696.5114 | 421696.5114 | 421696.5114 | 71654.539
sens3 | Total benefits 10% higher | 0% | 10% | Option 4sens3 | 770092.3392 | 690580.4709 | 611068.6025 | 916602.9038 | 839435.8895 | 762268.8752 | 687446.7149 | 612624.5546 | 922848.5639 | 850371.2576 | 841929.7831 | 841929.7831 | 841929.7831 | 456883.6135 | 456883.6135 | 456883.6135 | 456883.6135 | 456883.6135 | 456883.6135 | 456883.6135 | 456883.6135 | 456883.6135 | 456883.6135 | 456883.6135 | 71837.4439
sens4 | Total benefits 10% lower | 0% | -10% | Option 4sens4 | 630075.5503 | 550563.6819 | 471051.8136 | 706577.7204 | 629410.7061 | 552243.6917 | 477421.5315 | 402599.3712 | 642814.986 | 570337.6797 | 561896.2053 | 561896.2053 | 561896.2053 | 246858.4301 | 246858.4301 | 246858.4301 | 246858.4301 | 246858.4301 | 246858.4301 | 246858.4301 | 246858.4301 | 246858.4301 | 246858.4301 | 246858.4301 | -68179.345
sens5 | Capex 10% higher & Total benefits 10% lower | 10% | -10% | Option 4sens5 | 630075.5503 | 542612.4951 | 455149.4399 | 682724.1599 | 597840.4441 | 512956.7284 | 430652.3521 | 348347.9757 | 581081.3746 | 501356.3377 | 492070.7157 | 492070.7157 | 492070.7157 | 177032.9406 | 177032.9406 | 177032.9406 | 177032.9406 | 177032.9406 | 177032.9406 | 177032.9406 | 177032.9406 | 177032.9406 | 177032.9406 | 177032.9406 | -138004.8345
sens | 0 | 0% | 0% | Option 4sens | 700083.9447 | 620572.0764 | 541060.2081 | 811590.3121 | 734423.2978 | 657256.2835 | 582434.1232 | 507611.9629 | 782831.775 | 710354.4687 | 701912.9942 | 701912.9942 | 701912.9942 | 351871.0218 | 351871.0218 | 351871.0218 | 351871.0218 | 351871.0218 | 351871.0218 | 351871.0218 | 351871.0218 | 351871.0218 | 351871.0218 | 351871.0218 | 1829.0495
sens | 0 | 0% | 0% | Option 4sens | 700083.9447 | 620572.0764 | 541060.2081 | 811590.3121 | 734423.2978 | 657256.2835 | 582434.1232 | 507611.9629 | 782831.775 | 710354.4687 | 701912.9942 | 701912.9942 | 701912.9942 | 351871.0218 | 351871.0218 | 351871.0218 | 351871.0218 | 351871.0218 | 351871.0218 | 351871.0218 | 351871.0218 | 351871.0218 | 351871.0218 | 351871.0218 | 1829.0495
sens | 0 | 0% | 0% | Option 4sens | 700083.9447 | 620572.0764 | 541060.2081 | 811590.3121 | 734423.2978 | 657256.2835 | 582434.1232 | 507611.9629 | 782831.775 | 710354.4687 | 701912.9942 | 701912.9942 | 701912.9942 | 351871.0218 | 351871.0218 | 351871.0218 | 351871.0218 | 351871.0218 | 351871.0218 | 351871.0218 | 351871.0218 | 351871.0218 | 351871.0218 | 351871.0218 | 1829.0495

## Option5
CitiPower
Replace compound filled cable terminations
OPTION 5 | Replace over 10 years (3% failure rate)
Count |  |  |  |  | 1 | 2 | 3 | 4 | 5 | 6 | 7 | 8 | 9 | 10 | 11 | 12 | 13 | 14 | 15 | 16 | 17 | 18 | 19 | 20 | 21 | 22 | 23 | 24 | 25
Value of CO2 reductions |  |  |  | $/MWh | 24.7305 | 22.3407 | 20.1963 | 18.0629 | 15.9134 | 13.7151 | 13.7151 | 13.7151 | 13.7151 | 13.7151 | 13.7151 | 13.7151 | 13.7151 | 13.7151 | 13.7151 | 13.7151 | 13.7151 | 13.7151 | 13.7151 | 13.7151 | 13.7151 | 13.7151 | 13.7151 | 13.7151 | 13.7151
|  |  |  | Units | 2026-27 | 2027-28 | 2028-29 | 2029-30 | 2030-31 | 2031-32 | 2032-33 | 2033-34 | 2034-35 | 2035-36 | 2036-37 | 2037-38 | 2038-39 | 2039-40 | 2040-41 | 2041-42 | 2042-43 | 2043-44 | 2044-45 | 2045-46 | 2046-47 | 2047-48 | 2048-49 | 2049-50 | 2050-51
INVESTMENT & OPERATING COST
| Capex |  | Asset life (yrs)
| Replace Cable Boxes under program |  | 50 | 2023-12-31 | 1700000 | 1700000 | 1700000 | 1700000 | 1700000 | 1700000 | 1700000 | 1700000 | 1197000 | 0 | 0 | 0 | 0 | 0 | 0 | 0 | 0 | 0 | 0 | 0 | 0 | 0 | 0 | 0 | 0
| Replace Failed Cable Boxes under Faults Capex |  | 50 | 2023-12-31 | 275000 | 220000 | 220000 | 165000 | 165000 | 110000 | 55000 | 55000 | 0 | 0 | 0 | 0 | 0 | 0 | 0 | 0 | 0 | 0 | 0 | 0 | 0 | 0 | 0 | 0 | 0
|  |  | 0 | 2023-12-31 | 0 | 0 | 0 | 0 | 0 | 0 | 0 | 0 | 0 | 0 | 0 | 0 | 0 | 0 | 0 | 0 | 0 | 0 | 0 | 0 | 0 | 0 | 0 | 0 | 0
| Capital expenditure |  |  | 2023-12-31 | 1975000 | 1920000 | 1920000 | 1865000 | 1865000 | 1810000 | 1755000 | 1755000 | 1197000 | 0 | 0 | 0 | 0 | 0 | 0 | 0 | 0 | 0 | 0 | 0 | 0 | 0 | 0 | 0 | 0
| Operating expenditure |  |  | 2023-12-31 | 0 | 0 | 0 | 0 | 0 | 0 | 0 | 0 | 0 | 0 | 0 | 0 | 0 | 0 | 0 | 0 | 0 | 0 | 0 | 0 | 0 | 0 | 0 | 0 | 0
RISK ASSUMPTIONS
| Number of failures |  |  |  | 5 | 4 | 4 | 3 | 3 | 2 | 1 | 1 | 0 | 0 | 0 | 0 | 0 | 0 | 0 | 0 | 0 | 0 | 0 | 0 | 0 | 0 | 0 | 0 | 0
| Energy at risk (weighted) |  |  | MWh | 22.155 | 17.724 | 17.724 | 13.293 | 13.293 | 8.862 | 4.431 | 4.431 | 0 | 0 | 0 | 0 | 0 | 0 | 0 | 0 | 0 | 0 | 0 | 0 | 0 | 0 | 0 | 0 | 0
| Energy at risk value | $/MWh | 47819.7904 | 2023-12-31 | 1515009.8619 | 1212007.8895 | 1212007.8895 | 909005.9171 | 909005.9171 | 606003.9447 | 303001.9724 | 303001.9724 | 0 | 0 | 0 | 0 | 0 | 0 | 0 | 0 | 0 | 0 | 0 | 0 | 0 | 0 | 0 | 0 | 0
| Safety consequence | (after DF) |  | 2023-12-31 | 167450 | 133960 | 133960 | 100470 | 100470 | 66980 | 33490 | 33490 | 0 | 0 | 0 | 0 | 0 | 0 | 0 | 0 | 0 | 0 | 0 | 0 | 0 | 0 | 0 | 0 | 0
| Unplanned replacements |  |  | 2023-12-31 | 0 | 0 | 0 | 0 | 0 | 0 | 0 | 0 | 0 | 0 | 0 | 0 | 0 | 0 | 0 | 0 | 0 | 0 | 0 | 0 | 0 | 0 | 0 | 0 | 0
| Environmental consequence | (after DF) |  | 2023-12-31 | 2750 | 2200 | 2200 | 1650 | 1650 | 1100 | 550 | 550 | 0 | 0 | 0 | 0 | 0 | 0 | 0 | 0 | 0 | 0 | 0 | 0 | 0 | 0 | 0 | 0 | 0
| < Other risk - enter description > |  |  | 2023-12-31 | 65000 | 52000 | 52000 | 39000 | 39000 | 26000 | 13000 | 13000 | 0 | 0 | 0 | 0 | 0 | 0 | 0 | 0 | 0 | 0 | 0 | 0 | 0 | 0 | 0 | 0 | 0
| < Other risk - enter description > |  |  | 2023-12-31 | 0 | 0 | 0 | 0 | 0 | 0 | 0 | 0 | 0 | 0 | 0 | 0 | 0 | 0 | 0 | 0 | 0 | 0 | 0 | 0 | 0 | 0 | 0 | 0 | 0
| Total risk cost |  |  |  | 1750209.8619 | 1400167.8895 | 1400167.8895 | 1050125.9171 | 1050125.9171 | 700083.9447 | 350041.9724 | 350041.9724 | 0 | 0 | 0 | 0 | 0 | 0 | 0 | 0 | 0 | 0 | 0 | 0 | 0 | 0 | 0 | 0 | 0
OTHER BENEFITS
| Reduction in CO2 emissions |  |  | MWh | 0 | 0 | 0 | 0 | 0 | 0 | 0 | 0 | 0 | 0 | 0 | 0 | 0 | 0 | 0 | 0 | 0 | 0 | 0 | 0 | 0 | 0 | 0 | 0 | 0
| Value of reduction in CO2 emissions |  |  | $ | 0 | 0 | 0 | 0 | 0 | 0 | 0 | 0 | 0 | 0 | 0 | 0 | 0 | 0 | 0 | 0 | 0 | 0 | 0 | 0 | 0 | 0 | 0 | 0 | 0
| Reliability in worst-served areas | $/MWh | 0 | MWh | 0 | 0 | 0 | 0 | 0 | 0 | 0 | 0 | 0 | 0 | 0 | 0 | 0 | 0 | 0 | 0 | 0 | 0 | 0 | 0 | 0 | 0 | 0 | 0 | 0
| Network resilience | $/MWh | 0 | MWh | 0 | 0 | 0 | 0 | 0 | 0 | 0 | 0 | 0 | 0 | 0 | 0 | 0 | 0 | 0 | 0 | 0 | 0 | 0 | 0 | 0 | 0 | 0 | 0 | 0
| Enabling solar exports | $/MWh | 4220.9954 | MWh | 0 | 0 | 0 | 0 | 0 | 0 | 0 | 0 | 0 | 0 | 0 | 0 | 0 | 0 | 0 | 0 | 0 | 0 | 0 | 0 | 0 | 0 | 0 | 0 | 0
| Aesthetics | $/customer | 0 | customers | 0 | 0 | 0 | 0 | 0 | 0 | 0 | 0 | 0 | 0 | 0 | 0 | 0 | 0 | 0 | 0 | 0 | 0 | 0 | 0 | 0 | 0 | 0 | 0 | 0
| Customer value of time (res) | $/customer min | 0.54769 | mins | 0 | 0 | 0 | 0 | 0 | 0 | 0 | 0 | 0 | 0 | 0 | 0 | 0 | 0 | 0 | 0 | 0 | 0 | 0 | 0 | 0 | 0 | 0 | 0 | 0
| Customer value of time (bus) | $/customer min | 0.54769 | mins | 0 | 0 | 0 | 0 | 0 | 0 | 0 | 0 | 0 | 0 | 0 | 0 | 0 | 0 | 0 | 0 | 0 | 0 | 0 | 0 | 0 | 0 | 0 | 0 | 0
| Communication | $/customer | 0 | customers | 0 | 0 | 0 | 0 | 0 | 0 | 0 | 0 | 0 | 0 | 0 | 0 | 0 | 0 | 0 | 0 | 0 | 0 | 0 | 0 | 0 | 0 | 0 | 0 | 0
| Information accessibility | $/customer | 0 | customers | 0 | 0 | 0 | 0 | 0 | 0 | 0 | 0 | 0 | 0 | 0 | 0 | 0 | 0 | 0 | 0 | 0 | 0 | 0 | 0 | 0 | 0 | 0 | 0 | 0
| Other benefits 1 |  |  | 2023-12-31 | 0 | 0 | 0 | 0 | 0 | 0 | 0 | 0 | 0 | 0 | 0 | 0 | 0 | 0 | 0 | 0 | 0 | 0 | 0 | 0 | 0 | 0 | 0 | 0 | 0
| Other benefits 2 |  |  | 2023-12-31 | 0 | 0 | 0 | 0 | 0 | 0 | 0 | 0 | 0 | 0 | 0 | 0 | 0 | 0 | 0 | 0 | 0 | 0 | 0 | 0 | 0 | 0 | 0 | 0 | 0
| Total other benefits |  |  | 2023-12-31 | 0 | 0 | 0 | 0 | 0 | 0 | 0 | 0 | 0 | 0 | 0 | 0 | 0 | 0 | 0 | 0 | 0 | 0 | 0 | 0 | 0 | 0 | 0 | 0 | 0
SUMMARY
| Risks mitigated vs base case |  |  | 2023-12-31 | 0 | 350041.9724 | 350041.9724 | 700083.9447 | 700083.9447 | 700083.9447 | 1050125.9171 | 1050125.9171 | 1400167.8895 | 1400167.8895 | 1400167.8895 | 1400167.8895 | 1400167.8895 | 1050125.9171 | 1050125.9171 | 1050125.9171 | 1050125.9171 | 1050125.9171 | 1050125.9171 | 1050125.9171 | 1050125.9171 | 1050125.9171 | 1050125.9171 | 1050125.9171 | 700083.9447
Capital expenditure
| Replace Cable Boxes under program |  |  | 2023-12-31 | -1700000 | -1700000 | -1700000 | -1700000 | -1700000 | -1700000 | -1700000 | -1700000 | -1197000 | 0 | 0 | 0 | 0 | 0 | 0 | 0 | 0 | 0 | 0 | 0 | 0 | 0 | 0 | 0 | 0
| Replace Failed Cable Boxes under Faults Capex |  |  | 2023-12-31 | -275000 | -220000 | -220000 | -165000 | -165000 | -110000 | -55000 | -55000 | 0 | 0 | 0 | 0 | 0 | 0 | 0 | 0 | 0 | 0 | 0 | 0 | 0 | 0 | 0 | 0 | 0
| 0 |  |  | 2023-12-31 | 0 | 0 | 0 | 0 | 0 | 0 | 0 | 0 | 0 | 0 | 0 | 0 | 0 | 0 | 0 | 0 | 0 | 0 | 0 | 0 | 0 | 0 | 0 | 0 | 0
Cumulative capex
| Replace Cable Boxes under program |  |  | 2023-12-31 | -1700000 | -3400000 | -5100000 | -6800000 | -8500000 | -10200000 | -11900000 | -13600000 | -14797000 | -14797000 | -14797000 | -14797000 | -14797000 | -14797000 | -14797000 | -14797000 | -14797000 | -14797000 | -14797000 | -14797000 | -14797000 | -14797000 | -14797000 | -14797000 | -14797000
| Replace Failed Cable Boxes under Faults Capex |  |  | 2023-12-31 | -275000 | -495000 | -715000 | -880000 | -1045000 | -1155000 | -1210000 | -1265000 | -1265000 | -1265000 | -1265000 | -1265000 | -1265000 | -1265000 | -1265000 | -1265000 | -1265000 | -1265000 | -1265000 | -1265000 | -1265000 | -1265000 | -1265000 | -1265000 | -1265000
| 0 |  |  | 2023-12-31 | 0 | 0 | 0 | 0 | 0 | 0 | 0 | 0 | 0 | 0 | 0 | 0 | 0 | 0 | 0 | 0 | 0 | 0 | 0 | 0 | 0 | 0 | 0 | 0 | 0
Annualised capex
| Annualised capex - Replace Cable Boxes under program |  |  | 2023-12-31 | 0 | -72477.3063 | -144954.6125 | -217431.9188 | -289909.2251 | -362386.5313 | -434863.8376 | -507341.1438 | -579818.4501 | -630851.0005 | -630851.0005 | -630851.0005 | -630851.0005 | -630851.0005 | -630851.0005 | -630851.0005 | -630851.0005 | -630851.0005 | -630851.0005 | -630851.0005 | -630851.0005 | -630851.0005 | -630851.0005 | -630851.0005 | -630851.0005
| Annualised capex - Replace Failed Cable Boxes under Faults Capex |  |  | 2023-12-31 | 0 | -11724.2701 | -21103.6862 | -30483.1023 | -37517.6644 | -44552.2265 | -49241.9345 | -51586.7886 | -53931.6426 | -53931.6426 | -53931.6426 | -53931.6426 | -53931.6426 | -53931.6426 | -53931.6426 | -53931.6426 | -53931.6426 | -53931.6426 | -53931.6426 | -53931.6426 | -53931.6426 | -53931.6426 | -53931.6426 | -53931.6426 | -53931.6426
| Annualised capex - |  |  | 2023-12-31 | 0 | 0 | 0 | 0 | 0 | 0 | 0 | 0 | 0 | 0 | 0 | 0 | 0 | 0 | 0 | 0 | 0 | 0 | 0 | 0 | 0 | 0 | 0 | 0 | 0
| Total annualised capex |  |  | 2023-12-31 | 0 | -84201.5764 | -166058.2988 | -247915.0211 | -327426.8895 | -406938.7578 | -484105.7721 | -558927.9324 | -633750.0927 | -684782.6431 | -684782.6431 | -684782.6431 | -684782.6431 | -684782.6431 | -684782.6431 | -684782.6431 | -684782.6431 | -684782.6431 | -684782.6431 | -684782.6431 | -684782.6431 | -684782.6431 | -684782.6431 | -684782.6431 | -684782.6431
| Annualised capex |  |  | 2023-12-31 | 0 | -84201.5764 | -166058.2988 | -247915.0211 | -327426.8895 | -406938.7578 | -484105.7721 | -558927.9324 | -633750.0927 | -684782.6431 | -684782.6431 | -684782.6431 | -684782.6431 | -684782.6431 | -684782.6431 | -684782.6431 | -684782.6431 | -684782.6431 | -684782.6431 | -684782.6431 | -684782.6431 | -684782.6431 | -684782.6431 | -684782.6431 | -684782.6431
| Operating expenditure |  |  | 2023-12-31 | 0 | 0 | 0 | 0 | 0 | 0 | 0 | 0 | 0 | 0 | 0 | 0 | 0 | 0 | 0 | 0 | 0 | 0 | 0 | 0 | 0 | 0 | 0 | 0 | 0
| Risk mitigated |  |  | 2023-12-31 | 0 | 350041.9724 | 350041.9724 | 700083.9447 | 700083.9447 | 700083.9447 | 1050125.9171 | 1050125.9171 | 1400167.8895 | 1400167.8895 | 1400167.8895 | 1400167.8895 | 1400167.8895 | 1050125.9171 | 1050125.9171 | 1050125.9171 | 1050125.9171 | 1050125.9171 | 1050125.9171 | 1050125.9171 | 1050125.9171 | 1050125.9171 | 1050125.9171 | 1050125.9171 | 700083.9447
| Other benefits value |  |  | 2023-12-31 | 0 | 0 | 0 | 0 | 0 | 0 | 0 | 0 | 0 | 0 | 0 | 0 | 0 | 0 | 0 | 0 | 0 | 0 | 0 | 0 | 0 | 0 | 0 | 0 | 0
| Net benefits |  |  | 2023-12-31 | 0 | 265840.396 | 183983.6736 | 452168.9236 | 372657.0553 | 293145.1869 | 566020.145 | 491197.9847 | 766417.7968 | 715385.2464 | 715385.2464 | 715385.2464 | 715385.2464 | 365343.2741 | 365343.2741 | 365343.2741 | 365343.2741 | 365343.2741 | 365343.2741 | 365343.2741 | 365343.2741 | 365343.2741 | 365343.2741 | 365343.2741 | 15301.3017
| First capex year |  |  | 1
| First year |  |  | 1
SENSITIVITIES
NPV | Net benefits |  |  | Option 5NPV | 0 | 265840.396 | 183983.6736 | 452168.9236 | 372657.0553 | 293145.1869 | 566020.145 | 491197.9847 | 766417.7968 | 715385.2464 | 715385.2464 | 715385.2464 | 715385.2464 | 365343.2741 | 365343.2741 | 365343.2741 | 365343.2741 | 365343.2741 | 365343.2741 | 365343.2741 | 365343.2741 | 365343.2741 | 365343.2741 | 365343.2741 | 15301.3017
| Total annualised capex |  |  |  | 0 | -84201.5764 | -166058.2988 | -247915.0211 | -327426.8895 | -406938.7578 | -484105.7721 | -558927.9324 | -633750.0927 | -684782.6431 | -684782.6431 | -684782.6431 | -684782.6431 | -684782.6431 | -684782.6431 | -684782.6431 | -684782.6431 | -684782.6431 | -684782.6431 | -684782.6431 | -684782.6431 | -684782.6431 | -684782.6431 | -684782.6431 | -684782.6431
| Total benefits |  |  |  | 0 | 350041.9724 | 350041.9724 | 700083.9447 | 700083.9447 | 700083.9447 | 1050125.9171 | 1050125.9171 | 1400167.8895 | 1400167.8895 | 1400167.8895 | 1400167.8895 | 1400167.8895 | 1050125.9171 | 1050125.9171 | 1050125.9171 | 1050125.9171 | 1050125.9171 | 1050125.9171 | 1050125.9171 | 1050125.9171 | 1050125.9171 | 1050125.9171 | 1050125.9171 | 700083.9447
|  | Capex | Total benefits
sens1 | Capex 10% higher | 10% | 0% | Option 5sens1 | 0 | 257420.2383 | 167377.8437 | 427377.4215 | 339914.3663 | 252451.3111 | 517609.5678 | 435305.1915 | 703042.7875 | 646906.9821 | 646906.9821 | 646906.9821 | 646906.9821 | 296865.0097 | 296865.0097 | 296865.0097 | 296865.0097 | 296865.0097 | 296865.0097 | 296865.0097 | 296865.0097 | 296865.0097 | 296865.0097 | 296865.0097 | -53176.9626
sens2 | Capex 10% lower | -10% | 0% | Option 5sens2 | 0 | 274260.5536 | 200589.5035 | 476960.4257 | 405399.7442 | 333839.0627 | 614430.7222 | 547090.7779 | 829792.806 | 783863.5107 | 783863.5107 | 783863.5107 | 783863.5107 | 433821.5384 | 433821.5384 | 433821.5384 | 433821.5384 | 433821.5384 | 433821.5384 | 433821.5384 | 433821.5384 | 433821.5384 | 433821.5384 | 433821.5384 | 83779.566
sens3 | Total benefits 10% higher | 0% | 10% | Option 5sens3 | 0 | 300844.5932 | 218987.8708 | 522177.3181 | 442665.4497 | 363153.5814 | 671032.7367 | 596210.5764 | 906434.5857 | 855402.0354 | 855402.0354 | 855402.0354 | 855402.0354 | 470355.8658 | 470355.8658 | 470355.8658 | 470355.8658 | 470355.8658 | 470355.8658 | 470355.8658 | 470355.8658 | 470355.8658 | 470355.8658 | 470355.8658 | 85309.6962
sens4 | Total benefits 10% lower | 0% | -10% | Option 5sens4 | 0 | 230836.1987 | 148979.4764 | 382160.5291 | 302648.6608 | 223136.7925 | 461007.5533 | 386185.393 | 626401.0078 | 575368.4575 | 575368.4575 | 575368.4575 | 575368.4575 | 260330.6823 | 260330.6823 | 260330.6823 | 260330.6823 | 260330.6823 | 260330.6823 | 260330.6823 | 260330.6823 | 260330.6823 | 260330.6823 | 260330.6823 | -54707.0928
sens5 | Capex 10% higher & Total benefits 10% lower | 10% | -10% | Option 5sens5 | 0 | 222416.0411 | 132373.6465 | 357369.027 | 269905.9718 | 182442.9167 | 412596.9761 | 330292.5997 | 563025.9986 | 506890.1932 | 506890.1932 | 506890.1932 | 506890.1932 | 191852.418 | 191852.418 | 191852.418 | 191852.418 | 191852.418 | 191852.418 | 191852.418 | 191852.418 | 191852.418 | 191852.418 | 191852.418 | -123185.3571
sens | 0 | 0% | 0% | Option 5sens | 0 | 265840.396 | 183983.6736 | 452168.9236 | 372657.0553 | 293145.1869 | 566020.145 | 491197.9847 | 766417.7968 | 715385.2464 | 715385.2464 | 715385.2464 | 715385.2464 | 365343.2741 | 365343.2741 | 365343.2741 | 365343.2741 | 365343.2741 | 365343.2741 | 365343.2741 | 365343.2741 | 365343.2741 | 365343.2741 | 365343.2741 | 15301.3017
sens | 0 | 0% | 0% | Option 5sens | 0 | 265840.396 | 183983.6736 | 452168.9236 | 372657.0553 | 293145.1869 | 566020.145 | 491197.9847 | 766417.7968 | 715385.2464 | 715385.2464 | 715385.2464 | 715385.2464 | 365343.2741 | 365343.2741 | 365343.2741 | 365343.2741 | 365343.2741 | 365343.2741 | 365343.2741 | 365343.2741 | 365343.2741 | 365343.2741 | 365343.2741 | 15301.3017
sens | 0 | 0% | 0% | Option 5sens | 0 | 265840.396 | 183983.6736 | 452168.9236 | 372657.0553 | 293145.1869 | 566020.145 | 491197.9847 | 766417.7968 | 715385.2464 | 715385.2464 | 715385.2464 | 715385.2464 | 365343.2741 | 365343.2741 | 365343.2741 | 365343.2741 | 365343.2741 | 365343.2741 | 365343.2741 | 365343.2741 | 365343.2741 | 365343.2741 | 365343.2741 | 15301.3017

## Consol
CitiPower
Replace compound filled cable terminations
CONSOLIDATED
Discount factor |  |  |  |  | 0 | 0.98295 | 0.94971 | 0.91759 | 0.88656 | 0.85658 | 0.82761 | 0.79963 | 0.77259 | 0.74646 | 0.72122 | 0.69683 | 0.67326 | 0.6505 | 0.6285 | 0.60725 | 0.58671 | 0.56687 | 0.5477 | 0.52918 | 0.51129 | 0.494 | 0.47729 | 0.46115 | 0.44556 | 0.43049
Count |  |  |  |  | 0 | 1 | 2 | 3 | 4 | 5 | 6 | 7 | 8 | 9 | 10 | 11 | 12 | 13 | 14 | 15 | 16 | 17 | 18 | 19 | 20 | 21 | 22 | 23 | 24 | 25
Analysis period |  |  |  |  | TRUE | TRUE | TRUE | TRUE | TRUE | TRUE | TRUE | TRUE | TRUE | TRUE | TRUE | TRUE | TRUE | TRUE | TRUE | TRUE | TRUE | TRUE | TRUE | TRUE | TRUE | FALSE | FALSE | FALSE | FALSE | FALSE
[5 empty] | 2026-06-30 | 2026-27 | 2027-28 | 2028-29 | 2029-30 | 2030-31 | 2031-32 | 2032-33 | 2033-34 | 2034-35 | 2035-36 | 2036-37 | 2037-38 | 2038-39 | 2039-40 | 2040-41 | 2041-42 | 2042-43 | 2043-44 | 2044-45 | 2045-46 | 2046-47 | 2047-48 | 2048-49 | 2049-50 | 2050-51
COSTS |  |  | PV
Option 1 (base case) | Energy at risk value | Option 1 (base case)Energy at risk value | 21901005.7853 | 2026-06-30 |  | 1686073.6347 | 1686073.6347 | 1686073.6347 | 1686073.6347 | 1686073.6347 | 1348858.9078 | 1348858.9078 | 1348858.9078 | 1348858.9078 | 1348858.9078 | 1348858.9078 | 1348858.9078 | 1348858.9078 | 1011644.1808 | 1011644.1808 | 1011644.1808 | 1011644.1808 | 1011644.1808 | 1011644.1808 | 1011644.1808 | 1011644.1808 | 1011644.1808 | 1011644.1808 | 1011644.1808 | 674429.4539
Option 1 (base case) | Capital expenditure | Option 1 (base case)Capital expenditure | -3602593.5471 | 2026-06-30 |  | -306050.9778 | -275000 | -275000 | -275000 | -275000 | -220000 | -220000 | -220000 | -220000 | -220000 | -220000 | -220000 | -220000 | -165000 | -165000 | -165000 | -165000 | -165000 | -165000 | -165000 | -165000 | -165000 | -165000 | -165000 | -110000
Option 1 (base case) | Total risk cost | Option 1 (base case)Total risk cost | 22770848.2702 | 2026-06-30 |  | 1947830.6891 | 1947830.6891 | 1947830.6891 | 1947830.6891 | 1947830.6891 | 1558264.5513 | 1558264.5513 | 1558264.5513 | 1558264.5513 | 1558264.5513 | 1558264.5513 | 1558264.5513 | 1558264.5513 | 1168698.4135 | 1168698.4135 | 1168698.4135 | 1168698.4135 | 1168698.4135 | 1168698.4135 | 1168698.4135 | 1168698.4135 | 1168698.4135 | 1168698.4135 | 1168698.4135 | 779132.2757
Option 1 (base case) |  | Option 1 (base case)
Option 1 (base case) | Annualised capex | Option 1 (base case)Annualised capex | -1889500.0183 | 2026-06-30 |  | 0 | -13048.0885 | -26096.177 | -39144.2655 | -52192.354 | -65240.4425 | -75678.9133 | -86117.3841 | -96555.8549 | -106994.3257 | -117432.7965 | -127871.2673 | -138309.7381 | -148748.2089 | -156577.062 | -164405.9151 | -172234.7682 | -180063.6213 | -187892.4744 | -195721.3275 | -203550.1806 | -211379.0337 | -219207.8868 | -227036.7399 | -234865.593
Option 1 (base case) | Operating expenditure | Option 1 (base case)Operating expenditure | 0 | 2026-06-30 |  | 0 | 0 | 0 | 0 | 0 | 0 | 0 | 0 | 0 | 0 | 0 | 0 | 0 | 0 | 0 | 0 | 0 | 0 | 0 | 0 | 0 | 0 | 0 | 0 | 0
Option 1 (base case) | Risk mitigated | Option 1 (base case)Risk mitigated | 0 | 2026-06-30 |  | 0 | 0 | 0 | 0 | 0 | 0 | 0 | 0 | 0 | 0 | 0 | 0 | 0 | 0 | 0 | 0 | 0 | 0 | 0 | 0 | 0 | 0 | 0 | 0 | 0
Option 1 (base case) | Other benefits value | Option 1 (base case)Other benefits value | 0 | 2026-06-30 |  | 0 | 0 | 0 | 0 | 0 | 0 | 0 | 0 | 0 | 0 | 0 | 0 | 0 | 0 | 0 | 0 | 0 | 0 | 0 | 0 | 0 | 0 | 0 | 0 | 0
Option 1 (base case) | Net benefits | Option 1 (base case)Net benefits |  | 2026-06-30 |  | 0 | -13048.0885 | -26096.177 | -39144.2655 | -52192.354 | -65240.4425 | -75678.9133 | -86117.3841 | -96555.8549 | -106994.3257 | -117432.7965 | -127871.2673 | -138309.7381 | -148748.2089 | -156577.062 | -164405.9151 | -172234.7682 | -180063.6213 | -187892.4744 | -195721.3275 | -203550.1806 | -211379.0337 | -219207.8868 | -227036.7399 | -234865.593
Option 1 (base case) | NPV | Option 1 (base case)NPV | -1384705.9836 | 2026-06-30
Option 1 (base case) | PV of costs | Option 1 (base case)PV of costs | -1889500.0183 | 2026-06-30
Option 1 (base case) | PV of benefits | Option 1 (base case)PV of benefits | 0 | 2026-06-30
Option 2 | Energy at risk value | Option 2Energy at risk value | 3739866.1169 | 2026-06-30 |  | 1011644.1808 | 1011644.1808 | 674429.4539 | 674429.4539 | 337214.7269 | 337214.7269 | 0 | 0 | 0 | 0 | 0 | 0 | 0 | 0 | 0 | 0 | 0 | 0 | 0 | 0 | 0 | 0 | 0 | 0 | 0
Option 2 | Capital expenditure | Option 2Capital expenditure | -16491383.3493 | 2026-06-30 |  | -2854620.9381 | -2854620.9381 | -2793410.7425 | -2793410.7425 | -2732200.547 | -2732200.547 | -1667143.1443 | 0 | 0 | 0 | 0 | 0 | 0 | 0 | 0 | 0 | 0 | 0 | 0 | 0 | 0 | 0 | 0 | 0 | 0
Option 2 | Total risk cost | Option 2Total risk cost | 4320467.295 | 2026-06-30 |  | 1168698.4135 | 1168698.4135 | 779132.2757 | 779132.2757 | 389566.1378 | 389566.1378 | 0 | 0 | 0 | 0 | 0 | 0 | 0 | 0 | 0 | 0 | 0 | 0 | 0 | 0 | 0 | 0 | 0 | 0 | 0
Option 2 |  | Option 2
Option 2 | Annualised capex | Option 2Annualised capex | -8611547.9556 | 2026-06-30 |  | 0 | -121703.08 | -243406.16 | -362499.6223 | -481593.0846 | -598076.9292 | -714560.7738 | -785637.2704 | -785637.2704 | -785637.2704 | -785637.2704 | -785637.2704 | -785637.2704 | -785637.2704 | -785637.2704 | -785637.2704 | -785637.2704 | -785637.2704 | -785637.2704 | -785637.2704 | 0 | 0 | 0 | 0 | 0
Option 2 | Operating expenditure | Option 2Operating expenditure | 0 | 2026-06-30 |  | 0 | 0 | 0 | 0 | 0 | 0 | 0 | 0 | 0 | 0 | 0 | 0 | 0 | 0 | 0 | 0 | 0 | 0 | 0 | 0 | 0 | 0 | 0 | 0 | 0
Option 2 | Risk mitigated | Option 2Risk mitigated | 18450380.9751 | 2026-06-30 |  | 779132.2757 | 779132.2757 | 1168698.4135 | 1168698.4135 | 1558264.5513 | 1168698.4135 | 1558264.5513 | 1558264.5513 | 1558264.5513 | 1558264.5513 | 1558264.5513 | 1558264.5513 | 1558264.5513 | 1168698.4135 | 1168698.4135 | 1168698.4135 | 1168698.4135 | 1168698.4135 | 1168698.4135 | 1168698.4135 | 0 | 0 | 0 | 0 | 0
Option 2 | Other benefits value | Option 2Other benefits value | 0 | 2026-06-30 |  | 0 | 0 | 0 | 0 | 0 | 0 | 0 | 0 | 0 | 0 | 0 | 0 | 0 | 0 | 0 | 0 | 0 | 0 | 0 | 0 | 0 | 0 | 0 | 0 | 0
Option 2 | Net benefits | Option 2Net benefits |  | 2026-06-30 |  | 779132.2757 | 657429.1957 | 925292.2535 | 806198.7912 | 1076671.4667 | 570621.4843 | 843703.7775 | 772627.2809 | 772627.2809 | 772627.2809 | 772627.2809 | 772627.2809 | 772627.2809 | 383061.1431 | 383061.1431 | 383061.1431 | 383061.1431 | 383061.1431 | 383061.1431 | 383061.1431 | 0 | 0 | 0 | 0 | 0
Option 2 | NPV | Option 2NPV | 9838833.0196 | 2026-06-30
Option 2 | PV of costs | Option 2PV of costs | -8611547.9556 | 2026-06-30
Option 2 | PV of benefits | Option 2PV of benefits | 18450380.9751 | 2026-06-30
Option 3 | Energy at risk value | Option 3Energy at risk value | 5620287.6053 | 2026-06-30 |  | 1686073.6347 | 1348858.9078 | 1011644.1808 | 1011644.1808 | 674429.4539 | 337214.7269 | 0 | 0 | 0 | 0 | 0 | 0 | 0 | 0 | 0 | 0 | 0 | 0 | 0 | 0 | 0 | 0 | 0 | 0 | 0
Option 3 | Capital expenditure | Option 3Capital expenditure | -16297872.5048 | 2026-06-30 |  | -2977041.3292 | -2915831.1336 | -2854620.9381 | -2854620.9381 | -2793410.7425 | -2732200.547 | -998282.6438 | 0 | 0 | 0 | 0 | 0 | 0 | 0 | 0 | 0 | 0 | 0 | 0 | 0 | 0 | 0 | 0 | 0 | 0
Option 3 | Total risk cost | Option 3Total risk cost | 6492817.6647 | 2026-06-30 |  | 1947830.6891 | 1558264.5513 | 1168698.4135 | 1168698.4135 | 779132.2757 | 389566.1378 | 0 | 0 | 0 | 0 | 0 | 0 | 0 | 0 | 0 | 0 | 0 | 0 | 0 | 0 | 0 | 0 | 0 | 0 | 0
Option 3
Option 3 | Annualised capex | Option 3Annualised capex | -8563667.1482 | 2026-06-30 |  | 0 | -126922.3154 | -251235.0131 | -372938.0931 | -494641.1731 | -613734.6354 | -730218.48 | -772778.9723 | -772778.9723 | -772778.9723 | -772778.9723 | -772778.9723 | -772778.9723 | -772778.9723 | -772778.9723 | -772778.9723 | -772778.9723 | -772778.9723 | -772778.9723 | -772778.9723 | 0 | 0 | 0 | 0 | 0
Option 3 | Operating expenditure | Option 3Operating expenditure | 0 | 2026-06-30 |  | 0 | 0 | 0 | 0 | 0 | 0 | 0 | 0 | 0 | 0 | 0 | 0 | 0 | 0 | 0 | 0 | 0 | 0 | 0 | 0 | 0 | 0 | 0 | 0 | 0
Option 3 | Risk mitigated | Option 3Risk mitigated | 16278030.6055 | 2026-06-30 |  | 0 | 389566.1378 | 779132.2757 | 779132.2757 | 1168698.4135 | 1168698.4135 | 1558264.5513 | 1558264.5513 | 1558264.5513 | 1558264.5513 | 1558264.5513 | 1558264.5513 | 1558264.5513 | 1168698.4135 | 1168698.4135 | 1168698.4135 | 1168698.4135 | 1168698.4135 | 1168698.4135 | 1168698.4135 | 0 | 0 | 0 | 0 | 0
Option 3 | Other benefits value | Option 3Other benefits value | 0 | 2026-06-30 |  | 0 | 0 | 0 | 0 | 0 | 0 | 0 | 0 | 0 | 0 | 0 | 0 | 0 | 0 | 0 | 0 | 0 | 0 | 0 | 0 | 0 | 0 | 0 | 0 | 0
Option 3 | Net benefits | Option 3Net benefits |  | 2026-06-30 |  | 0 | 262643.8224 | 527897.2626 | 406194.1826 | 674057.2404 | 554963.7781 | 828046.0713 | 785485.579 | 785485.579 | 785485.579 | 785485.579 | 785485.579 | 785485.579 | 395919.4412 | 395919.4412 | 395919.4412 | 395919.4412 | 395919.4412 | 395919.4412 | 395919.4412 | 0 | 0 | 0 | 0 | 0
Option 3 | NPV | Option 3NPV | 7714363.4573 | 2026-06-30
Option 3 | PV of costs | Option 3PV of costs | -8563667.1482 | 2026-06-30
Option 3 | PV of benefits | Option 3PV of benefits | 16278030.6055 | 2026-06-30
Option 4 | Energy at risk value | Option 4Energy at risk value | 4868316.8965 | 2026-06-30 |  | 1011644.1808 | 1011644.1808 | 1011644.1808 | 674429.4539 | 674429.4539 | 337214.7269 | 337214.7269 | 337214.7269 | 0 | 0 | 0 | 0 | 0 | 0 | 0 | 0 | 0 | 0 | 0 | 0 | 0 | 0 | 0 | 0 | 0
Option 4 | Capital expenditure | Option 4Capital expenditure | -15685699.096 | 2026-06-30 |  | -2075582.0856 | -2075582.0856 | -2075582.0856 | -2014371.89 | -2014371.89 | -1953161.6945 | -1953161.6945 | -1953161.6945 | -1891951.4989 | -220356.704 | 0 | 0 | 0 | 0 | 0 | 0 | 0 | 0 | 0 | 0 | 0 | 0 | 0 | 0 | 0
Option 4 | Total risk cost | Option 4Total risk cost | 5624106.1246 | 2026-06-30 |  | 1168698.4135 | 1168698.4135 | 1168698.4135 | 779132.2757 | 779132.2757 | 389566.1378 | 389566.1378 | 389566.1378 | 0 | 0 | 0 | 0 | 0 | 0 | 0 | 0 | 0 | 0 | 0 | 0 | 0 | 0 | 0 | 0 | 0
Option 4 |  | Option 4
Option 4 | Annualised capex | Option 4Annualised capex | -7754901.0022 | 2026-06-30 |  | 0 | -88489.7638 | -176979.5276 | -265469.2915 | -351349.4376 | -437229.5837 | -520500.1121 | -603770.6405 | -687041.1689 | -767702.0797 | -777096.7034 | -777096.7034 | -777096.7034 | -777096.7034 | -777096.7034 | -777096.7034 | -777096.7034 | -777096.7034 | -777096.7034 | -777096.7034 | 0 | 0 | 0 | 0 | 0
Option 4 | Operating expenditure | Option 4Operating expenditure | 0 | 2026-06-30 |  | 0 | 0 | 0 | 0 | 0 | 0 | 0 | 0 | 0 | 0 | 0 | 0 | 0 | 0 | 0 | 0 | 0 | 0 | 0 | 0 | 0 | 0 | 0 | 0 | 0
Option 4 | Risk mitigated | Option 4Risk mitigated | 17146742.1455 | 2026-06-30 |  | 779132.2757 | 779132.2757 | 779132.2757 | 1168698.4135 | 1168698.4135 | 1168698.4135 | 1168698.4135 | 1168698.4135 | 1558264.5513 | 1558264.5513 | 1558264.5513 | 1558264.5513 | 1558264.5513 | 1168698.4135 | 1168698.4135 | 1168698.4135 | 1168698.4135 | 1168698.4135 | 1168698.4135 | 1168698.4135 | 0 | 0 | 0 | 0 | 0
Option 4 | Other benefits value | Option 4Other benefits value | 0 | 2026-06-30 |  | 0 | 0 | 0 | 0 | 0 | 0 | 0 | 0 | 0 | 0 | 0 | 0 | 0 | 0 | 0 | 0 | 0 | 0 | 0 | 0 | 0 | 0 | 0 | 0 | 0
Option 4 | Net benefits | Option 4Net benefits |  | 2026-06-30 |  | 779132.2757 | 690642.5118 | 602152.748 | 903229.122 | 817348.9759 | 731468.8298 | 648198.3014 | 564927.773 | 871223.3824 | 790562.4716 | 781167.8479 | 781167.8479 | 781167.8479 | 391601.7101 | 391601.7101 | 391601.7101 | 391601.7101 | 391601.7101 | 391601.7101 | 391601.7101 | 0 | 0 | 0 | 0 | 0
Option 4 | NPV | Option 4NPV | 9391841.1433 | 2026-06-30
Option 4 | PV of costs | Option 4PV of costs | -7754901.0022 | 2026-06-30
Option 4 | PV of benefits | Option 4PV of benefits | 17146742.1455 | 2026-06-30
Option 5 | Energy at risk value | Option 5Energy at risk value | 7027822.173 | 2026-06-30 |  | 1686073.6347 | 1348858.9078 | 1348858.9078 | 1011644.1808 | 1011644.1808 | 674429.4539 | 337214.7269 | 337214.7269 | 0 | 0 | 0 | 0 | 0 | 0 | 0 | 0 | 0 | 0 | 0 | 0 | 0 | 0 | 0 | 0 | 0
Option 5 | Capital expenditure | Option 5Capital expenditure | -15500895.5966 | 2026-06-30 |  | -2198002.4767 | -2136792.2811 | -2136792.2811 | -2075582.0856 | -2075582.0856 | -2014371.89 | -1953161.6945 | -1953161.6945 | -1332156.4378 | 0 | 0 | 0 | 0 | 0 | 0 | 0 | 0 | 0 | 0 | 0 | 0 | 0 | 0 | 0 | 0
Option 5 | Total risk cost | Option 5Total risk cost | 8118867.0676 | 2026-06-30 |  | 1947830.6891 | 1558264.5513 | 1558264.5513 | 1168698.4135 | 1168698.4135 | 779132.2757 | 389566.1378 | 389566.1378 | 0 | 0 | 0 | 0 | 0 | 0 | 0 | 0 | 0 | 0 | 0 | 0 | 0 | 0 | 0 | 0 | 0
Option 5 |  | Option 5
Option 5 | Annualised capex | Option 5Annualised capex | -7748817.1289 | 2026-06-30 |  | 0 | -93708.9992 | -184808.3807 | -275907.7623 | -364397.5261 | -452887.2899 | -538767.436 | -622037.9644 | -705308.4928 | -762103.2635 | -762103.2635 | -762103.2635 | -762103.2635 | -762103.2635 | -762103.2635 | -762103.2635 | -762103.2635 | -762103.2635 | -762103.2635 | -762103.2635 | 0 | 0 | 0 | 0 | 0
Option 5 | Operating expenditure | Option 5Operating expenditure | 0 | 2026-06-30 |  | 0 | 0 | 0 | 0 | 0 | 0 | 0 | 0 | 0 | 0 | 0 | 0 | 0 | 0 | 0 | 0 | 0 | 0 | 0 | 0 | 0 | 0 | 0 | 0 | 0
Option 5 | Risk mitigated | Option 5Risk mitigated | 14651981.2025 | 2026-06-30 |  | 0 | 389566.1378 | 389566.1378 | 779132.2757 | 779132.2757 | 779132.2757 | 1168698.4135 | 1168698.4135 | 1558264.5513 | 1558264.5513 | 1558264.5513 | 1558264.5513 | 1558264.5513 | 1168698.4135 | 1168698.4135 | 1168698.4135 | 1168698.4135 | 1168698.4135 | 1168698.4135 | 1168698.4135 | 0 | 0 | 0 | 0 | 0
Option 5 | Other benefits value | Option 5Other benefits value | 0 | 2026-06-30 |  | 0 | 0 | 0 | 0 | 0 | 0 | 0 | 0 | 0 | 0 | 0 | 0 | 0 | 0 | 0 | 0 | 0 | 0 | 0 | 0 | 0 | 0 | 0 | 0 | 0
Option 5 | Net benefits | Option 5Net benefits |  | 2026-06-30 |  | 0 | 295857.1386 | 204757.7571 | 503224.5134 | 414734.7496 | 326244.9858 | 629930.9775 | 546660.4491 | 852956.0585 | 796161.2878 | 796161.2878 | 796161.2878 | 796161.2878 | 406595.15 | 406595.15 | 406595.15 | 406595.15 | 406595.15 | 406595.15 | 406595.15 | 0 | 0 | 0 | 0 | 0
Option 5 | NPV | Option 5NPV | 6903164.0737 | 2026-06-30
Option 5 | PV of costs | Option 5PV of costs | -7748817.1289 | 2026-06-30
Option 5 | PV of benefits | Option 5PV of benefits | 14651981.2025 | 2026-06-30
CHART DATA | [5 empty] | FY27 | FY28 | FY29 | FY30 | FY31 | FY32 | FY33 | FY34 | FY35 | FY36 | FY37 | FY38 | FY39 | FY40 | FY41 | FY42 | FY43 | FY44 | FY45 | FY46 | FY47 | FY48 | FY49 | FY50 | FY51
Option 2 | Annualised capex | -1 |  |  | Option 2 annualised capex | 0.78564 | 0.78564 | 0.78564 | 0.78564 | 0.78564 | 0.78564 | 0.78564 | 0.78564 | 0.78564 | 0.78564 | 0.78564 | 0.78564 | 0.78564 | 0.78564 | 0.78564 | 0.78564 | 0.78564 | 0.78564 | 0.78564 | 0.78564 | 0 | 0 | 0 | 0 | 0
Option 1 (base case) | Total risk cost | 1 |  |  | Option 1 (base case) risk cost | 1.9478 | 1.9478 | 1.9478 | 1.9478 | 1.9478 | 1.5583 | 1.5583 | 1.5583 | 1.5583 | 1.5583 | 1.5583 | 1.5583 | 1.5583 | 1.1687 | 1.1687 | 1.1687 | 1.1687 | 1.1687 | 1.1687 | 1.1687 | 1.1687 | 1.1687 | 1.1687 | 1.1687 | 0.77913
[6 empty] | FY27 | FY28 | FY29 | FY30 | FY31 | FY32 | FY33 | FY34 | FY35 | FY36 | FY37 | FY38 | FY39 | FY40 | FY41 | FY42 | FY43 | FY44 | FY45 | FY46 | FY47 | FY48 | FY49 | FY50 | FY51
Energy at risk | Energy at risk (weighted) | 22.155 |  |  | Energy at risk energy at risk (weighted) | 22.155 | 22.155 | 22.155 | 22.155 | 22.155 | 17.724 | 17.724 | 17.724 | 17.724 | 17.724 | 17.724 | 17.724 | 17.724 | 13.293 | 13.293 | 13.293 | 13.293 | 13.293 | 13.293 | 13.293 | 13.293 | 13.293 | 13.293 | 13.293 | 8.862
Option 1 (base case) | Energy at risk value | 1.515 |  |  | Option 1 (base case) risk cost | 1.515 | 1.515 | 1.515 | 1.515 | 1.515 | 1.212 | 1.212 | 1.212 | 1.212 | 1.212 | 1.212 | 1.212 | 1.212 | 0.90901 | 0.90901 | 0.90901 | 0.90901 | 0.90901 | 0.90901 | 0.90901 | 0.90901 | 0.90901 | 0.90901 | 0.90901 | 0.606

## Sensitivity_calcs
CitiPower
Replace compound filled cable terminations
SENSITIVITY CALCULATIONS
Discount factor | [6 empty] | 0 | 0.98295 | 0.94971 | 0.91759 | 0.88656 | 0.85658 | 0.82761 | 0.79963 | 0.77259 | 0.74646 | 0.72122 | 0.69683 | 0.67326 | 0.6505 | 0.6285 | 0.60725 | 0.58671 | 0.56687 | 0.5477 | 0.52918 | 0.51129 | 0.494 | 0.47729 | 0.46115 | 0.44556 | 0.43049
Count | [6 empty] | 0 | 1 | 2 | 3 | 4 | 5 | 6 | 7 | 8 | 9 | 10 | 11 | 12 | 13 | 14 | 15 | 16 | 17 | 18 | 19 | 20 | 21 | 22 | 23 | 24 | 25
Analysis period | [6 empty] | 1 | 1 | 1 | 1 | 1 | 1 | 1 | 1 | 1 | 1 | 1 | 1 | 1 | 1 | 1 | 1 | 1 | 1 | 1 | 1 | 1 | 0 | 0 | 0 | 0 | 0
[7 empty] | 2026-06-30 | 2026-27 | 2027-28 | 2028-29 | 2029-30 | 2030-31 | 2031-32 | 2032-33 | 2033-34 | 2034-35 | 2035-36 | 2036-37 | 2037-38 | 2038-39 | 2039-40 | 2040-41 | 2041-42 | 2042-43 | 2043-44 | 2044-45 | 2045-46 | 2046-47 | 2047-48 | 2048-49 | 2049-50 | 2050-51
PV
[25 empty] | 383061.1431 | 383061.1431 | 0 | 0 | 0 | 0 | 0
OPTION 1 (base case) | NPV | Net benefits | OPTION 1 (base case)NPV |  | -1955632.5189 |  | 0 | -13048.0885 | -26096.177 | -39144.2655 | -52192.354 | -65240.4425 | -75678.9133 | -86117.3841 | -96555.8549 | -106994.3257 | -117432.7965 | -127871.2673 | -138309.7381 | -148748.2089 | -156577.062 | -164405.9151 | -172234.7682 | -180063.6213 | -187892.4744 | -195721.3275 | -203550.1806 | -211379.0337 | -219207.8868 | -227036.7399 | -234865.593 | 0
OPTION 1 (base case) | sens1 | Capex 10% higher | OPTION 1 (base case)sens1 |  | -1523176.582 |  | 0 | 0 | -14352.8973 | -28705.7947 | -43058.692 | -57411.5894 | -71764.4867 | -83246.8046 | -94729.1225 | -106211.4404 | -117693.7583 | -129176.0761 | -140658.394 | -152140.7119 | -163623.0298 | -172234.7682 | -180846.5066 | -189458.245 | -198069.9834 | -206681.7218 | -215293.4602 | 0 | 0 | 0 | 0 | 0
OPTION 1 (base case) | sens2 | Capex 10% lower | OPTION 1 (base case)sens2 |  | -1246235.3852 |  | 0 | 0 | -11743.2796 | -23486.5593 | -35229.8389 | -46973.1186 | -58716.3982 | -68111.022 | -77505.6457 | -86900.2694 | -96294.8931 | -105689.5168 | -115084.1406 | -124478.7643 | -133873.388 | -140919.3558 | -147965.3236 | -155011.2914 | -162057.2592 | -169103.2269 | -176149.1947 | 0 | 0 | 0 | 0 | 0
OPTION 1 (base case) | sens3 | Total benefits 10% higher | OPTION 1 (base case)sens3 |  | -1384705.9836 |  | 0 | 0 | -13048.0885 | -26096.177 | -39144.2655 | -52192.354 | -65240.4425 | -75678.9133 | -86117.3841 | -96555.8549 | -106994.3257 | -117432.7965 | -127871.2673 | -138309.7381 | -148748.2089 | -156577.062 | -164405.9151 | -172234.7682 | -180063.6213 | -187892.4744 | -195721.3275 | 0 | 0 | 0 | 0 | 0
OPTION 1 (base case) | sens4 | Total benefits 10% lower | OPTION 1 (base case)sens4 |  | -1384705.9836 |  | 0 | 0 | -13048.0885 | -26096.177 | -39144.2655 | -52192.354 | -65240.4425 | -75678.9133 | -86117.3841 | -96555.8549 | -106994.3257 | -117432.7965 | -127871.2673 | -138309.7381 | -148748.2089 | -156577.062 | -164405.9151 | -172234.7682 | -180063.6213 | -187892.4744 | -195721.3275 | 0 | 0 | 0 | 0 | 0
OPTION 1 (base case) | sens5 | Capex 10% higher & Total benefits 10% lower | OPTION 1 (base case)sens5 |  | -1523176.582 |  | 0 | 0 | -14352.8973 | -28705.7947 | -43058.692 | -57411.5894 | -71764.4867 | -83246.8046 | -94729.1225 | -106211.4404 | -117693.7583 | -129176.0761 | -140658.394 | -152140.7119 | -163623.0298 | -172234.7682 | -180846.5066 | -189458.245 | -198069.9834 | -206681.7218 | -215293.4602 | 0 | 0 | 0 | 0 | 0
OPTION 1 (base case) | sens | 0 | OPTION 1 (base case)sens |  | -1384705.9836 |  | 0 | 0 | -13048.0885 | -26096.177 | -39144.2655 | -52192.354 | -65240.4425 | -75678.9133 | -86117.3841 | -96555.8549 | -106994.3257 | -117432.7965 | -127871.2673 | -138309.7381 | -148748.2089 | -156577.062 | -164405.9151 | -172234.7682 | -180063.6213 | -187892.4744 | -195721.3275 | 0 | 0 | 0 | 0 | 0
OPTION 1 (base case) | sens | 0 | OPTION 1 (base case)sens |  | -1384705.9836 |  | 0 | 0 | -13048.0885 | -26096.177 | -39144.2655 | -52192.354 | -65240.4425 | -75678.9133 | -86117.3841 | -96555.8549 | -106994.3257 | -117432.7965 | -127871.2673 | -138309.7381 | -148748.2089 | -156577.062 | -164405.9151 | -172234.7682 | -180063.6213 | -187892.4744 | -195721.3275 | 0 | 0 | 0 | 0 | 0
OPTION 1 (base case) | sens | 0 | OPTION 1 (base case)sens |  | -1384705.9836 |  | 0 | 0 | -13048.0885 | -26096.177 | -39144.2655 | -52192.354 | -65240.4425 | -75678.9133 | -86117.3841 | -96555.8549 | -106994.3257 | -117432.7965 | -127871.2673 | -138309.7381 | -148748.2089 | -156577.062 | -164405.9151 | -172234.7682 | -180063.6213 | -187892.4744 | -195721.3275 | 0 | 0 | 0 | 0 | 0
Option 2 | NPV | Net benefits | Option 2NPV |  | 9838833.0196 |  | 0 | 779132.2757 | 657429.1957 | 925292.2535 | 806198.7912 | 1076671.4667 | 570621.4843 | 843703.7775 | 772627.2809 | 772627.2809 | 772627.2809 | 772627.2809 | 772627.2809 | 772627.2809 | 383061.1431 | 383061.1431 | 383061.1431 | 383061.1431 | 383061.1431 | 383061.1431 | 383061.1431 | 0 | 0 | 0 | 0 | 0
Option 2 | sens1 | Capex 10% higher | Option 2sens1 |  | 8977678.224 |  | 0 | 779132.2757 | 645258.8877 | 900951.6375 | 769948.829 | 1028512.1583 | 510813.7914 | 772247.7002 | 694063.5539 | 694063.5539 | 694063.5539 | 694063.5539 | 694063.5539 | 694063.5539 | 304497.416 | 304497.416 | 304497.416 | 304497.416 | 304497.416 | 304497.416 | 304497.416 | 0 | 0 | 0 | 0 | 0
Option 2 | sens2 | Capex 10% lower | Option 2sens2 |  | 10699987.8151 |  | 0 | 779132.2757 | 669599.5037 | 949632.8695 | 842448.7534 | 1124830.7752 | 630429.1772 | 915159.8549 | 851191.008 | 851191.008 | 851191.008 | 851191.008 | 851191.008 | 851191.008 | 461624.8701 | 461624.8701 | 461624.8701 | 461624.8701 | 461624.8701 | 461624.8701 | 461624.8701 | 0 | 0 | 0 | 0 | 0
Option 2 | sens3 | Total benefits 10% higher | Option 2sens3 |  | 11683871.1171 |  | 0 | 857045.5032 | 735342.4232 | 1042162.0948 | 923068.6325 | 1232497.9219 | 687491.3257 | 999530.2327 | 928453.736 | 928453.736 | 928453.736 | 928453.736 | 928453.736 | 928453.736 | 499930.9844 | 499930.9844 | 499930.9844 | 499930.9844 | 499930.9844 | 499930.9844 | 499930.9844 | 0 | 0 | 0 | 0 | 0
Option 2 | sens4 | Total benefits 10% lower | Option 2sens4 |  | 7993794.9221 |  | 0 | 701219.0481 | 579515.9681 | 808422.4121 | 689328.9498 | 920845.0116 | 453751.643 | 687877.3224 | 616800.8258 | 616800.8258 | 616800.8258 | 616800.8258 | 616800.8258 | 616800.8258 | 266191.3017 | 266191.3017 | 266191.3017 | 266191.3017 | 266191.3017 | 266191.3017 | 266191.3017 | 0 | 0 | 0 | 0 | 0
Option 2 | sens5 | Capex 10% higher & Total benefits 10% lower | Option 2sens5 |  | 7132640.1265 |  | 0 | 701219.0481 | 567345.6601 | 784081.7961 | 653078.9876 | 872685.7031 | 393943.95 | 616421.245 | 538237.0987 | 538237.0987 | 538237.0987 | 538237.0987 | 538237.0987 | 538237.0987 | 187627.5747 | 187627.5747 | 187627.5747 | 187627.5747 | 187627.5747 | 187627.5747 | 187627.5747 | 0 | 0 | 0 | 0 | 0
Option 2 | sens | 0 | Option 2sens |  | 9838833.0196 |  | 0 | 779132.2757 | 657429.1957 | 925292.2535 | 806198.7912 | 1076671.4667 | 570621.4843 | 843703.7775 | 772627.2809 | 772627.2809 | 772627.2809 | 772627.2809 | 772627.2809 | 772627.2809 | 383061.1431 | 383061.1431 | 383061.1431 | 383061.1431 | 383061.1431 | 383061.1431 | 383061.1431 | 0 | 0 | 0 | 0 | 0
Option 2 | sens | 0 | Option 2sens |  | 9838833.0196 |  | 0 | 779132.2757 | 657429.1957 | 925292.2535 | 806198.7912 | 1076671.4667 | 570621.4843 | 843703.7775 | 772627.2809 | 772627.2809 | 772627.2809 | 772627.2809 | 772627.2809 | 772627.2809 | 383061.1431 | 383061.1431 | 383061.1431 | 383061.1431 | 383061.1431 | 383061.1431 | 383061.1431 | 0 | 0 | 0 | 0 | 0
Option 2 | sens | 0 | Option 2sens |  | 9838833.0196 |  | 0 | 779132.2757 | 657429.1957 | 925292.2535 | 806198.7912 | 1076671.4667 | 570621.4843 | 843703.7775 | 772627.2809 | 772627.2809 | 772627.2809 | 772627.2809 | 772627.2809 | 772627.2809 | 383061.1431 | 383061.1431 | 383061.1431 | 383061.1431 | 383061.1431 | 383061.1431 | 383061.1431 | 0 | 0 | 0 | 0 | 0
[7 empty] | 0 | 0 | 262643.8224 | 527897.2626 | 406194.1826 | 674057.2404 | 554963.7781 | 828046.0713 | 785485.579 | 785485.579 | 785485.579 | 785485.579 | 785485.579 | 785485.579 | 395919.4412 | 395919.4412 | 395919.4412 | 395919.4412 | 395919.4412 | 395919.4412 | 395919.4412 | 0 | 0 | 0 | 0 | 0
Option 3 | NPV | Net benefits | Option 3NPV |  | 7714363.4573 |  | 0 | 0 | 262643.8224 | 527897.2626 | 406194.1826 | 674057.2404 | 554963.7781 | 828046.0713 | 785485.579 | 785485.579 | 785485.579 | 785485.579 | 785485.579 | 785485.579 | 395919.4412 | 395919.4412 | 395919.4412 | 395919.4412 | 395919.4412 | 395919.4412 | 395919.4412 | 0 | 0 | 0 | 0 | 0
Option 3 | sens1 | Capex 10% higher | Option 3sens1 |  | 6857996.7425 |  | 0 | 0 | 249951.5909 | 502773.7613 | 368900.3733 | 624593.1231 | 493590.3146 | 755024.2233 | 708207.6818 | 708207.6818 | 708207.6818 | 708207.6818 | 708207.6818 | 708207.6818 | 318641.544 | 318641.544 | 318641.544 | 318641.544 | 318641.544 | 318641.544 | 318641.544 | 0 | 0 | 0 | 0 | 0
Option 3 | sens2 | Capex 10% lower | Option 3sens2 |  | 8570730.1721 |  | 0 | 0 | 275336.054 | 553020.7639 | 443487.9919 | 723521.3577 | 616337.2416 | 901067.9193 | 862763.4763 | 862763.4763 | 862763.4763 | 862763.4763 | 862763.4763 | 862763.4763 | 473197.3384 | 473197.3384 | 473197.3384 | 473197.3384 | 473197.3384 | 473197.3384 | 473197.3384 | 0 | 0 | 0 | 0 | 0
Option 3 | sens3 | Total benefits 10% higher | Option 3sens3 |  | 9342166.5178 |  | 0 | 0 | 301600.4362 | 605810.4901 | 484107.4101 | 790927.0817 | 671833.6195 | 983872.5265 | 941312.0342 | 941312.0342 | 941312.0342 | 941312.0342 | 941312.0342 | 941312.0342 | 512789.2826 | 512789.2826 | 512789.2826 | 512789.2826 | 512789.2826 | 512789.2826 | 512789.2826 | 0 | 0 | 0 | 0 | 0
Option 3 | sens4 | Total benefits 10% lower | Option 3sens4 |  | 6086560.3967 |  | 0 | 0 | 223687.2086 | 449984.035 | 328280.955 | 557187.3991 | 438093.9368 | 672219.6162 | 629659.1239 | 629659.1239 | 629659.1239 | 629659.1239 | 629659.1239 | 629659.1239 | 279049.5999 | 279049.5999 | 279049.5999 | 279049.5999 | 279049.5999 | 279049.5999 | 279049.5999 | 0 | 0 | 0 | 0 | 0
Option 3 | sens5 | Capex 10% higher & Total benefits 10% lower | Option 3sens5 |  | 5230193.6819 |  | 0 | 0 | 210994.9771 | 424860.5337 | 290987.1457 | 507723.2817 | 376720.4732 | 599197.7682 | 552381.2267 | 552381.2267 | 552381.2267 | 552381.2267 | 552381.2267 | 552381.2267 | 201771.7026 | 201771.7026 | 201771.7026 | 201771.7026 | 201771.7026 | 201771.7026 | 201771.7026 | 0 | 0 | 0 | 0 | 0
Option 3 | sens | 0 | Option 3sens |  | 7714363.4573 |  | 0 | 0 | 262643.8224 | 527897.2626 | 406194.1826 | 674057.2404 | 554963.7781 | 828046.0713 | 785485.579 | 785485.579 | 785485.579 | 785485.579 | 785485.579 | 785485.579 | 395919.4412 | 395919.4412 | 395919.4412 | 395919.4412 | 395919.4412 | 395919.4412 | 395919.4412 | 0 | 0 | 0 | 0 | 0
Option 3 | sens | 0 | Option 3sens |  | 7714363.4573 |  | 0 | 0 | 262643.8224 | 527897.2626 | 406194.1826 | 674057.2404 | 554963.7781 | 828046.0713 | 785485.579 | 785485.579 | 785485.579 | 785485.579 | 785485.579 | 785485.579 | 395919.4412 | 395919.4412 | 395919.4412 | 395919.4412 | 395919.4412 | 395919.4412 | 395919.4412 | 0 | 0 | 0 | 0 | 0
Option 3 | sens | 0 | Option 3sens |  | 7714363.4573 |  | 0 | 0 | 262643.8224 | 527897.2626 | 406194.1826 | 674057.2404 | 554963.7781 | 828046.0713 | 785485.579 | 785485.579 | 785485.579 | 785485.579 | 785485.579 | 785485.579 | 395919.4412 | 395919.4412 | 395919.4412 | 395919.4412 | 395919.4412 | 395919.4412 | 395919.4412 | 0 | 0 | 0 | 0 | 0
Option 4 | NPV | Net benefits | Option 4NPV |  | 9391841.1433 |  | 0 | 779132.2757 | 690642.5118 | 602152.748 | 903229.122 | 817348.9759 | 731468.8298 | 648198.3014 | 564927.773 | 871223.3824 | 790562.4716 | 781167.8479 | 781167.8479 | 781167.8479 | 391601.7101 | 391601.7101 | 391601.7101 | 391601.7101 | 391601.7101 | 391601.7101 | 391601.7101 | 0 | 0 | 0 | 0 | 0
Option 4 | sens1 | Capex 10% higher | Option 4sens1 |  | 8616351.0431 |  | 0 | 779132.2757 | 681793.5355 | 584454.7953 | 876682.1929 | 782214.0322 | 687745.8714 | 596148.2902 | 504550.7089 | 802519.2655 | 713792.2637 | 703458.1776 | 703458.1776 | 703458.1776 | 313892.0398 | 313892.0398 | 313892.0398 | 313892.0398 | 313892.0398 | 313892.0398 | 313892.0398 | 0 | 0 | 0 | 0 | 0
Option 4 | sens2 | Capex 10% lower | Option 4sens2 |  | 10167331.2436 |  | 0 | 779132.2757 | 699491.4882 | 619850.7008 | 929776.0512 | 852483.9197 | 775191.7882 | 700248.3126 | 625304.837 | 939927.4993 | 867332.6796 | 858877.5183 | 858877.5183 | 858877.5183 | 469311.3804 | 469311.3804 | 469311.3804 | 469311.3804 | 469311.3804 | 469311.3804 | 469311.3804 | 0 | 0 | 0 | 0 | 0
Option 4 | sens3 | Total benefits 10% higher | Option 4sens3 |  | 11106515.3579 |  | 0 | 857045.5032 | 768555.7394 | 680065.9756 | 1020098.9634 | 934218.8173 | 848338.6711 | 765068.1427 | 681797.6143 | 1027049.8375 | 946388.9268 | 936994.3031 | 936994.3031 | 936994.3031 | 508471.5515 | 508471.5515 | 508471.5515 | 508471.5515 | 508471.5515 | 508471.5515 | 508471.5515 | 0 | 0 | 0 | 0 | 0
Option 4 | sens4 | Total benefits 10% lower | Option 4sens4 |  | 7677166.9288 |  | 0 | 701219.0481 | 612729.2843 | 524239.5205 | 786359.2807 | 700479.1346 | 614598.9884 | 531328.46 | 448057.9316 | 715396.9272 | 634736.0165 | 625341.3928 | 625341.3928 | 625341.3928 | 274731.8688 | 274731.8688 | 274731.8688 | 274731.8688 | 274731.8688 | 274731.8688 | 274731.8688 | 0 | 0 | 0 | 0 | 0
Option 4 | sens5 | Capex 10% higher & Total benefits 10% lower | Option 4sens5 |  | 6901676.8286 |  | 0 | 701219.0481 | 603880.3079 | 506541.5677 | 759812.3515 | 665344.1908 | 570876.0301 | 479278.4488 | 387680.8676 | 646692.8103 | 557965.8086 | 547631.7225 | 547631.7225 | 547631.7225 | 197022.1984 | 197022.1984 | 197022.1984 | 197022.1984 | 197022.1984 | 197022.1984 | 197022.1984 | 0 | 0 | 0 | 0 | 0
Option 4 | sens | 0 | Option 4sens |  | 9391841.1433 |  | 0 | 779132.2757 | 690642.5118 | 602152.748 | 903229.122 | 817348.9759 | 731468.8298 | 648198.3014 | 564927.773 | 871223.3824 | 790562.4716 | 781167.8479 | 781167.8479 | 781167.8479 | 391601.7101 | 391601.7101 | 391601.7101 | 391601.7101 | 391601.7101 | 391601.7101 | 391601.7101 | 0 | 0 | 0 | 0 | 0
Option 4 | sens | 0 | Option 4sens |  | 9391841.1433 |  | 0 | 779132.2757 | 690642.5118 | 602152.748 | 903229.122 | 817348.9759 | 731468.8298 | 648198.3014 | 564927.773 | 871223.3824 | 790562.4716 | 781167.8479 | 781167.8479 | 781167.8479 | 391601.7101 | 391601.7101 | 391601.7101 | 391601.7101 | 391601.7101 | 391601.7101 | 391601.7101 | 0 | 0 | 0 | 0 | 0
Option 4 | sens | 0 | Option 4sens |  | 9391841.1433 |  | 0 | 779132.2757 | 690642.5118 | 602152.748 | 903229.122 | 817348.9759 | 731468.8298 | 648198.3014 | 564927.773 | 871223.3824 | 790562.4716 | 781167.8479 | 781167.8479 | 781167.8479 | 391601.7101 | 391601.7101 | 391601.7101 | 391601.7101 | 391601.7101 | 391601.7101 | 391601.7101 | 0 | 0 | 0 | 0 | 0
Option 5 | NPV | Net benefits | Option 5NPV |  | 6903164.0737 |  | 0 | 0 | 295857.1386 | 204757.7571 | 503224.5134 | 414734.7496 | 326244.9858 | 629930.9775 | 546660.4491 | 852956.0585 | 796161.2878 | 796161.2878 | 796161.2878 | 796161.2878 | 406595.15 | 406595.15 | 406595.15 | 406595.15 | 406595.15 | 406595.15 | 406595.15 | 0 | 0 | 0 | 0 | 0
Option 5 | sens1 | Capex 10% higher | Option 5sens1 |  | 6128282.3608 |  | 0 | 0 | 286486.2387 | 186276.919 | 475633.7372 | 378294.997 | 280956.2568 | 576054.2339 | 484456.6526 | 782425.2092 | 719950.9615 | 719950.9615 | 719950.9615 | 719950.9615 | 330384.8236 | 330384.8236 | 330384.8236 | 330384.8236 | 330384.8236 | 330384.8236 | 330384.8236 | 0 | 0 | 0 | 0 | 0
Option 5 | sens2 | Capex 10% lower | Option 5sens2 |  | 7678045.7866 |  | 0 | 0 | 305228.0385 | 223238.5952 | 530815.2896 | 451174.5022 | 371533.7148 | 683807.7211 | 608864.2455 | 923486.9078 | 872371.6142 | 872371.6142 | 872371.6142 | 872371.6142 | 482805.4763 | 482805.4763 | 482805.4763 | 482805.4763 | 482805.4763 | 482805.4763 | 482805.4763 | 0 | 0 | 0 | 0 | 0
Option 5 | sens3 | Total benefits 10% higher | Option 5sens3 |  | 8368362.1939 |  | 0 | 0 | 334813.7524 | 243714.3709 | 581137.741 | 492647.9772 | 404158.2133 | 746800.8188 | 663530.2904 | 1008782.5136 | 951987.7429 | 951987.7429 | 951987.7429 | 951987.7429 | 523464.9913 | 523464.9913 | 523464.9913 | 523464.9913 | 523464.9913 | 523464.9913 | 523464.9913 | 0 | 0 | 0 | 0 | 0
Option 5 | sens4 | Total benefits 10% lower | Option 5sens4 |  | 5437965.9534 |  | 0 | 0 | 256900.5248 | 165801.1433 | 425311.2858 | 336821.522 | 248331.7582 | 513061.1361 | 429790.6077 | 697129.6033 | 640334.8327 | 640334.8327 | 640334.8327 | 640334.8327 | 289725.3086 | 289725.3086 | 289725.3086 | 289725.3086 | 289725.3086 | 289725.3086 | 289725.3086 | 0 | 0 | 0 | 0 | 0
Option 5 | sens5 | Capex 10% higher & Total benefits 10% lower | Option 5sens5 |  | 4663084.2405 |  | 0 | 0 | 247529.6249 | 147320.3052 | 397720.5096 | 300381.7694 | 203043.0292 | 459184.3925 | 367586.8113 | 626598.7541 | 564124.5063 | 564124.5063 | 564124.5063 | 564124.5063 | 213514.9823 | 213514.9823 | 213514.9823 | 213514.9823 | 213514.9823 | 213514.9823 | 213514.9823 | 0 | 0 | 0 | 0 | 0
Option 5 | sens | 0 | Option 5sens |  | 6903164.0737 |  | 0 | 0 | 295857.1386 | 204757.7571 | 503224.5134 | 414734.7496 | 326244.9858 | 629930.9775 | 546660.4491 | 852956.0585 | 796161.2878 | 796161.2878 | 796161.2878 | 796161.2878 | 406595.15 | 406595.15 | 406595.15 | 406595.15 | 406595.15 | 406595.15 | 406595.15 | 0 | 0 | 0 | 0 | 0
Option 5 | sens | 0 | Option 5sens |  | 6903164.0737 |  | 0 | 0 | 295857.1386 | 204757.7571 | 503224.5134 | 414734.7496 | 326244.9858 | 629930.9775 | 546660.4491 | 852956.0585 | 796161.2878 | 796161.2878 | 796161.2878 | 796161.2878 | 406595.15 | 406595.15 | 406595.15 | 406595.15 | 406595.15 | 406595.15 | 406595.15 | 0 | 0 | 0 | 0 | 0
Option 5 | sens | 0 | Option 5sens |  | 6903164.0737 |  | 0 | 0 | 295857.1386 | 204757.7571 | 503224.5134 | 414734.7496 | 326244.9858 | 629930.9775 | 546660.4491 | 852956.0585 | 796161.2878 | 796161.2878 | 796161.2878 | 796161.2878 | 406595.15 | 406595.15 | 406595.15 | 406595.15 | 406595.15 | 406595.15 | 406595.15 | 0 | 0 | 0 | 0 | 0
RESULTS
|  | 0 | 0 | 0 | 0 | 0 |  | 2028-29: #NAME?
|  | Option 1 (base case) | Option 2 | Option 3 | Option 4 | Option 5 |  | 2026-27: Max; 2028-29: Preferred
NPV | None | -1.9556 | 9.8388 | 7.7144 | 9.3918 | 6.9032 |  | 2026-27: #NAME?; 2028-29: Option 2
sens1 | Capex 10% higher | -1.5232 | 8.9777 | 6.858 | 8.6164 | 6.1283 |  | 2026-27: #NAME?; 2028-29: Option 2
sens2 | Capex 10% lower | -1.2462 | 10.7 | 8.5707 | 10.1673 | 7.678 |  | 2026-27: #NAME?; 2028-29: Option 2
sens3 | Total benefits 10% higher | -1.3847 | 11.6839 | 9.3422 | 11.1065 | 8.3684 |  | 2026-27: #NAME?; 2028-29: Option 2
sens4 | Total benefits 10% lower | -1.3847 | 7.9938 | 6.0866 | 7.6772 | 5.438 |  | 2026-27: #NAME?; 2028-29: Option 2
sens5 | Capex 10% higher & Total benefits 10% lower | -1.5232 | 7.1326 | 5.2302 | 6.9017 | 4.6631 |  | 2026-27: #NAME?; 2028-29: Option 2
sens | 0 | [6 empty] | 2026-27: #NAME?; 2028-29: #NAME?
sens | 0 | [6 empty] | 2026-27: #NAME?; 2028-29: #NAME?
sens | 0 | [6 empty] | 2026-27: #NAME?; 2028-29: #NAME?

## Workings_costs
CitiPower
Replace compound filled cable terminations
WORKINGS - COSTS
| Replacement cost each |  | 100000
| Faults capex |  | 55000
| Assets replaced |  |  | 2026-27 | 2027-28 | 2028-29 | 2029-30 | 2030-31 | 2031-32 | 2032-33 | 2033-34 | 2034-35 | 2035-36 | 2036-37 | 2037-38 | 2038-39 | 2039-40 | 2040-41 | 2041-42 | 2042-43 | 2043-44 | 2044-45 | 2045-46 | 2046-47 | 2047-48 | 2048-49 | 2049-50 | 2050-51
| Option 1 (base case) | 0 |  | 0 | 0 | 0 | 0 | 0 | 0 | 0 | 0 | 0 | 0 | 0 | 0 | 0 | 0 | 0 | 0 | 0 | 0 | 0 | 0 | 0 | 0 | 0 | 0 | 0
| Option 2 | 24 |  | 24 | 24 | 24 | 24 | 24 | 24 | 14.98 | 0 | 0 | 0 | 0 | 0 | 0 | 0 | 0 | 0 | 0 | 0 | 0 | 0 | 0 | 0 | 0 | 0 | 0
| Option 3 | 24 |  | 24 | 24 | 24 | 24 | 24 | 24 | 8.97 | 0 | 0 | 0 | 0 | 0 | 0 | 0 | 0 | 0 | 0 | 0 | 0 | 0 | 0 | 0 | 0 | 0 | 0
| Option 4 | 17 |  | 17 | 17 | 17 | 17 | 17 | 17 | 17 | 17 | 17 | 1.98 | 0 | 0 | 0 | 0 | 0 | 0 | 0 | 0 | 0 | 0 | 0 | 0 | 0 | 0 | 0
| Option 5 | 17 |  | 17 | 17 | 17 | 17 | 17 | 17 | 17 | 17 | 11.97 | 0 | 0 | 0 | 0 | 0 | 0 | 0 | 0 | 0 | 0 | 0 | 0 | 0 | 0 | 0 | 0
| Failures | Failure rate
| Option 1 (base case) | 3% |  | 5 | 5 | 5 | 5 | 5 | 4 | 4 | 4 | 4 | 4 | 4 | 4 | 4 | 3 | 3 | 3 | 3 | 3 | 3 | 3 | 3 | 3 | 3 | 3 | 2
| Option 2 | 2% |  | 3 | 3 | 2 | 2 | 1 | 1 | 0 | 0 | 0 | 0 | 0 | 0 | 0 | 0 | 0 | 0 | 0 | 0 | 0 | 0 | 0 | 0 | 0 | 0 | 0
| Option 3 | 3% |  | 5 | 4 | 3 | 3 | 2 | 1 | 0 | 0 | 0 | 0 | 0 | 0 | 0 | 0 | 0 | 0 | 0 | 0 | 0 | 0 | 0 | 0 | 0 | 0 | 0
| Option 4 | 2% |  | 3 | 3 | 3 | 2 | 2 | 1 | 1 | 1 | 0 | 0 | 0 | 0 | 0 | 0 | 0 | 0 | 0 | 0 | 0 | 0 | 0 | 0 | 0 | 0 | 0
| Option 5 | 3% |  | 5 | 4 | 4 | 3 | 3 | 2 | 1 | 1 | 0 | 0 | 0 | 0 | 0 | 0 | 0 | 0 | 0 | 0 | 0 | 0 | 0 | 0 | 0 | 0 | 0
Assets remaining to be replaced
| Option 1 (base case) |  |  | 171 | 166 | 161 | 156 | 151 | 146 | 142 | 138 | 134 | 130 | 126 | 122 | 118 | 114 | 111 | 108 | 105 | 102 | 99 | 96 | 93 | 90 | 87 | 84 | 81
| Option 2 |  |  | 171 | 144 | 117 | 91 | 65 | 40 | 15 | 0.02 | 0.02 | 0.02 | 0.02 | 0.02 | 0.02 | 0.02 | 0.02 | 0.02 | 0.02 | 0.02 | 0.02 | 0.02 | 0.02 | 0.02 | 0.02 | 0.02 | 0.02
| Option 3 |  |  | 171 | 142 | 114 | 87 | 60 | 34 | 9 | 0.03 | 0.03 | 0.03 | 0.03 | 0.03 | 0.03 | 0.03 | 0.03 | 0.03 | 0.03 | 0.03 | 0.03 | 0.03 | 0.03 | 0.03 | 0.03 | 0.03 | 0.03
| Option 4 |  |  | 171 | 151 | 131 | 111 | 92 | 73 | 55 | 37 | 19 | 2 | 0.02 | 0.02 | 0.02 | 0.02 | 0.02 | 0.02 | 0.02 | 0.02 | 0.02 | 0.02 | 0.02 | 0.02 | 0.02 | 0.02 | 0.02
| Option 5 |  |  | 171 | 149 | 128 | 107 | 87 | 67 | 48 | 30 | 12 | 0.03 | 0.03 | 0.03 | 0.03 | 0.03 | 0.03 | 0.03 | 0.03 | 0.03 | 0.03 | 0.03 | 0.03 | 0.03 | 0.03 | 0.03 | 0.03

## Workings_risks
CitiPower
Replace compound filled cable terminations
WORKINGS - RISKS
| Load at risk | 4.22 | Default Feeder MVA
| Average outage duration | 63 | Minutes
| Total Assets | 171
| Average NP Consequence Modifier | 1.43
| Safety Consequence | 33490 | Cables CBRM Model
| Environmental Consequence | 550 | Cables CBRM Model
| Customer Claims | 13000
| Failure rate | 3%

## Misc_calcs
CitiPower
Replace compound filled cable terminations
ESCALATION & OTHER
| Year end |  |  | 2021-06-30 | 2022-06-30 | 2023-06-30 | 2024-06-30 | 2025-06-30 | 2026-06-30
| Actual/forecast CPI (June to June) |  |  | 0% | 0.8606% | 3.498% | 7.832% | 4.052% | 3%
| HY ending |  |  | 2021-06-30 | 2021-12-31 | 2022-06-30 | 2022-12-31 | 2023-06-30 | 2023-12-31 | 2024-06-30 | 2024-12-31 | 2025-06-30 | 2025-12-31 | 2026-06-30
| FY ending |  |  | 2021-06-30 | 2022-06-30 | 2022-06-30 | 2023-06-30 | 2023-06-30 | 2024-06-30 | 2024-06-30 | 2025-06-30 | 2025-06-30 | 2026-06-30 | 2026-06-30
| Actual/forecast CPI (June to June) |  |  | 0% | 0.8606% | 0.8606% | 3.498% | 3.498% | 7.832% | 7.832% | 4.052% | 4.052% | 3% | 3%
| Actual cumulative HY escalation |  |  | 1 | 1.0043 | 1.0086 | 1.0261 | 1.0439 | 1.084 | 1.1256 | 1.1482 | 1.1713 | 1.1887 | 1.2064
| Convert from input dollars | 2023-12-31 | 1.084
| To output dollars | 2026-06-30 | 1.2064
| Conversion from input dollars to output dollars |  | 1.1129
| Convert from VCR date | 2023-12-31 | 1.084
| To input dollars | 2023-12-31 | 1.084
| VCR escalation |  | 1
| Start_year | 2026-27
FIRST YEAR | bar: 2021-06-30 to 2025-06-30
| Option | First year | Option included
| Option 2 | 1 | TRUE
| Option 3 | 1 | TRUE
| Option 4 | 1 | TRUE
| Option 5 | 1 | TRUE
| First year | 1
FLAGS | bar: 2021-06-30 to 2025-06-30
| Option 1 (base case) | FALSE | FALSE
FALSE
FALSE
| Option 2 | FALSE | FALSE
FALSE
FALSE
| Option 3 | FALSE | FALSE
FALSE
FALSE
| Option 4 | FALSE | FALSE
FALSE
FALSE
| Option 5 | FALSE | FALSE
FALSE
FALSE
Message | !! Capex asset life required !!
!

## Data
CitiPower
Replace compound filled cable terminations
DATA
Options
|  | Not used | Text |  | Flags for compliance project
Option1 | Option 1 (base case) | FALSE |  | Option 1 (base case): No change to existing practices | FALSE
Option2 | Option 2 | FALSE |  |  | FALSE
Option3 | Option 3 | FALSE |  |  | FALSE
Option4 | Option 4 | FALSE |  |  | FALSE
Option5 | Option 5 | FALSE |  |  | FALSE
Compliance project |  |  | Yes | FALSE
No change to existing practices
Not applicable (compliance)
For conditional formatting of preferred option on Summary :
< Enter description >
Categories
Short categ
| Capital expenditure | -1
| Annualised capex | -1
| Operating expenditure | -1
| Risk mitigated | 1
| Other benefits value | 1
| Net benefits | 1
| Total risk cost | 1
Benefits
|  | Short categ | Flag to include | Units | Defined value
1 | Unserved energy | Energy | FALSE | MWh | FALSE
2 | Safety | Safety | FALSE | $ | TRUE
3 | Unplanned replacement | UnRepl | FALSE | $ | TRUE
4 | Bushfire | Fire | FALSE | $ | TRUE
5 | Reduction in CO2 emissions | Carbon | TRUE | MWh | FALSE
6 | Reliability in worst-served areas | Other | TRUE | MWh | FALSE
7 | Network resilience | Other | TRUE | MWh | FALSE
8 | Enabling solar exports | Other | TRUE | MWh | FALSE
9 | Aesthetics | Other | TRUE | Customers impacted | FALSE
10 | Customer value of time - residential | Other | TRUE | Customer minutes | FALSE
11 | Customer value of time - business | Other | TRUE | Customer minutes | FALSE
12 | Communication | Other | TRUE | Customers impacted | FALSE
13 | Information accessibility | Other | TRUE | Customers impacted | FALSE
Value of benefits
|  |  | CitiPower | Powercor | United Energy
| Reliability in worst-served areas | per MWh | 0 | 151432.8174 | 0
| Network resilience | per MWh | 0 | 0 | 0
| Enabling solar exports | per MWh | 4220.9954 | 88.3577 | 862.6028
| Aesthetics | per customer impacted | 0 | 0 | 0
| Customer value of time - residential | per minute customer time | 0.54769 | 0.35181 | 0.34751
| Customer value of time - business | per minute customer time | 0.54769 | 0.35181 | 0.34751
| Communication | per customer impacted | 0 | 0 | 0
| Information accessibility | per customer impacted | 0 | 0 | 0
Conversions
| thous_conv | 1000
| mill_conv | 1000000
Message
| Message | Enter asset life
Error message |  | Remove inputs prior to start year
Disproportionate factors applied to various bushfire and other risk valuations
| - Select - |  |  |  | 0
| Harm to property from network |  |  |  | 1
| Harm to property from bushfire |  |  |  | 1
| Harm to environment |  |  |  | 1
| Safety - Public trespass |  |  |  | 1
| Safety - Single fatality or serious injury ^ |  |  |  | 3
| Safety from bushfire in HBRA |  |  |  | 3
| Safety - Multiple fatality or serious injury ^ |  |  |  | 6
| Safety from bushfire (REFCL declared areas) |  |  |  | 6
| Safety from bushfire (electric line construction areas) |  |  |  | 10
Total annualised capex
Energy at risk value
Total other benefits
DROPDOWN LISTS
| Business |  |  |  | Type | Include | Dollar inputs - month |  |  | Not used options | Conversions | Dollar inputs - year | Compliance | Capex first year
| CitiPower | CP | CP: |  | - Select - | 0 | June | 6 | CY | Not used |  | 2026 | No | 2026-27
| Powercor | PA | PAL: |  | Capex | 1899-12-31 | December | 12 | FY |  |  | 2025 | Yes | 2025-26
| United Energy | UE | UE: |  | Opex | [6 empty] | 2024 |  | 2024-25
2023
2022
2021
2020