## Cover
CitiPower
Regulatory proposal 2026-31
CRO inoperable HV air break switches
| Model number: | 4.16
2025-01-31
14

## Summary
Powercor
Recplacement of CRO inoperable RMUs
SUMMARY
RESULTS
|  |  |  | PV of costs | PV of benefits | NPV
| Option |  |  | 2026-06-30 | 2026-06-30 | 2026-06-30
| Option 1 (base case) | No change to existing practices |  | 0 | 0 | 0
| Option 2 | Replace all CRO inoperatble RMUs over 1 year |  | -3.2291 | 31.4087 | 28.1796
| Option 3 | Replace all CRO inoperatble RMUs over 5 years |  | -2.7803 | 27.1978 | 24.4175
| Option 4 | Replace all CRO inoperatble RMUs over 10 years |  | -2.2777 | 20.649 | 18.3713
| Option 5 | Replace all CRO inoperatble RMUs over 15 years |  | -1.7819 | 16.1541 | 14.3722
NPV
| Preferred option: |  |  | 2026-06-30
| Option 2 | Replace all CRO inoperatble RMUs over 1 year |  | 28.1796
PREFERRED OPTION
Preferred Option
Option 2
| Expenditure forecast | 2026-06-30 | 2026-27 | 2027-28 | 2028-29 | 2029-30 | 2030-31 |  | Total
| Capital expenditure |  | 5.8141 | 0 | 0 | 0 | 0 |  | 5.8141
| Operating expenditure |  | 0 | 0 | 0 | 0 | 0 |  | 0
SENSITIVITIES
| Sensitivity | 2026-06-30 | Option 1 (base case) | Option 2 | Option 3 | Option 4 | Option 5 |  | Preferred option
| None |  | 0 | 28.1796 | 24.4175 | 18.3713 | 14.3722 |  | Option 2
| Capex 10% higher |  | 0 | 27.8567 | 24.1395 | 18.1435 | 14.194 |  | Option 2
| Capex 10% lower |  | 0 | 28.5025 | 24.6956 | 18.599 | 14.5504 |  | Option 2
| Total benefits 10% higher |  | 0 | 31.3205 | 27.1373 | 20.4362 | 15.9876 |  | Option 2
| Total benefits 10% lower |  | 0 | 25.0387 | 21.6978 | 16.3064 | 12.7568 |  | Option 2
| Capex 10% higher & Total benefits 10% lower |  | 0 | 24.7158 | 21.4197 | 16.0786 | 12.5786 |  | Option 2
| 0 | [7 empty] | #NAME?
| 0 | [6 empty] | 0 | #NAME?
|  | 0 | [6 empty] | #NAME?
0

## Assumptions
Powercor
Recplacement of CRO inoperable RMUs
Project
|  | Business: |  | Powercor
|  | Descripton: |  | Recplacement of CRO inoperable RMUs
|  | Date of cost inputs: |  | December |  | 2023
|  | Option |  | Description
|  | Option 1 (base case) |  | No change to existing practices
|  | Option 2 |  | Replace all CRO inoperatble RMUs over 1 year
|  | Option 3 |  | Replace all CRO inoperatble RMUs over 5 years
|  | Option 4 |  | Replace all CRO inoperatble RMUs over 10 years
|  | Option 5 |  | Replace all CRO inoperatble RMUs over 15 years
|  | Compliance project |  | No
|  | Expenditure starts |  | 2026-27 | [start]
Timing & WACC
|  | Input dollars |  |  |  | 2023-12-31 | [input_dollars]
|  | Pre-tax real WACC |  |  |  | 3.5% | [real_disc]
|  | VCR date |  |  |  | 2023-12-31 | [vcr_date]
|  | Analysis period (years) |  |  |  | 20 | [years]\
|  | Output dollars |  |  |  | 2026-06-30 | [output_dollars]
|  | Other benefits date |  |  |  | 2023-12-31 | [custval_date]
|  | Value of CO2 reductions input date |  |  |  | 2023-06-30
VCR
|  | Enter ZSS code >> | eg. AR | Network average |  | Network average | 43815.4862 | 2023 VCR ($/MWh)
Risks
SAFETY
|  | Value of statistical life |  |  |  | 5400000 | 2023-06-30
|  | Value of injury |  |  |  | 0 | 2023-12-31
Disproportionate factors applied to various bushfire and other risk valuations
|  | Harm to property from network |  |  |  | 1
|  | Harm to property from bushfire |  |  |  | 1
|  | Harm to environment |  |  |  | 1
|  | Safety - Public trespass |  |  |  | 1
|  | Safety - Single fatality or serious injury ^ |  |  |  | 3
|  | Safety from bushfire in HBRA |  |  |  | 3
|  | Safety - Multiple fatality or serious injury ^ |  |  |  | 6
|  | Safety from bushfire (REFCL declared areas) |  |  |  | 6
|  | Safety from bushfire (electric line construction areas) |  |  |  | 10
^ Public or employee
|  | Incident type |  |  |  | Value | Probability | DF selected | Description/comment
|  | Safety (fatality) |  |  |  | 5607473.5197 | 0.0011364 | 3 | 0
|  | Safety (moderate) |  |  |  | 1344753.7771 | 0.011364 | 3
|  | Safety (minor) |  |  |  | 127274.0425 | 0.11364 | 3 | 0
UNPLANNED REPLACEMENT/REPAIR
|  | Major failure (replace) |  |  |  | 0 | 2023-12-31
|  | Minor failure (repair) |  |  |  | 0 | 2023-12-31
|  | Premium for failure |  |  |  | 20%
Other benefits
| ENVIRONMENTAL | [8 empty] | 2026-27 | 2027-28 | 2028-29 | 2029-30 | 2030-31 | 2031-32
|  | Value of CO2 reductions |  |  |  |  | 2023-06-30 | $/kWh |  | 0.02473 | 0.022341 | 0.020196 | 0.018063 | 0.015913 | 0.013715
| CUSTOMER VALUE |  |  |  |  | Value
|  | Reliability in worst-served areas |  |  |  | 0 | 2023-12-31 | per MWh
|  | Network resilience |  |  |  | 0 | 2023-12-31 | per MWh
|  | Enabling solar exports |  |  |  | 4220.9954 | 2023-12-31 | per MWh
|  | Aesthetics |  |  |  | 0 | 2023-12-31 | per customer
|  | Customer value of time - residential |  |  |  | 0.54769 | 2023-12-31 | per customer minute
|  | Customer value of time - business |  |  |  | 0.54769 | 2023-12-31 | per customer minute
|  | Communication |  |  |  | 0 | 2023-12-31 | per customer
|  | Information accessibility |  |  |  | 0 | 2023-12-31 | per customer
Sensitivities
[6 empty] | Capex | Total benefits
| 1 | Capex 10% higher |  |  |  | 10% | 0%
| 2 | Capex 10% lower |  |  |  | -10% | 0%
| 3 | Total benefits 10% higher |  |  |  | 0% | 10%
| 4 | Total benefits 10% lower |  |  |  | 0% | -10%
| 5 | Capex 10% higher & Total benefits 10% lower |  |  |  | 10% | -10%

## Option1 (base case)
Powercor
Recplacement of CRO inoperable RMUs
OPTION 1 (base case)
Count | [5 empty] | 0 | 1 | 2 | 3 | 4 | 5 | 6 | 7 | 8 | 9 | 10 | 11 | 12 | 13 | 14 | 15 | 16 | 17 | 18 | 19 | 20 | 21 | 22 | 23 | 24 | 25
Value of CO2 reductions |  |  |  |  | $/MWh |  | 24.7305 | 22.3407 | 20.1963 | 18.0629 | 15.9134 | 13.7151 | 13.7151 | 13.7151 | 13.7151 | 13.7151 | 13.7151 | 13.7151 | 13.7151 | 13.7151 | 13.7151 | 13.7151 | 13.7151 | 13.7151 | 13.7151 | 13.7151 | 13.7151 | 13.7151 | 13.7151 | 13.7151 | 13.7151
[5 empty] | Units | 2026-06-30 | 2026-27 | 2027-28 | 2028-29 | 2029-30 | 2030-31 | 2031-32 | 2032-33 | 2033-34 | 2034-35 | 2035-36 | 2036-37 | 2037-38 | 2038-39 | 2039-40 | 2040-41 | 2041-42 | 2042-43 | 2043-44 | 2044-45 | 2045-46 | 2046-47 | 2047-48 | 2048-49 | 2049-50 | 2050-51
INVESTMENT & OPERATING COST
| Capex |  | Asset life (yrs)
| Replacement of CRO inoperable RMUs |  | 55 | Capex | 2023-12-31 |  | 0 | 0 | 0 | 0 | 0 | 0 | 0 | 0 | 0 | 0 | 0 | 0 | 0 | 0 | 0 | 0 | 0 | 0 | 0 | 0 | 0 | 0 | 0 | 0 | 0
|  |  | 0 |  | 2023-12-31 |  | 0 | 0 | 0 | 0 | 0 | 0 | 0 | 0 | 0 | 0 | 0 | 0 | 0 | 0 | 0 | 0 | 0 | 0 | 0 | 0 | 0 | 0 | 0 | 0 | 0
|  |  | 0 |  | 2023-12-31 |  | 0 | 0 | 0 | 0 | 0 | 0 | 0 | 0 | 0 | 0 | 0 | 0 | 0 | 0 | 0 | 0 | 0 | 0 | 0 | 0 | 0 | 0 | 0 | 0 | 0
| Capital expenditure |  |  |  | 2023-12-31 |  | 0 | 0 | 0 | 0 | 0 | 0 | 0 | 0 | 0 | 0 | 0 | 0 | 0 | 0 | 0 | 0 | 0 | 0 | 0 | 0 | 0 | 0 | 0 | 0 | 0
| Operating expenditure |  |  |  | 2023-12-31 |  | 0 | 0 | 0 | 0 | 0 | 0 | 0 | 0 | 0 | 0 | 0 | 0 | 0 | 0 | 0 | 0 | 0 | 0 | 0 | 0 | 0 | 0 | 0 | 0 | 0
RISK ASSUMPTIONS
| PoF (major) | [5 empty] | 0 | 0 | 0 | 0 | 0 | 0 | 0 | 0 | 0 | 0 | 0 | 0 | 0 | 0 | 0 | 0 | 0 | 0 | 0 | 0 | 0 | 0 | 0 | 0 | 0
| PoF (reparable) | [5 empty] | 0 | 0 | 0 | 0 | 0 | 0 | 0 | 0 | 0 | 0 | 0 | 0 | 0 | 0 | 0 | 0 | 0 | 0 | 0 | 0 | 0 | 0 | 0 | 0 | 0
| Energy at risk (weighted) |  |  |  | MWh |  | 0 | 0 | 0 | 0 | 0 | 0 | 0 | 0 | 0 | 0 | 0 | 0 | 0 | 0 | 0 | 0 | 0 | 0 | 0 | 0 | 0 | 0 | 0 | 0 | 0
| Energy at risk value | $/MWh | 43815.4862 |  | 2023-12-31 |  | 1951869.3887 | 1951869.3887 | 1951869.3887 | 1951869.3887 | 1951869.3887 | 1951869.3887 | 1951869.3887 | 1951869.3887 | 1951869.3887 | 1951869.3887 | 1951869.3887 | 1951869.3887 | 1951869.3887 | 1951869.3887 | 1951869.3887 | 1951869.3887 | 1951869.3887 | 1951869.3887 | 1951869.3887 | 1951869.3887 | 1951869.3887 | 1951869.3887 | 1951869.3887 | 1951869.3887 | 0
| Safety consequence | (after DF) |  | Safety | 2023-12-31 |  | 0 | 0 | 0 | 0 | 0 | 0 | 0 | 0 | 0 | 0 | 0 | 0 | 0 | 0 | 0 | 0 | 0 | 0 | 0 | 0 | 0 | 0 | 0 | 0 | 0
| Outages |  |  | Outages | 2023-12-31 |  | 0 | 0 | 0 | 0 | 0 | 0 | 0 | 0 | 0 | 0 | 0 | 0 | 0 | 0 | 0 | 0 | 0 | 0 | 0 | 0 | 0 | 0 | 0 | 0 | 0
| Asset failure | (after DF) |  | Failures | 2023-12-31 |  | 0 | 0 | 0 | 0 | 0 | 0 | 0 | 0 | 0 | 0 | 0 | 0 | 0 | 0 | 0 | 0 | 0 | 0 | 0 | 0 | 0 | 0 | 0 | 0 | 0
| Outage for planned program |  |  | Planned | 2023-12-31 |  | 0 | 0 | 0 | 0 | 0 | 0 | 0 | 0 | 0 | 0 | 0 | 0 | 0 | 0 | 0 | 0 | 0 | 0 | 0 | 0 | 0 | 0 | 0 | 0 | 0
[5 empty] | 2023-12-31 |  | 0 | 0 | 0 | 0 | 0 | 0 | 0 | 0 | 0 | 0 | 0 | 0 | 0 | 0 | 0 | 0 | 0 | 0 | 0 | 0 | 0 | 0 | 0 | 0 | 0
| Total risk cost | [5 empty] | 1951869.3887 | 1951869.3887 | 1951869.3887 | 1951869.3887 | 1951869.3887 | 1951869.3887 | 1951869.3887 | 1951869.3887 | 1951869.3887 | 1951869.3887 | 1951869.3887 | 1951869.3887 | 1951869.3887 | 1951869.3887 | 1951869.3887 | 1951869.3887 | 1951869.3887 | 1951869.3887 | 1951869.3887 | 1951869.3887 | 1951869.3887 | 1951869.3887 | 1951869.3887 | 1951869.3887 | 0
OTHER BENEFITS
| Reduction in CO2 emissions |  |  |  | MWh |  | 0 | 0 | 0 | 0 | 0 | 0 | 0 | 0 | 0 | 0 | 0 | 0 | 0 | 0 | 0 | 0 | 0 | 0 | 0 | 0 | 0 | 0 | 0 | 0 | 0
| Value of reduction in CO2 emissions |  |  |  | $ |  | 0 | 0 | 0 | 0 | 0 | 0 | 0 | 0 | 0 | 0 | 0 | 0 | 0 | 0 | 0 | 0 | 0 | 0 | 0 | 0 | 0 | 0 | 0 | 0 | 0
| Reliability in worst-served areas | $/MWh | 0 |  | MWh |  | 0 | 0 | 0 | 0 | 0 | 0 | 0 | 0 | 0 | 0 | 0 | 0 | 0 | 0 | 0 | 0 | 0 | 0 | 0 | 0 | 0 | 0 | 0 | 0 | 0
| Network resilience | $/MWh | 0 |  | MWh |  | 0 | 0 | 0 | 0 | 0 | 0 | 0 | 0 | 0 | 0 | 0 | 0 | 0 | 0 | 0 | 0 | 0 | 0 | 0 | 0 | 0 | 0 | 0 | 0 | 0
| Enabling solar exports | $/MWh | 4220.9954 |  | MWh |  | 0 | 0 | 0 | 0 | 0 | 0 | 0 | 0 | 0 | 0 | 0 | 0 | 0 | 0 | 0 | 0 | 0 | 0 | 0 | 0 | 0 | 0 | 0 | 0 | 0
| Aesthetics | $/customer | 0 |  | customers |  | 0 | 0 | 0 | 0 | 0 | 0 | 0 | 0 | 0 | 0 | 0 | 0 | 0 | 0 | 0 | 0 | 0 | 0 | 0 | 0 | 0 | 0 | 0 | 0 | 0
| Customer value of time (res) | $/customer min | 0.54769 |  | mins |  | 0 | 0 | 0 | 0 | 0 | 0 | 0 | 0 | 0 | 0 | 0 | 0 | 0 | 0 | 0 | 0 | 0 | 0 | 0 | 0 | 0 | 0 | 0 | 0 | 0
| Customer value of time (bus) | $/customer min | 0.54769 |  | mins |  | 0 | 0 | 0 | 0 | 0 | 0 | 0 | 0 | 0 | 0 | 0 | 0 | 0 | 0 | 0 | 0 | 0 | 0 | 0 | 0 | 0 | 0 | 0 | 0 | 0
| Communication | $/customer | 0 |  | customers |  | 0 | 0 | 0 | 0 | 0 | 0 | 0 | 0 | 0 | 0 | 0 | 0 | 0 | 0 | 0 | 0 | 0 | 0 | 0 | 0 | 0 | 0 | 0 | 0 | 0
| Information accessibility | $/customer | 0 |  | customers |  | 0 | 0 | 0 | 0 | 0 | 0 | 0 | 0 | 0 | 0 | 0 | 0 | 0 | 0 | 0 | 0 | 0 | 0 | 0 | 0 | 0 | 0 | 0 | 0 | 0
| Other benefits 1 |  |  |  | 2023-12-31 |  | 0 | 0 | 0 | 0 | 0 | 0 | 0 | 0 | 0 | 0 | 0 | 0 | 0 | 0 | 0 | 0 | 0 | 0 | 0 | 0 | 0 | 0 | 0 | 0 | 0
| Other benefits 2 |  |  |  | 2023-12-31 |  | 0 | 0 | 0 | 0 | 0 | 0 | 0 | 0 | 0 | 0 | 0 | 0 | 0 | 0 | 0 | 0 | 0 | 0 | 0 | 0 | 0 | 0 | 0 | 0 | 0
| Total other benefits |  |  |  | 2023-12-31 |  | 0 | 0 | 0 | 0 | 0 | 0 | 0 | 0 | 0 | 0 | 0 | 0 | 0 | 0 | 0 | 0 | 0 | 0 | 0 | 0 | 0 | 0 | 0 | 0 | 0
SUMMARY
| Risks mitigated vs base case |  |  |  | 2023-12-31
Capital expenditure
| Replacement of CRO inoperable RMUs |  |  |  | 2023-12-31 |  | 0 | 0 | 0 | 0 | 0 | 0 | 0 | 0 | 0 | 0 | 0 | 0 | 0 | 0 | 0 | 0 | 0 | 0 | 0 | 0 | 0 | 0 | 0 | 0 | 0
| 0 |  |  |  | 2023-12-31 |  | 0 | 0 | 0 | 0 | 0 | 0 | 0 | 0 | 0 | 0 | 0 | 0 | 0 | 0 | 0 | 0 | 0 | 0 | 0 | 0 | 0 | 0 | 0 | 0 | 0
| 0 |  |  |  | 2023-12-31 |  | 0 | 0 | 0 | 0 | 0 | 0 | 0 | 0 | 0 | 0 | 0 | 0 | 0 | 0 | 0 | 0 | 0 | 0 | 0 | 0 | 0 | 0 | 0 | 0 | 0
Cumulative capex
| Replacement of CRO inoperable RMUs |  |  |  | 2023-12-31 |  | 0 | 0 | 0 | 0 | 0 | 0 | 0 | 0 | 0 | 0 | 0 | 0 | 0 | 0 | 0 | 0 | 0 | 0 | 0 | 0 | 0 | 0 | 0 | 0 | 0
| 0 |  |  |  | 2023-12-31 |  | 0 | 0 | 0 | 0 | 0 | 0 | 0 | 0 | 0 | 0 | 0 | 0 | 0 | 0 | 0 | 0 | 0 | 0 | 0 | 0 | 0 | 0 | 0 | 0 | 0
| 0 |  |  |  | 2023-12-31 |  | 0 | 0 | 0 | 0 | 0 | 0 | 0 | 0 | 0 | 0 | 0 | 0 | 0 | 0 | 0 | 0 | 0 | 0 | 0 | 0 | 0 | 0 | 0 | 0 | 0
Annualised capex
| Annualised capex - Replacement of CRO inoperable RMUs |  |  |  | 2023-12-31 |  | 0 | 0 | 0 | 0 | 0 | 0 | 0 | 0 | 0 | 0 | 0 | 0 | 0 | 0 | 0 | 0 | 0 | 0 | 0 | 0 | 0 | 0 | 0 | 0 | 0
| Annualised capex - |  |  |  | 2023-12-31 |  | 0 | 0 | 0 | 0 | 0 | 0 | 0 | 0 | 0 | 0 | 0 | 0 | 0 | 0 | 0 | 0 | 0 | 0 | 0 | 0 | 0 | 0 | 0 | 0 | 0
| Annualised capex - |  |  |  | 2023-12-31 |  | 0 | 0 | 0 | 0 | 0 | 0 | 0 | 0 | 0 | 0 | 0 | 0 | 0 | 0 | 0 | 0 | 0 | 0 | 0 | 0 | 0 | 0 | 0 | 0 | 0
| Total annualised capex |  |  |  | 2023-12-31 |  | 0 | 0 | 0 | 0 | 0 | 0 | 0 | 0 | 0 | 0 | 0 | 0 | 0 | 0 | 0 | 0 | 0 | 0 | 0 | 0 | 0 | 0 | 0 | 0 | 0
| Annualised capex |  |  |  | 2023-12-31 |  | 0 | 0 | 0 | 0 | 0 | 0 | 0 | 0 | 0 | 0 | 0 | 0 | 0 | 0 | 0 | 0 | 0 | 0 | 0 | 0 | 0 | 0 | 0 | 0 | 0
| Operating expenditure |  |  |  | 2023-12-31 |  | 0 | 0 | 0 | 0 | 0 | 0 | 0 | 0 | 0 | 0 | 0 | 0 | 0 | 0 | 0 | 0 | 0 | 0 | 0 | 0 | 0 | 0 | 0 | 0 | 0
| Risk mitigated |  |  |  | 2023-12-31 |  | 0 | 0 | 0 | 0 | 0 | 0 | 0 | 0 | 0 | 0 | 0 | 0 | 0 | 0 | 0 | 0 | 0 | 0 | 0 | 0 | 0 | 0 | 0 | 0 | 0
| Other benefits value |  |  |  | 2023-12-31 |  | 0 | 0 | 0 | 0 | 0 | 0 | 0 | 0 | 0 | 0 | 0 | 0 | 0 | 0 | 0 | 0 | 0 | 0 | 0 | 0 | 0 | 0 | 0 | 0 | 0
| Net benefits |  |  |  | 2023-12-31 |  | 0 | 0 | 0 | 0 | 0 | 0 | 0 | 0 | 0 | 0 | 0 | 0 | 0 | 0 | 0 | 0 | 0 | 0 | 0 | 0 | 0 | 0 | 0 | 0 | 0
SENSITIVITIES
NPV | Net benefits |  |  |  | Option 1 (Base Case)NPV |  | 0 | 0 | 0 | 0 | 0 | 0 | 0 | 0 | 0 | 0 | 0 | 0 | 0 | 0 | 0 | 0 | 0 | 0 | 0 | 0 | 0 | 0 | 0 | 0 | 0
| Total annualised capex | [5 empty] | 0 | 0 | 0 | 0 | 0 | 0 | 0 | 0 | 0 | 0 | 0 | 0 | 0 | 0 | 0 | 0 | 0 | 0 | 0 | 0 | 0 | 0 | 0 | 0 | 0
| Total benefits | [5 empty] | 0 | 0 | 0 | 0 | 0 | 0 | 0 | 0 | 0 | 0 | 0 | 0 | 0 | 0 | 0 | 0 | 0 | 0 | 0 | 0 | 0 | 0 | 0 | 0 | 0
|  | Capex | Total benefits
sens1 | Capex 10% higher | 10% | 0% |  | Option 1 (Base Case)sens1 |  | 0 | 0 | 0 | 0 | 0 | 0 | 0 | 0 | 0 | 0 | 0 | 0 | 0 | 0 | 0 | 0 | 0 | 0 | 0 | 0 | 0 | 0 | 0 | 0 | 0
sens2 | Capex 10% lower | -10% | 0% |  | Option 1 (Base Case)sens2 |  | 0 | 0 | 0 | 0 | 0 | 0 | 0 | 0 | 0 | 0 | 0 | 0 | 0 | 0 | 0 | 0 | 0 | 0 | 0 | 0 | 0 | 0 | 0 | 0 | 0
sens3 | Total benefits 10% higher | 0% | 10% |  | Option 1 (Base Case)sens3 |  | 0 | 0 | 0 | 0 | 0 | 0 | 0 | 0 | 0 | 0 | 0 | 0 | 0 | 0 | 0 | 0 | 0 | 0 | 0 | 0 | 0 | 0 | 0 | 0 | 0
sens4 | Total benefits 10% lower | 0% | -10% |  | Option 1 (Base Case)sens4 |  | 0 | 0 | 0 | 0 | 0 | 0 | 0 | 0 | 0 | 0 | 0 | 0 | 0 | 0 | 0 | 0 | 0 | 0 | 0 | 0 | 0 | 0 | 0 | 0 | 0
sens5 | Capex 10% higher & Total benefits 10% lower | 10% | -10% |  | Option 1 (Base Case)sens5 |  | 0 | 0 | 0 | 0 | 0 | 0 | 0 | 0 | 0 | 0 | 0 | 0 | 0 | 0 | 0 | 0 | 0 | 0 | 0 | 0 | 0 | 0 | 0 | 0 | 0
sens | 0 | 0% | 0% |  | Option 1 (Base Case)sens |  | 0 | 0 | 0 | 0 | 0 | 0 | 0 | 0 | 0 | 0 | 0 | 0 | 0 | 0 | 0 | 0 | 0 | 0 | 0 | 0 | 0 | 0 | 0 | 0 | 0
sens | 0 | 0% | 0% |  | Option 1 (Base Case)sens |  | 0 | 0 | 0 | 0 | 0 | 0 | 0 | 0 | 0 | 0 | 0 | 0 | 0 | 0 | 0 | 0 | 0 | 0 | 0 | 0 | 0 | 0 | 0 | 0 | 0
sens | 0 | 0% | 0% |  | Option 1 (Base Case)sens |  | 0 | 0 | 0 | 0 | 0 | 0 | 0 | 0 | 0 | 0 | 0 | 0 | 0 | 0 | 0 | 0 | 0 | 0 | 0 | 0 | 0 | 0 | 0 | 0 | 0

## Option2
Powercor
Recplacement of CRO inoperable RMUs
OPTION 2 | Replace all CRO inoperatble RMUs over 1 year
Count | [5 empty] | 1 | 2 | 3 | 4 | 5 | 6 | 7 | 8 | 9 | 10 | 11 | 12 | 13 | 14 | 15 | 16 | 17 | 18 | 19 | 20 | 21 | 22 | 23 | 24 | 25
Value of CO2 reductions |  |  |  |  | $/MWh | 24.7305 | 22.3407 | 20.1963 | 18.0629 | 15.9134 | 13.7151 | 13.7151 | 13.7151 | 13.7151 | 13.7151 | 13.7151 | 13.7151 | 13.7151 | 13.7151 | 13.7151 | 13.7151 | 13.7151 | 13.7151 | 13.7151 | 13.7151 | 13.7151 | 13.7151 | 13.7151 | 13.7151 | 13.7151
[5 empty] | Units | 2026-27 | 2027-28 | 2028-29 | 2029-30 | 2030-31 | 2031-32 | 2032-33 | 2033-34 | 2034-35 | 2035-36 | 2036-37 | 2037-38 | 2038-39 | 2039-40 | 2040-41 | 2041-42 | 2042-43 | 2043-44 | 2044-45 | 2045-46 | 2046-47 | 2047-48 | 2048-49 | 2049-50 | 2050-51
INVESTMENT & OPERATING COST
| Capex |  | Asset life (yrs)
| Replacement of air break switches over 1 year |  | 55 | Capex | 2023-12-31 | 5224180 | 0 | 0 | 0 | 0 | 0 | 0 | 0 | 0 | 0 | 0 | 0 | 0 | 0 | 0 | 0 | 0 | 0 | 0 | 0 | 0 | 0 | 0 | 0 | 0
|  |  | 0 |  | 2023-12-31 | 0 | 0 | 0 | 0 | 0 | 0 | 0 | 0 | 0 | 0 | 0 | 0 | 0 | 0 | 0 | 0 | 0 | 0 | 0 | 0 | 0 | 0 | 0 | 0 | 0
|  |  | 0 |  | 2023-12-31 | 0 | 0 | 0 | 0 | 0 | 0 | 0 | 0 | 0 | 0 | 0 | 0 | 0 | 0 | 0 | 0 | 0 | 0 | 0 | 0 | 0 | 0 | 0 | 0 | 0
| Capital expenditure |  |  |  | 2023-12-31 | 5224180 | 0 | 0 | 0 | 0 | 0 | 0 | 0 | 0 | 0 | 0 | 0 | 0 | 0 | 0 | 0 | 0 | 0 | 0 | 0 | 0 | 0 | 0 | 0 | 0
| Operating expenditure |  |  |  | 2023-12-31 | 0 | 0 | 0 | 0 | 0 | 0 | 0 | 0 | 0 | 0 | 0 | 0 | 0 | 0 | 0 | 0 | 0 | 0 | 0 | 0 | 0 | 0 | 0 | 0 | 0
RISK ASSUMPTIONS
| PoF (major) |  |  |  |  | 0 | 0 | 0 | 0 | 0 | 0 | 0 | 0 | 0 | 0 | 0 | 0 | 0 | 0 | 0 | 0 | 0 | 0 | 0 | 0 | 0 | 0 | 0 | 0 | 0
| PoF (reparable) |  |  |  |  | 0 | 0 | 0 | 0 | 0 | 0 | 0 | 0 | 0 | 0 | 0 | 0 | 0 | 0 | 0 | 0 | 0 | 0 | 0 | 0 | 0 | 0 | 0 | 0 | 0
| Energy at risk (weighted) |  |  |  | MWh | 0 | 0 | 0 | 0 | 0 | 0 | 0 | 0 | 0 | 0 | 0 | 0 | 0 | 0 | 0 | 0 | 0 | 0 | 0 | 0 | 0 | 0 | 0 | 0 | 0
| Energy at risk value | $/MWh | 43815.4862 |  | 2023-12-31 | 0 | 0 | 0 | 0 | 0 | 0 | 0 | 0 | 0 | 0 | 0 | 0 | 0 | 0 | 0 | 0 | 0 | 0 | 0 | 0 | 0 | 0 | 0 | 0 | 0
| Safety consequence | (after DF) |  | Safety | 2023-12-31 | 0 | 0 | 0 | 0 | 0 | 0 | 0 | 0 | 0 | 0 | 0 | 0 | 0 | 0 | 0 | 0 | 0 | 0 | 0 | 0 | 0 | 0 | 0 | 0 | 0
| Outages |  |  | Outages | 2023-12-31 | 0 | 0 | 0 | 0 | 0 | 0 | 0 | 0 | 0 | 0 | 0 | 0 | 0 | 0 | 0 | 0 | 0 | 0 | 0 | 0 | 0 | 0 | 0 | 0 | 0
| Asset failure | (after DF) |  | Failures | 2023-12-31 | 0 | 0 | 0 | 0 | 0 | 0 | 0 | 0 | 0 | 0 | 0 | 0 | 0 | 0 | 0 | 0 | 0 | 0 | 0 | 0 | 0 | 0 | 0 | 0 | 0
| Outage for planned program |  |  | Planned | 2023-12-31 | 0 | 0 | 0 | 0 | 0 | 0 | 0 | 0 | 0 | 0 | 0 | 0 | 0 | 0 | 0 | 0 | 0 | 0 | 0 | 0 | 0 | 0 | 0 | 0 | 0
[5 empty] | 2023-12-31 | 0 | 0 | 0 | 0 | 0 | 0 | 0 | 0 | 0 | 0 | 0 | 0 | 0 | 0 | 0 | 0 | 0 | 0 | 0 | 0 | 0 | 0 | 0 | 0 | 0
| Total risk cost |  |  |  |  | 0 | 0 | 0 | 0 | 0 | 0 | 0 | 0 | 0 | 0 | 0 | 0 | 0 | 0 | 0 | 0 | 0 | 0 | 0 | 0 | 0 | 0 | 0 | 0 | 0
OTHER BENEFITS
| Reduction in CO2 emissions |  |  |  | MWh | 0 | 0 | 0 | 0 | 0 | 0 | 0 | 0 | 0 | 0 | 0 | 0 | 0 | 0 | 0 | 0 | 0 | 0 | 0 | 0 | 0 | 0 | 0 | 0 | 0
| Value of reduction in CO2 emissions |  |  |  | $ | 0 | 0 | 0 | 0 | 0 | 0 | 0 | 0 | 0 | 0 | 0 | 0 | 0 | 0 | 0 | 0 | 0 | 0 | 0 | 0 | 0 | 0 | 0 | 0 | 0
| Reliability in worst-served areas | $/MWh | 0 |  | MWh | 0 | 0 | 0 | 0 | 0 | 0 | 0 | 0 | 0 | 0 | 0 | 0 | 0 | 0 | 0 | 0 | 0 | 0 | 0 | 0 | 0 | 0 | 0 | 0 | 0
| Network resilience | $/MWh | 0 |  | MWh | 0 | 0 | 0 | 0 | 0 | 0 | 0 | 0 | 0 | 0 | 0 | 0 | 0 | 0 | 0 | 0 | 0 | 0 | 0 | 0 | 0 | 0 | 0 | 0 | 0
| Enabling solar exports | $/MWh | 4220.9954 |  | MWh | 0 | 0 | 0 | 0 | 0 | 0 | 0 | 0 | 0 | 0 | 0 | 0 | 0 | 0 | 0 | 0 | 0 | 0 | 0 | 0 | 0 | 0 | 0 | 0 | 0
| Aesthetics | $/customer | 0 |  | customers | 0 | 0 | 0 | 0 | 0 | 0 | 0 | 0 | 0 | 0 | 0 | 0 | 0 | 0 | 0 | 0 | 0 | 0 | 0 | 0 | 0 | 0 | 0 | 0 | 0
| Customer value of time - residential | $/customer min | 0.54769 |  | mins | 0 | 0 | 0 | 0 | 0 | 0 | 0 | 0 | 0 | 0 | 0 | 0 | 0 | 0 | 0 | 0 | 0 | 0 | 0 | 0 | 0 | 0 | 0 | 0 | 0
| Customer value of time - business | $/customer min | 0.54769 |  | mins | 0 | 0 | 0 | 0 | 0 | 0 | 0 | 0 | 0 | 0 | 0 | 0 | 0 | 0 | 0 | 0 | 0 | 0 | 0 | 0 | 0 | 0 | 0 | 0 | 0
| Communication | $/customer | 0 |  | customers | 0 | 0 | 0 | 0 | 0 | 0 | 0 | 0 | 0 | 0 | 0 | 0 | 0 | 0 | 0 | 0 | 0 | 0 | 0 | 0 | 0 | 0 | 0 | 0 | 0
| Information accessibility | $/customer | 0 |  | customers | 0 | 0 | 0 | 0 | 0 | 0 | 0 | 0 | 0 | 0 | 0 | 0 | 0 | 0 | 0 | 0 | 0 | 0 | 0 | 0 | 0 | 0 | 0 | 0 | 0
| Other benefits 1 |  |  |  | 2023-12-31 | 0 | 0 | 0 | 0 | 0 | 0 | 0 | 0 | 0 | 0 | 0 | 0 | 0 | 0 | 0 | 0 | 0 | 0 | 0 | 0 | 0 | 0 | 0 | 0 | 0
| Other benefits 2 |  |  |  | 2023-12-31 | 0 | 0 | 0 | 0 | 0 | 0 | 0 | 0 | 0 | 0 | 0 | 0 | 0 | 0 | 0 | 0 | 0 | 0 | 0 | 0 | 0 | 0 | 0 | 0 | 0
| Total other benefits |  |  |  | 2023-12-31 | 0 | 0 | 0 | 0 | 0 | 0 | 0 | 0 | 0 | 0 | 0 | 0 | 0 | 0 | 0 | 0 | 0 | 0 | 0 | 0 | 0 | 0 | 0 | 0 | 0
SUMMARY
| Risks mitigated vs base case |  |  |  | 2023-12-31 | 1951869.3887 | 1951869.3887 | 1951869.3887 | 1951869.3887 | 1951869.3887 | 1951869.3887 | 1951869.3887 | 1951869.3887 | 1951869.3887 | 1951869.3887 | 1951869.3887 | 1951869.3887 | 1951869.3887 | 1951869.3887 | 1951869.3887 | 1951869.3887 | 1951869.3887 | 1951869.3887 | 1951869.3887 | 1951869.3887 | 1951869.3887 | 1951869.3887 | 1951869.3887 | 1951869.3887 | 0
Capital expenditure
| Replacement of air break switches over 1 year |  |  |  | 2023-12-31 | -5224180 | 0 | 0 | 0 | 0 | 0 | 0 | 0 | 0 | 0 | 0 | 0 | 0 | 0 | 0 | 0 | 0 | 0 | 0 | 0 | 0 | 0 | 0 | 0 | 0
| 0 |  |  |  | 2023-12-31 | 0 | 0 | 0 | 0 | 0 | 0 | 0 | 0 | 0 | 0 | 0 | 0 | 0 | 0 | 0 | 0 | 0 | 0 | 0 | 0 | 0 | 0 | 0 | 0 | 0
| 0 |  |  |  | 2023-12-31 | 0 | 0 | 0 | 0 | 0 | 0 | 0 | 0 | 0 | 0 | 0 | 0 | 0 | 0 | 0 | 0 | 0 | 0 | 0 | 0 | 0 | 0 | 0 | 0 | 0
Cumulative capex
| Replacement of air break switches over 1 year |  |  |  | 2023-12-31 | -5224180 | -5224180 | -5224180 | -5224180 | -5224180 | -5224180 | -5224180 | -5224180 | -5224180 | -5224180 | -5224180 | -5224180 | -5224180 | -5224180 | -5224180 | -5224180 | -5224180 | -5224180 | -5224180 | -5224180 | -5224180 | -5224180 | -5224180 | -5224180 | -5224180
| 0 |  |  |  | 2023-12-31 | 0 | 0 | 0 | 0 | 0 | 0 | 0 | 0 | 0 | 0 | 0 | 0 | 0 | 0 | 0 | 0 | 0 | 0 | 0 | 0 | 0 | 0 | 0 | 0 | 0
| 0 |  |  |  | 2023-12-31 | 0 | 0 | 0 | 0 | 0 | 0 | 0 | 0 | 0 | 0 | 0 | 0 | 0 | 0 | 0 | 0 | 0 | 0 | 0 | 0 | 0 | 0 | 0 | 0 | 0
Annualised capex
| Annualised capex - Replacement of air break switches over 1 year |  |  |  | 2023-12-31 | 0 | -215305.3305 | -215305.3305 | -215305.3305 | -215305.3305 | -215305.3305 | -215305.3305 | -215305.3305 | -215305.3305 | -215305.3305 | -215305.3305 | -215305.3305 | -215305.3305 | -215305.3305 | -215305.3305 | -215305.3305 | -215305.3305 | -215305.3305 | -215305.3305 | -215305.3305 | -215305.3305 | -215305.3305 | -215305.3305 | -215305.3305 | -215305.3305
| Annualised capex - |  |  |  | 2023-12-31 | 0 | 0 | 0 | 0 | 0 | 0 | 0 | 0 | 0 | 0 | 0 | 0 | 0 | 0 | 0 | 0 | 0 | 0 | 0 | 0 | 0 | 0 | 0 | 0 | 0
| Annualised capex - |  |  |  | 2023-12-31 | 0 | 0 | 0 | 0 | 0 | 0 | 0 | 0 | 0 | 0 | 0 | 0 | 0 | 0 | 0 | 0 | 0 | 0 | 0 | 0 | 0 | 0 | 0 | 0 | 0
| Total annualised capex |  |  |  | 2023-12-31 | 0 | -215305.3305 | -215305.3305 | -215305.3305 | -215305.3305 | -215305.3305 | -215305.3305 | -215305.3305 | -215305.3305 | -215305.3305 | -215305.3305 | -215305.3305 | -215305.3305 | -215305.3305 | -215305.3305 | -215305.3305 | -215305.3305 | -215305.3305 | -215305.3305 | -215305.3305 | -215305.3305 | -215305.3305 | -215305.3305 | -215305.3305 | -215305.3305
| Annualised capex |  |  |  | 2023-12-31 | 0 | -215305.3305 | -215305.3305 | -215305.3305 | -215305.3305 | -215305.3305 | -215305.3305 | -215305.3305 | -215305.3305 | -215305.3305 | -215305.3305 | -215305.3305 | -215305.3305 | -215305.3305 | -215305.3305 | -215305.3305 | -215305.3305 | -215305.3305 | -215305.3305 | -215305.3305 | -215305.3305 | -215305.3305 | -215305.3305 | -215305.3305 | -215305.3305
| Operating expenditure |  |  |  | 2023-12-31 | 0 | 0 | 0 | 0 | 0 | 0 | 0 | 0 | 0 | 0 | 0 | 0 | 0 | 0 | 0 | 0 | 0 | 0 | 0 | 0 | 0 | 0 | 0 | 0 | 0
| Risk mitigated |  |  |  | 2023-12-31 | 1951869.3887 | 1951869.3887 | 1951869.3887 | 1951869.3887 | 1951869.3887 | 1951869.3887 | 1951869.3887 | 1951869.3887 | 1951869.3887 | 1951869.3887 | 1951869.3887 | 1951869.3887 | 1951869.3887 | 1951869.3887 | 1951869.3887 | 1951869.3887 | 1951869.3887 | 1951869.3887 | 1951869.3887 | 1951869.3887 | 1951869.3887 | 1951869.3887 | 1951869.3887 | 1951869.3887 | 0
| Other benefits value |  |  |  | 2023-12-31 | 0 | 0 | 0 | 0 | 0 | 0 | 0 | 0 | 0 | 0 | 0 | 0 | 0 | 0 | 0 | 0 | 0 | 0 | 0 | 0 | 0 | 0 | 0 | 0 | 0
| Net benefits |  |  |  | 2023-12-31 | 1951869.3887 | 1736564.0583 | 1736564.0583 | 1736564.0583 | 1736564.0583 | 1736564.0583 | 1736564.0583 | 1736564.0583 | 1736564.0583 | 1736564.0583 | 1736564.0583 | 1736564.0583 | 1736564.0583 | 1736564.0583 | 1736564.0583 | 1736564.0583 | 1736564.0583 | 1736564.0583 | 1736564.0583 | 1736564.0583 | 1736564.0583 | 1736564.0583 | 1736564.0583 | 1736564.0583 | -215305.3305
| First capex year |  |  |  | 1
| First year |  |  |  | 1
SENSITIVITIES
NPV | Net benefits |  |  |  | Option 2NPV | 1951869.3887 | 1736564.0583 | 1736564.0583 | 1736564.0583 | 1736564.0583 | 1736564.0583 | 1736564.0583 | 1736564.0583 | 1736564.0583 | 1736564.0583 | 1736564.0583 | 1736564.0583 | 1736564.0583 | 1736564.0583 | 1736564.0583 | 1736564.0583 | 1736564.0583 | 1736564.0583 | 1736564.0583 | 1736564.0583 | 1736564.0583 | 1736564.0583 | 1736564.0583 | 1736564.0583 | -215305.3305
| Total annualised capex |  |  |  |  | 0 | -215305.3305 | -215305.3305 | -215305.3305 | -215305.3305 | -215305.3305 | -215305.3305 | -215305.3305 | -215305.3305 | -215305.3305 | -215305.3305 | -215305.3305 | -215305.3305 | -215305.3305 | -215305.3305 | -215305.3305 | -215305.3305 | -215305.3305 | -215305.3305 | -215305.3305 | -215305.3305 | -215305.3305 | -215305.3305 | -215305.3305 | -215305.3305
| Total benefits |  |  |  |  | 1951869.3887 | 1951869.3887 | 1951869.3887 | 1951869.3887 | 1951869.3887 | 1951869.3887 | 1951869.3887 | 1951869.3887 | 1951869.3887 | 1951869.3887 | 1951869.3887 | 1951869.3887 | 1951869.3887 | 1951869.3887 | 1951869.3887 | 1951869.3887 | 1951869.3887 | 1951869.3887 | 1951869.3887 | 1951869.3887 | 1951869.3887 | 1951869.3887 | 1951869.3887 | 1951869.3887 | 0
|  | Capex | Total benefits
sens1 | Capex 10% higher | 10% | 0% |  | Option 2sens1 | 1951869.3887 | 1715033.5252 | 1715033.5252 | 1715033.5252 | 1715033.5252 | 1715033.5252 | 1715033.5252 | 1715033.5252 | 1715033.5252 | 1715033.5252 | 1715033.5252 | 1715033.5252 | 1715033.5252 | 1715033.5252 | 1715033.5252 | 1715033.5252 | 1715033.5252 | 1715033.5252 | 1715033.5252 | 1715033.5252 | 1715033.5252 | 1715033.5252 | 1715033.5252 | 1715033.5252 | -236835.8635
sens2 | Capex 10% lower | -10% | 0% |  | Option 2sens2 | 1951869.3887 | 1758094.5913 | 1758094.5913 | 1758094.5913 | 1758094.5913 | 1758094.5913 | 1758094.5913 | 1758094.5913 | 1758094.5913 | 1758094.5913 | 1758094.5913 | 1758094.5913 | 1758094.5913 | 1758094.5913 | 1758094.5913 | 1758094.5913 | 1758094.5913 | 1758094.5913 | 1758094.5913 | 1758094.5913 | 1758094.5913 | 1758094.5913 | 1758094.5913 | 1758094.5913 | -193774.7974
sens3 | Total benefits 10% higher | 0% | 10% |  | Option 2sens3 | 2147056.3276 | 1931750.9971 | 1931750.9971 | 1931750.9971 | 1931750.9971 | 1931750.9971 | 1931750.9971 | 1931750.9971 | 1931750.9971 | 1931750.9971 | 1931750.9971 | 1931750.9971 | 1931750.9971 | 1931750.9971 | 1931750.9971 | 1931750.9971 | 1931750.9971 | 1931750.9971 | 1931750.9971 | 1931750.9971 | 1931750.9971 | 1931750.9971 | 1931750.9971 | 1931750.9971 | -215305.3305
sens4 | Total benefits 10% lower | 0% | -10% |  | Option 2sens4 | 1756682.4498 | 1541377.1194 | 1541377.1194 | 1541377.1194 | 1541377.1194 | 1541377.1194 | 1541377.1194 | 1541377.1194 | 1541377.1194 | 1541377.1194 | 1541377.1194 | 1541377.1194 | 1541377.1194 | 1541377.1194 | 1541377.1194 | 1541377.1194 | 1541377.1194 | 1541377.1194 | 1541377.1194 | 1541377.1194 | 1541377.1194 | 1541377.1194 | 1541377.1194 | 1541377.1194 | -215305.3305
sens5 | Capex 10% higher & Total benefits 10% lower | 10% | -10% |  | Option 2sens5 | 1756682.4498 | 1519846.5863 | 1519846.5863 | 1519846.5863 | 1519846.5863 | 1519846.5863 | 1519846.5863 | 1519846.5863 | 1519846.5863 | 1519846.5863 | 1519846.5863 | 1519846.5863 | 1519846.5863 | 1519846.5863 | 1519846.5863 | 1519846.5863 | 1519846.5863 | 1519846.5863 | 1519846.5863 | 1519846.5863 | 1519846.5863 | 1519846.5863 | 1519846.5863 | 1519846.5863 | -236835.8635
sens | 0 | 0% | 0% |  | Option 2sens | 1951869.3887 | 1736564.0583 | 1736564.0583 | 1736564.0583 | 1736564.0583 | 1736564.0583 | 1736564.0583 | 1736564.0583 | 1736564.0583 | 1736564.0583 | 1736564.0583 | 1736564.0583 | 1736564.0583 | 1736564.0583 | 1736564.0583 | 1736564.0583 | 1736564.0583 | 1736564.0583 | 1736564.0583 | 1736564.0583 | 1736564.0583 | 1736564.0583 | 1736564.0583 | 1736564.0583 | -215305.3305
sens | 0 | 0% | 0% |  | Option 2sens | 1951869.3887 | 1736564.0583 | 1736564.0583 | 1736564.0583 | 1736564.0583 | 1736564.0583 | 1736564.0583 | 1736564.0583 | 1736564.0583 | 1736564.0583 | 1736564.0583 | 1736564.0583 | 1736564.0583 | 1736564.0583 | 1736564.0583 | 1736564.0583 | 1736564.0583 | 1736564.0583 | 1736564.0583 | 1736564.0583 | 1736564.0583 | 1736564.0583 | 1736564.0583 | 1736564.0583 | -215305.3305
sens | 0 | 0% | 0% |  | Option 2sens | 1951869.3887 | 1736564.0583 | 1736564.0583 | 1736564.0583 | 1736564.0583 | 1736564.0583 | 1736564.0583 | 1736564.0583 | 1736564.0583 | 1736564.0583 | 1736564.0583 | 1736564.0583 | 1736564.0583 | 1736564.0583 | 1736564.0583 | 1736564.0583 | 1736564.0583 | 1736564.0583 | 1736564.0583 | 1736564.0583 | 1736564.0583 | 1736564.0583 | 1736564.0583 | 1736564.0583 | -215305.3305

## Option3
Powercor
Recplacement of CRO inoperable RMUs
OPTION 3 | Replace all CRO inoperatble RMUs over 5 years
Count | [5 empty] | 1 | 2 | 3 | 4 | 5 | 6 | 7 | 8 | 9 | 10 | 11 | 12 | 13 | 14 | 15 | 16 | 17 | 18 | 19 | 20 | 21 | 22 | 23 | 24 | 25
Value of CO2 reductions |  |  |  |  | $/MWh | 24.7305 | 22.3407 | 20.1963 | 18.0629 | 15.9134 | 13.7151 | 13.7151 | 13.7151 | 13.7151 | 13.7151 | 13.7151 | 13.7151 | 13.7151 | 13.7151 | 13.7151 | 13.7151 | 13.7151 | 13.7151 | 13.7151 | 13.7151 | 13.7151 | 13.7151 | 13.7151 | 13.7151 | 13.7151
[5 empty] | Units | 2026-27 | 2027-28 | 2028-29 | 2029-30 | 2030-31 | 2031-32 | 2032-33 | 2033-34 | 2034-35 | 2035-36 | 2036-37 | 2037-38 | 2038-39 | 2039-40 | 2040-41 | 2041-42 | 2042-43 | 2043-44 | 2044-45 | 2045-46 | 2046-47 | 2047-48 | 2048-49 | 2049-50 | 2050-51
INVESTMENT & OPERATING COST
| Capex |  | Asset life (yrs)
| Replacement of air break switches over 5 year |  | 55 | Capex | 2023-12-31 | 1030120 | 1030120 | 1030120 | 1030120 | 1030120 | 73580 | 0 | 0 | 0 | 0 | 0 | 0 | 0 | 0 | 0 | 0 | 0 | 0 | 0 | 0 | 0 | 0 | 0 | 0 | 0
|  |  | 0 |  | 2023-12-31 | 0 | 0 | 0 | 0 | 0 | 0 | 0 | 0 | 0 | 0 | 0 | 0 | 0 | 0 | 0 | 0 | 0 | 0 | 0 | 0 | 0 | 0 | 0 | 0 | 0
|  |  | 0 |  | 2023-12-31 | 0 | 0 | 0 | 0 | 0 | 0 | 0 | 0 | 0 | 0 | 0 | 0 | 0 | 0 | 0 | 0 | 0 | 0 | 0 | 0 | 0 | 0 | 0 | 0 | 0
| Capital expenditure |  |  |  | 2023-12-31 | 1030120 | 1030120 | 1030120 | 1030120 | 1030120 | 73580 | 0 | 0 | 0 | 0 | 0 | 0 | 0 | 0 | 0 | 0 | 0 | 0 | 0 | 0 | 0 | 0 | 0 | 0 | 0
| Operating expenditure |  |  |  | 2023-12-31 | 0 | 0 | 0 | 0 | 0 | 0 | 0 | 0 | 0 | 0 | 0 | 0 | 0 | 0 | 0 | 0 | 0 | 0 | 0 | 0 | 0 | 0 | 0 | 0 | 0
RISK ASSUMPTIONS
| PoF (major) |  |  |  |  | 0 | 0 | 0 | 0 | 0 | 0 | 0 | 0 | 0 | 0 | 0 | 0 | 0 | 0 | 0 | 0 | 0 | 0 | 0 | 0 | 0 | 0 | 0 | 0 | 0
| PoF (reparable) |  |  |  |  | 0 | 0 | 0 | 0 | 0 | 0 | 0 | 0 | 0 | 0 | 0 | 0 | 0 | 0 | 0 | 0 | 0 | 0 | 0 | 0 | 0 | 0 | 0 | 0 | 0
| Energy at risk (weighted) |  |  |  | MWh | 0 | 0 | 0 | 0 | 0 | 0 | 0 | 0 | 0 | 0 | 0 | 0 | 0 | 0 | 0 | 0 | 0 | 0 | 0 | 0 | 0 | 0 | 0 | 0 | 0
| Energy at risk value | $/MWh | 43815.4862 |  | 2023-12-31 | 1566993.7346 | 1182118.0805 | 797242.4264 | 412366.7723 | 27491.1182 | 0 | 0 | 0 | 0 | 0 | 0 | 0 | 0 | 0 | 0 | 0 | 0 | 0 | 0 | 0 | 0 | 0 | 0 | 0 | 0
| Safety consequence | (after DF) |  | Safety | 2023-12-31 | 0 | 0 | 0 | 0 | 0 | 0 | 0 | 0 | 0 | 0 | 0 | 0 | 0 | 0 | 0 | 0 | 0 | 0 | 0 | 0 | 0 | 0 | 0 | 0 | 0
| Outages |  |  | Outages | 2023-12-31 | 0 | 0 | 0 | 0 | 0 | 0 | 0 | 0 | 0 | 0 | 0 | 0 | 0 | 0 | 0 | 0 | 0 | 0 | 0 | 0 | 0 | 0 | 0 | 0 | 0
| Asset failure | (after DF) |  | Failures | 2023-12-31 | 0 | 0 | 0 | 0 | 0 | 0 | 0 | 0 | 0 | 0 | 0 | 0 | 0 | 0 | 0 | 0 | 0 | 0 | 0 | 0 | 0 | 0 | 0 | 0 | 0
| Outage for planned program |  |  | Planned | 2023-12-31 | 0 | 0 | 0 | 0 | 0 | 0 | 0 | 0 | 0 | 0 | 0 | 0 | 0 | 0 | 0 | 0 | 0 | 0 | 0 | 0 | 0 | 0 | 0 | 0 | 0
[5 empty] | 2023-12-31 | 0 | 0 | 0 | 0 | 0 | 0 | 0 | 0 | 0 | 0 | 0 | 0 | 0 | 0 | 0 | 0 | 0 | 0 | 0 | 0 | 0 | 0 | 0 | 0 | 0
| Total risk cost |  |  |  |  | 1566993.7346 | 1182118.0805 | 797242.4264 | 412366.7723 | 27491.1182 | 0 | 0 | 0 | 0 | 0 | 0 | 0 | 0 | 0 | 0 | 0 | 0 | 0 | 0 | 0 | 0 | 0 | 0 | 0 | 0
OTHER BENEFITS
| Reduction in CO2 emissions |  |  |  | MWh | 0 | 0 | 0 | 0 | 0 | 0 | 0 | 0 | 0 | 0 | 0 | 0 | 0 | 0 | 0 | 0 | 0 | 0 | 0 | 0 | 0 | 0 | 0 | 0 | 0
| Value of reduction in CO2 emissions |  |  |  | $ | 0 | 0 | 0 | 0 | 0 | 0 | 0 | 0 | 0 | 0 | 0 | 0 | 0 | 0 | 0 | 0 | 0 | 0 | 0 | 0 | 0 | 0 | 0 | 0 | 0
| Reliability in worst-served areas | $/MWh | 0 |  | MWh | 0 | 0 | 0 | 0 | 0 | 0 | 0 | 0 | 0 | 0 | 0 | 0 | 0 | 0 | 0 | 0 | 0 | 0 | 0 | 0 | 0 | 0 | 0 | 0 | 0
| Network resilience | $/MWh | 0 |  | MWh | 0 | 0 | 0 | 0 | 0 | 0 | 0 | 0 | 0 | 0 | 0 | 0 | 0 | 0 | 0 | 0 | 0 | 0 | 0 | 0 | 0 | 0 | 0 | 0 | 0
| Enabling solar exports | $/MWh | 4220.9954 |  | MWh | 0 | 0 | 0 | 0 | 0 | 0 | 0 | 0 | 0 | 0 | 0 | 0 | 0 | 0 | 0 | 0 | 0 | 0 | 0 | 0 | 0 | 0 | 0 | 0 | 0
| Aesthetics | $/customer | 0 |  | customers | 0 | 0 | 0 | 0 | 0 | 0 | 0 | 0 | 0 | 0 | 0 | 0 | 0 | 0 | 0 | 0 | 0 | 0 | 0 | 0 | 0 | 0 | 0 | 0 | 0
| Customer value of time (res) | $/customer min | 0.54769 |  | mins | 0 | 0 | 0 | 0 | 0 | 0 | 0 | 0 | 0 | 0 | 0 | 0 | 0 | 0 | 0 | 0 | 0 | 0 | 0 | 0 | 0 | 0 | 0 | 0 | 0
| Customer value of time (bus) | $/customer min | 0.54769 |  | mins | 0 | 0 | 0 | 0 | 0 | 0 | 0 | 0 | 0 | 0 | 0 | 0 | 0 | 0 | 0 | 0 | 0 | 0 | 0 | 0 | 0 | 0 | 0 | 0 | 0
| Communication | $/customer | 0 |  | customers | 0 | 0 | 0 | 0 | 0 | 0 | 0 | 0 | 0 | 0 | 0 | 0 | 0 | 0 | 0 | 0 | 0 | 0 | 0 | 0 | 0 | 0 | 0 | 0 | 0
| Information accessibility | $/customer | 0 |  | customers | 0 | 0 | 0 | 0 | 0 | 0 | 0 | 0 | 0 | 0 | 0 | 0 | 0 | 0 | 0 | 0 | 0 | 0 | 0 | 0 | 0 | 0 | 0 | 0 | 0
| Other benefits 1 |  |  |  | 2023-12-31 | 0 | 0 | 0 | 0 | 0 | 0 | 0 | 0 | 0 | 0 | 0 | 0 | 0 | 0 | 0 | 0 | 0 | 0 | 0 | 0 | 0 | 0 | 0 | 0 | 0
| Other benefits 2 |  |  |  | 2023-12-31 | 0 | 0 | 0 | 0 | 0 | 0 | 0 | 0 | 0 | 0 | 0 | 0 | 0 | 0 | 0 | 0 | 0 | 0 | 0 | 0 | 0 | 0 | 0 | 0 | 0
| Total other benefits |  |  |  | 2023-12-31 | 0 | 0 | 0 | 0 | 0 | 0 | 0 | 0 | 0 | 0 | 0 | 0 | 0 | 0 | 0 | 0 | 0 | 0 | 0 | 0 | 0 | 0 | 0 | 0 | 0
SUMMARY
| Risks mitigated vs base case |  |  |  | 2023-12-31 | 384875.6541 | 769751.3082 | 1154626.9623 | 1539502.6165 | 1924378.2706 | 1951869.3887 | 1951869.3887 | 1951869.3887 | 1951869.3887 | 1951869.3887 | 1951869.3887 | 1951869.3887 | 1951869.3887 | 1951869.3887 | 1951869.3887 | 1951869.3887 | 1951869.3887 | 1951869.3887 | 1951869.3887 | 1951869.3887 | 1951869.3887 | 1951869.3887 | 1951869.3887 | 1951869.3887 | 0
Capital expenditure
| Replacement of air break switches over 5 year |  |  |  | 2023-12-31 | -1030120 | -1030120 | -1030120 | -1030120 | -1030120 | -73580 | 0 | 0 | 0 | 0 | 0 | 0 | 0 | 0 | 0 | 0 | 0 | 0 | 0 | 0 | 0 | 0 | 0 | 0 | 0
| 0 |  |  |  | 2023-12-31 | 0 | 0 | 0 | 0 | 0 | 0 | 0 | 0 | 0 | 0 | 0 | 0 | 0 | 0 | 0 | 0 | 0 | 0 | 0 | 0 | 0 | 0 | 0 | 0 | 0
| 0 |  |  |  | 2023-12-31 | 0 | 0 | 0 | 0 | 0 | 0 | 0 | 0 | 0 | 0 | 0 | 0 | 0 | 0 | 0 | 0 | 0 | 0 | 0 | 0 | 0 | 0 | 0 | 0 | 0
Cumulative capex
| Replacement of air break switches over 5 year |  |  |  | 2023-12-31 | -1030120 | -2060240 | -3090360 | -4120480 | -5150600 | -5224180 | -5224180 | -5224180 | -5224180 | -5224180 | -5224180 | -5224180 | -5224180 | -5224180 | -5224180 | -5224180 | -5224180 | -5224180 | -5224180 | -5224180 | -5224180 | -5224180 | -5224180 | -5224180 | -5224180
| 0 |  |  |  | 2023-12-31 | 0 | 0 | 0 | 0 | 0 | 0 | 0 | 0 | 0 | 0 | 0 | 0 | 0 | 0 | 0 | 0 | 0 | 0 | 0 | 0 | 0 | 0 | 0 | 0 | 0
| 0 |  |  |  | 2023-12-31 | 0 | 0 | 0 | 0 | 0 | 0 | 0 | 0 | 0 | 0 | 0 | 0 | 0 | 0 | 0 | 0 | 0 | 0 | 0 | 0 | 0 | 0 | 0 | 0 | 0
Annualised capex
| Annualised capex - Replacement of air break switches over 5 year |  |  |  | 2023-12-31 | 0 | -42454.5722 | -84909.1444 | -127363.7166 | -169818.2888 | -212272.861 | -215305.3305 | -215305.3305 | -215305.3305 | -215305.3305 | -215305.3305 | -215305.3305 | -215305.3305 | -215305.3305 | -215305.3305 | -215305.3305 | -215305.3305 | -215305.3305 | -215305.3305 | -215305.3305 | -215305.3305 | -215305.3305 | -215305.3305 | -215305.3305 | -215305.3305
| Annualised capex - |  |  |  | 2023-12-31 | 0 | 0 | 0 | 0 | 0 | 0 | 0 | 0 | 0 | 0 | 0 | 0 | 0 | 0 | 0 | 0 | 0 | 0 | 0 | 0 | 0 | 0 | 0 | 0 | 0
| Annualised capex - |  |  |  | 2023-12-31 | 0 | 0 | 0 | 0 | 0 | 0 | 0 | 0 | 0 | 0 | 0 | 0 | 0 | 0 | 0 | 0 | 0 | 0 | 0 | 0 | 0 | 0 | 0 | 0 | 0
| Total annualised capex |  |  |  | 2023-12-31 | 0 | -42454.5722 | -84909.1444 | -127363.7166 | -169818.2888 | -212272.861 | -215305.3305 | -215305.3305 | -215305.3305 | -215305.3305 | -215305.3305 | -215305.3305 | -215305.3305 | -215305.3305 | -215305.3305 | -215305.3305 | -215305.3305 | -215305.3305 | -215305.3305 | -215305.3305 | -215305.3305 | -215305.3305 | -215305.3305 | -215305.3305 | -215305.3305
| Annualised capex |  |  |  | 2023-12-31 | 0 | -42454.5722 | -84909.1444 | -127363.7166 | -169818.2888 | -212272.861 | -215305.3305 | -215305.3305 | -215305.3305 | -215305.3305 | -215305.3305 | -215305.3305 | -215305.3305 | -215305.3305 | -215305.3305 | -215305.3305 | -215305.3305 | -215305.3305 | -215305.3305 | -215305.3305 | -215305.3305 | -215305.3305 | -215305.3305 | -215305.3305 | -215305.3305
| Operating expenditure |  |  |  | 2023-12-31 | 0 | 0 | 0 | 0 | 0 | 0 | 0 | 0 | 0 | 0 | 0 | 0 | 0 | 0 | 0 | 0 | 0 | 0 | 0 | 0 | 0 | 0 | 0 | 0 | 0
| Risk mitigated |  |  |  | 2023-12-31 | 384875.6541 | 769751.3082 | 1154626.9623 | 1539502.6165 | 1924378.2706 | 1951869.3887 | 1951869.3887 | 1951869.3887 | 1951869.3887 | 1951869.3887 | 1951869.3887 | 1951869.3887 | 1951869.3887 | 1951869.3887 | 1951869.3887 | 1951869.3887 | 1951869.3887 | 1951869.3887 | 1951869.3887 | 1951869.3887 | 1951869.3887 | 1951869.3887 | 1951869.3887 | 1951869.3887 | 0
| Other benefits value |  |  |  | 2023-12-31 | 0 | 0 | 0 | 0 | 0 | 0 | 0 | 0 | 0 | 0 | 0 | 0 | 0 | 0 | 0 | 0 | 0 | 0 | 0 | 0 | 0 | 0 | 0 | 0 | 0
| Net benefits |  |  |  | 2023-12-31 | 384875.6541 | 727296.736 | 1069717.8179 | 1412138.8998 | 1754559.9818 | 1739596.5277 | 1736564.0583 | 1736564.0583 | 1736564.0583 | 1736564.0583 | 1736564.0583 | 1736564.0583 | 1736564.0583 | 1736564.0583 | 1736564.0583 | 1736564.0583 | 1736564.0583 | 1736564.0583 | 1736564.0583 | 1736564.0583 | 1736564.0583 | 1736564.0583 | 1736564.0583 | 1736564.0583 | -215305.3305
| First capex year |  |  |  | 1
| First year |  |  |  | 1
SENSITIVITIES
NPV | Net benefits |  |  |  | Option 3NPV | 384875.6541 | 727296.736 | 1069717.8179 | 1412138.8998 | 1754559.9818 | 1739596.5277 | 1736564.0583 | 1736564.0583 | 1736564.0583 | 1736564.0583 | 1736564.0583 | 1736564.0583 | 1736564.0583 | 1736564.0583 | 1736564.0583 | 1736564.0583 | 1736564.0583 | 1736564.0583 | 1736564.0583 | 1736564.0583 | 1736564.0583 | 1736564.0583 | 1736564.0583 | 1736564.0583 | -215305.3305
| Total annualised capex |  |  |  |  | 0 | -42454.5722 | -84909.1444 | -127363.7166 | -169818.2888 | -212272.861 | -215305.3305 | -215305.3305 | -215305.3305 | -215305.3305 | -215305.3305 | -215305.3305 | -215305.3305 | -215305.3305 | -215305.3305 | -215305.3305 | -215305.3305 | -215305.3305 | -215305.3305 | -215305.3305 | -215305.3305 | -215305.3305 | -215305.3305 | -215305.3305 | -215305.3305
| Total benefits |  |  |  |  | 384875.6541 | 769751.3082 | 1154626.9623 | 1539502.6165 | 1924378.2706 | 1951869.3887 | 1951869.3887 | 1951869.3887 | 1951869.3887 | 1951869.3887 | 1951869.3887 | 1951869.3887 | 1951869.3887 | 1951869.3887 | 1951869.3887 | 1951869.3887 | 1951869.3887 | 1951869.3887 | 1951869.3887 | 1951869.3887 | 1951869.3887 | 1951869.3887 | 1951869.3887 | 1951869.3887 | 0
|  | Capex | Total benefits
sens1 | Capex 10% higher | 10% | 0% |  | Option 3sens1 | 384875.6541 | 723051.2788 | 1061226.9035 | 1399402.5282 | 1737578.1529 | 1718369.2416 | 1715033.5252 | 1715033.5252 | 1715033.5252 | 1715033.5252 | 1715033.5252 | 1715033.5252 | 1715033.5252 | 1715033.5252 | 1715033.5252 | 1715033.5252 | 1715033.5252 | 1715033.5252 | 1715033.5252 | 1715033.5252 | 1715033.5252 | 1715033.5252 | 1715033.5252 | 1715033.5252 | -236835.8635
sens2 | Capex 10% lower | -10% | 0% |  | Option 3sens2 | 384875.6541 | 731542.1932 | 1078208.7324 | 1424875.2715 | 1771541.8106 | 1760823.8138 | 1758094.5913 | 1758094.5913 | 1758094.5913 | 1758094.5913 | 1758094.5913 | 1758094.5913 | 1758094.5913 | 1758094.5913 | 1758094.5913 | 1758094.5913 | 1758094.5913 | 1758094.5913 | 1758094.5913 | 1758094.5913 | 1758094.5913 | 1758094.5913 | 1758094.5913 | 1758094.5913 | -193774.7974
sens3 | Total benefits 10% higher | 0% | 10% |  | Option 3sens3 | 423363.2195 | 804271.8668 | 1185180.5142 | 1566089.1615 | 1946997.8088 | 1934783.4666 | 1931750.9971 | 1931750.9971 | 1931750.9971 | 1931750.9971 | 1931750.9971 | 1931750.9971 | 1931750.9971 | 1931750.9971 | 1931750.9971 | 1931750.9971 | 1931750.9971 | 1931750.9971 | 1931750.9971 | 1931750.9971 | 1931750.9971 | 1931750.9971 | 1931750.9971 | 1931750.9971 | -215305.3305
sens4 | Total benefits 10% lower | 0% | -10% |  | Option 3sens4 | 346388.0887 | 650321.6052 | 954255.1217 | 1258188.6382 | 1562122.1547 | 1544409.5888 | 1541377.1194 | 1541377.1194 | 1541377.1194 | 1541377.1194 | 1541377.1194 | 1541377.1194 | 1541377.1194 | 1541377.1194 | 1541377.1194 | 1541377.1194 | 1541377.1194 | 1541377.1194 | 1541377.1194 | 1541377.1194 | 1541377.1194 | 1541377.1194 | 1541377.1194 | 1541377.1194 | -215305.3305
sens5 | Capex 10% higher & Total benefits 10% lower | 10% | -10% |  | Option 3sens5 | 346388.0887 | 646076.148 | 945764.2073 | 1245452.2665 | 1545140.3258 | 1523182.3027 | 1519846.5863 | 1519846.5863 | 1519846.5863 | 1519846.5863 | 1519846.5863 | 1519846.5863 | 1519846.5863 | 1519846.5863 | 1519846.5863 | 1519846.5863 | 1519846.5863 | 1519846.5863 | 1519846.5863 | 1519846.5863 | 1519846.5863 | 1519846.5863 | 1519846.5863 | 1519846.5863 | -236835.8635
sens | 0 | 0% | 0% |  | Option 3sens | 384875.6541 | 727296.736 | 1069717.8179 | 1412138.8998 | 1754559.9818 | 1739596.5277 | 1736564.0583 | 1736564.0583 | 1736564.0583 | 1736564.0583 | 1736564.0583 | 1736564.0583 | 1736564.0583 | 1736564.0583 | 1736564.0583 | 1736564.0583 | 1736564.0583 | 1736564.0583 | 1736564.0583 | 1736564.0583 | 1736564.0583 | 1736564.0583 | 1736564.0583 | 1736564.0583 | -215305.3305
sens | 0 | 0% | 0% |  | Option 3sens | 384875.6541 | 727296.736 | 1069717.8179 | 1412138.8998 | 1754559.9818 | 1739596.5277 | 1736564.0583 | 1736564.0583 | 1736564.0583 | 1736564.0583 | 1736564.0583 | 1736564.0583 | 1736564.0583 | 1736564.0583 | 1736564.0583 | 1736564.0583 | 1736564.0583 | 1736564.0583 | 1736564.0583 | 1736564.0583 | 1736564.0583 | 1736564.0583 | 1736564.0583 | 1736564.0583 | -215305.3305
sens | 0 | 0% | 0% |  | Option 3sens | 384875.6541 | 727296.736 | 1069717.8179 | 1412138.8998 | 1754559.9818 | 1739596.5277 | 1736564.0583 | 1736564.0583 | 1736564.0583 | 1736564.0583 | 1736564.0583 | 1736564.0583 | 1736564.0583 | 1736564.0583 | 1736564.0583 | 1736564.0583 | 1736564.0583 | 1736564.0583 | 1736564.0583 | 1736564.0583 | 1736564.0583 | 1736564.0583 | 1736564.0583 | 1736564.0583 | -215305.3305

## Option4
Powercor
Recplacement of CRO inoperable RMUs
OPTION 4 | Replace all CRO inoperatble RMUs over 10 years
Count | [5 empty] | 1 | 2 | 3 | 4 | 5 | 6 | 7 | 8 | 9 | 10 | 11 | 12 | 13 | 14 | 15 | 16 | 17 | 18 | 19 | 20 | 21 | 22 | 23 | 24 | 25
Value of CO2 reductions |  |  |  |  | $/MWh | 24.7305 | 22.3407 | 20.1963 | 18.0629 | 15.9134 | 13.7151 | 13.7151 | 13.7151 | 13.7151 | 13.7151 | 13.7151 | 13.7151 | 13.7151 | 13.7151 | 13.7151 | 13.7151 | 13.7151 | 13.7151 | 13.7151 | 13.7151 | 13.7151 | 13.7151 | 13.7151 | 13.7151 | 13.7151
[5 empty] | Units | 2026-27 | 2027-28 | 2028-29 | 2029-30 | 2030-31 | 2031-32 | 2032-33 | 2033-34 | 2034-35 | 2035-36 | 2036-37 | 2037-38 | 2038-39 | 2039-40 | 2040-41 | 2041-42 | 2042-43 | 2043-44 | 2044-45 | 2045-46 | 2046-47 | 2047-48 | 2048-49 | 2049-50 | 2050-51
INVESTMENT & OPERATING COST
| Capex |  | Asset life (yrs)
| Replacement of air break switches over 10 year |  | 55 | Capex | 2023-12-31 | 515060 | 515060 | 515060 | 515060 | 515060 | 515060 | 515060 | 515060 | 515060 | 515060 | 73580 | 0 | 0 | 0 | 0 | 0 | 0 | 0 | 0 | 0 | 0 | 0 | 0 | 0 | 0
|  |  | 0 |  | 2023-12-31 | 0 | 0 | 0 | 0 | 0 | 0 | 0 | 0 | 0 | 0 | 0 | 0 | 0 | 0 | 0 | 0 | 0 | 0 | 0 | 0 | 0 | 0 | 0 | 0 | 0
|  |  | 0 |  | 2023-12-31 | 0 | 0 | 0 | 0 | 0 | 0 | 0 | 0 | 0 | 0 | 0 | 0 | 0 | 0 | 0 | 0 | 0 | 0 | 0 | 0 | 0 | 0 | 0 | 0 | 0
| Capital expenditure |  |  |  | 2023-12-31 | 515060 | 515060 | 515060 | 515060 | 515060 | 515060 | 515060 | 515060 | 515060 | 515060 | 73580 | 0 | 0 | 0 | 0 | 0 | 0 | 0 | 0 | 0 | 0 | 0 | 0 | 0 | 0
| Operating expenditure |  |  |  | 2023-12-31 | 0 | 0 | 0 | 0 | 0 | 0 | 0 | 0 | 0 | 0 | 0 | 0 | 0 | 0 | 0 | 0 | 0 | 0 | 0 | 0 | 0 | 0 | 0 | 0 | 0
RISK ASSUMPTIONS
| PoF (major) |  |  |  |  | 0 | 0 | 0 | 0 | 0 | 0 | 0 | 0 | 0 | 0 | 0 | 0 | 0 | 0 | 0 | 0 | 0 | 0 | 0 | 0 | 0 | 0 | 0 | 0 | 0
| PoF (reparable) |  |  |  |  | 0 | 0 | 0 | 0 | 0 | 0 | 0 | 0 | 0 | 0 | 0 | 0 | 0 | 0 | 0 | 0 | 0 | 0 | 0 | 0 | 0 | 0 | 0 | 0 | 0
| Energy at risk (weighted) |  |  |  | MWh | 0 | 0 | 0 | 0 | 0 | 0 | 0 | 0 | 0 | 0 | 0 | 0 | 0 | 0 | 0 | 0 | 0 | 0 | 0 | 0 | 0 | 0 | 0 | 0 | 0
| Energy at risk value | $/MWh | 43815.4862 |  | 2023-12-31 | 1951869.3887 | 1759431.5617 | 1566993.7346 | 1374555.9075 | 1182118.0805 | 989680.2534 | 797242.4264 | 604804.5993 | 412366.7723 | 219928.9452 | 27491.1182 | 0 | 0 | 0 | 0 | 0 | 0 | 0 | 0 | 0 | 0 | 0 | 0 | 0 | 0
| Safety consequence | (after DF) |  | Safety | 2023-12-31 | 0 | 0 | 0 | 0 | 0 | 0 | 0 | 0 | 0 | 0 | 0 | 0 | 0 | 0 | 0 | 0 | 0 | 0 | 0 | 0 | 0 | 0 | 0 | 0 | 0
| Outages |  |  | Outages | 2023-12-31 | 0 | 0 | 0 | 0 | 0 | 0 | 0 | 0 | 0 | 0 | 0 | 0 | 0 | 0 | 0 | 0 | 0 | 0 | 0 | 0 | 0 | 0 | 0 | 0 | 0
| Asset failure | (after DF) |  | Failures | 2023-12-31 | 0 | 0 | 0 | 0 | 0 | 0 | 0 | 0 | 0 | 0 | 0 | 0 | 0 | 0 | 0 | 0 | 0 | 0 | 0 | 0 | 0 | 0 | 0 | 0 | 0
| Outage for planned program |  |  | Planned | 2023-12-31 | 0 | 0 | 0 | 0 | 0 | 0 | 0 | 0 | 0 | 0 | 0 | 0 | 0 | 0 | 0 | 0 | 0 | 0 | 0 | 0 | 0 | 0 | 0 | 0 | 0
[5 empty] | 2023-12-31 | 0 | 0 | 0 | 0 | 0 | 0 | 0 | 0 | 0 | 0 | 0 | 0 | 0 | 0 | 0 | 0 | 0 | 0 | 0 | 0 | 0 | 0 | 0 | 0 | 0
| Total risk cost |  |  |  |  | 1951869.3887 | 1759431.5617 | 1566993.7346 | 1374555.9075 | 1182118.0805 | 989680.2534 | 797242.4264 | 604804.5993 | 412366.7723 | 219928.9452 | 27491.1182 | 0 | 0 | 0 | 0 | 0 | 0 | 0 | 0 | 0 | 0 | 0 | 0 | 0 | 0
OTHER BENEFITS
| Reduction in CO2 emissions |  |  |  | MWh | 0 | 0 | 0 | 0 | 0 | 0 | 0 | 0 | 0 | 0 | 0 | 0 | 0 | 0 | 0 | 0 | 0 | 0 | 0 | 0 | 0 | 0 | 0 | 0 | 0
| Value of reduction in CO2 emissions |  |  |  | $ | 0 | 0 | 0 | 0 | 0 | 0 | 0 | 0 | 0 | 0 | 0 | 0 | 0 | 0 | 0 | 0 | 0 | 0 | 0 | 0 | 0 | 0 | 0 | 0 | 0
| Reliability in worst-served areas | $/MWh | 0 |  | MWh | 0 | 0 | 0 | 0 | 0 | 0 | 0 | 0 | 0 | 0 | 0 | 0 | 0 | 0 | 0 | 0 | 0 | 0 | 0 | 0 | 0 | 0 | 0 | 0 | 0
| Network resilience | $/MWh | 0 |  | MWh | 0 | 0 | 0 | 0 | 0 | 0 | 0 | 0 | 0 | 0 | 0 | 0 | 0 | 0 | 0 | 0 | 0 | 0 | 0 | 0 | 0 | 0 | 0 | 0 | 0
| Enabling solar exports | $/MWh | 4220.9954 |  | MWh | 0 | 0 | 0 | 0 | 0 | 0 | 0 | 0 | 0 | 0 | 0 | 0 | 0 | 0 | 0 | 0 | 0 | 0 | 0 | 0 | 0 | 0 | 0 | 0 | 0
| Aesthetics | $/customer | 0 |  | customers | 0 | 0 | 0 | 0 | 0 | 0 | 0 | 0 | 0 | 0 | 0 | 0 | 0 | 0 | 0 | 0 | 0 | 0 | 0 | 0 | 0 | 0 | 0 | 0 | 0
| Customer value of time (res) | $/customer min | 0.54769 |  | mins | 0 | 0 | 0 | 0 | 0 | 0 | 0 | 0 | 0 | 0 | 0 | 0 | 0 | 0 | 0 | 0 | 0 | 0 | 0 | 0 | 0 | 0 | 0 | 0 | 0
| Customer value of time (bus) | $/customer min | 0.54769 |  | mins | 0 | 0 | 0 | 0 | 0 | 0 | 0 | 0 | 0 | 0 | 0 | 0 | 0 | 0 | 0 | 0 | 0 | 0 | 0 | 0 | 0 | 0 | 0 | 0 | 0
| Communication | $/customer | 0 |  | customers | 0 | 0 | 0 | 0 | 0 | 0 | 0 | 0 | 0 | 0 | 0 | 0 | 0 | 0 | 0 | 0 | 0 | 0 | 0 | 0 | 0 | 0 | 0 | 0 | 0
| Information accessibility | $/customer | 0 |  | customers | 0 | 0 | 0 | 0 | 0 | 0 | 0 | 0 | 0 | 0 | 0 | 0 | 0 | 0 | 0 | 0 | 0 | 0 | 0 | 0 | 0 | 0 | 0 | 0 | 0
| Other benefits 1 |  |  |  | 2023-12-31 | 0 | 0 | 0 | 0 | 0 | 0 | 0 | 0 | 0 | 0 | 0 | 0 | 0 | 0 | 0 | 0 | 0 | 0 | 0 | 0 | 0 | 0 | 0 | 0 | 0
| Other benefits 2 |  |  |  | 2023-12-31 | 0 | 0 | 0 | 0 | 0 | 0 | 0 | 0 | 0 | 0 | 0 | 0 | 0 | 0 | 0 | 0 | 0 | 0 | 0 | 0 | 0 | 0 | 0 | 0 | 0
| Total other benefits |  |  |  | 2023-12-31 | 0 | 0 | 0 | 0 | 0 | 0 | 0 | 0 | 0 | 0 | 0 | 0 | 0 | 0 | 0 | 0 | 0 | 0 | 0 | 0 | 0 | 0 | 0 | 0 | 0
SUMMARY
| Risks mitigated vs base case |  |  |  | 2023-12-31 | 0 | 192437.8271 | 384875.6541 | 577313.4812 | 769751.3082 | 962189.1353 | 1154626.9623 | 1347064.7894 | 1539502.6165 | 1731940.4435 | 1924378.2706 | 1951869.3887 | 1951869.3887 | 1951869.3887 | 1951869.3887 | 1951869.3887 | 1951869.3887 | 1951869.3887 | 1951869.3887 | 1951869.3887 | 1951869.3887 | 1951869.3887 | 1951869.3887 | 1951869.3887 | 0
Capital expenditure
| Replacement of air break switches over 10 year |  |  |  | 2023-12-31 | -515060 | -515060 | -515060 | -515060 | -515060 | -515060 | -515060 | -515060 | -515060 | -515060 | -73580 | 0 | 0 | 0 | 0 | 0 | 0 | 0 | 0 | 0 | 0 | 0 | 0 | 0 | 0
| 0 |  |  |  | 2023-12-31 | 0 | 0 | 0 | 0 | 0 | 0 | 0 | 0 | 0 | 0 | 0 | 0 | 0 | 0 | 0 | 0 | 0 | 0 | 0 | 0 | 0 | 0 | 0 | 0 | 0
| 0 |  |  |  | 2023-12-31 | 0 | 0 | 0 | 0 | 0 | 0 | 0 | 0 | 0 | 0 | 0 | 0 | 0 | 0 | 0 | 0 | 0 | 0 | 0 | 0 | 0 | 0 | 0 | 0 | 0
Cumulative capex
| Replacement of air break switches over 10 year |  |  |  | 2023-12-31 | -515060 | -1030120 | -1545180 | -2060240 | -2575300 | -3090360 | -3605420 | -4120480 | -4635540 | -5150600 | -5224180 | -5224180 | -5224180 | -5224180 | -5224180 | -5224180 | -5224180 | -5224180 | -5224180 | -5224180 | -5224180 | -5224180 | -5224180 | -5224180 | -5224180
| 0 |  |  |  | 2023-12-31 | 0 | 0 | 0 | 0 | 0 | 0 | 0 | 0 | 0 | 0 | 0 | 0 | 0 | 0 | 0 | 0 | 0 | 0 | 0 | 0 | 0 | 0 | 0 | 0 | 0
| 0 |  |  |  | 2023-12-31 | 0 | 0 | 0 | 0 | 0 | 0 | 0 | 0 | 0 | 0 | 0 | 0 | 0 | 0 | 0 | 0 | 0 | 0 | 0 | 0 | 0 | 0 | 0 | 0 | 0
Annualised capex
| Annualised capex - Replacement of air break switches over 10 year |  |  |  | 2023-12-31 | 0 | -21227.2861 | -42454.5722 | -63681.8583 | -84909.1444 | -106136.4305 | -127363.7166 | -148591.0027 | -169818.2888 | -191045.5749 | -212272.861 | -215305.3305 | -215305.3305 | -215305.3305 | -215305.3305 | -215305.3305 | -215305.3305 | -215305.3305 | -215305.3305 | -215305.3305 | -215305.3305 | -215305.3305 | -215305.3305 | -215305.3305 | -215305.3305
| Annualised capex - |  |  |  | 2023-12-31 | 0 | 0 | 0 | 0 | 0 | 0 | 0 | 0 | 0 | 0 | 0 | 0 | 0 | 0 | 0 | 0 | 0 | 0 | 0 | 0 | 0 | 0 | 0 | 0 | 0
| Annualised capex - |  |  |  | 2023-12-31 | 0 | 0 | 0 | 0 | 0 | 0 | 0 | 0 | 0 | 0 | 0 | 0 | 0 | 0 | 0 | 0 | 0 | 0 | 0 | 0 | 0 | 0 | 0 | 0 | 0
| Total annualised capex |  |  |  | 2023-12-31 | 0 | -21227.2861 | -42454.5722 | -63681.8583 | -84909.1444 | -106136.4305 | -127363.7166 | -148591.0027 | -169818.2888 | -191045.5749 | -212272.861 | -215305.3305 | -215305.3305 | -215305.3305 | -215305.3305 | -215305.3305 | -215305.3305 | -215305.3305 | -215305.3305 | -215305.3305 | -215305.3305 | -215305.3305 | -215305.3305 | -215305.3305 | -215305.3305
| Annualised capex |  |  |  | 2023-12-31 | 0 | -21227.2861 | -42454.5722 | -63681.8583 | -84909.1444 | -106136.4305 | -127363.7166 | -148591.0027 | -169818.2888 | -191045.5749 | -212272.861 | -215305.3305 | -215305.3305 | -215305.3305 | -215305.3305 | -215305.3305 | -215305.3305 | -215305.3305 | -215305.3305 | -215305.3305 | -215305.3305 | -215305.3305 | -215305.3305 | -215305.3305 | -215305.3305
| Operating expenditure |  |  |  | 2023-12-31 | 0 | 0 | 0 | 0 | 0 | 0 | 0 | 0 | 0 | 0 | 0 | 0 | 0 | 0 | 0 | 0 | 0 | 0 | 0 | 0 | 0 | 0 | 0 | 0 | 0
| Risk mitigated |  |  |  | 2023-12-31 | 0 | 192437.8271 | 384875.6541 | 577313.4812 | 769751.3082 | 962189.1353 | 1154626.9623 | 1347064.7894 | 1539502.6165 | 1731940.4435 | 1924378.2706 | 1951869.3887 | 1951869.3887 | 1951869.3887 | 1951869.3887 | 1951869.3887 | 1951869.3887 | 1951869.3887 | 1951869.3887 | 1951869.3887 | 1951869.3887 | 1951869.3887 | 1951869.3887 | 1951869.3887 | 0
| Other benefits value |  |  |  | 2023-12-31 | 0 | 0 | 0 | 0 | 0 | 0 | 0 | 0 | 0 | 0 | 0 | 0 | 0 | 0 | 0 | 0 | 0 | 0 | 0 | 0 | 0 | 0 | 0 | 0 | 0
| Net benefits |  |  |  | 2023-12-31 | 0 | 171210.541 | 342421.0819 | 513631.6229 | 684842.1638 | 856052.7048 | 1027263.2457 | 1198473.7867 | 1369684.3276 | 1540894.8686 | 1712105.4096 | 1736564.0583 | 1736564.0583 | 1736564.0583 | 1736564.0583 | 1736564.0583 | 1736564.0583 | 1736564.0583 | 1736564.0583 | 1736564.0583 | 1736564.0583 | 1736564.0583 | 1736564.0583 | 1736564.0583 | -215305.3305
| First capex year |  |  |  | 1
| First year |  |  |  | 1
SENSITIVITIES
NPV | Net benefits |  |  |  | Option 4NPV | 0 | 171210.541 | 342421.0819 | 513631.6229 | 684842.1638 | 856052.7048 | 1027263.2457 | 1198473.7867 | 1369684.3276 | 1540894.8686 | 1712105.4096 | 1736564.0583 | 1736564.0583 | 1736564.0583 | 1736564.0583 | 1736564.0583 | 1736564.0583 | 1736564.0583 | 1736564.0583 | 1736564.0583 | 1736564.0583 | 1736564.0583 | 1736564.0583 | 1736564.0583 | -215305.3305
| Total annualised capex |  |  |  |  | 0 | -21227.2861 | -42454.5722 | -63681.8583 | -84909.1444 | -106136.4305 | -127363.7166 | -148591.0027 | -169818.2888 | -191045.5749 | -212272.861 | -215305.3305 | -215305.3305 | -215305.3305 | -215305.3305 | -215305.3305 | -215305.3305 | -215305.3305 | -215305.3305 | -215305.3305 | -215305.3305 | -215305.3305 | -215305.3305 | -215305.3305 | -215305.3305
| Total benefits |  |  |  |  | 0 | 192437.8271 | 384875.6541 | 577313.4812 | 769751.3082 | 962189.1353 | 1154626.9623 | 1347064.7894 | 1539502.6165 | 1731940.4435 | 1924378.2706 | 1951869.3887 | 1951869.3887 | 1951869.3887 | 1951869.3887 | 1951869.3887 | 1951869.3887 | 1951869.3887 | 1951869.3887 | 1951869.3887 | 1951869.3887 | 1951869.3887 | 1951869.3887 | 1951869.3887 | 0
|  | Capex | Total benefits
sens1 | Capex 10% higher | 10% | 0% |  | Option 4sens1 | 0 | 169087.8123 | 338175.6247 | 507263.437 | 676351.2494 | 845439.0617 | 1014526.8741 | 1183614.6864 | 1352702.4988 | 1521790.3111 | 1690878.1234 | 1715033.5252 | 1715033.5252 | 1715033.5252 | 1715033.5252 | 1715033.5252 | 1715033.5252 | 1715033.5252 | 1715033.5252 | 1715033.5252 | 1715033.5252 | 1715033.5252 | 1715033.5252 | 1715033.5252 | -236835.8635
sens2 | Capex 10% lower | -10% | 0% |  | Option 4sens2 | 0 | 173333.2696 | 346666.5391 | 519999.8087 | 693333.0783 | 866666.3478 | 1039999.6174 | 1213332.887 | 1386666.1565 | 1559999.4261 | 1733332.6957 | 1758094.5913 | 1758094.5913 | 1758094.5913 | 1758094.5913 | 1758094.5913 | 1758094.5913 | 1758094.5913 | 1758094.5913 | 1758094.5913 | 1758094.5913 | 1758094.5913 | 1758094.5913 | 1758094.5913 | -193774.7974
sens3 | Total benefits 10% higher | 0% | 10% |  | Option 4sens3 | 0 | 190454.3237 | 380908.6473 | 571362.971 | 761817.2946 | 952271.6183 | 1142725.942 | 1333180.2656 | 1523634.5893 | 1714088.9129 | 1904543.2366 | 1931750.9971 | 1931750.9971 | 1931750.9971 | 1931750.9971 | 1931750.9971 | 1931750.9971 | 1931750.9971 | 1931750.9971 | 1931750.9971 | 1931750.9971 | 1931750.9971 | 1931750.9971 | 1931750.9971 | -215305.3305
sens4 | Total benefits 10% lower | 0% | -10% |  | Option 4sens4 | 0 | 151966.7582 | 303933.5165 | 455900.2747 | 607867.033 | 759833.7912 | 911800.5495 | 1063767.3077 | 1215734.066 | 1367700.8242 | 1519667.5825 | 1541377.1194 | 1541377.1194 | 1541377.1194 | 1541377.1194 | 1541377.1194 | 1541377.1194 | 1541377.1194 | 1541377.1194 | 1541377.1194 | 1541377.1194 | 1541377.1194 | 1541377.1194 | 1541377.1194 | -215305.3305
sens5 | Capex 10% higher & Total benefits 10% lower | 10% | -10% |  | Option 4sens5 | 0 | 149844.0296 | 299688.0593 | 449532.0889 | 599376.1186 | 749220.1482 | 899064.1778 | 1048908.2075 | 1198752.2371 | 1348596.2668 | 1498440.2964 | 1519846.5863 | 1519846.5863 | 1519846.5863 | 1519846.5863 | 1519846.5863 | 1519846.5863 | 1519846.5863 | 1519846.5863 | 1519846.5863 | 1519846.5863 | 1519846.5863 | 1519846.5863 | 1519846.5863 | -236835.8635
sens | 0 | 0% | 0% |  | Option 4sens | 0 | 171210.541 | 342421.0819 | 513631.6229 | 684842.1638 | 856052.7048 | 1027263.2457 | 1198473.7867 | 1369684.3276 | 1540894.8686 | 1712105.4096 | 1736564.0583 | 1736564.0583 | 1736564.0583 | 1736564.0583 | 1736564.0583 | 1736564.0583 | 1736564.0583 | 1736564.0583 | 1736564.0583 | 1736564.0583 | 1736564.0583 | 1736564.0583 | 1736564.0583 | -215305.3305
sens | 0 | 0% | 0% |  | Option 4sens | 0 | 171210.541 | 342421.0819 | 513631.6229 | 684842.1638 | 856052.7048 | 1027263.2457 | 1198473.7867 | 1369684.3276 | 1540894.8686 | 1712105.4096 | 1736564.0583 | 1736564.0583 | 1736564.0583 | 1736564.0583 | 1736564.0583 | 1736564.0583 | 1736564.0583 | 1736564.0583 | 1736564.0583 | 1736564.0583 | 1736564.0583 | 1736564.0583 | 1736564.0583 | -215305.3305
sens | 0 | 0% | 0% |  | Option 4sens | 0 | 171210.541 | 342421.0819 | 513631.6229 | 684842.1638 | 856052.7048 | 1027263.2457 | 1198473.7867 | 1369684.3276 | 1540894.8686 | 1712105.4096 | 1736564.0583 | 1736564.0583 | 1736564.0583 | 1736564.0583 | 1736564.0583 | 1736564.0583 | 1736564.0583 | 1736564.0583 | 1736564.0583 | 1736564.0583 | 1736564.0583 | 1736564.0583 | 1736564.0583 | -215305.3305

## Option5
Powercor
Recplacement of CRO inoperable RMUs
OPTION 5 | Replace all CRO inoperatble RMUs over 15 years
Count | [5 empty] | 1 | 2 | 3 | 4 | 5 | 6 | 7 | 8 | 9 | 10 | 11 | 12 | 13 | 14 | 15 | 16 | 17 | 18 | 19 | 20 | 21 | 22 | 23 | 24 | 25
Value of CO2 reductions |  |  |  |  | $/MWh | 24.7305 | 22.3407 | 20.1963 | 18.0629 | 15.9134 | 13.7151 | 13.7151 | 13.7151 | 13.7151 | 13.7151 | 13.7151 | 13.7151 | 13.7151 | 13.7151 | 13.7151 | 13.7151 | 13.7151 | 13.7151 | 13.7151 | 13.7151 | 13.7151 | 13.7151 | 13.7151 | 13.7151 | 13.7151
[5 empty] | Units | 2026-27 | 2027-28 | 2028-29 | 2029-30 | 2030-31 | 2031-32 | 2032-33 | 2033-34 | 2034-35 | 2035-36 | 2036-37 | 2037-38 | 2038-39 | 2039-40 | 2040-41 | 2041-42 | 2042-43 | 2043-44 | 2044-45 | 2045-46 | 2046-47 | 2047-48 | 2048-49 | 2049-50 | 2050-51
INVESTMENT & OPERATING COST
| Capex |  | Asset life (yrs)
| Replacement of air break switches over 15 year |  | 55 | Capex | 2023-12-31 | 331110 | 331110 | 331110 | 331110 | 331110 | 331110 | 331110 | 331110 | 331110 | 331110 | 331110 | 331110 | 331110 | 331110 | 331110 | 257530 | 0 | 0 | 0 | 0 | 0 | 0 | 0 | 0 | 0
|  |  | 0 |  | 2023-12-31 | 0 | 0 | 0 | 0 | 0 | 0 | 0 | 0 | 0 | 0 | 0 | 0 | 0 | 0 | 0 | 0 | 0 | 0 | 0 | 0 | 0 | 0 | 0 | 0 | 0
|  |  | 0 |  | 2023-12-31 | 0 | 0 | 0 | 0 | 0 | 0 | 0 | 0 | 0 | 0 | 0 | 0 | 0 | 0 | 0 | 0 | 0 | 0 | 0 | 0 | 0 | 0 | 0 | 0 | 0
| Capital expenditure |  |  |  | 2023-12-31 | 331110 | 331110 | 331110 | 331110 | 331110 | 331110 | 331110 | 331110 | 331110 | 331110 | 331110 | 331110 | 331110 | 331110 | 331110 | 257530 | 0 | 0 | 0 | 0 | 0 | 0 | 0 | 0 | 0
| Operating expenditure |  |  |  | 2023-12-31 | 0 | 0 | 0 | 0 | 0 | 0 | 0 | 0 | 0 | 0 | 0 | 0 | 0 | 0 | 0 | 0 | 0 | 0 | 0 | 0 | 0 | 0 | 0 | 0 | 0
RISK ASSUMPTIONS
| PoF (major) |  |  |  |  | 0 | 0 | 0 | 0 | 0 | 0 | 0 | 0 | 0 | 0 | 0 | 0 | 0 | 0 | 0 | 0 | 0 | 0 | 0 | 0 | 0 | 0 | 0 | 0 | 0
| PoF (reparable) |  |  |  |  | 0 | 0 | 0 | 0 | 0 | 0 | 0 | 0 | 0 | 0 | 0 | 0 | 0 | 0 | 0 | 0 | 0 | 0 | 0 | 0 | 0 | 0 | 0 | 0 | 0
| Energy at risk (weighted) |  |  |  | MWh | 0 | 0 | 0 | 0 | 0 | 0 | 0 | 0 | 0 | 0 | 0 | 0 | 0 | 0 | 0 | 0 | 0 | 0 | 0 | 0 | 0 | 0 | 0 | 0 | 0
| Energy at risk value | $/MWh | 43815.4862 |  | 2023-12-31 | 1951869.3887 | 1828159.357 | 1704449.3254 | 1580739.2937 | 1457029.262 | 1333319.2303 | 1209609.1986 | 1085899.167 | 962189.1353 | 838479.1036 | 714769.0719 | 591059.0402 | 467349.0086 | 343638.9769 | 219928.9452 | 96218.9135 | 0 | 0 | 0 | 0 | 0 | 0 | 0 | 0 | 0
| Safety consequence | (after DF) |  | Safety | 2023-12-31 | 0 | 0 | 0 | 0 | 0 | 0 | 0 | 0 | 0 | 0 | 0 | 0 | 0 | 0 | 0 | 0 | 0 | 0 | 0 | 0 | 0 | 0 | 0 | 0 | 0
| Outages |  |  | Outages | 2023-12-31 | 0 | 0 | 0 | 0 | 0 | 0 | 0 | 0 | 0 | 0 | 0 | 0 | 0 | 0 | 0 | 0 | 0 | 0 | 0 | 0 | 0 | 0 | 0 | 0 | 0
| Asset failure | (after DF) |  | Failures | 2023-12-31 | 0 | 0 | 0 | 0 | 0 | 0 | 0 | 0 | 0 | 0 | 0 | 0 | 0 | 0 | 0 | 0 | 0 | 0 | 0 | 0 | 0 | 0 | 0 | 0 | 0
| Outage for planned program |  |  | Planned | 2023-12-31 | 0 | 0 | 0 | 0 | 0 | 0 | 0 | 0 | 0 | 0 | 0 | 0 | 0 | 0 | 0 | 0 | 0 | 0 | 0 | 0 | 0 | 0 | 0 | 0 | 0
[5 empty] | 2023-12-31 | 0 | 0 | 0 | 0 | 0 | 0 | 0 | 0 | 0 | 0 | 0 | 0 | 0 | 0 | 0 | 0 | 0 | 0 | 0 | 0 | 0 | 0 | 0 | 0 | 0
| Total risk cost |  |  |  |  | 1951869.3887 | 1828159.357 | 1704449.3254 | 1580739.2937 | 1457029.262 | 1333319.2303 | 1209609.1986 | 1085899.167 | 962189.1353 | 838479.1036 | 714769.0719 | 591059.0402 | 467349.0086 | 343638.9769 | 219928.9452 | 96218.9135 | 0 | 0 | 0 | 0 | 0 | 0 | 0 | 0 | 0
OTHER BENEFITS
| Reduction in CO2 emissions |  |  |  | MWh | 0 | 0 | 0 | 0 | 0 | 0 | 0 | 0 | 0 | 0 | 0 | 0 | 0 | 0 | 0 | 0 | 0 | 0 | 0 | 0 | 0 | 0 | 0 | 0 | 0
| Value of reduction in CO2 emissions |  |  |  | $ | 0 | 0 | 0 | 0 | 0 | 0 | 0 | 0 | 0 | 0 | 0 | 0 | 0 | 0 | 0 | 0 | 0 | 0 | 0 | 0 | 0 | 0 | 0 | 0 | 0
| Reliability in worst-served areas | $/MWh | 0 |  | MWh | 0 | 0 | 0 | 0 | 0 | 0 | 0 | 0 | 0 | 0 | 0 | 0 | 0 | 0 | 0 | 0 | 0 | 0 | 0 | 0 | 0 | 0 | 0 | 0 | 0
| Network resilience | $/MWh | 0 |  | MWh | 0 | 0 | 0 | 0 | 0 | 0 | 0 | 0 | 0 | 0 | 0 | 0 | 0 | 0 | 0 | 0 | 0 | 0 | 0 | 0 | 0 | 0 | 0 | 0 | 0
| Enabling solar exports | $/MWh | 4220.9954 |  | MWh | 0 | 0 | 0 | 0 | 0 | 0 | 0 | 0 | 0 | 0 | 0 | 0 | 0 | 0 | 0 | 0 | 0 | 0 | 0 | 0 | 0 | 0 | 0 | 0 | 0
| Aesthetics | $/customer | 0 |  | customers | 0 | 0 | 0 | 0 | 0 | 0 | 0 | 0 | 0 | 0 | 0 | 0 | 0 | 0 | 0 | 0 | 0 | 0 | 0 | 0 | 0 | 0 | 0 | 0 | 0
| Customer value of time (res) | $/customer min | 0.54769 |  | mins | 0 | 0 | 0 | 0 | 0 | 0 | 0 | 0 | 0 | 0 | 0 | 0 | 0 | 0 | 0 | 0 | 0 | 0 | 0 | 0 | 0 | 0 | 0 | 0 | 0
| Customer value of time (bus) | $/customer min | 0.54769 |  | mins | 0 | 0 | 0 | 0 | 0 | 0 | 0 | 0 | 0 | 0 | 0 | 0 | 0 | 0 | 0 | 0 | 0 | 0 | 0 | 0 | 0 | 0 | 0 | 0 | 0
| Communication | $/customer | 0 |  | customers | 0 | 0 | 0 | 0 | 0 | 0 | 0 | 0 | 0 | 0 | 0 | 0 | 0 | 0 | 0 | 0 | 0 | 0 | 0 | 0 | 0 | 0 | 0 | 0 | 0
| Information accessibility | $/customer | 0 |  | customers | 0 | 0 | 0 | 0 | 0 | 0 | 0 | 0 | 0 | 0 | 0 | 0 | 0 | 0 | 0 | 0 | 0 | 0 | 0 | 0 | 0 | 0 | 0 | 0 | 0
| Other benefits 1 |  |  |  | 2023-12-31 | 0 | 0 | 0 | 0 | 0 | 0 | 0 | 0 | 0 | 0 | 0 | 0 | 0 | 0 | 0 | 0 | 0 | 0 | 0 | 0 | 0 | 0 | 0 | 0 | 0
| Other benefits 2 |  |  |  | 2023-12-31 | 0 | 0 | 0 | 0 | 0 | 0 | 0 | 0 | 0 | 0 | 0 | 0 | 0 | 0 | 0 | 0 | 0 | 0 | 0 | 0 | 0 | 0 | 0 | 0 | 0
| Total other benefits |  |  |  | 2023-12-31 | 0 | 0 | 0 | 0 | 0 | 0 | 0 | 0 | 0 | 0 | 0 | 0 | 0 | 0 | 0 | 0 | 0 | 0 | 0 | 0 | 0 | 0 | 0 | 0 | 0
SUMMARY
| Risks mitigated vs base case |  |  |  | 2023-12-31 | 0 | 123710.0317 | 247420.0634 | 371130.095 | 494840.1267 | 618550.1584 | 742260.1901 | 865970.2218 | 989680.2534 | 1113390.2851 | 1237100.3168 | 1360810.3485 | 1484520.3802 | 1608230.4118 | 1731940.4435 | 1855650.4752 | 1951869.3887 | 1951869.3887 | 1951869.3887 | 1951869.3887 | 1951869.3887 | 1951869.3887 | 1951869.3887 | 1951869.3887 | 0
Capital expenditure
| Replacement of air break switches over 15 year |  |  |  | 2023-12-31 | -331110 | -331110 | -331110 | -331110 | -331110 | -331110 | -331110 | -331110 | -331110 | -331110 | -331110 | -331110 | -331110 | -331110 | -331110 | -257530 | 0 | 0 | 0 | 0 | 0 | 0 | 0 | 0 | 0
| 0 |  |  |  | 2023-12-31 | 0 | 0 | 0 | 0 | 0 | 0 | 0 | 0 | 0 | 0 | 0 | 0 | 0 | 0 | 0 | 0 | 0 | 0 | 0 | 0 | 0 | 0 | 0 | 0 | 0
| 0 |  |  |  | 2023-12-31 | 0 | 0 | 0 | 0 | 0 | 0 | 0 | 0 | 0 | 0 | 0 | 0 | 0 | 0 | 0 | 0 | 0 | 0 | 0 | 0 | 0 | 0 | 0 | 0 | 0
Cumulative capex
| Replacement of air break switches over 15 year |  |  |  | 2023-12-31 | -331110 | -662220 | -993330 | -1324440 | -1655550 | -1986660 | -2317770 | -2648880 | -2979990 | -3311100 | -3642210 | -3973320 | -4304430 | -4635540 | -4966650 | -5224180 | -5224180 | -5224180 | -5224180 | -5224180 | -5224180 | -5224180 | -5224180 | -5224180 | -5224180
| 0 |  |  |  | 2023-12-31 | 0 | 0 | 0 | 0 | 0 | 0 | 0 | 0 | 0 | 0 | 0 | 0 | 0 | 0 | 0 | 0 | 0 | 0 | 0 | 0 | 0 | 0 | 0 | 0 | 0
| 0 |  |  |  | 2023-12-31 | 0 | 0 | 0 | 0 | 0 | 0 | 0 | 0 | 0 | 0 | 0 | 0 | 0 | 0 | 0 | 0 | 0 | 0 | 0 | 0 | 0 | 0 | 0 | 0 | 0
Annualised capex
| Annualised capex - Replacement of air break switches over 15 year |  |  |  | 2023-12-31 | 0 | -13646.1125 | -27292.225 | -40938.3375 | -54584.45 | -68230.5625 | -81876.675 | -95522.7875 | -109168.9 | -122815.0124 | -136461.1249 | -150107.2374 | -163753.3499 | -177399.4624 | -191045.5749 | -204691.6874 | -215305.3305 | -215305.3305 | -215305.3305 | -215305.3305 | -215305.3305 | -215305.3305 | -215305.3305 | -215305.3305 | -215305.3305
| Annualised capex - |  |  |  | 2023-12-31 | 0 | 0 | 0 | 0 | 0 | 0 | 0 | 0 | 0 | 0 | 0 | 0 | 0 | 0 | 0 | 0 | 0 | 0 | 0 | 0 | 0 | 0 | 0 | 0 | 0
| Annualised capex - |  |  |  | 2023-12-31 | 0 | 0 | 0 | 0 | 0 | 0 | 0 | 0 | 0 | 0 | 0 | 0 | 0 | 0 | 0 | 0 | 0 | 0 | 0 | 0 | 0 | 0 | 0 | 0 | 0
| Total annualised capex |  |  |  | 2023-12-31 | 0 | -13646.1125 | -27292.225 | -40938.3375 | -54584.45 | -68230.5625 | -81876.675 | -95522.7875 | -109168.9 | -122815.0124 | -136461.1249 | -150107.2374 | -163753.3499 | -177399.4624 | -191045.5749 | -204691.6874 | -215305.3305 | -215305.3305 | -215305.3305 | -215305.3305 | -215305.3305 | -215305.3305 | -215305.3305 | -215305.3305 | -215305.3305
| Annualised capex |  |  |  | 2023-12-31 | 0 | -13646.1125 | -27292.225 | -40938.3375 | -54584.45 | -68230.5625 | -81876.675 | -95522.7875 | -109168.9 | -122815.0124 | -136461.1249 | -150107.2374 | -163753.3499 | -177399.4624 | -191045.5749 | -204691.6874 | -215305.3305 | -215305.3305 | -215305.3305 | -215305.3305 | -215305.3305 | -215305.3305 | -215305.3305 | -215305.3305 | -215305.3305
| Operating expenditure |  |  |  | 2023-12-31 | 0 | 0 | 0 | 0 | 0 | 0 | 0 | 0 | 0 | 0 | 0 | 0 | 0 | 0 | 0 | 0 | 0 | 0 | 0 | 0 | 0 | 0 | 0 | 0 | 0
| Risk mitigated |  |  |  | 2023-12-31 | 0 | 123710.0317 | 247420.0634 | 371130.095 | 494840.1267 | 618550.1584 | 742260.1901 | 865970.2218 | 989680.2534 | 1113390.2851 | 1237100.3168 | 1360810.3485 | 1484520.3802 | 1608230.4118 | 1731940.4435 | 1855650.4752 | 1951869.3887 | 1951869.3887 | 1951869.3887 | 1951869.3887 | 1951869.3887 | 1951869.3887 | 1951869.3887 | 1951869.3887 | 0
| Other benefits value |  |  |  | 2023-12-31 | 0 | 0 | 0 | 0 | 0 | 0 | 0 | 0 | 0 | 0 | 0 | 0 | 0 | 0 | 0 | 0 | 0 | 0 | 0 | 0 | 0 | 0 | 0 | 0 | 0
| Net benefits |  |  |  | 2023-12-31 | 0 | 110063.9192 | 220127.8384 | 330191.7576 | 440255.6767 | 550319.5959 | 660383.5151 | 770447.4343 | 880511.3535 | 990575.2727 | 1100639.1919 | 1210703.111 | 1320767.0302 | 1430830.9494 | 1540894.8686 | 1650958.7878 | 1736564.0583 | 1736564.0583 | 1736564.0583 | 1736564.0583 | 1736564.0583 | 1736564.0583 | 1736564.0583 | 1736564.0583 | -215305.3305
| First capex year |  |  |  | 1
| First year |  |  |  | 1
SENSITIVITIES
NPV | Net benefits |  |  |  | Option 5NPV | 0 | 110063.9192 | 220127.8384 | 330191.7576 | 440255.6767 | 550319.5959 | 660383.5151 | 770447.4343 | 880511.3535 | 990575.2727 | 1100639.1919 | 1210703.111 | 1320767.0302 | 1430830.9494 | 1540894.8686 | 1650958.7878 | 1736564.0583 | 1736564.0583 | 1736564.0583 | 1736564.0583 | 1736564.0583 | 1736564.0583 | 1736564.0583 | 1736564.0583 | -215305.3305
| Total annualised capex |  |  |  |  | 0 | -13646.1125 | -27292.225 | -40938.3375 | -54584.45 | -68230.5625 | -81876.675 | -95522.7875 | -109168.9 | -122815.0124 | -136461.1249 | -150107.2374 | -163753.3499 | -177399.4624 | -191045.5749 | -204691.6874 | -215305.3305 | -215305.3305 | -215305.3305 | -215305.3305 | -215305.3305 | -215305.3305 | -215305.3305 | -215305.3305 | -215305.3305
| Total benefits |  |  |  |  | 0 | 123710.0317 | 247420.0634 | 371130.095 | 494840.1267 | 618550.1584 | 742260.1901 | 865970.2218 | 989680.2534 | 1113390.2851 | 1237100.3168 | 1360810.3485 | 1484520.3802 | 1608230.4118 | 1731940.4435 | 1855650.4752 | 1951869.3887 | 1951869.3887 | 1951869.3887 | 1951869.3887 | 1951869.3887 | 1951869.3887 | 1951869.3887 | 1951869.3887 | 0
|  | Capex | Total benefits
sens1 | Capex 10% higher | 10% | 0% |  | Option 5sens1 | 0 | 108699.3079 | 217398.6159 | 326097.9238 | 434797.2317 | 543496.5397 | 652195.8476 | 760895.1556 | 869594.4635 | 978293.7714 | 1086993.0794 | 1195692.3873 | 1304391.6952 | 1413091.0032 | 1521790.3111 | 1630489.619 | 1715033.5252 | 1715033.5252 | 1715033.5252 | 1715033.5252 | 1715033.5252 | 1715033.5252 | 1715033.5252 | 1715033.5252 | -236835.8635
sens2 | Capex 10% lower | -10% | 0% |  | Option 5sens2 | 0 | 111428.5304 | 222857.0609 | 334285.5913 | 445714.1217 | 557142.6522 | 668571.1826 | 779999.713 | 891428.2435 | 1002856.7739 | 1114285.3043 | 1225713.8348 | 1337142.3652 | 1448570.8957 | 1559999.4261 | 1671427.9565 | 1758094.5913 | 1758094.5913 | 1758094.5913 | 1758094.5913 | 1758094.5913 | 1758094.5913 | 1758094.5913 | 1758094.5913 | -193774.7974
sens3 | Total benefits 10% higher | 0% | 10% |  | Option 5sens3 | 0 | 122434.9224 | 244869.8447 | 367304.7671 | 489739.6894 | 612174.6118 | 734609.5341 | 857044.4565 | 979479.3788 | 1101914.3012 | 1224349.2235 | 1346784.1459 | 1469219.0682 | 1591653.9906 | 1714088.9129 | 1836523.8353 | 1931750.9971 | 1931750.9971 | 1931750.9971 | 1931750.9971 | 1931750.9971 | 1931750.9971 | 1931750.9971 | 1931750.9971 | -215305.3305
sens4 | Total benefits 10% lower | 0% | -10% |  | Option 5sens4 | 0 | 97692.916 | 195385.832 | 293078.7481 | 390771.6641 | 488464.5801 | 586157.4961 | 683850.4121 | 781543.3281 | 879236.2442 | 976929.1602 | 1074622.0762 | 1172314.9922 | 1270007.9082 | 1367700.8242 | 1465393.7403 | 1541377.1194 | 1541377.1194 | 1541377.1194 | 1541377.1194 | 1541377.1194 | 1541377.1194 | 1541377.1194 | 1541377.1194 | -215305.3305
sens5 | Capex 10% higher & Total benefits 10% lower | 10% | -10% |  | Option 5sens5 | 0 | 96328.3048 | 192656.6095 | 288984.9143 | 385313.2191 | 481641.5238 | 577969.8286 | 674298.1334 | 770626.4381 | 866954.7429 | 963283.0477 | 1059611.3524 | 1155939.6572 | 1252267.962 | 1348596.2668 | 1444924.5715 | 1519846.5863 | 1519846.5863 | 1519846.5863 | 1519846.5863 | 1519846.5863 | 1519846.5863 | 1519846.5863 | 1519846.5863 | -236835.8635
sens | 0 | 0% | 0% |  | Option 5sens | 0 | 110063.9192 | 220127.8384 | 330191.7576 | 440255.6767 | 550319.5959 | 660383.5151 | 770447.4343 | 880511.3535 | 990575.2727 | 1100639.1919 | 1210703.111 | 1320767.0302 | 1430830.9494 | 1540894.8686 | 1650958.7878 | 1736564.0583 | 1736564.0583 | 1736564.0583 | 1736564.0583 | 1736564.0583 | 1736564.0583 | 1736564.0583 | 1736564.0583 | -215305.3305
sens | 0 | 0% | 0% |  | Option 5sens | 0 | 110063.9192 | 220127.8384 | 330191.7576 | 440255.6767 | 550319.5959 | 660383.5151 | 770447.4343 | 880511.3535 | 990575.2727 | 1100639.1919 | 1210703.111 | 1320767.0302 | 1430830.9494 | 1540894.8686 | 1650958.7878 | 1736564.0583 | 1736564.0583 | 1736564.0583 | 1736564.0583 | 1736564.0583 | 1736564.0583 | 1736564.0583 | 1736564.0583 | -215305.3305
sens | 0 | 0% | 0% |  | Option 5sens | 0 | 110063.9192 | 220127.8384 | 330191.7576 | 440255.6767 | 550319.5959 | 660383.5151 | 770447.4343 | 880511.3535 | 990575.2727 | 1100639.1919 | 1210703.111 | 1320767.0302 | 1430830.9494 | 1540894.8686 | 1650958.7878 | 1736564.0583 | 1736564.0583 | 1736564.0583 | 1736564.0583 | 1736564.0583 | 1736564.0583 | 1736564.0583 | 1736564.0583 | -215305.3305

## Consol
Powercor
Recplacement of CRO inoperable RMUs
CONSOLIDATED
Discount factor |  |  |  |  | 0 | 0.98295 | 0.94971 | 0.91759 | 0.88656 | 0.85658 | 0.82761 | 0.79963 | 0.77259 | 0.74646 | 0.72122 | 0.69683 | 0.67326 | 0.6505 | 0.6285 | 0.60725 | 0.58671 | 0.56687 | 0.5477 | 0.52918 | 0.51129 | 0.494 | 0.47729 | 0.46115 | 0.44556 | 0.43049
Count |  |  |  |  | 0 | 1 | 2 | 3 | 4 | 5 | 6 | 7 | 8 | 9 | 10 | 11 | 12 | 13 | 14 | 15 | 16 | 17 | 18 | 19 | 20 | 21 | 22 | 23 | 24 | 25
Analysis period |  |  |  |  | TRUE | TRUE | TRUE | TRUE | TRUE | TRUE | TRUE | TRUE | TRUE | TRUE | TRUE | TRUE | TRUE | TRUE | TRUE | TRUE | TRUE | TRUE | TRUE | TRUE | TRUE | FALSE | FALSE | FALSE | FALSE | FALSE
[5 empty] | 2026-06-30 | 2026-27 | 2027-28 | 2028-29 | 2029-30 | 2030-31 | 2031-32 | 2032-33 | 2033-34 | 2034-35 | 2035-36 | 2036-37 | 2037-38 | 2038-39 | 2039-40 | 2040-41 | 2041-42 | 2042-43 | 2043-44 | 2044-45 | 2045-46 | 2046-47 | 2047-48 | 2048-49 | 2049-50 | 2050-51
COSTS |  |  | PV
Option 1 (base case) | Energy at risk value | Option 1 (base case)Energy at risk value | 35488153.3278 | 2026-06-30 |  | 2172260.1269 | 2172260.1269 | 2172260.1269 | 2172260.1269 | 2172260.1269 | 2172260.1269 | 2172260.1269 | 2172260.1269 | 2172260.1269 | 2172260.1269 | 2172260.1269 | 2172260.1269 | 2172260.1269 | 2172260.1269 | 2172260.1269 | 2172260.1269 | 2172260.1269 | 2172260.1269 | 2172260.1269 | 2172260.1269 | 2172260.1269 | 2172260.1269 | 2172260.1269 | 2172260.1269 | 0
Option 1 (base case) | Capital expenditure | Option 1 (base case)Capital expenditure | 0 | 2026-06-30 |  | 0 | 0 | 0 | 0 | 0 | 0 | 0 | 0 | 0 | 0 | 0 | 0 | 0 | 0 | 0 | 0 | 0 | 0 | 0 | 0 | 0 | 0 | 0 | 0 | 0
Option 1 (base case) | Total risk cost | Option 1 (base case)Total risk cost | 31408668.6769 | 2026-06-30 |  | 2172260.1269 | 2172260.1269 | 2172260.1269 | 2172260.1269 | 2172260.1269 | 2172260.1269 | 2172260.1269 | 2172260.1269 | 2172260.1269 | 2172260.1269 | 2172260.1269 | 2172260.1269 | 2172260.1269 | 2172260.1269 | 2172260.1269 | 2172260.1269 | 2172260.1269 | 2172260.1269 | 2172260.1269 | 2172260.1269 | 2172260.1269 | 2172260.1269 | 2172260.1269 | 2172260.1269 | 0
Option 1 (base case) |  | Option 1 (base case)
Option 1 (base case) | Annualised capex | Option 1 (base case)Annualised capex | 0 | 2026-06-30 |  | 0 | 0 | 0 | 0 | 0 | 0 | 0 | 0 | 0 | 0 | 0 | 0 | 0 | 0 | 0 | 0 | 0 | 0 | 0 | 0 | 0 | 0 | 0 | 0 | 0
Option 1 (base case) | Operating expenditure | Option 1 (base case)Operating expenditure | 0 | 2026-06-30 |  | 0 | 0 | 0 | 0 | 0 | 0 | 0 | 0 | 0 | 0 | 0 | 0 | 0 | 0 | 0 | 0 | 0 | 0 | 0 | 0 | 0 | 0 | 0 | 0 | 0
Option 1 (base case) | Risk mitigated | Option 1 (base case)Risk mitigated | 0 | 2026-06-30 |  | 0 | 0 | 0 | 0 | 0 | 0 | 0 | 0 | 0 | 0 | 0 | 0 | 0 | 0 | 0 | 0 | 0 | 0 | 0 | 0 | 0 | 0 | 0 | 0 | 0
Option 1 (base case) | Other benefits value | Option 1 (base case)Other benefits value | 0 | 2026-06-30 |  | 0 | 0 | 0 | 0 | 0 | 0 | 0 | 0 | 0 | 0 | 0 | 0 | 0 | 0 | 0 | 0 | 0 | 0 | 0 | 0 | 0 | 0 | 0 | 0 | 0
Option 1 (base case) | Net benefits | Option 1 (base case)Net benefits |  | 2026-06-30 |  | 0 | 0 | 0 | 0 | 0 | 0 | 0 | 0 | 0 | 0 | 0 | 0 | 0 | 0 | 0 | 0 | 0 | 0 | 0 | 0 | 0 | 0 | 0 | 0 | 0
Option 1 (base case) | NPV | Option 1 (base case)NPV | 0 | 2026-06-30
Option 1 (base case) | PV of costs | Option 1 (base case)PV of costs | 0 | 2026-06-30
Option 1 (base case) | PV of benefits | Option 1 (base case)PV of benefits | 0 | 2026-06-30
Option 2 | Energy at risk value | Option 2Energy at risk value | 0 | 2026-06-30 |  | 0 | 0 | 0 | 0 | 0 | 0 | 0 | 0 | 0 | 0 | 0 | 0 | 0 | 0 | 0 | 0 | 0 | 0 | 0 | 0 | 0 | 0 | 0 | 0 | 0
Option 2 | Capital expenditure | Option 2Capital expenditure | -5714905.2549 | 2026-06-30 |  | -5814055.9892 | 0 | 0 | 0 | 0 | 0 | 0 | 0 | 0 | 0 | 0 | 0 | 0 | 0 | 0 | 0 | 0 | 0 | 0 | 0 | 0 | 0 | 0 | 0 | 0
Option 2 | Total risk cost | Option 2Total risk cost | 0 | 2026-06-30 |  | 0 | 0 | 0 | 0 | 0 | 0 | 0 | 0 | 0 | 0 | 0 | 0 | 0 | 0 | 0 | 0 | 0 | 0 | 0 | 0 | 0 | 0 | 0 | 0 | 0
Option 2 |  | Option 2
Option 2 | Annualised capex | Option 2Annualised capex | -3229073.9368 | 2026-06-30 |  | 0 | -239616.0251 | -239616.0251 | -239616.0251 | -239616.0251 | -239616.0251 | -239616.0251 | -239616.0251 | -239616.0251 | -239616.0251 | -239616.0251 | -239616.0251 | -239616.0251 | -239616.0251 | -239616.0251 | -239616.0251 | -239616.0251 | -239616.0251 | -239616.0251 | -239616.0251 | 0 | 0 | 0 | 0 | 0
Option 2 | Operating expenditure | Option 2Operating expenditure | 0 | 2026-06-30 |  | 0 | 0 | 0 | 0 | 0 | 0 | 0 | 0 | 0 | 0 | 0 | 0 | 0 | 0 | 0 | 0 | 0 | 0 | 0 | 0 | 0 | 0 | 0 | 0 | 0
Option 2 | Risk mitigated | Option 2Risk mitigated | 31408668.6769 | 2026-06-30 |  | 2172260.1269 | 2172260.1269 | 2172260.1269 | 2172260.1269 | 2172260.1269 | 2172260.1269 | 2172260.1269 | 2172260.1269 | 2172260.1269 | 2172260.1269 | 2172260.1269 | 2172260.1269 | 2172260.1269 | 2172260.1269 | 2172260.1269 | 2172260.1269 | 2172260.1269 | 2172260.1269 | 2172260.1269 | 2172260.1269 | 0 | 0 | 0 | 0 | 0
Option 2 | Other benefits value | Option 2Other benefits value | 0 | 2026-06-30 |  | 0 | 0 | 0 | 0 | 0 | 0 | 0 | 0 | 0 | 0 | 0 | 0 | 0 | 0 | 0 | 0 | 0 | 0 | 0 | 0 | 0 | 0 | 0 | 0 | 0
Option 2 | Net benefits | Option 2Net benefits |  | 2026-06-30 |  | 2172260.1269 | 1932644.1017 | 1932644.1017 | 1932644.1017 | 1932644.1017 | 1932644.1017 | 1932644.1017 | 1932644.1017 | 1932644.1017 | 1932644.1017 | 1932644.1017 | 1932644.1017 | 1932644.1017 | 1932644.1017 | 1932644.1017 | 1932644.1017 | 1932644.1017 | 1932644.1017 | 1932644.1017 | 1932644.1017 | 0 | 0 | 0 | 0 | 0
Option 2 | NPV | Option 2NPV | 28179594.7401 | 2026-06-30
Option 2 | PV of costs | Option 2PV of costs | -3229073.9368 | 2026-06-30
Option 2 | PV of benefits | Option 2PV of benefits | 31408668.6769 | 2026-06-30
Option 3 | Energy at risk value | Option 3Energy at risk value | 4210833.4728 | 2026-06-30 |  | 1743927.1441 | 1315594.1613 | 887261.1786 | 458928.1958 | 30595.2131 | 0 | 0 | 0 | 0 | 0 | 0 | 0 | 0 | 0 | 0 | 0 | 0 | 0 | 0 | 0 | 0 | 0 | 0 | 0 | 0
Option 3 | Capital expenditure | Option 3Capital expenditure | -5333784.0259 | 2026-06-30 |  | -1146433.5753 | -1146433.5753 | -1146433.5753 | -1146433.5753 | -1146433.5753 | -81888.1125 | 0 | 0 | 0 | 0 | 0 | 0 | 0 | 0 | 0 | 0 | 0 | 0 | 0 | 0 | 0 | 0 | 0 | 0 | 0
Option 3 | Total risk cost | Option 3Total risk cost | 4210833.4728 | 2026-06-30 |  | 1743927.1441 | 1315594.1613 | 887261.1786 | 458928.1958 | 30595.2131 | 0 | 0 | 0 | 0 | 0 | 0 | 0 | 0 | 0 | 0 | 0 | 0 | 0 | 0 | 0 | 0 | 0 | 0 | 0 | 0
Option 3
Option 3 | Annualised capex | Option 3Annualised capex | -2780295.7435 | 2026-06-30 |  | 0 | -47248.2303 | -94496.4606 | -141744.6909 | -188992.9212 | -236241.1515 | -239616.0251 | -239616.0251 | -239616.0251 | -239616.0251 | -239616.0251 | -239616.0251 | -239616.0251 | -239616.0251 | -239616.0251 | -239616.0251 | -239616.0251 | -239616.0251 | -239616.0251 | -239616.0251 | 0 | 0 | 0 | 0 | 0
Option 3 | Operating expenditure | Option 3Operating expenditure | 0 | 2026-06-30 |  | 0 | 0 | 0 | 0 | 0 | 0 | 0 | 0 | 0 | 0 | 0 | 0 | 0 | 0 | 0 | 0 | 0 | 0 | 0 | 0 | 0 | 0 | 0 | 0 | 0
Option 3 | Risk mitigated | Option 3Risk mitigated | 27197835.2042 | 2026-06-30 |  | 428332.9828 | 856665.9655 | 1284998.9483 | 1713331.931 | 2141664.9138 | 2172260.1269 | 2172260.1269 | 2172260.1269 | 2172260.1269 | 2172260.1269 | 2172260.1269 | 2172260.1269 | 2172260.1269 | 2172260.1269 | 2172260.1269 | 2172260.1269 | 2172260.1269 | 2172260.1269 | 2172260.1269 | 2172260.1269 | 0 | 0 | 0 | 0 | 0
Option 3 | Other benefits value | Option 3Other benefits value | 0 | 2026-06-30 |  | 0 | 0 | 0 | 0 | 0 | 0 | 0 | 0 | 0 | 0 | 0 | 0 | 0 | 0 | 0 | 0 | 0 | 0 | 0 | 0 | 0 | 0 | 0 | 0 | 0
Option 3 | Net benefits | Option 3Net benefits |  | 2026-06-30 |  | 428332.9828 | 809417.7352 | 1190502.4877 | 1571587.2401 | 1952671.9926 | 1936018.9753 | 1932644.1017 | 1932644.1017 | 1932644.1017 | 1932644.1017 | 1932644.1017 | 1932644.1017 | 1932644.1017 | 1932644.1017 | 1932644.1017 | 1932644.1017 | 1932644.1017 | 1932644.1017 | 1932644.1017 | 1932644.1017 | 0 | 0 | 0 | 0 | 0
Option 3 | NPV | Option 3NPV | 24417539.4606 | 2026-06-30
Option 3 | PV of costs | Option 3PV of costs | -2780295.7435 | 2026-06-30
Option 3 | PV of benefits | Option 3PV of benefits | 27197835.2042 | 2026-06-30
Option 4 | Energy at risk value | Option 4Energy at risk value | 10759659.3361 | 2026-06-30 |  | 2172260.1269 | 1958093.6355 | 1743927.1441 | 1529760.6527 | 1315594.1613 | 1101427.67 | 887261.1786 | 673094.6872 | 458928.1958 | 244761.7044 | 30595.2131 | 0 | 0 | 0 | 0 | 0 | 0 | 0 | 0 | 0 | 0 | 0 | 0 | 0 | 0
Option 4 | Capital expenditure | Option 4Capital expenditure | -4906988.6463 | 2026-06-30 |  | -573216.7877 | -573216.7877 | -573216.7877 | -573216.7877 | -573216.7877 | -573216.7877 | -573216.7877 | -573216.7877 | -573216.7877 | -573216.7877 | -81888.1125 | 0 | 0 | 0 | 0 | 0 | 0 | 0 | 0 | 0 | 0 | 0 | 0 | 0 | 0
Option 4 | Total risk cost | Option 4Total risk cost | 10759659.3361 | 2026-06-30 |  | 2172260.1269 | 1958093.6355 | 1743927.1441 | 1529760.6527 | 1315594.1613 | 1101427.67 | 887261.1786 | 673094.6872 | 458928.1958 | 244761.7044 | 30595.2131 | 0 | 0 | 0 | 0 | 0 | 0 | 0 | 0 | 0 | 0 | 0 | 0 | 0 | 0
Option 4 |  | Option 4
Option 4 | Annualised capex | Option 4Annualised capex | -2277735.2857 | 2026-06-30 |  | 0 | -23624.1152 | -47248.2303 | -70872.3455 | -94496.4606 | -118120.5758 | -141744.6909 | -165368.8061 | -188992.9212 | -212617.0364 | -236241.1515 | -239616.0251 | -239616.0251 | -239616.0251 | -239616.0251 | -239616.0251 | -239616.0251 | -239616.0251 | -239616.0251 | -239616.0251 | 0 | 0 | 0 | 0 | 0
Option 4 | Operating expenditure | Option 4Operating expenditure | 0 | 2026-06-30 |  | 0 | 0 | 0 | 0 | 0 | 0 | 0 | 0 | 0 | 0 | 0 | 0 | 0 | 0 | 0 | 0 | 0 | 0 | 0 | 0 | 0 | 0 | 0 | 0 | 0
Option 4 | Risk mitigated | Option 4Risk mitigated | 20649009.3408 | 2026-06-30 |  | 0 | 214166.4914 | 428332.9828 | 642499.4741 | 856665.9655 | 1070832.4569 | 1284998.9483 | 1499165.4397 | 1713331.931 | 1927498.4224 | 2141664.9138 | 2172260.1269 | 2172260.1269 | 2172260.1269 | 2172260.1269 | 2172260.1269 | 2172260.1269 | 2172260.1269 | 2172260.1269 | 2172260.1269 | 0 | 0 | 0 | 0 | 0
Option 4 | Other benefits value | Option 4Other benefits value | 0 | 2026-06-30 |  | 0 | 0 | 0 | 0 | 0 | 0 | 0 | 0 | 0 | 0 | 0 | 0 | 0 | 0 | 0 | 0 | 0 | 0 | 0 | 0 | 0 | 0 | 0 | 0 | 0
Option 4 | Net benefits | Option 4Net benefits |  | 2026-06-30 |  | 0 | 190542.3762 | 381084.7525 | 571627.1287 | 762169.5049 | 952711.8811 | 1143254.2574 | 1333796.6336 | 1524339.0098 | 1714881.3861 | 1905423.7623 | 1932644.1017 | 1932644.1017 | 1932644.1017 | 1932644.1017 | 1932644.1017 | 1932644.1017 | 1932644.1017 | 1932644.1017 | 1932644.1017 | 0 | 0 | 0 | 0 | 0
Option 4 | NPV | Option 4NPV | 18371274.0551 | 2026-06-30
Option 4 | PV of costs | Option 4PV of costs | -2277735.2857 | 2026-06-30
Option 4 | PV of benefits | Option 4PV of benefits | 20649009.3408 | 2026-06-30
Option 5 | Energy at risk value | Option 5Energy at risk value | 15254580.3329 | 2026-06-30 |  | 2172260.1269 | 2034581.6681 | 1896903.2094 | 1759224.7506 | 1621546.2919 | 1483867.8331 | 1346189.3744 | 1208510.9156 | 1070832.4569 | 933153.9982 | 795475.5394 | 657797.0807 | 520118.6219 | 382440.1632 | 244761.7044 | 107083.2457 | 0 | 0 | 0 | 0 | 0 | 0 | 0 | 0 | 0
Option 5 | Capital expenditure | Option 5Capital expenditure | -4485915.5572 | 2026-06-30 |  | -368496.5064 | -368496.5064 | -368496.5064 | -368496.5064 | -368496.5064 | -368496.5064 | -368496.5064 | -368496.5064 | -368496.5064 | -368496.5064 | -368496.5064 | -368496.5064 | -368496.5064 | -368496.5064 | -368496.5064 | -286608.3938 | 0 | 0 | 0 | 0 | 0 | 0 | 0 | 0 | 0
Option 5 | Total risk cost | Option 5Total risk cost | 15254580.3329 | 2026-06-30 |  | 2172260.1269 | 2034581.6681 | 1896903.2094 | 1759224.7506 | 1621546.2919 | 1483867.8331 | 1346189.3744 | 1208510.9156 | 1070832.4569 | 933153.9982 | 795475.5394 | 657797.0807 | 520118.6219 | 382440.1632 | 244761.7044 | 107083.2457 | 0 | 0 | 0 | 0 | 0 | 0 | 0 | 0 | 0
Option 5 |  | Option 5
Option 5 | Annualised capex | Option 5Annualised capex | -1781912.9442 | 2026-06-30 |  | 0 | -15186.9312 | -30373.8623 | -45560.7935 | -60747.7247 | -75934.6558 | -91121.587 | -106308.5182 | -121495.4494 | -136682.3805 | -151869.3117 | -167056.2429 | -182243.174 | -197430.1052 | -212617.0364 | -227803.9675 | -239616.0251 | -239616.0251 | -239616.0251 | -239616.0251 | 0 | 0 | 0 | 0 | 0
Option 5 | Operating expenditure | Option 5Operating expenditure | 0 | 2026-06-30 |  | 0 | 0 | 0 | 0 | 0 | 0 | 0 | 0 | 0 | 0 | 0 | 0 | 0 | 0 | 0 | 0 | 0 | 0 | 0 | 0 | 0 | 0 | 0 | 0 | 0
Option 5 | Risk mitigated | Option 5Risk mitigated | 16154088.344 | 2026-06-30 |  | 0 | 137678.4587 | 275356.9175 | 413035.3762 | 550713.835 | 688392.2937 | 826070.7525 | 963749.2112 | 1101427.67 | 1239106.1287 | 1376784.5874 | 1514463.0462 | 1652141.5049 | 1789819.9637 | 1927498.4224 | 2065176.8812 | 2172260.1269 | 2172260.1269 | 2172260.1269 | 2172260.1269 | 0 | 0 | 0 | 0 | 0
Option 5 | Other benefits value | Option 5Other benefits value | 0 | 2026-06-30 |  | 0 | 0 | 0 | 0 | 0 | 0 | 0 | 0 | 0 | 0 | 0 | 0 | 0 | 0 | 0 | 0 | 0 | 0 | 0 | 0 | 0 | 0 | 0 | 0 | 0
Option 5 | Net benefits | Option 5Net benefits |  | 2026-06-30 |  | 0 | 122491.5276 | 244983.0552 | 367474.5827 | 489966.1103 | 612457.6379 | 734949.1655 | 857440.693 | 979932.2206 | 1102423.7482 | 1224915.2758 | 1347406.8033 | 1469898.3309 | 1592389.8585 | 1714881.3861 | 1837372.9136 | 1932644.1017 | 1932644.1017 | 1932644.1017 | 1932644.1017 | 0 | 0 | 0 | 0 | 0
Option 5 | NPV | Option 5NPV | 14372175.3998 | 2026-06-30
Option 5 | PV of costs | Option 5PV of costs | -1781912.9442 | 2026-06-30
Option 5 | PV of benefits | Option 5PV of benefits | 16154088.344 | 2026-06-30
CHART DATA | [5 empty] | FY27 | FY28 | FY29 | FY30 | FY31 | FY32 | FY33 | FY34 | FY35 | FY36 | FY37 | FY38 | FY39 | FY40 | FY41 | FY42 | FY43 | FY44 | FY45 | FY46 | FY47 | FY48 | FY49 | FY50 | FY51
Option 2 | Annualised capex | -1 |  |  | Option 2 annualised capex | 0.23962 | 0.23962 | 0.23962 | 0.23962 | 0.23962 | 0.23962 | 0.23962 | 0.23962 | 0.23962 | 0.23962 | 0.23962 | 0.23962 | 0.23962 | 0.23962 | 0.23962 | 0.23962 | 0.23962 | 0.23962 | 0.23962 | 0.23962 | 0 | 0 | 0 | 0 | 0
Option 1 (base case) | Total risk cost | 1 |  |  | Option 1 (base case) risk cost | 2.1723 | 2.1723 | 2.1723 | 2.1723 | 2.1723 | 2.1723 | 2.1723 | 2.1723 | 2.1723 | 2.1723 | 2.1723 | 2.1723 | 2.1723 | 2.1723 | 2.1723 | 2.1723 | 2.1723 | 2.1723 | 2.1723 | 2.1723 | 2.1723 | 2.1723 | 2.1723 | 2.1723 | 0
[6 empty] | FY27 | FY28 | FY29 | FY30 | FY31 | FY32 | FY33 | FY34 | FY35 | FY36 | FY37 | FY38 | FY39 | FY40 | FY41 | FY42 | FY43 | FY44 | FY45 | FY46 | FY47 | FY48 | FY49 | FY50 | FY51
Energy at risk | Energy at risk (weighted) | 0 |  |  | Energy at risk energy at risk (weighted) | 0 | 0 | 0 | 0 | 0 | 0 | 0 | 0 | 0 | 0 | 0 | 0 | 0 | 0 | 0 | 0 | 0 | 0 | 0 | 0 | 0 | 0 | 0 | 0 | 0
Option 1 (base case) | Energy at risk value | 1.9519 |  |  | Option 1 (base case) risk cost | 1.9519 | 1.9519 | 1.9519 | 1.9519 | 1.9519 | 1.9519 | 1.9519 | 1.9519 | 1.9519 | 1.9519 | 1.9519 | 1.9519 | 1.9519 | 1.9519 | 1.9519 | 1.9519 | 1.9519 | 1.9519 | 1.9519 | 1.9519 | 1.9519 | 1.9519 | 1.9519 | 1.9519 | 0

## Sensitivity_calcs
Powercor
Recplacement of CRO inoperable RMUs
SENSITIVITY CALCULATIONS
Discount factor | [6 empty] | 0 | 0.98295 | 0.94971 | 0.91759 | 0.88656 | 0.85658 | 0.82761 | 0.79963 | 0.77259 | 0.74646 | 0.72122 | 0.69683 | 0.67326 | 0.6505 | 0.6285 | 0.60725 | 0.58671 | 0.56687 | 0.5477 | 0.52918 | 0.51129 | 0.494 | 0.47729 | 0.46115 | 0.44556 | 0.43049
Count | [6 empty] | 0 | 1 | 2 | 3 | 4 | 5 | 6 | 7 | 8 | 9 | 10 | 11 | 12 | 13 | 14 | 15 | 16 | 17 | 18 | 19 | 20 | 21 | 22 | 23 | 24 | 25
Analysis period | [6 empty] | 1 | 1 | 1 | 1 | 1 | 1 | 1 | 1 | 1 | 1 | 1 | 1 | 1 | 1 | 1 | 1 | 1 | 1 | 1 | 1 | 1 | 0 | 0 | 0 | 0 | 0
[7 empty] | 2026-06-30 | 2026-27 | 2027-28 | 2028-29 | 2029-30 | 2030-31 | 2031-32 | 2032-33 | 2033-34 | 2034-35 | 2035-36 | 2036-37 | 2037-38 | 2038-39 | 2039-40 | 2040-41 | 2041-42 | 2042-43 | 2043-44 | 2044-45 | 2045-46 | 2046-47 | 2047-48 | 2048-49 | 2049-50 | 2050-51
PV
[25 empty] | 1932644.1017 | 1932644.1017 | 0 | 0 | 0 | 0 | 0
OPTION 1 (base case) | NPV | Net benefits | OPTION 1 (base case)NPV |  | 0 |  | 0 | 0 | 0 | 0 | 0 | 0 | 0 | 0 | 0 | 0 | 0 | 0 | 0 | 0 | 0 | 0 | 0 | 0 | 0 | 0 | 0 | 0 | 0 | 0 | 0 | 0
OPTION 1 (base case) | sens1 | Capex 10% higher | OPTION 1 (base case)sens1 |  | 0 |  | 0 | 0 | 0 | 0 | 0 | 0 | 0 | 0 | 0 | 0 | 0 | 0 | 0 | 0 | 0 | 0 | 0 | 0 | 0 | 0 | 0 | 0 | 0 | 0 | 0 | 0
OPTION 1 (base case) | sens2 | Capex 10% lower | OPTION 1 (base case)sens2 |  | 0 |  | 0 | 0 | 0 | 0 | 0 | 0 | 0 | 0 | 0 | 0 | 0 | 0 | 0 | 0 | 0 | 0 | 0 | 0 | 0 | 0 | 0 | 0 | 0 | 0 | 0 | 0
OPTION 1 (base case) | sens3 | Total benefits 10% higher | OPTION 1 (base case)sens3 |  | 0 |  | 0 | 0 | 0 | 0 | 0 | 0 | 0 | 0 | 0 | 0 | 0 | 0 | 0 | 0 | 0 | 0 | 0 | 0 | 0 | 0 | 0 | 0 | 0 | 0 | 0 | 0
OPTION 1 (base case) | sens4 | Total benefits 10% lower | OPTION 1 (base case)sens4 |  | 0 |  | 0 | 0 | 0 | 0 | 0 | 0 | 0 | 0 | 0 | 0 | 0 | 0 | 0 | 0 | 0 | 0 | 0 | 0 | 0 | 0 | 0 | 0 | 0 | 0 | 0 | 0
OPTION 1 (base case) | sens5 | Capex 10% higher & Total benefits 10% lower | OPTION 1 (base case)sens5 |  | 0 |  | 0 | 0 | 0 | 0 | 0 | 0 | 0 | 0 | 0 | 0 | 0 | 0 | 0 | 0 | 0 | 0 | 0 | 0 | 0 | 0 | 0 | 0 | 0 | 0 | 0 | 0
OPTION 1 (base case) | sens | 0 | OPTION 1 (base case)sens |  | 0 |  | 0 | 0 | 0 | 0 | 0 | 0 | 0 | 0 | 0 | 0 | 0 | 0 | 0 | 0 | 0 | 0 | 0 | 0 | 0 | 0 | 0 | 0 | 0 | 0 | 0 | 0
OPTION 1 (base case) | sens | 0 | OPTION 1 (base case)sens |  | 0 |  | 0 | 0 | 0 | 0 | 0 | 0 | 0 | 0 | 0 | 0 | 0 | 0 | 0 | 0 | 0 | 0 | 0 | 0 | 0 | 0 | 0 | 0 | 0 | 0 | 0 | 0
OPTION 1 (base case) | sens | 0 | OPTION 1 (base case)sens |  | 0 |  | 0 | 0 | 0 | 0 | 0 | 0 | 0 | 0 | 0 | 0 | 0 | 0 | 0 | 0 | 0 | 0 | 0 | 0 | 0 | 0 | 0 | 0 | 0 | 0 | 0 | 0
Option 2 | NPV | Net benefits | Option 2NPV |  | 28179594.7401 |  | 0 | 2172260.1269 | 1932644.1017 | 1932644.1017 | 1932644.1017 | 1932644.1017 | 1932644.1017 | 1932644.1017 | 1932644.1017 | 1932644.1017 | 1932644.1017 | 1932644.1017 | 1932644.1017 | 1932644.1017 | 1932644.1017 | 1932644.1017 | 1932644.1017 | 1932644.1017 | 1932644.1017 | 1932644.1017 | 1932644.1017 | 0 | 0 | 0 | 0 | 0
Option 2 | sens1 | Capex 10% higher | Option 2sens1 |  | 27856687.3465 |  | 0 | 2172260.1269 | 1908682.4992 | 1908682.4992 | 1908682.4992 | 1908682.4992 | 1908682.4992 | 1908682.4992 | 1908682.4992 | 1908682.4992 | 1908682.4992 | 1908682.4992 | 1908682.4992 | 1908682.4992 | 1908682.4992 | 1908682.4992 | 1908682.4992 | 1908682.4992 | 1908682.4992 | 1908682.4992 | 1908682.4992 | 0 | 0 | 0 | 0 | 0
Option 2 | sens2 | Capex 10% lower | Option 2sens2 |  | 28502502.1338 |  | 0 | 2172260.1269 | 1956605.7043 | 1956605.7043 | 1956605.7043 | 1956605.7043 | 1956605.7043 | 1956605.7043 | 1956605.7043 | 1956605.7043 | 1956605.7043 | 1956605.7043 | 1956605.7043 | 1956605.7043 | 1956605.7043 | 1956605.7043 | 1956605.7043 | 1956605.7043 | 1956605.7043 | 1956605.7043 | 1956605.7043 | 0 | 0 | 0 | 0 | 0
Option 2 | sens3 | Total benefits 10% higher | Option 2sens3 |  | 31320461.6078 |  | 0 | 2389486.1395 | 2149870.1144 | 2149870.1144 | 2149870.1144 | 2149870.1144 | 2149870.1144 | 2149870.1144 | 2149870.1144 | 2149870.1144 | 2149870.1144 | 2149870.1144 | 2149870.1144 | 2149870.1144 | 2149870.1144 | 2149870.1144 | 2149870.1144 | 2149870.1144 | 2149870.1144 | 2149870.1144 | 2149870.1144 | 0 | 0 | 0 | 0 | 0
Option 2 | sens4 | Total benefits 10% lower | Option 2sens4 |  | 25038727.8724 |  | 0 | 1955034.1142 | 1715418.0891 | 1715418.0891 | 1715418.0891 | 1715418.0891 | 1715418.0891 | 1715418.0891 | 1715418.0891 | 1715418.0891 | 1715418.0891 | 1715418.0891 | 1715418.0891 | 1715418.0891 | 1715418.0891 | 1715418.0891 | 1715418.0891 | 1715418.0891 | 1715418.0891 | 1715418.0891 | 1715418.0891 | 0 | 0 | 0 | 0 | 0
Option 2 | sens5 | Capex 10% higher & Total benefits 10% lower | Option 2sens5 |  | 24715820.4788 |  | 0 | 1955034.1142 | 1691456.4866 | 1691456.4866 | 1691456.4866 | 1691456.4866 | 1691456.4866 | 1691456.4866 | 1691456.4866 | 1691456.4866 | 1691456.4866 | 1691456.4866 | 1691456.4866 | 1691456.4866 | 1691456.4866 | 1691456.4866 | 1691456.4866 | 1691456.4866 | 1691456.4866 | 1691456.4866 | 1691456.4866 | 0 | 0 | 0 | 0 | 0
Option 2 | sens | 0 | Option 2sens |  | 28179594.7401 |  | 0 | 2172260.1269 | 1932644.1017 | 1932644.1017 | 1932644.1017 | 1932644.1017 | 1932644.1017 | 1932644.1017 | 1932644.1017 | 1932644.1017 | 1932644.1017 | 1932644.1017 | 1932644.1017 | 1932644.1017 | 1932644.1017 | 1932644.1017 | 1932644.1017 | 1932644.1017 | 1932644.1017 | 1932644.1017 | 1932644.1017 | 0 | 0 | 0 | 0 | 0
Option 2 | sens | 0 | Option 2sens |  | 28179594.7401 |  | 0 | 2172260.1269 | 1932644.1017 | 1932644.1017 | 1932644.1017 | 1932644.1017 | 1932644.1017 | 1932644.1017 | 1932644.1017 | 1932644.1017 | 1932644.1017 | 1932644.1017 | 1932644.1017 | 1932644.1017 | 1932644.1017 | 1932644.1017 | 1932644.1017 | 1932644.1017 | 1932644.1017 | 1932644.1017 | 1932644.1017 | 0 | 0 | 0 | 0 | 0
Option 2 | sens | 0 | Option 2sens |  | 28179594.7401 |  | 0 | 2172260.1269 | 1932644.1017 | 1932644.1017 | 1932644.1017 | 1932644.1017 | 1932644.1017 | 1932644.1017 | 1932644.1017 | 1932644.1017 | 1932644.1017 | 1932644.1017 | 1932644.1017 | 1932644.1017 | 1932644.1017 | 1932644.1017 | 1932644.1017 | 1932644.1017 | 1932644.1017 | 1932644.1017 | 1932644.1017 | 0 | 0 | 0 | 0 | 0
[7 empty] | 0 | 428332.9828 | 809417.7352 | 1190502.4877 | 1571587.2401 | 1952671.9926 | 1936018.9753 | 1932644.1017 | 1932644.1017 | 1932644.1017 | 1932644.1017 | 1932644.1017 | 1932644.1017 | 1932644.1017 | 1932644.1017 | 1932644.1017 | 1932644.1017 | 1932644.1017 | 1932644.1017 | 1932644.1017 | 1932644.1017 | 0 | 0 | 0 | 0 | 0
Option 3 | NPV | Net benefits | Option 3NPV |  | 24417539.4606 |  | 0 | 428332.9828 | 809417.7352 | 1190502.4877 | 1571587.2401 | 1952671.9926 | 1936018.9753 | 1932644.1017 | 1932644.1017 | 1932644.1017 | 1932644.1017 | 1932644.1017 | 1932644.1017 | 1932644.1017 | 1932644.1017 | 1932644.1017 | 1932644.1017 | 1932644.1017 | 1932644.1017 | 1932644.1017 | 1932644.1017 | 0 | 0 | 0 | 0 | 0
Option 3 | sens1 | Capex 10% higher | Option 3sens1 |  | 24139509.8863 |  | 0 | 428332.9828 | 804692.9122 | 1181052.8416 | 1557412.771 | 1933772.7005 | 1912394.8602 | 1908682.4992 | 1908682.4992 | 1908682.4992 | 1908682.4992 | 1908682.4992 | 1908682.4992 | 1908682.4992 | 1908682.4992 | 1908682.4992 | 1908682.4992 | 1908682.4992 | 1908682.4992 | 1908682.4992 | 1908682.4992 | 0 | 0 | 0 | 0 | 0
Option 3 | sens2 | Capex 10% lower | Option 3sens2 |  | 24695569.035 |  | 0 | 428332.9828 | 814142.5582 | 1199952.1337 | 1585761.7092 | 1971571.2847 | 1959643.0905 | 1956605.7043 | 1956605.7043 | 1956605.7043 | 1956605.7043 | 1956605.7043 | 1956605.7043 | 1956605.7043 | 1956605.7043 | 1956605.7043 | 1956605.7043 | 1956605.7043 | 1956605.7043 | 1956605.7043 | 1956605.7043 | 0 | 0 | 0 | 0 | 0
Option 3 | sens3 | Total benefits 10% higher | Option 3sens3 |  | 27137322.981 |  | 0 | 471166.281 | 895084.3318 | 1319002.3825 | 1742920.4332 | 2166838.484 | 2153244.988 | 2149870.1144 | 2149870.1144 | 2149870.1144 | 2149870.1144 | 2149870.1144 | 2149870.1144 | 2149870.1144 | 2149870.1144 | 2149870.1144 | 2149870.1144 | 2149870.1144 | 2149870.1144 | 2149870.1144 | 2149870.1144 | 0 | 0 | 0 | 0 | 0
Option 3 | sens4 | Total benefits 10% lower | Option 3sens4 |  | 21697755.9402 |  | 0 | 385499.6845 | 723751.1387 | 1062002.5928 | 1400254.047 | 1738505.5012 | 1718792.9627 | 1715418.0891 | 1715418.0891 | 1715418.0891 | 1715418.0891 | 1715418.0891 | 1715418.0891 | 1715418.0891 | 1715418.0891 | 1715418.0891 | 1715418.0891 | 1715418.0891 | 1715418.0891 | 1715418.0891 | 1715418.0891 | 0 | 0 | 0 | 0 | 0
Option 3 | sens5 | Capex 10% higher & Total benefits 10% lower | Option 3sens5 |  | 21419726.3658 |  | 0 | 385499.6845 | 719026.3156 | 1052552.9468 | 1386079.5779 | 1719606.2091 | 1695168.8475 | 1691456.4866 | 1691456.4866 | 1691456.4866 | 1691456.4866 | 1691456.4866 | 1691456.4866 | 1691456.4866 | 1691456.4866 | 1691456.4866 | 1691456.4866 | 1691456.4866 | 1691456.4866 | 1691456.4866 | 1691456.4866 | 0 | 0 | 0 | 0 | 0
Option 3 | sens | 0 | Option 3sens |  | 24417539.4606 |  | 0 | 428332.9828 | 809417.7352 | 1190502.4877 | 1571587.2401 | 1952671.9926 | 1936018.9753 | 1932644.1017 | 1932644.1017 | 1932644.1017 | 1932644.1017 | 1932644.1017 | 1932644.1017 | 1932644.1017 | 1932644.1017 | 1932644.1017 | 1932644.1017 | 1932644.1017 | 1932644.1017 | 1932644.1017 | 1932644.1017 | 0 | 0 | 0 | 0 | 0
Option 3 | sens | 0 | Option 3sens |  | 24417539.4606 |  | 0 | 428332.9828 | 809417.7352 | 1190502.4877 | 1571587.2401 | 1952671.9926 | 1936018.9753 | 1932644.1017 | 1932644.1017 | 1932644.1017 | 1932644.1017 | 1932644.1017 | 1932644.1017 | 1932644.1017 | 1932644.1017 | 1932644.1017 | 1932644.1017 | 1932644.1017 | 1932644.1017 | 1932644.1017 | 1932644.1017 | 0 | 0 | 0 | 0 | 0
Option 3 | sens | 0 | Option 3sens |  | 24417539.4606 |  | 0 | 428332.9828 | 809417.7352 | 1190502.4877 | 1571587.2401 | 1952671.9926 | 1936018.9753 | 1932644.1017 | 1932644.1017 | 1932644.1017 | 1932644.1017 | 1932644.1017 | 1932644.1017 | 1932644.1017 | 1932644.1017 | 1932644.1017 | 1932644.1017 | 1932644.1017 | 1932644.1017 | 1932644.1017 | 1932644.1017 | 0 | 0 | 0 | 0 | 0
Option 4 | NPV | Net benefits | Option 4NPV |  | 18371274.0551 |  | 0 | 0 | 190542.3762 | 381084.7525 | 571627.1287 | 762169.5049 | 952711.8811 | 1143254.2574 | 1333796.6336 | 1524339.0098 | 1714881.3861 | 1905423.7623 | 1932644.1017 | 1932644.1017 | 1932644.1017 | 1932644.1017 | 1932644.1017 | 1932644.1017 | 1932644.1017 | 1932644.1017 | 1932644.1017 | 0 | 0 | 0 | 0 | 0
Option 4 | sens1 | Capex 10% higher | Option 4sens1 |  | 18143500.5265 |  | 0 | 0 | 188179.9647 | 376359.9294 | 564539.8941 | 752719.8589 | 940899.8236 | 1129079.7883 | 1317259.753 | 1505439.7177 | 1693619.6824 | 1881799.6471 | 1908682.4992 | 1908682.4992 | 1908682.4992 | 1908682.4992 | 1908682.4992 | 1908682.4992 | 1908682.4992 | 1908682.4992 | 1908682.4992 | 0 | 0 | 0 | 0 | 0
Option 4 | sens2 | Capex 10% lower | Option 4sens2 |  | 18599047.5837 |  | 0 | 0 | 192904.7877 | 385809.5755 | 578714.3632 | 771619.151 | 964523.9387 | 1157428.7265 | 1350333.5142 | 1543238.302 | 1736143.0897 | 1929047.8774 | 1956605.7043 | 1956605.7043 | 1956605.7043 | 1956605.7043 | 1956605.7043 | 1956605.7043 | 1956605.7043 | 1956605.7043 | 1956605.7043 | 0 | 0 | 0 | 0 | 0
Option 4 | sens3 | Total benefits 10% higher | Option 4sens3 |  | 20436174.9892 |  | 0 | 0 | 211959.0254 | 423918.0507 | 635877.0761 | 847836.1015 | 1059795.1268 | 1271754.1522 | 1483713.1776 | 1695672.2029 | 1907631.2283 | 2119590.2537 | 2149870.1144 | 2149870.1144 | 2149870.1144 | 2149870.1144 | 2149870.1144 | 2149870.1144 | 2149870.1144 | 2149870.1144 | 2149870.1144 | 0 | 0 | 0 | 0 | 0
Option 4 | sens4 | Total benefits 10% lower | Option 4sens4 |  | 16306373.121 |  | 0 | 0 | 169125.7271 | 338251.4542 | 507377.1813 | 676502.9084 | 845628.6355 | 1014754.3625 | 1183880.0896 | 1353005.8167 | 1522131.5438 | 1691257.2709 | 1715418.0891 | 1715418.0891 | 1715418.0891 | 1715418.0891 | 1715418.0891 | 1715418.0891 | 1715418.0891 | 1715418.0891 | 1715418.0891 | 0 | 0 | 0 | 0 | 0
Option 4 | sens5 | Capex 10% higher & Total benefits 10% lower | Option 4sens5 |  | 16078599.5925 |  | 0 | 0 | 166763.3156 | 333526.6312 | 500289.9467 | 667053.2623 | 833816.5779 | 1000579.8935 | 1167343.209 | 1334106.5246 | 1500869.8402 | 1667633.1558 | 1691456.4866 | 1691456.4866 | 1691456.4866 | 1691456.4866 | 1691456.4866 | 1691456.4866 | 1691456.4866 | 1691456.4866 | 1691456.4866 | 0 | 0 | 0 | 0 | 0
Option 4 | sens | 0 | Option 4sens |  | 18371274.0551 |  | 0 | 0 | 190542.3762 | 381084.7525 | 571627.1287 | 762169.5049 | 952711.8811 | 1143254.2574 | 1333796.6336 | 1524339.0098 | 1714881.3861 | 1905423.7623 | 1932644.1017 | 1932644.1017 | 1932644.1017 | 1932644.1017 | 1932644.1017 | 1932644.1017 | 1932644.1017 | 1932644.1017 | 1932644.1017 | 0 | 0 | 0 | 0 | 0
Option 4 | sens | 0 | Option 4sens |  | 18371274.0551 |  | 0 | 0 | 190542.3762 | 381084.7525 | 571627.1287 | 762169.5049 | 952711.8811 | 1143254.2574 | 1333796.6336 | 1524339.0098 | 1714881.3861 | 1905423.7623 | 1932644.1017 | 1932644.1017 | 1932644.1017 | 1932644.1017 | 1932644.1017 | 1932644.1017 | 1932644.1017 | 1932644.1017 | 1932644.1017 | 0 | 0 | 0 | 0 | 0
Option 4 | sens | 0 | Option 4sens |  | 18371274.0551 |  | 0 | 0 | 190542.3762 | 381084.7525 | 571627.1287 | 762169.5049 | 952711.8811 | 1143254.2574 | 1333796.6336 | 1524339.0098 | 1714881.3861 | 1905423.7623 | 1932644.1017 | 1932644.1017 | 1932644.1017 | 1932644.1017 | 1932644.1017 | 1932644.1017 | 1932644.1017 | 1932644.1017 | 1932644.1017 | 0 | 0 | 0 | 0 | 0
Option 5 | NPV | Net benefits | Option 5NPV |  | 14372175.3998 |  | 0 | 0 | 122491.5276 | 244983.0552 | 367474.5827 | 489966.1103 | 612457.6379 | 734949.1655 | 857440.693 | 979932.2206 | 1102423.7482 | 1224915.2758 | 1347406.8033 | 1469898.3309 | 1592389.8585 | 1714881.3861 | 1837372.9136 | 1932644.1017 | 1932644.1017 | 1932644.1017 | 1932644.1017 | 0 | 0 | 0 | 0 | 0
Option 5 | sens1 | Capex 10% higher | Option 5sens1 |  | 14193984.1054 |  | 0 | 0 | 120972.8345 | 241945.6689 | 362918.5034 | 483891.3378 | 604864.1723 | 725837.0068 | 846809.8412 | 967782.6757 | 1088755.5101 | 1209728.3446 | 1330701.179 | 1451674.0135 | 1572646.848 | 1693619.6824 | 1814592.5169 | 1908682.4992 | 1908682.4992 | 1908682.4992 | 1908682.4992 | 0 | 0 | 0 | 0 | 0
Option 5 | sens2 | Capex 10% lower | Option 5sens2 |  | 14550366.6942 |  | 0 | 0 | 124010.2207 | 248020.4414 | 372030.6621 | 496040.8828 | 620051.1035 | 744061.3242 | 868071.5448 | 992081.7655 | 1116091.9862 | 1240102.2069 | 1364112.4276 | 1488122.6483 | 1612132.869 | 1736143.0897 | 1860153.3104 | 1956605.7043 | 1956605.7043 | 1956605.7043 | 1956605.7043 | 0 | 0 | 0 | 0 | 0
Option 5 | sens3 | Total benefits 10% higher | Option 5sens3 |  | 15987584.2342 |  | 0 | 0 | 136259.3735 | 272518.7469 | 408778.1204 | 545037.4938 | 681296.8673 | 817556.2407 | 953815.6142 | 1090074.9876 | 1226334.3611 | 1362593.7345 | 1498853.108 | 1635112.4814 | 1771371.8549 | 1907631.2283 | 2043890.6018 | 2149870.1144 | 2149870.1144 | 2149870.1144 | 2149870.1144 | 0 | 0 | 0 | 0 | 0
Option 5 | sens4 | Total benefits 10% lower | Option 5sens4 |  | 12756766.5654 |  | 0 | 0 | 108723.6817 | 217447.3634 | 326171.0451 | 434894.7268 | 543618.4085 | 652342.0902 | 761065.7719 | 869789.4536 | 978513.1353 | 1087236.817 | 1195960.4987 | 1304684.1804 | 1413407.8621 | 1522131.5438 | 1630855.2255 | 1715418.0891 | 1715418.0891 | 1715418.0891 | 1715418.0891 | 0 | 0 | 0 | 0 | 0
Option 5 | sens5 | Capex 10% higher & Total benefits 10% lower | Option 5sens5 |  | 12578575.271 |  | 0 | 0 | 107204.9886 | 214409.9772 | 321614.9658 | 428819.9543 | 536024.9429 | 643229.9315 | 750434.9201 | 857639.9087 | 964844.8973 | 1072049.8858 | 1179254.8744 | 1286459.863 | 1393664.8516 | 1500869.8402 | 1608074.8288 | 1691456.4866 | 1691456.4866 | 1691456.4866 | 1691456.4866 | 0 | 0 | 0 | 0 | 0
Option 5 | sens | 0 | Option 5sens |  | 14372175.3998 |  | 0 | 0 | 122491.5276 | 244983.0552 | 367474.5827 | 489966.1103 | 612457.6379 | 734949.1655 | 857440.693 | 979932.2206 | 1102423.7482 | 1224915.2758 | 1347406.8033 | 1469898.3309 | 1592389.8585 | 1714881.3861 | 1837372.9136 | 1932644.1017 | 1932644.1017 | 1932644.1017 | 1932644.1017 | 0 | 0 | 0 | 0 | 0
Option 5 | sens | 0 | Option 5sens |  | 14372175.3998 |  | 0 | 0 | 122491.5276 | 244983.0552 | 367474.5827 | 489966.1103 | 612457.6379 | 734949.1655 | 857440.693 | 979932.2206 | 1102423.7482 | 1224915.2758 | 1347406.8033 | 1469898.3309 | 1592389.8585 | 1714881.3861 | 1837372.9136 | 1932644.1017 | 1932644.1017 | 1932644.1017 | 1932644.1017 | 0 | 0 | 0 | 0 | 0
Option 5 | sens | 0 | Option 5sens |  | 14372175.3998 |  | 0 | 0 | 122491.5276 | 244983.0552 | 367474.5827 | 489966.1103 | 612457.6379 | 734949.1655 | 857440.693 | 979932.2206 | 1102423.7482 | 1224915.2758 | 1347406.8033 | 1469898.3309 | 1592389.8585 | 1714881.3861 | 1837372.9136 | 1932644.1017 | 1932644.1017 | 1932644.1017 | 1932644.1017 | 0 | 0 | 0 | 0 | 0
RESULTS
|  | 0 | 0 | 0 | 0 | 0 |  | 2028-29: #NAME?
|  | Option 1 (base case) | Option 2 | Option 3 | Option 4 | Option 5 |  | 2026-27: Max; 2028-29: Preferred
NPV | None | 0 | 28.1796 | 24.4175 | 18.3713 | 14.3722 |  | 2026-27: #NAME?; 2028-29: Option 2
sens1 | Capex 10% higher | 0 | 27.8567 | 24.1395 | 18.1435 | 14.194 |  | 2026-27: #NAME?; 2028-29: Option 2
sens2 | Capex 10% lower | 0 | 28.5025 | 24.6956 | 18.599 | 14.5504 |  | 2026-27: #NAME?; 2028-29: Option 2
sens3 | Total benefits 10% higher | 0 | 31.3205 | 27.1373 | 20.4362 | 15.9876 |  | 2026-27: #NAME?; 2028-29: Option 2
sens4 | Total benefits 10% lower | 0 | 25.0387 | 21.6978 | 16.3064 | 12.7568 |  | 2026-27: #NAME?; 2028-29: Option 2
sens5 | Capex 10% higher & Total benefits 10% lower | 0 | 24.7158 | 21.4197 | 16.0786 | 12.5786 |  | 2026-27: #NAME?; 2028-29: Option 2
sens | 0 | [6 empty] | 2026-27: #NAME?; 2028-29: #NAME?
sens | 0 | [6 empty] | 2026-27: #NAME?; 2028-29: #NAME?
sens | 0 | [6 empty] | 2026-27: #NAME?; 2028-29: #NAME?

## Workings_costs
Powercor
Recplacement of CRO inoperable RMUs
WORKINGS - COSTS
|  | Weighted average unit rate |  |  | 36790
Energy at risk
|  | Number of switches |  |  | 142
Program duration (years)
|  | Option 1 (base case) |  |  | 0
|  | Option 2 |  |  | 1
|  | Option 3 |  |  | 5
|  | Option 4 |  |  | 10
|  | Option 5 |  |  | 15
Option 1 (base case) | [6 empty] | 2026-27 | 2027-28 | 2028-29 | 2029-30 | 2030-31 | 2031-32 | 2032-33 | 2033-34 | 2034-35 | 2035-36 | 2036-37 | 2037-38 | 2038-39 | 2039-40 | 2040-41 | 2041-42 | 2042-43 | 2043-44 | 2044-45 | 2045-46 | 2046-47 | 2047-48 | 2048-49 | 2049-50 | 2050-51
Option 1 (base case)
| Option 1 (base case) |  | Program duration |  | 0 |  | 1 | 0 | 0 | 0 | 0 | 0 | 0 | 0 | 0 | 0 | 0 | 0 | 0 | 0 | 0 | 0 | 0 | 0 | 0 | 0
Option 1 (base case)
| Option 1 (base case) |  | Number of switches replaced pa | Option 1 (base case)Number of switches replaced pa | 0 |  | 0 | 0 | 0 | 0 | 0 | 0 | 0 | 0 | 0 | 0 | 0 | 0 | 0 | 0 | 0 | 0 | 0 | 0 | 0 | 0
| Option 1 (base case) |  | Remaining switches |  |  | 142 | 142 | 142 | 142 | 142 | 142 | 142 | 142 | 142 | 142 | 142 | 142 | 142 | 142 | 142 | 142 | 142 | 142 | 142 | 142 | 142
Option 1 (base case)
| Option 1 (base case) |  | Total CROd switches replaced |  |  |  | 2026-27: 0; 2027-28: 0; 2028-29: 0; 2029-30: 0; 2030-31: 0; 2031-32: 0; 2032-33: 0; 2033-34: 0; 2034-35: 0; 2035-36: 0; 2036-37: 0; 2037-38: 0; 2038-39: 0; 2039-40: 0
| Option 1 (base case) |  | Capex | Option 1 (base case)Capex |  |  | 0 | 0 | 0 | 0 | 0 | 0 | 0 | 0 | 0 | 0 | 0 | 0 | 0 | 0 | 0 | 0 | 0 | 0 | 0 | 0
Option 2 | [6 empty] | 2026-27 | 2027-28 | 2028-29 | 2029-30 | 2030-31 | 2031-32 | 2032-33 | 2033-34 | 2034-35 | 2035-36 | 2036-37 | 2037-38 | 2038-39 | 2039-40 | 2040-41 | 2041-42 | 2042-43 | 2043-44 | 2044-45 | 2045-46 | 2046-47 | 2047-48 | 2048-49 | 2049-50 | 2050-51
Option 2
| Option 2 |  | Program duration flag |  | 1 |  | 1 | 0 | 0 | 0 | 0 | 0 | 0 | 0 | 0 | 0 | 0 | 0 | 0 | 0 | 0 | 0 | 0 | 0 | 0 | 0
Option 2
| Option 2 |  | Number of switches replaced pa | Option 2Number of switches replaced pa | 142 |  | 142 | 0 | 0 | 0 | 0 | 0 | 0 | 0 | 0 | 0 | 0 | 0 | 0 | 0 | 0 | 0 | 0 | 0 | 0 | 0
| Option 2 |  | Remaining switches |  |  | 142 | 0 | 0 | 0 | 0 | 0 | 0 | 0 | 0 | 0 | 0 | 0 | 0 | 0 | 0 | 0 | 0 | 0 | 0 | 0 | 0
Option 2
| Option 2 |  | Total CROd switches replaced |  |  |  | 142 | 142 | 142 | 142 | 142 | 142 | 142 | 142 | 142 | 142 | 142 | 142 | 142 | 142 | 142 | 142 | 142 | 142 | 142 | 142
| Option 2 |  | Capex | Option 2Capex |  |  | 5224180 | 0 | 0 | 0 | 0 | 0 | 0 | 0 | 0 | 0 | 0 | 0 | 0 | 0 | 0 | 0
Option 3 | [6 empty] | 2026-27 | 2027-28 | 2028-29 | 2029-30 | 2030-31 | 2031-32 | 2032-33 | 2033-34 | 2034-35 | 2035-36 | 2036-37 | 2037-38 | 2038-39 | 2039-40 | 2040-41 | 2041-42 | 2042-43 | 2043-44 | 2044-45 | 2045-46 | 2046-47 | 2047-48 | 2048-49 | 2049-50 | 2050-51
Option 3
| Option 3 |  | Program duration flag |  | 5 |  | 1 | 1 | 1 | 1 | 1 | 0 | 0 | 0 | 0 | 0 | 0 | 0 | 0 | 0 | 0 | 0 | 0 | 0 | 0 | 0
Option 3
| Option 3 |  | Number of switches replaced pa | Option 3Number of switches replaced pa | 28 |  | 28 | 28 | 28 | 28 | 28 | 2 | 0 | 0 | 0 | 0 | 0 | 0 | 0 | 0 | 0 | 0 | 0 | 0 | 0 | 0
| Option 3 |  | Remaining switches |  |  | 142 | 114 | 86 | 58 | 30 | 2 | 0 | 0 | 0 | 0 | 0 | 0 | 0 | 0 | 0 | 0 | 0 | 0 | 0 | 0 | 0
Option 3
| Option 3 |  | Total CROd switches replaced |  |  |  | 28 | 56 | 84 | 112 | 140 | 142 | 142 | 142 | 142 | 142 | 142 | 142 | 142 | 142 | 142 | 142 | 142 | 142 | 142 | 142
| Option 3 |  | Capex | Option 3Capex |  |  | 1030120 | 1030120 | 1030120 | 1030120 | 1030120 | 73580 | 0 | 0 | 0 | 0 | 0 | 0 | 0 | 0 | 0 | 0
Option 4 | [6 empty] | 2026-27 | 2027-28 | 2028-29 | 2029-30 | 2030-31 | 2031-32 | 2032-33 | 2033-34 | 2034-35 | 2035-36 | 2036-37 | 2037-38 | 2038-39 | 2039-40 | 2040-41 | 2041-42 | 2042-43 | 2043-44 | 2044-45 | 2045-46 | 2046-47 | 2047-48 | 2048-49 | 2049-50 | 2050-51
Option 4
| Option 4 |  | Program duration |  | 10 |  | 1 | 1 | 1 | 1 | 1 | 1 | 1 | 1 | 1 | 1 | 0 | 0 | 0 | 0 | 0 | 0 | 0 | 0 | 0 | 0
Option 4
| Option 4 |  | Number of switches replaced pa | Option 4Number of switches replaced pa | 14 |  | 14 | 14 | 14 | 14 | 14 | 14 | 14 | 14 | 14 | 14 | 2 | 0 | 0 | 0 | 0 | 0 | 0 | 0 | 0 | 0
| Option 4 |  | Remaining switches |  |  | 142 | 128 | 114 | 100 | 86 | 72 | 58 | 44 | 30 | 16 | 2 | 0 | 0 | 0 | 0 | 0 | 0 | 0 | 0 | 0 | 0
Option 4
| Option 4 |  | Total CROd switches replaced |  |  |  | 14 | 28 | 42 | 56 | 70 | 84 | 98 | 112 | 126 | 140 | 142 | 142 | 142 | 142 | 142 | 142 | 142 | 142 | 142 | 142
| Option 4 |  | Capex | Option 4Capex |  |  | 515060 | 515060 | 515060 | 515060 | 515060 | 515060 | 515060 | 515060 | 515060 | 515060 | 73580 | 0 | 0 | 0 | 0 | 0
Option 5 | [6 empty] | 2026-27 | 2027-28 | 2028-29 | 2029-30 | 2030-31 | 2031-32 | 2032-33 | 2033-34 | 2034-35 | 2035-36 | 2036-37 | 2037-38 | 2038-39 | 2039-40 | 2040-41 | 2041-42 | 2042-43 | 2043-44 | 2044-45 | 2045-46 | 2046-47 | 2047-48 | 2048-49 | 2049-50 | 2050-51
Option 5
| Option 5 |  | Program duration |  | 15 |  | 1 | 1 | 1 | 1 | 1 | 1 | 1 | 1 | 1 | 1 | 1 | 1 | 1 | 1 | 1 | 0 | 0 | 0 | 0 | 0
Option 5
| Option 5 |  | Number of switches replaced pa | Option 5Number of switches replaced pa | 9 |  | 9 | 9 | 9 | 9 | 9 | 9 | 9 | 9 | 9 | 9 | 9 | 9 | 9 | 9 | 9 | 7 | 0 | 0 | 0 | 0
| Option 5 |  | Remaining switches |  |  | 142 | 133 | 124 | 115 | 106 | 97 | 88 | 79 | 70 | 61 | 52 | 43 | 34 | 25 | 16 | 7 | 0 | 0 | 0 | 0 | 0
Option 5
| Option 5 |  | Total CROd switches replaced |  |  |  | 9 | 18 | 27 | 36 | 45 | 54 | 63 | 72 | 81 | 90 | 99 | 108 | 117 | 126 | 135 | 142 | 142 | 142 | 142 | 142
| Option 5 |  | Capex | Option 5Capex |  |  | 331110 | 331110 | 331110 | 331110 | 331110 | 331110 | 331110 | 331110 | 331110 | 331110 | 331110 | 331110 | 331110 | 331110 | 331110 | 257530

## Workings_risks
Powercor
Recplacement of CRO inoperable RMUs
WORKINGS - RISKS
| Number of CRO switches at 30 June 2026 |  |  | 142
| Value of energy at risk | Planned | 2023 | 1951869.3887
| Number of switches |  |  | 142 | [16 empty] | 3513000
| VCR |  |  | 43815.4862
Option 1 (base case) |  |  |  |  | 2026-06-30 | 2026-27 | 2027-28 | 2028-29 | 2029-30 | 2030-31 | 2031-32 | 2032-33 | 2033-34 | 2034-35 | 2035-36 | 2036-37 | 2037-38 | 2038-39 | 2039-40 | 2040-41 | 2041-42 | 2042-43 | 2043-44 | 2044-45 | 2045-46 | 2045-46 | 2045-46 | 2045-46 | 2045-46 | 2050-51
| Number of switches replaced pa |  |  |  |  | 0 | 0 | 0 | 0 | 0 | 0 | 0 | 0 | 0 | 0 | 0 | 0 | 0 | 0 | 0 | 0 | 0 | 0 | 0 | 0 | 0 | 0 | 0 | 0
| Remaining switches |  |  |  | 142 | 142 | 142 | 142 | 142 | 142 | 142 | 142 | 142 | 142 | 142 | 142 | 142 | 142 | 142 | 142 | 142 | 142 | 142 | 142 | 142 | 142 | 142 | 142 | 142
| CROd switches in service |  |  |  |  | 0 | 0 | 0 | 0 | 0 | 0 | 0 | 0 | 0 | 0 | 0 | 0 | 0 | 0 | 0 | 0 | 0 | 0 | 0 | 0 | 0 | 0 | 0 | 0
Value of lost load - unable to switch
| Value of energy at risk |  | 2023 |  |  | 1951869.3887 | 1951869.3887 | 1951869.3887 | 1951869.3887 | 1951869.3887 | 1951869.3887 | 1951869.3887 | 1951869.3887 | 1951869.3887 | 1951869.3887 | 1951869.3887 | 1951869.3887 | 1951869.3887 | 1951869.3887 | 1951869.3887 | 1951869.3887 | 1951869.3887 | 1951869.3887 | 1951869.3887 | 1951869.3887 | 1951869.3887 | 1951869.3887 | 1951869.3887 | 1951869.3887
Risk summary
| Total |  |  |  |  | 1951869.3887 | 1951869.3887 | 1951869.3887 | 1951869.3887 | 1951869.3887 | 1951869.3887 | 1951869.3887 | 1951869.3887 | 1951869.3887 | 1951869.3887 | 1951869.3887 | 1951869.3887 | 1951869.3887 | 1951869.3887 | 1951869.3887 | 1951869.3887 | 1951869.3887 | 1951869.3887 | 1951869.3887 | 1951869.3887 | 1951869.3887 | 1951869.3887 | 1951869.3887 | 1951869.3887
Option 2 |  |  |  |  | 2026-06-30 | 2026-27 | 2027-28 | 2028-29 | 2029-30 | 2030-31 | 2031-32 | 2032-33 | 2033-34 | 2034-35 | 2035-36 | 2036-37 | 2037-38 | 2038-39 | 2039-40 | 2039-40 | 2039-40 | 2039-40 | 2039-40 | 2039-40 | 2039-40 | 2039-40 | 2039-40 | 2039-40 | 2039-40
| Number of switches replaced pa |  |  |  |  | 142 | 0 | 0 | 0 | 0 | 0 | 0 | 0 | 0 | 0 | 0 | 0 | 0 | 0 | 0 | 0 | 0 | 0 | 0 | 0 | 0 | 0 | 0 | 0
| Remaining switches |  |  |  | 142 | 0 | 0 | 0 | 0 | 0 | 0 | 0 | 0 | 0 | 0 | 0 | 0 | 0 | 0 | 0 | 0 | 0 | 0 | 0 | 0 | 0 | 0 | 0 | 0
| CROd switches in service |  |  |  |  | 142 | 142 | 142 | 142 | 142 | 142 | 142 | 142 | 142 | 142 | 142 | 142 | 142 | 142 | 142 | 142 | 142 | 142 | 142 | 142 | 142 | 142 | 142 | 142
Value of lost load - unable to switch
|  |  | MWh | 3638
| Value of energy at risk |  | 2023 |  |  | 0 | 0 | 0 | 0 | 0 | 0 | 0 | 0 | 0 | 0 | 0 | 0 | 0 | 0 | 0 | 0 | 0 | 0 | 0 | 0 | 0 | 0 | 0 | 0
Risk summary
| Total |  |  |  |  | 0 | 0 | 0 | 0 | 0 | 0 | 0 | 0 | 0 | 0 | 0 | 0 | 0 | 0 | 0 | 0 | 0 | 0 | 0 | 0 | 0 | 0 | 0 | 0
Option 3 |  |  |  |  | 2026-06-30 | 2026-27 | 2027-28 | 2028-29 | 2029-30 | 2030-31 | 2031-32 | 2032-33 | 2033-34 | 2034-35 | 2035-36 | 2036-37 | 2037-38 | 2038-39 | 2039-40 | 2039-40 | 2039-40 | 2039-40 | 2039-40 | 2039-40 | 2039-40 | 2039-40 | 2039-40 | 2039-40 | 2039-40
| Number of switches replaced pa |  |  |  |  | 28 | 28 | 28 | 28 | 28 | 2 | 0 | 0 | 0 | 0 | 0 | 0 | 0 | 0 | 0 | 0 | 0 | 0 | 0 | 0 | 0 | 0 | 0 | 0
| Remaining switches |  |  |  | 142 | 114 | 86 | 58 | 30 | 2 | 0 | 0 | 0 | 0 | 0 | 0 | 0 | 0 | 0 | 0 | 0 | 0 | 0 | 0 | 0 | 0 | 0 | 0 | 0
| CROd switches in service |  |  |  |  | 28 | 56 | 84 | 112 | 140 | 142 | 142 | 142 | 142 | 142 | 142 | 142 | 142 | 142 | 142 | 142 | 142 | 142 | 142 | 142 | 142 | 142 | 142 | 142
Value of lost load - unable to switch
|  |  | MWh | 3638
100%
| Value of energy at risk |  | 2023 |  |  | 1566993.7346 | 1182118.0805 | 797242.4264 | 412366.7723 | 27491.1182 | 0 | 0 | 0 | 0 | 0 | 0 | 0 | 0 | 0 | 0 | 0 | 0 | 0 | 0 | 0 | 0 | 0 | 0 | 0
| Total |  |  |  |  | 1566993.7346 | 1182118.0805 | 797242.4264 | 412366.7723 | 27491.1182 | 0 | 0 | 0 | 0 | 0 | 0 | 0 | 0 | 0 | 0 | 0 | 0 | 0 | 0 | 0 | 0 | 0 | 0 | 0
Option 4 |  |  |  |  | 2026-06-30 | 2026-27 | 2027-28 | 2028-29 | 2029-30 | 2030-31 | 2031-32 | 2032-33 | 2033-34 | 2034-35 | 2035-36 | 2036-37 | 2037-38 | 2038-39 | 2039-40 | 2039-40 | 2039-40 | 2039-40 | 2039-40 | 2039-40 | 2039-40 | 2039-40 | 2039-40 | 2039-40 | 2039-40
| Number of switches replaced pa |  |  |  |  | 14 | 14 | 14 | 14 | 14 | 14 | 14 | 14 | 14 | 14 | 2 | 0 | 0 | 0 | 0 | 0 | 0 | 0 | 0 | 0 | 0 | 0 | 0 | 0
| Remaining switches |  |  |  | 142 | 128 | 114 | 100 | 86 | 72 | 58 | 44 | 30 | 16 | 2 | 0 | 0 | 0 | 0 | 0 | 0 | 0 | 0 | 0 | 0 | 0 | 0 | 0 | 0
| CROd switches in service |  |  |  |  | 14 | 28 | 42 | 56 | 70 | 84 | 98 | 112 | 126 | 140 | 142 | 142 | 142 | 142 | 142 | 142 | 142 | 142 | 142 | 142 | 142 | 142 | 142 | 142
Value of lost load - unable to switch
| Unplanned outages |  | MWh | 3638
| % of total switch zones |  |  |  | 100% | 90.14% | 80.28% | 70.42% | 60.56% | 50.7% | 40.85% | 30.99% | 21.13% | 11.27% | 1.408% | 0% | 0% | 0% | 0% | 0% | 0% | 0% | 0% | 0% | 0% | 0% | 0% | 0% | 0%
| Planned outages |  |  |  |  | 1951869.3887 | 1759431.5617 | 1566993.7346 | 1374555.9075 | 1182118.0805 | 989680.2534 | 797242.4264 | 604804.5993 | 412366.7723 | 219928.9452 | 27491.1182 | 0 | 0 | 0 | 0 | 0 | 0 | 0 | 0 | 0 | 0 | 0 | 0 | 0
| Total |  |  |  |  | 1951869.3887 | 1759431.5617 | 1566993.7346 | 1374555.9075 | 1182118.0805 | 989680.2534 | 797242.4264 | 604804.5993 | 412366.7723 | 219928.9452 | 27491.1182 | 0 | 0 | 0 | 0 | 0 | 0 | 0 | 0 | 0 | 0 | 0 | 0 | 0
Option 5 |  |  |  |  | 2026-06-30 | 2026-27 | 2027-28 | 2028-29 | 2029-30 | 2030-31 | 2031-32 | 2032-33 | 2033-34 | 2034-35 | 2035-36 | 2036-37 | 2037-38 | 2038-39 | 2039-40 | 2039-40 | 2039-40 | 2039-40 | 2039-40 | 2039-40 | 2039-40 | 2039-40 | 2039-40 | 2039-40 | 2039-40
| Number of switches replaced pa |  |  |  |  | 9 | 9 | 9 | 9 | 9 | 9 | 9 | 9 | 9 | 9 | 9 | 9 | 9 | 9 | 9 | 7 | 0 | 0 | 0 | 0 | 0 | 0 | 0 | 0
| Remaining switches |  |  |  | 142 | 133 | 124 | 115 | 106 | 97 | 88 | 79 | 70 | 61 | 52 | 43 | 34 | 25 | 16 | 7 | 0 | 0 | 0 | 0 | 0 | 0 | 0 | 0 | 0
| CROd switches in service |  |  |  |  | 9 | 18 | 27 | 36 | 45 | 54 | 63 | 72 | 81 | 90 | 99 | 108 | 117 | 126 | 135 | 142 | 142 | 142 | 142 | 142 | 142 | 142 | 142 | 142
Value of lost load - unable to switch
| Unplanned outages |  | MWh | 3638
| % of total switch zones |  |  |  | 100% | 93.66% | 87.32% | 80.99% | 74.65% | 68.31% | 61.97% | 55.63% | 49.3% | 42.96% | 36.62% | 30.28% | 23.94% | 17.61% | 11.27% | 4.93% | 0% | 0% | 0% | 0% | 0% | 0% | 0% | 0% | 0%
| Planned outages |  |  |  |  | 1951869.3887 | 1828159.357 | 1704449.3254 | 1580739.2937 | 1457029.262 | 1333319.2303 | 1209609.1986 | 1085899.167 | 962189.1353 | 838479.1036 | 714769.0719 | 591059.0402 | 467349.0086 | 343638.9769 | 219928.9452 | 96218.9135 | 0 | 0 | 0 | 0 | 0 | 0 | 0 | 0
| Total |  |  |  |  | 1951869.3887 | 1828159.357 | 1704449.3254 | 1580739.2937 | 1457029.262 | 1333319.2303 | 1209609.1986 | 1085899.167 | 962189.1353 | 838479.1036 | 714769.0719 | 591059.0402 | 467349.0086 | 343638.9769 | 219928.9452 | 96218.9135 | 0 | 0 | 0 | 0 | 0 | 0 | 0 | 0

## Misc_calcs
Powercor
Recplacement of CRO inoperable RMUs
ESCALATION & OTHER
| Year end |  |  | 2021-06-30 | 2022-06-30 | 2023-06-30 | 2024-06-30 | 2025-06-30 | 2026-06-30
| Actual/forecast CPI (June to June) |  |  | 0% | 0.8606% | 3.498% | 7.832% | 4.052% | 3%
| HY ending |  |  | 2021-06-30 | 2021-12-31 | 2022-06-30 | 2022-12-31 | 2023-06-30 | 2023-12-31 | 2024-06-30 | 2024-12-31 | 2025-06-30 | 2025-12-31 | 2026-06-30
| FY ending |  |  | 2021-06-30 | 2022-06-30 | 2022-06-30 | 2023-06-30 | 2023-06-30 | 2024-06-30 | 2024-06-30 | 2025-06-30 | 2025-06-30 | 2026-06-30 | 2026-06-30
| Actual/forecast CPI (June to June) |  |  | 0% | 0.8606% | 0.8606% | 3.498% | 3.498% | 7.832% | 7.832% | 4.052% | 4.052% | 3% | 3%
| Actual cumulative HY escalation |  |  | 1 | 1.0043 | 1.0086 | 1.0261 | 1.0439 | 1.084 | 1.1256 | 1.1482 | 1.1713 | 1.1887 | 1.2064
| Convert from input dollars | 2023-12-31 | 1.084
| To output dollars | 2026-06-30 | 1.2064
| Conversion from input dollars to output dollars |  | 1.1129
| Convert from VCR date | 2023-12-31 | 1.084
| To input dollars | 2023-12-31 | 1.084
| VCR escalation |  | 1
| Start_year | 2026-27
FIRST YEAR
| Option | First year | Option included
| Option 2 | 1 | TRUE
| Option 3 | 1 | TRUE
| Option 4 | 1 | TRUE
| Option 5 | 1 | TRUE
| First year | 1
FLAGS
| Option 1 (base case) | FALSE | FALSE
FALSE
FALSE
| Option 2 | FALSE | FALSE
FALSE
FALSE
| Option 3 | FALSE | FALSE
FALSE
FALSE
| Option 4 | FALSE | FALSE
FALSE
FALSE
| Option 5 | FALSE | FALSE
FALSE
FALSE
Message | !! Capex asset life required !!
!

## Data
Powercor
Recplacement of CRO inoperable RMUs
DATA
Options
|  | Not used | Text |  | Flags for compliance project
Option1 | Option 1 (base case) | FALSE |  | Option 1 (base case): No change to existing practices | FALSE
Option2 | Option 2 | FALSE |  |  | FALSE
Option3 | Option 3 | FALSE |  |  | FALSE
Option4 | Option 4 | FALSE |  |  | FALSE
Option5 | Option 5 | FALSE |  |  | FALSE
Compliance project |  |  | Yes | FALSE
No change to existing practices
Not applicable (compliance)
For conditional formatting of preferred option on Summary :
< Enter description >
Categories
Short categ
| Capital expenditure | -1
| Annualised capex | -1
| Operating expenditure | -1
| Risk mitigated | 1
| Other benefits value | 1
| Net benefits | 1
| Total risk cost | 1
Benefits
|  | Short categ | Flag to include | Units | Defined value
1 | Unserved energy | Energy | FALSE | MWh | FALSE
2 | Safety | Safety | FALSE | $ | TRUE
3 | Unplanned replacement | UnRepl | FALSE | $ | TRUE
4 | Bushfire | Fire | FALSE | $ | TRUE
5 | Reduction in CO2 emissions | Carbon | TRUE | MWh | FALSE
6 | Reliability in worst-served areas | Other | TRUE | MWh | FALSE
7 | Network resilience | Other | TRUE | MWh | FALSE
8 | Enabling solar exports | Other | TRUE | MWh | FALSE
9 | Aesthetics | Other | TRUE | Customers impacted | FALSE
10 | Customer value of time - residential | Other | TRUE | Customer minutes | FALSE
11 | Customer value of time - business | Other | TRUE | Customer minutes | FALSE
12 | Communication | Other | TRUE | Customers impacted | FALSE
13 | Information accessibility | Other | TRUE | Customers impacted | FALSE
Value of benefits
|  |  | CitiPower | Powercor | United Energy
| Reliability in worst-served areas | per MWh | 0 | 151432.8174 | 0
| Network resilience | per MWh | 0 | 24590 | 38560
| Enabling solar exports | per MWh | 4220.9954 | 88.3577 | 862.6028
| Aesthetics | per customer impacted | 0 | 0 | 0
| Customer value of time - residential | per minute customer time | 0.54769 | 0.35181 | 0.34751
| Customer value of time - business | per minute customer time | 0.54769 | 0.35181 | 0.34751
| Communication | per customer impacted | 0 | 0 | 0
| Information accessibility | per customer impacted | 0 | 0 | 0
Conversions
| thous_conv | 1000
| mill_conv | 1000000
Message
| Message | Enter asset life
Error message |  | Remove inputs prior to start year
Disproportionate factors applied to various bushfire and other risk valuations
| - Select - |  |  |  | 0
| Harm to property from network |  |  |  | 1
| Harm to property from bushfire |  |  |  | 1
| Harm to environment |  |  |  | 1
| Safety - Public trespass |  |  |  | 1
| Safety - Single fatality or serious injury ^ |  |  |  | 3
| Safety from bushfire in HBRA |  |  |  | 3
| Safety - Multiple fatality or serious injury ^ |  |  |  | 6
| Safety from bushfire (REFCL declared areas) |  |  |  | 6
| Safety from bushfire (electric line construction areas) |  |  |  | 10
Total annualised capex
Energy at risk value
Total other benefits
DROPDOWN LISTS
| Business |  |  |  | Type | Include | Dollar inputs - month |  |  | Not used options | Conversions | Dollar inputs - year | Compliance | Capex first year
| CitiPower | CP | CP: |  | - Select - | 0 | June | 6 | CY | Not used |  | 2026 | No | 2026-27
| Powercor | PA | PAL: |  | Capex | 1899-12-31 | December | 12 | FY |  |  | 2025 | Yes | 2025-26
| United Energy | UE | UE: |  | Opex | [6 empty] | 2024 |  | 2024-25
2023
2022
2021
2020