## Adjusted Output
Future Major Projects
Scenario Analysis
Adjusted Output
Sensitivity
|  | Future Data Centre | 20% | of known Data Centre customer load
|  | Future Major Loads | 20% | of known Major Loads
Direct un-escalated cost, 2024$
| CY ending 31 Dec |  | 2025 | 2026 | 2027 | 2028 | 2029 | 2030 | 2031 | Total
Adjusted Output
| Data Centre |  | 477331.4691 | 1164810.3393 | 1907285.2208 | 130529247.2134 | 89586087.4814 | 47570400.1925 | 49821502.4739 | 321056664.3903
| - Connection Cost |  | 0 | 0 | 0 | 126748669.773 | 86106765.5107 | 45722872.9346 | 47886547.4709 | 306464855.6892
| - Upstream Augmentation Costs |  | 477331.4691 | 1164810.3393 | 1907285.2208 | 3780577.4404 | 3479321.9707 | 1847527.2578 | 1934955.003 | 14591808.7011
| Major Loads |  | 0 | 0 | 0 | 7164455.8603 | 10109624.3219 | 11925184.5158 | 14824064.834 | 44023329.5321
| Total |  | 477331.4691 | 1164810.3393 | 1907285.2208 | 137693703.0737 | 99695711.8033 | 59495584.7082 | 64645567.3079 | 365079993.9224
| CY ending 31 Dec |  | 2025 | 2026 | 2027 | 2028 | 2029 | 2030 | 2031 | Total
1 | Base Case
| Data Centre |  | 0 | 0 | 0 | 125937089.1571 | 85555417.8562 | 45430106.1747 | 47579926.5513 | 304502539.7391
| - Connection Cost |  | 0 | 0 | 0 | 121057863.7543 | 82240713.8961 | 43669991.4255 | 45736520.5472 | 292705089.6231
| - Upstream Augmentation Costs |  | 0 | 0 | 0 | 4879225.4027 | 3314703.96 | 1760114.7492 | 1843406.0041 | 11797450.1161
| Major Loads |  | 0 | 0 | 0 | 6842783.6203 | 9655718.8802 | 11389763.4188 | 14158488.7966 | 42046754.7158
| Total |  | 0 | 0 | 0 | 132779872.7773 | 95211136.7364 | 56819869.5934 | 61738415.3478 | 346549294.455
315680086.7811
| CY ending 31 Dec |  | 2025 | 2026 | 2027 | 2028 | 2029 | 2030 | 2031 | Total
2 | Adjustments
| Data Centre |  | 477331.4691 | 1164810.3393 | 1907285.2208 | 4592158.0563 | 4030669.6252 | 2140294.0178 | 2241575.9227 | 16554124.6512
| - Connection Cost |  | 0 | 0 | 0 | 5690806.0187 | 3866051.6145 | 2052881.5092 | 2150026.9237 | 13759766.0661
| - Upstream Augmentation Costs |  | 477331.4691 | 1164810.3393 | 1907285.2208 | -1098647.9623 | 164618.0106 | 87412.5086 | 91548.9989 | 2794358.5851
| Major Loads |  | 0 | 0 | 0 | 321672.2401 | 453905.4417 | 535421.097 | 665576.0374 | 1976574.8162
| Total |  | 477331.4691 | 1164810.3393 | 1907285.2208 | 4913830.2964 | 4484575.0669 | 2675715.1148 | 2907151.9601 | 18530699.4674
5.347%
|  |  | CY25 | CY26 | CY27 | CY28 | CY29 | CY30 | CY31 | Total
| DC Growth Projects – Connection component [Future Major Customers Projects] |  | 0 | 0 | 0 | 126748669.773 | 86106765.5107 | 45722872.9346 | 47886547.4709 | 306464855.6892
| DC Growth Projects – Augmentation component [Future Major Customers Projects] |  | 477331.4691 | 1164810.3393 | 1907285.2208 | 3780577.4404 | 3479321.9707 | 1847527.2578 | 1934955.003 | 14591808.7011
| Large Customer Growth Projects [Future Major Customers Projects] |  | 0 | 0 | 0 | 7164455.8603 | 10109624.3219 | 11925184.5158 | 14824064.834 | 44023329.5321
| Total |  | 477331.4691 | 1164810.3393 | 1907285.2208 | 137693703.0737 | 99695711.8033 | 59495584.7082 | 64645567.3079 | 365079993.9224
|  |  | FY25 | FY26 | FY27 | FY28 | FY29 | FY30 | FY31 | Total
| DC Growth Projects – Connection component [Future Major Customers Projects] |  | 0 | 0 | 0 | 63374334.8865 | 106427717.6418 | 65914819.2226 | 46804710.2028 | 282521581.9537
| DC Growth Projects – Augmentation component [Future Major Customers Projects] |  |  | 954662.9382 | 1374957.7403 | 2439612.7014 | 4300432.0751 | 2663424.6143 | 1891241.1304 | 13624331.1996
| Large Customer Growth Projects [Future Major Customers Projects] |  |  | 0 | 0 | 3582227.9302 | 8637040.0911 | 11017404.4188 | 13374624.6749 | 36611297.115
| Total |  | 0 | 954662.9382 | 1374957.7403 | 69396175.518 | 119365189.808 | 79595648.2558 | 62070576.0081 | 332757210.2684
-5.41%
Data source: [JEN - Business Capex Model - 2024.11.20b.xlsm]Calc¦Project_Direct

## Output
Future Major Projects
Scenario Analysis
Output
Sensitivity
|  | Future Data Centre | 20% | of known Data Centre customer load
|  | Future Major Loads | 20% | of known Major Loads
Direct un-escalated cost, 2024$
| CY ending 31 Dec |  | 2025 | 2026 | 2027 | 2028 | 2029 | 2030 | 2031 | Total
1 | Base Case
| Data Centre |  | 0 | 0 | 0 | 125937089.1571 | 85555417.8562 | 45430106.1747 | 47579926.5513 | 304502539.7391
| - Connection Cost |  | 0 | 0 | 0 | 121057863.7543 | 82240713.8961 | 43669991.4255 | 45736520.5472 | 292705089.6231
| - Upstream Augmentation Costs |  | 0 | 0 | 0 | 4879225.4027 | 3314703.96 | 1760114.7492 | 1843406.0041 | 11797450.1161
| Major Loads |  | 0 | 0 | 0 | 6842783.6203 | 9655718.8802 | 11389763.4188 | 14158488.7966 | 42046754.7158
| Total |  | 0 | 0 | 0 | 132779872.7773 | 95211136.7364 | 56819869.5934 | 61738415.3478 | 346549294.455
Incremental Load (MVA)
| Data Centre |  | 0 | 0 | 0 | 49.4083 | 33.5655 | 17.8234 | 18.6668
| Major Loads |  | 0 | 0 | 0 | 8.5616 | 12.0812 | 14.2508 | 17.715
| CY ending 31 Dec |  | 2025 | 2026 | 2027 | 2028 | 2029 | 2030 | 2031 | Total
2 | Low
| Data Centre |  | 0 | 0 | 0 | 99017403.2664 | 84612226.1846 | 34310221.5769 | 21893691.9459 | 239833542.9738
| - Connection Cost |  | 0 | 0 | 0 | 95181136.8213 | 81334064.6346 | 32980928.4686 | 21045456.8579 | 230541586.7825
| - Upstream Augmentation Costs |  | 0 | 0 | 0 | 3836266.4451 | 3278161.5499 | 1329293.1083 | 848235.088 | 9291956.1913
| Major Loads |  | 0 | 0 | 0 | 4642097.6891 | 5427979.586 | 8873370.0826 | 7869993.834 | 26813441.1918
| Total |  | 0 | 0 | 0 | 202676904.222 | 174652431.9551 | 77493813.2364 | 51657377.7259 | 266646984.1656
Incremental Load (MVA)
| Data Centre |  | 0 | 0 | 0 | 38.847 | 33.1955 | 13.4608 | 8.5894
| Major Loads |  | 0 | 0 | 0 | 5.8082 | 6.7914 | 11.1023 | 9.8469
| CY ending 31 Dec |  | 2025 | 2026 | 2027 | 2028 | 2029 | 2030 | 2031 | Total
3 | High
| Data Centre |  | 0 | 0 | 0 | 145756047.1915 | 105367177.0373 | 109625695.7501 | 74005448.0223 | 434754368.0012
| - Connection Cost |  | 0 | 0 | 0 | 140108968.8541 | 101284899.0503 | 105378428.4591 | 71138228.6483 | 417910525.0118
| - Upstream Augmentation Costs |  | 0 | 0 | 0 | 5647078.3374 | 4082277.987 | 4247267.291 | 2867219.374 | 16843842.9894
| Major Loads |  | 0 | 0 | 0 | 11063804.3033 | 14677044.9758 | 20961694.1309 | 23835717.5906 | 70538261.0006
| Total |  | 0 | 0 | 0 | 302575898.6863 | 225411399.0505 | 240213085.6311 | 171846613.6352 | 505292629.0018
Incremental Load (MVA)
| Data Centre |  | 0 | 0 | 0 | 57.1837 | 41.3382 | 43.0089 | 29.0342
| Major Loads |  | 0 | 0 | 0 | 13.8429 | 18.3638 | 26.2271 | 29.823

## Calc
Future Major Projects
Scenario Analysis
Calculation
Data Centre unit cost
| Load Scenario | Base | Low | High | Note
Unit Costs
| - Connection Cost | 2450153.7493 | 3110816.0692 | 1716090.9569 | $/MVA
| - Upstream Augmentation Costs | 98753.2081 | 125381.1386 | 69166.8788 | $/MVA
| Total Unit Cost | 2548906.9574 | 3236197.2077 | 1785257.8357 | $/MVA
| Incremental Load as at 31 December 2031 (known DC) | 194.9876 | 153.5769 | 278.3941 | MVA
Capex (known DC)
| - Connection Cost | 477749643.5606 | 477749643.5606 | 477749643.5606 | 2024$
| - Upstream Augmentation Costs | 19255652.8318 | 19255652.8318 | 19255652.8318 | 2024$
| Total Capex (known DC) | 497005296.3924 | 497005296.3924 | 497005296.3924 | 2024$
0
Major Loads unit cost
| Load Scenario | Base | Low | High | Note
| Unit Costs | 799238.3391 | 1253303.4519 | 476413.4801 | $/MVA
| Incremental Load as at 31 December 2031 (known Major Loads) | 98.6371 | 62.9014 | 165.4751 | MVA
| Total Capex (known Major Loads) | 78834566.1994 | 78834566.1994 | 78834566.1994 | 2024$
| CY ending 31 Dec | 2025 | 2026 | 2027 | 2028 | 2029 | 2030 | 2031 | Total
Data Centre
A65 | XXXX XXXX XXXX XXXX | 352346.3319 | 1056435.0583 | 0 | 0 | 0 | 0 | 0 | 1408781.3902
A214 | XXXX XXXX XXXX XXXX | 0 | 0 | 1539625.2098 | 12475852.2575 | 8930525.375 | 0 | 0 | 22946002.8423
A54 | XXXX XXXX XXXX XXXX | 0 | 0 | 0 | 2032390.605 | 1888272.0365 | 0 | 0 | 3920662.6415
A101 | XXXX XXXX XXXX XXXX | 12761344.9446 | 6453961.6181 | 0 | 0 | 0 | 0 | 0 | 19215306.5627
A37 | XXXX XXXX XXXX XXXX | 11292252.5654 | 10360864.2138 | 0 | 0 | 0 | 0 | 0 | 21653116.7792
A505 | XXXX XXXX XXXX XXXX | 0 | 2443299.7521 | 0 | 0 | 0 | 0 | 0 | 2443299.7521
A502 | XXXX XXXX XXXX XXXX | 11238218.824 | 11130397.3725 | 0 | 0 | 0 | 0 | 0 | 22368616.1965
A85 | XXXX XXXX XXXX XXXX | 6719351.9293 | 15607476.4169 | 0 | 0 | 0 | 0 | 0 | 22326828.3461
A501 | XXXX XXXX XXXX XXXX | 643957.0755 | 1721791.267 | 0 | 0 | 0 | 0 | 0 | 2365748.3425
A899 | XXXX XXXX XXXX XXXX | 0 | 0 | 0 | 0 | 0 | 0 | 0 | 0
A449 | XXXX XXXX XXXX XXXX | 0 | 0 | 8985337.3912 | 15107931.5635 | 0 | 0 | 0 | 24093268.9547
A497 | XXXX XXXX XXXX XXXX | 0 | 0 | 2695135.207 | 2533012.9156 | 0 | 0 | 0 | 5228148.1226
A956 | XXXX XXXX XXXX XXXX | 5760273.2604 | 12721737.2002 | 8060780.8996 | 0 | 0 | 0 | 0 | 26542791.3602
A481 | XXXX XXXX XXXX XXXX | 2110706.1911 | 2969284.4794 | 396465.2213 | 0 | 0 | 0 | 0 | 5476455.8917
A321 | XXXX XXXX XXXX XXXX | 0 | 0 | 0 | 0 | 0 | 0 | 0 | 0
A181 | XXXX XXXX XXXX XXXX | 0 | 0 | 0 | 0 | 0 | 0 | 0 | 0
A452 | XXXX XXXX XXXX XXXX | 6446384.8756 | 8914114.6884 | 9732705.1016 | 0 | 0 | 0 | 0 | 25093204.6657
A453 | XXXX XXXX XXXX XXXX | 0 | 0 | 0 | 8444624.1127 | 14005346.5712 | 0 | 0 | 22449970.6839
A487 | XXXX XXXX XXXX XXXX | 0 | 0 | 0 | 0 | 7826736.3671 | 13351069.9175 | 0 | 21177806.2846
A488 | XXXX XXXX XXXX XXXX | 0 | 0 | 0 | 0 | 0 | 0 | 0 | 0
A493 | XXXX XXXX XXXX XXXX | 0 | 0 | 0 | 0 | 11137500 | 11137500 | 0 | 22275000
A494 | XXXX XXXX XXXX XXXX | 0 | 0 | 0 | 0 | 0 | 0 | 0 | 0
A541 | XXXX XXXX XXXX XXXX | 0 | 0 | 0 | 0 | 0 | 0 | 0 | 0
A542 | XXXX XXXX XXXX XXXX | 0 | 0 | 0 | 0 | 0 | 0 | 0 | 0
A543 | XXXX XXXX XXXX XXXX | 0 | 0 | 0 | 0 | 0 | 11137500 | 11137500 | 22275000
A544 | XXXX XXXX XXXX XXXX | 0 | 0 | 0 | 11137500 | 11137500 | 0 | 0 | 22275000
A545 | XXXX XXXX XXXX XXXX | 0 | 0 | 0 | 0 | 0 | 11137500 | 11137500 | 22275000
A546 | XXXX XXXX XXXX XXXX | 0 | 0 | 0 | 0 | 0 | 11137500 | 11137500 | 22275000
A193 | XXXX XXXX XXXX XXXX | 9016862.4207 | 0 | 0 | 0 | 0 | 0 | 0 | 9016862.4207
A509 | XXXX XXXX XXXX XXXX | 0 | 0 | 0 | 0 | 8823950.1351 | 12419026.2724 | 0 | 21242976.4075
A57 | XXXX XXXX XXXX XXXX | 0 | 0 | 0 | 0 | 0 | 0 | 0 | 0
A548 | XXXX XXXX XXXX XXXX | 0 | 0 | 0 | 0 | 11137500 | 11137500 | 0 | 22275000
A30 | XXXX XXXX XXXX XXXX | 0 | 0 | 0 | 0 | 0 | 0 | 0 | 0
A503 | XXXX XXXX XXXX XXXX | 10747464.1862 | 7256105.6903 | 0 | 0 | 0 | 0 | 0 | 18003569.8765
A236 | XXXX XXXX XXXX XXXX | 0 | 0 | 0 | 0 | 0 | 0 | 0 | 0
A951 | XXXX XXXX XXXX XXXX | 8987943.6845 | 11096072.265 | 0 | 0 | 0 | 0 | 0 | 20084015.9495
A506 | XXXX XXXX XXXX XXXX | 1400280.1858 | 1357304.8546 | 0 | 0 | 0 | 0 | 0 | 2757585.0403
A235 | XXXX XXXX XXXX XXXX | 0 | 0 | 0 | 0 | 0 | 4120055.6156 | 4120055.6156 | 8240111.2311
A907 | XXXX XXXX XXXX XXXX | 5616947.4181 | 1608935.0927 | 0 | 0 | 0 | 0 | 0 | 7225882.5108
A510 | XXXX XXXX XXXX XXXX | 6171184.9233 | 2647446.3845 | 0 | 0 | 0 | 0 | 0 | 8818631.3078
A336 | XXXX XXXX XXXX XXXX | 0 | 2329620.6785 | 0 | 0 | 0 | 0 | 0 | 2329620.6785
A514 | XXXX XXXX XXXX XXXX | 0 | 4016871.8132 | 0 | 0 | 0 | 0 | 0 | 4016871.8132
A445 | XXXX XXXX XXXX XXXX | 8943497.4022 | 0 | 0 | 0 | 0 | 0 | 0 | 8943497.4022
A326 | XXXX XXXX XXXX XXXX | 1982831.4689 | 1982831.4689 | 0 | 0 | 0 | 0 | 0 | 3965662.9379
| Total Data Centre | 110191847.6874 | 105674550.3143 | 31410049.0306 | 51731311.4543 | 74887330.4848 | 85577651.8055 | 37532555.6156 | 497005296.3924 | 497005296.3924
Major Loads
A154 | XXXX XXXX XXXX XXXX | 0 | 0 | 0 | 0 | 0 | 0 | 0 | 0
A50 | XXXX XXXX XXXX XXXX | 0 | 1587907.4689 | 0 | 0 | 0 | 0 | 0 | 1587907.4689
A123 | XXXX XXXX XXXX XXXX | 792601.5683 | 14095990.7365 | 17479329.5179 | 0 | 0 | 0 | 0 | 32367921.8227
A447 | XXXX XXXX XXXX XXXX | 2299014.2884 | 0 | 0 | 0 | 0 | 0 | 0 | 2299014.2884
A17 | XXXX XXXX XXXX XXXX | 0 | 0 | 8645705.7055 | 519256.7783 | 0 | 0 | 0 | 9164962.4838
A139 | XXXX XXXX XXXX XXXX | 7528478.9551 | 0 | 0 | 0 | 0 | 0 | 0 | 7528478.9551
A373 | XXXX XXXX XXXX XXXX | 4378490.4172 | 0 | 0 | 0 | 0 | 0 | 0 | 4378490.4172
A516 | XXXX XXXX XXXX XXXX | 4101344.7064 | 1566828.8319 | 0 | 0 | 0 | 0 | 0 | 5668173.5383
A278 | XXXX XXXX XXXX XXXX | 0 | 0 | 9934324.1122 | 0 | 0 | 0 | 0 | 9934324.1122
A279 | XXXX XXXX XXXX XXXX | 0 | 0 | 0 | 0 | 0 | 5905293.113 | 0 | 5905293.113
| Total Major Loads | 19099929.9353 | 17250727.0373 | 36059359.3356 | 519256.7783 | 0 | 5905293.113 | 0 | 78834566.1994 | 74252807.5892
| Total DC and Major Loads | 129291777.6227 | 122925277.3516 | 67469408.3662 | 52250568.2326 | 74887330.4848 | 91482944.9184 | 37532555.6156 | 575839862.5918

## Input¦$
Real 2024 Direct Cost |  |  | Connection projects |  |  |  | 1.1745 | Real 2018 to Real 2024
Upstream augmentation
|  |  | Major load projects | [98 empty] | CY2025-31
Item | Unq ID # | Unq. ID | Project Name | Service Code | IM Level 2 | [96 empty] | Total | CY2025 | CY2026 | CY2027 | CY2028 | CY2029 | CY2030 | CY2031 | Total | time axis 2024-01-31 to 2031-12-31
116 | 33 | A33 | XXXX XXXX XXXX XXXX | CBH | Customer Initiated | 0 | 0 | 0 | 0 | 0 | 0 | 0 | 0 | 0 | 0 | 0 | 0 | 0 | 0 | 0 | 0 | 0 | 0 | 0 | 0 | 0 | 0 | 0 | 0 | 0 | 0 | 0 | 0 | 0 | 0 | 0 | 0 | 0 | 0 | 0 | 0 | 0 | 0 | 0 | 0 | 0 | 0 | 0 | 0 | 0 | 0 | 0 | 0 | 0 | 0 | 0 | 0 | 0 | 0 | 0 | 0 | 0 | 0 | 0 | 0 | 0 | 0 | 0 | 0 | 0 | 0 | 0 | 0 | 0 | 0 | 0 | 0 | 0 | 0 | 0 | 0 | 0 | 0 | 0 | 0 | 0 | 0 | 0 | 0 | 0 | 0 | 0 | 0 | 0 | 0 | 0 | 0 | 0 | 0 | 0 | 0 | 0 | 0 | 0 | 0 | 0 | 0 | 0 | 0 | 0 | 0
249 | 888 | A888 | XXXX XXXX XXXX XXXX | CBT | Customer Initiated | 0 | 0 | 0 | 0 | 0 | 0 | 0 | 0 | 0 | 0 | 0 | 0 | 0 | 0 | 0 | 0 | 0 | 0 | 0 | 0 | 0 | 0 | 0 | 0 | 0 | 0 | 0 | 0 | 0 | 0 | 0 | 0 | 0 | 0 | 0 | 0 | 0 | 0 | 0 | 0 | 0 | 0 | 0 | 0 | 0 | 0 | 0 | 0 | 0 | 0 | 0 | 0 | 0 | 0 | 0 | 0 | 0 | 0 | 0 | 0 | 0 | 0 | 0 | 0 | 0 | 0 | 0 | 0 | 0 | 0 | 0 | 0 | 0 | 0 | 0 | 0 | 0 | 0 | 0 | 0 | 0 | 0 | 0 | 0 | 0 | 0 | 0 | 0 | 0 | 0 | 0 | 0 | 0 | 0 | 0 | 0 | 0 | 0 | 0 | 0 | 0 | 0 | 0 | 0 | 0 | 0
99 | 176 | A176 | XXXX XXXX XXXX XXXX | CBH | Customer Initiated | 109378.3 | 228434.5768 | 342651.8653 | 342651.8653 | 228434.5768 | 57108.6442 | 0 | 0 | 0 | 0 | 0 | 0 | 0 | 0 | 0 | 0 | 0 | 0 | 0 | 0 | 0 | 0 | 0 | 0 | 0 | 0 | 0 | 0 | 0 | 0 | 0 | 0 | 0 | 0 | 0 | 0 | 0 | 0 | 0 | 0 | 0 | 0 | 0 | 0 | 0 | 0 | 0 | 0 | 0 | 0 | 0 | 0 | 0 | 0 | 0 | 0 | 0 | 0 | 0 | 0 | 0 | 0 | 0 | 0 | 0 | 0 | 0 | 0 | 0 | 0 | 0 | 0 | 0 | 0 | 0 | 0 | 0 | 0 | 0 | 0 | 0 | 0 | 0 | 0 | 0 | 0 | 0 | 0 | 0 | 0 | 0 | 0 | 0 | 0 | 0 | 0 | 0 | 0 | 0 | 0 | 0 | 0 | 0 | 0 | 0 | 0
96 | 65 | A65 | XXXX XXXX XXXX XXXX | CBH | Customer Initiated | 0 | 0 | 0 | 0 | 0 | 0 | 70469.2664 | 70469.2664 | 70469.2664 | 70469.2664 | 70469.2664 | 70469.2664 | 0 | 0 | 0 | 0 | 0 | 0 | 58724.3886 | 58724.3886 | 58724.3886 | 58724.3886 | 58724.3886 | 58724.3886 | 0 | 18791.8044 | 37583.6087 | 75167.2175 | 112750.8262 | 140938.5327 | 204773.8176 | 170644.848 | 136515.8784 | 91010.5856 | 45505.2928 | 22752.6464 | 0 | 0 | 0 | 0 | 0 | 0 | 0 | 0 | 0 | 0 | 0 | 0 | 0 | 0 | 0 | 0 | 0 | 0 | 0 | 0 | 0 | 0 | 0 | 0 | 0 | 0 | 0 | 0 | 0 | 0 | 0 | 0 | 0 | 0 | 0 | 0 | 0 | 0 | 0 | 0 | 0 | 0 | 0 | 0 | 0 | 0 | 0 | 0 | 0 | 0 | 0 | 0 | 0 | 0 | 0 | 0 | 0 | 0 | 0 | 0 | 1408781.3902 | 352346.3319 | 1056435.0583 | 0 | 0 | 0 | 0 | 0 | 1408781.3902 | 0
128 | 214 | A214 | XXXX XXXX XXXX XXXX | CBH | Customer Initiated | 0 | 0 | 0 | 0 | 0 | 0 | 0 | 0 | 0 | 0 | 0 | 0 | 0 | 0 | 0 | 0 | 0 | 0 | 0 | 0 | 0 | 0 | 0 | 0 | 0 | 0 | 0 | 0 | 0 | 0 | 0 | 0 | 0 | 0 | 0 | 0 | 0 | 30792.5042 | 61585.0084 | 123170.0168 | 184755.0252 | 230943.7815 | 277132.5378 | 230943.7815 | 184755.0252 | 123170.0168 | 61585.0084 | 30792.5042 | 0 | 249517.0452 | 499034.0903 | 998068.1806 | 1497102.2709 | 1871377.8386 | 2245653.4064 | 1871377.8386 | 1497102.2709 | 998068.1806 | 499034.0903 | 249517.0452 | 0 | 178610.5075 | 357221.015 | 714442.03 | 1071663.045 | 1339578.8062 | 1607494.5675 | 1339578.8062 | 1071663.045 | 714442.03 | 357221.015 | 178610.5075 | 0 | 0 | 0 | 0 | 0 | 0 | 0 | 0 | 0 | 0 | 0 | 0 | 0 | 0 | 0 | 0 | 0 | 0 | 0 | 0 | 0 | 0 | 0 | 0 | 22946002.8423 | 0 | 0 | 1539625.2098 | 12475852.2575 | 8930525.375 | 0 | 0 | 22946002.8423 | 0
131 | 54 | A54 | XXXX XXXX XXXX XXXX | CBT | Customer Initiated | 0 | 0 | 0 | 0 | 0 | 0 | 0 | 0 | 0 | 0 | 0 | 0 | 0 | 0 | 0 | 0 | 0 | 0 | 0 | 0 | 0 | 0 | 0 | 0 | 0 | 0 | 0 | 0 | 0 | 0 | 0 | 0 | 0 | 0 | 0 | 0 | 0 | 0 | 0 | 0 | 0 | 0 | 0 | 0 | 0 | 0 | 0 | 0 | 0 | 42302.0859 | 81978.3404 | 163956.6807 | 245935.0211 | 298228.3665 | 368902.5316 | 298228.3665 | 245935.0211 | 163956.6807 | 81978.3404 | 40989.1702 | 0 | 39024.6383 | 75479.4856 | 150958.9713 | 226438.4569 | 283048.0712 | 339657.6854 | 283048.0712 | 226438.4569 | 150958.9713 | 75479.4856 | 37739.7428 | 0 | 0 | 0 | 0 | 0 | 0 | 0 | 0 | 0 | 0 | 0 | 0 | 0 | 0 | 0 | 0 | 0 | 0 | 0 | 0 | 0 | 0 | 0 | 0 | 3920662.6415 | 0 | 0 | 0 | 2032390.605 | 1888272.0365 | 0 | 0 | 3920662.6415 | 0
167 | 101 | A101 | XXXX XXXX XXXX XXXX | CBH | Customer Initiated | 0 | 169126.2393 | 338252.4786 | 676504.9572 | 1014757.4357 | 1268446.7947 | 1515089.227 | 1268446.7947 | 1014757.4357 | 676504.9572 | 338252.4786 | 169126.2393 | 0 | 255226.8989 | 510453.7978 | 1020907.5956 | 1531361.3934 | 1914201.7417 | 2297042.09 | 1914201.7417 | 1531361.3934 | 1020907.5956 | 510453.7978 | 255226.8989 | 0 | 129079.2324 | 258158.4647 | 516316.9294 | 774475.3942 | 968094.2427 | 1161713.0913 | 968094.2427 | 774475.3942 | 516316.9294 | 258158.4647 | 129079.2324 | 0 | 0 | 0 | 0 | 0 | 0 | 0 | 0 | 0 | 0 | 0 | 0 | 0 | 0 | 0 | 0 | 0 | 0 | 0 | 0 | 0 | 0 | 0 | 0 | 0 | 0 | 0 | 0 | 0 | 0 | 0 | 0 | 0 | 0 | 0 | 0 | 0 | 0 | 0 | 0 | 0 | 0 | 0 | 0 | 0 | 0 | 0 | 0 | 0 | 0 | 0 | 0 | 0 | 0 | 0 | 0 | 0 | 0 | 0 | 0 | 19215306.5627 | 12761344.9446 | 6453961.6181 | 0 | 0 | 0 | 0 | 0 | 19215306.5627 | 0
118 | 37 | A37 | XXXX XXXX XXXX XXXX | CBH | Customer Initiated | 0 | 169126.2393 | 338252.4786 | 676504.9572 | 1014757.4357 | 1268446.7947 | 1515089.227 | 1268446.7947 | 1014757.4357 | 676504.9572 | 338252.4786 | 169126.2393 | 0 | 225845.0513 | 451690.1026 | 903380.2052 | 1355070.3078 | 1693837.8848 | 2032605.4618 | 1693837.8848 | 1355070.3078 | 903380.2052 | 451690.1026 | 225845.0513 | 0 | 207217.2843 | 414434.5686 | 828869.1371 | 1243303.7057 | 1554129.6321 | 1864955.5585 | 1554129.6321 | 1243303.7057 | 828869.1371 | 414434.5686 | 207217.2843 | 0 | 0 | 0 | 0 | 0 | 0 | 0 | 0 | 0 | 0 | 0 | 0 | 0 | 0 | 0 | 0 | 0 | 0 | 0 | 0 | 0 | 0 | 0 | 0 | 0 | 0 | 0 | 0 | 0 | 0 | 0 | 0 | 0 | 0 | 0 | 0 | 0 | 0 | 0 | 0 | 0 | 0 | 0 | 0 | 0 | 0 | 0 | 0 | 0 | 0 | 0 | 0 | 0 | 0 | 0 | 0 | 0 | 0 | 0 | 0 | 21653116.7792 | 11292252.5654 | 10360864.2138 | 0 | 0 | 0 | 0 | 0 | 21653116.7792 | 0
402 | 505 | A505 | XXXX XXXX XXXX XXXX | CBT | Customer Initiated | 0 | 0 | 0 | 0 | 0 | 0 | 0 | 0 | 0 | 0 | 0 | 0 | 0 | 0 | 0 | 0 | 0 | 0 | 0 | 0 | 0 | 0 | 0 | 0 | 0 | 48627.0047 | 97254.0095 | 194508.0189 | 291762.0284 | 364702.5355 | 449592.5579 | 364702.5355 | 291762.0284 | 194508.0189 | 97254.0095 | 48627.0047 | 0 | 0 | 0 | 0 | 0 | 0 | 0 | 0 | 0 | 0 | 0 | 0 | 0 | 0 | 0 | 0 | 0 | 0 | 0 | 0 | 0 | 0 | 0 | 0 | 0 | 0 | 0 | 0 | 0 | 0 | 0 | 0 | 0 | 0 | 0 | 0 | 0 | 0 | 0 | 0 | 0 | 0 | 0 | 0 | 0 | 0 | 0 | 0 | 0 | 0 | 0 | 0 | 0 | 0 | 0 | 0 | 0 | 0 | 0 | 0 | 2443299.7521 | 0 | 2443299.7521 | 0 | 0 | 0 | 0 | 0 | 2443299.7521 | 0
351 | 502 | A502 | XXXX XXXX XXXX XXXX | CBH | Customer Initiated | 0 | 0 | 0 | 0 | 0 | 0 | 0 | 0 | 0 | 0 | 0 | 0 | 0 | 224764.3765 | 449528.753 | 899057.5059 | 1348586.2589 | 1685732.8236 | 2022879.3883 | 1685732.8236 | 1348586.2589 | 899057.5059 | 449528.753 | 224764.3765 | 0 | 222607.9474 | 445215.8949 | 890431.7898 | 1335647.6847 | 1669559.6059 | 2003471.527 | 1669559.6059 | 1335647.6847 | 890431.7898 | 445215.8949 | 222607.9474 | 0 | 0 | 0 | 0 | 0 | 0 | 0 | 0 | 0 | 0 | 0 | 0 | 0 | 0 | 0 | 0 | 0 | 0 | 0 | 0 | 0 | 0 | 0 | 0 | 0 | 0 | 0 | 0 | 0 | 0 | 0 | 0 | 0 | 0 | 0 | 0 | 0 | 0 | 0 | 0 | 0 | 0 | 0 | 0 | 0 | 0 | 0 | 0 | 0 | 0 | 0 | 0 | 0 | 0 | 0 | 0 | 0 | 0 | 0 | 0 | 22368616.1965 | 11238218.824 | 11130397.3725 | 0 | 0 | 0 | 0 | 0 | 22368616.1965 | 0
160 | 85 | A85 | XXXX XXXX XXXX XXXX | CBH | Customer Initiated | 0 | 169126.2393 | 338252.4786 | 676504.9572 | 1014757.4357 | 1268446.7947 | 1515089.227 | 1268446.7947 | 1014757.4357 | 676504.9572 | 338252.4786 | 169126.2393 | 0 | 134387.0386 | 268774.0772 | 537548.1543 | 806322.2315 | 1007902.7894 | 1209483.3473 | 1007902.7894 | 806322.2315 | 537548.1543 | 268774.0772 | 134387.0386 | 0 | 312149.5283 | 624299.0567 | 1248598.1133 | 1872897.17 | 2341121.4625 | 2809345.755 | 2341121.4625 | 1872897.17 | 1248598.1133 | 624299.0567 | 312149.5283 | 0 | 0 | 0 | 0 | 0 | 0 | 0 | 0 | 0 | 0 | 0 | 0 | 0 | 0 | 0 | 0 | 0 | 0 | 0 | 0 | 0 | 0 | 0 | 0 | 0 | 0 | 0 | 0 | 0 | 0 | 0 | 0 | 0 | 0 | 0 | 0 | 0 | 0 | 0 | 0 | 0 | 0 | 0 | 0 | 0 | 0 | 0 | 0 | 0 | 0 | 0 | 0 | 0 | 0 | 0 | 0 | 0 | 0 | 0 | 0 | 22326828.3461 | 6719351.9293 | 15607476.4169 | 0 | 0 | 0 | 0 | 0 | 22326828.3461 | 0
166 | 501 | A501 | XXXX XXXX XXXX XXXX | CBT | Customer Initiated | 0 | 0 | 0 | 0 | 0 | 0 | 0 | 0 | 0 | 0 | 0 | 0 | 0 | 0 | 0 | 0 | 0 | 0 | 32197.8538 | 128791.4151 | 225384.9764 | 160989.2689 | 64395.7076 | 32197.8538 | 0 | 34435.8253 | 68871.6507 | 137743.3014 | 206614.952 | 258268.6901 | 309922.4281 | 258268.6901 | 206614.952 | 137743.3014 | 68871.6507 | 34435.8253 | 0 | 0 | 0 | 0 | 0 | 0 | 0 | 0 | 0 | 0 | 0 | 0 | 0 | 0 | 0 | 0 | 0 | 0 | 0 | 0 | 0 | 0 | 0 | 0 | 0 | 0 | 0 | 0 | 0 | 0 | 0 | 0 | 0 | 0 | 0 | 0 | 0 | 0 | 0 | 0 | 0 | 0 | 0 | 0 | 0 | 0 | 0 | 0 | 0 | 0 | 0 | 0 | 0 | 0 | 0 | 0 | 0 | 0 | 0 | 0 | 2365748.3425 | 643957.0755 | 1721791.267 | 0 | 0 | 0 | 0 | 0 | 2365748.3425 | 0
234 | 899 | A899 | XXXX XXXX XXXX XXXX | CBT | Customer Initiated | 0 | 0 | 0 | 0 | 0 | 0 | 0 | 0 | 0 | 0 | 0 | 0 | 0 | 0 | 0 | 0 | 0 | 0 | 0 | 0 | 0 | 0 | 0 | 0 | 0 | 0 | 0 | 0 | 0 | 0 | 0 | 0 | 0 | 0 | 0 | 0 | 0 | 0 | 0 | 0 | 0 | 0 | 0 | 0 | 0 | 0 | 0 | 0 | 0 | 0 | 0 | 0 | 0 | 0 | 0 | 0 | 0 | 0 | 0 | 0 | 0 | 0 | 0 | 0 | 0 | 0 | 0 | 0 | 0 | 0 | 0 | 0 | 0 | 0 | 0 | 0 | 0 | 0 | 0 | 0 | 0 | 0 | 0 | 0 | 0 | 0 | 0 | 0 | 0 | 0 | 0 | 0 | 0 | 0 | 0 | 0 | 0 | 0 | 0 | 0 | 0 | 0 | 0 | 0 | 0 | 0
358 | 449 | A449 | XXXX XXXX XXXX XXXX | CBH | Customer Initiated | 0 | 0 | 0 | 0 | 0 | 0 | 0 | 0 | 0 | 0 | 0 | 0 | 0 | 0 | 0 | 0 | 0 | 0 | 0 | 0 | 0 | 0 | 0 | 0 | 0 | 0 | 0 | 0 | 0 | 0 | 0 | 0 | 0 | 0 | 0 | 0 | 0 | 179706.7478 | 359413.4956 | 718826.9913 | 1078240.4869 | 1347800.6087 | 1617360.7304 | 1347800.6087 | 1078240.4869 | 718826.9913 | 359413.4956 | 179706.7478 | 0 | 302158.6313 | 604317.2625 | 1208634.5251 | 1812951.7876 | 2266189.7345 | 2719427.6814 | 2266189.7345 | 1812951.7876 | 1208634.5251 | 604317.2625 | 302158.6313 | 0 | 0 | 0 | 0 | 0 | 0 | 0 | 0 | 0 | 0 | 0 | 0 | 0 | 0 | 0 | 0 | 0 | 0 | 0 | 0 | 0 | 0 | 0 | 0 | 0 | 0 | 0 | 0 | 0 | 0 | 0 | 0 | 0 | 0 | 0 | 0 | 24093268.9547 | 0 | 0 | 8985337.3912 | 15107931.5635 | 0 | 0 | 0 | 24093268.9547 | 0
171 | 497 | A497 | XXXX XXXX XXXX XXXX | CBT | Customer Initiated | 0 | 0 | 0 | 0 | 0 | 0 | 0 | 0 | 0 | 0 | 0 | 0 | 0 | 0 | 0 | 0 | 0 | 0 | 0 | 0 | 0 | 0 | 0 | 0 | 0 | 0 | 0 | 0 | 0 | 0 | 0 | 0 | 0 | 0 | 0 | 0 | 0 | 53902.7041 | 107805.4083 | 215610.8166 | 323416.2248 | 404270.2811 | 485124.3373 | 404270.2811 | 323416.2248 | 215610.8166 | 107805.4083 | 53902.7041 | 0 | 50660.2583 | 101320.5166 | 202641.0332 | 303961.5499 | 379951.9373 | 455942.3248 | 379951.9373 | 303961.5499 | 202641.0332 | 101320.5166 | 50660.2583 | 0 | 0 | 0 | 0 | 0 | 0 | 0 | 0 | 0 | 0 | 0 | 0 | 0 | 0 | 0 | 0 | 0 | 0 | 0 | 0 | 0 | 0 | 0 | 0 | 0 | 0 | 0 | 0 | 0 | 0 | 0 | 0 | 0 | 0 | 0 | 0 | 5228148.1226 | 0 | 0 | 2695135.207 | 2533012.9156 | 0 | 0 | 0 | 5228148.1226 | 0
80 | 956 | A956 | XXXX XXXX XXXX XXXX | CBH | Customer Initiated | 0 | 0 | 0 | 0 | 0 | 0 | 0 | 0 | 0 | 0 | 0 | 0 | 480022.7717 | 480022.7717 | 480022.7717 | 480022.7717 | 480022.7717 | 480022.7717 | 480022.7717 | 480022.7717 | 480022.7717 | 480022.7717 | 480022.7717 | 480022.7717 | 0 | 254283.4045 | 508566.809 | 1017133.6179 | 1525700.4269 | 1907125.5336 | 2296117.6164 | 1907125.5336 | 1525700.4269 | 1017133.6179 | 508566.809 | 254283.4045 | 400030.7145 | 1200092.1435 | 2000153.5724 | 2401626.5081 | 1600122.858 | 458755.1031 | 0 | 0 | 0 | 0 | 0 | 0 | 0 | 0 | 0 | 0 | 0 | 0 | 0 | 0 | 0 | 0 | 0 | 0 | 0 | 0 | 0 | 0 | 0 | 0 | 0 | 0 | 0 | 0 | 0 | 0 | 0 | 0 | 0 | 0 | 0 | 0 | 0 | 0 | 0 | 0 | 0 | 0 | 0 | 0 | 0 | 0 | 0 | 0 | 0 | 0 | 0 | 0 | 0 | 0 | 26542791.3602 | 5760273.2604 | 12721737.2002 | 8060780.8996 | 0 | 0 | 0 | 0 | 26542791.3602 | 0
179 | 481 | A481 | XXXX XXXX XXXX XXXX | CBT | Customer Initiated | 0 | 0 | 0 | 0 | 0 | 0 | 0 | 0 | 0 | 0 | 0 | 0 | 175892.1826 | 175892.1826 | 175892.1826 | 175892.1826 | 175892.1826 | 175892.1826 | 175892.1826 | 175892.1826 | 175892.1826 | 175892.1826 | 175892.1826 | 175892.1826 | 29692.8448 | 89078.5344 | 178157.0688 | 267235.6031 | 356314.1375 | 475085.5167 | 534471.2063 | 415699.8271 | 296928.4479 | 207849.9136 | 89078.5344 | 29692.8448 | 19823.2611 | 59469.7832 | 99116.3053 | 118939.5664 | 79293.0443 | 19823.2611 | 0 | 0 | 0 | 0 | 0 | 0 | 0 | 0 | 0 | 0 | 0 | 0 | 0 | 0 | 0 | 0 | 0 | 0 | 0 | 0 | 0 | 0 | 0 | 0 | 0 | 0 | 0 | 0 | 0 | 0 | 0 | 0 | 0 | 0 | 0 | 0 | 0 | 0 | 0 | 0 | 0 | 0 | 0 | 0 | 0 | 0 | 0 | 0 | 0 | 0 | 0 | 0 | 0 | 0 | 5476455.8917 | 2110706.1911 | 2969284.4794 | 396465.2213 | 0 | 0 | 0 | 0 | 5476455.8917 | 0
185 | 321 | A321 | XXXX XXXX XXXX XXXX | CBT | Customer Initiated | 0 | 0 | 0 | 0 | 0 | 0 | 0 | 0 | 0 | 0 | 0 | 0 | 0 | 0 | 0 | 0 | 0 | 0 | 0 | 0 | 0 | 0 | 0 | 0 | 0 | 0 | 0 | 0 | 0 | 0 | 0 | 0 | 0 | 0 | 0 | 0 | 0 | 0 | 0 | 0 | 0 | 0 | 0 | 0 | 0 | 0 | 0 | 0 | 0 | 0 | 0 | 0 | 0 | 0 | 0 | 0 | 0 | 0 | 0 | 0 | 0 | 0 | 0 | 0 | 0 | 0 | 0 | 0 | 0 | 0 | 0 | 0 | 0 | 0 | 0 | 0 | 0 | 0 | 0 | 0 | 0 | 0 | 0 | 0 | 0 | 0 | 0 | 0 | 0 | 0 | 0 | 0 | 0 | 0 | 0 | 0 | 0 | 0 | 0 | 0 | 0 | 0 | 0 | 0 | 0 | 0
100 | 181 | A181 | XXXX XXXX XXXX XXXX | CBH | Customer Initiated | 0 | 203232.788 | 406465.5761 | 812931.1522 | 1219396.7283 | 1524245.9104 | 1829095.0924 | 1524245.9104 | 1219396.7283 | 812931.1522 | 406465.5761 | 203232.788 | 0 | 0 | 0 | 0 | 0 | 0 | 0 | 0 | 0 | 0 | 0 | 0 | 0 | 0 | 0 | 0 | 0 | 0 | 0 | 0 | 0 | 0 | 0 | 0 | 0 | 0 | 0 | 0 | 0 | 0 | 0 | 0 | 0 | 0 | 0 | 0 | 0 | 0 | 0 | 0 | 0 | 0 | 0 | 0 | 0 | 0 | 0 | 0 | 0 | 0 | 0 | 0 | 0 | 0 | 0 | 0 | 0 | 0 | 0 | 0 | 0 | 0 | 0 | 0 | 0 | 0 | 0 | 0 | 0 | 0 | 0 | 0 | 0 | 0 | 0 | 0 | 0 | 0 | 0 | 0 | 0 | 0 | 0 | 0 | 0 | 0 | 0 | 0 | 0 | 0 | 0 | 0 | 0 | 0
359 | 452 | A452 | XXXX XXXX XXXX XXXX | CBH | Customer Initiated | 0 | 0 | 0 | 0 | 0 | 0 | 0 | 0 | 0 | 0 | 0 | 0 | 0 | 128927.6975 | 257855.395 | 515710.79 | 773566.1851 | 966957.7313 | 1160349.2776 | 966957.7313 | 773566.1851 | 515710.79 | 257855.395 | 128927.6975 | 0 | 158563.7451 | 317127.4902 | 634254.9805 | 951382.4707 | 1189228.0883 | 1727865.1262 | 1439887.6052 | 1151910.0841 | 767940.0561 | 383970.028 | 191985.014 | 0 | 194654.102 | 389308.2041 | 778616.4081 | 1167924.6122 | 1459905.7652 | 1751886.9183 | 1459905.7652 | 1167924.6122 | 778616.4081 | 389308.2041 | 194654.102 | 0 | 0 | 0 | 0 | 0 | 0 | 0 | 0 | 0 | 0 | 0 | 0 | 0 | 0 | 0 | 0 | 0 | 0 | 0 | 0 | 0 | 0 | 0 | 0 | 0 | 0 | 0 | 0 | 0 | 0 | 0 | 0 | 0 | 0 | 0 | 0 | 0 | 0 | 0 | 0 | 0 | 0 | 0 | 0 | 0 | 0 | 0 | 0 | 25093204.6657 | 6446384.8756 | 8914114.6884 | 9732705.1016 | 0 | 0 | 0 | 0 | 25093204.6657 | 0
360 | 453 | A453 | XXXX XXXX XXXX XXXX | CBH | Customer Initiated | 0 | 0 | 0 | 0 | 0 | 0 | 0 | 0 | 0 | 0 | 0 | 0 | 0 | 0 | 0 | 0 | 0 | 0 | 0 | 0 | 0 | 0 | 0 | 0 | 0 | 0 | 0 | 0 | 0 | 0 | 0 | 0 | 0 | 0 | 0 | 0 | 0 | 0 | 0 | 0 | 0 | 0 | 0 | 0 | 0 | 0 | 0 | 0 | 0 | 168892.4823 | 337784.9645 | 675569.929 | 1013354.8935 | 1266693.6169 | 1520032.3403 | 1266693.6169 | 1013354.8935 | 675569.929 | 337784.9645 | 168892.4823 | 0 | 280106.9314 | 560213.8628 | 1120427.7257 | 1680641.5885 | 2100801.9857 | 2520962.3828 | 2100801.9857 | 1680641.5885 | 1120427.7257 | 560213.8628 | 280106.9314 | 0 | 0 | 0 | 0 | 0 | 0 | 0 | 0 | 0 | 0 | 0 | 0 | 0 | 0 | 0 | 0 | 0 | 0 | 0 | 0 | 0 | 0 | 0 | 0 | 22449970.6839 | 0 | 0 | 0 | 8444624.1127 | 14005346.5712 | 0 | 0 | 22449970.6839 | 0
403 | 487 | A487 | XXXX XXXX XXXX XXXX | CBH | Customer Initiated | 0 | 0 | 0 | 0 | 0 | 0 | 0 | 0 | 0 | 0 | 0 | 0 | 0 | 0 | 0 | 0 | 0 | 0 | 0 | 0 | 0 | 0 | 0 | 0 | 0 | 0 | 0 | 0 | 0 | 0 | 0 | 0 | 0 | 0 | 0 | 0 | 0 | 0 | 0 | 0 | 0 | 0 | 0 | 0 | 0 | 0 | 0 | 0 | 0 | 0 | 0 | 0 | 0 | 0 | 0 | 0 | 0 | 0 | 0 | 0 | 0 | 156534.7273 | 313069.4547 | 626138.9094 | 939208.364 | 1174010.4551 | 1408812.5461 | 1174010.4551 | 939208.364 | 626138.9094 | 313069.4547 | 156534.7273 | 0 | 267021.3984 | 534042.7967 | 1068085.5934 | 1602128.3901 | 2002660.4876 | 2403192.5852 | 2002660.4876 | 1602128.3901 | 1068085.5934 | 534042.7967 | 267021.3984 | 0 | 0 | 0 | 0 | 0 | 0 | 0 | 0 | 0 | 0 | 0 | 0 | 21177806.2846 | 0 | 0 | 0 | 0 | 7826736.3671 | 13351069.9175 | 0 | 21177806.2846 | 0
407 | 488 | A488 | XXXX XXXX XXXX XXXX | CBH | Customer Initiated | 0 | 0 | 0 | 0 | 0 | 0 | 0 | 0 | 0 | 0 | 0 | 0 | 0 | 0 | 0 | 0 | 0 | 0 | 0 | 0 | 0 | 0 | 0 | 0 | 0 | 0 | 0 | 0 | 0 | 0 | 0 | 0 | 0 | 0 | 0 | 0 | 0 | 0 | 0 | 0 | 0 | 0 | 0 | 0 | 0 | 0 | 0 | 0 | 0 | 0 | 0 | 0 | 0 | 0 | 0 | 0 | 0 | 0 | 0 | 0 | 0 | 0 | 0 | 0 | 0 | 0 | 0 | 0 | 0 | 0 | 0 | 0 | 0 | 0 | 0 | 0 | 0 | 0 | 0 | 0 | 0 | 0 | 0 | 0 | 0 | 0 | 0 | 0 | 0 | 0 | 0 | 0 | 0 | 0 | 0 | 0 | 0 | 0 | 0 | 0 | 0 | 0 | 0 | 0 | 0 | 0
408 | 493 | A493 | XXXX XXXX XXXX XXXX | CBH | Customer Initiated | 0 | 0 | 0 | 0 | 0 | 0 | 0 | 0 | 0 | 0 | 0 | 0 | 0 | 0 | 0 | 0 | 0 | 0 | 0 | 0 | 0 | 0 | 0 | 0 | 0 | 0 | 0 | 0 | 0 | 0 | 0 | 0 | 0 | 0 | 0 | 0 | 0 | 0 | 0 | 0 | 0 | 0 | 0 | 0 | 0 | 0 | 0 | 0 | 0 | 0 | 0 | 0 | 0 | 0 | 0 | 0 | 0 | 0 | 0 | 0 | 928125 | 928125 | 928125 | 928125 | 928125 | 928125 | 928125 | 928125 | 928125 | 928125 | 928125 | 928125 | 928125 | 928125 | 928125 | 928125 | 928125 | 928125 | 928125 | 928125 | 928125 | 928125 | 928125 | 928125 | 0 | 0 | 0 | 0 | 0 | 0 | 0 | 0 | 0 | 0 | 0 | 0 | 22275000 | 0 | 0 | 0 | 0 | 11137500 | 11137500 | 0 | 22275000 | 0
410 | 494 | A494 | XXXX XXXX XXXX XXXX | CBH | Customer Initiated | 0 | 0 | 0 | 0 | 0 | 0 | 0 | 0 | 0 | 0 | 0 | 0 | 0 | 0 | 0 | 0 | 0 | 0 | 0 | 0 | 0 | 0 | 0 | 0 | 0 | 0 | 0 | 0 | 0 | 0 | 0 | 0 | 0 | 0 | 0 | 0 | 0 | 0 | 0 | 0 | 0 | 0 | 0 | 0 | 0 | 0 | 0 | 0 | 0 | 0 | 0 | 0 | 0 | 0 | 0 | 0 | 0 | 0 | 0 | 0 | 0 | 0 | 0 | 0 | 0 | 0 | 0 | 0 | 0 | 0 | 0 | 0 | 0 | 0 | 0 | 0 | 0 | 0 | 0 | 0 | 0 | 0 | 0 | 0 | 0 | 0 | 0 | 0 | 0 | 0 | 0 | 0 | 0 | 0 | 0 | 0 | 0 | 0 | 0 | 0 | 0 | 0 | 0 | 0 | 0 | 0
322 | 541 | A541 | XXXX XXXX XXXX XXXX | CBH | Customer Initiated | 0 | 0 | 0 | 0 | 0 | 0 | 0 | 0 | 0 | 0 | 0 | 0 | 0 | 0 | 0 | 0 | 0 | 0 | 0 | 0 | 0 | 0 | 0 | 0 | 0 | 0 | 0 | 0 | 0 | 0 | 0 | 0 | 0 | 0 | 0 | 0 | 0 | 0 | 0 | 0 | 0 | 0 | 0 | 0 | 0 | 0 | 0 | 0 | 0 | 0 | 0 | 0 | 0 | 0 | 0 | 0 | 0 | 0 | 0 | 0 | 0 | 0 | 0 | 0 | 0 | 0 | 0 | 0 | 0 | 0 | 0 | 0 | 0 | 0 | 0 | 0 | 0 | 0 | 0 | 0 | 0 | 0 | 0 | 0 | 0 | 0 | 0 | 0 | 0 | 0 | 0 | 0 | 0 | 0 | 0 | 0 | 0 | 0 | 0 | 0 | 0 | 0 | 0 | 0 | 0 | 0
323 | 542 | A542 | XXXX XXXX XXXX XXXX | CBH | Customer Initiated | 0 | 0 | 0 | 0 | 0 | 0 | 0 | 0 | 0 | 0 | 0 | 0 | 0 | 0 | 0 | 0 | 0 | 0 | 0 | 0 | 0 | 0 | 0 | 0 | 0 | 0 | 0 | 0 | 0 | 0 | 0 | 0 | 0 | 0 | 0 | 0 | 0 | 0 | 0 | 0 | 0 | 0 | 0 | 0 | 0 | 0 | 0 | 0 | 0 | 0 | 0 | 0 | 0 | 0 | 0 | 0 | 0 | 0 | 0 | 0 | 0 | 0 | 0 | 0 | 0 | 0 | 0 | 0 | 0 | 0 | 0 | 0 | 0 | 0 | 0 | 0 | 0 | 0 | 0 | 0 | 0 | 0 | 0 | 0 | 0 | 0 | 0 | 0 | 0 | 0 | 0 | 0 | 0 | 0 | 0 | 0 | 0 | 0 | 0 | 0 | 0 | 0 | 0 | 0 | 0 | 0
324 | 543 | A543 | XXXX XXXX XXXX XXXX | CBH | Customer Initiated | 0 | 0 | 0 | 0 | 0 | 0 | 0 | 0 | 0 | 0 | 0 | 0 | 0 | 0 | 0 | 0 | 0 | 0 | 0 | 0 | 0 | 0 | 0 | 0 | 0 | 0 | 0 | 0 | 0 | 0 | 0 | 0 | 0 | 0 | 0 | 0 | 0 | 0 | 0 | 0 | 0 | 0 | 0 | 0 | 0 | 0 | 0 | 0 | 0 | 0 | 0 | 0 | 0 | 0 | 0 | 0 | 0 | 0 | 0 | 0 | 0 | 0 | 0 | 0 | 0 | 0 | 0 | 0 | 0 | 0 | 0 | 0 | 928125 | 928125 | 928125 | 928125 | 928125 | 928125 | 928125 | 928125 | 928125 | 928125 | 928125 | 928125 | 928125 | 928125 | 928125 | 928125 | 928125 | 928125 | 928125 | 928125 | 928125 | 928125 | 928125 | 928125 | 22275000 | 0 | 0 | 0 | 0 | 0 | 11137500 | 11137500 | 22275000 | 0
325 | 544 | A544 | XXXX XXXX XXXX XXXX | CBH | Customer Initiated | 0 | 0 | 0 | 0 | 0 | 0 | 0 | 0 | 0 | 0 | 0 | 0 | 0 | 0 | 0 | 0 | 0 | 0 | 0 | 0 | 0 | 0 | 0 | 0 | 0 | 0 | 0 | 0 | 0 | 0 | 0 | 0 | 0 | 0 | 0 | 0 | 0 | 0 | 0 | 0 | 0 | 0 | 0 | 0 | 0 | 0 | 0 | 0 | 928125 | 928125 | 928125 | 928125 | 928125 | 928125 | 928125 | 928125 | 928125 | 928125 | 928125 | 928125 | 928125 | 928125 | 928125 | 928125 | 928125 | 928125 | 928125 | 928125 | 928125 | 928125 | 928125 | 928125 | 0 | 0 | 0 | 0 | 0 | 0 | 0 | 0 | 0 | 0 | 0 | 0 | 0 | 0 | 0 | 0 | 0 | 0 | 0 | 0 | 0 | 0 | 0 | 0 | 22275000 | 0 | 0 | 0 | 11137500 | 11137500 | 0 | 0 | 22275000 | 0
326 | 545 | A545 | XXXX XXXX XXXX XXXX | CBH | Customer Initiated | 0 | 0 | 0 | 0 | 0 | 0 | 0 | 0 | 0 | 0 | 0 | 0 | 0 | 0 | 0 | 0 | 0 | 0 | 0 | 0 | 0 | 0 | 0 | 0 | 0 | 0 | 0 | 0 | 0 | 0 | 0 | 0 | 0 | 0 | 0 | 0 | 0 | 0 | 0 | 0 | 0 | 0 | 0 | 0 | 0 | 0 | 0 | 0 | 0 | 0 | 0 | 0 | 0 | 0 | 0 | 0 | 0 | 0 | 0 | 0 | 0 | 0 | 0 | 0 | 0 | 0 | 0 | 0 | 0 | 0 | 0 | 0 | 928125 | 928125 | 928125 | 928125 | 928125 | 928125 | 928125 | 928125 | 928125 | 928125 | 928125 | 928125 | 928125 | 928125 | 928125 | 928125 | 928125 | 928125 | 928125 | 928125 | 928125 | 928125 | 928125 | 928125 | 22275000 | 0 | 0 | 0 | 0 | 0 | 11137500 | 11137500 | 22275000 | 0
347 | 546 | A546 | XXXX XXXX XXXX XXXX | CBH | Customer Initiated | 0 | 0 | 0 | 0 | 0 | 0 | 0 | 0 | 0 | 0 | 0 | 0 | 0 | 0 | 0 | 0 | 0 | 0 | 0 | 0 | 0 | 0 | 0 | 0 | 0 | 0 | 0 | 0 | 0 | 0 | 0 | 0 | 0 | 0 | 0 | 0 | 0 | 0 | 0 | 0 | 0 | 0 | 0 | 0 | 0 | 0 | 0 | 0 | 0 | 0 | 0 | 0 | 0 | 0 | 0 | 0 | 0 | 0 | 0 | 0 | 0 | 0 | 0 | 0 | 0 | 0 | 0 | 0 | 0 | 0 | 0 | 0 | 928125 | 928125 | 928125 | 928125 | 928125 | 928125 | 928125 | 928125 | 928125 | 928125 | 928125 | 928125 | 928125 | 928125 | 928125 | 928125 | 928125 | 928125 | 928125 | 928125 | 928125 | 928125 | 928125 | 928125 | 22275000 | 0 | 0 | 0 | 0 | 0 | 11137500 | 11137500 | 22275000 | 0
132 | 193 | A193 | XXXX XXXX XXXX XXXX | CBH | Customer Initiated | 0 | 0 | 0 | 0 | 0 | 0 | 0 | 0 | 0 | 0 | 0 | 0 | 0 | 180642.6152 | 361285.2305 | 722570.4609 | 1083855.6914 | 1351296.1509 | 1614038.6594 | 1354819.6143 | 1083855.6914 | 722570.4609 | 361285.2305 | 180642.6152 | 0 | 0 | 0 | 0 | 0 | 0 | 0 | 0 | 0 | 0 | 0 | 0 | 0 | 0 | 0 | 0 | 0 | 0 | 0 | 0 | 0 | 0 | 0 | 0 | 0 | 0 | 0 | 0 | 0 | 0 | 0 | 0 | 0 | 0 | 0 | 0 | 0 | 0 | 0 | 0 | 0 | 0 | 0 | 0 | 0 | 0 | 0 | 0 | 0 | 0 | 0 | 0 | 0 | 0 | 0 | 0 | 0 | 0 | 0 | 0 | 0 | 0 | 0 | 0 | 0 | 0 | 0 | 0 | 0 | 0 | 0 | 0 | 9016862.4207 | 9016862.4207 | 0 | 0 | 0 | 0 | 0 | 0 | 9016862.4207 | 0
419 | 509 | A509 | XXXX XXXX XXXX XXXX | CBH | Customer Initiated | 0 | 0 | 0 | 0 | 0 | 0 | 0 | 0 | 0 | 0 | 0 | 0 | 0 | 0 | 0 | 0 | 0 | 0 | 0 | 0 | 0 | 0 | 0 | 0 | 0 | 0 | 0 | 0 | 0 | 0 | 0 | 0 | 0 | 0 | 0 | 0 | 0 | 0 | 0 | 0 | 0 | 0 | 0 | 0 | 0 | 0 | 0 | 0 | 0 | 0 | 0 | 0 | 0 | 0 | 0 | 0 | 0 | 0 | 0 | 0 | 0 | 176479.0027 | 352958.0054 | 705916.0108 | 1058874.0162 | 1323592.5203 | 1588311.0243 | 1323592.5203 | 1058874.0162 | 705916.0108 | 352958.0054 | 176479.0027 | 0 | 248281.1335 | 496562.267 | 993124.534 | 1489686.801 | 1862108.5012 | 2239499.799 | 1862108.5012 | 1489686.801 | 993124.534 | 496562.267 | 248281.1335 | 0 | 0 | 0 | 0 | 0 | 0 | 0 | 0 | 0 | 0 | 0 | 0 | 21242976.4075 | 0 | 0 | 0 | 0 | 8823950.1351 | 12419026.2724 | 0 | 21242976.4075 | 0
133 | 57 | A57 | XXXX XXXX XXXX XXXX | CBH | Customer Initiated | 0 | 0 | 0 | 0 | 0 | 0 | 0 | 0 | 0 | 0 | 0 | 0 | 0 | 0 | 0 | 0 | 0 | 0 | 0 | 0 | 0 | 0 | 0 | 0 | 0 | 0 | 0 | 0 | 0 | 0 | 0 | 0 | 0 | 0 | 0 | 0 | 0 | 0 | 0 | 0 | 0 | 0 | 0 | 0 | 0 | 0 | 0 | 0 | 0 | 0 | 0 | 0 | 0 | 0 | 0 | 0 | 0 | 0 | 0 | 0 | 0 | 0 | 0 | 0 | 0 | 0 | 0 | 0 | 0 | 0 | 0 | 0 | 0 | 0 | 0 | 0 | 0 | 0 | 0 | 0 | 0 | 0 | 0 | 0 | 0 | 0 | 0 | 0 | 0 | 0 | 0 | 0 | 0 | 0 | 0 | 0 | 0 | 0 | 0 | 0 | 0 | 0 | 0 | 0 | 0 | 0
300 | 548 | A548 | XXXX XXXX XXXX XXXX | CBH | Customer Initiated | 0 | 0 | 0 | 0 | 0 | 0 | 0 | 0 | 0 | 0 | 0 | 0 | 0 | 0 | 0 | 0 | 0 | 0 | 0 | 0 | 0 | 0 | 0 | 0 | 0 | 0 | 0 | 0 | 0 | 0 | 0 | 0 | 0 | 0 | 0 | 0 | 0 | 0 | 0 | 0 | 0 | 0 | 0 | 0 | 0 | 0 | 0 | 0 | 0 | 0 | 0 | 0 | 0 | 0 | 0 | 0 | 0 | 0 | 0 | 0 | 0 | 222750 | 445500 | 891000 | 1336500 | 1670625 | 2004750 | 1670625 | 1336500 | 891000 | 445500 | 222750 | 0 | 222750 | 445500 | 891000 | 1336500 | 1670625 | 2004750 | 1670625 | 1336500 | 891000 | 445500 | 222750 | 0 | 0 | 0 | 0 | 0 | 0 | 0 | 0 | 0 | 0 | 0 | 0 | 22275000 | 0 | 0 | 0 | 0 | 11137500 | 11137500 | 0 | 22275000 | 0
350 | 30 | A30 | XXXX XXXX XXXX XXXX | CBH | Customer Initiated | 0 | 169126.2393 | 338252.4786 | 676504.9572 | 1014757.4357 | 1268446.7947 | 1515089.227 | 1268446.7947 | 1014757.4357 | 676504.9572 | 338252.4786 | 169126.2393 | 0 | 0 | 0 | 0 | 0 | 0 | 0 | 0 | 0 | 0 | 0 | 0 | 0 | 0 | 0 | 0 | 0 | 0 | 0 | 0 | 0 | 0 | 0 | 0 | 0 | 0 | 0 | 0 | 0 | 0 | 0 | 0 | 0 | 0 | 0 | 0 | 0 | 0 | 0 | 0 | 0 | 0 | 0 | 0 | 0 | 0 | 0 | 0 | 0 | 0 | 0 | 0 | 0 | 0 | 0 | 0 | 0 | 0 | 0 | 0 | 0 | 0 | 0 | 0 | 0 | 0 | 0 | 0 | 0 | 0 | 0 | 0 | 0 | 0 | 0 | 0 | 0 | 0 | 0 | 0 | 0 | 0 | 0 | 0 | 0 | 0 | 0 | 0 | 0 | 0 | 0 | 0 | 0 | 0
399 | 503 | A503 | XXXX XXXX XXXX XXXX | CBH | Customer Initiated | 0 | 0 | 0 | 0 | 0 | 0 | 0 | 0 | 0 | 0 | 0 | 0 | 0 | 214949.2837 | 429898.5674 | 859797.1349 | 1289695.7023 | 1612119.6279 | 1934543.5535 | 1612119.6279 | 1289695.7023 | 859797.1349 | 429898.5674 | 214949.2837 | 0 | 145122.1138 | 290244.2276 | 580488.4552 | 870732.6828 | 1088415.8535 | 1306099.0243 | 1088415.8535 | 870732.6828 | 580488.4552 | 290244.2276 | 145122.1138 | 0 | 0 | 0 | 0 | 0 | 0 | 0 | 0 | 0 | 0 | 0 | 0 | 0 | 0 | 0 | 0 | 0 | 0 | 0 | 0 | 0 | 0 | 0 | 0 | 0 | 0 | 0 | 0 | 0 | 0 | 0 | 0 | 0 | 0 | 0 | 0 | 0 | 0 | 0 | 0 | 0 | 0 | 0 | 0 | 0 | 0 | 0 | 0 | 0 | 0 | 0 | 0 | 0 | 0 | 0 | 0 | 0 | 0 | 0 | 0 | 18003569.8765 | 10747464.1862 | 7256105.6903 | 0 | 0 | 0 | 0 | 0 | 18003569.8765 | 0
182 | 236 | A236 | XXXX XXXX XXXX XXXX | CBT | Customer Initiated | 0 | 0 | 0 | 0 | 0 | 0 | 0 | 0 | 0 | 0 | 0 | 0 | 0 | 0 | 0 | 0 | 0 | 0 | 0 | 0 | 0 | 0 | 0 | 0 | 0 | 0 | 0 | 0 | 0 | 0 | 0 | 0 | 0 | 0 | 0 | 0 | 0 | 0 | 0 | 0 | 0 | 0 | 0 | 0 | 0 | 0 | 0 | 0 | 0 | 0 | 0 | 0 | 0 | 0 | 0 | 0 | 0 | 0 | 0 | 0 | 0 | 0 | 0 | 0 | 0 | 0 | 0 | 0 | 0 | 0 | 0 | 0 | 0 | 0 | 0 | 0 | 0 | 0 | 0 | 0 | 0 | 0 | 0 | 0 | 0 | 0 | 0 | 0 | 0 | 0 | 0 | 0 | 0 | 0 | 0 | 0 | 0 | 0 | 0 | 0 | 0 | 0 | 0 | 0 | 0 | 0
236 | 951 | A951 | XXXX XXXX XXXX XXXX | CBH | Customer Initiated | 0 | 0 | 0 | 0 | 0 | 0 | 0 | 0 | 0 | 0 | 0 | 0 | 0 | 179742.966 | 359485.932 | 718971.8641 | 1078457.7961 | 1348072.2451 | 1618482.0779 | 1348072.2451 | 1078457.7961 | 718971.8641 | 359485.932 | 179742.966 | 0 | 221921.4453 | 443842.8906 | 887685.7812 | 1331528.6718 | 1664410.8397 | 1997293.0077 | 1664410.8397 | 1331528.6718 | 887685.7812 | 443842.8906 | 221921.4453 | 0 | 0 | 0 | 0 | 0 | 0 | 0 | 0 | 0 | 0 | 0 | 0 | 0 | 0 | 0 | 0 | 0 | 0 | 0 | 0 | 0 | 0 | 0 | 0 | 0 | 0 | 0 | 0 | 0 | 0 | 0 | 0 | 0 | 0 | 0 | 0 | 0 | 0 | 0 | 0 | 0 | 0 | 0 | 0 | 0 | 0 | 0 | 0 | 0 | 0 | 0 | 0 | 0 | 0 | 0 | 0 | 0 | 0 | 0 | 0 | 20084015.9495 | 8987943.6845 | 11096072.265 | 0 | 0 | 0 | 0 | 0 | 20084015.9495 | 0
246 | 506 | A506 | XXXX XXXX XXXX XXXX | CBT | Customer Initiated | 0 | 0 | 0 | 0 | 0 | 0 | 0 | 0 | 0 | 0 | 0 | 0 | 0 | 28005.6037 | 56011.2074 | 112022.4149 | 168033.6223 | 210042.0279 | 252050.4334 | 210042.0279 | 168033.6223 | 112022.4149 | 56011.2074 | 28005.6037 | 0 | 27146.0971 | 54292.1942 | 108584.3884 | 162876.5825 | 203595.7282 | 244314.8738 | 203595.7282 | 162876.5825 | 108584.3884 | 54292.1942 | 27146.0971 | 0 | 0 | 0 | 0 | 0 | 0 | 0 | 0 | 0 | 0 | 0 | 0 | 0 | 0 | 0 | 0 | 0 | 0 | 0 | 0 | 0 | 0 | 0 | 0 | 0 | 0 | 0 | 0 | 0 | 0 | 0 | 0 | 0 | 0 | 0 | 0 | 0 | 0 | 0 | 0 | 0 | 0 | 0 | 0 | 0 | 0 | 0 | 0 | 0 | 0 | 0 | 0 | 0 | 0 | 0 | 0 | 0 | 0 | 0 | 0 | 2757585.0403 | 1400280.1858 | 1357304.8546 | 0 | 0 | 0 | 0 | 0 | 2757585.0403 | 0
181 | 235 | A235 | XXXX XXXX XXXX XXXX | CBT | Customer Initiated | 0 | 0 | 0 | 0 | 0 | 0 | 0 | 0 | 0 | 0 | 0 | 0 | 0 | 0 | 0 | 0 | 0 | 0 | 0 | 0 | 0 | 0 | 0 | 0 | 0 | 0 | 0 | 0 | 0 | 0 | 0 | 0 | 0 | 0 | 0 | 0 | 0 | 0 | 0 | 0 | 0 | 0 | 0 | 0 | 0 | 0 | 0 | 0 | 0 | 0 | 0 | 0 | 0 | 0 | 0 | 0 | 0 | 0 | 0 | 0 | 0 | 0 | 0 | 0 | 0 | 0 | 0 | 0 | 0 | 0 | 0 | 0 | 0 | 82401.1123 | 164802.2246 | 329604.4492 | 494406.6739 | 618008.3423 | 741610.0108 | 618008.3423 | 494406.6739 | 329604.4492 | 164802.2246 | 82401.1123 | 0 | 82401.1123 | 164802.2246 | 329604.4492 | 494406.6739 | 618008.3423 | 741610.0108 | 618008.3423 | 494406.6739 | 329604.4492 | 164802.2246 | 82401.1123 | 8240111.2311 | 0 | 0 | 0 | 0 | 0 | 4120055.6156 | 4120055.6156 | 8240111.2311 | 0
192 | 907 | A907 | XXXX XXXX XXXX XXXX | CBT | Customer Initiated | 0 | 0 | 0 | 0 | 0 | 0 | 0 | 0 | 0 | 0 | 0 | 0 | 0 | 112540.9603 | 225081.9205 | 450163.841 | 675245.7616 | 844057.2019 | 1012868.6423 | 833839.1583 | 675245.7616 | 450163.841 | 225081.9205 | 112658.409 | 121294.9541 | 121294.9541 | 121294.9541 | 121294.9541 | 121294.9541 | 121294.9541 | 146860.8947 | 146860.8947 | 146860.8947 | 146860.8947 | 146860.8947 | 146860.8947 | 0 | 0 | 0 | 0 | 0 | 0 | 0 | 0 | 0 | 0 | 0 | 0 | 0 | 0 | 0 | 0 | 0 | 0 | 0 | 0 | 0 | 0 | 0 | 0 | 0 | 0 | 0 | 0 | 0 | 0 | 0 | 0 | 0 | 0 | 0 | 0 | 0 | 0 | 0 | 0 | 0 | 0 | 0 | 0 | 0 | 0 | 0 | 0 | 0 | 0 | 0 | 0 | 0 | 0 | 0 | 0 | 0 | 0 | 0 | 0 | 7225882.5108 | 5616947.4181 | 1608935.0927 | 0 | 0 | 0 | 0 | 0 | 7225882.5108 | 0
400 | 510 | A510 | XXXX XXXX XXXX XXXX | CBT | Customer Initiated | 0 | 0 | 0 | 0 | 0 | 0 | 0 | 0 | 0 | 0 | 0 | 0 | 0 | 123529.4024 | 247058.8047 | 494117.6095 | 741176.4142 | 926470.5177 | 1106479.4263 | 926470.5177 | 741176.4142 | 494117.6095 | 247058.8047 | 123529.4024 | 132372.3192 | 397116.9577 | 661861.5961 | 794233.9153 | 529489.2769 | 132372.3192 | 0 | 0 | 0 | 0 | 0 | 0 | 0 | 0 | 0 | 0 | 0 | 0 | 0 | 0 | 0 | 0 | 0 | 0 | 0 | 0 | 0 | 0 | 0 | 0 | 0 | 0 | 0 | 0 | 0 | 0 | 0 | 0 | 0 | 0 | 0 | 0 | 0 | 0 | 0 | 0 | 0 | 0 | 0 | 0 | 0 | 0 | 0 | 0 | 0 | 0 | 0 | 0 | 0 | 0 | 0 | 0 | 0 | 0 | 0 | 0 | 0 | 0 | 0 | 0 | 0 | 0 | 8818631.3078 | 6171184.9233 | 2647446.3845 | 0 | 0 | 0 | 0 | 0 | 8818631.3078 | 0
188 | 336 | A336 | XXXX XXXX XXXX XXXX | DZA | Capacity Development | 0 | 0 | 0 | 0 | 0 | 0 | 0 | 0 | 0 | 0 | 0 | 0 | 0 | 0 | 0 | 0 | 0 | 0 | 0 | 0 | 0 | 0 | 0 | 0 | 0 | 46568.9238 | 93137.8476 | 186275.6953 | 279413.5429 | 349266.9286 | 420294.8021 | 349266.9286 | 279413.5429 | 186275.6953 | 93137.8476 | 46568.9238 | 0 | 0 | 0 | 0 | 0 | 0 | 0 | 0 | 0 | 0 | 0 | 0 | 0 | 0 | 0 | 0 | 0 | 0 | 0 | 0 | 0 | 0 | 0 | 0 | 0 | 0 | 0 | 0 | 0 | 0 | 0 | 0 | 0 | 0 | 0 | 0 | 0 | 0 | 0 | 0 | 0 | 0 | 0 | 0 | 0 | 0 | 0 | 0 | 0 | 0 | 0 | 0 | 0 | 0 | 0 | 0 | 0 | 0 | 0 | 0 | 2329620.6785 | 0 | 2329620.6785 | 0 | 0 | 0 | 0 | 0 | 2329620.6785 | 0
473 | 514 | A514 | XXXX XXXX XXXX XXXX | DOA | Capacity Development | 0 | 0 | 0 | 0 | 0 | 0 | 0 | 0 | 0 | 0 | 0 | 0 | 0 | 0 | 0 | 0 | 0 | 0 | 0 | 0 | 0 | 0 | 0 | 0 | 334739.3178 | 334739.3178 | 334739.3178 | 334739.3178 | 334739.3178 | 334739.3178 | 334739.3178 | 334739.3178 | 334739.3178 | 334739.3178 | 334739.3178 | 334739.3178 | 0 | 0 | 0 | 0 | 0 | 0 | 0 | 0 | 0 | 0 | 0 | 0 | 0 | 0 | 0 | 0 | 0 | 0 | 0 | 0 | 0 | 0 | 0 | 0 | 0 | 0 | 0 | 0 | 0 | 0 | 0 | 0 | 0 | 0 | 0 | 0 | 0 | 0 | 0 | 0 | 0 | 0 | 0 | 0 | 0 | 0 | 0 | 0 | 0 | 0 | 0 | 0 | 0 | 0 | 0 | 0 | 0 | 0 | 0 | 0 | 4016871.8132 | 0 | 4016871.8132 | 0 | 0 | 0 | 0 | 0 | 4016871.8132 | 0
163 | 445 | A445 | XXXX XXXX XXXX XXXX | DOA | Capacity Development | 0 | 50502.9742 | 101005.9485 | 202011.8969 | 303017.8454 | 378772.3067 | 454526.7681 | 378772.3067 | 303017.8454 | 202011.8969 | 101005.9485 | 50502.9742 | 0 | 178869.948 | 357739.8961 | 715479.7922 | 1073219.6883 | 1341524.6103 | 1609829.5324 | 1341524.6103 | 1073219.6883 | 715479.7922 | 357739.8961 | 178869.948 | 0 | 0 | 0 | 0 | 0 | 0 | 0 | 0 | 0 | 0 | 0 | 0 | 0 | 0 | 0 | 0 | 0 | 0 | 0 | 0 | 0 | 0 | 0 | 0 | 0 | 0 | 0 | 0 | 0 | 0 | 0 | 0 | 0 | 0 | 0 | 0 | 0 | 0 | 0 | 0 | 0 | 0 | 0 | 0 | 0 | 0 | 0 | 0 | 0 | 0 | 0 | 0 | 0 | 0 | 0 | 0 | 0 | 0 | 0 | 0 | 0 | 0 | 0 | 0 | 0 | 0 | 0 | 0 | 0 | 0 | 0 | 0 | 8943497.4022 | 8943497.4022 | 0 | 0 | 0 | 0 | 0 | 0 | 8943497.4022 | 0
186 | 326 | A326 | XXXX XXXX XXXX XXXX | DOA | Capacity Development | 0 | 0 | 0 | 0 | 0 | 0 | 0 | 0 | 0 | 0 | 0 | 0 | 0 | 39656.6294 | 79313.2588 | 158626.5175 | 237939.7763 | 297424.7203 | 356909.6644 | 297424.7203 | 237939.7763 | 158626.5175 | 79313.2588 | 39656.6294 | 0 | 39656.6294 | 79313.2588 | 158626.5175 | 237939.7763 | 297424.7203 | 356909.6644 | 297424.7203 | 237939.7763 | 158626.5175 | 79313.2588 | 39656.6294 | 0 | 0 | 0 | 0 | 0 | 0 | 0 | 0 | 0 | 0 | 0 | 0 | 0 | 0 | 0 | 0 | 0 | 0 | 0 | 0 | 0 | 0 | 0 | 0 | 0 | 0 | 0 | 0 | 0 | 0 | 0 | 0 | 0 | 0 | 0 | 0 | 0 | 0 | 0 | 0 | 0 | 0 | 0 | 0 | 0 | 0 | 0 | 0 | 0 | 0 | 0 | 0 | 0 | 0 | 0 | 0 | 0 | 0 | 0 | 0 | 3965662.9379 | 1982831.4689 | 1982831.4689 | 0 | 0 | 0 | 0 | 0 | 3965662.9379 | 0
98 | 154 | A154 | XXXX XXXX XXXX XXXX | CBH | Customer Initiated | 0 | 0 | 0 | 0 | 0 | 0 | 0 | 0 | 0 | 0 | 0 | 0 | 0 | 0 | 0 | 0 | 0 | 0 | 0 | 0 | 0 | 0 | 0 | 0 | 0 | 0 | 0 | 0 | 0 | 0 | 0 | 0 | 0 | 0 | 0 | 0 | 0 | 0 | 0 | 0 | 0 | 0 | 0 | 0 | 0 | 0 | 0 | 0 | 0 | 0 | 0 | 0 | 0 | 0 | 0 | 0 | 0 | 0 | 0 | 0 | 0 | 0 | 0 | 0 | 0 | 0 | 0 | 0 | 0 | 0 | 0 | 0 | 0 | 0 | 0 | 0 | 0 | 0 | 0 | 0 | 0 | 0 | 0 | 0 | 0 | 0 | 0 | 0 | 0 | 0 | 0 | 0 | 0 | 0 | 0 | 0 | 0 | 0 | 0 | 0 | 0 | 0 | 0 | 0 | 0 | 0
129 | 50 | A50 | XXXX XXXX XXXX XXXX | CBH | Customer Initiated | 0 | 74380.8044 | 148761.6088 | 265370.4956 | 373941.202 | 381016.0624 | 412205.4642 | 316710.6186 | 253368.4948 | 168912.3299 | 84456.1649 | 42228.0825 | 0 | 0 | 0 | 0 | 0 | 0 | 0 | 0 | 0 | 0 | 0 | 0 | 0 | 0 | 0 | 0 | 0 | 0 | 264651.2448 | 264651.2448 | 264651.2448 | 264651.2448 | 264651.2448 | 264651.2448 | 0 | 0 | 0 | 0 | 0 | 0 | 0 | 0 | 0 | 0 | 0 | 0 | 0 | 0 | 0 | 0 | 0 | 0 | 0 | 0 | 0 | 0 | 0 | 0 | 0 | 0 | 0 | 0 | 0 | 0 | 0 | 0 | 0 | 0 | 0 | 0 | 0 | 0 | 0 | 0 | 0 | 0 | 0 | 0 | 0 | 0 | 0 | 0 | 0 | 0 | 0 | 0 | 0 | 0 | 0 | 0 | 0 | 0 | 0 | 0 | 1587907.4689 | 0 | 1587907.4689 | 0 | 0 | 0 | 0 | 0 | 1587907.4689 | 0
146 | 123 | A123 | XXXX XXXX XXXX XXXX | CBH | Customer Initiated | 0 | 0 | 0 | 0 | 0 | 0 | 0 | 0 | 0 | 0 | 0 | 0 | 0 | 0 | 0 | 0 | 0 | 0 | 132100.2614 | 132100.2614 | 132100.2614 | 132100.2614 | 132100.2614 | 132100.2614 | 250269.4881 | 500538.9763 | 750808.4644 | 1001077.9526 | 1001077.9526 | 1501616.9289 | 2727180.2921 | 2272650.2434 | 1818120.1947 | 1212080.1298 | 757550.0811 | 303020.0325 | 0 | 349586.5904 | 699173.1807 | 1398346.3614 | 2097519.5421 | 2621899.4277 | 3146279.3132 | 2621899.4277 | 2097519.5421 | 1398346.3614 | 699173.1807 | 349586.5904 | 0 | 0 | 0 | 0 | 0 | 0 | 0 | 0 | 0 | 0 | 0 | 0 | 0 | 0 | 0 | 0 | 0 | 0 | 0 | 0 | 0 | 0 | 0 | 0 | 0 | 0 | 0 | 0 | 0 | 0 | 0 | 0 | 0 | 0 | 0 | 0 | 0 | 0 | 0 | 0 | 0 | 0 | 0 | 0 | 0 | 0 | 0 | 0 | 32367921.8227 | 792601.5683 | 14095990.7365 | 17479329.5179 | 0 | 0 | 0 | 0 | 32367921.8227 | 0
165 | 447 | A447 | XXXX XXXX XXXX XXXX | CBH | Customer Initiated | 0 | 135066.0939 | 270132.1878 | 540264.3755 | 810396.5633 | 1012995.7041 | 1192105.0894 | 1012995.7041 | 810396.5633 | 540264.3755 | 270132.1878 | 135066.0939 | 64189.0715 | 182025.6822 | 231848.0877 | 348516.9519 | 419652.8651 | 260599.3054 | 174500.1977 | 163711.8464 | 181821.5518 | 202465.7368 | 69682.992 | 0 | 0 | 0 | 0 | 0 | 0 | 0 | 0 | 0 | 0 | 0 | 0 | 0 | 0 | 0 | 0 | 0 | 0 | 0 | 0 | 0 | 0 | 0 | 0 | 0 | 0 | 0 | 0 | 0 | 0 | 0 | 0 | 0 | 0 | 0 | 0 | 0 | 0 | 0 | 0 | 0 | 0 | 0 | 0 | 0 | 0 | 0 | 0 | 0 | 0 | 0 | 0 | 0 | 0 | 0 | 0 | 0 | 0 | 0 | 0 | 0 | 0 | 0 | 0 | 0 | 0 | 0 | 0 | 0 | 0 | 0 | 0 | 0 | 2299014.2884 | 2299014.2884 | 0 | 0 | 0 | 0 | 0 | 0 | 2299014.2884 | 0
401 | 17 | A17 | XXXX XXXX XXXX XXXX | CBI | Customer Initiated | 0 | 0 | 0 | 0 | 0 | 0 | 0 | 0 | 0 | 0 | 0 | 0 | 0 | 0 | 0 | 0 | 0 | 0 | 0 | 0 | 0 | 0 | 0 | 0 | 0 | 0 | 0 | 0 | 0 | 0 | 0 | 0 | 0 | 0 | 0 | 0 | 0 | 0 | 161919.1977 | 295131.6711 | 505940.0076 | 605912.2181 | 1580434.2727 | 1664757.6073 | 1480462.0622 | 1185330.3911 | 715473.0957 | 450345.1818 | 86542.7964 | 86542.7964 | 86542.7964 | 86542.7964 | 86542.7964 | 86542.7964 | 0 | 0 | 0 | 0 | 0 | 0 | 0 | 0 | 0 | 0 | 0 | 0 | 0 | 0 | 0 | 0 | 0 | 0 | 0 | 0 | 0 | 0 | 0 | 0 | 0 | 0 | 0 | 0 | 0 | 0 | 0 | 0 | 0 | 0 | 0 | 0 | 0 | 0 | 0 | 0 | 0 | 0 | 9164962.4838 | 0 | 0 | 8645705.7055 | 519256.7783 | 0 | 0 | 0 | 9164962.4838 | 0
405 | 139 | A139 | XXXX XXXX XXXX XXXX | CBH | Customer Initiated | 0 | 0 | 0 | 0 | 0 | 0 | 47438.4317 | 71157.6476 | 85389.1771 | 94876.8635 | 75901.4908 | 47438.4317 | 0 | 136686.2697 | 273372.5393 | 546745.0786 | 820117.6179 | 1025147.0224 | 1355658.0704 | 1138883.7882 | 933854.3837 | 660481.8444 | 387109.3051 | 250423.0355 | 0 | 0 | 0 | 0 | 0 | 0 | 0 | 0 | 0 | 0 | 0 | 0 | 0 | 0 | 0 | 0 | 0 | 0 | 0 | 0 | 0 | 0 | 0 | 0 | 0 | 0 | 0 | 0 | 0 | 0 | 0 | 0 | 0 | 0 | 0 | 0 | 0 | 0 | 0 | 0 | 0 | 0 | 0 | 0 | 0 | 0 | 0 | 0 | 0 | 0 | 0 | 0 | 0 | 0 | 0 | 0 | 0 | 0 | 0 | 0 | 0 | 0 | 0 | 0 | 0 | 0 | 0 | 0 | 0 | 0 | 0 | 0 | 7528478.9551 | 7528478.9551 | 0 | 0 | 0 | 0 | 0 | 0 | 7528478.9551 | 0
406 | 373 | A373 | XXXX XXXX XXXX XXXX | CBI | Customer Initiated | 0 | 256302.4501 | 512604.9002 | 1025209.8004 | 1537814.7006 | 1922268.3757 | 2306722.0508 | 1922268.3757 | 1537814.7006 | 1025209.8004 | 512604.9002 | 256302.4501 | 0 | 88086.583 | 176173.1659 | 352346.3319 | 528519.4978 | 660649.3722 | 766940.5157 | 660649.3722 | 528519.4978 | 352346.3319 | 176173.1659 | 88086.583 | 0 | 0 | 0 | 0 | 0 | 0 | 0 | 0 | 0 | 0 | 0 | 0 | 0 | 0 | 0 | 0 | 0 | 0 | 0 | 0 | 0 | 0 | 0 | 0 | 0 | 0 | 0 | 0 | 0 | 0 | 0 | 0 | 0 | 0 | 0 | 0 | 0 | 0 | 0 | 0 | 0 | 0 | 0 | 0 | 0 | 0 | 0 | 0 | 0 | 0 | 0 | 0 | 0 | 0 | 0 | 0 | 0 | 0 | 0 | 0 | 0 | 0 | 0 | 0 | 0 | 0 | 0 | 0 | 0 | 0 | 0 | 0 | 4378490.4172 | 4378490.4172 | 0 | 0 | 0 | 0 | 0 | 0 | 4378490.4172 | 0
429 | 516 | A516 | XXXX XXXX XXXX XXXX | CBH | Customer Initiated | 0 | 0 | 0 | 0 | 0 | 0 | 0 | 0 | 0 | 0 | 0 | 0 | 0 | 82026.8941 | 164053.7883 | 328107.5765 | 492161.3648 | 615201.706 | 738242.0471 | 615201.706 | 492161.3648 | 328107.5765 | 164053.7883 | 82026.8941 | 78341.4416 | 235024.3248 | 391707.208 | 470048.6496 | 313365.7664 | 78341.4416 | 0 | 0 | 0 | 0 | 0 | 0 | 0 | 0 | 0 | 0 | 0 | 0 | 0 | 0 | 0 | 0 | 0 | 0 | 0 | 0 | 0 | 0 | 0 | 0 | 0 | 0 | 0 | 0 | 0 | 0 | 0 | 0 | 0 | 0 | 0 | 0 | 0 | 0 | 0 | 0 | 0 | 0 | 0 | 0 | 0 | 0 | 0 | 0 | 0 | 0 | 0 | 0 | 0 | 0 | 0 | 0 | 0 | 0 | 0 | 0 | 0 | 0 | 0 | 0 | 0 | 0 | 5668173.5383 | 4101344.7064 | 1566828.8319 | 0 | 0 | 0 | 0 | 0 | 5668173.5383 | 0
475 | 278 | A278 | XXXX XXXX XXXX XXXX | CBH | Customer Initiated | 0 | 0 | 0 | 0 | 0 | 0 | 0 | 0 | 0 | 0 | 0 | 0 | 0 | 0 | 0 | 0 | 0 | 0 | 0 | 0 | 0 | 0 | 0 | 0 | 0 | 0 | 0 | 0 | 0 | 0 | 0 | 0 | 0 | 0 | 0 | 0 | 99343.2411 | 298029.7234 | 596059.4467 | 894089.1701 | 1192118.8935 | 1589491.858 | 1788178.3402 | 1390805.3757 | 993432.4112 | 695402.6879 | 298029.7234 | 99343.2411 | 0 | 0 | 0 | 0 | 0 | 0 | 0 | 0 | 0 | 0 | 0 | 0 | 0 | 0 | 0 | 0 | 0 | 0 | 0 | 0 | 0 | 0 | 0 | 0 | 0 | 0 | 0 | 0 | 0 | 0 | 0 | 0 | 0 | 0 | 0 | 0 | 0 | 0 | 0 | 0 | 0 | 0 | 0 | 0 | 0 | 0 | 0 | 0 | 9934324.1122 | 0 | 0 | 9934324.1122 | 0 | 0 | 0 | 0 | 9934324.1122 | 0
476 | 279 | A279 | XXXX XXXX XXXX XXXX | CBH | Customer Initiated | 0 | 0 | 0 | 0 | 0 | 0 | 0 | 0 | 0 | 0 | 0 | 0 | 0 | 0 | 0 | 0 | 0 | 0 | 0 | 0 | 0 | 0 | 0 | 0 | 0 | 0 | 0 | 0 | 0 | 0 | 0 | 0 | 0 | 0 | 0 | 0 | 0 | 0 | 0 | 0 | 0 | 0 | 0 | 0 | 0 | 0 | 0 | 0 | 0 | 0 | 0 | 0 | 0 | 0 | 0 | 0 | 0 | 0 | 0 | 0 | 0 | 0 | 0 | 0 | 0 | 0 | 0 | 0 | 0 | 0 | 0 | 0 | 59052.9311 | 177158.7934 | 354317.5868 | 531476.3802 | 708635.1736 | 944846.8981 | 1062952.7603 | 826741.0358 | 590529.3113 | 413370.5179 | 177158.7934 | 59052.9311 | 0 | 0 | 0 | 0 | 0 | 0 | 0 | 0 | 0 | 0 | 0 | 0 | 5905293.113 | 0 | 0 | 0 | 0 | 0 | 5905293.113 | 0 | 5905293.113 | 0
135 | 59 | A59 | XXXX XXXX XXXX XXXX | CHH | Customer Initiated | 0 | 0 | 0 | 0 | 0 | 0 | 0 | 0 | 0 | 0 | 0 | 0 | 0 | 0 | 0 | 0 | 0 | 0 | 0 | 0 | 0 | 0 | 0 | 0 | 0 | 0 | 0 | 0 | 0 | 0 | 0 | 0 | 0 | 0 | 0 | 0 | 0 | 0 | 0 | 0 | 0 | 0 | 0 | 0 | 0 | 0 | 0 | 0 | 11349836.8705 | 11349836.8705 | 11349836.8705 | 11349836.8705 | 11349836.8705 | 11349836.8705 | 11349836.8705 | 11349836.8705 | 11349836.8705 | 11349836.8705 | 11349836.8705 | 11349836.8705 | 8127772.6525 | 8127772.6525 | 8127772.6525 | 8127772.6525 | 8127772.6525 | 8127772.6525 | 8127772.6525 | 8127772.6525 | 8127772.6525 | 8127772.6525 | 8127772.6525 | 8127772.6525 | 4837744.0162 | 4837744.0162 | 4837744.0162 | 4837744.0162 | 4837744.0162 | 4837744.0162 | 4837744.0162 | 4837744.0162 | 4837744.0162 | 4837744.0162 | 4837744.0162 | 4837744.0162 | 5252485.3434 | 5252485.3434 | 5252485.3434 | 5252485.3434 | 5252485.3434 | 5252485.3434 | 5252485.3434 | 5252485.3434 | 5252485.3434 | 5252485.3434 | 5252485.3434 | 5252485.3434 | 354814066.591 | 0 | 0 | 0 | 136198042.4459 | 97533271.8299 | 58052928.1944 | 63029824.1207 | 354814066.591 | 0
15 | 183 | A183 | XXXX XXXX XXXX XXXX | CMC | Customer Initiated | 1758.9851 | 0 | 12312.896 | 5276.9554 | 1758.9851 | 7035.9406 | 3517.9703 | 1758.9851 | 1758.9851 | 1758.9851 | 5276.9554 | 12312.896 | 1758.9851 | 0 | 12312.896 | 5276.9554 | 1758.9851 | 7035.9406 | 3517.9703 | 1758.9851 | 1758.9851 | 1758.9851 | 5276.9554 | 12312.896 | 1758.9851 | 1758.9851 | 1758.9851 | 3517.9703 | 1758.9851 | 1758.9851 | 3517.9703 | 1758.9851 | 1758.9851 | 3517.9703 | 1758.9851 | 3517.9703 | 1758.9851 | 1758.9851 | 1758.9851 | 3517.9703 | 1758.9851 | 1758.9851 | 3517.9703 | 1758.9851 | 1758.9851 | 3517.9703 | 1758.9851 | 3517.9703 | 1758.9851 | 1758.9851 | 1758.9851 | 3517.9703 | 1758.9851 | 1758.9851 | 3517.9703 | 1758.9851 | 1758.9851 | 3517.9703 | 1758.9851 | 1758.9851 | 1758.9851 | 1758.9851 | 1758.9851 | 3517.9703 | 1758.9851 | 1758.9851 | 3517.9703 | 1758.9851 | 1758.9851 | 3517.9703 | 1758.9851 | 1758.9851 | 1758.9851 | 1758.9851 | 1758.9851 | 3517.9703 | 1758.9851 | 1758.9851 | 3517.9703 | 1758.9851 | 1758.9851 | 3517.9703 | 1758.9851 | 1758.9851 | 1752.0806 | 1752.0806 | 1752.0806 | 3504.1613 | 1752.0806 | 1752.0806 | 3504.1613 | 1752.0806 | 1752.0806 | 3504.1613 | 1752.0806 | 1752.0806 | 216251.6054 | 54528.5395 | 28143.7623 | 28143.7623 | 26384.7772 | 26384.7772 | 26384.7772 | 26281.2096 | 216251.6054 | 2.6193e-10
41 | 490 | A490 | XXXX XXXX XXXX XXXX | A11 | Customer Initiated | 784.2671 | 784.2671 | 784.2671 | 784.2671 | 784.2671 | 784.2671 | 784.2671 | 784.2671 | 784.2671 | 784.2671 | 784.2671 | 784.2671 | 0 | 0 | 0 | 0 | 0 | 0 | 0 | 0 | 0 | 0 | 0 | 0 | 0 | 0 | 0 | 0 | 0 | 0 | 0 | 0 | 0 | 0 | 0 | 0 | 0 | 0 | 0 | 0 | 0 | 0 | 0 | 0 | 0 | 0 | 0 | 0 | 0 | 0 | 0 | 0 | 0 | 0 | 0 | 0 | 0 | 0 | 0 | 0 | 0 | 0 | 0 | 0 | 0 | 0 | 0 | 0 | 0 | 0 | 0 | 0 | 0 | 0 | 0 | 0 | 0 | 0 | 0 | 0 | 0 | 0 | 0 | 0 | 0 | 0 | 0 | 0 | 0 | 0 | 0 | 0 | 0 | 0 | 0 | 0 | 0 | 0 | 0 | 0 | 0 | 0 | 0 | 0 | 0 | 0
42 | 491 | A491 | XXXX XXXX XXXX XXXX | A10 | Customer Initiated | 4348.8094 | 15472.6281 | 8088.3655 | 15472.6281 | 10864.8553 | 18249.1179 | 10864.8553 | 18249.1179 | 10864.8553 | 15472.6281 | 8088.3655 | 1572.3196 | 12076.9157 | 24996.407 | 21906.9634 | 21906.9634 | 26681.558 | 26681.558 | 28085.8506 | 28085.8506 | 24996.407 | 28085.8506 | 24996.407 | 12357.7742 | 8547.7989 | 17691.9559 | 15505.3096 | 15505.3096 | 18884.672 | 18884.672 | 19878.6021 | 19878.6021 | 17691.9559 | 19878.6021 | 17691.9559 | 8746.5849 | 15603.5409 | 32295.7009 | 28304.0974 | 28304.0974 | 34472.9392 | 34472.9392 | 36287.3044 | 36287.3044 | 32295.7009 | 36287.3044 | 32295.7009 | 15966.4139 | 16735.2321 | 34638.0386 | 30356.9327 | 30356.9327 | 36973.1872 | 36973.1872 | 38919.1445 | 38919.1445 | 34638.0386 | 38919.1445 | 34638.0386 | 17124.4236 | 12928.4562 | 26758.8978 | 23451.6183 | 23451.6183 | 28562.8684 | 28562.8684 | 30066.1773 | 30066.1773 | 26758.8978 | 30066.1773 | 26758.8978 | 13229.118 | 8011.9522 | 16582.8777 | 14533.3086 | 14533.3086 | 18920.2239 | 17700.8245 | 18632.4469 | 18632.4469 | 17802.2771 | 18632.4469 | 16582.8777 | 8198.2766 | 5264.7314 | 10896.7695 | 9549.9778 | 9549.9778 | 12847.1147 | 11631.3832 | 12243.5613 | 12243.5613 | 12112.501 | 12243.5613 | 10896.7695 | 5387.167 | 1846001.1314 | 280858.5056 | 198786.021 | 362873.0438 | 389191.4447 | 300661.7729 | 188763.2675 | 124867.0758 | 1846001.1314 | 0
43 | 492 | A492 | XXXX XXXX XXXX XXXX | A11 | Customer Initiated | 88004.373 | 88004.373 | 88004.373 | 88004.373 | 88004.373 | 88004.373 | 88004.373 | 88004.373 | 88004.373 | 88004.373 | 88004.373 | 88004.373 | 88004.373 | 88004.373 | 88004.373 | 88004.373 | 88004.373 | 88004.373 | 88004.373 | 88004.373 | 88004.373 | 88004.373 | 88004.373 | 88004.373 | 185865.2358 | 186569.2707 | 186569.2707 | 186569.2707 | 186569.2707 | 185865.2358 | 0 | 0 | 0 | 0 | 0 | 0 | 0 | 0 | 0 | 0 | 0 | 0 | 0 | 0 | 0 | 0 | 0 | 0 | 0 | 0 | 0 | 0 | 0 | 0 | 0 | 0 | 0 | 0 | 0 | 0 | 0 | 0 | 0 | 0 | 0 | 0 | 0 | 0 | 0 | 0 | 0 | 0 | 0 | 0 | 0 | 0 | 0 | 0 | 0 | 0 | 0 | 0 | 0 | 0 | 0 | 0 | 0 | 0 | 0 | 0 | 0 | 0 | 0 | 0 | 0 | 0 | 2174060.0304 | 1056052.4759 | 1118007.5545 | 0 | 0 | 0 | 0 | 0 | 2174060.0304 | 0
44 | 233 | A233 | XXXX XXXX XXXX XXXX | CMU | Customer Initiated | 144046.8314 | 184536.8878 | 237995.0544 | 147973.4722 | 209694.6494 | 211048.2245 | 166071.6468 | 202523.9728 | 181988.7544 | 166985.296 | 206054.1822 | 161819.7707 | 147009.1266 | 188515.0565 | 242946.434 | 150611.3637 | 214018.5532 | 215350.7968 | 169379.6769 | 206480.8101 | 185621.1882 | 170271.9948 | 210356.7545 | 165149.1323 | 59736.9274 | 119473.8548 | 238947.7096 | 358421.5644 | 358421.5644 | 358421.5644 | 1075264.6931 | 955790.8383 | 836316.9835 | 776580.0561 | 477895.4192 | 358421.5644 | 485560.4308 | 485560.4308 | 485560.4308 | 485560.4308 | 485236.0272 | 485560.4308 | 485236.0272 | 485560.4308 | 485236.0272 | 485560.4308 | 485236.0272 | 485560.4308 | 477646.7561 | 477646.7561 | 477971.1597 | 477646.7561 | 477971.1597 | 477971.1597 | 477971.1597 | 477971.1597 | 477971.1597 | 477971.1597 | 477971.1597 | 477646.7561 | 477232.5943 | 477232.5943 | 477232.5943 | 477232.5943 | 477232.5943 | 477232.5943 | 477232.5943 | 477232.5943 | 477232.5943 | 477232.5943 | 477232.5943 | 477232.5943 | 477232.5943 | 477232.5943 | 477232.5943 | 477232.5943 | 477232.5943 | 477232.5943 | 477232.5943 | 477232.5943 | 477232.5943 | 477232.5943 | 477232.5943 | 477232.5943 | 477273.3444 | 477273.3444 | 476929.5723 | 477273.3444 | 476929.5723 | 477273.3444 | 477273.3444 | 477273.3444 | 476929.5723 | 477273.3444 | 477273.3444 | 477273.3444 | 36979018.5645 | 2265710.8877 | 5973692.7395 | 5825427.5555 | 5734356.3021 | 5726791.1316 | 5726791.1316 | 5726248.8164 | 36979018.5645 | 5.9605e-08
45 | 496 | A496 | XXXX XXXX XXXX XXXX | CMV | Customer Initiated | 15734.3313 | 18623.0377 | 28970.1896 | 20889.5197 | 35200.4527 | 20033.9562 | 21936.6116 | 30922.8335 | 20803.9752 | 30919.5029 | 20025.7883 | 19263.9371 | 15734.3313 | 18623.0377 | 30315.3787 | 20889.5197 | 36545.6417 | 20033.9562 | 22416.7013 | 32286.1524 | 20803.9752 | 31784.6022 | 20505.8781 | 19744.0269 | 22716.5331 | 22716.5331 | 22716.5331 | 22716.5331 | 22716.5331 | 22716.5331 | 24061.7222 | 22716.5331 | 22716.5331 | 22716.5331 | 22716.5331 | 22716.5331 | 21540.3217 | 22405.4209 | 22405.4209 | 22405.4209 | 22405.4209 | 22405.4209 | 22405.4209 | 22405.4209 | 22405.4209 | 22405.4209 | 22405.4209 | 21540.3217 | 22124.5219 | 22124.5219 | 21398.5042 | 22124.5219 | 21398.5042 | 22142.6518 | 21398.5042 | 22142.6518 | 21398.5042 | 22124.5219 | 22142.6518 | 22124.5219 | 22142.6518 | 22142.6518 | 21398.5042 | 22142.6518 | 21398.5042 | 22142.6518 | 20936.5443 | 22142.6518 | 21398.5042 | 22142.6518 | 22142.6518 | 22142.6518 | 22142.6518 | 22142.6518 | 21398.5042 | 22142.6518 | 21398.5042 | 22142.6518 | 20936.5443 | 22142.6518 | 21398.5042 | 22142.6518 | 22142.6518 | 22142.6518 | 22123.0504 | 22123.0504 | 21379.5616 | 22123.0504 | 21379.5616 | 22371.3257 | 20918.0107 | 22123.0504 | 21379.5616 | 22123.0504 | 22123.0504 | 22123.0504 | 1880242.1393 | 289683.2014 | 273943.5867 | 267134.8528 | 262644.5817 | 262273.2712 | 262273.2712 | 262289.3743 | 1880242.1393 | 0
47 | 5 | A5 | XXXX XXXX XXXX XXXX | CMZ | Customer Initiated | 16646.8892 | 35616.6001 | 35616.6001 | 13549.7935 | 29809.5457 | 27099.587 | 22453.9435 | 25551.0392 | 22453.9435 | 19743.9848 | 17808.3 | 12388.3826 | 17034.0261 | 36390.874 | 36390.874 | 13549.7935 | 30196.6827 | 27873.8609 | 22841.0805 | 26325.3131 | 22841.0805 | 20131.1218 | 18195.437 | 12388.3826 | 49940.6675 | 49553.5305 | 49940.6675 | 49553.5305 | 49940.6675 | 49553.5305 | 49940.6675 | 49553.5305 | 49940.6675 | 49940.6675 | 49940.6675 | 49940.6675 | 43746.4762 | 43746.4762 | 43746.4762 | 43746.4762 | 43746.4762 | 43746.4762 | 43359.3392 | 43746.4762 | 43746.4762 | 43746.4762 | 43746.4762 | 43746.4762 | 42972.2023 | 42972.2023 | 42972.2023 | 42972.2023 | 42972.2023 | 42972.2023 | 42972.2023 | 42972.2023 | 42972.2023 | 42972.2023 | 42972.2023 | 42972.2023 | 42972.2023 | 42972.2023 | 42972.2023 | 42972.2023 | 42585.0653 | 42972.2023 | 42585.0653 | 42972.2023 | 42585.0653 | 42972.2023 | 42972.2023 | 42972.2023 | 42972.2023 | 42972.2023 | 42972.2023 | 42972.2023 | 42585.0653 | 42972.2023 | 42585.0653 | 42972.2023 | 42585.0653 | 42972.2023 | 42972.2023 | 42972.2023 | 42803.5244 | 42803.5244 | 42803.5244 | 43189.1418 | 42803.5244 | 43189.1418 | 42803.5244 | 42803.5244 | 43189.1418 | 42803.5244 | 42803.5244 | 42803.5244 | 3465944.1707 | 284158.5267 | 597739.4621 | 524570.5772 | 515666.4271 | 514505.0163 | 514505.0163 | 514799.1451 | 3465944.1707 | 0
48 | 499 | A499 | XXXX XXXX XXXX XXXX | CMZ | Customer Initiated | 2210.9912 | 5527.4779 | 8291.2168 | 3316.4867 | 4421.9823 | 7185.7213 | 5527.4779 | 6632.9735 | 4421.9823 | 6632.9735 | 2763.7389 | 6632.9735 | 2210.9912 | 5527.4779 | 8843.9646 | 3316.4867 | 4421.9823 | 7738.469 | 5527.4779 | 6632.9735 | 4421.9823 | 6632.9735 | 2763.7389 | 6632.9735 | 4421.9823 | 5527.4779 | 5527.4779 | 5527.4779 | 5527.4779 | 5527.4779 | 17135.1814 | 13818.6947 | 17135.1814 | 17135.1814 | 17135.1814 | 11054.9558 | 10502.208 | 14371.4425 | 16582.4337 | 13265.9469 | 16582.4337 | 16582.4337 | 16582.4337 | 14371.4425 | 17135.1814 | 17135.1814 | 17135.1814 | 10502.208 | 10502.208 | 14371.4425 | 16582.4337 | 13265.9469 | 16582.4337 | 16582.4337 | 16582.4337 | 13818.6947 | 16582.4337 | 16582.4337 | 16582.4337 | 10502.208 | 10502.208 | 14371.4425 | 16582.4337 | 13818.6947 | 16582.4337 | 16582.4337 | 16582.4337 | 13265.9469 | 16582.4337 | 16582.4337 | 16582.4337 | 10502.208 | 10502.208 | 14371.4425 | 16582.4337 | 13818.6947 | 16582.4337 | 16582.4337 | 16582.4337 | 13265.9469 | 16582.4337 | 16582.4337 | 16582.4337 | 10502.208 | 14865.6087 | 14865.6087 | 14865.6087 | 14865.6087 | 14865.6087 | 14865.6087 | 14865.6087 | 14865.6087 | 14865.6087 | 14865.6087 | 14865.6087 | 14865.6087 | 1084893.6778 | 64671.4913 | 125473.748 | 180748.5269 | 178537.5357 | 178537.5357 | 178537.5357 | 178387.3044 | 1084893.6778 | 0
49 | 99 | A99 | XXXX XXXX XXXX XXXX | CMA | Customer Initiated | 16262.397 | 23109.722 | 14550.5657 | 17118.3126 | 29957.0471 | 53922.6847 | 19686.0595 | 28245.2158 | 23109.722 | 26533.3845 | 24821.5533 | 9415.0719 | 17118.3126 | 23109.722 | 15406.4813 | 17974.2282 | 29957.0471 | 55634.516 | 20541.9751 | 28245.2158 | 23109.722 | 26533.3845 | 24821.5533 | 9415.0719 | 14550.5657 | 14550.5657 | 14550.5657 | 14550.5657 | 14550.5657 | 14550.5657 | 15406.4813 | 15406.4813 | 15406.4813 | 14550.5657 | 14550.5657 | 14550.5657 | 14550.5657 | 14550.5657 | 14550.5657 | 14550.5657 | 14550.5657 | 14550.5657 | 13694.6501 | 13694.6501 | 13694.6501 | 14550.5657 | 14550.5657 | 14550.5657 | 14550.5657 | 14550.5657 | 14550.5657 | 14550.5657 | 13694.6501 | 13694.6501 | 13694.6501 | 13694.6501 | 13694.6501 | 14550.5657 | 14550.5657 | 14550.5657 | 14550.5657 | 14550.5657 | 14550.5657 | 13694.6501 | 13694.6501 | 13694.6501 | 13694.6501 | 13694.6501 | 13694.6501 | 14550.5657 | 14550.5657 | 14550.5657 | 14550.5657 | 14550.5657 | 14550.5657 | 13694.6501 | 13694.6501 | 13694.6501 | 13694.6501 | 13694.6501 | 13694.6501 | 14550.5657 | 14550.5657 | 14550.5657 | 14493.4507 | 14493.4507 | 14493.4507 | 14493.4507 | 13640.8948 | 13640.8948 | 13640.8948 | 13640.8948 | 13640.8948 | 14493.4507 | 14493.4507 | 14493.4507 | 1320009.2362 | 291867.23 | 177174.5355 | 172039.0417 | 170327.2105 | 169471.2948 | 169471.2948 | 169658.6288 | 1320009.2362 | 0
58 | 100 | A100 | XXXX XXXX XXXX XXXX | CMB | Customer Initiated | 44978.2861 | 65861.0618 | 57829.225 | 60238.776 | 54616.4902 | 125296.6541 | 52206.9392 | 54616.4902 | 53813.3066 | 70680.1638 | 52206.9392 | 32930.5309 | 45781.4698 | 67467.4291 | 59435.5923 | 61845.1434 | 56222.8576 | 127706.2051 | 53813.3066 | 55419.6739 | 54616.4902 | 73089.7149 | 53010.1229 | 32930.5309 | 27308.2451 | 28111.4288 | 27308.2451 | 28111.4288 | 27308.2451 | 28111.4288 | 27308.2451 | 28111.4288 | 27308.2451 | 28111.4288 | 27308.2451 | 27308.2451 | 27308.2451 | 26505.0614 | 27308.2451 | 26505.0614 | 27308.2451 | 26505.0614 | 27308.2451 | 26505.0614 | 27308.2451 | 26505.0614 | 27308.2451 | 27308.2451 | 26505.0614 | 26505.0614 | 26505.0614 | 26505.0614 | 26505.0614 | 26505.0614 | 26505.0614 | 26505.0614 | 26505.0614 | 26505.0614 | 26505.0614 | 26505.0614 | 26505.0614 | 26505.0614 | 26505.0614 | 26505.0614 | 26505.0614 | 26505.0614 | 26505.0614 | 26505.0614 | 26505.0614 | 26505.0614 | 26505.0614 | 26505.0614 | 26505.0614 | 26505.0614 | 26505.0614 | 26505.0614 | 26505.0614 | 26505.0614 | 26505.0614 | 26505.0614 | 26505.0614 | 26505.0614 | 26505.0614 | 26505.0614 | 26401.0217 | 26401.0217 | 26401.0217 | 27201.0527 | 26401.0217 | 26401.0217 | 26401.0217 | 26401.0217 | 26401.0217 | 26401.0217 | 26401.0217 | 26401.0217 | 2668530.9226 | 741338.5366 | 331714.8598 | 323683.023 | 318060.7373 | 318060.7373 | 318060.7373 | 317612.2914 | 2668530.9226 | 0
62 | 330 | A330 | XXXX XXXX XXXX XXXX | CNG | Customer Initiated | 2474.6633 | 3959.4613 | 4666.508 | 3711.995 | 4666.508 | 4666.508 | 4666.508 | 3711.995 | 4666.508 | 4666.508 | 4666.508 | 2969.596 | 1979.7307 | 3464.5286 | 3464.5286 | 2969.596 | 4949.3266 | 4949.3266 | 4454.394 | 4454.394 | 4454.394 | 4949.3266 | 4949.3266 | 4454.394 | 2474.6633 | 2474.6633 | 2474.6633 | 2474.6633 | 2474.6633 | 4949.3266 | 2474.6633 | 4949.3266 | 4949.3266 | 2474.6633 | 4949.3266 | 2474.6633 | 2474.6633 | 2474.6633 | 4949.3266 | 2474.6633 | 2474.6633 | 4949.3266 | 2474.6633 | 4949.3266 | 4949.3266 | 2474.6633 | 2474.6633 | 2474.6633 | 2474.6633 | 2474.6633 | 4949.3266 | 2474.6633 | 2474.6633 | 2474.6633 | 2474.6633 | 4949.3266 | 4949.3266 | 2474.6633 | 2474.6633 | 2474.6633 | 2474.6633 | 2474.6633 | 4949.3266 | 2474.6633 | 2474.6633 | 4949.3266 | 2474.6633 | 4949.3266 | 4949.3266 | 2474.6633 | 2474.6633 | 2474.6633 | 2474.6633 | 2474.6633 | 4949.3266 | 2474.6633 | 2474.6633 | 4949.3266 | 2474.6633 | 4949.3266 | 2474.6633 | 2474.6633 | 2474.6633 | 2474.6633 | 2470.7527 | 2470.7527 | 4941.5054 | 2470.7527 | 2470.7527 | 4941.5054 | 2470.7527 | 4941.5054 | 4941.5054 | 2470.7527 | 2470.7527 | 2470.7527 | 282049.0478 | 49493.2663 | 39594.613 | 39594.613 | 37119.9497 | 39594.613 | 37119.9497 | 39532.0429 | 282049.0478 | 0
63 | 332 | A332 | XXXX XXXX XXXX XXXX | CNJ | Customer Initiated | 0 | 0 | 0 | 0 | 0 | 0 | 0 | 0 | 0 | 0 | 0 | 0 | 0 | 0 | 0 | 0 | 0 | 0 | 0 | 0 | 0 | 0 | 0 | 0 | 5147.5343 | 3431.6895 | 5147.5343 | 3431.6895 | 5147.5343 | 3431.6895 | 5147.5343 | 3431.6895 | 5147.5343 | 3431.6895 | 5147.5343 | 5147.5343 | 5147.5343 | 3431.6895 | 5147.5343 | 3431.6895 | 5147.5343 | 3431.6895 | 5147.5343 | 3431.6895 | 5147.5343 | 3431.6895 | 5147.5343 | 5147.5343 | 5147.5343 | 3431.6895 | 5147.5343 | 3431.6895 | 5147.5343 | 3431.6895 | 5147.5343 | 3431.6895 | 5147.5343 | 3431.6895 | 5147.5343 | 3431.6895 | 5147.5343 | 3431.6895 | 5147.5343 | 3431.6895 | 5147.5343 | 3431.6895 | 5147.5343 | 3431.6895 | 5147.5343 | 3431.6895 | 5147.5343 | 3431.6895 | 5147.5343 | 3431.6895 | 5147.5343 | 3431.6895 | 5147.5343 | 3431.6895 | 5147.5343 | 3431.6895 | 5147.5343 | 3431.6895 | 5147.5343 | 3431.6895 | 5126.5862 | 3417.7241 | 5126.5862 | 3417.7241 | 5126.5862 | 3417.7241 | 5126.5862 | 3417.7241 | 5126.5862 | 3417.7241 | 5126.5862 | 3417.7241 | 312074.2668 | 0 | 53191.1879 | 53191.1879 | 51475.3431 | 51475.3431 | 51475.3431 | 51265.8618 | 312074.2668 | 0
64 | 333 | A333 | XXXX XXXX XXXX XXXX | CNM | Customer Initiated | 12032.8553 | 23140.1064 | 23140.1064 | 27768.1277 | 23140.1064 | 27768.1277 | 27768.1277 | 27768.1277 | 23140.1064 | 27768.1277 | 23140.1064 | 11570.0532 | 12032.8553 | 23140.1064 | 23140.1064 | 27768.1277 | 23140.1064 | 27768.1277 | 27768.1277 | 27768.1277 | 23140.1064 | 27768.1277 | 23140.1064 | 11570.0532 | 18974.8873 | 18974.8873 | 18974.8873 | 19437.6894 | 18974.8873 | 19437.6894 | 19437.6894 | 19437.6894 | 18974.8873 | 19437.6894 | 18974.8873 | 19437.6894 | 18974.8873 | 18512.0851 | 18512.0851 | 18974.8873 | 18512.0851 | 18974.8873 | 18512.0851 | 18512.0851 | 18512.0851 | 18974.8873 | 18512.0851 | 19437.6894 | 18974.8873 | 18512.0851 | 18512.0851 | 18974.8873 | 18049.283 | 18512.0851 | 18049.283 | 18049.283 | 18049.283 | 18512.0851 | 18049.283 | 18974.8873 | 18974.8873 | 18512.0851 | 18512.0851 | 18974.8873 | 18049.283 | 18512.0851 | 18049.283 | 18049.283 | 18049.283 | 18512.0851 | 18049.283 | 18974.8873 | 18974.8873 | 18512.0851 | 18512.0851 | 18974.8873 | 18049.283 | 18512.0851 | 18049.283 | 18049.283 | 18049.283 | 18512.0851 | 18049.283 | 18974.8873 | 18892.1387 | 18431.3548 | 18431.3548 | 18892.1387 | 18431.3548 | 18431.3548 | 18431.3548 | 17970.571 | 17970.571 | 18431.3548 | 17970.571 | 18892.1387 | 1618375.8835 | 278144.0791 | 230475.4599 | 224921.8344 | 221219.4173 | 221219.4173 | 221219.4173 | 221176.2581 | 1618375.8835 | 0
65 | 89 | A89 | XXXX XXXX XXXX XXXX | A11 | Customer Initiated | 0 | 0 | 0 | 0 | 0 | 0 | 0 | 0 | 0 | 0 | 0 | 0 | 0 | 0 | 0 | 0 | 0 | 0 | 0 | 0 | 0 | 0 | 0 | 0 | 0 | 0 | 0 | 0 | 0 | 0 | 314141.7145 | 314141.7145 | 314141.7145 | 314141.7145 | 314141.7145 | 314141.7145 | 159820.9686 | 159820.9686 | 159820.9686 | 159820.9686 | 159820.9686 | 159820.9686 | 159820.9686 | 159820.9686 | 159820.9686 | 159820.9686 | 159820.9686 | 159820.9686 | 162139.1701 | 162139.1701 | 162139.1701 | 162139.1701 | 162139.1701 | 162139.1701 | 162139.1701 | 162139.1701 | 162139.1701 | 162139.1701 | 162139.1701 | 162139.1701 | 164454.2022 | 164454.2022 | 164454.2022 | 164454.2022 | 164454.2022 | 164454.2022 | 164454.2022 | 164454.2022 | 164454.2022 | 164454.2022 | 164454.2022 | 164454.2022 | 166769.2344 | 166769.2344 | 166769.2344 | 166769.2344 | 166769.2344 | 166769.2344 | 166769.2344 | 166769.2344 | 166769.2344 | 166769.2344 | 166769.2344 | 166769.2344 | 171815.8887 | 171815.8887 | 171815.8887 | 171815.8887 | 171815.8887 | 171815.8887 | 171815.8887 | 171815.8887 | 171815.8887 | 171815.8887 | 171815.8887 | 171815.8887 | 11784843.8557 | 0 | 1884850.2867 | 1917851.6234 | 1945670.0413 | 1973450.4269 | 2001230.8125 | 2061790.6648 | 11784843.8557 | 0
66 | 901 | A901 | XXXX XXXX XXXX XXXX | A11 | Customer Initiated | 0 | 0 | 0 | 0 | 0 | 0 | 0 | 0 | 0 | 0 | 0 | 0 | 0 | 0 | 0 | 0 | 0 | 0 | 0 | 0 | 0 | 0 | 0 | 0 | 0 | 0 | 0 | 0 | 0 | 0 | 0 | 0 | 0 | 0 | 0 | 0 | 0 | 0 | 0 | 0 | 0 | 0 | 0 | 0 | 0 | 0 | 0 | 0 | 0 | 0 | 0 | 0 | 0 | 0 | 0 | 0 | 0 | 0 | 0 | 0 | 0 | 0 | 0 | 0 | 0 | 0 | 0 | 0 | 0 | 0 | 0 | 0 | 0 | 0 | 0 | 0 | 0 | 0 | 0 | 0 | 0 | 0 | 0 | 0 | 0 | 0 | 0 | 0 | 0 | 0 | 0 | 0 | 0 | 0 | 0 | 0 | 0 | 0 | 0 | 0 | 0 | 0 | 0 | 0 | 0 | 0
67 | 207 | A207 | XXXX XXXX XXXX XXXX | VMM | Customer Initiated | 0 | 0 | 0 | 0 | 0 | 0 | 0 | 0 | 0 | 0 | 0 | 0 | 0 | 0 | 0 | 0 | 0 | 0 | 0 | 0 | 0 | 0 | 0 | 0 | 0 | 0 | 0 | 0 | 0 | 0 | 0 | 0 | 0 | 0 | 0 | 0 | 0 | 0 | 0 | 0 | 0 | 0 | 0 | 0 | 0 | 0 | 0 | 0 | 0 | 0 | 0 | 0 | 0 | 0 | 0 | 0 | 0 | 0 | 0 | 0 | 0 | 0 | 0 | 0 | 0 | 0 | 0 | 0 | 0 | 0 | 0 | 0 | 0 | 0 | 0 | 0 | 0 | 0 | 0 | 0 | 0 | 0 | 0 | 0 | 0 | 0 | 0 | 0 | 0 | 0 | 0 | 0 | 0 | 0 | 0 | 0 | 0 | 0 | 0 | 0 | 0 | 0 | 0 | 0 | 0 | 0
68 | 926 | A926 | XXXX XXXX XXXX XXXX | VMM | Customer Initiated | 0 | 0 | 0 | 0 | 0 | 0 | 0 | 0 | 0 | 0 | 0 | 0 | 0 | 0 | 0 | 0 | 0 | 0 | 0 | 0 | 0 | 0 | 0 | 0 | 0 | 0 | 0 | 0 | 0 | 0 | 0 | 0 | 0 | 0 | 0 | 0 | 0 | 0 | 0 | 0 | 0 | 0 | 0 | 0 | 0 | 0 | 0 | 0 | 0 | 0 | 0 | 0 | 0 | 0 | 0 | 0 | 0 | 0 | 0 | 0 | 0 | 0 | 0 | 0 | 0 | 0 | 0 | 0 | 0 | 0 | 0 | 0 | 0 | 0 | 0 | 0 | 0 | 0 | 0 | 0 | 0 | 0 | 0 | 0 | 0 | 0 | 0 | 0 | 0 | 0 | 0 | 0 | 0 | 0 | 0 | 0 | 0 | 0 | 0 | 0 | 0 | 0 | 0 | 0 | 0 | 0
70 | 79 | A79 | XXXX XXXX XXXX XXXX | A11 | Customer Initiated | 25670.012 | 25670.012 | 25670.012 | 25670.012 | 25670.012 | 25670.012 | 25670.012 | 25670.012 | 25670.012 | 25670.012 | 25670.012 | 25670.012 | 20037.7321 | 20037.7321 | 20037.7321 | 20037.7321 | 20037.7321 | 20037.7321 | 20037.7321 | 20037.7321 | 20037.7321 | 20037.7321 | 20037.7321 | 20037.7321 | 59950.72 | 59950.72 | 59950.72 | 59950.72 | 59950.72 | 59950.72 | 59950.72 | 59950.72 | 59950.72 | 59950.72 | 59950.72 | 59950.72 | 187650.3737 | 187650.3737 | 187650.3737 | 187650.3737 | 187650.3737 | 187650.3737 | 187650.3737 | 187650.3737 | 187650.3737 | 187650.3737 | 187650.3737 | 187650.3737 | 376768.5915 | 376768.5915 | 376768.5915 | 376768.5915 | 376768.5915 | 376768.5915 | 376768.5915 | 376768.5915 | 376768.5915 | 376768.5915 | 376768.5915 | 376768.5915 | 513998.1313 | 513998.1313 | 513998.1313 | 513998.1313 | 513998.1313 | 513998.1313 | 513998.1313 | 513998.1313 | 513998.1313 | 513998.1313 | 513998.1313 | 513998.1313 | 624353.4006 | 624353.4006 | 624353.4006 | 624353.4006 | 624353.4006 | 624353.4006 | 624353.4006 | 624353.4006 | 624353.4006 | 624353.4006 | 624353.4006 | 624353.4006 | 643247.1482 | 643247.1482 | 643247.1482 | 643247.1482 | 643247.1482 | 643247.1482 | 643247.1482 | 643247.1482 | 643247.1482 | 643247.1482 | 643247.1482 | 643247.1482 | 29112073.1689 | 240452.7854 | 719408.6403 | 2251804.4847 | 4521223.0976 | 6167977.5751 | 7492240.8077 | 7718965.778 | 29112073.1689 | 0
71 | 246 | A246 | XXXX XXXX XXXX XXXX | CDA | Customer Initiated | 360370.0109 | 775047.9907 | 617636.5764 | 692185.0911 | 782017.9803 | 611304.8721 | 692424.1924 | 724430.2669 | 611909.8604 | 839256.3036 | 831450.274 | 877303.1039 | 372915.3841 | 790180.7109 | 626368.29 | 702729.8284 | 803104.9358 | 620629.5375 | 703383.9381 | 736476.073 | 623099.2089 | 853931.8733 | 848131.0537 | 894391.3823 | 229790.721 | 459581.4421 | 689372.1631 | 919162.8842 | 1034058.2447 | 1263848.9657 | 1838325.7684 | 1608535.0473 | 1378744.3263 | 1148953.6052 | 689372.1631 | 229790.721 | 930539.9564 | 935715.8341 | 930539.9564 | 935715.8341 | 930539.9564 | 935715.8341 | 930539.9564 | 935715.8341 | 930539.9564 | 935715.8341 | 935715.8341 | 935715.8341 | 910877.4187 | 920514.8155 | 920514.8155 | 920514.8155 | 920514.8155 | 921320.5701 | 920514.8155 | 920514.8155 | 920514.8155 | 920514.8155 | 920514.8155 | 910877.4187 | 911144.1443 | 924595.9109 | 911144.1443 | 924595.9109 | 911144.1443 | 926613.5552 | 911144.1443 | 924595.9109 | 911144.1443 | 924595.9109 | 911144.1443 | 920781.5411 | 911144.1443 | 924595.9109 | 911144.1443 | 924595.9109 | 911144.1443 | 926613.5552 | 911144.1443 | 924595.9109 | 911144.1443 | 924595.9109 | 911144.1443 | 920781.5411 | 915740.721 | 919602.0017 | 915808.5136 | 919602.0017 | 915808.5136 | 921473.015 | 917422.3707 | 919534.209 | 915740.721 | 919534.209 | 915740.721 | 915740.721 | 75332332.565 | 8575342.216 | 11489536.0523 | 11202710.6206 | 11027708.7469 | 11012643.6054 | 11012643.6054 | 11011747.7184 | 75332332.565 | 0
75 | 198 | A198 | XXXX XXXX XXXX XXXX | CME | Customer Initiated | 113504.3228 | 224293.1808 | 264363.2883 | 277162.3632 | 221607.6815 | 215121.9218 | 264874.4176 | 250880.9323 | 202993.7661 | 283179.727 | 276727.3513 | 202929.7935 | 117885.7197 | 228096.9732 | 268744.6852 | 281543.7601 | 225989.0784 | 223375.0879 | 269323.7913 | 254684.7247 | 207375.163 | 283179.727 | 276727.3513 | 207379.1672 | 184586.5953 | 184586.5953 | 184518.6185 | 180205.1984 | 184518.6185 | 184586.5953 | 180137.2216 | 184586.5953 | 184518.6185 | 180205.1984 | 184518.6185 | 184586.5953 | 177046.9873 | 180782.8029 | 177046.9873 | 180782.8029 | 176979.0105 | 180782.8029 | 176979.0105 | 180782.8029 | 176979.0105 | 180782.8029 | 177046.9873 | 180782.8029 | 175757.2318 | 175757.2318 | 175757.2318 | 175825.2086 | 175825.2086 | 175757.2318 | 179561.0242 | 175825.2086 | 175757.2318 | 175825.2086 | 175825.2086 | 175757.2318 | 175825.2086 | 175825.2086 | 175825.2086 | 175893.1854 | 175893.1854 | 175893.1854 | 175825.2086 | 175893.1854 | 175825.2086 | 175893.1854 | 175893.1854 | 175825.2086 | 175825.2086 | 175825.2086 | 175825.2086 | 175893.1854 | 175893.1854 | 175893.1854 | 175825.2086 | 175893.1854 | 175825.2086 | 175893.1854 | 175893.1854 | 175825.2086 | 174812.601 | 174812.601 | 174812.601 | 174880.1864 | 174880.1864 | 174880.1864 | 178594.4867 | 178662.0721 | 178594.4867 | 174880.1864 | 174880.1864 | 174812.601 | 15635988.678 | 2844305.2291 | 2201555.0692 | 2146774.8113 | 2113230.4582 | 2110310.3643 | 2110310.3643 | 2109502.3815 | 15635988.678 | 0
76 | 495 | A495 | XXXX XXXX XXXX XXXX | VM1 | Customer Initiated | 30622.2391 | 30622.2391 | 30622.2391 | 30622.2391 | 30622.2391 | 30622.2391 | 30622.2391 | 30622.2391 | 30622.2391 | 30622.2391 | 30622.2391 | 30622.2391 | 64086.5809 | 64086.5809 | 64086.5809 | 64086.5809 | 64086.5809 | 64086.5809 | 64086.5809 | 64086.5809 | 64086.5809 | 64086.5809 | 64086.5809 | 64086.5809 | 56454.2403 | 56454.2403 | 56454.2403 | 56454.2403 | 56454.2403 | 56454.2403 | 56454.2403 | 56454.2403 | 56454.2403 | 56454.2403 | 56454.2403 | 56454.2403 | 113973.6016 | 113973.6016 | 113973.6016 | 113973.6016 | 113973.6016 | 113973.6016 | 113973.6016 | 113973.6016 | 113973.6016 | 113973.6016 | 113973.6016 | 113973.6016 | 98411.6573 | 98411.6573 | 98411.6573 | 98411.6573 | 98411.6573 | 98411.6573 | 98411.6573 | 98411.6573 | 98411.6573 | 98411.6573 | 98411.6573 | 98411.6573 | 55736.8475 | 55736.8475 | 55736.8475 | 55736.8475 | 55736.8475 | 55736.8475 | 55736.8475 | 55736.8475 | 55736.8475 | 55736.8475 | 55736.8475 | 55736.8475 | 39087.6486 | 39087.6486 | 39087.6486 | 39087.6486 | 39087.6486 | 39087.6486 | 39087.6486 | 39087.6486 | 39087.6486 | 39087.6486 | 39087.6486 | 39087.6486 | 30196.8349 | 30196.8349 | 30196.8349 | 30196.8349 | 30196.8349 | 30196.8349 | 30196.8349 | 30196.8349 | 30196.8349 | 30196.8349 | 30196.8349 | 30196.8349 | 5495368.9322 | 769038.9707 | 677450.8841 | 1367683.2191 | 1180939.8874 | 668842.17 | 469051.7827 | 362362.0183 | 5495368.9322 | 0
79 | 1 | A1 | XXXX XXXX XXXX XXXX | CBH | Customer Initiated | 130082.9655 | 130082.9655 | 130082.9655 | 130082.9655 | 130082.9655 | 130082.9655 | 130082.9655 | 130082.9655 | 130082.9655 | 130082.9655 | 130082.9655 | 130082.9655 | 130082.9655 | 130082.9655 | 130082.9655 | 130082.9655 | 130082.9655 | 130082.9655 | 130082.9655 | 130082.9655 | 130082.9655 | 130082.9655 | 130082.9655 | 130082.9655 | 118298.6801 | 118298.6801 | 118298.6801 | 118298.6801 | 118298.6801 | 118298.6801 | 118298.6801 | 118298.6801 | 118298.6801 | 118298.6801 | 118298.6801 | 118298.6801 | 121112.4645 | 121112.4645 | 121112.4645 | 121112.4645 | 121112.4645 | 121112.4645 | 121112.4645 | 121112.4645 | 121112.4645 | 121112.4645 | 121112.4645 | 121112.4645 | 124195.6538 | 124195.6538 | 124195.6538 | 124195.6538 | 124195.6538 | 124195.6538 | 124195.6538 | 124195.6538 | 124195.6538 | 124195.6538 | 124195.6538 | 124195.6538 | 125587.579 | 125587.579 | 125587.579 | 125587.579 | 125587.579 | 125587.579 | 125587.579 | 125587.579 | 125587.579 | 125587.579 | 125587.579 | 125587.579 | 126620.2978 | 126620.2978 | 126620.2978 | 126620.2978 | 126620.2978 | 126620.2978 | 126620.2978 | 126620.2978 | 126620.2978 | 126620.2978 | 126620.2978 | 126620.2978 | 127308.7769 | 127308.7769 | 127308.7769 | 127308.7769 | 127308.7769 | 127308.7769 | 127308.7769 | 127308.7769 | 127308.7769 | 127308.7769 | 127308.7769 | 127308.7769 | 10478477.0097 | 1560995.5857 | 1419584.1609 | 1453349.5737 | 1490347.8451 | 1507050.9482 | 1519443.5731 | 1527705.323 | 10478477.0097 | 0
81 | 127 | A127 | XXXX XXXX XXXX XXXX | VMM | Customer Initiated | 103814.3283 | 162608.5981 | 153973.8323 | 105570.2712 | 109587.4814 | 86433.2158 | 105924.9575 | 95659.4991 | 100742.0984 | 104404.4961 | 55195.4866 | 67653.5969 | 101678.6838 | 159263.4515 | 150806.3181 | 103398.5039 | 107333.073 | 84655.1316 | 103745.8937 | 93691.6139 | 98669.6552 | 102256.7109 | 54060.0178 | 66261.8427 | 102224.7481 | 102224.7481 | 102224.7481 | 102224.7481 | 102224.7481 | 102224.7481 | 102224.7481 | 102224.7481 | 102224.7481 | 102224.7481 | 102224.7481 | 102224.7481 | 114861.1483 | 97631.9761 | 134004.673 | 156976.9027 | 178034.7799 | 187606.5422 | 178034.7799 | 185692.1898 | 176120.4274 | 187606.5422 | 181863.4848 | 135919.0255 | 219891.1148 | 186907.4475 | 256539.6339 | 300517.8568 | 340831.2279 | 359155.4874 | 340831.2279 | 355490.6355 | 337166.376 | 359155.4874 | 348160.9317 | 260204.4858 | 298056.5723 | 253348.0864 | 347732.6677 | 407343.9821 | 461987.687 | 486825.7347 | 461987.687 | 481858.1252 | 457020.0775 | 486825.7347 | 471922.9061 | 352700.2772 | 357514.3929 | 303887.234 | 417100.125 | 488603.0036 | 554147.309 | 583940.175 | 554147.309 | 577981.6018 | 548188.7358 | 583940.175 | 566064.4554 | 423058.6982 | 357514.3929 | 303887.234 | 417100.125 | 488603.0036 | 554147.309 | 583940.175 | 554147.309 | 577981.6018 | 548188.7358 | 583940.175 | 566064.4554 | 423058.6982 | 24916478.2251 | 1225820.896 | 1226696.9769 | 1914352.4719 | 3664851.9127 | 4967609.5381 | 5958573.2147 | 5958573.2147 | 24916478.2251 | 0
82 | 134 | A134 | XXXX XXXX XXXX XXXX | VMM | Customer Initiated | 46892.2623 | 73449.2547 | 69548.9867 | 47685.4104 | 49499.9583 | 39041.3259 | 47845.6199 | 43208.7786 | 45504.5559 | 47158.8373 | 24931.4452 | 30558.6932 | 46511.0518 | 72852.1491 | 68983.5883 | 47297.752 | 49097.5485 | 38723.9396 | 47456.6591 | 42857.5129 | 45134.6267 | 46775.4597 | 24728.7651 | 30310.2664 | 267194.2849 | 267194.2849 | 267194.2849 | 267194.2849 | 267194.2849 | 267194.2849 | 267194.2849 | 267194.2849 | 267194.2849 | 267194.2849 | 267194.2849 | 267194.2849 | 248024.4735 | 210820.8024 | 289361.8857 | 338966.7804 | 384437.9338 | 405106.64 | 384437.9338 | 400972.8987 | 380304.1926 | 405106.64 | 392705.4163 | 293495.6269 | 310491.0092 | 263917.3578 | 362239.5107 | 424337.7125 | 481261.0642 | 507135.315 | 481261.0642 | 501960.4648 | 476086.2141 | 507135.315 | 491610.7645 | 367414.3609 | 353172.2463 | 300196.4094 | 412034.2874 | 482668.7367 | 547416.9818 | 576848.0024 | 547416.9818 | 570961.7982 | 541530.7777 | 576848.0024 | 559189.39 | 417920.4915 | 394126.4958 | 335007.5214 | 459814.2451 | 538639.5442 | 610896.0685 | 643739.9431 | 610896.0685 | 637171.1682 | 604327.2935 | 643739.9431 | 624033.6183 | 466383.02 | 394126.4958 | 335007.5214 | 459814.2451 | 538639.5442 | 610896.0685 | 643739.9431 | 610896.0685 | 637171.1682 | 604327.2935 | 643739.9431 | 624033.6183 | 466383.02 | 32099406.0801 | 560729.3192 | 3206331.4188 | 4133741.2242 | 5174850.153 | 5886204.1057 | 6568774.9297 | 6568774.9297 | 32099406.0801 | 0
83 | 265 | A265 | XXXX XXXX XXXX XXXX | CBH | Customer Initiated | 0 | 0 | 0 | 0 | 0 | 0 | 43273.8904 | 43273.8904 | 43273.8904 | 43273.8904 | 43273.8904 | 43273.8904 | 0 | 0 | 0 | 0 | 0 | 0 | 0 | 0 | 0 | 0 | 0 | 0 | 0 | 0 | 0 | 0 | 0 | 0 | 761160.6563 | 761160.6563 | 761160.6563 | 761160.6563 | 761160.6563 | 761160.6563 | 709561.1944 | 709561.1944 | 709561.1944 | 709561.1944 | 709561.1944 | 709561.1944 | 0 | 0 | 0 | 0 | 0 | 0 | 0 | 0 | 0 | 0 | 0 | 0 | 0 | 0 | 0 | 0 | 0 | 0 | 0 | 0 | 0 | 0 | 0 | 0 | 0 | 0 | 0 | 0 | 0 | 0 | 0 | 0 | 0 | 0 | 0 | 0 | 0 | 0 | 0 | 0 | 0 | 0 | 0 | 0 | 0 | 0 | 0 | 0 | 0 | 0 | 0 | 0 | 0 | 0 | 8824331.1044 | 0 | 4566963.9378 | 4257367.1666 | 0 | 0 | 0 | 0 | 8824331.1044 | 0
84 | 3 | A3 | XXXX XXXX XXXX XXXX | CHL | Customer Initiated | 126875.314 | 198248.9574 | 191898.782 | 188678.4836 | 176186.9751 | 278323.4477 | 110435.4171 | 179398.0952 | 110055.6104 | 190186.9462 | 222475.8393 | 103920.6136 | 126875.314 | 198248.9574 | 191898.782 | 188678.4836 | 176186.9751 | 278323.4477 | 110435.4171 | 179398.0952 | 110055.6104 | 190186.9462 | 222475.8393 | 103920.6136 | 256641.5666 | 256641.5666 | 256641.5666 | 256641.5666 | 256641.5666 | 256641.5666 | 256641.5666 | 256641.5666 | 256641.5666 | 256641.5666 | 256641.5666 | 256641.5666 | 250269.1283 | 250269.1283 | 250269.1283 | 250269.1283 | 250269.1283 | 250269.1283 | 250269.1283 | 250269.1283 | 250269.1283 | 250269.1283 | 250269.1283 | 250269.1283 | 246356.2276 | 246356.2276 | 246356.2276 | 246356.2276 | 246356.2276 | 246356.2276 | 246356.2276 | 246356.2276 | 246356.2276 | 246356.2276 | 246356.2276 | 246356.2276 | 246020.8361 | 246020.8361 | 246020.8361 | 246020.8361 | 246020.8361 | 246020.8361 | 246020.8361 | 246020.8361 | 246020.8361 | 246020.8361 | 246020.8361 | 246020.8361 | 246020.8361 | 246020.8361 | 246020.8361 | 246020.8361 | 246020.8361 | 246020.8361 | 246020.8361 | 246020.8361 | 246020.8361 | 246020.8361 | 246020.8361 | 246020.8361 | 245998.4767 | 245998.4767 | 245998.4767 | 245998.4767 | 245998.4767 | 245998.4767 | 245998.4767 | 245998.4767 | 245998.4767 | 245998.4767 | 245998.4767 | 245998.4767 | 19972369.3372 | 2076684.4816 | 3079698.7986 | 3003229.5394 | 2956274.7311 | 2952250.0332 | 2952250.0332 | 2951981.72 | 19972369.3372 | 0
85 | 4 | A4 | XXXX XXXX XXXX XXXX | CLJ | Customer Initiated | 17862.3696 | 17862.3696 | 17862.3696 | 17862.3696 | 17862.3696 | 17862.3696 | 17862.3696 | 17862.3696 | 17862.3696 | 17862.3696 | 17862.3696 | 17862.3696 | 17862.3696 | 17862.3696 | 17862.3696 | 17862.3696 | 17862.3696 | 17862.3696 | 17862.3696 | 17862.3696 | 17862.3696 | 17862.3696 | 17862.3696 | 17862.3696 | 77265.6234 | 77265.6234 | 77265.6234 | 77265.6234 | 77265.6234 | 77265.6234 | 77265.6234 | 77265.6234 | 77265.6234 | 77265.6234 | 77265.6234 | 77265.6234 | 75347.1095 | 75347.1095 | 75347.1095 | 75347.1095 | 75347.1095 | 75347.1095 | 75347.1095 | 75347.1095 | 75347.1095 | 75347.1095 | 75347.1095 | 75347.1095 | 74169.0746 | 74169.0746 | 74169.0746 | 74169.0746 | 74169.0746 | 74169.0746 | 74169.0746 | 74169.0746 | 74169.0746 | 74169.0746 | 74169.0746 | 74169.0746 | 74068.1002 | 74068.1002 | 74068.1002 | 74068.1002 | 74068.1002 | 74068.1002 | 74068.1002 | 74068.1002 | 74068.1002 | 74068.1002 | 74068.1002 | 74068.1002 | 74068.1002 | 74068.1002 | 74068.1002 | 74068.1002 | 74068.1002 | 74068.1002 | 74068.1002 | 74068.1002 | 74068.1002 | 74068.1002 | 74068.1002 | 74068.1002 | 74061.3686 | 74061.3686 | 74061.3686 | 74061.3686 | 74061.3686 | 74061.3686 | 74061.3686 | 74061.3686 | 74061.3686 | 74061.3686 | 74061.3686 | 74061.3686 | 5602100.9522 | 214348.4356 | 927187.4805 | 904165.3136 | 890028.8953 | 888817.2023 | 888817.2023 | 888736.4227 | 5602100.9522 | 0
86 | 397 | A397 | XXXX XXXX XXXX XXXX | CDA | Customer Initiated | 20603.3987 | 20603.3987 | 20603.3987 | 20603.3987 | 20603.3987 | 20603.3987 | 20603.3987 | 20603.3987 | 20603.3987 | 20603.3987 | 20603.3987 | 20603.3987 | 20421.8571 | 20421.8571 | 20421.8571 | 20421.8571 | 20421.8571 | 20421.8571 | 20421.8571 | 20421.8571 | 20421.8571 | 20421.8571 | 20421.8571 | 20421.8571 | 20471.5453 | 20471.5453 | 20471.5453 | 20471.5453 | 20471.5453 | 20471.5453 | 16327 | 16327 | 16327 | 16327 | 16327 | 16327 | 16327 | 16327 | 16327 | 16327 | 16327 | 16327 | 16327 | 16327 | 16327 | 16327 | 16327 | 16327 | 16327 | 16327 | 16327 | 16327 | 16327 | 16327 | 16327 | 16327 | 16327 | 16327 | 16327 | 16327 | 16327 | 16327 | 16327 | 16327 | 16327 | 16327 | 16327 | 16327 | 16327 | 16327 | 16327 | 16327 | 16327 | 16327 | 16327 | 16327 | 16327 | 16327 | 16327 | 16327 | 16327 | 16327 | 16327 | 16327 | 16327 | 16327 | 16327 | 16327 | 16327 | 16327 | 16327 | 16327 | 16327 | 16327 | 16327 | 16327 | 1445473.5576 | 245062.2855 | 220791.2721 | 195924 | 195924 | 195924 | 195924 | 195924 | 1445473.5576 | 0
87 | 498 | A498 | XXXX XXXX XXXX XXXX | CMU | Customer Initiated | 41511.5632 | 41511.5632 | 41511.5632 | 41511.5632 | 41511.5632 | 41511.5632 | 41511.5632 | 41511.5632 | 41511.5632 | 41511.5632 | 41511.5632 | 41511.5632 | 41132.2263 | 41132.2263 | 41132.2263 | 41132.2263 | 41132.2263 | 41132.2263 | 41132.2263 | 41132.2263 | 41132.2263 | 41132.2263 | 41132.2263 | 41132.2263 | 41232.3047 | 41232.3047 | 41232.3047 | 41232.3047 | 41232.3047 | 41232.3047 | 24030 | 24030 | 24030 | 24030 | 24030 | 24030 | 24030 | 24030 | 24030 | 24030 | 24030 | 24030 | 24030 | 24030 | 24030 | 24030 | 24030 | 24030 | 24030 | 24030 | 24030 | 24030 | 24030 | 24030 | 24030 | 24030 | 24030 | 24030 | 24030 | 24030 | 24030 | 24030 | 24030 | 24030 | 24030 | 24030 | 24030 | 24030 | 24030 | 24030 | 24030 | 24030 | 24030 | 24030 | 24030 | 24030 | 24030 | 24030 | 24030 | 24030 | 24030 | 24030 | 24030 | 24030 | 24030 | 24030 | 24030 | 24030 | 24030 | 24030 | 24030 | 24030 | 24030 | 24030 | 24030 | 24030 | 2326960.5437 | 493586.7155 | 391573.8282 | 288360 | 288360 | 288360 | 288360 | 288360 | 2326960.5437 | 0
88 | 318 | A318 | XXXX XXXX XXXX XXXX | CRE | Customer Initiated | 29340.3132 | 29340.3132 | 29340.3132 | 29340.3132 | 29340.3132 | 29340.3132 | 29340.3132 | 29340.3132 | 29340.3132 | 29340.3132 | 29340.3132 | 29340.3132 | 29340.3132 | 29340.3132 | 29340.3132 | 29340.3132 | 29340.3132 | 29340.3132 | 29340.3132 | 29340.3132 | 29340.3132 | 29340.3132 | 29340.3132 | 29340.3132 | 50917.0247 | 50917.0247 | 50917.0247 | 50917.0247 | 50917.0247 | 50917.0247 | 50917.0247 | 50917.0247 | 50917.0247 | 50917.0247 | 50917.0247 | 50917.0247 | 50502.3379 | 50502.3379 | 50502.3379 | 50502.3379 | 50502.3379 | 50502.3379 | 50502.3379 | 50502.3379 | 50502.3379 | 50502.3379 | 50502.3379 | 50502.3379 | 49801.0295 | 49801.0295 | 49801.0295 | 49801.0295 | 49801.0295 | 49801.0295 | 49801.0295 | 49801.0295 | 49801.0295 | 49801.0295 | 49801.0295 | 49801.0295 | 49081.4261 | 49081.4261 | 49081.4261 | 49081.4261 | 49081.4261 | 49081.4261 | 49081.4261 | 49081.4261 | 49081.4261 | 49081.4261 | 49081.4261 | 49081.4261 | 48526.4777 | 48526.4777 | 48526.4777 | 48526.4777 | 48526.4777 | 48526.4777 | 48526.4777 | 48526.4777 | 48526.4777 | 48526.4777 | 48526.4777 | 48526.4777 | 48363.8554 | 48363.8554 | 48363.8554 | 48363.8554 | 48363.8554 | 48363.8554 | 48363.8554 | 48363.8554 | 48363.8554 | 48363.8554 | 48363.8554 | 48363.8554 | 3918389.573 | 352083.7579 | 611004.2959 | 606028.0552 | 597612.3541 | 588977.1129 | 582317.732 | 580366.2651 | 3918389.573 | 0
89 | 319 | A319 | XXXX XXXX XXXX XXXX | CRP | Customer Initiated | 192174.8866 | 192174.8866 | 192174.8866 | 192174.8866 | 192174.8866 | 192174.8866 | 192174.8866 | 192174.8866 | 192174.8866 | 192174.8866 | 192174.8866 | 192174.8866 | 192174.8866 | 192174.8866 | 192174.8866 | 192174.8866 | 192174.8866 | 192174.8866 | 192174.8866 | 192174.8866 | 192174.8866 | 192174.8866 | 192174.8866 | 192174.8866 | 206328.8536 | 206328.8536 | 206328.8536 | 206328.8536 | 206328.8536 | 206328.8536 | 206328.8536 | 206328.8536 | 206328.8536 | 206328.8536 | 206328.8536 | 206328.8536 | 204648.4366 | 204648.4366 | 204648.4366 | 204648.4366 | 204648.4366 | 204648.4366 | 204648.4366 | 204648.4366 | 204648.4366 | 204648.4366 | 204648.4366 | 204648.4366 | 201806.5548 | 201806.5548 | 201806.5548 | 201806.5548 | 201806.5548 | 201806.5548 | 201806.5548 | 201806.5548 | 201806.5548 | 201806.5548 | 201806.5548 | 201806.5548 | 198890.537 | 198890.537 | 198890.537 | 198890.537 | 198890.537 | 198890.537 | 198890.537 | 198890.537 | 198890.537 | 198890.537 | 198890.537 | 198890.537 | 196641.7436 | 196641.7436 | 196641.7436 | 196641.7436 | 196641.7436 | 196641.7436 | 196641.7436 | 196641.7436 | 196641.7436 | 196641.7436 | 196641.7436 | 196641.7436 | 195982.7565 | 195982.7565 | 195982.7565 | 195982.7565 | 195982.7565 | 195982.7565 | 195982.7565 | 195982.7565 | 195982.7565 | 195982.7565 | 195982.7565 | 195982.7565 | 16757685.2254 | 2306098.6392 | 2475946.2436 | 2455781.239 | 2421678.6578 | 2386686.4441 | 2359700.9233 | 2351793.0784 | 16757685.2254 | 0
90 | 322 | A322 | XXXX XXXX XXXX XXXX | CRS | Customer Initiated | 17535.7096 | 17535.7096 | 17535.7096 | 17535.7096 | 17535.7096 | 17535.7096 | 17535.7096 | 17535.7096 | 17535.7096 | 17535.7096 | 17535.7096 | 17535.7096 | 17535.7096 | 17535.7096 | 17535.7096 | 17535.7096 | 17535.7096 | 17535.7096 | 17535.7096 | 17535.7096 | 17535.7096 | 17535.7096 | 17535.7096 | 17535.7096 | 41815.7948 | 41815.7948 | 41815.7948 | 41815.7948 | 41815.7948 | 41815.7948 | 41815.7948 | 41815.7948 | 41815.7948 | 41815.7948 | 41815.7948 | 41815.7948 | 41475.2318 | 41475.2318 | 41475.2318 | 41475.2318 | 41475.2318 | 41475.2318 | 41475.2318 | 41475.2318 | 41475.2318 | 41475.2318 | 41475.2318 | 41475.2318 | 40899.2797 | 40899.2797 | 40899.2797 | 40899.2797 | 40899.2797 | 40899.2797 | 40899.2797 | 40899.2797 | 40899.2797 | 40899.2797 | 40899.2797 | 40899.2797 | 40308.3027 | 40308.3027 | 40308.3027 | 40308.3027 | 40308.3027 | 40308.3027 | 40308.3027 | 40308.3027 | 40308.3027 | 40308.3027 | 40308.3027 | 40308.3027 | 39852.5493 | 39852.5493 | 39852.5493 | 39852.5493 | 39852.5493 | 39852.5493 | 39852.5493 | 39852.5493 | 39852.5493 | 39852.5493 | 39852.5493 | 39852.5493 | 39718.9952 | 39718.9952 | 39718.9952 | 39718.9952 | 39718.9952 | 39718.9952 | 39718.9952 | 39718.9952 | 39718.9952 | 39718.9952 | 39718.9952 | 39718.9952 | 3139270.3571 | 210428.5151 | 501789.538 | 497702.782 | 490791.3563 | 483699.6325 | 478230.5913 | 476627.9419 | 3139270.3571 | 0
91 | 323 | A323 | XXXX XXXX XXXX XXXX | CRU | Customer Initiated | 310694.0312 | 310694.0312 | 310694.0312 | 310694.0312 | 310694.0312 | 310694.0312 | 310694.0312 | 310694.0312 | 310694.0312 | 310694.0312 | 310694.0312 | 310694.0312 | 310694.0312 | 310694.0312 | 310694.0312 | 310694.0312 | 310694.0312 | 310694.0312 | 310694.0312 | 310694.0312 | 310694.0312 | 310694.0312 | 310694.0312 | 310694.0312 | 333947.8291 | 333947.8291 | 333947.8291 | 333947.8291 | 333947.8291 | 333947.8291 | 333947.8291 | 333947.8291 | 333947.8291 | 333947.8291 | 333947.8291 | 333947.8291 | 331228.0368 | 331228.0368 | 331228.0368 | 331228.0368 | 331228.0368 | 331228.0368 | 331228.0368 | 331228.0368 | 331228.0368 | 331228.0368 | 331228.0368 | 331228.0368 | 326628.3881 | 326628.3881 | 326628.3881 | 326628.3881 | 326628.3881 | 326628.3881 | 326628.3881 | 326628.3881 | 326628.3881 | 326628.3881 | 326628.3881 | 326628.3881 | 321908.7486 | 321908.7486 | 321908.7486 | 321908.7486 | 321908.7486 | 321908.7486 | 321908.7486 | 321908.7486 | 321908.7486 | 321908.7486 | 321908.7486 | 321908.7486 | 318269.0265 | 318269.0265 | 318269.0265 | 318269.0265 | 318269.0265 | 318269.0265 | 318269.0265 | 318269.0265 | 318269.0265 | 318269.0265 | 318269.0265 | 318269.0265 | 317202.4413 | 317202.4413 | 317202.4413 | 317202.4413 | 317202.4413 | 317202.4413 | 317202.4413 | 317202.4413 | 317202.4413 | 317202.4413 | 317202.4413 | 317202.4413 | 27118542.0206 | 3728328.3746 | 4007373.9494 | 3974736.442 | 3919540.6574 | 3862904.9828 | 3819228.3184 | 3806429.2959 | 27118542.0206 | 0
92 | 500 | A500 | XXXX XXXX XXXX XXXX | CMZ | Customer Initiated | 6770.5117 | 6770.5117 | 6770.5117 | 6770.5117 | 6770.5117 | 6770.5117 | 6770.5117 | 6770.5117 | 6770.5117 | 6770.5117 | 6770.5117 | 6770.5117 | 6727.7492 | 6727.7492 | 6727.7492 | 6727.7492 | 6727.7492 | 6727.7492 | 6727.7492 | 6727.7492 | 6727.7492 | 6727.7492 | 6727.7492 | 6727.7492 | 6744.1184 | 6744.1184 | 6744.1184 | 6744.1184 | 6744.1184 | 6744.1184 | 5024 | 5024 | 5024 | 5024 | 5024 | 5024 | 5024 | 5024 | 5024 | 5024 | 5024 | 5024 | 5024 | 5024 | 5024 | 5024 | 5024 | 5024 | 5024 | 5024 | 5024 | 5024 | 5024 | 5024 | 5024 | 5024 | 5024 | 5024 | 5024 | 5024 | 5024 | 5024 | 5024 | 5024 | 5024 | 5024 | 5024 | 5024 | 5024 | 5024 | 5024 | 5024 | 5024 | 5024 | 5024 | 5024 | 5024 | 5024 | 5024 | 5024 | 5024 | 5024 | 5024 | 5024 | 5024 | 5024 | 5024 | 5024 | 5024 | 5024 | 5024 | 5024 | 5024 | 5024 | 5024 | 5024 | 452781.7009 | 80732.9904 | 70608.7105 | 60288 | 60288 | 60288 | 60288 | 60288 | 452781.7009 | 0
94 | 47 | A47 | XXXX XXXX XXXX XXXX | CRE | Customer Initiated | 0 | 0 | 0 | 0 | 0 | 0 | 0 | 0 | 0 | 0 | 0 | 0 | 0 | 0 | 0 | 0 | 0 | 0 | 0 | 0 | 0 | 0 | 0 | 0 | 0 | 0 | 0 | 0 | 0 | 0 | 0 | 0 | 0 | 0 | 0 | 0 | 0 | 0 | 0 | 0 | 0 | 0 | 0 | 0 | 0 | 0 | 0 | 0 | 0 | 0 | 0 | 0 | 0 | 0 | 0 | 0 | 0 | 0 | 0 | 0 | 0 | 33679.2638 | 50518.8958 | 84198.1596 | 117877.4234 | 151556.6873 | 134717.0553 | 117877.4234 | 101037.7915 | 50518.8958 | 0 | 0 | 0 | 0 | 0 | 0 | 0 | 0 | 0 | 0 | 0 | 0 | 0 | 0 | 0 | 0 | 0 | 0 | 0 | 0 | 0 | 0 | 0 | 0 | 0 | 0 | 841981.5959 | 0 | 0 | 0 | 0 | 841981.5959 | 0 | 0 | 841981.5959 | 0
95 | 443 | A443 | XXXX XXXX XXXX XXXX | CNX | Customer Initiated | 3439.5676 | 5503.3082 | 6486.0418 | 5159.3515 | 6486.0418 | 6486.0418 | 6486.0418 | 5159.3515 | 6486.0418 | 6486.0418 | 6486.0418 | 4127.4812 | 2751.6541 | 5640.8909 | 5640.8909 | 4265.0639 | 5640.8909 | 5640.8909 | 6535.1785 | 6535.1785 | 6535.1785 | 6535.1785 | 6535.1785 | 6535.1785 | 2726.4351 | 5589.1919 | 5589.1919 | 4225.9744 | 5589.1919 | 5589.1919 | 6475.2833 | 6475.2833 | 6475.2833 | 6475.2833 | 6475.2833 | 6475.2833 | 2712.9998 | 5561.6496 | 5561.6496 | 4205.1497 | 5561.6496 | 5561.6496 | 6443.3745 | 6443.3745 | 6443.3745 | 6443.3745 | 6443.3745 | 6443.3745 | 2673.2963 | 5480.2573 | 5480.2573 | 4143.6092 | 5480.2573 | 5480.2573 | 6349.0786 | 6349.0786 | 6349.0786 | 6349.0786 | 6349.0786 | 6349.0786 | 2681.6183 | 5497.3175 | 5497.3175 | 4156.5083 | 5497.3175 | 5497.3175 | 6368.8434 | 6368.8434 | 6368.8434 | 6368.8434 | 6368.8434 | 6368.8434 | 2729.9209 | 5596.3378 | 5596.3378 | 4231.3774 | 5596.3378 | 5596.3378 | 6483.5621 | 6483.5621 | 6483.5621 | 6483.5621 | 6483.5621 | 6483.5621 | 2693.5857 | 5521.8507 | 5521.8507 | 4175.0579 | 5521.8507 | 5521.8507 | 6397.2661 | 6397.2661 | 6397.2661 | 6397.2661 | 6397.2661 | 6397.2661 | 474237.754 | 68791.3529 | 68160.8771 | 67824.9951 | 66832.4064 | 67040.4569 | 68248.0224 | 67339.6432 | 474237.754 | 0
97 | 146 | A146 | XXXX XXXX XXXX XXXX | CBI | Customer Initiated | 37102.7317 | 111308.1951 | 185513.6586 | 296821.8537 | 445232.7806 | 742054.6343 | 890465.5611 | 667849.1708 | 519438.244 | 335817.926 | 148410.9269 | 37102.7317 | 0 | 0 | 0 | 0 | 0 | 0 | 0 | 0 | 0 | 0 | 0 | 0 | 0 | 0 | 0 | 0 | 0 | 0 | 0 | 0 | 0 | 0 | 0 | 0 | 0 | 0 | 0 | 0 | 0 | 0 | 0 | 0 | 0 | 0 | 0 | 0 | 0 | 0 | 0 | 0 | 0 | 0 | 0 | 0 | 0 | 0 | 0 | 0 | 0 | 0 | 0 | 0 | 0 | 0 | 0 | 0 | 0 | 0 | 0 | 0 | 0 | 0 | 0 | 0 | 0 | 0 | 0 | 0 | 0 | 0 | 0 | 0 | 0 | 0 | 0 | 0 | 0 | 0 | 0 | 0 | 0 | 0 | 0 | 0 | 0 | 0 | 0 | 0 | 0 | 0 | 0 | 0 | 0 | 0
101 | 6 | A6 | XXXX XXXX XXXX XXXX | CRB | Customer Initiated | 165134.0825 | 165134.0825 | 165134.0825 | 165134.0825 | 165134.0825 | 165134.0825 | 165993.9463 | 165993.9463 | 165993.9463 | 165993.9463 | 165993.9463 | 165993.9463 | 162061.8812 | 162061.8812 | 162061.8812 | 162061.8812 | 162061.8812 | 162061.8812 | 162061.8812 | 162061.8812 | 162061.8812 | 162061.8812 | 162061.8812 | 162061.8812 | 150690.2907 | 150690.2907 | 150690.2907 | 150690.2907 | 150690.2907 | 150690.2907 | 452070.872 | 452070.872 | 452070.872 | 452070.872 | 452070.872 | 452070.872 | 298926.0285 | 298926.0285 | 298926.0285 | 298926.0285 | 298926.0285 | 298926.0285 | 298926.0285 | 298926.0285 | 298926.0285 | 298926.0285 | 298926.0285 | 298926.0285 | 294774.9466 | 294774.9466 | 294774.9466 | 294774.9466 | 294774.9466 | 294774.9466 | 294774.9466 | 294774.9466 | 294774.9466 | 294774.9466 | 294774.9466 | 294774.9466 | 290515.5755 | 290515.5755 | 290515.5755 | 290515.5755 | 290515.5755 | 290515.5755 | 290515.5755 | 290515.5755 | 290515.5755 | 290515.5755 | 290515.5755 | 290515.5755 | 287230.8063 | 287230.8063 | 287230.8063 | 287230.8063 | 287230.8063 | 287230.8063 | 287230.8063 | 287230.8063 | 287230.8063 | 287230.8063 | 287230.8063 | 287230.8063 | 286268.2366 | 286268.2366 | 286268.2366 | 286268.2366 | 286268.2366 | 286268.2366 | 286268.2366 | 286268.2366 | 286268.2366 | 286268.2366 | 286268.2366 | 286268.2366 | 23053896.6721 | 1944742.5741 | 3616566.9757 | 3587112.3421 | 3537299.3587 | 3486186.9063 | 3446769.676 | 3435218.8393 | 23053896.6721 | 0
102 | 231 | A231 | XXXX XXXX XXXX XXXX | CRB | Customer Initiated | 9881.0591 | 9881.0591 | 9881.0591 | 9881.0591 | 9881.0591 | 9881.0591 | 9922.0417 | 9922.0417 | 9922.0417 | 9922.0417 | 9922.0417 | 9922.0417 | 9963.1942 | 9963.1942 | 9963.1942 | 9963.1942 | 9963.1942 | 9963.1942 | 10004.5175 | 10004.5175 | 10004.5175 | 10004.5175 | 10004.5175 | 10004.5175 | 9963.1942 | 9963.1942 | 9963.1942 | 9963.1942 | 9963.1942 | 9963.1942 | 9983.8559 | 9983.8559 | 9983.8559 | 9983.8559 | 9983.8559 | 9983.8559 | 9963.1942 | 9963.1942 | 9963.1942 | 9963.1942 | 9963.1942 | 9963.1942 | 10004.5175 | 10004.5175 | 10004.5175 | 10004.5175 | 10004.5175 | 10004.5175 | 9963.1942 | 9963.1942 | 9963.1942 | 9963.1942 | 9963.1942 | 9963.1942 | 10004.5175 | 10004.5175 | 10004.5175 | 10004.5175 | 10004.5175 | 10004.5175 | 10004.5175 | 10004.5175 | 10004.5175 | 10004.5175 | 10004.5175 | 10004.5175 | 10004.5175 | 10004.5175 | 10004.5175 | 10004.5175 | 10004.5175 | 10004.5175 | 10004.5175 | 10004.5175 | 10004.5175 | 10004.5175 | 10004.5175 | 10004.5175 | 10004.5175 | 10004.5175 | 10004.5175 | 10004.5175 | 10004.5175 | 10004.5175 | 10004.5175 | 10004.5175 | 10004.5175 | 10004.5175 | 10004.5175 | 10004.5175 | 10004.5175 | 10004.5175 | 10004.5175 | 10004.5175 | 10004.5175 | 10004.5175 | 839263.7406 | 119806.2703 | 119682.3005 | 119806.2703 | 119806.2703 | 120054.2097 | 120054.2097 | 120054.2097 | 839263.7406 | 0
103 | 372 | A372 | XXXX XXXX XXXX XXXX | CRE | Customer Initiated | 0 | 0 | 0 | 0 | 0 | 0 | 0 | 0 | 0 | 0 | 0 | 0 | 80668 | 166964 | 146328 | 146328 | 178220 | 178220 | 187600 | 187600 | 166964 | 187600 | 166964 | 82544 | 40114.3817 | 120343.1452 | 200571.9087 | 240686.2904 | 160457.5269 | 40114.3817 | 0 | 0 | 0 | 0 | 0 | 0 | 0 | 0 | 0 | 0 | 0 | 0 | 0 | 0 | 0 | 0 | 0 | 0 | 0 | 0 | 0 | 0 | 0 | 0 | 0 | 0 | 0 | 0 | 0 | 0 | 0 | 0 | 0 | 0 | 0 | 0 | 0 | 0 | 0 | 0 | 0 | 0 | 0 | 0 | 0 | 0 | 0 | 0 | 0 | 0 | 0 | 0 | 0 | 0 | 0 | 0 | 0 | 0 | 0 | 0 | 0 | 0 | 0 | 0 | 0 | 0 | 2678287.6347 | 1876000 | 802287.6347 | 0 | 0 | 0 | 0 | 0 | 2678287.6347 | 0
104 | 234 | A234 | XXXX XXXX XXXX XXXX | CRV | Customer Initiated | 42801.4739 | 42801.4739 | 42801.4739 | 42801.4739 | 42801.4739 | 42801.4739 | 42801.4739 | 42801.4739 | 42801.4739 | 42801.4739 | 42801.4739 | 42801.4739 | 44517.2314 | 44517.2314 | 44517.2314 | 44517.2314 | 44517.2314 | 44517.2314 | 44517.2314 | 44517.2314 | 44517.2314 | 44517.2314 | 44517.2314 | 44517.2314 | 5396.2933 | 5396.2933 | 5396.2933 | 5396.2933 | 5396.2933 | 5396.2933 | 5396.2933 | 5396.2933 | 5396.2933 | 5396.2933 | 5396.2933 | 5396.2933 | 5352.3439 | 5352.3439 | 5352.3439 | 5352.3439 | 5352.3439 | 5352.3439 | 5352.3439 | 5352.3439 | 5352.3439 | 5352.3439 | 5352.3439 | 5352.3439 | 5278.0178 | 5278.0178 | 5278.0178 | 5278.0178 | 5278.0178 | 5278.0178 | 5278.0178 | 5278.0178 | 5278.0178 | 5278.0178 | 5278.0178 | 5278.0178 | 5201.7527 | 5201.7527 | 5201.7527 | 5201.7527 | 5201.7527 | 5201.7527 | 5201.7527 | 5201.7527 | 5201.7527 | 5201.7527 | 5201.7527 | 5201.7527 | 5142.9381 | 5142.9381 | 5142.9381 | 5142.9381 | 5142.9381 | 5142.9381 | 5142.9381 | 5142.9381 | 5142.9381 | 5142.9381 | 5142.9381 | 5142.9381 | 5125.7031 | 5125.7031 | 5125.7031 | 5125.7031 | 5125.7031 | 5125.7031 | 5125.7031 | 5125.7031 | 5125.7031 | 5125.7031 | 5125.7031 | 5125.7031 | 912171.3644 | 534206.7766 | 64755.5198 | 64228.1274 | 63336.2137 | 62421.0327 | 61715.2575 | 61508.4369 | 912171.3644 | 1.2806e-09
105 | 8 | A8 | XXXX XXXX XXXX XXXX | CSO | Customer Initiated | 0 | 0 | 0 | 0 | 0 | 0 | 0 | 0 | 0 | 0 | 0 | 0 | 0 | 0 | 0 | 0 | 0 | 0 | 0 | 0 | 0 | 0 | 0 | 0 | 0 | 0 | 0 | 0 | 0 | 0 | 5033.1204 | 5033.1204 | 5033.1204 | 5033.1204 | 5033.1204 | 5033.1204 | 5033.1204 | 5033.1204 | 5033.1204 | 5033.1204 | 5033.1204 | 5033.1204 | 5033.1204 | 5033.1204 | 5033.1204 | 5033.1204 | 5033.1204 | 5033.1204 | 5033.1204 | 5033.1204 | 5033.1204 | 5033.1204 | 5033.1204 | 5033.1204 | 5033.1204 | 5033.1204 | 5033.1204 | 5033.1204 | 5033.1204 | 5033.1204 | 5033.1204 | 5033.1204 | 5033.1204 | 5033.1204 | 5033.1204 | 5033.1204 | 5033.1204 | 5033.1204 | 5033.1204 | 5033.1204 | 5033.1204 | 5033.1204 | 5033.1204 | 5033.1204 | 5033.1204 | 5033.1204 | 5033.1204 | 5033.1204 | 5033.1204 | 5033.1204 | 5033.1204 | 5033.1204 | 5033.1204 | 5033.1204 | 5033.1204 | 5033.1204 | 5033.1204 | 5033.1204 | 5033.1204 | 5033.1204 | 5033.1204 | 5033.1204 | 5033.1204 | 5033.1204 | 5033.1204 | 5033.1204 | 332185.9471 | 0 | 30198.7225 | 60397.4449 | 60397.4449 | 60397.4449 | 60397.4449 | 60397.4449 | 332185.9471 | 0
106 | 9 | A9 | XXXX XXXX XXXX XXXX | DOA | Capacity Development | 0 | 0 | 0 | 0 | 0 | 0 | 0 | 0 | 0 | 0 | 0 | 0 | 0 | 0 | 0 | 0 | 0 | 0 | 0 | 0 | 0 | 0 | 0 | 0 | 0 | 0 | 0 | 0 | 0 | 0 | 0 | 0 | 0 | 0 | 0 | 0 | 0 | 0 | 0 | 0 | 0 | 0 | 0 | 0 | 0 | 0 | 0 | 0 | 0 | 0 | 0 | 0 | 0 | 0 | 0 | 0 | 0 | 0 | 0 | 0 | 18869.3044 | 56607.9132 | 113215.8264 | 169823.7396 | 226431.6528 | 301908.8704 | 339647.4792 | 264170.2616 | 188693.044 | 132085.1308 | 56607.9132 | 18869.3044 | 0 | 0 | 0 | 0 | 0 | 0 | 0 | 0 | 0 | 0 | 0 | 0 | 0 | 0 | 0 | 0 | 0 | 0 | 0 | 0 | 0 | 0 | 0 | 0 | 1886930.44 | 0 | 0 | 0 | 0 | 1886930.44 | 0 | 0 | 1886930.44 | 0
107 | 48 | A48 | XXXX XXXX XXXX XXXX | DZA | Capacity Development | 0 | 0 | 0 | 0 | 0 | 0 | 0 | 0 | 0 | 0 | 0 | 0 | 0 | 0 | 0 | 0 | 0 | 0 | 0 | 0 | 0 | 0 | 0 | 0 | 0 | 0 | 0 | 0 | 0 | 0 | 0 | 0 | 0 | 0 | 0 | 0 | 0 | 0 | 0 | 0 | 0 | 0 | 0 | 0 | 0 | 0 | 0 | 0 | 0 | 0 | 0 | 0 | 0 | 0 | 0 | 0 | 0 | 0 | 0 | 0 | 0 | 0 | 0 | 0 | 0 | 0 | 0 | 0 | 0 | 0 | 0 | 0 | 0 | 0 | 0 | 0 | 0 | 0 | 0 | 0 | 0 | 0 | 0 | 0 | 0 | 0 | 0 | 0 | 0 | 0 | 0 | 0 | 0 | 0 | 0 | 0 | 0 | 0 | 0 | 0 | 0 | 0 | 0 | 0 | 0 | 0
108 | 970 | A970 | XXXX XXXX XXXX XXXX | CMV | Customer Initiated | 3157.4019 | 3157.4019 | 3157.4019 | 3157.4019 | 3157.4019 | 3157.4019 | 3157.4019 | 3157.4019 | 3157.4019 | 3157.4019 | 3157.4019 | 3157.4019 | 3152.907 | 3152.907 | 3152.907 | 3152.907 | 3152.907 | 3152.907 | 3152.907 | 3152.907 | 3152.907 | 3152.907 | 3152.907 | 3152.907 | 3160.5783 | 3160.5783 | 3160.5783 | 3160.5783 | 3160.5783 | 3160.5783 | 1884 | 1884 | 1884 | 1884 | 1884 | 1884 | 1884 | 1884 | 1884 | 1884 | 1884 | 1884 | 1884 | 1884 | 1884 | 1884 | 1884 | 1884 | 1884 | 1884 | 1884 | 1884 | 1884 | 1884 | 1884 | 1884 | 1884 | 1884 | 1884 | 1884 | 1884 | 1884 | 1884 | 1884 | 1884 | 1884 | 1884 | 1884 | 1884 | 1884 | 1884 | 1884 | 1884 | 1884 | 1884 | 1884 | 1884 | 1884 | 1884 | 1884 | 1884 | 1884 | 1884 | 1884 | 1884 | 1884 | 1884 | 1884 | 1884 | 1884 | 1884 | 1884 | 1884 | 1884 | 1884 | 1884 | 181142.3545 | 37834.8844 | 30267.4701 | 22608 | 22608 | 22608 | 22608 | 22608 | 181142.3545 | 0
109 | 971 | A971 | XXXX XXXX XXXX XXXX | CME | Customer Initiated | 5688.1062 | 5688.1062 | 5688.1062 | 5688.1062 | 5688.1062 | 5688.1062 | 5688.1062 | 5688.1062 | 5688.1062 | 5688.1062 | 5688.1062 | 5688.1062 | 5635.378 | 5635.378 | 5635.378 | 5635.378 | 5635.378 | 5635.378 | 5635.378 | 5635.378 | 5635.378 | 5635.378 | 5635.378 | 5635.378 | 5649.0893 | 5649.0893 | 5649.0893 | 5649.0893 | 5649.0893 | 5649.0893 | 5652 | 5652 | 5652 | 5652 | 5652 | 5652 | 5652 | 5652 | 5652 | 5652 | 5652 | 5652 | 5652 | 5652 | 5652 | 5652 | 5652 | 5652 | 5652 | 5652 | 5652 | 5652 | 5652 | 5652 | 5652 | 5652 | 5652 | 5652 | 5652 | 5652 | 5652 | 5652 | 5652 | 5652 | 5652 | 5652 | 5652 | 5652 | 5652 | 5652 | 5652 | 5652 | 5652 | 5652 | 5652 | 5652 | 5652 | 5652 | 5652 | 5652 | 5652 | 5652 | 5652 | 5652 | 5652 | 5652 | 5652 | 5652 | 5652 | 5652 | 5652 | 5652 | 5652 | 5652 | 5652 | 5652 | 474551.0716 | 67624.5355 | 67806.5361 | 67824 | 67824 | 67824 | 67824 | 67824 | 474551.0716 | 0
110 | 11 | A11 | XXXX XXXX XXXX XXXX | DSH | Capacity Development | 35234.6332 | 70469.2664 | 123321.2161 | 211407.7991 | 281877.0655 | 295970.9188 | 246642.4323 | 211407.7991 | 123321.2161 | 88086.583 | 52851.9498 | 17617.3166 | 0 | 0 | 0 | 0 | 0 | 0 | 0 | 0 | 0 | 0 | 0 | 0 | 0 | 0 | 0 | 0 | 0 | 0 | 0 | 0 | 0 | 0 | 0 | 0 | 0 | 0 | 0 | 0 | 0 | 0 | 0 | 0 | 0 | 0 | 0 | 0 | 0 | 0 | 0 | 0 | 0 | 0 | 0 | 0 | 0 | 0 | 0 | 0 | 0 | 0 | 0 | 0 | 0 | 0 | 0 | 0 | 0 | 0 | 0 | 0 | 0 | 0 | 0 | 0 | 0 | 0 | 0 | 0 | 0 | 0 | 0 | 0 | 0 | 0 | 0 | 0 | 0 | 0 | 0 | 0 | 0 | 0 | 0 | 0 | 0 | 0 | 0 | 0 | 0 | 0 | 0 | 0 | 0 | 0
111 | 518 | A518 | XXXX XXXX XXXX XXXX | DSH | Capacity Development | 0 | 0 | 0 | 0 | 0 | 0 | 0 | 0 | 0 | 0 | 0 | 0 | 0 | 0 | 0 | 0 | 0 | 0 | 0 | 0 | 0 | 0 | 0 | 0 | 0 | 0 | 0 | 0 | 0 | 0 | 0 | 0 | 0 | 0 | 0 | 0 | 14898.1758 | 44694.5275 | 89389.055 | 134083.5824 | 178778.1099 | 238370.8132 | 268167.1649 | 208574.4616 | 148981.7583 | 104287.2308 | 44694.5275 | 14898.1758 | 0 | 0 | 0 | 0 | 0 | 0 | 0 | 0 | 0 | 0 | 0 | 0 | 0 | 0 | 0 | 0 | 0 | 0 | 0 | 0 | 0 | 0 | 0 | 0 | 0 | 0 | 0 | 0 | 0 | 0 | 0 | 0 | 0 | 0 | 0 | 0 | 0 | 0 | 0 | 0 | 0 | 0 | 0 | 0 | 0 | 0 | 0 | 0 | 1489817.5826 | 0 | 0 | 1489817.5826 | 0 | 0 | 0 | 0 | 1489817.5826 | 0
112 | 23 | A23 | XXXX XXXX XXXX XXXX | DSH | Capacity Development | 0 | 0 | 0 | 0 | 0 | 0 | 0 | 0 | 0 | 0 | 0 | 0 | 0 | 0 | 0 | 0 | 0 | 0 | 0 | 0 | 0 | 0 | 0 | 0 | 0 | 0 | 0 | 0 | 0 | 0 | 0 | 0 | 0 | 0 | 0 | 0 | 0 | 0 | 0 | 0 | 0 | 0 | 0 | 0 | 0 | 0 | 0 | 0 | 0 | 0 | 0 | 0 | 0 | 0 | 0 | 0 | 0 | 0 | 0 | 0 | 9926.7964 | 29780.3892 | 59560.7784 | 89341.1676 | 119121.5568 | 158828.7424 | 178682.3352 | 138975.1496 | 99267.964 | 69487.5748 | 29780.3892 | 9926.7964 | 0 | 0 | 0 | 0 | 0 | 0 | 0 | 0 | 0 | 0 | 0 | 0 | 0 | 0 | 0 | 0 | 0 | 0 | 0 | 0 | 0 | 0 | 0 | 0 | 992679.6398 | 0 | 0 | 0 | 0 | 992679.6398 | 0 | 0 | 992679.6398 | 0
113 | 13 | A13 | XXXX XXXX XXXX XXXX | CBH | Customer Initiated | 0 | 0 | 0 | 0 | 0 | 0 | 0 | 0 | 0 | 0 | 0 | 0 | 0 | 0 | 0 | 0 | 0 | 0 | 0 | 0 | 0 | 0 | 0 | 0 | 0 | 0 | 0 | 0 | 0 | 0 | 0 | 0 | 0 | 0 | 0 | 0 | 0 | 0 | 0 | 0 | 0 | 0 | 0 | 0 | 0 | 0 | 0 | 0 | 0 | 0 | 0 | 0 | 0 | 0 | 0 | 0 | 0 | 0 | 0 | 0 | 0 | 0 | 0 | 0 | 0 | 0 | 0 | 0 | 0 | 0 | 0 | 0 | 0 | 0 | 0 | 0 | 0 | 0 | 0 | 0 | 0 | 0 | 0 | 0 | 0 | 0 | 0 | 0 | 0 | 0 | 0 | 0 | 0 | 0 | 0 | 0 | 0 | 0 | 0 | 0 | 0 | 0 | 0 | 0 | 0 | 0
114 | 532 | A532 | XXXX XXXX XXXX XXXX | DSH | Capacity Development | 0 | 0 | 0 | 0 | 0 | 0 | 0 | 0 | 0 | 0 | 0 | 0 | 0 | 0 | 0 | 0 | 0 | 0 | 0 | 0 | 0 | 0 | 0 | 0 | 0 | 0 | 0 | 0 | 0 | 0 | 0 | 0 | 0 | 0 | 0 | 0 | 0 | 14928.5373 | 29857.0745 | 59714.149 | 89571.2236 | 111964.0295 | 134356.8353 | 111964.0295 | 89571.2236 | 59714.149 | 29857.0745 | 14928.5373 | 0 | 0 | 0 | 0 | 0 | 0 | 0 | 0 | 0 | 0 | 0 | 0 | 0 | 0 | 0 | 0 | 0 | 0 | 0 | 0 | 0 | 0 | 0 | 0 | 0 | 0 | 0 | 0 | 0 | 0 | 0 | 0 | 0 | 0 | 0 | 0 | 0 | 0 | 0 | 0 | 0 | 0 | 0 | 0 | 0 | 0 | 0 | 0 | 746426.863 | 0 | 0 | 746426.863 | 0 | 0 | 0 | 0 | 746426.863 | 0
117 | 35 | A35 | XXXX XXXX XXXX XXXX | DSI | Capacity Development | 0 | 0 | 0 | 0 | 0 | 0 | 0 | 0 | 0 | 0 | 0 | 0 | 0 | 0 | 0 | 0 | 0 | 0 | 0 | 0 | 0 | 0 | 0 | 0 | 0 | 0 | 0 | 0 | 0 | 0 | 0 | 0 | 0 | 0 | 0 | 0 | 0 | 30724.8039 | 61449.6077 | 122899.2155 | 184348.8232 | 230436.029 | 276523.2348 | 230436.029 | 184348.8232 | 122899.2155 | 61449.6077 | 30724.8039 | 0 | 0 | 0 | 0 | 0 | 0 | 0 | 0 | 0 | 0 | 0 | 0 | 0 | 0 | 0 | 0 | 0 | 0 | 0 | 0 | 0 | 0 | 0 | 0 | 0 | 0 | 0 | 0 | 0 | 0 | 0 | 0 | 0 | 0 | 0 | 0 | 0 | 0 | 0 | 0 | 0 | 0 | 0 | 0 | 0 | 0 | 0 | 0 | 1536240.1934 | 0 | 0 | 1536240.1934 | 0 | 0 | 0 | 0 | 1536240.1934 | 0
119 | 540 | A540 | XXXX XXXX XXXX XXXX | DSH | Capacity Development | 0 | 0 | 0 | 0 | 0 | 0 | 0 | 0 | 0 | 0 | 0 | 0 | 0 | 0 | 0 | 0 | 0 | 0 | 0 | 0 | 0 | 0 | 0 | 0 | 0 | 0 | 0 | 0 | 0 | 0 | 0 | 0 | 0 | 0 | 0 | 0 | 0 | 88277.5231 | 176555.0461 | 353110.0923 | 529665.1384 | 662081.423 | 794497.7076 | 662081.423 | 529665.1384 | 353110.0923 | 176555.0461 | 88277.5231 | 0 | 0 | 0 | 0 | 0 | 0 | 0 | 0 | 0 | 0 | 0 | 0 | 0 | 0 | 0 | 0 | 0 | 0 | 0 | 0 | 0 | 0 | 0 | 0 | 0 | 0 | 0 | 0 | 0 | 0 | 0 | 0 | 0 | 0 | 0 | 0 | 0 | 0 | 0 | 0 | 0 | 0 | 0 | 0 | 0 | 0 | 0 | 0 | 4413876.1531 | 0 | 0 | 4413876.1531 | 0 | 0 | 0 | 0 | 4413876.1531 | 0
120 | 39 | A39 | XXXX XXXX XXXX XXXX | DSH | Capacity Development | 0 | 0 | 0 | 0 | 0 | 0 | 0 | 0 | 0 | 0 | 0 | 0 | 0 | 0 | 0 | 0 | 0 | 0 | 0 | 0 | 0 | 0 | 0 | 0 | 0 | 0 | 0 | 19197.3108 | 28795.9662 | 38343.9333 | 43193.9493 | 38343.9333 | 28795.9662 | 23996.6385 | 14397.9831 | 9598.6554 | 0 | 0 | 0 | 0 | 0 | 0 | 0 | 0 | 0 | 0 | 0 | 0 | 0 | 0 | 0 | 0 | 0 | 0 | 0 | 0 | 0 | 0 | 0 | 0 | 0 | 0 | 0 | 0 | 0 | 0 | 0 | 0 | 0 | 0 | 0 | 0 | 0 | 0 | 0 | 0 | 0 | 0 | 0 | 0 | 0 | 0 | 0 | 0 | 0 | 0 | 0 | 0 | 0 | 0 | 0 | 0 | 0 | 0 | 0 | 0 | 244664.3359 | 0 | 244664.3359 | 0 | 0 | 0 | 0 | 0 | 244664.3359 | 0
121 | 40 | A40 | XXXX XXXX XXXX XXXX | DSH | Capacity Development | 0 | 0 | 0 | 0 | 0 | 0 | 0 | 0 | 0 | 0 | 0 | 0 | 0 | 0 | 0 | 0 | 0 | 0 | 0 | 0 | 0 | 0 | 0 | 0 | 0 | 0 | 0 | 0 | 0 | 0 | 0 | 0 | 0 | 0 | 0 | 0 | 0 | 0 | 0 | 0 | 0 | 0 | 0 | 0 | 0 | 0 | 0 | 0 | 0 | 0 | 0 | 0 | 0 | 0 | 0 | 0 | 0 | 0 | 0 | 0 | 0 | 0 | 0 | 0 | 0 | 0 | 0 | 0 | 0 | 0 | 0 | 0 | 0 | 0 | 0 | 26128.4142 | 39192.6213 | 65321.0355 | 73159.5597 | 60095.3526 | 38180.6678 | 0 | 0 | 0 | 0 | 0 | 0 | 0 | 0 | 0 | 0 | 0 | 0 | 0 | 0 | 0 | 302077.6511 | 0 | 0 | 0 | 0 | 0 | 302077.6511 | 0 | 302077.6511 | 0
122 | 515 | A515 | XXXX XXXX XXXX XXXX | DSH | Capacity Development | 0 | 0 | 0 | 0 | 0 | 0 | 0 | 0 | 0 | 0 | 0 | 0 | 0 | 0 | 0 | 0 | 0 | 0 | 0 | 0 | 0 | 0 | 0 | 0 | 65248.0871 | 69908.6647 | 116514.4412 | 93211.5529 | 83890.3976 | 37284.6212 | 41763.975 | 78307.4531 | 93968.9437 | 130512.4218 | 104409.9374 | 73086.9562 | 0 | 0 | 0 | 0 | 0 | 0 | 0 | 0 | 0 | 0 | 0 | 0 | 0 | 0 | 0 | 0 | 0 | 0 | 0 | 0 | 0 | 0 | 0 | 0 | 0 | 0 | 0 | 0 | 0 | 0 | 0 | 0 | 0 | 0 | 0 | 0 | 0 | 0 | 0 | 0 | 0 | 0 | 0 | 0 | 0 | 0 | 0 | 0 | 0 | 0 | 0 | 0 | 0 | 0 | 0 | 0 | 0 | 0 | 0 | 0 | 988107.4519 | 0 | 988107.4519 | 0 | 0 | 0 | 0 | 0 | 988107.4519 | 0
123 | 42 | A42 | XXXX XXXX XXXX XXXX | DSH | Capacity Development | 0 | 0 | 0 | 0 | 0 | 0 | 0 | 0 | 0 | 0 | 0 | 0 | 0 | 0 | 0 | 0 | 0 | 0 | 0 | 0 | 0 | 0 | 0 | 0 | 0 | 0 | 0 | 0 | 0 | 0 | 0 | 0 | 0 | 0 | 0 | 0 | 51805.0447 | 155415.134 | 310830.268 | 466245.4019 | 621660.5359 | 828880.7145 | 932490.8039 | 725270.6252 | 518050.4466 | 362635.3126 | 155415.134 | 51805.0447 | 0 | 0 | 0 | 0 | 0 | 0 | 0 | 0 | 0 | 0 | 0 | 0 | 0 | 0 | 0 | 0 | 0 | 0 | 0 | 0 | 0 | 0 | 0 | 0 | 0 | 0 | 0 | 0 | 0 | 0 | 0 | 0 | 0 | 0 | 0 | 0 | 0 | 0 | 0 | 0 | 0 | 0 | 0 | 0 | 0 | 0 | 0 | 0 | 5180504.4658 | 0 | 0 | 5180504.4658 | 0 | 0 | 0 | 0 | 5180504.4658 | 0
124 | 44 | A44 | XXXX XXXX XXXX XXXX | DSH | Capacity Development | 0 | 0 | 0 | 0 | 0 | 0 | 0 | 0 | 0 | 0 | 0 | 0 | 0 | 0 | 0 | 0 | 0 | 0 | 0 | 0 | 0 | 0 | 0 | 0 | 16804.6134 | 50413.8401 | 100827.6803 | 151241.5204 | 201655.3605 | 268873.814 | 302483.0408 | 235264.5873 | 168046.1338 | 117632.2936 | 50413.8401 | 16804.6134 | 0 | 0 | 0 | 0 | 0 | 0 | 0 | 0 | 0 | 0 | 0 | 0 | 0 | 0 | 0 | 0 | 0 | 0 | 0 | 0 | 0 | 0 | 0 | 0 | 0 | 0 | 0 | 0 | 0 | 0 | 0 | 0 | 0 | 0 | 0 | 0 | 0 | 0 | 0 | 0 | 0 | 0 | 0 | 0 | 0 | 0 | 0 | 0 | 0 | 0 | 0 | 0 | 0 | 0 | 0 | 0 | 0 | 0 | 0 | 0 | 1680461.3377 | 0 | 1680461.3377 | 0 | 0 | 0 | 0 | 0 | 1680461.3377 | 0
125 | 45 | A45 | XXXX XXXX XXXX XXXX | DSH | Capacity Development | 0 | 0 | 117448.7773 | 293621.9432 | 293621.9432 | 176173.1659 | 0 | 0 | 0 | 0 | 0 | 0 | 0 | 0 | 0 | 0 | 0 | 0 | 0 | 0 | 0 | 0 | 0 | 0 | 0 | 0 | 0 | 0 | 0 | 0 | 0 | 0 | 0 | 0 | 0 | 0 | 0 | 0 | 0 | 0 | 0 | 0 | 0 | 0 | 0 | 0 | 0 | 0 | 0 | 0 | 0 | 0 | 0 | 0 | 0 | 0 | 0 | 0 | 0 | 0 | 0 | 0 | 0 | 0 | 0 | 0 | 0 | 0 | 0 | 0 | 0 | 0 | 0 | 0 | 0 | 0 | 0 | 0 | 0 | 0 | 0 | 0 | 0 | 0 | 0 | 0 | 0 | 0 | 0 | 0 | 0 | 0 | 0 | 0 | 0 | 0 | 0 | 0 | 0 | 0 | 0 | 0 | 0 | 0 | 0 | 0
126 | 56 | A56 | XXXX XXXX XXXX XXXX | CBH | Customer Initiated | 0 | 36409.121 | 72818.2419 | 145636.4838 | 218454.7257 | 273068.4072 | 315937.2109 | 273068.4072 | 218454.7257 | 145636.4838 | 72818.2419 | 36409.121 | 0 | 0 | 0 | 0 | 0 | 0 | 0 | 0 | 0 | 0 | 0 | 0 | 0 | 0 | 0 | 0 | 0 | 0 | 2596773.8809 | 2596773.8809 | 2596773.8809 | 2596773.8809 | 2596773.8809 | 2596773.8809 | 0 | 0 | 0 | 0 | 0 | 0 | 0 | 0 | 0 | 0 | 0 | 0 | 0 | 0 | 0 | 0 | 0 | 0 | 0 | 0 | 0 | 0 | 0 | 0 | 0 | 0 | 0 | 0 | 0 | 0 | 0 | 0 | 0 | 0 | 0 | 0 | 0 | 0 | 0 | 0 | 0 | 0 | 0 | 0 | 0 | 0 | 0 | 0 | 0 | 0 | 0 | 0 | 0 | 0 | 0 | 0 | 0 | 0 | 0 | 0 | 15580643.2852 | 0 | 15580643.2852 | 0 | 0 | 0 | 0 | 0 | 15580643.2852 | 0
127 | 382 | A382 | XXXX XXXX XXXX XXXX | CBH | Customer Initiated | 0 | 0 | 0 | 0 | 0 | 0 | 70341.6112 | 70341.6112 | 70341.6112 | 70341.6112 | 70341.6112 | 70341.6112 | 0 | 0 | 0 | 0 | 0 | 0 | 0 | 0 | 0 | 0 | 0 | 0 | 0 | 0 | 0 | 0 | 0 | 0 | 0 | 0 | 0 | 0 | 0 | 0 | 0 | 0 | 0 | 0 | 0 | 0 | 0 | 0 | 0 | 0 | 0 | 0 | 0 | 0 | 0 | 0 | 0 | 0 | 0 | 0 | 0 | 0 | 0 | 0 | 0 | 0 | 0 | 0 | 0 | 0 | 0 | 0 | 0 | 0 | 0 | 0 | 0 | 0 | 0 | 0 | 0 | 0 | 0 | 0 | 0 | 0 | 0 | 0 | 0 | 0 | 0 | 0 | 0 | 0 | 0 | 0 | 0 | 0 | 0 | 0 | 0 | 0 | 0 | 0 | 0 | 0 | 0 | 0 | 0 | 0
130 | 53 | A53 | XXXX XXXX XXXX XXXX | CBH | Customer Initiated | 0 | 0 | 0 | 0 | 0 | 0 | 0 | 0 | 0 | 0 | 0 | 0 | 0 | 0 | 0 | 0 | 0 | 0 | 0 | 0 | 0 | 0 | 0 | 0 | 0 | 0 | 0 | 0 | 0 | 0 | 0 | 0 | 0 | 0 | 0 | 0 | 0 | 0 | 0 | 0 | 0 | 0 | 0 | 0 | 0 | 0 | 0 | 0 | 0 | 0 | 0 | 0 | 0 | 0 | 0 | 0 | 0 | 0 | 0 | 0 | 0 | 0 | 0 | 0 | 0 | 0 | 0 | 0 | 0 | 0 | 0 | 0 | 0 | 0 | 0 | 0 | 0 | 0 | 0 | 0 | 0 | 0 | 0 | 0 | 0 | 0 | 0 | 0 | 0 | 0 | 0 | 0 | 0 | 0 | 0 | 0 | 0 | 0 | 0 | 0 | 0 | 0 | 0 | 0 | 0 | 0
134 | 461 | A461 | XXXX XXXX XXXX XXXX | CMA | Customer Initiated | 0 | 0 | 0 | 0 | 0 | 0 | 0 | 0 | 0 | 0 | 0 | 0 | 1800 | 1800 | 1800 | 1800 | 1800 | 1800 | 1800 | 1800 | 1800 | 1800 | 1800 | 1800 | 1800 | 1800 | 1800 | 1800 | 1800 | 1800 | 1800 | 1800 | 1800 | 1800 | 1800 | 1800 | 1800 | 1800 | 1800 | 1800 | 1800 | 1800 | 1800 | 1800 | 1800 | 1800 | 1800 | 1800 | 1800 | 1800 | 1800 | 1800 | 1800 | 1800 | 1800 | 1800 | 1800 | 1800 | 1800 | 1800 | 1800 | 1800 | 1800 | 1800 | 1800 | 1800 | 1800 | 1800 | 1800 | 1800 | 1800 | 1800 | 1800 | 1800 | 1800 | 1800 | 1800 | 1800 | 1800 | 1800 | 1800 | 1800 | 1800 | 1800 | 1800 | 1800 | 1800 | 1800 | 1800 | 1800 | 1800 | 1800 | 1800 | 1800 | 1800 | 1800 | 151200 | 21600 | 21600 | 21600 | 21600 | 21600 | 21600 | 21600 | 151200 | 0
136 | 60 | A60 | XXXX XXXX XXXX XXXX | CBH | Customer Initiated | 0 | 0 | 0 | 0 | 0 | 0 | 0 | 0 | 0 | 0 | 0 | 0 | 0 | 0 | 0 | 0 | 0 | 0 | 40638.258 | 40638.258 | 40638.258 | 40638.258 | 40638.258 | 40638.258 | 41683.0162 | 125049.0486 | 208415.0809 | 250098.0971 | 166732.0647 | 41683.0162 | 262054.3766 | 262054.3766 | 262054.3766 | 262054.3766 | 262054.3766 | 262054.3766 | 0 | 54202.3359 | 108404.6717 | 216809.3434 | 325214.0151 | 406517.5189 | 487821.0227 | 406517.5189 | 325214.0151 | 216809.3434 | 108404.6717 | 54202.3359 | 0 | 0 | 0 | 0 | 0 | 0 | 0 | 0 | 0 | 0 | 0 | 0 | 0 | 0 | 0 | 0 | 0 | 0 | 0 | 0 | 0 | 0 | 0 | 0 | 0 | 0 | 0 | 0 | 0 | 0 | 0 | 0 | 0 | 0 | 0 | 0 | 0 | 0 | 0 | 0 | 0 | 0 | 0 | 0 | 0 | 0 | 0 | 0 | 5359932.9239 | 243829.5478 | 2405986.5834 | 2710116.7928 | 0 | 0 | 0 | 0 | 5359932.9239 | 0
137 | 462 | A462 | XXXX XXXX XXXX XXXX | CMB | Customer Initiated | 0 | 0 | 0 | 0 | 0 | 0 | 0 | 0 | 0 | 0 | 0 | 0 | 1800 | 1800 | 1800 | 1800 | 1800 | 1800 | 1800 | 1800 | 1800 | 1800 | 1800 | 1800 | 1800 | 1800 | 1800 | 1800 | 1800 | 1800 | 1800 | 1800 | 1800 | 1800 | 1800 | 1800 | 1800 | 1800 | 1800 | 1800 | 1800 | 1800 | 1800 | 1800 | 1800 | 1800 | 1800 | 1800 | 1800 | 1800 | 1800 | 1800 | 1800 | 1800 | 1800 | 1800 | 1800 | 1800 | 1800 | 1800 | 1800 | 1800 | 1800 | 1800 | 1800 | 1800 | 1800 | 1800 | 1800 | 1800 | 1800 | 1800 | 1800 | 1800 | 1800 | 1800 | 1800 | 1800 | 1800 | 1800 | 1800 | 1800 | 1800 | 1800 | 1800 | 1800 | 1800 | 1800 | 1800 | 1800 | 1800 | 1800 | 1800 | 1800 | 1800 | 1800 | 151200 | 21600 | 21600 | 21600 | 21600 | 21600 | 21600 | 21600 | 151200 | 0
138 | 160 | A160 | XXXX XXXX XXXX XXXX | DSL | Capacity Development | 0 | 23489.7555 | 73252.5272 | 219757.5816 | 293010.1087 | 452434.5286 | 293010.1087 | 146505.0544 | 73252.5272 | 23489.7555 | 0 | 0 | 0 | 0 | 0 | 0 | 0 | 0 | 0 | 0 | 0 | 0 | 0 | 0 | 0 | 0 | 0 | 0 | 0 | 0 | 0 | 0 | 0 | 0 | 0 | 0 | 0 | 0 | 0 | 0 | 0 | 0 | 0 | 0 | 0 | 0 | 0 | 0 | 0 | 0 | 0 | 0 | 0 | 0 | 0 | 0 | 0 | 0 | 0 | 0 | 0 | 0 | 0 | 0 | 0 | 0 | 0 | 0 | 0 | 0 | 0 | 0 | 0 | 0 | 0 | 0 | 0 | 0 | 0 | 0 | 0 | 0 | 0 | 0 | 0 | 0 | 0 | 0 | 0 | 0 | 0 | 0 | 0 | 0 | 0 | 0 | 0 | 0 | 0 | 0 | 0 | 0 | 0 | 0 | 0 | 0
139 | 66 | A66 | XXXX XXXX XXXX XXXX | DSL | Capacity Development | 0 | 4089.1745 | 8178.349 | 16356.6981 | 24535.0471 | 30668.8089 | 36802.5707 | 30668.8089 | 24535.0471 | 16356.6981 | 8178.349 | 4089.1745 | 0 | 4087.2053 | 8174.4105 | 16348.821 | 24523.2315 | 30654.0394 | 36784.8473 | 30654.0394 | 24523.2315 | 16348.821 | 8174.4105 | 4087.2053 | 17030.0219 | 17030.0219 | 17030.0219 | 17030.0219 | 17030.0219 | 17030.0219 | 17030.0219 | 17030.0219 | 17030.0219 | 17030.0219 | 17030.0219 | 17030.0219 | 119707.2309 | 101751.1463 | 139658.4361 | 163599.8822 | 185546.2079 | 195521.8105 | 185546.2079 | 193526.69 | 183551.0874 | 195521.8105 | 189536.4489 | 141653.5566 | 119707.2309 | 101751.1463 | 139658.4361 | 163599.8822 | 185546.2079 | 195521.8105 | 185546.2079 | 193526.69 | 183551.0874 | 195521.8105 | 189536.4489 | 141653.5566 | 119707.2309 | 101751.1463 | 139658.4361 | 163599.8822 | 185546.2079 | 195521.8105 | 185546.2079 | 193526.69 | 183551.0874 | 195521.8105 | 189536.4489 | 141653.5566 | 119707.2309 | 101751.1463 | 139658.4361 | 163599.8822 | 185546.2079 | 195521.8105 | 185546.2079 | 193526.69 | 183551.0874 | 195521.8105 | 189536.4489 | 141653.5566 | 119707.2309 | 101751.1463 | 139658.4361 | 163599.8822 | 185546.2079 | 195521.8105 | 185546.2079 | 193526.69 | 183551.0874 | 195521.8105 | 189536.4489 | 141653.5566 | 10384323.1008 | 204360.2626 | 204360.2626 | 1995120.5151 | 1995120.5151 | 1995120.5151 | 1995120.5151 | 1995120.5151 | 10384323.1008 | 0
140 | 451 | A451 | XXXX XXXX XXXX XXXX | DSH | Capacity Development | 0 | 0 | 0 | 0 | 0 | 0 | 0 | 0 | 0 | 0 | 0 | 0 | 0 | 0 | 0 | 0 | 0 | 0 | 0 | 0 | 0 | 0 | 0 | 0 | 46085.0022 | 138255.0065 | 276510.0129 | 414765.0194 | 553020.0258 | 737360.0344 | 829530.0387 | 645190.0301 | 460850.0215 | 322595.0151 | 138255.0065 | 46085.0022 | 0 | 0 | 0 | 0 | 0 | 0 | 0 | 0 | 0 | 0 | 0 | 0 | 0 | 0 | 0 | 0 | 0 | 0 | 0 | 0 | 0 | 0 | 0 | 0 | 0 | 0 | 0 | 0 | 0 | 0 | 0 | 0 | 0 | 0 | 0 | 0 | 0 | 0 | 0 | 0 | 0 | 0 | 0 | 0 | 0 | 0 | 0 | 0 | 0 | 0 | 0 | 0 | 0 | 0 | 0 | 0 | 0 | 0 | 0 | 0 | 4608500.2151 | 0 | 4608500.2151 | 0 | 0 | 0 | 0 | 0 | 4608500.2151 | 0
141 | 103 | A103 | XXXX XXXX XXXX XXXX | DSH | Capacity Development | 0 | 0 | 0 | 0 | 0 | 0 | 0 | 0 | 0 | 0 | 0 | 0 | 0 | 0 | 0 | 0 | 0 | 0 | 0 | 0 | 0 | 0 | 0 | 0 | 14087.4852 | 42262.4557 | 84524.9114 | 126787.3671 | 169049.8228 | 225399.7637 | 253574.7342 | 197224.7933 | 140874.8523 | 98612.3966 | 42262.4557 | 14087.4852 | 0 | 0 | 0 | 0 | 0 | 0 | 0 | 0 | 0 | 0 | 0 | 0 | 0 | 0 | 0 | 0 | 0 | 0 | 0 | 0 | 0 | 0 | 0 | 0 | 0 | 0 | 0 | 0 | 0 | 0 | 0 | 0 | 0 | 0 | 0 | 0 | 0 | 0 | 0 | 0 | 0 | 0 | 0 | 0 | 0 | 0 | 0 | 0 | 0 | 0 | 0 | 0 | 0 | 0 | 0 | 0 | 0 | 0 | 0 | 0 | 1408748.5233 | 0 | 1408748.5233 | 0 | 0 | 0 | 0 | 0 | 1408748.5233 | 0
142 | 369 | A369 | XXXX XXXX XXXX XXXX | DZA | Capacity Development | 0 | 0 | 0 | 0 | 0 | 0 | 0 | 0 | 0 | 0 | 0 | 0 | 0 | 0 | 0 | 0 | 0 | 0 | 0 | 0 | 0 | 0 | 0 | 0 | 0 | 0 | 0 | 0 | 0 | 0 | 0 | 0 | 0 | 0 | 0 | 0 | 0 | 0 | 0 | 0 | 0 | 0 | 0 | 0 | 0 | 0 | 0 | 0 | 0 | 0 | 0 | 0 | 0 | 0 | 0 | 0 | 0 | 0 | 0 | 0 | 11066.0726 | 33198.2179 | 66396.4358 | 99594.6537 | 132792.8717 | 177057.1622 | 199189.3075 | 154925.0169 | 110660.7264 | 77462.5085 | 33198.2179 | 11066.0726 | 11431.8289 | 34295.4866 | 68590.9732 | 102886.4598 | 137181.9463 | 182909.2618 | 205772.9195 | 160045.6041 | 114318.2886 | 80022.802 | 34295.4866 | 11431.8289 | 0 | 0 | 0 | 0 | 0 | 0 | 0 | 0 | 0 | 0 | 0 | 0 | 2249790.15 | 0 | 0 | 0 | 0 | 1106607.2638 | 1143182.8862 | 0 | 2249790.15 | 0
143 | 317 | A317 | XXXX XXXX XXXX XXXX | DSH | Capacity Development | 0 | 0 | 0 | 0 | 0 | 0 | 0 | 0 | 0 | 0 | 0 | 0 | 0 | 0 | 0 | 0 | 0 | 0 | 0 | 0 | 0 | 0 | 0 | 0 | 0 | 0 | 0 | 0 | 0 | 0 | 0 | 0 | 0 | 0 | 0 | 0 | 0 | 0 | 0 | 0 | 0 | 0 | 0 | 0 | 0 | 0 | 0 | 0 | 0 | 0 | 0 | 0 | 0 | 0 | 0 | 0 | 0 | 0 | 0 | 0 | 0 | 0 | 0 | 0 | 0 | 0 | 0 | 0 | 0 | 0 | 0 | 0 | 0 | 0 | 0 | 0 | 0 | 0 | 0 | 0 | 0 | 0 | 0 | 0 | 18750.9164 | 56252.7491 | 112505.4982 | 168758.2474 | 225010.9965 | 300014.662 | 337516.4947 | 262512.8292 | 187509.1637 | 131256.4146 | 56252.7491 | 18750.9164 | 1875091.6374 | 0 | 0 | 0 | 0 | 0 | 0 | 1875091.6374 | 1875091.6374 | 0
144 | 121 | A121 | XXXX XXXX XXXX XXXX | DSH | Capacity Development | 0 | 0 | 0 | 0 | 0 | 0 | 0 | 0 | 0 | 0 | 0 | 0 | 0 | 0 | 0 | 0 | 0 | 0 | 0 | 0 | 0 | 0 | 0 | 0 | 0 | 0 | 0 | 0 | 0 | 0 | 0 | 0 | 0 | 0 | 0 | 0 | 0 | 0 | 0 | 0 | 0 | 0 | 0 | 0 | 0 | 0 | 0 | 0 | 0 | 0 | 0 | 0 | 0 | 0 | 0 | 0 | 0 | 0 | 0 | 0 | 14208.2009 | 14208.2009 | 14208.2009 | 14208.2009 | 14208.2009 | 14208.2009 | 36673.8196 | 36673.8196 | 36673.8196 | 36673.8196 | 36673.8196 | 36673.8196 | 0 | 0 | 0 | 0 | 0 | 0 | 0 | 0 | 0 | 0 | 0 | 0 | 0 | 0 | 0 | 0 | 0 | 0 | 0 | 0 | 0 | 0 | 0 | 0 | 305292.1231 | 0 | 0 | 0 | 0 | 305292.1231 | 0 | 0 | 305292.1231 | 0
145 | 122 | A122 | XXXX XXXX XXXX XXXX | DSH | Capacity Development | 0 | 0 | 0 | 0 | 0 | 0 | 0 | 0 | 0 | 0 | 0 | 0 | 0 | 0 | 0 | 0 | 0 | 0 | 0 | 0 | 0 | 0 | 0 | 0 | 0 | 0 | 0 | 0 | 0 | 0 | 0 | 0 | 0 | 0 | 0 | 0 | 0 | 0 | 0 | 0 | 0 | 0 | 0 | 0 | 0 | 0 | 0 | 0 | 0 | 0 | 0 | 0 | 0 | 0 | 0 | 0 | 0 | 0 | 0 | 0 | 0 | 0 | 0 | 0 | 0 | 0 | 0 | 0 | 0 | 0 | 0 | 0 | 0 | 0 | 0 | 0 | 0 | 0 | 0 | 0 | 0 | 0 | 0 | 0 | 0 | 0 | 0 | 0 | 0 | 0 | 0 | 0 | 0 | 0 | 0 | 0 | 0 | 0 | 0 | 0 | 0 | 0 | 0 | 0 | 0 | 0
147 | 129 | A129 | XXXX XXXX XXXX XXXX | DOA | Capacity Development | 0 | 0 | 0 | 0 | 0 | 0 | 0 | 0 | 0 | 0 | 0 | 0 | 0 | 0 | 0 | 0 | 0 | 0 | 0 | 0 | 0 | 0 | 0 | 0 | 0 | 0 | 0 | 0 | 0 | 0 | 0 | 0 | 0 | 0 | 0 | 0 | 0 | 0 | 0 | 0 | 0 | 0 | 0 | 0 | 0 | 0 | 0 | 0 | 0 | 0 | 0 | 0 | 0 | 0 | 0 | 0 | 0 | 0 | 0 | 0 | 0 | 0 | 0 | 0 | 0 | 0 | 0 | 0 | 0 | 0 | 0 | 0 | 0 | 0 | 0 | 0 | 0 | 0 | 0 | 0 | 0 | 0 | 0 | 0 | 0 | 0 | 0 | 0 | 0 | 0 | 0 | 0 | 0 | 0 | 0 | 0 | 0 | 0 | 0 | 0 | 0 | 0 | 0 | 0 | 0 | 0
148 | 959 | A959 | XXXX XXXX XXXX XXXX | DSJ | Capacity Development | 58724.3886 | 206996.3007 | 206996.3007 | 206996.3007 | 206996.3007 | 148271.9121 | 0 | 0 | 0 | 0 | 0 | 0 | 0 | 0 | 0 | 0 | 0 | 0 | 0 | 0 | 0 | 0 | 0 | 0 | 0 | 0 | 0 | 0 | 0 | 0 | 0 | 0 | 0 | 0 | 0 | 0 | 0 | 0 | 0 | 0 | 0 | 0 | 0 | 0 | 0 | 0 | 0 | 0 | 0 | 0 | 0 | 0 | 0 | 0 | 0 | 0 | 0 | 0 | 0 | 0 | 0 | 0 | 0 | 0 | 0 | 0 | 0 | 0 | 0 | 0 | 0 | 0 | 0 | 0 | 0 | 0 | 0 | 0 | 0 | 0 | 0 | 0 | 0 | 0 | 0 | 0 | 0 | 0 | 0 | 0 | 0 | 0 | 0 | 0 | 0 | 0 | 0 | 0 | 0 | 0 | 0 | 0 | 0 | 0 | 0 | 0
149 | 67 | A67 | XXXX XXXX XXXX XXXX | DSJ | Capacity Development | 172207.9905 | 172207.9905 | 172207.9905 | 172207.9905 | 172207.9905 | 172207.9905 | 172207.9905 | 172207.9905 | 172207.9905 | 172207.9905 | 172207.9905 | 172207.9905 | 172207.9905 | 172207.9905 | 172207.9905 | 172207.9905 | 172207.9905 | 172207.9905 | 172207.9905 | 172207.9905 | 172207.9905 | 172207.9905 | 172207.9905 | 172207.9905 | 172207.9905 | 172207.9905 | 172207.9905 | 172207.9905 | 172207.9905 | 172207.9905 | 172207.9905 | 172207.9905 | 172207.9905 | 172207.9905 | 172207.9905 | 172207.9905 | 284900 | 242165 | 332383.3333 | 389363.3333 | 441595 | 465336.6667 | 441595 | 460588.3333 | 436846.6667 | 465336.6667 | 451091.6667 | 337131.6667 | 284900 | 242165 | 332383.3333 | 389363.3333 | 441595 | 465336.6667 | 441595 | 460588.3333 | 436846.6667 | 465336.6667 | 451091.6667 | 337131.6667 | 284900 | 242165 | 332383.3333 | 389363.3333 | 441595 | 465336.6667 | 441595 | 460588.3333 | 436846.6667 | 465336.6667 | 451091.6667 | 337131.6667 | 284900 | 242165 | 332383.3333 | 389363.3333 | 441595 | 465336.6667 | 441595 | 460588.3333 | 436846.6667 | 465336.6667 | 451091.6667 | 337131.6667 | 284900 | 242165 | 332383.3333 | 389363.3333 | 441595 | 465336.6667 | 441595 | 460588.3333 | 436846.6667 | 465336.6667 | 451091.6667 | 337131.6667 | 27874658.4391 | 2066495.8862 | 2066495.8862 | 4748333.3333 | 4748333.3333 | 4748333.3333 | 4748333.3333 | 4748333.3333 | 27874658.4391 | 0
150 | 72 | A72 | XXXX XXXX XXXX XXXX | DZA | Capacity Development | 0 | 0 | 0 | 0 | 0 | 0 | 0 | 0 | 0 | 0 | 0 | 0 | 0 | 0 | 0 | 0 | 0 | 0 | 0 | 0 | 0 | 0 | 0 | 0 | 0 | 0 | 0 | 0 | 0 | 0 | 930866.587 | 930866.587 | 930866.587 | 930866.587 | 930866.587 | 930866.587 | 160960.0165 | 482880.0495 | 965760.0989 | 1448640.1484 | 1931520.1978 | 2575360.2637 | 2897280.2967 | 2253440.2308 | 1609600.1648 | 1126720.1154 | 482880.0495 | 160960.0165 | 0 | 0 | 0 | 0 | 0 | 0 | 0 | 0 | 0 | 0 | 0 | 0 | 0 | 0 | 0 | 0 | 0 | 0 | 0 | 0 | 0 | 0 | 0 | 0 | 0 | 0 | 0 | 0 | 0 | 0 | 0 | 0 | 0 | 0 | 0 | 0 | 0 | 0 | 0 | 0 | 0 | 0 | 0 | 0 | 0 | 0 | 0 | 0 | 21681201.1704 | 0 | 5585199.522 | 16096001.6484 | 0 | 0 | 0 | 0 | 21681201.1704 | 0
151 | 370 | A370 | XXXX XXXX XXXX XXXX | DZA | Capacity Development | 0 | 0 | 0 | 0 | 0 | 0 | 0 | 0 | 0 | 0 | 0 | 0 | 0 | 0 | 0 | 0 | 0 | 0 | 0 | 0 | 0 | 0 | 0 | 0 | 0 | 0 | 0 | 0 | 0 | 0 | 0 | 0 | 0 | 0 | 0 | 0 | 0 | 0 | 0 | 0 | 0 | 0 | 0 | 0 | 0 | 0 | 0 | 0 | 0 | 0 | 0 | 0 | 0 | 0 | 0 | 0 | 0 | 0 | 0 | 0 | 0 | 0 | 0 | 0 | 0 | 0 | 0 | 0 | 0 | 0 | 0 | 0 | 0 | 0 | 0 | 0 | 0 | 0 | 0 | 0 | 0 | 0 | 0 | 0 | 38526.8997 | 115580.699 | 231161.3981 | 346742.0971 | 462322.7962 | 616430.3949 | 693484.1942 | 539376.5955 | 385268.9968 | 269688.2978 | 115580.699 | 38526.8997 | 3852689.9679 | 0 | 0 | 0 | 0 | 0 | 0 | 3852689.9679 | 3852689.9679 | 0
152 | 74 | A74 | XXXX XXXX XXXX XXXX | DZA | Capacity Development | 0 | 0 | 0 | 0 | 0 | 0 | 0 | 0 | 0 | 0 | 0 | 0 | 0 | 0 | 0 | 0 | 0 | 0 | 0 | 0 | 0 | 0 | 0 | 0 | 0 | 0 | 0 | 0 | 0 | 0 | 0 | 0 | 0 | 0 | 0 | 0 | 0 | 0 | 0 | 0 | 0 | 0 | 0 | 0 | 0 | 0 | 0 | 0 | 0 | 0 | 0 | 0 | 0 | 0 | 0 | 0 | 0 | 0 | 0 | 0 | 0 | 0 | 0 | 0 | 0 | 0 | 0 | 0 | 0 | 0 | 0 | 0 | 11915.3916 | 35746.1748 | 71492.3497 | 107238.5245 | 142984.6993 | 190646.2658 | 214477.049 | 166815.4826 | 119153.9161 | 83407.7413 | 35746.1748 | 11915.3916 | 12093.859 | 36281.577 | 72563.1539 | 108844.7309 | 145126.3078 | 193501.7437 | 217689.4617 | 169314.0258 | 120938.5898 | 84657.0129 | 36281.577 | 12093.859 | 2400925.0595 | 0 | 0 | 0 | 0 | 0 | 1191539.1611 | 1209385.8983 | 2400925.0595 | 0
153 | 75 | A75 | XXXX XXXX XXXX XXXX | DZA | Capacity Development | 0 | 0 | 0 | 0 | 0 | 0 | 0 | 0 | 0 | 0 | 0 | 0 | 0 | 0 | 0 | 0 | 0 | 0 | 0 | 0 | 0 | 0 | 0 | 0 | 0 | 0 | 0 | 0 | 0 | 0 | 0 | 0 | 0 | 0 | 0 | 0 | 0 | 0 | 0 | 0 | 0 | 0 | 163846.7804 | 163846.7804 | 163846.7804 | 163846.7804 | 163846.7804 | 163846.7804 | 10234.402 | 30703.2061 | 61406.4121 | 92109.6182 | 122812.8243 | 163750.4323 | 184219.2364 | 143281.6283 | 102344.0202 | 71640.8142 | 30703.2061 | 10234.402 | 0 | 0 | 0 | 0 | 0 | 0 | 0 | 0 | 0 | 0 | 0 | 0 | 0 | 0 | 0 | 0 | 0 | 0 | 0 | 0 | 0 | 0 | 0 | 0 | 0 | 0 | 0 | 0 | 0 | 0 | 0 | 0 | 0 | 0 | 0 | 0 | 2006520.8848 | 0 | 0 | 983080.6826 | 1023440.2022 | 0 | 0 | 0 | 2006520.8848 | 0
154 | 76 | A76 | XXXX XXXX XXXX XXXX | DZA | Capacity Development | 0 | 0 | 0 | 0 | 0 | 0 | 0 | 0 | 0 | 0 | 0 | 0 | 0 | 0 | 0 | 0 | 0 | 0 | 0 | 0 | 0 | 0 | 0 | 0 | 0 | 0 | 0 | 0 | 0 | 0 | 0 | 0 | 0 | 0 | 0 | 0 | 0 | 0 | 0 | 0 | 0 | 0 | 0 | 0 | 0 | 0 | 0 | 0 | 10953.9173 | 32861.7519 | 65723.5037 | 98585.2556 | 131447.0074 | 175262.6766 | 197170.5112 | 153354.842 | 109539.1729 | 76677.421 | 32861.7519 | 10953.9173 | 11305.9967 | 33917.9902 | 67835.9803 | 101753.9705 | 135671.9607 | 180895.9476 | 203507.941 | 158283.9541 | 113059.9672 | 79141.9771 | 33917.9902 | 11305.9967 | 0 | 0 | 0 | 0 | 0 | 0 | 0 | 0 | 0 | 0 | 0 | 0 | 0 | 0 | 0 | 0 | 0 | 0 | 0 | 0 | 0 | 0 | 0 | 0 | 2225991.4011 | 0 | 0 | 0 | 1095391.7287 | 1130599.6723 | 0 | 0 | 2225991.4011 | 0
156 | 471 | A471 | XXXX XXXX XXXX XXXX | DZA | Capacity Development | 0 | 0 | 0 | 0 | 0 | 0 | 0 | 0 | 0 | 0 | 0 | 0 | 0 | 0 | 0 | 0 | 0 | 0 | 0 | 0 | 0 | 0 | 0 | 0 | 0 | 0 | 0 | 0 | 0 | 0 | 0 | 0 | 0 | 0 | 0 | 0 | 0 | 8848.7799 | 17697.5598 | 35395.1197 | 53092.6795 | 66365.8494 | 79639.0193 | 66365.8494 | 53092.6795 | 35395.1197 | 17697.5598 | 8848.7799 | 0 | 8433.5479 | 16867.0957 | 33734.1914 | 50601.2872 | 63251.609 | 75901.9308 | 63251.609 | 50601.2872 | 33734.1914 | 16867.0957 | 8433.5479 | 0 | 7987.6091 | 15975.2181 | 31950.4363 | 47925.6544 | 59907.068 | 71888.4816 | 59907.068 | 47925.6544 | 31950.4363 | 15975.2181 | 7987.6091 | 0 | 7834.5959 | 15669.1919 | 31338.3837 | 47007.5756 | 58759.4695 | 70511.3634 | 58759.4695 | 47007.5756 | 31338.3837 | 15669.1919 | 7834.5959 | 0 | 5485.6204 | 15669.1919 | 31338.3837 | 47007.5756 | 58759.4695 | 70681.6641 | 58759.4695 | 47007.5756 | 31338.3837 | 15669.1919 | 5485.6204 | 2042428.7855 | 0 | 0 | 442438.9958 | 421677.3931 | 399380.4535 | 391729.7968 | 387202.1464 | 2042428.7855 | 0
157 | 86 | A86 | XXXX XXXX XXXX XXXX | DZA | Capacity Development | 0 | 0 | 0 | 0 | 0 | 0 | 0 | 0 | 0 | 0 | 0 | 0 | 0 | 0 | 0 | 0 | 0 | 0 | 0 | 0 | 0 | 0 | 0 | 0 | 0 | 0 | 0 | 0 | 0 | 0 | 0 | 0 | 0 | 0 | 0 | 0 | 0 | 0 | 0 | 0 | 0 | 0 | 0 | 0 | 0 | 0 | 0 | 0 | 0 | 0 | 0 | 0 | 0 | 0 | 0 | 0 | 0 | 0 | 0 | 0 | 0 | 0 | 0 | 0 | 0 | 0 | 0 | 0 | 0 | 0 | 0 | 0 | 0 | 0 | 0 | 0 | 0 | 0 | 0 | 0 | 0 | 0 | 0 | 0 | 0 | 0 | 0 | 0 | 0 | 0 | 0 | 0 | 0 | 0 | 0 | 0 | 0 | 0 | 0 | 0 | 0 | 0 | 0 | 0 | 0 | 0
158 | 83 | A83 | XXXX XXXX XXXX XXXX | DZA | Capacity Development | 0 | 0 | 0 | 0 | 0 | 0 | 0 | 0 | 0 | 0 | 0 | 0 | 0 | 0 | 0 | 0 | 0 | 0 | 0 | 0 | 0 | 0 | 0 | 0 | 0 | 0 | 0 | 0 | 0 | 0 | 0 | 0 | 0 | 0 | 0 | 0 | 463528.6073 | 959396.4197 | 840819.3341 | 847866.2608 | 1024074.83 | 1024074.83 | 1077973.5053 | 1077973.5053 | 959396.4197 | 1077973.5053 | 959396.4197 | 474308.3423 | 0 | 0 | 0 | 0 | 0 | 0 | 0 | 0 | 0 | 0 | 0 | 0 | 0 | 0 | 0 | 0 | 0 | 0 | 0 | 0 | 0 | 0 | 0 | 0 | 0 | 0 | 0 | 0 | 0 | 0 | 0 | 0 | 0 | 0 | 0 | 0 | 0 | 0 | 0 | 0 | 0 | 0 | 0 | 0 | 0 | 0 | 0 | 0 | 10786781.9797 | 0 | 0 | 10786781.9797 | 0 | 0 | 0 | 0 | 10786781.9797 | 0
159 | 84 | A84 | XXXX XXXX XXXX XXXX | DZA | Capacity Development | 0 | 0 | 0 | 0 | 0 | 0 | 0 | 0 | 0 | 0 | 0 | 0 | 0 | 0 | 0 | 0 | 0 | 0 | 0 | 0 | 0 | 0 | 0 | 0 | 0 | 0 | 0 | 0 | 0 | 0 | 0 | 0 | 0 | 0 | 0 | 0 | 0 | 0 | 0 | 0 | 0 | 0 | 0 | 0 | 0 | 0 | 0 | 0 | 0 | 0 | 0 | 0 | 0 | 0 | 0 | 0 | 0 | 0 | 0 | 0 | 0 | 0 | 0 | 0 | 0 | 0 | 0 | 0 | 0 | 0 | 0 | 0 | 0 | 0 | 0 | 0 | 0 | 0 | 0 | 0 | 0 | 0 | 0 | 0 | 0 | 0 | 0 | 0 | 0 | 0 | 0 | 0 | 0 | 0 | 0 | 0 | 0 | 0 | 0 | 0 | 0 | 0 | 0 | 0 | 0 | 0
161 | 194 | A194 | XXXX XXXX XXXX XXXX | DZA | Capacity Development | 0 | 0 | 0 | 0 | 0 | 0 | 0 | 0 | 0 | 0 | 0 | 0 | 0 | 0 | 0 | 0 | 0 | 0 | 0 | 0 | 0 | 0 | 0 | 0 | 0 | 0 | 0 | 0 | 0 | 0 | 0 | 0 | 0 | 0 | 0 | 0 | 0 | 0 | 0 | 0 | 0 | 0 | 0 | 0 | 0 | 0 | 0 | 0 | 0 | 0 | 0 | 0 | 0 | 0 | 0 | 0 | 0 | 0 | 0 | 0 | 0 | 0 | 0 | 0 | 0 | 0 | 0 | 0 | 0 | 0 | 0 | 0 | 0 | 0 | 0 | 0 | 0 | 0 | 0 | 0 | 0 | 0 | 0 | 0 | 0 | 0 | 0 | 0 | 0 | 0 | 0 | 0 | 0 | 0 | 0 | 0 | 0 | 0 | 0 | 0 | 0 | 0 | 0 | 0 | 0 | 0
162 | 88 | A88 | XXXX XXXX XXXX XXXX | DZA | Capacity Development | 0 | 0 | 0 | 0 | 0 | 0 | 0 | 0 | 0 | 0 | 0 | 0 | 0 | 0 | 0 | 0 | 0 | 0 | 0 | 0 | 0 | 0 | 0 | 0 | 0 | 0 | 0 | 0 | 0 | 0 | 0 | 0 | 0 | 0 | 0 | 0 | 0 | 0 | 0 | 0 | 0 | 0 | 0 | 0 | 0 | 0 | 0 | 0 | 0 | 0 | 0 | 0 | 0 | 0 | 0 | 0 | 0 | 0 | 0 | 0 | 0 | 0 | 0 | 0 | 0 | 0 | 0 | 0 | 0 | 0 | 0 | 0 | 0 | 0 | 0 | 0 | 0 | 0 | 0 | 0 | 0 | 0 | 0 | 0 | 0 | 0 | 0 | 0 | 0 | 0 | 0 | 0 | 0 | 0 | 0 | 0 | 0 | 0 | 0 | 0 | 0 | 0 | 0 | 0 | 0 | 0
164 | 446 | A446 | XXXX XXXX XXXX XXXX | DOA | Capacity Development | 0 | 24664.2432 | 49328.4865 | 98656.9729 | 147985.4594 | 184981.8242 | 221978.1891 | 184981.8242 | 147985.4594 | 98656.9729 | 49328.4865 | 24664.2432 | 0 | 0 | 0 | 0 | 0 | 0 | 0 | 0 | 0 | 0 | 0 | 0 | 0 | 0 | 0 | 0 | 0 | 0 | 0 | 0 | 0 | 0 | 0 | 0 | 0 | 0 | 0 | 0 | 0 | 0 | 0 | 0 | 0 | 0 | 0 | 0 | 0 | 0 | 0 | 0 | 0 | 0 | 0 | 0 | 0 | 0 | 0 | 0 | 0 | 0 | 0 | 0 | 0 | 0 | 0 | 0 | 0 | 0 | 0 | 0 | 0 | 0 | 0 | 0 | 0 | 0 | 0 | 0 | 0 | 0 | 0 | 0 | 0 | 0 | 0 | 0 | 0 | 0 | 0 | 0 | 0 | 0 | 0 | 0 | 0 | 0 | 0 | 0 | 0 | 0 | 0 | 0 | 0 | 0
168 | 324 | A324 | XXXX XXXX XXXX XXXX | CLA | Customer Initiated | 10042.0388 | 10042.0388 | 10042.0388 | 10042.0388 | 10042.0388 | 10042.0388 | 10042.0388 | 10042.0388 | 10042.0388 | 10042.0388 | 10042.0388 | 10042.0388 | 10042.0388 | 10042.0388 | 10042.0388 | 10042.0388 | 10042.0388 | 10042.0388 | 10042.0388 | 10042.0388 | 10042.0388 | 10042.0388 | 10042.0388 | 10042.0388 | 23747.5846 | 23747.5846 | 23747.5846 | 23747.5846 | 23747.5846 | 23747.5846 | 23747.5846 | 23747.5846 | 23747.5846 | 23747.5846 | 23747.5846 | 23747.5846 | 23157.9295 | 23157.9295 | 23157.9295 | 23157.9295 | 23157.9295 | 23157.9295 | 23157.9295 | 23157.9295 | 23157.9295 | 23157.9295 | 23157.9295 | 23157.9295 | 22795.8606 | 22795.8606 | 22795.8606 | 22795.8606 | 22795.8606 | 22795.8606 | 22795.8606 | 22795.8606 | 22795.8606 | 22795.8606 | 22795.8606 | 22795.8606 | 22764.8261 | 22764.8261 | 22764.8261 | 22764.8261 | 22764.8261 | 22764.8261 | 22764.8261 | 22764.8261 | 22764.8261 | 22764.8261 | 22764.8261 | 22764.8261 | 22764.8261 | 22764.8261 | 22764.8261 | 22764.8261 | 22764.8261 | 22764.8261 | 22764.8261 | 22764.8261 | 22764.8261 | 22764.8261 | 22764.8261 | 22764.8261 | 22762.7571 | 22762.7571 | 22762.7571 | 22762.7571 | 22762.7571 | 22762.7571 | 22762.7571 | 22762.7571 | 22762.7571 | 22762.7571 | 22762.7571 | 22762.7571 | 1776429.873 | 120504.4655 | 284971.0156 | 277895.154 | 273550.3267 | 273177.9129 | 273177.9129 | 273153.0853 | 1776429.873 | -2.3283e-09
169 | 325 | A325 | XXXX XXXX XXXX XXXX | CLI | Customer Initiated | 32201.9732 | 32201.9732 | 32201.9732 | 32201.9732 | 32201.9732 | 32201.9732 | 32201.9732 | 32201.9732 | 32201.9732 | 32201.9732 | 32201.9732 | 32201.9732 | 32201.9732 | 32201.9732 | 32201.9732 | 32201.9732 | 32201.9732 | 32201.9732 | 32201.9732 | 32201.9732 | 32201.9732 | 32201.9732 | 32201.9732 | 32201.9732 | 30592.4686 | 30592.4686 | 30592.4686 | 30592.4686 | 30592.4686 | 30592.4686 | 30592.4686 | 30592.4686 | 30592.4686 | 30592.4686 | 30592.4686 | 30592.4686 | 29832.8543 | 29832.8543 | 29832.8543 | 29832.8543 | 29832.8543 | 29832.8543 | 29832.8543 | 29832.8543 | 29832.8543 | 29832.8543 | 29832.8543 | 29832.8543 | 29366.4244 | 29366.4244 | 29366.4244 | 29366.4244 | 29366.4244 | 29366.4244 | 29366.4244 | 29366.4244 | 29366.4244 | 29366.4244 | 29366.4244 | 29366.4244 | 29326.4447 | 29326.4447 | 29326.4447 | 29326.4447 | 29326.4447 | 29326.4447 | 29326.4447 | 29326.4447 | 29326.4447 | 29326.4447 | 29326.4447 | 29326.4447 | 29326.4447 | 29326.4447 | 29326.4447 | 29326.4447 | 29326.4447 | 29326.4447 | 29326.4447 | 29326.4447 | 29326.4447 | 29326.4447 | 29326.4447 | 29326.4447 | 29323.7794 | 29323.7794 | 29323.7794 | 29323.7794 | 29323.7794 | 29323.7794 | 29323.7794 | 29323.7794 | 29323.7794 | 29323.7794 | 29323.7794 | 29323.7794 | 2519644.6727 | 386423.6788 | 367109.6236 | 357994.2514 | 352397.093 | 351917.3366 | 351917.3366 | 351885.3528 | 2519644.6727 | 0
170 | 328 | A328 | XXXX XXXX XXXX XXXX | CLN | Customer Initiated | 43921.1615 | 43921.1615 | 43921.1615 | 43921.1615 | 43921.1615 | 43921.1615 | 43921.1615 | 43921.1615 | 43921.1615 | 43921.1615 | 43921.1615 | 43921.1615 | 43921.1615 | 43921.1615 | 43921.1615 | 43921.1615 | 43921.1615 | 43921.1615 | 43921.1615 | 43921.1615 | 43921.1615 | 43921.1615 | 43921.1615 | 43921.1615 | 77905.7245 | 77905.7245 | 77905.7245 | 77905.7245 | 77905.7245 | 77905.7245 | 77905.7245 | 77905.7245 | 77905.7245 | 77905.7245 | 77905.7245 | 77905.7245 | 75971.3168 | 75971.3168 | 75971.3168 | 75971.3168 | 75971.3168 | 75971.3168 | 75971.3168 | 75971.3168 | 75971.3168 | 75971.3168 | 75971.3168 | 75971.3168 | 74783.5226 | 74783.5226 | 74783.5226 | 74783.5226 | 74783.5226 | 74783.5226 | 74783.5226 | 74783.5226 | 74783.5226 | 74783.5226 | 74783.5226 | 74783.5226 | 74681.7117 | 74681.7117 | 74681.7117 | 74681.7117 | 74681.7117 | 74681.7117 | 74681.7117 | 74681.7117 | 74681.7117 | 74681.7117 | 74681.7117 | 74681.7117 | 74681.7117 | 74681.7117 | 74681.7117 | 74681.7117 | 74681.7117 | 74681.7117 | 74681.7117 | 74681.7117 | 74681.7117 | 74681.7117 | 74681.7117 | 74681.7117 | 74674.9243 | 74674.9243 | 74674.9243 | 74674.9243 | 74674.9243 | 74674.9243 | 74674.9243 | 74674.9243 | 74674.9243 | 74674.9243 | 74674.9243 | 74674.9243 | 5959440.8763 | 527053.9375 | 934868.694 | 911655.8017 | 897402.2713 | 896180.5402 | 896180.5402 | 896099.0914 | 5959440.8763 | 0
175 | 119 | A119 | XXXX XXXX XXXX XXXX | A10 | Customer Initiated | 0 | 0 | 0 | 0 | 0 | 0 | 0 | 0 | 0 | 0 | 0 | 0 | 0 | 0 | 0 | 0 | 0 | 0 | 0 | 0 | 0 | 0 | 0 | 0 | 0 | 0 | 0 | 0 | 0 | 0 | 0 | 0 | 0 | 0 | 0 | 0 | 15279.2139 | 31624.4195 | 27715.7834 | 27715.7834 | 33756.4028 | 33756.4028 | 35533.0556 | 35533.0556 | 31624.4195 | 35533.0556 | 31624.4195 | 15634.5445 | 6412.4051 | 13272.1873 | 11631.8046 | 11631.8046 | 14166.9415 | 14166.9415 | 14912.57 | 14912.57 | 13272.1873 | 14912.57 | 13272.1873 | 6561.5308 | 0 | 0 | 0 | 0 | 0 | 0 | 0 | 0 | 0 | 0 | 0 | 0 | 0 | 0 | 0 | 0 | 0 | 0 | 0 | 0 | 0 | 0 | 0 | 0 | 0 | 0 | 0 | 0 | 0 | 0 | 0 | 0 | 0 | 0 | 0 | 0 | 504456.2558 | 0 | 0 | 355330.5561 | 149125.6997 | 0 | 0 | 0 | 504456.2558 | 0
176 | 384 | A384 | XXXX XXXX XXXX XXXX | VM1 | Customer Initiated | 0 | 0 | 0 | 0 | 0 | 0 | 0 | 0 | 0 | 0 | 0 | 0 | 0 | 0 | 0 | 0 | 0 | 0 | 0 | 0 | 0 | 0 | 0 | 0 | 0 | 0 | 0 | 0 | 0 | 0 | 0 | 0 | 0 | 0 | 0 | 0 | 44542.2295 | 92192.0565 | 80797.5326 | 80797.5326 | 98407.2513 | 98407.2513 | 103586.5803 | 103586.5803 | 92192.0565 | 103586.5803 | 92192.0565 | 45578.0953 | 18693.5546 | 38691.3107 | 33909.2385 | 33909.2385 | 41299.7136 | 41299.7136 | 43473.3828 | 43473.3828 | 38691.3107 | 43473.3828 | 38691.3107 | 19128.2884 | 0 | 0 | 0 | 0 | 0 | 0 | 0 | 0 | 0 | 0 | 0 | 0 | 0 | 0 | 0 | 0 | 0 | 0 | 0 | 0 | 0 | 0 | 0 | 0 | 0 | 0 | 0 | 0 | 0 | 0 | 0 | 0 | 0 | 0 | 0 | 0 | 1470599.6307 | 0 | 0 | 1035865.8032 | 434733.8275 | 0 | 0 | 0 | 1470599.6307 | 0
195 | 522 | A522 | XXXX XXXX XXXX XXXX | CBT | Customer Initiated | 0 | 0 | 0 | 0 | 0 | 0 | 0 | 0 | 0 | 0 | 0 | 0 | 0 | 0 | 0 | 0 | 0 | 0 | 0 | 0 | 0 | 0 | 0 | 0 | 0 | 0 | 0 | 0 | 0 | 0 | 0 | 0 | 0 | 0 | 0 | 0 | 0 | 0 | 0 | 0 | 0 | 0 | 0 | 0 | 0 | 0 | 0 | 0 | 0 | 0 | 0 | 0 | 0 | 0 | 0 | 0 | 0 | 0 | 0 | 0 | 0 | 0 | 0 | 0 | 0 | 0 | 0 | 0 | 0 | 0 | 0 | 0 | 0 | 0 | 0 | 0 | 0 | 0 | 0 | 0 | 0 | 0 | 0 | 0 | 0 | 0 | 0 | 0 | 0 | 0 | 0 | 0 | 0 | 0 | 0 | 0 | 0 | 0 | 0 | 0 | 0 | 0 | 0 | 0 | 0 | 0
217 | 367 | A367 | XXXX XXXX XXXX XXXX | DZA | Capacity Development | 0 | 0 | 0 | 0 | 0 | 0 | 0 | 0 | 0 | 0 | 0 | 0 | 0 | 0 | 0 | 0 | 0 | 0 | 0 | 0 | 0 | 0 | 0 | 0 | 0 | 0 | 0 | 0 | 0 | 0 | 127491.3809 | 127491.3809 | 127491.3809 | 127491.3809 | 127491.3809 | 127491.3809 | 0 | 0 | 0 | 0 | 0 | 0 | 0 | 0 | 0 | 0 | 0 | 0 | 0 | 0 | 0 | 0 | 0 | 0 | 0 | 0 | 0 | 0 | 0 | 0 | 0 | 0 | 0 | 0 | 0 | 0 | 0 | 0 | 0 | 0 | 0 | 0 | 0 | 0 | 0 | 0 | 0 | 0 | 0 | 0 | 0 | 0 | 0 | 0 | 0 | 0 | 0 | 0 | 0 | 0 | 0 | 0 | 0 | 0 | 0 | 0 | 764948.2854 | 0 | 764948.2854 | 0 | 0 | 0 | 0 | 0 | 764948.2854 | 0
225 | 135 | A135 | XXXX XXXX XXXX XXXX | CRE | Customer Initiated | 0 | 0 | 0 | 0 | 0 | 0 | 0 | 0 | 0 | 0 | 0 | 0 | 0 | 0 | 0 | 0 | 0 | 0 | 0 | 0 | 0 | 0 | 0 | 0 | 0 | 0 | 0 | 0 | 0 | 0 | 0 | 0 | 0 | 0 | 0 | 0 | 0 | 0 | 0 | 0 | 0 | 0 | 0 | 0 | 0 | 0 | 0 | 0 | 0 | 0 | 0 | 0 | 0 | 0 | 0 | 0 | 0 | 0 | 0 | 0 | 0 | 61754.7777 | 92632.1665 | 154386.9441 | 216141.7218 | 277896.4994 | 247019.1106 | 216141.7218 | 185264.333 | 92632.1665 | 0 | 0 | 0 | 0 | 0 | 0 | 0 | 0 | 0 | 0 | 0 | 0 | 0 | 0 | 0 | 0 | 0 | 0 | 0 | 0 | 0 | 0 | 0 | 0 | 0 | 0 | 1543869.4413 | 0 | 0 | 0 | 0 | 1543869.4413 | 0 | 0 | 1543869.4413 | 0
226 | 383 | A383 | XXXX XXXX XXXX XXXX | CRE | Customer Initiated | 0 | 0 | 0 | 0 | 0 | 0 | 0 | 0 | 0 | 0 | 0 | 0 | 0 | 0 | 0 | 0 | 0 | 0 | 0 | 0 | 0 | 0 | 0 | 0 | 0 | 0 | 0 | 0 | 0 | 0 | 0 | 0 | 0 | 0 | 0 | 0 | 0 | 0 | 0 | 0 | 0 | 0 | 0 | 0 | 0 | 0 | 0 | 0 | 0 | 0 | 0 | 0 | 0 | 0 | 0 | 0 | 0 | 0 | 0 | 0 | 0 | 61754.7777 | 92632.1665 | 154386.9441 | 216141.7218 | 277896.4994 | 247019.1106 | 216141.7218 | 185264.333 | 92632.1665 | 0 | 0 | 0 | 0 | 0 | 0 | 0 | 0 | 0 | 0 | 0 | 0 | 0 | 0 | 0 | 0 | 0 | 0 | 0 | 0 | 0 | 0 | 0 | 0 | 0 | 0 | 1543869.4413 | 0 | 0 | 0 | 0 | 1543869.4413 | 0 | 0 | 1543869.4413 | 0
227 | 315 | A315 | XXXX XXXX XXXX XXXX | CRE | Customer Initiated | 0 | 0 | 0 | 0 | 0 | 0 | 0 | 0 | 0 | 0 | 0 | 0 | 0 | 0 | 0 | 0 | 0 | 0 | 0 | 0 | 0 | 0 | 0 | 0 | 0 | 0 | 0 | 0 | 0 | 0 | 0 | 0 | 0 | 0 | 0 | 0 | 0 | 0 | 0 | 0 | 0 | 0 | 0 | 0 | 0 | 0 | 0 | 0 | 0 | 0 | 0 | 0 | 0 | 0 | 0 | 0 | 0 | 0 | 0 | 0 | 0 | 33679.2638 | 50518.8958 | 84198.1596 | 117877.4234 | 151556.6873 | 134717.0553 | 117877.4234 | 101037.7915 | 50518.8958 | 0 | 0 | 0 | 0 | 0 | 0 | 0 | 0 | 0 | 0 | 0 | 0 | 0 | 0 | 0 | 0 | 0 | 0 | 0 | 0 | 0 | 0 | 0 | 0 | 0 | 0 | 841981.5959 | 0 | 0 | 0 | 0 | 841981.5959 | 0 | 0 | 841981.5959 | 0
229 | 81 | A81 | XXXX XXXX XXXX XXXX | CLA | Customer Initiated | 0 | 0 | 0 | 0 | 0 | 0 | 0 | 0 | 0 | 0 | 0 | 0 | 0 | 0 | 0 | 0 | 0 | 0 | 0 | 0 | 0 | 0 | 0 | 0 | 0 | 0 | 0 | 0 | 0 | 0 | 0 | 0 | 0 | 0 | 0 | 0 | 0 | 0 | 0 | 0 | 0 | 0 | 0 | 0 | 0 | 0 | 0 | 0 | 0 | 0 | 0 | 0 | 0 | 0 | 0 | 0 | 0 | 0 | 0 | 0 | 0 | 0 | 0 | 0 | 0 | 0 | 0 | 0 | 0 | 0 | 0 | 0 | 0 | 0 | 0 | 0 | 0 | 0 | 0 | 0 | 0 | 0 | 0 | 0 | 0 | 0 | 0 | 0 | 0 | 0 | 0 | 0 | 0 | 0 | 0 | 0 | 0 | 0 | 0 | 0 | 0 | 0 | 0 | 0 | 0 | 0
231 | 334 | A334 | XXXX XXXX XXXX XXXX | CHH | Customer Initiated | 525900.8194 | 807064.4961 | 781213.1566 | 768103.4356 | 801792.037 | 1127548.8484 | 449578.6783 | 730323.3025 | 448032.4988 | 774244.3333 | 821150.1848 | 423057.1435 | 525900.8194 | 807064.4961 | 781213.1566 | 768103.4356 | 801792.037 | 1127548.8484 | 449578.6783 | 730323.3025 | 448032.4988 | 774244.3333 | 821150.1848 | 423057.1435 | 998077.4908 | 998077.4908 | 998077.4908 | 998077.4908 | 998077.4908 | 998077.4908 | 998077.4908 | 998077.4908 | 998077.4908 | 998077.4908 | 998077.4908 | 998077.4908 | 973295.1172 | 973295.1172 | 973295.1172 | 973295.1172 | 973295.1172 | 973295.1172 | 973295.1172 | 973295.1172 | 973295.1172 | 973295.1172 | 973295.1172 | 973295.1172 | 958077.8702 | 958077.8702 | 958077.8702 | 958077.8702 | 958077.8702 | 958077.8702 | 958077.8702 | 958077.8702 | 958077.8702 | 958077.8702 | 958077.8702 | 958077.8702 | 956773.5347 | 956773.5347 | 956773.5347 | 956773.5347 | 956773.5347 | 956773.5347 | 956773.5347 | 956773.5347 | 956773.5347 | 956773.5347 | 956773.5347 | 956773.5347 | 956773.5347 | 956773.5347 | 956773.5347 | 956773.5347 | 956773.5347 | 956773.5347 | 956773.5347 | 956773.5347 | 956773.5347 | 956773.5347 | 956773.5347 | 956773.5347 | 956686.579 | 956686.579 | 956686.579 | 956686.579 | 956686.579 | 956686.579 | 956686.579 | 956686.579 | 956686.579 | 956686.579 | 956686.579 | 956686.579 | 78054218.4547 | 8458008.9342 | 11976929.89 | 11679541.4061 | 11496934.4423 | 11481282.4168 | 11481282.4168 | 11480238.9484 | 78054218.4547 | 1.4901e-07
232 | 87 | A87 | XXXX XXXX XXXX XXXX | CLI | Customer Initiated | 0 | 0 | 0 | 0 | 0 | 0 | 0 | 0 | 0 | 0 | 0 | 0 | 0 | 0 | 0 | 0 | 0 | 0 | 0 | 0 | 0 | 0 | 0 | 0 | 0 | 0 | 0 | 0 | 0 | 0 | 0 | 0 | 0 | 0 | 0 | 0 | 0 | 0 | 0 | 0 | 0 | 0 | 0 | 0 | 0 | 0 | 0 | 0 | 0 | 0 | 0 | 0 | 0 | 0 | 0 | 0 | 0 | 0 | 0 | 0 | 0 | 0 | 0 | 0 | 0 | 0 | 0 | 0 | 0 | 0 | 0 | 0 | 0 | 0 | 0 | 0 | 0 | 0 | 0 | 0 | 0 | 0 | 0 | 0 | 0 | 0 | 0 | 0 | 0 | 0 | 0 | 0 | 0 | 0 | 0 | 0 | 0 | 0 | 0 | 0 | 0 | 0 | 0 | 0 | 0 | 0
241 | 395 | A395 | XXXX XXXX XXXX XXXX | DOA | Capacity Development | 0 | 0 | 0 | 0 | 0 | 0 | 0 | 0 | 0 | 0 | 0 | 0 | 0 | 0 | 0 | 0 | 0 | 0 | 0 | 0 | 0 | 0 | 0 | 0 | 0 | 0 | 0 | 0 | 0 | 0 | 0 | 0 | 0 | 0 | 0 | 0 | 0 | 0 | 0 | 0 | 0 | 0 | 0 | 0 | 0 | 0 | 0 | 0 | 0 | 0 | 0 | 0 | 0 | 0 | 0 | 0 | 0 | 0 | 0 | 0 | 0 | 0 | 0 | 0 | 0 | 0 | 0 | 0 | 0 | 0 | 0 | 0 | 0 | 0 | 0 | 0 | 0 | 0 | 0 | 0 | 0 | 0 | 0 | 0 | 0 | 0 | 0 | 0 | 0 | 0 | 0 | 0 | 0 | 0 | 0 | 0 | 0 | 0 | 0 | 0 | 0 | 0 | 0 | 0 | 0 | 0
242 | 396 | A396 | XXXX XXXX XXXX XXXX | DSH | Capacity Development | 0 | 0 | 0 | 0 | 0 | 0 | 0 | 0 | 0 | 0 | 0 | 0 | 0 | 0 | 0 | 0 | 0 | 0 | 0 | 0 | 0 | 0 | 0 | 0 | 475896.4038 | 475896.4038 | 439183.7651 | 439183.7651 | 402471.1263 | 402471.1263 | 82603.4372 | 119316.0759 | 137672.3953 | 192741.3534 | 229453.9922 | 302879.2697 | 0 | 0 | 0 | 0 | 0 | 0 | 0 | 0 | 0 | 0 | 0 | 0 | 0 | 0 | 0 | 0 | 0 | 0 | 0 | 0 | 0 | 0 | 0 | 0 | 0 | 0 | 0 | 0 | 0 | 0 | 0 | 0 | 0 | 0 | 0 | 0 | 0 | 0 | 0 | 0 | 0 | 0 | 0 | 0 | 0 | 0 | 0 | 0 | 0 | 0 | 0 | 0 | 0 | 0 | 0 | 0 | 0 | 0 | 0 | 0 | 3699769.1143 | 0 | 3699769.1143 | 0 | 0 | 0 | 0 | 0 | 3699769.1143 | 0
254 | 475 | A475 | XXXX XXXX XXXX XXXX | DZA | Capacity Development | 0 | 0 | 0 | 0 | 0 | 0 | 0 | 0 | 0 | 0 | 0 | 0 | 0 | 0 | 0 | 0 | 0 | 0 | 0 | 0 | 0 | 0 | 0 | 0 | 0 | 0 | 0 | 0 | 0 | 0 | 0 | 0 | 0 | 0 | 0 | 0 | 6808.8548 | 20426.5643 | 40853.1285 | 61279.6928 | 81706.257 | 108941.676 | 122559.3856 | 95323.9665 | 68088.5475 | 47661.9833 | 20426.5643 | 6808.8548 | 0 | 0 | 0 | 0 | 0 | 0 | 0 | 0 | 0 | 0 | 0 | 0 | 0 | 0 | 0 | 0 | 0 | 0 | 0 | 0 | 0 | 0 | 0 | 0 | 0 | 0 | 0 | 0 | 0 | 0 | 0 | 0 | 0 | 0 | 0 | 0 | 0 | 0 | 0 | 0 | 0 | 0 | 0 | 0 | 0 | 0 | 0 | 0 | 680885.4753 | 0 | 0 | 680885.4753 | 0 | 0 | 0 | 0 | 680885.4753 | 0
255 | 476 | A476 | XXXX XXXX XXXX XXXX | DZA | Capacity Development | 0 | 0 | 0 | 0 | 0 | 0 | 0 | 0 | 0 | 0 | 0 | 0 | 0 | 0 | 0 | 0 | 0 | 0 | 0 | 0 | 0 | 0 | 0 | 0 | 0 | 0 | 0 | 0 | 0 | 0 | 0 | 0 | 0 | 0 | 0 | 0 | 7224.2431 | 21672.7293 | 43345.4585 | 65018.1878 | 86690.917 | 115587.8894 | 130036.3756 | 101139.4032 | 72242.4309 | 50569.7016 | 21672.7293 | 7224.2431 | 0 | 0 | 0 | 0 | 0 | 0 | 0 | 0 | 0 | 0 | 0 | 0 | 0 | 0 | 0 | 0 | 0 | 0 | 0 | 0 | 0 | 0 | 0 | 0 | 0 | 0 | 0 | 0 | 0 | 0 | 0 | 0 | 0 | 0 | 0 | 0 | 0 | 0 | 0 | 0 | 0 | 0 | 0 | 0 | 0 | 0 | 0 | 0 | 722424.3086 | 0 | 0 | 722424.3086 | 0 | 0 | 0 | 0 | 722424.3086 | 0
261 | 43 | A43 | XXXX XXXX XXXX XXXX | DZA | Capacity Development | 0 | 210517.3717 | 489625.8514 | 734438.7771 | 979251.7028 | 856845.2399 | 646643.7973 | 613173.1866 | 367219.3885 | 225688.9075 | 0 | 0 | 0 | 57257.635 | 114515.27 | 229030.54 | 343545.81 | 429432.2625 | 515318.7151 | 429432.2625 | 343545.81 | 229030.54 | 114515.27 | 57257.635 | 19367.9906 | 38735.9813 | 58103.9719 | 96839.9532 | 116207.9439 | 154943.9252 | 154943.9252 | 116207.9439 | 96839.9532 | 58103.9719 | 38735.9813 | 19367.9906 | 0 | 0 | 0 | 0 | 0 | 0 | 0 | 0 | 0 | 0 | 0 | 0 | 0 | 0 | 0 | 0 | 0 | 0 | 0 | 0 | 0 | 0 | 0 | 0 | 0 | 0 | 0 | 0 | 0 | 0 | 0 | 0 | 0 | 0 | 0 | 0 | 0 | 0 | 0 | 0 | 0 | 0 | 0 | 0 | 0 | 0 | 0 | 0 | 0 | 0 | 0 | 0 | 0 | 0 | 0 | 0 | 0 | 0 | 0 | 0 | 3831281.2826 | 2862881.7503 | 968399.5323 | 0 | 0 | 0 | 0 | 0 | 3831281.2826 | 0
262 | 10 | A10 | XXXX XXXX XXXX XXXX | DZA | Capacity Development | 0 | 0 | 0 | 0 | 0 | 0 | 0 | 0 | 0 | 0 | 0 | 0 | 0 | 0 | 0 | 0 | 0 | 0 | 0 | 0 | 0 | 0 | 0 | 0 | 0 | 0 | 0 | 0 | 0 | 0 | 0 | 0 | 0 | 0 | 0 | 0 | 0 | 0 | 0 | 0 | 0 | 0 | 0 | 0 | 0 | 0 | 0 | 0 | 35098.5227 | 105295.5681 | 210591.1362 | 315886.7043 | 421182.2725 | 561576.3633 | 631773.4087 | 491379.3179 | 350985.227 | 245689.6589 | 105295.5681 | 35098.5227 | 39515.0298 | 118545.0893 | 237090.1787 | 355635.268 | 474180.3573 | 632240.4765 | 711270.536 | 553210.4169 | 395150.2978 | 276605.2085 | 118545.0893 | 39515.0298 | 0 | 0 | 0 | 0 | 0 | 0 | 0 | 0 | 0 | 0 | 0 | 0 | 0 | 0 | 0 | 0 | 0 | 0 | 0 | 0 | 0 | 0 | 0 | 0 | 7461355.2483 | 0 | 0 | 0 | 3509852.2704 | 3951502.9779 | 0 | 0 | 7461355.2483 | 0
288 | 163 | A163 | XXXX XXXX XXXX XXXX | DZA | Capacity Development | 0 | 0 | 0 | 0 | 0 | 0 | 0 | 0 | 0 | 0 | 0 | 0 | 0 | 0 | 0 | 0 | 0 | 0 | 0 | 0 | 0 | 0 | 0 | 0 | 0 | 0 | 0 | 0 | 0 | 0 | 0 | 0 | 0 | 0 | 0 | 0 | 0 | 0 | 0 | 0 | 0 | 0 | 0 | 0 | 0 | 0 | 0 | 0 | 0 | 0 | 0 | 0 | 0 | 0 | 0 | 0 | 0 | 0 | 0 | 0 | 0 | 0 | 0 | 0 | 0 | 0 | 0 | 0 | 0 | 0 | 0 | 0 | 0 | 0 | 0 | 0 | 0 | 0 | 0 | 0 | 0 | 0 | 0 | 0 | 0 | 0 | 0 | 0 | 0 | 0 | 0 | 0 | 0 | 0 | 0 | 0 | 0 | 0 | 0 | 0 | 0 | 0 | 0 | 0 | 0 | 0
292 | 131 | A131 | XXXX XXXX XXXX XXXX | DSH | Capacity Development | 0 | 0 | 0 | 0 | 0 | 0 | 0 | 0 | 0 | 0 | 0 | 0 | 0 | 0 | 0 | 0 | 0 | 0 | 0 | 0 | 0 | 0 | 0 | 0 | 0 | 0 | 0 | 0 | 0 | 0 | 0 | 0 | 0 | 0 | 0 | 0 | 0 | 0 | 0 | 0 | 0 | 0 | 0 | 0 | 0 | 0 | 0 | 0 | 0 | 0 | 0 | 0 | 0 | 0 | 0 | 0 | 0 | 0 | 0 | 0 | 0 | 0 | 0 | 0 | 0 | 0 | 0 | 0 | 0 | 0 | 0 | 0 | 0 | 0 | 0 | 0 | 0 | 0 | 0 | 0 | 0 | 0 | 0 | 0 | 0 | 0 | 0 | 0 | 0 | 0 | 0 | 0 | 0 | 0 | 0 | 0 | 0 | 0 | 0 | 0 | 0 | 0 | 0 | 0 | 0 | 0
294 | 132 | A132 | XXXX XXXX XXXX XXXX | DSH | Capacity Development | 0 | 0 | 0 | 0 | 0 | 0 | 0 | 0 | 0 | 0 | 0 | 0 | 0 | 0 | 0 | 0 | 0 | 0 | 0 | 0 | 0 | 0 | 0 | 0 | 0 | 0 | 0 | 0 | 0 | 0 | 0 | 0 | 0 | 0 | 0 | 0 | 30785.7823 | 92357.347 | 184714.6941 | 277072.0411 | 369429.3881 | 492572.5175 | 554144.0822 | 431000.9528 | 307857.8234 | 215500.4764 | 92357.347 | 30785.7823 | 0 | 0 | 0 | 0 | 0 | 0 | 0 | 0 | 0 | 0 | 0 | 0 | 0 | 0 | 0 | 0 | 0 | 0 | 0 | 0 | 0 | 0 | 0 | 0 | 0 | 0 | 0 | 0 | 0 | 0 | 0 | 0 | 0 | 0 | 0 | 0 | 0 | 0 | 0 | 0 | 0 | 0 | 0 | 0 | 0 | 0 | 0 | 0 | 3078578.2344 | 0 | 0 | 3078578.2344 | 0 | 0 | 0 | 0 | 3078578.2344 | 0
295 | 547 | A547 | XXXX XXXX XXXX XXXX | DOA | Capacity Development | 0 | 0 | 0 | 0 | 0 | 0 | 0 | 0 | 0 | 0 | 0 | 0 | 0 | 0 | 0 | 0 | 0 | 0 | 0 | 0 | 0 | 0 | 0 | 0 | 0 | 0 | 0 | 0 | 0 | 0 | 0 | 0 | 0 | 0 | 0 | 0 | 0 | 82401.1123 | 164802.2246 | 329604.4492 | 494406.6739 | 618008.3423 | 741610.0108 | 618008.3423 | 494406.6739 | 329604.4492 | 164802.2246 | 82401.1123 | 0 | 82401.1123 | 164802.2246 | 329604.4492 | 494406.6739 | 618008.3423 | 741610.0108 | 618008.3423 | 494406.6739 | 329604.4492 | 164802.2246 | 82401.1123 | 0 | 0 | 0 | 0 | 0 | 0 | 0 | 0 | 0 | 0 | 0 | 0 | 0 | 0 | 0 | 0 | 0 | 0 | 0 | 0 | 0 | 0 | 0 | 0 | 0 | 0 | 0 | 0 | 0 | 0 | 0 | 0 | 0 | 0 | 0 | 0 | 8240111.2311 | 0 | 0 | 4120055.6156 | 4120055.6156 | 0 | 0 | 0 | 8240111.2311 | 0
312 | 136 | A136 | XXXX XXXX XXXX XXXX | DSH | Capacity Development | 0 | 0 | 0 | 0 | 0 | 0 | 0 | 0 | 0 | 0 | 0 | 0 | 0 | 0 | 0 | 0 | 0 | 0 | 0 | 0 | 0 | 0 | 0 | 0 | 0 | 0 | 0 | 0 | 0 | 0 | 0 | 0 | 0 | 0 | 0 | 0 | 0 | 0 | 0 | 0 | 0 | 0 | 0 | 0 | 0 | 0 | 0 | 0 | 0 | 0 | 0 | 0 | 0 | 0 | 0 | 0 | 0 | 0 | 0 | 0 | 0 | 0 | 0 | 0 | 0 | 0 | 0 | 0 | 0 | 0 | 0 | 0 | 0 | 0 | 0 | 0 | 120386.5406 | 120386.5406 | 120386.5406 | 120386.5406 | 0 | 0 | 0 | 0 | 0 | 0 | 0 | 0 | 0 | 0 | 0 | 0 | 0 | 0 | 0 | 0 | 481546.1622 | 0 | 0 | 0 | 0 | 0 | 481546.1622 | 0 | 481546.1622 | 0
317 | 400 | A400 | XXXX XXXX XXXX XXXX | DSJ | Capacity Development | 0 | 0 | 0 | 0 | 0 | 0 | 0 | 0 | 0 | 0 | 0 | 0 | 0 | 0 | 0 | 0 | 0 | 0 | 0 | 0 | 0 | 0 | 0 | 0 | 0 | 0 | 0 | 0 | 0 | 0 | 0 | 0 | 0 | 0 | 0 | 0 | 0 | 0 | 17095.3414 | 31341.4592 | 34190.6828 | 42738.3535 | 51286.0242 | 42738.3535 | 34190.6828 | 25643.0121 | 5698.4471 | 0 | 0 | 0 | 17095.3414 | 31341.4592 | 34190.6828 | 42738.3535 | 51286.0242 | 42738.3535 | 34190.6828 | 25643.0121 | 5698.4471 | 0 | 0 | 0 | 17095.3414 | 31341.4592 | 34190.6828 | 42738.3535 | 51286.0242 | 42738.3535 | 34190.6828 | 25643.0121 | 5698.4471 | 0 | 0 | 0 | 16675.6587 | 30572.041 | 33351.3174 | 41689.1468 | 50026.9761 | 41689.1468 | 33351.3174 | 25013.4881 | 5558.5529 | 0 | 22901.1395 | 22901.1395 | 22901.1395 | 22901.1395 | 22901.1395 | 22901.1395 | 22901.1395 | 22901.1395 | 22901.1395 | 22901.1395 | 22901.1395 | 22901.1395 | 1407508.3894 | 0 | 0 | 284922.3568 | 284922.3568 | 284922.3568 | 277927.645 | 274813.6741 | 1407508.3894 | 0
330 | 112 | A112 | XXXX XXXX XXXX XXXX | DSH | Capacity Development | 0 | 0 | 0 | 0 | 0 | 0 | 0 | 0 | 0 | 0 | 0 | 0 | 0 | 0 | 0 | 0 | 0 | 0 | 0 | 0 | 0 | 0 | 0 | 0 | 0 | 0 | 0 | 0 | 0 | 0 | 0 | 0 | 0 | 0 | 0 | 0 | 0 | 0 | 0 | 0 | 0 | 0 | 0 | 0 | 0 | 0 | 0 | 0 | 0 | 0 | 0 | 0 | 0 | 0 | 0 | 0 | 0 | 0 | 0 | 0 | 0 | 0 | 0 | 0 | 0 | 0 | 1036064.9417 | 1036064.9417 | 1036064.9417 | 1036064.9417 | 1036064.9417 | 1036064.9417 | 89161.5718 | 267484.7154 | 534969.4309 | 802454.1463 | 1069938.8617 | 1426585.149 | 1604908.2926 | 1248262.0054 | 891615.7181 | 624131.0027 | 267484.7154 | 89161.5718 | 0 | 0 | 0 | 0 | 0 | 0 | 0 | 0 | 0 | 0 | 0 | 0 | 15132546.8315 | 0 | 0 | 0 | 0 | 6216389.6503 | 8916157.1812 | 0 | 15132546.8315 | 0
335 | 114 | A114 | XXXX XXXX XXXX XXXX | DZA | Capacity Development | 140399.2942 | 280798.5884 | 421197.8826 | 561597.1768 | 842395.7652 | 1123194.3537 | 1263593.6479 | 982795.0594 | 842395.7652 | 350998.2355 | 140399.2942 | 70199.6471 | 0 | 141736.6343 | 283473.2685 | 566946.5371 | 850419.8056 | 1063024.757 | 1275629.7084 | 1063024.757 | 850419.8056 | 566946.5371 | 283473.2685 | 141736.6343 | 0 | 0 | 0 | 0 | 0 | 0 | 0 | 0 | 0 | 0 | 0 | 0 | 0 | 0 | 0 | 0 | 0 | 0 | 0 | 0 | 0 | 0 | 0 | 0 | 0 | 0 | 0 | 0 | 0 | 0 | 0 | 0 | 0 | 0 | 0 | 0 | 0 | 0 | 0 | 0 | 0 | 0 | 0 | 0 | 0 | 0 | 0 | 0 | 0 | 0 | 0 | 0 | 0 | 0 | 0 | 0 | 0 | 0 | 0 | 0 | 0 | 0 | 0 | 0 | 0 | 0 | 0 | 0 | 0 | 0 | 0 | 0 | 7086831.7136 | 7086831.7136 | 0 | 0 | 0 | 0 | 0 | 0 | 7086831.7136 | 0
336 | 115 | A115 | XXXX XXXX XXXX XXXX | DSH | Capacity Development | 0 | 0 | 0 | 0 | 0 | 0 | 0 | 0 | 0 | 0 | 0 | 0 | 0 | 0 | 0 | 0 | 0 | 0 | 0 | 0 | 0 | 0 | 0 | 0 | 0 | 0 | 0 | 0 | 0 | 0 | 322343.7281 | 322343.7281 | 322343.7281 | 322343.7281 | 322343.7281 | 322343.7281 | 125609.9415 | 376829.8244 | 753659.6489 | 1130489.4733 | 1507319.2977 | 2009759.0637 | 2260978.9466 | 1758539.1807 | 1256099.4148 | 879269.5904 | 376829.8244 | 125609.9415 | 107724.6725 | 323174.0174 | 646348.0347 | 969522.0521 | 1292696.0695 | 1723594.7593 | 1939044.1042 | 1508145.4144 | 1077246.7246 | 754072.7072 | 323174.0174 | 107724.6725 | 0 | 0 | 0 | 0 | 0 | 0 | 0 | 0 | 0 | 0 | 0 | 0 | 0 | 0 | 0 | 0 | 0 | 0 | 0 | 0 | 0 | 0 | 0 | 0 | 0 | 0 | 0 | 0 | 0 | 0 | 0 | 0 | 0 | 0 | 0 | 0 | 25267523.7621 | 0 | 1934062.3684 | 12560994.1479 | 10772467.2458 | 0 | 0 | 0 | 25267523.7621 | 0
353 | 222 | A222 | XXXX XXXX XXXX XXXX | DSH | Capacity Development | 0 | 123862.4553 | 174753.0172 | 0 | 0 | 0 | 0 | 0 | 0 | 0 | 0 | 0 | 0 | 0 | 0 | 0 | 0 | 0 | 0 | 0 | 0 | 0 | 0 | 0 | 0 | 0 | 0 | 0 | 0 | 0 | 0 | 0 | 0 | 0 | 0 | 0 | 0 | 0 | 0 | 0 | 0 | 0 | 0 | 0 | 0 | 0 | 0 | 0 | 0 | 0 | 0 | 0 | 0 | 0 | 0 | 0 | 0 | 0 | 0 | 0 | 0 | 0 | 0 | 0 | 0 | 0 | 0 | 0 | 0 | 0 | 0 | 0 | 0 | 0 | 0 | 0 | 0 | 0 | 0 | 0 | 0 | 0 | 0 | 0 | 0 | 0 | 0 | 0 | 0 | 0 | 0 | 0 | 0 | 0 | 0 | 0 | 0 | 0 | 0 | 0 | 0 | 0 | 0 | 0 | 0 | 0
355 | 226 | A226 | XXXX XXXX XXXX XXXX | DSH | Capacity Development | 0 | 0 | 0 | 0 | 0 | 0 | 0 | 0 | 0 | 0 | 0 | 0 | 0 | 0 | 0 | 0 | 0 | 0 | 0 | 0 | 0 | 0 | 0 | 0 | 0 | 0 | 0 | 0 | 0 | 0 | 0 | 0 | 0 | 0 | 0 | 0 | 0 | 0 | 0 | 0 | 0 | 0 | 0 | 0 | 0 | 0 | 0 | 0 | 0 | 0 | 0 | 0 | 0 | 0 | 0 | 0 | 0 | 0 | 0 | 0 | 0 | 0 | 0 | 0 | 0 | 0 | 0 | 0 | 0 | 0 | 0 | 0 | 0 | 0 | 0 | 0 | 0 | 0 | 0 | 0 | 0 | 0 | 0 | 0 | 0 | 0 | 0 | 0 | 0 | 0 | 0 | 0 | 0 | 0 | 0 | 0 | 0 | 0 | 0 | 0 | 0 | 0 | 0 | 0 | 0 | 0
363 | 478 | A478 | XXXX XXXX XXXX XXXX | DZA | Capacity Development | 0 | 0 | 0 | 0 | 0 | 0 | 0 | 0 | 0 | 0 | 0 | 0 | 0 | 0 | 0 | 0 | 0 | 0 | 0 | 0 | 0 | 0 | 0 | 0 | 0 | 0 | 0 | 0 | 0 | 0 | 0 | 0 | 0 | 0 | 0 | 0 | 0 | 0 | 0 | 0 | 0 | 0 | 0 | 0 | 0 | 0 | 0 | 0 | 13431.6613 | 40294.9839 | 80589.9678 | 120884.9517 | 161179.9357 | 214906.5809 | 241769.9035 | 188043.2583 | 134316.6131 | 94021.6291 | 40294.9839 | 13431.6613 | 0 | 0 | 0 | 0 | 0 | 0 | 0 | 0 | 0 | 0 | 0 | 0 | 0 | 0 | 0 | 0 | 0 | 0 | 0 | 0 | 0 | 0 | 0 | 0 | 0 | 0 | 0 | 0 | 0 | 0 | 0 | 0 | 0 | 0 | 0 | 0 | 1343166.1305 | 0 | 0 | 0 | 1343166.1305 | 0 | 0 | 0 | 1343166.1305 | 0
368 | 337 | A337 | XXXX XXXX XXXX XXXX | CBE | Customer Initiated | 225764.7263 | 225764.7263 | 225764.7263 | 225764.7263 | 225764.7263 | 225764.7263 | 225764.7263 | 225764.7263 | 225764.7263 | 225764.7263 | 225764.7263 | 225764.7263 | 232494.5137 | 232494.5137 | 232494.5137 | 232494.5137 | 232494.5137 | 232494.5137 | 232494.5137 | 232494.5137 | 232494.5137 | 232494.5137 | 232494.5137 | 232494.5137 | 415308.7102 | 415308.7102 | 415308.7102 | 415308.7102 | 415308.7102 | 415308.7102 | 415308.7102 | 415308.7102 | 415308.7102 | 415308.7102 | 415308.7102 | 415308.7102 | 425187.0044 | 425187.0044 | 425187.0044 | 425187.0044 | 425187.0044 | 425187.0044 | 425187.0044 | 425187.0044 | 425187.0044 | 425187.0044 | 425187.0044 | 425187.0044 | 436011.0928 | 436011.0928 | 436011.0928 | 436011.0928 | 436011.0928 | 436011.0928 | 436011.0928 | 436011.0928 | 436011.0928 | 436011.0928 | 436011.0928 | 436011.0928 | 440897.6958 | 440897.6958 | 440897.6958 | 440897.6958 | 440897.6958 | 440897.6958 | 440897.6958 | 440897.6958 | 440897.6958 | 440897.6958 | 440897.6958 | 440897.6958 | 444523.2399 | 444523.2399 | 444523.2399 | 444523.2399 | 444523.2399 | 444523.2399 | 444523.2399 | 444523.2399 | 444523.2399 | 444523.2399 | 444523.2399 | 444523.2399 | 446940.2694 | 446940.2694 | 446940.2694 | 446940.2694 | 446940.2694 | 446940.2694 | 446940.2694 | 446940.2694 | 446940.2694 | 446940.2694 | 446940.2694 | 446940.2694 | 34096350.3151 | 2789934.1642 | 4983704.5227 | 5102244.0534 | 5232133.1135 | 5290772.3495 | 5334278.8793 | 5363283.2326 | 34096350.3151 | 0
369 | 338 | A338 | XXXX XXXX XXXX XXXX | CBG | Customer Initiated | 0 | 0 | 0 | 0 | 0 | 0 | 0 | 0 | 0 | 0 | 0 | 0 | 0 | 0 | 0 | 0 | 0 | 0 | 0 | 0 | 0 | 0 | 0 | 0 | 56.9379 | 56.9379 | 56.9379 | 56.9379 | 56.9379 | 56.9379 | 56.9379 | 56.9379 | 56.9379 | 56.9379 | 56.9379 | 56.9379 | 58.2922 | 58.2922 | 58.2922 | 58.2922 | 58.2922 | 58.2922 | 58.2922 | 58.2922 | 58.2922 | 58.2922 | 58.2922 | 58.2922 | 59.7762 | 59.7762 | 59.7762 | 59.7762 | 59.7762 | 59.7762 | 59.7762 | 59.7762 | 59.7762 | 59.7762 | 59.7762 | 59.7762 | 60.4461 | 60.4461 | 60.4461 | 60.4461 | 60.4461 | 60.4461 | 60.4461 | 60.4461 | 60.4461 | 60.4461 | 60.4461 | 60.4461 | 60.9432 | 60.9432 | 60.9432 | 60.9432 | 60.9432 | 60.9432 | 60.9432 | 60.9432 | 60.9432 | 60.9432 | 60.9432 | 60.9432 | 61.2745 | 61.2745 | 61.2745 | 61.2745 | 61.2745 | 61.2745 | 61.2745 | 61.2745 | 61.2745 | 61.2745 | 61.2745 | 61.2745 | 4292.0421 | 0 | 683.2551 | 699.5066 | 717.3142 | 725.3535 | 731.3181 | 735.2946 | 4292.0421 | 0
370 | 340 | A340 | XXXX XXXX XXXX XXXX | CBI | Customer Initiated | 338676.2225 | 338676.2225 | 338676.2225 | 338676.2225 | 338676.2225 | 338676.2225 | 338676.2225 | 338676.2225 | 338676.2225 | 338676.2225 | 338676.2225 | 338676.2225 | 348771.7719 | 348771.7719 | 348771.7719 | 348771.7719 | 348771.7719 | 348771.7719 | 348771.7719 | 348771.7719 | 348771.7719 | 348771.7719 | 348771.7719 | 348771.7719 | 308440.2159 | 308440.2159 | 308440.2159 | 308440.2159 | 308440.2159 | 308440.2159 | 308440.2159 | 308440.2159 | 308440.2159 | 308440.2159 | 308440.2159 | 308440.2159 | 315776.5976 | 315776.5976 | 315776.5976 | 315776.5976 | 315776.5976 | 315776.5976 | 315776.5976 | 315776.5976 | 315776.5976 | 315776.5976 | 315776.5976 | 315776.5976 | 323815.3987 | 323815.3987 | 323815.3987 | 323815.3987 | 323815.3987 | 323815.3987 | 323815.3987 | 323815.3987 | 323815.3987 | 323815.3987 | 323815.3987 | 323815.3987 | 327444.5663 | 327444.5663 | 327444.5663 | 327444.5663 | 327444.5663 | 327444.5663 | 327444.5663 | 327444.5663 | 327444.5663 | 327444.5663 | 327444.5663 | 327444.5663 | 330137.1744 | 330137.1744 | 330137.1744 | 330137.1744 | 330137.1744 | 330137.1744 | 330137.1744 | 330137.1744 | 330137.1744 | 330137.1744 | 330137.1744 | 330137.1744 | 331932.2465 | 331932.2465 | 331932.2465 | 331932.2465 | 331932.2465 | 331932.2465 | 331932.2465 | 331932.2465 | 331932.2465 | 331932.2465 | 331932.2465 | 331932.2465 | 27435815.6563 | 4185261.2631 | 3701282.591 | 3789319.1708 | 3885784.7849 | 3929334.7951 | 3961646.0931 | 3983186.9583 | 27435815.6563 | 0
371 | 341 | A341 | XXXX XXXX XXXX XXXX | CBK | Customer Initiated | 425510.8233 | 425510.8233 | 425510.8233 | 425510.8233 | 425510.8233 | 425510.8233 | 425510.8233 | 425510.8233 | 425510.8233 | 425510.8233 | 425510.8233 | 425510.8233 | 438194.8125 | 438194.8125 | 438194.8125 | 438194.8125 | 438194.8125 | 438194.8125 | 438194.8125 | 438194.8125 | 438194.8125 | 438194.8125 | 438194.8125 | 438194.8125 | 783347.3113 | 783347.3113 | 783347.3113 | 783347.3113 | 783347.3113 | 783347.3113 | 783347.3113 | 783347.3113 | 783347.3113 | 783347.3113 | 783347.3113 | 783347.3113 | 801979.5601 | 801979.5601 | 801979.5601 | 801979.5601 | 801979.5601 | 801979.5601 | 801979.5601 | 801979.5601 | 801979.5601 | 801979.5601 | 801979.5601 | 801979.5601 | 822395.7476 | 822395.7476 | 822395.7476 | 822395.7476 | 822395.7476 | 822395.7476 | 822395.7476 | 822395.7476 | 822395.7476 | 822395.7476 | 822395.7476 | 822395.7476 | 831612.7643 | 831612.7643 | 831612.7643 | 831612.7643 | 831612.7643 | 831612.7643 | 831612.7643 | 831612.7643 | 831612.7643 | 831612.7643 | 831612.7643 | 831612.7643 | 838451.1961 | 838451.1961 | 838451.1961 | 838451.1961 | 838451.1961 | 838451.1961 | 838451.1961 | 838451.1961 | 838451.1961 | 838451.1961 | 838451.1961 | 838451.1961 | 843010.1506 | 843010.1506 | 843010.1506 | 843010.1506 | 843010.1506 | 843010.1506 | 843010.1506 | 843010.1506 | 843010.1506 | 843010.1506 | 843010.1506 | 843010.1506 | 64307898.5111 | 5258337.7504 | 9400167.7359 | 9623754.7215 | 9868748.9717 | 9979353.172 | 10061414.3529 | 10116121.8068 | 64307898.5111 | 0
372 | 342 | A342 | XXXX XXXX XXXX XXXX | CBL | Customer Initiated | 0 | 0 | 0 | 0 | 0 | 0 | 0 | 0 | 0 | 0 | 0 | 0 | 0 | 0 | 0 | 0 | 0 | 0 | 0 | 0 | 0 | 0 | 0 | 0 | 3735.7102 | 3735.7102 | 3735.7102 | 3735.7102 | 3735.7102 | 3735.7102 | 3735.7102 | 3735.7102 | 3735.7102 | 3735.7102 | 3735.7102 | 3735.7102 | 3824.5657 | 3824.5657 | 3824.5657 | 3824.5657 | 3824.5657 | 3824.5657 | 3824.5657 | 3824.5657 | 3824.5657 | 3824.5657 | 3824.5657 | 3824.5657 | 3921.9286 | 3921.9286 | 3921.9286 | 3921.9286 | 3921.9286 | 3921.9286 | 3921.9286 | 3921.9286 | 3921.9286 | 3921.9286 | 3921.9286 | 3921.9286 | 3965.8836 | 3965.8836 | 3965.8836 | 3965.8836 | 3965.8836 | 3965.8836 | 3965.8836 | 3965.8836 | 3965.8836 | 3965.8836 | 3965.8836 | 3965.8836 | 3998.4955 | 3998.4955 | 3998.4955 | 3998.4955 | 3998.4955 | 3998.4955 | 3998.4955 | 3998.4955 | 3998.4955 | 3998.4955 | 3998.4955 | 3998.4955 | 4020.2367 | 4020.2367 | 4020.2367 | 4020.2367 | 4020.2367 | 4020.2367 | 4020.2367 | 4020.2367 | 4020.2367 | 4020.2367 | 4020.2367 | 4020.2367 | 281601.8432 | 0 | 44828.5225 | 45894.7879 | 47063.1426 | 47590.6037 | 47981.9459 | 48242.8406 | 281601.8432 | 0
373 | 343 | A343 | XXXX XXXX XXXX XXXX | CBP | Customer Initiated | 346441.0811 | 346441.0811 | 346441.0811 | 346441.0811 | 346441.0811 | 346441.0811 | 346441.0811 | 346441.0811 | 346441.0811 | 346441.0811 | 346441.0811 | 346441.0811 | 356768.092 | 356768.092 | 356768.092 | 356768.092 | 356768.092 | 356768.092 | 356768.092 | 356768.092 | 356768.092 | 356768.092 | 356768.092 | 356768.092 | 510835.0795 | 510835.0795 | 510835.0795 | 510835.0795 | 510835.0795 | 510835.0795 | 510835.0795 | 510835.0795 | 510835.0795 | 510835.0795 | 510835.0795 | 510835.0795 | 522985.509 | 522985.509 | 522985.509 | 522985.509 | 522985.509 | 522985.509 | 522985.509 | 522985.509 | 522985.509 | 522985.509 | 522985.509 | 522985.509 | 536299.2775 | 536299.2775 | 536299.2775 | 536299.2775 | 536299.2775 | 536299.2775 | 536299.2775 | 536299.2775 | 536299.2775 | 536299.2775 | 536299.2775 | 536299.2775 | 542309.8623 | 542309.8623 | 542309.8623 | 542309.8623 | 542309.8623 | 542309.8623 | 542309.8623 | 542309.8623 | 542309.8623 | 542309.8623 | 542309.8623 | 542309.8623 | 546769.3285 | 546769.3285 | 546769.3285 | 546769.3285 | 546769.3285 | 546769.3285 | 546769.3285 | 546769.3285 | 546769.3285 | 546769.3285 | 546769.3285 | 546769.3285 | 549742.3059 | 549742.3059 | 549742.3059 | 549742.3059 | 549742.3059 | 549742.3059 | 549742.3059 | 549742.3059 | 549742.3059 | 549742.3059 | 549742.3059 | 549742.3059 | 42788513.4562 | 4281217.1046 | 6130020.9535 | 6275826.1078 | 6435591.33 | 6507718.3478 | 6561231.9416 | 6596907.6709 | 42788513.4562 | 0
374 | 344 | A344 | XXXX XXXX XXXX XXXX | CBS | Customer Initiated | 5102.561 | 5102.561 | 5102.561 | 5102.561 | 5102.561 | 5102.561 | 5102.561 | 5102.561 | 5102.561 | 5102.561 | 5102.561 | 5102.561 | 5254.6625 | 5254.6625 | 5254.6625 | 5254.6625 | 5254.6625 | 5254.6625 | 5254.6625 | 5254.6625 | 5254.6625 | 5254.6625 | 5254.6625 | 5254.6625 | 12027.9997 | 12027.9997 | 12027.9997 | 12027.9997 | 12027.9997 | 12027.9997 | 12027.9997 | 12027.9997 | 12027.9997 | 12027.9997 | 12027.9997 | 12027.9997 | 12314.0908 | 12314.0908 | 12314.0908 | 12314.0908 | 12314.0908 | 12314.0908 | 12314.0908 | 12314.0908 | 12314.0908 | 12314.0908 | 12314.0908 | 12314.0908 | 12627.5736 | 12627.5736 | 12627.5736 | 12627.5736 | 12627.5736 | 12627.5736 | 12627.5736 | 12627.5736 | 12627.5736 | 12627.5736 | 12627.5736 | 12627.5736 | 12769.0974 | 12769.0974 | 12769.0974 | 12769.0974 | 12769.0974 | 12769.0974 | 12769.0974 | 12769.0974 | 12769.0974 | 12769.0974 | 12769.0974 | 12769.0974 | 12874.0989 | 12874.0989 | 12874.0989 | 12874.0989 | 12874.0989 | 12874.0989 | 12874.0989 | 12874.0989 | 12874.0989 | 12874.0989 | 12874.0989 | 12874.0989 | 12944.0999 | 12944.0999 | 12944.0999 | 12944.0999 | 12944.0999 | 12944.0999 | 12944.0999 | 12944.0999 | 12944.0999 | 12944.0999 | 12944.0999 | 12944.0999 | 969739.4749 | 63055.9498 | 144335.9969 | 147769.09 | 151530.8834 | 153229.1688 | 154489.187 | 155329.1991 | 969739.4749 | 0
396 | 375 | A375 | XXXX XXXX XXXX XXXX | CRE | Customer Initiated | 0 | 21549.0592 | 43098.1183 | 86196.2367 | 129294.355 | 161617.9438 | 193941.5325 | 161617.9438 | 129294.355 | 86196.2367 | 43098.1183 | 21549.0592 | 0 | 0 | 0 | 0 | 0 | 0 | 0 | 0 | 0 | 0 | 0 | 0 | 0 | 0 | 0 | 0 | 0 | 0 | 0 | 0 | 0 | 0 | 0 | 0 | 0 | 0 | 0 | 0 | 0 | 0 | 0 | 0 | 0 | 0 | 0 | 0 | 0 | 0 | 0 | 0 | 0 | 0 | 0 | 0 | 0 | 0 | 0 | 0 | 0 | 0 | 0 | 0 | 0 | 0 | 0 | 0 | 0 | 0 | 0 | 0 | 0 | 0 | 0 | 0 | 0 | 0 | 0 | 0 | 0 | 0 | 0 | 0 | 0 | 0 | 0 | 0 | 0 | 0 | 0 | 0 | 0 | 0 | 0 | 0 | 0 | 0 | 0 | 0 | 0 | 0 | 0 | 0 | 0 | 0
404 | 197 | A197 | XXXX XXXX XXXX XXXX | CBH | Customer Initiated | 0 | 0 | 0 | 0 | 0 | 0 | 140700.5319 | 140700.5319 | 140700.5319 | 140700.5319 | 140700.5319 | 140700.5319 | 0 | 0 | 0 | 0 | 0 | 0 | 0 | 0 | 0 | 0 | 0 | 0 | 0 | 0 | 0 | 0 | 0 | 0 | 0 | 0 | 0 | 0 | 0 | 0 | 0 | 0 | 0 | 0 | 0 | 0 | 0 | 0 | 0 | 0 | 0 | 0 | 0 | 0 | 0 | 0 | 0 | 0 | 0 | 0 | 0 | 0 | 0 | 0 | 0 | 0 | 0 | 0 | 0 | 0 | 0 | 0 | 0 | 0 | 0 | 0 | 0 | 0 | 0 | 0 | 0 | 0 | 0 | 0 | 0 | 0 | 0 | 0 | 0 | 0 | 0 | 0 | 0 | 0 | 0 | 0 | 0 | 0 | 0 | 0 | 0 | 0 | 0 | 0 | 0 | 0 | 0 | 0 | 0 | 0
409 | 374 | A374 | XXXX XXXX XXXX XXXX | DSH | Capacity Development | 0 | 0 | 0 | 0 | 0 | 0 | 0 | 0 | 0 | 0 | 0 | 0 | 0 | 0 | 0 | 0 | 0 | 0 | 0 | 0 | 0 | 0 | 0 | 0 | 0 | 0 | 0 | 0 | 0 | 0 | 0 | 0 | 0 | 0 | 0 | 0 | 0 | 0 | 0 | 0 | 0 | 0 | 0 | 0 | 0 | 0 | 0 | 0 | 0 | 0 | 0 | 0 | 0 | 0 | 0 | 0 | 0 | 0 | 0 | 0 | 0 | 0 | 0 | 0 | 0 | 0 | 0 | 0 | 0 | 0 | 0 | 0 | 0 | 0 | 0 | 0 | 0 | 0 | 0 | 0 | 0 | 0 | 0 | 0 | 0 | 0 | 0 | 0 | 0 | 0 | 0 | 0 | 0 | 0 | 0 | 0 | 0 | 0 | 0 | 0 | 0 | 0 | 0 | 0 | 0 | 0
411 | 376 | A376 | XXXX XXXX XXXX XXXX | DOA | Capacity Development | 0 | 0 | 0 | 0 | 0 | 0 | 0 | 0 | 0 | 0 | 0 | 0 | 0 | 0 | 0 | 0 | 0 | 0 | 0 | 0 | 0 | 0 | 0 | 0 | 0 | 0 | 0 | 0 | 0 | 0 | 417642.6137 | 417642.6137 | 417642.6137 | 417642.6137 | 417642.6137 | 417642.6137 | 417642.6137 | 520199.0528 | 608871.7625 | 800100.9112 | 991330.06 | 1134751.9215 | 860531.1694 | 717109.3078 | 573687.4463 | 382458.2975 | 191229.1488 | 102556.4391 | 0 | 0 | 0 | 0 | 0 | 0 | 0 | 0 | 0 | 0 | 0 | 0 | 0 | 0 | 0 | 0 | 0 | 0 | 0 | 0 | 0 | 0 | 0 | 0 | 0 | 0 | 0 | 0 | 0 | 0 | 0 | 0 | 0 | 0 | 0 | 0 | 0 | 0 | 0 | 0 | 0 | 0 | 0 | 0 | 0 | 0 | 0 | 0 | 9806323.8128 | 0 | 2505855.6822 | 7300468.1306 | 0 | 0 | 0 | 0 | 9806323.8128 | 0
412 | 377 | A377 | XXXX XXXX XXXX XXXX | DSH | Capacity Development | 0 | 0 | 0 | 0 | 0 | 0 | 0 | 0 | 0 | 0 | 0 | 0 | 0 | 0 | 0 | 0 | 0 | 0 | 0 | 0 | 0 | 0 | 0 | 0 | 0 | 0 | 0 | 0 | 0 | 0 | 251299.3763 | 251299.3763 | 251299.3763 | 251299.3763 | 251299.3763 | 251299.3763 | 0 | 0 | 0 | 0 | 0 | 0 | 0 | 0 | 0 | 0 | 0 | 0 | 0 | 0 | 0 | 0 | 0 | 0 | 0 | 0 | 0 | 0 | 0 | 0 | 0 | 0 | 0 | 0 | 0 | 0 | 0 | 0 | 0 | 0 | 0 | 0 | 0 | 0 | 0 | 0 | 0 | 0 | 0 | 0 | 0 | 0 | 0 | 0 | 0 | 0 | 0 | 0 | 0 | 0 | 0 | 0 | 0 | 0 | 0 | 0 | 1507796.2577 | 0 | 1507796.2577 | 0 | 0 | 0 | 0 | 0 | 1507796.2577 | 0
416 | 25 | A25 | XXXX XXXX XXXX XXXX | CBI | Customer Initiated | 0 | 0 | 0 | 0 | 0 | 0 | 0 | 0 | 0 | 0 | 0 | 0 | 0 | 0 | 0 | 0 | 0 | 0 | 0 | 0 | 0 | 0 | 0 | 0 | 0 | 0 | 0 | 0 | 0 | 0 | 0 | 0 | 0 | 0 | 0 | 0 | 0 | 0 | 0 | 0 | 0 | 0 | 0 | 0 | 0 | 0 | 0 | 0 | 0 | 0 | 0 | 0 | 0 | 0 | 0 | 0 | 0 | 0 | 0 | 0 | 0 | 0 | 0 | 0 | 0 | 0 | 0 | 0 | 0 | 0 | 0 | 0 | 0 | 0 | 0 | 0 | 0 | 0 | 0 | 0 | 0 | 0 | 0 | 0 | 0 | 0 | 0 | 0 | 0 | 0 | 0 | 0 | 0 | 0 | 0 | 0 | 0 | 0 | 0 | 0 | 0 | 0 | 0 | 0 | 0 | 0
417 | 26 | A26 | XXXX XXXX XXXX XXXX | CHH | Customer Initiated | 0 | 0 | 0 | 0 | 0 | 0 | 0 | 0 | 0 | 0 | 0 | 0 | 0 | 0 | 0 | 0 | 0 | 0 | 0 | 0 | 0 | 0 | 0 | 0 | 0 | 0 | 0 | 0 | 0 | 0 | 0 | 0 | 0 | 0 | 0 | 0 | 0 | 0 | 0 | 0 | 0 | 0 | 0 | 0 | 0 | 0 | 0 | 0 | 0 | 0 | 0 | 0 | 0 | 0 | 0 | 0 | 0 | 0 | 0 | 0 | 0 | 0 | 0 | 0 | 0 | 0 | 0 | 0 | 0 | 0 | 0 | 0 | 0 | 0 | 0 | 0 | 0 | 0 | 0 | 0 | 0 | 0 | 0 | 0 | 0 | 0 | 0 | 0 | 0 | 0 | 0 | 0 | 0 | 0 | 0 | 0 | 0 | 0 | 0 | 0 | 0 | 0 | 0 | 0 | 0 | 0
418 | 61 | A61 | XXXX XXXX XXXX XXXX | CBH | Customer Initiated | 0 | 0 | 0 | 0 | 0 | 0 | 0 | 0 | 0 | 0 | 0 | 0 | 0 | 0 | 0 | 0 | 0 | 0 | 0 | 0 | 0 | 0 | 0 | 0 | 0 | 0 | 0 | 0 | 0 | 0 | 0 | 0 | 0 | 0 | 0 | 0 | 0 | 0 | 0 | 0 | 0 | 0 | 0 | 0 | 0 | 0 | 0 | 0 | 0 | 0 | 0 | 0 | 0 | 0 | 0 | 0 | 0 | 0 | 0 | 0 | 0 | 0 | 0 | 0 | 0 | 0 | 0 | 0 | 0 | 0 | 0 | 0 | 0 | 0 | 0 | 0 | 0 | 0 | 0 | 0 | 0 | 0 | 0 | 0 | 0 | 0 | 0 | 0 | 0 | 0 | 0 | 0 | 0 | 0 | 0 | 0 | 0 | 0 | 0 | 0 | 0 | 0 | 0 | 0 | 0 | 0
424 | 389 | A389 | XXXX XXXX XXXX XXXX | VMM | Customer Initiated | 0 | 0 | 0 | 0 | 0 | 0 | 0 | 0 | 0 | 0 | 0 | 0 | 0 | 0 | 0 | 0 | 0 | 0 | 0 | 0 | 0 | 0 | 0 | 0 | 0 | 0 | 0 | 0 | 0 | 0 | 0 | 0 | 0 | 0 | 0 | 0 | 0 | 0 | 0 | 0 | 0 | 0 | 0 | 0 | 0 | 0 | 0 | 0 | 0 | 0 | 0 | 0 | 0 | 0 | 0 | 0 | 0 | 0 | 0 | 0 | 0 | 0 | 0 | 0 | 0 | 0 | 0 | 0 | 0 | 0 | 0 | 0 | 0 | 0 | 0 | 0 | 0 | 0 | 0 | 0 | 0 | 0 | 0 | 0 | 0 | 0 | 0 | 0 | 0 | 0 | 0 | 0 | 0 | 0 | 0 | 0 | 0 | 0 | 0 | 0 | 0 | 0 | 0 | 0 | 0 | 0
430 | 549 | A549 | XXXX XXXX XXXX XXXX | CLI | Customer Initiated | 0 | 0 | 0 | 0 | 0 | 0 | 0 | 0 | 0 | 0 | 0 | 0 | 0 | 0 | 0 | 0 | 0 | 0 | 0 | 0 | 0 | 0 | 0 | 0 | 0 | 0 | 0 | 0 | 0 | 0 | 0 | 0 | 0 | 0 | 0 | 0 | 0 | 0 | 0 | 0 | 0 | 0 | 0 | 0 | 0 | 0 | 0 | 0 | 0 | 0 | 0 | 0 | 0 | 0 | 0 | 0 | 0 | 0 | 0 | 0 | 0 | 0 | 0 | 0 | 0 | 0 | 0 | 0 | 0 | 0 | 0 | 0 | 0 | 0 | 0 | 0 | 0 | 0 | 0 | 0 | 0 | 0 | 0 | 0 | 0 | 0 | 0 | 0 | 0 | 0 | 0 | 0 | 0 | 0 | 0 | 0 | 0 | 0 | 0 | 0 | 0 | 0 | 0 | 0 | 0 | 0
431 | 550 | A550 | XXXX XXXX XXXX XXXX | CLJ | Customer Initiated | 0 | 0 | 0 | 0 | 0 | 0 | 0 | 0 | 0 | 0 | 0 | 0 | 0 | 0 | 0 | 0 | 0 | 0 | 0 | 0 | 0 | 0 | 0 | 0 | 0 | 0 | 0 | 0 | 0 | 0 | 0 | 0 | 0 | 0 | 0 | 0 | 0 | 0 | 0 | 0 | 0 | 0 | 0 | 0 | 0 | 0 | 0 | 0 | 0 | 0 | 0 | 0 | 0 | 0 | 0 | 0 | 0 | 0 | 0 | 0 | 0 | 0 | 0 | 0 | 0 | 0 | 0 | 0 | 0 | 0 | 0 | 0 | 0 | 0 | 0 | 0 | 0 | 0 | 0 | 0 | 0 | 0 | 0 | 0 | 0 | 0 | 0 | 0 | 0 | 0 | 0 | 0 | 0 | 0 | 0 | 0 | 0 | 0 | 0 | 0 | 0 | 0 | 0 | 0 | 0 | 0
432 | 551 | A551 | XXXX XXXX XXXX XXXX | CLN | Customer Initiated | 0 | 0 | 0 | 0 | 0 | 0 | 0 | 0 | 0 | 0 | 0 | 0 | 0 | 0 | 0 | 0 | 0 | 0 | 0 | 0 | 0 | 0 | 0 | 0 | 0 | 0 | 0 | 0 | 0 | 0 | 0 | 0 | 0 | 0 | 0 | 0 | 0 | 0 | 0 | 0 | 0 | 0 | 0 | 0 | 0 | 0 | 0 | 0 | 0 | 0 | 0 | 0 | 0 | 0 | 0 | 0 | 0 | 0 | 0 | 0 | 0 | 0 | 0 | 0 | 0 | 0 | 0 | 0 | 0 | 0 | 0 | 0 | 0 | 0 | 0 | 0 | 0 | 0 | 0 | 0 | 0 | 0 | 0 | 0 | 0 | 0 | 0 | 0 | 0 | 0 | 0 | 0 | 0 | 0 | 0 | 0 | 0 | 0 | 0 | 0 | 0 | 0 | 0 | 0 | 0 | 0
433 | 530 | A530 | XXXX XXXX XXXX XXXX | CRR | Customer Initiated | 0 | 0 | 0 | 0 | 0 | 0 | 0 | 0 | 0 | 93264.1098 | 0 | 0 | 0 | 0 | 0 | 0 | 0 | 0 | 0 | 0 | 0 | 93264.1098 | 0 | 0 | 0 | 0 | 0 | 0 | 0 | 0 | 0 | 0 | 0 | 0 | 0 | 0 | 0 | 0 | 0 | 0 | 0 | 0 | 0 | 0 | 0 | 0 | 0 | 0 | 0 | 0 | 0 | 0 | 0 | 0 | 0 | 0 | 0 | 0 | 0 | 0 | 0 | 0 | 0 | 0 | 0 | 0 | 0 | 0 | 0 | 0 | 0 | 0 | 0 | 0 | 0 | 0 | 0 | 0 | 0 | 0 | 0 | 0 | 0 | 0 | 0 | 0 | 0 | 0 | 0 | 0 | 0 | 0 | 0 | 0 | 0 | 0 | 93264.1098 | 93264.1098 | 0 | 0 | 0 | 0 | 0 | 0 | 93264.1098 | 0
435 | 531 | A531 | XXXX XXXX XXXX XXXX | DZA | Capacity Development | 0 | 0 | 0 | 0 | 0 | 0 | 0 | 0 | 0 | 0 | 0 | 0 | 0 | 0 | 37732.1328 | 34208.6695 | 41363.8975 | 34208.6695 | 113139.7179 | 134144.9803 | 140017.4192 | 113139.7179 | 113139.7179 | 0 | 0 | 0 | 0 | 0 | 0 | 0 | 0 | 0 | 0 | 0 | 0 | 0 | 0 | 0 | 0 | 0 | 0 | 0 | 0 | 0 | 0 | 0 | 0 | 0 | 0 | 0 | 0 | 0 | 0 | 0 | 0 | 0 | 0 | 0 | 0 | 0 | 0 | 0 | 0 | 0 | 0 | 0 | 0 | 0 | 0 | 0 | 0 | 0 | 0 | 0 | 0 | 0 | 0 | 0 | 0 | 0 | 0 | 0 | 0 | 0 | 0 | 0 | 0 | 0 | 0 | 0 | 0 | 0 | 0 | 0 | 0 | 0 | 761094.9223 | 761094.9223 | 0 | 0 | 0 | 0 | 0 | 0 | 761094.9223 | 0
436 | 454 | A454 | XXXX XXXX XXXX XXXX | DSH | Capacity Development | 0 | 0 | 0 | 0 | 0 | 0 | 0 | 0 | 0 | 0 | 0 | 0 | 0 | 0 | 0 | 0 | 0 | 0 | 0 | 0 | 0 | 0 | 0 | 0 | 0 | 0 | 0 | 0 | 0 | 0 | 0 | 0 | 0 | 0 | 0 | 0 | 57510.113 | 172530.3389 | 345060.6777 | 517591.0166 | 690121.3554 | 920161.8072 | 1035182.0331 | 805141.5813 | 575101.1295 | 402570.7907 | 172530.3389 | 57510.113 | 0 | 0 | 0 | 0 | 0 | 0 | 0 | 0 | 0 | 0 | 0 | 0 | 0 | 0 | 0 | 0 | 0 | 0 | 0 | 0 | 0 | 0 | 0 | 0 | 0 | 0 | 0 | 0 | 0 | 0 | 0 | 0 | 0 | 0 | 0 | 0 | 0 | 0 | 0 | 0 | 0 | 0 | 0 | 0 | 0 | 0 | 0 | 0 | 5751011.2951 | 0 | 0 | 5751011.2951 | 0 | 0 | 0 | 0 | 5751011.2951 | 0
437 | 556 | A556 | XXXX XXXX XXXX XXXX | A10 | Customer Initiated | 0 | 0 | 0 | 0 | 0 | 0 | 0 | 0 | 0 | 0 | 0 | 0 | 0 | 0 | 0 | 0 | 0 | 0 | 0 | 0 | 0 | 0 | 0 | 0 | 0 | 0 | 0 | 0 | 0 | 0 | 0 | 0 | 0 | 0 | 0 | 0 | 0 | 0 | 0 | 0 | 0 | 0 | 0 | 0 | 0 | 0 | 0 | 0 | 0 | 0 | 0 | 0 | 0 | 0 | 0 | 0 | 0 | 0 | 0 | 0 | 0 | 0 | 0 | 0 | 0 | 0 | 0 | 0 | 0 | 0 | 0 | 0 | 0 | 0 | 0 | 0 | 0 | 0 | 0 | 0 | 0 | 0 | 0 | 0 | 0 | 0 | 0 | 0 | 0 | 0 | 0 | 0 | 0 | 0 | 0 | 0 | 0 | 0 | 0 | 0 | 0 | 0 | 0 | 0 | 0 | 0
443 | 563 | A563 | XXXX XXXX XXXX XXXX | DSJ | Capacity Development | 0 | 0 | 0 | 0 | 0 | 0 | 0 | 0 | 0 | 0 | 0 | 0 | 0 | 0 | 0 | 0 | 0 | 0 | 0 | 0 | 0 | 0 | 0 | 0 | 0 | 0 | 0 | 0 | 0 | 0 | 0 | 0 | 0 | 0 | 0 | 0 | 0 | 0 | 0 | 0 | 0 | 0 | 0 | 0 | 0 | 0 | 0 | 0 | 0 | 0 | 0 | 0 | 0 | 0 | 0 | 0 | 0 | 0 | 0 | 0 | 0 | 0 | 0 | 0 | 0 | 0 | 0 | 0 | 0 | 0 | 0 | 0 | 0 | 0 | 0 | 0 | 0 | 0 | 0 | 0 | 0 | 0 | 0 | 0 | 0 | 0 | 0 | 0 | 0 | 0 | 0 | 0 | 0 | 0 | 0 | 0 | 0 | 0 | 0 | 0 | 0 | 0 | 0 | 0 | 0 | 0
444 | 564 | A564 | XXXX XXXX XXXX XXXX | DSL | Capacity Development | 0 | 2205.1239 | 4410.2479 | 8820.4958 | 13230.7437 | 16538.4296 | 19846.1155 | 16538.4296 | 13230.7437 | 8820.4958 | 4410.2479 | 2205.1239 | 0 | 0 | 0 | 0 | 0 | 0 | 0 | 0 | 0 | 0 | 0 | 0 | 0 | 0 | 0 | 0 | 0 | 0 | 9836.7184 | 10259.803 | 9730.9472 | 10365.5742 | 10048.2607 | 7509.7527 | 6346.2699 | 5394.3294 | 7403.9816 | 8673.2356 | 9836.7184 | 10365.5742 | 9836.7184 | 10259.803 | 9730.9472 | 10365.5742 | 10048.2607 | 7509.7527 | 6346.2699 | 5394.3294 | 7403.9816 | 8673.2356 | 9836.7184 | 10365.5742 | 9836.7184 | 10259.803 | 9730.9472 | 10365.5742 | 10048.2607 | 7509.7527 | 6346.2699 | 5394.3294 | 7403.9816 | 8673.2356 | 9836.7184 | 10365.5742 | 9836.7184 | 10259.803 | 9730.9472 | 10365.5742 | 10048.2607 | 7509.7527 | 6346.2699 | 5394.3294 | 7403.9816 | 8673.2356 | 9836.7184 | 10365.5742 | 9836.7184 | 10259.803 | 9730.9472 | 10365.5742 | 10048.2607 | 7509.7527 | 6346.2699 | 5394.3294 | 7403.9816 | 8673.2356 | 9836.7184 | 10365.5742 | 9836.7184 | 10259.803 | 9730.9472 | 10365.5742 | 10048.2607 | 7509.7527 | 586606.883 | 0 | 57751.0563 | 105771.1653 | 105771.1653 | 105771.1653 | 105771.1653 | 105771.1653 | 586606.883 | 0
446 | 566 | A566 | XXXX XXXX XXXX XXXX | DZB | Capacity Development | 0 | 0 | 0 | 0 | 0 | 0 | 0 | 0 | 0 | 0 | 0 | 0 | 0 | 0 | 0 | 0 | 0 | 0 | 0 | 0 | 0 | 0 | 0 | 0 | 0 | 0 | 0 | 0 | 0 | 0 | 0 | 0 | 0 | 0 | 0 | 0 | 0 | 0 | 0 | 0 | 0 | 0 | 0 | 0 | 0 | 0 | 0 | 0 | 0 | 0 | 0 | 0 | 0 | 0 | 0 | 0 | 0 | 0 | 0 | 0 | 0 | 0 | 0 | 0 | 0 | 0 | 0 | 0 | 0 | 0 | 0 | 0 | 0 | 0 | 0 | 0 | 0 | 0 | 0 | 0 | 0 | 0 | 0 | 0 | 0 | 0 | 0 | 0 | 0 | 0 | 0 | 0 | 0 | 0 | 0 | 0 | 0 | 0 | 0 | 0 | 0 | 0 | 0 | 0 | 0 | 0
452 | 255 | A255 | XXXX XXXX XXXX XXXX | DZA | Capacity Development | 0 | 0 | 0 | 0 | 0 | 0 | 0 | 0 | 0 | 0 | 0 | 0 | 0 | 0 | 0 | 0 | 0 | 0 | 0 | 0 | 0 | 0 | 0 | 0 | 0 | 0 | 0 | 0 | 0 | 0 | 0 | 0 | 0 | 0 | 0 | 0 | 0 | 0 | 0 | 0 | 0 | 0 | 0 | 0 | 0 | 0 | 0 | 0 | 0 | 0 | 0 | 0 | 0 | 0 | 0 | 0 | 0 | 0 | 0 | 0 | 0 | 0 | 0 | 0 | 0 | 0 | 0 | 0 | 0 | 0 | 0 | 0 | 0 | 0 | 0 | 0 | 0 | 0 | 0 | 0 | 0 | 0 | 0 | 0 | 0 | 0 | 0 | 0 | 0 | 0 | 0 | 0 | 0 | 0 | 0 | 0 | 0 | 0 | 0 | 0 | 0 | 0 | 0 | 0 | 0 | 0
453 | 479 | A479 | XXXX XXXX XXXX XXXX | DZA | Capacity Development | 0 | 0 | 0 | 0 | 0 | 0 | 0 | 0 | 0 | 0 | 0 | 0 | 0 | 0 | 0 | 0 | 0 | 0 | 0 | 0 | 0 | 0 | 0 | 0 | 0 | 0 | 0 | 0 | 0 | 0 | 0 | 0 | 0 | 0 | 0 | 0 | 0 | 0 | 0 | 0 | 0 | 0 | 0 | 0 | 0 | 0 | 0 | 0 | 0 | 0 | 0 | 0 | 0 | 0 | 0 | 0 | 0 | 0 | 0 | 0 | 1823.4 | 5470.2 | 10940.4 | 16410.6 | 21880.8 | 29174.4 | 32821.2 | 25527.6 | 18234 | 12763.8 | 5470.2 | 1823.4 | 0 | 0 | 0 | 0 | 0 | 0 | 0 | 0 | 0 | 0 | 0 | 0 | 0 | 0 | 0 | 0 | 0 | 0 | 0 | 0 | 0 | 0 | 0 | 0 | 182340 | 0 | 0 | 0 | 0 | 182340 | 0 | 0 | 182340 | 0
455 | 258 | A258 | XXXX XXXX XXXX XXXX | DSH | Capacity Development | 0 | 0 | 0 | 0 | 0 | 0 | 0 | 0 | 0 | 0 | 0 | 0 | 0 | 0 | 0 | 0 | 0 | 0 | 0 | 0 | 0 | 0 | 0 | 0 | 0 | 0 | 0 | 0 | 0 | 0 | 0 | 0 | 0 | 0 | 0 | 0 | 0 | 0 | 0 | 0 | 0 | 0 | 0 | 0 | 0 | 0 | 0 | 0 | 0 | 0 | 0 | 0 | 0 | 0 | 0 | 0 | 0 | 0 | 0 | 0 | 0 | 0 | 5105.8665 | 8169.3864 | 12254.0795 | 15317.5994 | 18381.1193 | 15317.5994 | 12254.0795 | 10211.733 | 5105.8665 | 0 | 0 | 0 | 0 | 0 | 0 | 0 | 0 | 0 | 0 | 0 | 0 | 0 | 0 | 0 | 0 | 0 | 0 | 0 | 0 | 0 | 0 | 0 | 0 | 0 | 102117.3296 | 0 | 0 | 0 | 0 | 102117.3296 | 0 | 0 | 102117.3296 | 0
460 | 538 | A538 | XXXX XXXX XXXX XXXX | DSH | Capacity Development | 0 | 0 | 0 | 0 | 0 | 0 | 0 | 0 | 0 | 0 | 0 | 0 | 0 | 81983.5306 | 163967.0611 | 327934.1222 | 491901.1834 | 614876.4792 | 737851.775 | 614876.4792 | 491901.1834 | 327934.1222 | 163967.0611 | 81983.5306 | 0 | 0 | 0 | 0 | 0 | 0 | 0 | 0 | 0 | 0 | 0 | 0 | 0 | 0 | 0 | 0 | 0 | 0 | 0 | 0 | 0 | 0 | 0 | 0 | 0 | 0 | 0 | 0 | 0 | 0 | 0 | 0 | 0 | 0 | 0 | 0 | 0 | 0 | 0 | 0 | 0 | 0 | 0 | 0 | 0 | 0 | 0 | 0 | 0 | 0 | 0 | 0 | 0 | 0 | 0 | 0 | 0 | 0 | 0 | 0 | 0 | 0 | 0 | 0 | 0 | 0 | 0 | 0 | 0 | 0 | 0 | 0 | 4099176.528 | 4099176.528 | 0 | 0 | 0 | 0 | 0 | 0 | 4099176.528 | 0
461 | 539 | A539 | XXXX XXXX XXXX XXXX | DOA | Capacity Development | 0 | 0 | 0 | 0 | 0 | 0 | 0 | 0 | 0 | 0 | 0 | 0 | 0 | 0 | 0 | 0 | 53096.9044 | 84955.0471 | 127432.5706 | 84955.0471 | 53096.9044 | 0 | 0 | 0 | 0 | 0 | 0 | 0 | 0 | 0 | 0 | 0 | 0 | 0 | 0 | 0 | 0 | 0 | 0 | 0 | 0 | 0 | 0 | 0 | 0 | 0 | 0 | 0 | 0 | 0 | 0 | 0 | 0 | 0 | 0 | 0 | 0 | 0 | 0 | 0 | 0 | 0 | 0 | 0 | 0 | 0 | 0 | 0 | 0 | 0 | 0 | 0 | 0 | 0 | 0 | 0 | 0 | 0 | 0 | 0 | 0 | 0 | 0 | 0 | 0 | 0 | 0 | 0 | 0 | 0 | 0 | 0 | 0 | 0 | 0 | 0 | 403536.4737 | 403536.4737 | 0 | 0 | 0 | 0 | 0 | 0 | 403536.4737 | 0
465 | 482 | A482 | XXXX XXXX XXXX XXXX | DZA | Capacity Development | 0 | 0 | 0 | 0 | 0 | 0 | 0 | 0 | 0 | 0 | 0 | 0 | 0 | 0 | 0 | 0 | 0 | 0 | 0 | 0 | 0 | 0 | 0 | 0 | 0 | 0 | 0 | 0 | 0 | 0 | 0 | 0 | 0 | 0 | 0 | 0 | 0 | 0 | 0 | 0 | 0 | 0 | 0 | 0 | 0 | 0 | 0 | 0 | 0 | 0 | 0 | 0 | 0 | 0 | 0 | 0 | 0 | 0 | 0 | 0 | 0 | 0 | 0 | 0 | 0 | 0 | 0 | 0 | 0 | 0 | 0 | 0 | 0 | 0 | 0 | 0 | 0 | 0 | 0 | 0 | 0 | 0 | 0 | 0 | 1485.447 | 4456.3409 | 8912.6817 | 13369.0226 | 17825.3635 | 23767.1513 | 26738.0452 | 20796.2574 | 14854.4696 | 10398.1287 | 4456.3409 | 1485.447 | 148544.6957 | 0 | 0 | 0 | 0 | 0 | 0 | 148544.6957 | 148544.6957 | 0
466 | 455 | A455 | XXXX XXXX XXXX XXXX | DSH | Capacity Development | 0 | 0 | 0 | 0 | 0 | 0 | 0 | 0 | 0 | 0 | 0 | 0 | 0 | 0 | 0 | 0 | 0 | 0 | 0 | 0 | 0 | 0 | 0 | 0 | 0 | 0 | 0 | 0 | 0 | 0 | 0 | 0 | 0 | 0 | 0 | 0 | 0 | 0 | 0 | 0 | 0 | 0 | 0 | 0 | 0 | 0 | 0 | 0 | 0 | 0 | 0 | 0 | 0 | 0 | 0 | 0 | 0 | 0 | 0 | 0 | 0 | 0 | 0 | 0 | 0 | 0 | 0 | 0 | 0 | 0 | 0 | 0 | 0 | 0 | 0 | 0 | 0 | 0 | 0 | 0 | 0 | 0 | 0 | 0 | 0 | 0 | 0 | 0 | 0 | 0 | 0 | 0 | 0 | 0 | 0 | 0 | 0 | 0 | 0 | 0 | 0 | 0 | 0 | 0 | 0 | 0
467 | 270 | A270 | XXXX XXXX XXXX XXXX | DSH | Capacity Development | 0 | 0 | 0 | 0 | 0 | 0 | 0 | 0 | 0 | 0 | 0 | 0 | 0 | 0 | 0 | 0 | 0 | 0 | 0 | 0 | 0 | 0 | 0 | 0 | 0 | 0 | 0 | 0 | 0 | 0 | 0 | 0 | 0 | 0 | 0 | 0 | 0 | 0 | 0 | 0 | 0 | 0 | 0 | 0 | 0 | 0 | 0 | 0 | 0 | 0 | 0 | 0 | 0 | 0 | 0 | 0 | 0 | 0 | 0 | 0 | 0 | 0 | 0 | 0 | 0 | 0 | 0 | 0 | 0 | 0 | 0 | 0 | 0 | 0 | 0 | 0 | 0 | 0 | 0 | 0 | 0 | 0 | 0 | 0 | 0 | 0 | 0 | 0 | 0 | 0 | 0 | 0 | 0 | 0 | 0 | 0 | 0 | 0 | 0 | 0 | 0 | 0 | 0 | 0 | 0 | 0
468 | 271 | A271 | XXXX XXXX XXXX XXXX | DZA | Capacity Development | 0 | 0 | 0 | 0 | 0 | 0 | 0 | 0 | 0 | 0 | 0 | 0 | 0 | 0 | 0 | 0 | 0 | 0 | 0 | 0 | 0 | 0 | 0 | 0 | 0 | 0 | 0 | 0 | 0 | 0 | 0 | 0 | 0 | 0 | 0 | 0 | 0 | 0 | 0 | 0 | 0 | 0 | 0 | 0 | 0 | 0 | 0 | 0 | 0 | 0 | 0 | 0 | 0 | 0 | 0 | 0 | 0 | 0 | 0 | 0 | 0 | 0 | 0 | 0 | 0 | 0 | 0 | 0 | 0 | 0 | 0 | 0 | 0 | 0 | 0 | 0 | 0 | 0 | 0 | 0 | 0 | 0 | 0 | 0 | 0 | 0 | 0 | 0 | 0 | 0 | 0 | 0 | 0 | 0 | 0 | 0 | 0 | 0 | 0 | 0 | 0 | 0 | 0 | 0 | 0 | 0
471 | 274 | A274 | XXXX XXXX XXXX XXXX | DOA | Capacity Development | 0 | 0 | 0 | 0 | 0 | 0 | 0 | 0 | 0 | 0 | 0 | 0 | 0 | 0 | 0 | 0 | 0 | 0 | 0 | 0 | 0 | 0 | 0 | 0 | 0 | 0 | 0 | 0 | 0 | 0 | 0 | 0 | 0 | 0 | 0 | 0 | 0 | 0 | 0 | 0 | 0 | 0 | 0 | 0 | 0 | 0 | 0 | 0 | 0 | 0 | 0 | 0 | 0 | 0 | 0 | 0 | 0 | 0 | 0 | 0 | 0 | 0 | 0 | 0 | 0 | 0 | 0 | 0 | 0 | 0 | 0 | 0 | 0 | 0 | 0 | 0 | 0 | 0 | 0 | 0 | 0 | 0 | 0 | 0 | 0 | 0 | 0 | 0 | 0 | 0 | 0 | 0 | 0 | 0 | 0 | 0 | 0 | 0 | 0 | 0 | 0 | 0 | 0 | 0 | 0 | 0
472 | 275 | A275 | XXXX XXXX XXXX XXXX | DOA | Capacity Development | 0 | 0 | 0 | 0 | 0 | 0 | 0 | 0 | 0 | 0 | 0 | 0 | 0 | 0 | 0 | 0 | 0 | 0 | 0 | 0 | 0 | 0 | 0 | 0 | 0 | 0 | 0 | 0 | 0 | 0 | 0 | 0 | 0 | 0 | 0 | 0 | 0 | 0 | 0 | 0 | 0 | 0 | 0 | 0 | 0 | 0 | 0 | 0 | 0 | 0 | 0 | 0 | 0 | 0 | 0 | 0 | 0 | 0 | 0 | 0 | 0 | 0 | 0 | 0 | 0 | 0 | 0 | 0 | 0 | 0 | 0 | 0 | 0 | 0 | 0 | 0 | 0 | 0 | 0 | 0 | 0 | 0 | 0 | 0 | 0 | 0 | 0 | 0 | 0 | 0 | 0 | 0 | 0 | 0 | 0 | 0 | 0 | 0 | 0 | 0 | 0 | 0 | 0 | 0 | 0 | 0
474 | 277 | A277 | XXXX XXXX XXXX XXXX | DSH | Capacity Development | 0 | 0 | 0 | 0 | 0 | 0 | 0 | 0 | 0 | 0 | 0 | 0 | 0 | 0 | 0 | 0 | 0 | 0 | 0 | 0 | 0 | 0 | 0 | 0 | 0 | 0 | 0 | 0 | 0 | 0 | 0 | 0 | 0 | 0 | 0 | 0 | 0 | 0 | 0 | 0 | 0 | 0 | 0 | 0 | 0 | 0 | 0 | 0 | 9705.2639 | 29115.7918 | 58231.5836 | 87347.3754 | 116463.1673 | 155284.223 | 174694.7509 | 135873.6951 | 97052.6394 | 67936.8476 | 29115.7918 | 9705.2639 | 0 | 0 | 0 | 0 | 0 | 0 | 0 | 0 | 0 | 0 | 0 | 0 | 0 | 0 | 0 | 0 | 0 | 0 | 0 | 0 | 0 | 0 | 0 | 0 | 0 | 0 | 0 | 0 | 0 | 0 | 0 | 0 | 0 | 0 | 0 | 0 | 970526.3939 | 0 | 0 | 0 | 970526.3939 | 0 | 0 | 0 | 970526.3939 | 0
477 | 280 | A280 | XXXX XXXX XXXX XXXX | DSH | Capacity Development | 0 | 0 | 0 | 0 | 0 | 0 | 0 | 0 | 0 | 0 | 0 | 0 | 0 | 0 | 0 | 0 | 0 | 0 | 0 | 0 | 0 | 0 | 0 | 0 | 0 | 0 | 0 | 0 | 0 | 0 | 0 | 0 | 0 | 0 | 0 | 0 | 0 | 0 | 0 | 0 | 0 | 0 | 0 | 0 | 0 | 0 | 0 | 0 | 0 | 0 | 0 | 0 | 0 | 0 | 0 | 0 | 0 | 0 | 0 | 0 | 0 | 0 | 0 | 0 | 0 | 0 | 0 | 0 | 0 | 0 | 0 | 0 | 0 | 0 | 0 | 0 | 0 | 0 | 0 | 0 | 0 | 0 | 0 | 0 | 0 | 0 | 0 | 0 | 0 | 0 | 0 | 0 | 0 | 0 | 0 | 0 | 0 | 0 | 0 | 0 | 0 | 0 | 0 | 0 | 0 | 0
478 | 456 | A456 | XXXX XXXX XXXX XXXX | DSH | Capacity Development | 0 | 0 | 0 | 0 | 0 | 0 | 0 | 0 | 0 | 0 | 0 | 0 | 0 | 0 | 0 | 0 | 0 | 0 | 0 | 0 | 0 | 0 | 0 | 0 | 0 | 0 | 0 | 0 | 0 | 0 | 0 | 0 | 0 | 0 | 0 | 0 | 0 | 0 | 0 | 0 | 0 | 0 | 0 | 0 | 0 | 0 | 0 | 0 | 0 | 0 | 0 | 0 | 0 | 0 | 0 | 0 | 0 | 0 | 0 | 0 | 0 | 0 | 0 | 0 | 0 | 0 | 0 | 0 | 0 | 0 | 0 | 0 | 0 | 0 | 0 | 0 | 0 | 0 | 0 | 0 | 0 | 0 | 0 | 0 | 16319.725 | 48959.1751 | 97918.3501 | 146877.5252 | 195836.7002 | 261115.6003 | 293755.0503 | 228476.1503 | 163197.2502 | 114238.0751 | 48959.1751 | 16319.725 | 1631972.5018 | 0 | 0 | 0 | 0 | 0 | 0 | 1631972.5018 | 1631972.5018 | 0
479 | 457 | A457 | XXXX XXXX XXXX XXXX | DSH | Capacity Development | 0 | 0 | 0 | 0 | 0 | 0 | 0 | 0 | 0 | 0 | 0 | 0 | 0 | 0 | 0 | 0 | 0 | 0 | 0 | 0 | 0 | 0 | 0 | 0 | 0 | 0 | 0 | 0 | 0 | 0 | 0 | 0 | 0 | 0 | 0 | 0 | 0 | 0 | 0 | 0 | 0 | 0 | 0 | 0 | 0 | 0 | 0 | 0 | 0 | 0 | 0 | 0 | 0 | 0 | 0 | 0 | 0 | 0 | 0 | 0 | 0 | 0 | 0 | 0 | 0 | 0 | 0 | 0 | 0 | 0 | 0 | 0 | 0 | 0 | 0 | 0 | 0 | 0 | 0 | 0 | 0 | 0 | 0 | 0 | 2316.493 | 6949.479 | 13898.9581 | 20848.4371 | 27797.9162 | 37063.8882 | 41696.8743 | 32430.9022 | 23164.9301 | 16215.4511 | 6949.479 | 2316.493 | 231649.3014 | 0 | 0 | 0 | 0 | 0 | 0 | 231649.3014 | 231649.3014 | 0
480 | 458 | A458 | XXXX XXXX XXXX XXXX | DSH | Capacity Development | 0 | 0 | 0 | 0 | 0 | 0 | 0 | 0 | 0 | 0 | 0 | 0 | 0 | 0 | 0 | 0 | 0 | 0 | 0 | 0 | 0 | 0 | 0 | 0 | 0 | 0 | 0 | 0 | 0 | 0 | 0 | 0 | 0 | 0 | 0 | 0 | 0 | 0 | 0 | 0 | 0 | 0 | 0 | 0 | 0 | 0 | 0 | 0 | 0 | 0 | 0 | 0 | 0 | 0 | 0 | 0 | 0 | 0 | 0 | 0 | 0 | 0 | 0 | 0 | 0 | 0 | 0 | 0 | 0 | 0 | 0 | 0 | 0 | 0 | 0 | 0 | 0 | 0 | 0 | 0 | 0 | 0 | 0 | 0 | 0 | 0 | 0 | 0 | 0 | 0 | 0 | 0 | 0 | 0 | 0 | 0 | 0 | 0 | 0 | 0 | 0 | 0 | 0 | 0 | 0 | 0
482 | 527 | A527 | XXXX XXXX XXXX XXXX | CBH | Customer Initiated | 0 | 0 | 0 | 0 | 0 | 0 | 0 | 0 | 0 | 0 | 0 | 0 | 0 | 0 | 0 | 0 | 0 | 0 | 0 | 0 | 0 | 0 | 0 | 0 | 0 | 0 | 0 | 0 | 0 | 0 | 0 | 0 | 0 | 0 | 0 | 0 | 0 | 0 | 0 | 0 | 0 | 0 | 0 | 0 | 0 | 0 | 0 | 0 | 0 | 0 | 0 | 0 | 0 | 0 | 0 | 0 | 0 | 0 | 0 | 0 | 0 | 0 | 0 | 0 | 0 | 0 | 0 | 0 | 0 | 0 | 0 | 0 | 0 | 0 | 0 | 0 | 0 | 0 | 0 | 0 | 0 | 0 | 0 | 0 | 0 | 0 | 0 | 0 | 0 | 0 | 0 | 0 | 0 | 0 | 0 | 0 | 0 | 0 | 0 | 0 | 0 | 0 | 0 | 0 | 0 | 0
483 | 930 | A930 | XXXX XXXX XXXX XXXX | DSI | Capacity Development | 0 | 0 | 0 | 0 | 0 | 0 | 0 | 0 | 0 | 0 | 0 | 0 | 0 | 0 | 0 | 0 | 0 | 0 | 0 | 0 | 0 | 0 | 0 | 0 | 0 | 0 | 0 | 0 | 0 | 0 | 0 | 0 | 0 | 0 | 0 | 0 | 0 | 0 | 0 | 0 | 0 | 0 | 0 | 0 | 0 | 0 | 0 | 0 | 0 | 0 | 0 | 0 | 0 | 0 | 0 | 0 | 0 | 0 | 0 | 0 | 0 | 0 | 0 | 0 | 0 | 0 | 0 | 0 | 0 | 0 | 0 | 0 | 0 | 0 | 0 | 0 | 0 | 0 | 0 | 0 | 0 | 0 | 0 | 0 | 0 | 0 | 0 | 0 | 0 | 0 | 0 | 0 | 0 | 0 | 0 | 0 | 0 | 0 | 0 | 0 | 0 | 0 | 0 | 0 | 0 | 0
484 | 52 | A52 | XXXX XXXX XXXX XXXX | DZC | Capacity Development | 0 | 0 | 0 | 0 | 0 | 0 | 0 | 0 | 0 | 0 | 0 | 0 | 0 | 0 | 0 | 0 | 0 | 0 | 0 | 0 | 0 | 0 | 0 | 0 | 0 | 0 | 0 | 0 | 0 | 0 | 0 | 0 | 0 | 0 | 0 | 0 | 0 | 0 | 0 | 0 | 0 | 0 | 0 | 0 | 0 | 0 | 0 | 0 | 0 | 0 | 0 | 0 | 0 | 0 | 0 | 0 | 0 | 0 | 0 | 0 | 0 | 0 | 0 | 0 | 0 | 0 | 0 | 0 | 0 | 0 | 0 | 0 | 0 | 0 | 0 | 0 | 0 | 0 | 0 | 0 | 0 | 0 | 0 | 0 | 0 | 0 | 0 | 0 | 0 | 0 | 0 | 0 | 0 | 0 | 0 | 0 | 0 | 0 | 0 | 0 | 0 | 0 | 0 | 0 | 0 | 0
486 | 118 | A118 | XXXX XXXX XXXX XXXX | DSI | Capacity Development | 0 | 0 | 0 | 0 | 0 | 0 | 0 | 0 | 0 | 0 | 0 | 0 | 0 | 0 | 0 | 0 | 0 | 0 | 0 | 0 | 0 | 0 | 0 | 0 | 0 | 0 | 0 | 0 | 0 | 0 | 0 | 0 | 0 | 0 | 0 | 0 | 0 | 0 | 0 | 0 | 0 | 0 | 0 | 0 | 0 | 0 | 0 | 0 | 0 | 0 | 0 | 0 | 0 | 0 | 0 | 0 | 0 | 0 | 0 | 0 | 0 | 0 | 0 | 0 | 0 | 0 | 0 | 0 | 0 | 0 | 0 | 0 | 0 | 0 | 0 | 0 | 0 | 0 | 0 | 0 | 0 | 0 | 0 | 0 | 0 | 0 | 0 | 0 | 0 | 0 | 0 | 0 | 0 | 0 | 0 | 0 | 0 | 0 | 0 | 0 | 0 | 0 | 0 | 0 | 0 | 0
488 | 169 | A169 | XXXX XXXX XXXX XXXX | DSI | Capacity Development | 0 | 0 | 0 | 0 | 0 | 0 | 0 | 0 | 0 | 0 | 0 | 0 | 0 | 0 | 0 | 0 | 0 | 0 | 0 | 0 | 0 | 0 | 0 | 0 | 0 | 0 | 0 | 0 | 0 | 0 | 0 | 0 | 0 | 0 | 0 | 0 | 0 | 0 | 0 | 0 | 0 | 0 | 0 | 0 | 0 | 0 | 0 | 0 | 0 | 0 | 0 | 0 | 0 | 0 | 0 | 0 | 0 | 0 | 0 | 0 | 0 | 0 | 0 | 0 | 0 | 0 | 0 | 0 | 0 | 0 | 0 | 0 | 0 | 0 | 0 | 0 | 0 | 0 | 0 | 0 | 0 | 0 | 0 | 0 | 0 | 0 | 0 | 0 | 0 | 0 | 0 | 0 | 0 | 0 | 0 | 0 | 0 | 0 | 0 | 0 | 0 | 0 | 0 | 0 | 0 | 0
491 | 294 | A294 | XXXX XXXX XXXX XXXX | DZC | Capacity Development | 0 | 0 | 0 | 0 | 0 | 0 | 0 | 0 | 0 | 0 | 0 | 0 | 0 | 0 | 0 | 0 | 0 | 0 | 0 | 0 | 0 | 0 | 0 | 0 | 0 | 0 | 0 | 0 | 0 | 0 | 0 | 0 | 0 | 0 | 0 | 0 | 0 | 0 | 0 | 0 | 0 | 0 | 0 | 0 | 0 | 0 | 0 | 0 | 0 | 0 | 0 | 0 | 0 | 0 | 0 | 0 | 0 | 0 | 0 | 0 | 0 | 0 | 0 | 0 | 0 | 0 | 0 | 0 | 0 | 0 | 0 | 0 | 0 | 0 | 0 | 0 | 0 | 0 | 0 | 0 | 0 | 0 | 0 | 0 | 0 | 0 | 0 | 0 | 0 | 0 | 0 | 0 | 0 | 0 | 0 | 0 | 0 | 0 | 0 | 0 | 0 | 0 | 0 | 0 | 0 | 0
495 | 483 | A483 | XXXX XXXX XXXX XXXX | DZA | Capacity Development | 0 | 0 | 0 | 0 | 0 | 0 | 0 | 0 | 0 | 0 | 0 | 0 | 0 | 0 | 0 | 0 | 0 | 0 | 0 | 0 | 0 | 0 | 0 | 0 | 0 | 0 | 0 | 0 | 0 | 0 | 0 | 0 | 0 | 0 | 0 | 0 | 0 | 0 | 0 | 0 | 0 | 0 | 0 | 0 | 0 | 0 | 0 | 0 | 0 | 0 | 0 | 0 | 0 | 0 | 0 | 0 | 0 | 0 | 0 | 0 | 0 | 0 | 0 | 0 | 0 | 0 | 0 | 0 | 0 | 0 | 0 | 0 | 0 | 0 | 0 | 0 | 0 | 0 | 0 | 0 | 0 | 0 | 0 | 0 | 0 | 0 | 0 | 0 | 0 | 0 | 0 | 0 | 0 | 0 | 0 | 0 | 0 | 0 | 0 | 0 | 0 | 0 | 0 | 0 | 0 | 0
502 | 305 | A305 | XXXX XXXX XXXX XXXX | VS1 | Customer Initiated | 0 | 0 | 0 | 0 | 0 | 0 | 0 | 0 | 0 | 0 | 0 | 0 | 0 | 0 | 0 | 0 | 0 | 0 | 0 | 0 | 0 | 0 | 0 | 0 | 0 | 0 | 0 | 0 | 0 | 0 | 0 | 0 | 0 | 0 | 0 | 0 | 0 | 0 | 0 | 0 | 0 | 0 | 0 | 0 | 0 | 0 | 0 | 0 | 0 | 0 | 0 | 0 | 0 | 0 | 0 | 0 | 0 | 0 | 0 | 0 | 0 | 0 | 0 | 0 | 0 | 0 | 0 | 0 | 0 | 0 | 0 | 0 | 0 | 0 | 0 | 0 | 0 | 0 | 0 | 0 | 0 | 0 | 0 | 0 | 0 | 0 | 0 | 0 | 0 | 0 | 0 | 0 | 0 | 0 | 0 | 0 | 0 | 0 | 0 | 0 | 0 | 0 | 0 | 0 | 0 | 0
503 | 484 | A484 | XXXX XXXX XXXX XXXX | DZA | Capacity Development | 0 | 0 | 0 | 0 | 0 | 0 | 0 | 0 | 0 | 0 | 0 | 0 | 0 | 0 | 0 | 0 | 0 | 0 | 0 | 0 | 0 | 0 | 0 | 0 | 0 | 0 | 0 | 0 | 0 | 0 | 0 | 0 | 0 | 0 | 0 | 0 | 0 | 0 | 0 | 0 | 0 | 0 | 0 | 0 | 0 | 0 | 0 | 0 | 0 | 0 | 0 | 0 | 0 | 0 | 0 | 0 | 0 | 0 | 0 | 0 | 0 | 0 | 0 | 0 | 0 | 0 | 0 | 0 | 0 | 0 | 0 | 0 | 14910.3939 | 44731.1818 | 89462.3636 | 134193.5455 | 178924.7273 | 238566.303 | 268387.0909 | 208745.5152 | 149103.9394 | 104372.7576 | 44731.1818 | 14910.3939 | 0 | 0 | 0 | 0 | 0 | 0 | 0 | 0 | 0 | 0 | 0 | 0 | 1491039.3939 | 0 | 0 | 0 | 0 | 0 | 1491039.3939 | 0 | 1491039.3939 | 0
504 | 485 | A485 | XXXX XXXX XXXX XXXX | DZA | Capacity Development | 0 | 0 | 0 | 0 | 0 | 0 | 0 | 0 | 0 | 0 | 0 | 0 | 0 | 0 | 0 | 0 | 0 | 0 | 0 | 0 | 0 | 0 | 0 | 0 | 0 | 0 | 0 | 0 | 0 | 0 | 0 | 0 | 0 | 0 | 0 | 0 | 0 | 0 | 0 | 0 | 0 | 0 | 0 | 0 | 0 | 0 | 0 | 0 | 0 | 0 | 0 | 0 | 0 | 0 | 0 | 0 | 0 | 0 | 0 | 0 | 3460.8382 | 10382.5146 | 20765.0292 | 31147.5438 | 41530.0584 | 55373.4112 | 62295.0876 | 48451.7348 | 34608.382 | 24225.8674 | 10382.5146 | 3460.8382 | 0 | 0 | 0 | 0 | 0 | 0 | 0 | 0 | 0 | 0 | 0 | 0 | 0 | 0 | 0 | 0 | 0 | 0 | 0 | 0 | 0 | 0 | 0 | 0 | 346083.8202 | 0 | 0 | 0 | 0 | 346083.8202 | 0 | 0 | 346083.8202 | 0
506 | 309 | A309 | XXXX XXXX XXXX XXXX | DSH | Capacity Development | 0 | 0 | 0 | 0 | 0 | 0 | 0 | 0 | 0 | 0 | 0 | 0 | 0 | 0 | 0 | 0 | 0 | 0 | 0 | 0 | 0 | 0 | 0 | 0 | 0 | 0 | 0 | 0 | 0 | 0 | 158178.9369 | 158178.9369 | 158178.9369 | 158178.9369 | 158178.9369 | 158178.9369 | 0 | 0 | 0 | 0 | 0 | 0 | 0 | 0 | 0 | 0 | 0 | 0 | 0 | 0 | 0 | 0 | 0 | 0 | 0 | 0 | 0 | 0 | 0 | 0 | 0 | 0 | 0 | 0 | 0 | 0 | 0 | 0 | 0 | 0 | 0 | 0 | 0 | 0 | 0 | 0 | 0 | 0 | 0 | 0 | 0 | 0 | 0 | 0 | 0 | 0 | 0 | 0 | 0 | 0 | 0 | 0 | 0 | 0 | 0 | 0 | 949073.6212 | 0 | 949073.6212 | 0 | 0 | 0 | 0 | 0 | 949073.6212 | 0
507 | 310 | A310 | XXXX XXXX XXXX XXXX | DOA | Capacity Development | 0 | 0 | 0 | 0 | 0 | 0 | 430083.162 | 430083.162 | 430083.162 | 430083.162 | 0 | 0 | 0 | 0 | 0 | 0 | 0 | 0 | 0 | 0 | 0 | 0 | 0 | 0 | 0 | 0 | 0 | 0 | 0 | 0 | 229054.916 | 676296.1132 | 1053412.6317 | 1336575.7828 | 1084170.9067 | 431559.7384 | 179914.9202 | 168791.8074 | 187463.4551 | 208748.2269 | 71845.2478 | 0 | 162874.0645 | 488622.1936 | 814370.3227 | 977244.3872 | 651496.2581 | 162874.0645 | 0 | 0 | 0 | 0 | 0 | 0 | 0 | 0 | 0 | 0 | 0 | 0 | 0 | 0 | 0 | 0 | 0 | 0 | 0 | 0 | 0 | 0 | 0 | 0 | 0 | 0 | 0 | 0 | 0 | 0 | 0 | 0 | 0 | 0 | 0 | 0 | 0 | 0 | 0 | 0 | 0 | 0 | 0 | 0 | 0 | 0 | 0 | 0 | 8885315.037 | 0 | 4811070.0889 | 4074244.9482 | 0 | 0 | 0 | 0 | 8885315.037 | 0
508 | 311 | A311 | XXXX XXXX XXXX XXXX | DSH | Capacity Development | 0 | 0 | 0 | 0 | 0 | 0 | 0 | 0 | 0 | 0 | 0 | 0 | 0 | 0 | 0 | 0 | 0 | 0 | 0 | 0 | 0 | 0 | 0 | 0 | 0 | 0 | 0 | 0 | 0 | 0 | 0 | 0 | 0 | 0 | 0 | 0 | 0 | 0 | 0 | 0 | 0 | 0 | 0 | 0 | 0 | 0 | 0 | 0 | 0 | 0 | 0 | 0 | 0 | 0 | 0 | 0 | 0 | 0 | 0 | 0 | 0 | 0 | 0 | 0 | 0 | 0 | 0 | 0 | 0 | 0 | 0 | 0 | 0 | 0 | 0 | 0 | 0 | 0 | 0 | 0 | 0 | 0 | 0 | 0 | 0 | 0 | 0 | 0 | 0 | 0 | 0 | 0 | 0 | 0 | 0 | 0 | 0 | 0 | 0 | 0 | 0 | 0 | 0 | 0 | 0 | 0
509 | 312 | A312 | XXXX XXXX XXXX XXXX | DSH | Capacity Development | 0 | 0 | 0 | 0 | 0 | 0 | 0 | 0 | 0 | 0 | 0 | 0 | 0 | 0 | 0 | 0 | 0 | 0 | 0 | 0 | 0 | 0 | 0 | 0 | 0 | 0 | 0 | 0 | 0 | 0 | 0 | 0 | 0 | 0 | 0 | 0 | 0 | 0 | 0 | 0 | 0 | 0 | 0 | 0 | 0 | 0 | 0 | 0 | 13670.6081 | 41011.8242 | 82023.6484 | 123035.4726 | 164047.2967 | 218729.729 | 246070.9451 | 191388.5129 | 136706.0806 | 95694.2564 | 41011.8242 | 13670.6081 | 0 | 0 | 0 | 0 | 0 | 0 | 0 | 0 | 0 | 0 | 0 | 0 | 0 | 0 | 0 | 0 | 0 | 0 | 0 | 0 | 0 | 0 | 0 | 0 | 0 | 0 | 0 | 0 | 0 | 0 | 0 | 0 | 0 | 0 | 0 | 0 | 1367060.8062 | 0 | 0 | 0 | 1367060.8062 | 0 | 0 | 0 | 1367060.8062 | 0
510 | 517 | A517 | XXXX XXXX XXXX XXXX | DSH | Capacity Development | 0 | 0 | 0 | 0 | 0 | 0 | 0 | 0 | 0 | 0 | 0 | 0 | 0 | 0 | 0 | 0 | 0 | 0 | 0 | 0 | 0 | 0 | 0 | 0 | 0 | 0 | 0 | 0 | 0 | 0 | 0 | 0 | 0 | 0 | 0 | 0 | 34621.2699 | 103863.8098 | 207727.6196 | 311591.4294 | 415455.2392 | 553940.3189 | 623182.8588 | 484697.7791 | 346212.6993 | 242348.8895 | 103863.8098 | 34621.2699 | 0 | 0 | 0 | 0 | 0 | 0 | 0 | 0 | 0 | 0 | 0 | 0 | 0 | 0 | 0 | 0 | 0 | 0 | 0 | 0 | 0 | 0 | 0 | 0 | 0 | 0 | 0 | 0 | 0 | 0 | 0 | 0 | 0 | 0 | 0 | 0 | 0 | 0 | 0 | 0 | 0 | 0 | 0 | 0 | 0 | 0 | 0 | 0 | 3462126.9932 | 0 | 0 | 3462126.9932 | 0 | 0 | 0 | 0 | 3462126.9932 | 0

## Input¦MVA
Data Centre and Major Customer Maximum Demand Forecasts and Scenario Forecasts (by Customer)
Scenario | Connection Likelihood | Initial Load Timing | Initial Load Magnitude | Ultimate Load Timing | Ultimate Load Magnitude | Competition Win Likelihood (for not In-Flight)
Base | 1. In Flight | -1 | 90% | -3 | 70% | 70%
| 2. High | -2 | 70% | -5 | 50%
| 3. Medium | -3 | 50% | -8 | 30%
| 4. Low | -5 | 30% | -10 | 10%
| 5. Unlikely |  | 0% |  | 0%
Low | 1. In Flight | -2 | 60% | -5 | 60% | 50%
| 2. High | -3 | 40% | -8 | 40%
| 3. Medium | -5 | 20% | -10 | 20%
| 4. Low |  | 0% |  | 0%
| 5. Unlikely |  | 0% |  | 0%
High | 1. In Flight | 0 | 100% | -2 | 100% | 90%
| 2. High | -1 | 80% | -3 | 80%
| 3. Medium | -2 | 60% | -5 | 60%
| 4. Low | -3 | 40% | -8 | 40%
| 5. Unlikely | -5 | 20% | -10 | 20%
XXXX XXXX XXXX XXXX |  | In JEN 2023 Underlying Forecast |  |  | A154 | 2. High | Major Load | Y
Uptake Scenario | 2023 | 2024 | 2025 | 2026 | 2027 | 2028 | 2029 | 2030 | 2031 | 2032 | 2033
Customer forecast | 0 | 0 | 4 | 8 | 12 | 12 | 12 | 12 | 12 | 12 | 12
Base | 0 | 0 | 0 | 0 | 1.96 | 3.92 | 1.96 | 2.744 | 2.8 | 4.2 | 4.2
Low | 0 | 0 | 0 | 0 | 0 | 0.8 | 1.6 | 0.8 | 0.8 | 0.8 | 0.8
High | 0 | 0 | 0 | 2.88 | 5.76 | 2.88 | 5.76 | 8.64 | 8.64 | 8.64 | 8.64
XXXX XXXX XXXX XXXX |  | In JEN 2023 Underlying Forecast |  |  | A17 | 1. In Flight | Major Load | Y
Uptake Scenario | 2023 | 2024 | 2025 | 2026 | 2027 | 2028 | 2029 | 2030 | 2031 | 2032 | 2033
Customer Forecast | 0 | 0 | 7 | 7 | 7 | 7 | 7 | 7 | 7 | 7 | 7
Base | 0 | 0 | 0 | 4.9 | 4.9 | 4.9 | 4.9 | 4.9 | 4.9 | 4.9 | 4.9
Low | 0 | 0 | 0 | 0 | 4.2 | 4.2 | 4.2 | 4.2 | 4.2 | 4.2 | 4.2
High | 0 | 0 | 7 | 7 | 7 | 7 | 7 | 7 | 7 | 7 | 7
XXXX XXXX XXXX XXXX |  |  | TTS-NEI-NH-WT-TTS | TTS EAST | A197 | 1. In Flight | Major Load | Y
Uptake Scenario | 2023 | 2024 | 2025 | 2026 | 2027 | 2028 | 2029 | 2030 | 2031 | 2032 | 2033
Customer Forecast | 0 | 5 | 15 | 15 | 15 | 25 | 25 | 25 | 25 | 25 | 25
Base | 0 | 0 | 4.5 | 13.5 | 13.5 | 13.5 | 13.5 | 13.5 | 17.5 | 17.5 | 17.5
Low | 0 | 0 | 0 | 3 | 9 | 9 | 9 | 9 | 9 | 9 | 15
High | 0 | 5 | 15 | 15 | 15 | 15 | 15 | 25 | 25 | 25 | 25
XXXX XXXX XXXX XXXX |  | In JEN 2023 Underlying Forecast |  |  | A26 | 1. In Flight | Major Load | Y
Uptake Scenario | 2023 | 2024 | 2025 | 2026 | 2027 | 2028 | 2029 | 2030 | 2031 | 2032 | 2033
Customer forecast | 0 | 2 | 4 | 5 | 6 | 6 | 6 | 6 | 6 | 6 | 6
Base | 0 | 0 | 1.8 | 3.6 | 4.2 | 3.6 | 4.2 | 4.2 | 4.2 | 4.2 | 4.2
Low | 0 | 0 | 0 | 1.2 | 2.4 | 3 | 2.4 | 3 | 3 | 3.6 | 3.6
High | 0 | 2 | 4 | 5 | 4 | 5 | 6 | 6 | 6 | 6 | 6
XXXX XXXX XXXX XXXX |  | In JEN 2023 Underlying Forecast |  |  | A50 | 2. High | Major Load | Y
Uptake Scenario | 2023 | 2024 | 2025 | 2026 | 2027 | 2028 | 2029 | 2030 | 2031 | 2032 | 2033
Customer forecast | 0 | 0 | 6 | 6 | 6 | 6 | 6 | 6 | 6 | 6 | 6
Base | 0 | 0 | 0 | 0 | 2.1 | 2.1 | 2.1 | 2.1 | 2.1 | 2.1 | 2.1
Low | 0 | 0 | 0 | 0 | 0 | 1.2 | 1.2 | 1.2 | 1.2 | 1.2 | 1.2
High | 0 | 0 | 0 | 4.32 | 4.32 | 4.32 | 4.32 | 4.32 | 4.32 | 4.32 | 4.32
XXXX XXXX XXXX XXXX |  | EPN | TTS-PTN-EPN-EP-TTS | TTS EAST | A53a | 3. Medium | Major Load | Y
Uptake Scenario | 2023 | 2024 | 2025 | 2026 | 2027 | 2028 | 2029 | 2030 | 2031 | 2032 | 2033
Customer forecast | 0 | 0 | 6 | 20 | 20 | 20 | 20 | 20 | 20 | 20 | 20
Base | 0 | 0 | 0 | 0 | 0 | 2.1 | 2.1 | 2.1 | 2.1 | 2.1 | 2.1
Low | 0 | 0 | 0 | 0 | 0 | 0 | 0 | 0.6 | 0.6 | 0.6 | 0.6
High | 0 | 0 | 0 | 0 | 3.24 | 3.24 | 3.24 | 3.24 | 10.8 | 10.8 | 10.8
XXXX XXXX XXXX XXXX |  | NH | TTS-NEI-NH-WT-TTS | TTS EAST | A53b | 3. Medium | Major Load | Y
Uptake Scenario | 2023 | 2024 | 2025 | 2026 | 2027 | 2028 | 2029 | 2030 | 2031 | 2032 | 2033
Customer forecast | 0 | 0 | 5 | 5 | 5 | 10 | 15 | 20 | 20 | 20 | 20
Base | 0 | 0 | 0 | 0 | 0 | 1.75 | 1.75 | 1.75 | 3.5 | 4.2 | 2.45
Low | 0 | 0 | 0 | 0 | 0 | 0 | 0 | 0.5 | 0.5 | 0.5 | 1
High | 0 | 0 | 0 | 0 | 2.7 | 2.7 | 2.7 | 5.4 | 8.1 | 4.86 | 7.29
XXXX XXXX XXXX XXXX |  | In JEN 2023 Underlying Forecast |  |  | A54 | 4. Low | Major Load | Y
Uptake Scenario | 2023 | 2024 | 2025 | 2026 | 2027 | 2028 | 2029 | 2030 | 2031 | 2032 | 2033
Customer forecast | 0 | 0 | 10 | 10 | 10 | 10 | 10 | 10 | 10 | 10 | 10
Base | 0 | 0 | 0 | 0 | 0 | 0 | 0 | 0.7 | 0.7 | 0.7 | 0.7
Low | 0 | 0 | 0 | 0 | 0 | 0 | 0 | 0 | 0 | 0 | 0
High | 0 | 0 | 0 | 0 | 0 | 3.6 | 3.6 | 3.6 | 3.6 | 3.6 | 3.6
XXXX XXXX XXXX XXXX |  |  | BLTS-TH-BLTS | BLTS66 | DC19a | 4. Low | Data Centre | Y
Uptake Scenario | 2023 | 2024 | 2025 | 2026 | 2027 | 2028 | 2029 | 2030 | 2031 | 2032 | 2033
Customer forecast | 0 | 0 | 0 | 0 | 13.6892 | 19.5052 | 23.8242 | 36.7191 | 45.1498 | 54.265 | 64.4586
Base | 0 | 0 | 0 | 0 | 0 | 0 | 0 | 0 | 0 | 2.8747 | 4.0961
Low | 0 | 0 | 0 | 0 | 0 | 0 | 0 | 0 | 0 | 0 | 0
High | 0 | 0 | 0 | 0 | 0 | 0 | 0 | 4.9281 | 7.0219 | 8.5767 | 13.2189
XXXX XXXX XXXX XXXX |  | MAT | KTS-TMA-MAT-KTS | KTS EAST | A60 | 2. High | Major Load | Y
Uptake Scenario | 2023 | 2024 | 2025 | 2026 | 2027 | 2028 | 2029 | 2030 | 2031 | 2032 | 2033
Customer forecast | -25 | 0 | 9.3601 | 13.3369 | 16.29 | 25.1071 | 30.8717 | 37.1043 | 44.0743 | 47.7542 | 52.6127
Base | -25 | 0 | 0 | 0 | 4.5865 | 6.5351 | 7.9821 | 12.3025 | 15.1271 | 18.1811 | 18.4144
Low | -25 | 0 | 0 | 0 | 0 | 1.872 | 2.6674 | 3.258 | 5.0214 | 6.1743 | 7.4209
High | -25 | 0 | 0 | 6.7393 | 9.6026 | 11.7288 | 18.0771 | 22.2276 | 26.7151 | 31.7335 | 34.383
XXXX XXXX XXXX XXXX |  |  | SMTS-ST-SSS-SMTS | SMTS | DC22 | 4. Low | Data Centre | Y
Uptake Scenario | 2023 | 2024 | 2025 | 2026 | 2027 | 2028 | 2029 | 2030 | 2031 | 2032 | 2033
Customer forecast | 0 | 0 | 0 | 0 | 0 | 0 | 0 | 0 | 0 | 26.3254 | 37.51
Base | 0 | 0 | 0 | 0 | 0 | 0 | 0 | 0 | 0 | 0 | 0
Low | 0 | 0 | 0 | 0 | 0 | 0 | 0 | 0 | 0 | 0 | 0
High | 0 | 0 | 0 | 0 | 0 | 0 | 0 | 0 | 0 | 0 | 0
XXXX XXXX XXXX XXXX |  | In JEN 2023 Underlying Forecast |  |  | A923 | 1. In Flight | Major Load | Y
Uptake Scenario | 2023 | 2024 | 2025 | 2026 | 2027 | 2028 | 2029 | 2030 | 2031 | 2032 | 2033
Customer forecast | 0 | 12 | 12 | 12 | 12 | 12 | 12 | 12 | 12 | 12 | 12
Base | 0 | 0 | 8.4 | 8.4 | 8.4 | 8.4 | 8.4 | 8.4 | 8.4 | 8.4 | 8.4
Low | 0 | 0 | 0 | 7.2 | 7.2 | 7.2 | 7.2 | 7.2 | 7.2 | 7.2 | 7.2
High | 0 | 12 | 12 | 12 | 12 | 12 | 12 | 12 | 12 | 12 | 12
XXXX XXXX XXXX XXXX |  | In JEN 2023 Underlying Forecast |  |  | A997 | 1. In Flight | Major Load | Y
Uptake Scenario | 2023 | 2024 | 2025 | 2026 | 2027 | 2028 | 2029 | 2030 | 2031 | 2032 | 2033
Customer forecast | 0 | 11 | 11 | 11 | 11 | 11 | 11 | 11 | 11 | 11 | 11
Base | 0 | 0 | 7.7 | 7.7 | 7.7 | 7.7 | 7.7 | 7.7 | 7.7 | 7.7 | 7.7
Low | 0 | 0 | 0 | 6.6 | 6.6 | 6.6 | 6.6 | 6.6 | 6.6 | 6.6 | 6.6
High | 0 | 11 | 11 | 11 | 11 | 11 | 11 | 11 | 11 | 11 | 11
XXXX XXXX XXXX XXXX |  | In JEN 2023 Underlying Forecast |  |  | TEMPA | 1. In Flight | Major Load | Y
Uptake Scenario | 2023 | 2024 | 2025 | 2026 | 2027 | 2028 | 2029 | 2030 | 2031 | 2032 | 2033
Customer forecast | 0 | 0 | 10 | 10 | 10 | 10 | 10 | 10 | 10 | 10 | 10
Base | 0 | 0 | 0 | 7 | 7 | 7 | 7 | 7 | 7 | 7 | 7
Low | 0 | 0 | 0 | 0 | 6 | 6 | 6 | 6 | 6 | 6 | 6
High | 0 | 0 | 10 | 10 | 10 | 10 | 10 | 10 | 10 | 10 | 10
XXXX XXXX XXXX XXXX |  | In JEN 2023 Underlying Forecast |  |  | TEMPB | 1. In Flight | Major Load | Y
Uptake Scenario | 2023 | 2024 | 2025 | 2026 | 2027 | 2028 | 2029 | 2030 | 2031 | 2032 | 2033
Customer forecast | 0 | 0 | 15 | 15 | 15 | 15 | 15 | 15 | 15 | 15 | 15
Base | 0 | 0 | 0 | 10.5 | 10.5 | 10.5 | 10.5 | 10.5 | 10.5 | 10.5 | 10.5
Low | 0 | 0 | 0 | 0 | 9 | 9 | 9 | 9 | 9 | 9 | 9
High | 0 | 0 | 15 | 15 | 15 | 15 | 15 | 15 | 15 | 15 | 15
XXXX XXXX XXXX XXXX |  | In JEN 2023 Underlying Forecast |  |  | TEMP16a | 1. In Flight | Major Load | Y
Uptake Scenario | 2023 | 2024 | 2025 | 2026 | 2027 | 2028 | 2029 | 2030 | 2031 | 2032 | 2033
Customer forecast | 0 | 0 | 0 | 0 | 0 | 14 | 14 | 14
Base | 0 | 0 | 0 | 0 | 0 | 0 | 9.8 | 9.8
Low | 0 | 0 | 0 | 0 | 0 | 0 | 0 | 8.4
High | 0 | 0 | 0 | 0 | 0 | 14 | 14 | 14
XXXX XXXX XXXX XXXX |  |  | TTS-NEI-NH-WT-TTS | TTS EAST | TEMP16b | 4. Low | Major Load | Y
Uptake Scenario | 2023 | 2024 | 2025 | 2026 | 2027 | 2028 | 2029 | 2030 | 2031 | 2032 | 2033
Customer forecast | 0 | 0 | 0 | 0 | 0 | 0 | 0 | 0 | 20.8 | 27.6 | 34.4
Base | 0 | 0 | 0 | 0 | 0 | 0 | 0 | 0 | 9.8 | 9.8 | 9.8
Low | 0 | 0 | 0 | 0 | 0 | 0 | 0 | 0 | 8.4 | 8.4 | 8.4
High | 0 | 0 | 0 | 0 | 0 | 0 | 0 | 0 | 14 | 14 | 14
XXXX XXXX XXXX XXXX |  | In JEN 2023 Underlying Forecast |  |  | TEMP5 | 1. In Flight | Major Load | Y
Uptake Scenario | 2023 | 2024 | 2025 | 2026 | 2027 | 2028 | 2029 | 2030 | 2031 | 2032 | 2033
Customer forecast | 0 | 0 | 2.3 | 2.3 | 3.3 | 3.3 | 3.3 | 3.3 | 3.3 | 3.3 | 3.3
Base | 0 | 0 | 0 | 2.07 | 2.07 | 2.07 | 2.07 | 2.31 | 2.31 | 2.31 | 2.31
Low | 0 | 0 | 0 | 0 | 1.38 | 1.38 | 1.38 | 1.38 | 1.38 | 1.98 | 1.98
High | 0 | 0 | 2.3 | 2.3 | 2.3 | 2.3 | 3.3 | 3.3 | 3.3 | 3.3 | 3.3
XXXX XXXX XXXX XXXX |  | TMA | KTS-AW-PV/NDT-KTS | KTS EAST | DC01a | 1. In Flight | Data Centre | N
Uptake Scenario | 2023 | 2024 | 2025 | 2026 | 2027 | 2028 | 2029 | 2030 | 2031 | 2032 | 2033
Customer forecast | -6 | 0 | 4 | 6.65 | 9.3 | 11.95 | 14.6 | 17.25 | 19.9 | 22.55 | 25.2
Base | -6 | 0 | 4 | 6.65 | 9.3 | 11.95 | 14.6 | 17.25 | 19.9 | 22.55 | 25.2
Low | -6 | 0 | 4 | 6.65 | 9.3 | 11.95 | 14.6 | 17.25 | 19.9 | 22.55 | 25.2
High | -6 | 0 | 4 | 6.65 | 9.3 | 11.95 | 14.6 | 17.25 | 19.9 | 22.55 | 25.2
XXXX XXXX XXXX XXXX |  |  | KTS-AW-PV/NDT-KTS | KTS EAST | DC01b | 2. High | Data Centre | Y
Uptake Scenario | 2023 | 2024 | 2025 | 2026 | 2027 | 2028 | 2029 | 2030 | 2031 | 2032 | 2033
Customer forecast | 0 | 0 | 0 | 0 | 0 | 0 | 0 | 0 | 0 | 5.8501 | 8.3356
Base | 0 | 0 | 0 | 0 | 0 | 0 | 0 | 0 | 0 | 0 | 0
Low | 0 | 0 | 0 | 0 | 0 | 0 | 0 | 0 | 0 | 0 | 0
High | 0 | 0 | 0 | 0 | 0 | 0 | 0 | 0 | 0 | 0 | 4.2121
XXXX XXXX XXXX XXXX |  |  | KTS-AW-PV/NDT-KTS | KTS EAST | DC01c | 5. Unlikely | Data Centre | Y
Uptake Scenario | 2023 | 2024 | 2025 | 2026 | 2027 | 2028 | 2029 | 2030 | 2031 | 2032 | 2033
Customer forecast | 0 | 0 | 0 | 0 | 0 | 0 | 0 | 0 | 0 | 0 | 0
Base | 0 | 0 | 0 | 0 | 0 | 0 | 0 | 0 | 0 | 0 | 0
Low | 0 | 0 | 0 | 0 | 0 | 0 | 0 | 0 | 0 | 0 | 0
High | 0 | 0 | 0 | 0 | 0 | 0 | 0 | 0 | 0 | 0 | 0
XXXX XXXX XXXX XXXX |  | TH | BLTS-TH-BLTS | BLTS66 | DC02a | 1. In Flight | Data Centre | N
Uptake Scenario | 2023 | 2024 | 2025 | 2026 | 2027 | 2028 | 2029 | 2030 | 2031 | 2032 | 2033
Customer forecast | -2 | 1.75 | 13 | 18 | 18 | 18
Base | -2 | 1.75 | 13 | 18 | 18 | 18
Low | -2 | 1.75 | 13 | 18 | 18 | 18
High | -2 | 1.75 | 13 | 18 | 18 | 18
XXXX XXXX XXXX XXXX |  |  | BLTS-TH-BLTS | BLTS66 | DC02b | 3. Medium | Data Centre | Y
Uptake Scenario | 2023 | 2024 | 2025 | 2026 | 2027 | 2028 | 2029 | 2030 | 2031 | 2032 | 2033
Customer Forecast | 0 | 0 | 0 | 0 | 0 | 0 | 20 | 37.5502 | 45.0067 | 50.5438 | 67.0758
Base | 0 | 0 | 0 | 0 | 0 | 0 | 18 | 18 | 18 | 18 | 18.7751
Low | 0 | 0 | 0 | 0 | 0 | 0 | 18 | 18 | 18 | 18 | 18
High | 0 | 0 | 0 | 0 | 0 | 0 | 18 | 18 | 18 | 22.5301 | 27.004
XXXX XXXX XXXX XXXX |  |  | KTS-TMA-MAT-KTS | KTS EAST | DC04a | 1. In Flight | Data Centre | N
Uptake Scenario | 2023 | 2024 | 2025 | 2026 | 2027 | 2028 | 2029 | 2030 | 2031 | 2032 | 2033
Customer forecast | 0 | 0 | 0 | 16.9 | 19.3 | 23 | 37.4 | 51.9 | 65.8 | 67.6 | 69.5
Base | 0 | 0 | 0 | 16.9 | 19.3 | 23 | 37.4 | 51.9 | 65.8 | 67.6 | 69.5
Low | 0 | 0 | 0 | 16.9 | 19.3 | 23 | 37.4 | 51.9 | 65.8 | 67.6 | 69.5
High | 0 | 0 | 0 | 16.9 | 19.3 | 23 | 37.4 | 51.9 | 65.8 | 67.6 | 69.5
XXXX XXXX XXXX XXXX |  | In JEN 2023 Underlying Forecast |  |  | DC06 | 1. In Flight | Data Centre | Y
Uptake Scenario | 2023 | 2024 | 2025 | 2026 | 2027 | 2028 | 2029 | 2030 | 2031 | 2032 | 2033
Customer forecast | 0 | 15 | 15 | 15 | 15 | 15 | 15 | 15 | 15 | 15 | 15
Base | 0 | 0 | 10.5 | 10.5 | 10.5 | 10.5 | 10.5 | 10.5 | 10.5 | 10.5 | 10.5
Low | 0 | 0 | 0 | 9 | 9 | 9 | 9 | 9 | 9 | 9 | 9
High | 0 | 15 | 15 | 15 | 15 | 15 | 15 | 15 | 15 | 15 | 15
XXXX XXXX XXXX XXXX |  |  | BLTS-TH-BLTS | BLTS66 | DC07a | 1. In Flight | Data Centre | N
Uptake Scenario | 2023 | 2024 | 2025 | 2026 | 2027 | 2028 | 2029 | 2030 | 2031 | 2032 | 2033
Customer forecast | 0 | 0 | 3.8611 | 5.5015 | 6.7196 | 10.3567 | 12.7346 | 15.3055 | 18.1806 | 19.6986 | 21.7027
Base | 0 | 0 | 3.8611 | 5.5015 | 6.7196 | 10.3567 | 12.7346 | 15.3055 | 18.1806 | 19.6986 | 21.7027
Low | 0 | 0 | 3.8611 | 5.5015 | 6.7196 | 10.3567 | 12.7346 | 15.3055 | 18.1806 | 19.6986 | 21.7027
High | 0 | 0 | 3.8611 | 5.5015 | 6.7196 | 10.3567 | 12.7346 | 15.3055 | 18.1806 | 19.6986 | 21.7027
XXXX XXXX XXXX XXXX |  |  | BLTS-TH-BLTS | BLTS66 | DC07b | 2. High | Data Centre | Y
Uptake Scenario | 2023 | 2024 | 2025 | 2026 | 2027 | 2028 | 2029 | 2030 | 2031 | 2032 | 2033
Customer forecast | 0 | 0 | 0 | 0 | 0 | 5.8501 | 8.3356 | 10.1813 | 15.6919 | 19.2948 | 23.1902
Base | 0 | 0 | 0 | 0 | 0 | 0 | 0 | 2.8665 | 4.0844 | 4.9888 | 7.689
Low | 0 | 0 | 0 | 0 | 0 | 0 | 0 | 0 | 1.17 | 1.6671 | 2.0363
High | 0 | 0 | 0 | 0 | 0 | 0 | 4.2121 | 6.0016 | 7.3305 | 11.2982 | 13.8923
XXXX XXXX XXXX XXXX |  |  | BLTS-TH-BLTS | BLTS66 | DC09 | 3. Medium | Data Centre | Y
Uptake Scenario | 2023 | 2024 | 2025 | 2026 | 2027 | 2028 | 2029 | 2030 | 2031 | 2032 | 2033
Customer Forecast | 0 | 0 | 0 | 0 | 0 | 0 | 0 | 11.7002 | 16.6711 | 20.3625 | 31.3839
Base | 0 | 0 | 0 | 0 | 0 | 0 | 0 | 0 | 0 | 0 | 4.0951
Low | 0 | 0 | 0 | 0 | 0 | 0 | 0 | 0 | 0 | 0 | 0
High | 0 | 0 | 0 | 0 | 0 | 0 | 0 | 0 | 0 | 6.3181 | 9.0024
XXXX XXXX XXXX XXXX |  |  | KTS-AW-PV/NDT-KTS | KTS EAST | DC12a | 1. In Flight | Data Centre | Y
Uptake Scenario | 2023 | 2024 | 2025 | 2026 | 2027 | 2028 | 2029 | 2030 | 2031 | 2032 | 2033
Customer forecast | 0 | 0 | 0 | 0 | 8.7751 | 12.5033 | 15.2719 | 23.5379 | 28.9422 | 34.7853 | 41.3196
Base | 0 | 0 | 0 | 0 | 0 | 7.8976 | 11.253 | 13.7447 | 21.1841 | 26.048 | 28.9237
Low | 0 | 0 | 0 | 0 | 0 | 0 | 5.2651 | 7.502 | 9.1631 | 14.1227 | 17.3653
High | 0 | 0 | 0 | 0 | 8.7751 | 12.5033 | 15.2719 | 23.5379 | 28.9422 | 34.7853 | 28.9422
XXXX XXXX XXXX XXXX |  |  | KTS-AW-PV/NDT-KTS | KTS EAST | DC12b | 4. Low | Data Centre | Y
Uptake Scenario | 2023 | 2024 | 2025 | 2026 | 2027 | 2028 | 2029 | 2030 | 2031 | 2032 | 2033
Customer forecast | 0 | 0 | 0 | 0 | 0 | 3.042 | 4.3345 | 5.2943 | 8.1598 | 10.0333 | 12.0589
Base | 0 | 0 | 0 | 0 | 0 | 0 | 0 | 0 | 0 | 0 | 0.63883
Low | 0 | 0 | 0 | 0 | 0 | 0 | 0 | 0 | 0 | 0 | 0
High | 0 | 0 | 0 | 0 | 0 | 0 | 0 | 0 | 1.0951 | 1.5604 | 1.9059
XXXX XXXX XXXX XXXX |  |  | SMTS-ST-SSS-SMTS | SMTS | DC11 | 1. In Flight | Data Centre | Y
Uptake Scenario | 2023 | 2024 | 2025 | 2026 | 2027 | 2028 | 2029 | 2030 | 2031 | 2032 | 2033
Customer forecast | 0 | 0 | 0 | 5.8501 | 8.3356 | 10.1813 | 15.6919 | 19.2948 | 23.1902 | 27.5464 | 29.8464
Base | 0 | 0 | 0 | 0 | 5.2651 | 7.502 | 9.1631 | 14.1227 | 17.3653 | 20.8712 | 20.8925
Low | 0 | 0 | 0 | 0 | 0 | 3.51 | 5.0013 | 6.1088 | 9.4152 | 11.5769 | 13.9141
High | 0 | 0 | 0 | 5.8501 | 8.3356 | 10.1813 | 15.6919 | 19.2948 | 23.1902 | 27.5464 | 23.1902
XXXX XXXX XXXX XXXX |  |  | KTS-SHM-SBY-KTS | KTS WEST | DC17a | 2. High | Data Centre | Y
Uptake Scenario | 2023 | 2024 | 2025 | 2026 | 2027 | 2028 | 2029 | 2030 | 2031 | 2032 | 2033
Customer forecast | 0 | 0 | 0 | 0 | 0 | 0 | 10 | 23.7 | 42.1 | 65.1 | 75
Base | 0 | 0 | 0 | 0 | 0 | 0 | 0 | 0 | 4.9 | 11.613 | 20.629
Low | 0 | 0 | 0 | 0 | 0 | 0 | 0 | 0 | 0 | 2 | 4.74
High | 0 | 0 | 0 | 0 | 0 | 0 | 0 | 7.2 | 17.064 | 30.312 | 46.872
XXXX XXXX XXXX XXXX |  |  | KTS-SHM-SBY-KTS | KTS WEST | DC17b | 4. Low | Data Centre | Y
Uptake Scenario | 2023 | 2024 | 2025 | 2026 | 2027 | 2028 | 2029 | 2030 | 2031 | 2032 | 2033
Customer forecast | 0 | 0 | 0 | 0 | 0 | 0 | 0 | 17.5502 | 25.0067 | 30.5438 | 47.0758
Base | 0 | 0 | 0 | 0 | 0 | 0 | 0 | 0 | 0 | 0 | 0
Low | 0 | 0 | 0 | 0 | 0 | 0 | 0 | 0 | 0 | 0 | 0
High | 0 | 0 | 0 | 0 | 0 | 0 | 0 | 0 | 0 | 0 | 6.3181
XXXX XXXX XXXX XXXX |  |  | KTS-TMA-MAT-KTS | KTS EAST | DC04b | 4. Low | Data Centre | Y
Uptake Scenario | 2023 | 2024 | 2025 | 2026 | 2027 | 2028 | 2029 | 2030 | 2031 | 2032 | 2033
Customer forecast | 0 | 0 | 0 | 0 | 0 | 0 | 0 | 0 | 0 | 8.7751 | 12.5033
Base | 0 | 0 | 0 | 0 | 0 | 0 | 0 | 0 | 0 | 0 | 0
Low | 0 | 0 | 0 | 0 | 0 | 0 | 0 | 0 | 0 | 0 | 0
High | 0 | 0 | 0 | 0 | 0 | 0 | 0 | 0 | 0 | 0 | 0
XXXX XXXX XXXX XXXX |  |  | TTS-BD-BMS-COO-VCO-TTS | TTS WEST | DC24 | 4. Low | Data Centre | Y
Uptake Scenario | 2023 | 2024 | 2025 | 2026 | 2027 | 2028 | 2029 | 2030 | 2031 | 2032 | 2033
Customer forecast | 0 | 0 | 0 | 0 | 0 | 0 | 0 | 0 | 0 | 26.3254 | 37.51
Base | 0 | 0 | 0 | 0 | 0 | 0 | 0 | 0 | 0 | 0 | 0
Low | 0 | 0 | 0 | 0 | 0 | 0 | 0 | 0 | 0 | 0 | 0
High | 0 | 0 | 0 | 0 | 0 | 0 | 0 | 0 | 0 | 0 | 0
XXXX XXXX XXXX XXXX |  |  | BLTS-TH-BLTS | BLTS66 | DC30 | 4. Low | Data Centre | Y
Uptake Scenario | 2023 | 2024 | 2025 | 2026 | 2027 | 2028 | 2029 | 2030 | 2031 | 2032 | 2033
Customer forecast | 0 | 0 | 0 | 0 | 0 | 0 | 0 | 0 | 35.1005 | 50.0133 | 61.0876
Base | 0 | 0 | 0 | 0 | 0 | 0 | 0 | 0 | 0 | 0 | 0
Low | 0 | 0 | 0 | 0 | 0 | 0 | 0 | 0 | 0 | 0 | 0
High | 0 | 0 | 0 | 0 | 0 | 0 | 0 | 0 | 0 | 0 | 0
XXXX XXXX XXXX XXXX |  |  | BLTS-TH-BLTS | BLTS66 | DC26 | 4. Low | Data Centre | Y
Uptake Scenario | 2023 | 2024 | 2025 | 2026 | 2027 | 2028 | 2029 | 2030 | 2031 | 2032 | 2033
Customer forecast | 0 | 0 | 0 | 0 | 0 | 0 | 0 | 0 | 0 | 0 | 26.3254
Base | 0 | 0 | 0 | 0 | 0 | 0 | 0 | 0 | 0 | 0 | 0
Low | 0 | 0 | 0 | 0 | 0 | 0 | 0 | 0 | 0 | 0 | 0
High | 0 | 0 | 0 | 0 | 0 | 0 | 0 | 0 | 0 | 0 | 0
XXXX XXXX XXXX XXXX |  |  | KTS-BY-ES-KTS | KTS EAST | DC27 | 4. Low | Data Centre | Y
Uptake Scenario | 2023 | 2024 | 2025 | 2026 | 2027 | 2028 | 2029 | 2030 | 2031 | 2032 | 2033
Customer forecast | 0 | 0 | 0 | 0 | 0 | 0 | 0 | 0 | 0 | 0 | 17.5502
Base | 0 | 0 | 0 | 0 | 0 | 0 | 0 | 0 | 0 | 0 | 0
Low | 0 | 0 | 0 | 0 | 0 | 0 | 0 | 0 | 0 | 0 | 0
High | 0 | 0 | 0 | 0 | 0 | 0 | 0 | 0 | 0 | 0 | 0
XXXX XXXX XXXX XXXX |  |  | KTS-AW-PV/NDT-KTS | KTS EAST | DC10a | 2. High | Data Centre | Y
Uptake Scenario | 2023 | 2024 | 2025 | 2026 | 2027 | 2028 | 2029 | 2030 | 2031 | 2032 | 2033
Customer forecast | 0 | 0 | 0 | 0 | 0 | 0 | 0 | 0 | 8.7751 | 12.5033 | 15.2719
Base | 0 | 0 | 0 | 0 | 0 | 0 | 0 | 0 | 0 | 0 | 4.2998
Low | 0 | 0 | 0 | 0 | 0 | 0 | 0 | 0 | 0 | 0 | 0
High | 0 | 0 | 0 | 0 | 0 | 0 | 0 | 0 | 0 | 6.3181 | 9.0024
XXXX XXXX XXXX XXXX |  |  | KTS-AW-PV/NDT-KTS | KTS EAST | DC10b | 5. Unlikely | Data Centre | Y
Uptake Scenario | 2023 | 2024 | 2025 | 2026 | 2027 | 2028 | 2029 | 2030 | 2031 | 2032 | 2033
Customer forecast | 0 | 0 | 0 | 0 | 0 | 0 | 0 | 0 | 0 | 17.5502 | 35.1005
Base | 0 | 0 | 0 | 0 | 0 | 0 | 0 | 0 | 0 | 0 | 0
Low | 0 | 0 | 0 | 0 | 0 | 0 | 0 | 0 | 0 | 0 | 0
High | 0 | 0 | 0 | 0 | 0 | 0 | 0 | 0 | 0 | 0 | 0
XXXX XXXX XXXX XXXX |  |  | KTS-TMA-MAT-KTS | KTS EAST | DC18a | 2. High | Data Centre | Y
Uptake Scenario | 2023 | 2024 | 2025 | 2026 | 2027 | 2028 | 2029 | 2030 | 2031 | 2032 | 2033
Customer forecast | 0 | 0 | 0 | 14.74 | 29.97 | 29.97 | 29.97 | 29.97 | 29.97 | 29.97 | 29.97
Base | 0 | 0 | 0 | 0 | 0 | 7.2226 | 7.2226 | 7.2226 | 7.2226 | 10.4895 | 10.4895
Low | 0 | 0 | 0 | 0 | 0 | 0 | 2.948 | 2.948 | 2.948 | 2.948 | 2.948
High | 0 | 0 | 0 | 0 | 10.6128 | 10.6128 | 10.6128 | 21.5784 | 21.5784 | 21.5784 | 21.5784
XXXX XXXX XXXX XXXX |  |  | KTS-TMA-MAT-KTS | KTS EAST | DC18b | 3. Medium | Data Centre | Y
Uptake Scenario | 2023 | 2024 | 2025 | 2026 | 2027 | 2028 | 2029 | 2030 | 2031 | 2032 | 2033
Customer forecast | 0 | 0 | 0 | 0 | 0 | 14.24 | 54.24 | 68.98 | 83.71 | 98.45 | 110.03
Base | 0 | 0 | 0 | 0 | 0 | 0 | 0 | 0 | 4.984 | 18.984 | 23.1063
Low | 0 | 0 | 0 | 0 | 0 | 0 | 0 | 0 | 0 | 0 | 1.424
High | 0 | 0 | 0 | 0 | 0 | 0 | 0 | 7.6896 | 29.2896 | 37.2492 | 45.2034
XXXX XXXX XXXX XXXX |  |  | BLTS-TH-BLTS | BLTS66 | DC19b | 4. Low | Data Centre | Y
Uptake Scenario | 2023 | 2024 | 2025 | 2026 | 2027 | 2028 | 2029 | 2030 | 2031 | 2032 | 2033
Customer forecast | 0 | 0 | 0 | 0 | 0 | 0 | 0 | 0 | 0 | 0 | 0
Base | 0 | 0 | 0 | 0 | 0 | 0 | 0 | 0 | 0 | 0 | 0
Low | 0 | 0 | 0 | 0 | 0 | 0 | 0 | 0 | 0 | 0 | 0
High | 0 | 0 | 0 | 0 | 0 | 0 | 0 | 0 | 0 | 0 | 0
XXXX XXXX XXXX XXXX |  |  | SMTS-ST-SSS-SMTS | SMTS | DC20a | 2. High | Data Centre | Y
Uptake Scenario | 2023 | 2024 | 2025 | 2026 | 2027 | 2028 | 2029 | 2030 | 2031 | 2032 | 2033
Customer forecast | 0 | 0 | 0 | 0 | 0 | 0 | 5.8501 | 8.3356 | 10.1813 | 15.6919 | 19.2948
Base | 0 | 0 | 0 | 0 | 0 | 0 | 0 | 0 | 2.8665 | 4.0844 | 4.9888
Low | 0 | 0 | 0 | 0 | 0 | 0 | 0 | 0 | 0 | 1.17 | 1.6671
High | 0 | 0 | 0 | 0 | 0 | 0 | 0 | 4.2121 | 6.0016 | 7.3305 | 11.2982
XXXX XXXX XXXX XXXX |  |  | SMTS-ST-SSS-SMTS | SMTS | DC20b | 4. Low | Data Centre | Y
Uptake Scenario | 2023 | 2024 | 2025 | 2026 | 2027 | 2028 | 2029 | 2030 | 2031 | 2032 | 2033
Customer forecast | 0 | 0 | 0 | 0 | 0 | 0 | 0 | 22.2303 | 31.6751 | 38.6888 | 59.6294
Base | 0 | 0 | 0 | 0 | 0 | 0 | 0 | 0 | 0 | 0 | 0
Low | 0 | 0 | 0 | 0 | 0 | 0 | 0 | 0 | 0 | 0 | 0
High | 0 | 0 | 0 | 0 | 0 | 0 | 0 | 0 | 0 | 0 | 8.0029
XXXX XXXX XXXX XXXX |  |  | SMTS-ST-SSS-SMTS | SMTS | DC28 | 4. Low | Data Centre | Y
Uptake Scenario | 2023 | 2024 | 2025 | 2026 | 2027 | 2028 | 2029 | 2030 | 2031 | 2032 | 2033
Customer forecast | 0 | 0 | 0 | 0 | 0 | 0 | 0 | 0 | 0 | 0 | 26.3254
Base | 0 | 0 | 0 | 0 | 0 | 0 | 0 | 0 | 0 | 0 | 0
Low | 0 | 0 | 0 | 0 | 0 | 0 | 0 | 0 | 0 | 0 | 0
High | 0 | 0 | 0 | 0 | 0 | 0 | 0 | 0 | 0 | 0 | 0
XXXX XXXX XXXX XXXX |  |  | SMTS-ST-SSS-SMTS | SMTS | DC29 | 4. Low | Data Centre | Y
Uptake Scenario | 2023 | 2024 | 2025 | 2026 | 2027 | 2028 | 2029 | 2030 | 2031 | 2032 | 2033
Customer forecast | 0 | 0 | 0 | 0 | 0 | 0 | 0 | 0 | 0 | 0 | 26.3254
Base | 0 | 0 | 0 | 0 | 0 | 0 | 0 | 0 | 0 | 0 | 0
Low | 0 | 0 | 0 | 0 | 0 | 0 | 0 | 0 | 0 | 0 | 0
High | 0 | 0 | 0 | 0 | 0 | 0 | 0 | 0 | 0 | 0 | 0
XXXX XXXX XXXX XXXX |  |  | BLTS-NT-YVE-BLTS | BLTS66 | DC32 | 4. Low | Data Centre | Y
Uptake Scenario | 2023 | 2024 | 2025 | 2026 | 2027 | 2028 | 2029 | 2030 | 2031 | 2032 | 2033
Customer forecast | 0 | 0 | 0 | 0 | 0 | 0 | 0 | 0 | 0 | 0 | 17.5502
Base | 0 | 0 | 0 | 0 | 0 | 0 | 0 | 0 | 0 | 0 | 0
Low | 0 | 0 | 0 | 0 | 0 | 0 | 0 | 0 | 0 | 0 | 0
High | 0 | 0 | 0 | 0 | 0 | 0 | 0 | 0 | 0 | 0 | 0
XXXX XXXX XXXX XXXX |  |  | TTS-BD-BMS-COO-VCO-TTS | TTS WEST | DC21 | 4. Low | Data Centre | Y
Uptake Scenario | 2023 | 2024 | 2025 | 2026 | 2027 | 2028 | 2029 | 2030 | 2031 | 2032 | 2033
Customer forecast | 0 | 0 | 0 | 0 | 0 | 0 | 0 | 0 | 23.4003 | 33.3422 | 40.7251
Base | 0 | 0 | 0 | 0 | 0 | 0 | 0 | 0 | 0 | 0 | 0
Low | 0 | 0 | 0 | 0 | 0 | 0 | 0 | 0 | 0 | 0 | 0
High | 0 | 0 | 0 | 0 | 0 | 0 | 0 | 0 | 0 | 0 | 0
Table 3-2 KNOWN CUSTOMER LOAD
Uptake Scenario | 2023 | 2024 | 2025 | 2026 | 2027 | 2028 | 2029 | 2030 | 2031 | 2032 | 2033
Customer forecast | -33 | 46.75 | 152.5212 | 222.2784 | 277.6795 | 360.0057 | 464.4244 | 622.9037 | 813.7855 | 1033.4636 | 1348.1693
Data Centres | -8 | 16.75 | 35.8611 | 82.6415 | 129.0895 | 173.5986 | 267.2527 | 414.4994 | 591.6113 | 800.8094 | 1103.8565
Major Loads | -25 | 30 | 116.6601 | 139.6369 | 148.59 | 186.4071 | 197.1717 | 208.4043 | 222.1743 | 232.6542 | 244.3127
Base | -33 | 1.75 | 53.7611 | 115.2215 | 136.0012 | 170.504 | 204.8354 | 240.9186 | 293.6247 | 342.0933 | 377.801
Data Centres | -8 | 1.75 | 31.3611 | 57.5515 | 69.0847 | 96.4289 | 120.8733 | 150.9121 | 194.9876 | 238.3022 | 275.5265
Major Loads | -25 | 0 | 22.4 | 57.67 | 66.9165 | 74.0751 | 83.9621 | 90.0065 | 98.6371 | 103.7911 | 102.2744
Low | -33 | 1.75 | 20.8611 | 74.0515 | 108.0996 | 126.0688 | 156.1963 | 189.1523 | 216.4784 | 235.5877 | 260.4984
Data Centres | -8 | 1.75 | 20.8611 | 56.0515 | 62.3196 | 75.8167 | 104.949 | 128.0143 | 153.5769 | 170.3334 | 187.4975
Major Loads | -25 | 0 | 0 | 18 | 45.78 | 50.252 | 51.2474 | 61.138 | 62.9014 | 65.2543 | 73.0009
High | -33 | 46.75 | 112.1611 | 159.1408 | 197.9657 | 231.3729 | 274.5204 | 362.6256 | 443.8692 | 507.5055 | 573.3791
Data Centres | -8 | 16.75 | 35.8611 | 67.9015 | 96.0431 | 111.6041 | 143.5233 | 211.898 | 278.3941 | 340.252 | 401.046
Major Loads | -25 | 30 | 76.3 | 91.2393 | 101.9226 | 119.7688 | 130.9971 | 150.7276 | 165.4751 | 167.2535 | 172.333
Table 3-3 FUTURE LOADS - MAJOR LOADS |  | 20% |  |  |  | 20% | 20% | 20% | 20% | 20% | 20%
Uptake Scenario | 2023 | 2024 | 2025 | 2026 | 2027 | 2028 | 2029 | 2030 | 2031 | 2032 | 2033
Customer forecast | 0 | 0 | 0 | 0 | 0 | 21.545 | 48.4763 | 80.7938 | 118.4976 | 161.5876 | 210.0639
Base | 0 | 0 | 0 | 0 | 0 | 8.5616 | 20.6428 | 34.8936 | 52.6085 | 72.0871 | 87.9372
Low | 0 | 0 | 0 | 0 | 0 | 5.8082 | 12.5996 | 23.7019 | 33.5487 | 45.3217 | 62.7673
High | 0 | 0 | 0 | 0 | 0 | 13.8429 | 32.2067 | 58.4338 | 88.2569 | 116.1642 | 148.1746
TOTAL CUSTOMER LOAD (KNOWN + FUTURE)
Uptake Scenario | 2023 | 2024 | 2025 | 2026 | 2027 | 2028 | 2029 | 2030 | 2031 | 2032 | 2033 | % of Customer Forecast
Customer forecast | -33 | 46.75 | 152.5212 | 222.2784 | 277.6795 | 470.4992 | 696.357 | 980.5498 | 1294.7484 | 1628.6752 | 2041.8908 | 100%
Base | -33 | 1.75 | 53.7611 | 115.2215 | 136.0012 | 228.4739 | 308.452 | 376.6093 | 465.6972 | 543.2168 | 594.7746 | 29.13%
Low | -33 | 1.75 | 20.8611 | 74.0515 | 108.0996 | 170.7239 | 240.8384 | 298.3574 | 344.1198 | 375.0021 | 417.3584 | 20.44%
High | -33 | 46.75 | 112.1611 | 159.1408 | 197.9657 | 302.3996 | 405.249 | 562.5902 | 702.6911 | 807.9101 | 905.7941 | 44.36%
Table 3-4 FUTURE LOADS - DATA CENTRES |  | 20% |  |  |  | 20% | 17% | 14% | 11% | 8% | 5%
Uptake Scenario | 2023 | 2024 | 2025 | 2026 | 2027 | 2028 | 2029 | 2030 | 2031 | 2032 | 2033
Customer forecast | 0 | 0 | 0 | 0 | 0 | 88.9485 | 183.4563 | 276.8523 | 362.4652 | 433.6241 | 483.6576
Base | 0 | 0 | 0 | 0 | 0 | 49.4083 | 82.9738 | 100.7972 | 119.464 | 129.0364 | 129.0364
Low | 0 | 0 | 0 | 0 | 0 | 38.847 | 72.0425 | 85.5033 | 94.0927 | 94.0927 | 94.0927
High | 0 | 0 | 0 | 0 | 0 | 57.1837 | 98.5219 | 141.5308 | 170.565 | 184.2404 | 184.2404
Chart Data
Major Loads | 0 | 55 | 86.6601 | 22.9768 | 8.9531 | 37.8171 | 10.7646 | 11.2326 | 13.77 | 10.4799 | 11.6585
Data Centres | 0 | 24.75 | 19.1111 | 46.7805 | 46.448 | 44.5091 | 93.6541 | 147.2467 | 177.1119 | 209.1981 | 303.0472
Major Loads+Future | 0 | 55 | 86.6601 | 22.9768 | 8.9531 | 59.3621 | 37.6958 | 43.5502 | 51.4737 | 53.57 | 60.1348
Data Centres+Future | 0 | 24.75 | 19.1111 | 46.7805 | 46.448 | 133.4576 | 188.1619 | 240.6426 | 262.7249 | 280.3569 | 353.0807

## Project Probability
Unq. ID | Project Name | Service Code | Probability of Proceeding | Status
A59 | XXXX XXXX XXXX XXXX | CHH | NA | NA
A336 | XXXX XXXX XXXX XXXX | DZA | 100% | BC
A326 | XXXX XXXX XXXX XXXX | DOA | 100% | BC
A514 | XXXX XXXX XXXX XXXX | DOA | 100% | BC
A176 | XXXX XXXX XXXX XXXX | CBH | 100% | Delivery
A65 | XXXX XXXX XXXX XXXX | CBH | 100% | Firm Offer
A214 | XXXX XXXX XXXX XXXX | CBH | 50% | Firm Offer
A54 | XXXX XXXX XXXX XXXX | CBT | 50% | Firm Offer
A101 | XXXX XXXX XXXX XXXX | CBH | 100% | Delivery
A445 | XXXX XXXX XXXX XXXX | DOA | 100% | BC
A37 | XXXX XXXX XXXX XXXX | CBH | 100% | Delivery
A505 | XXXX XXXX XXXX XXXX | CBT | 100% | Delivery
A502 | XXXX XXXX XXXX XXXX | CBH | 90% | Firm Offer
A85 | XXXX XXXX XXXX XXXX | CBH | 95% | Firm Offer
A501 | XXXX XXXX XXXX XXXX | CBT | 95% | Firm Offer
A956 | XXXX XXXX XXXX XXXX | CBH | 95% | Feasibility
A481 | XXXX XXXX XXXX XXXX | CBT | 95% | Feasibility
A321 | XXXX XXXX XXXX XXXX | CBT | 95% | Feasibility
A181 | XXXX XXXX XXXX XXXX | CBH | 100% | Delivery
A452 | XXXX XXXX XXXX XXXX | CBH | 90% | Firm Offer
A493 | XXXX XXXX XXXX XXXX | CBH | 80% | Feasibility
A544 | XXXX XXXX XXXX XXXX | CBH | 40% | Enquiry
A545 | XXXX XXXX XXXX XXXX | CBH | 50% | PA
A510 | XXXX XXXX XXXX XXXX | CBT | 100% | Delivery
A193 | XXXX XXXX XXXX XXXX | CBH | 100% | Delivery
A509 | XXXX XXXX XXXX XXXX | CBH | 80% | Enquiry
A30 | XXXX XXXX XXXX XXXX | CBH | 100% | Delivery
A503 | XXXX XXXX XXXX XXXX | CBH | 100% | Delivery
A235 | XXXX XXXX XXXX XXXX | CBT | 95% | Feasibility
A951 | XXXX XXXX XXXX XXXX | CBH | 80% | Firm Offer
A506 | XXXX XXXX XXXX XXXX | CBT | 80% | Firm Offer
A446 | XXXX XXXX XXXX XXXX | DOA | 100% | Delivery
A449 | XXXX XXXX XXXX XXXX | CBH | 50% | Feasibility
A497 | XXXX XXXX XXXX XXXX | CBT | 50% | Feasibility
A453 | XXXX XXXX XXXX XXXX | CBH | 50% | Feasibility
A487 | XXXX XXXX XXXX XXXX | CBH | 50% | Feasibility
A541 | XXXX XXXX XXXX XXXX | CBH | 40% | PA
A542 | XXXX XXXX XXXX XXXX | CBH | 40% | PA
A543 | XXXX XXXX XXXX XXXX | CBH | 40% | Enquiry
A546 | XXXX XXXX XXXX XXXX | CBH | 40% | Enquiry
A33 | XXXX XXXX XXXX XXXX | CBH | 0% | Delete
A888 | XXXX XXXX XXXX XXXX | CBT | 0% | Delete
A899 | XXXX XXXX XXXX XXXX | CBT | 0% | Delete
A488 | XXXX XXXX XXXX XXXX | CBH | 0% | Delete
A57 | XXXX XXXX XXXX XXXX | CBH | 0% | Delete
A236 | XXXX XXXX XXXX XXXX | CBT | 0% | Delete
A494 | XXXX XXXX XXXX XXXX | CBH |  | Horizon

## Notes&Assumptions
c
1 | Unit costs (variables)
1.1 | Costs
based on the capex of relevant projects over the period of CY2025-CY2031
1.2 | Volume:
based on the incremental load as at 31 Dec 2031
use only the incremental load for Base Case
2 | Future Loads
1.1 | Data Centre
Assume future unknown data centre loads would amount to 20% of known DC loads initially.
This percentage would reduce by 3% annually.
It is believed that the momentum of new data centres being built would not be maintained.
1.2 | Major Loads
Assume future unknown Major Loads amounting to 20% of current known Major Loads