## FEED
JEN Demand and Timing Input Data (MVA)
|  |  |  | Existing MVA | Incremental MVA added during Year | [13 empty] | 2023 KPI
| Moderate ? | Unq. ID | Project Name | Pre 2024 | 2024 | 2025 | 2026 | 2027 | 2028 | 2029 | 2030 | 2031 | 2032 | 2033 | Total | Post 2033 | Probability of Proceeding | Notes | Contracted Load (MVA) | Project Type | Ultimate | Type
| Y | A154 |  | Incremental MVA added during Year 2024: 4; Incremental MVA added during Year 2025: 4; Incremental MVA added during Year 2026: 4 | 12 |  | 2. High |  |  | #REF! | 12 | Major Load
| Y | A17 |  | Incremental MVA added during Year 2024: 7 | 7 |  | 1. In Flight |  |  | #REF! | 7 | Major Load
| Y | A197 |  | Existing MVA Pre 2024: 5; Incremental MVA added during Year 2024: 10; Incremental MVA added during Year 2027: 10 | 25 |  | 1. In Flight | 2029 onwards will be 22MVA |  | #REF! | 25 | Major Load
| Y | A26 |  | Existing MVA Pre 2024: 2; Incremental MVA added during Year 2024: 2; Incremental MVA added during Year 2025: 1; Incremental MVA added during Year 2026: 1 | 6 |  | 1. In Flight |  |  | #REF! | 6 | Major Load
| Y | A50 |  | Incremental MVA added during Year 2024: 6 | 6 |  | 2. High |  |  | #REF! | 6 | Major Load
| Y | A53a |  | Incremental MVA added during Year 2024: 6; Incremental MVA added during Year 2025: 14 | 20 |  | 3. Medium | 25 in 2028. Another 10 in 2036 |  | #REF! | 20 | Major Load
| Y | A53b |  | Incremental MVA added during Year 2024: 5; Incremental MVA added during Year 2027: 5; Incremental MVA added during Year 2028: 5; Incremental MVA added during Year 2029: 5 | 20 |  | 3. Medium |  |  | #REF! | 20 | Major Load
| Y | A54 |  | Incremental MVA added during Year 2024: 10 | 10 |  | 4. Low |  |  | #REF! | 10 | Major Load
| Y | A59 | [12 empty] | 0 |  | 3. Medium |  |  | #REF! | 0 | Major Load
| Y | A60 |  | 25 | 9.3601 | 3.9768 | 2.9531 | 8.8171 | 5.7646 | 6.2326 | 6.97 | 3.6799 | 4.8585 | 5.3604 | 82.9731 | 67.0269 | 2. High |  |  | #REF! | 150 | Major Load
| Y | A89 | [12 empty] | 0 |  | 1. In Flight |  |  | #REF! | 0 | Major Load
| Y | A923 |  | Existing MVA Pre 2024: 12 | 12 |  | 1. In Flight |  |  | #REF! | 12 | Major Load
| Y | A997 |  | Existing MVA Pre 2024: 11 | 11 |  | 1. In Flight |  |  | #REF! | 11 | Major Load
| N | DC01a |  | 6 | 4 | 2.65 | 2.65 | 2.65 | 2.65 | 2.65 | 2.65 | 2.65 | 2.65 |  | 31.2 | 9 | 1. In Flight | ultimate site capacity 100MVA which will trigger TS and SubT works |  | #REF! | 40.2 | Data Centre
| Y | DC01b |  | Incremental MVA added during Year 2031: 5.8501; Incremental MVA added during Year 2032: 2.4855; Incremental MVA added during Year 2033: 1.8457 | 10.1813 | 39.8187 | 2. High | ultimate site capacity 100MVA which will trigger TS and SubT works |  | #REF! | 50 | Data Centre
| Y | DC01c | [12 empty] | 0 | 100 | 5. Unlikely | ultimate site capacity 100MVA which will trigger TS and SubT works |  | #REF! | 100 | Data Centre
| N | DC02a |  | Existing MVA Pre 2024: 3.75; Incremental MVA added during Year 2024: 11.25; Incremental MVA added during Year 2025: 5; Incremental MVA added during Year 2028: -20 | 0 |  | 1. In Flight | ultimate site capacity 100MVA which will trigger SubT works |  | #REF! | 0 | Data Centre
| Y | DC02b |  | Incremental MVA added during Year 2028: 20; Incremental MVA added during Year 2029: 17.5502; Incremental MVA added during Year 2030: 7.4564; Incremental MVA added during Year 2031: 5.5371; Incremental MVA added during Year 2032: 16.532; Incremental MVA added during Year 2033: 10.8086 | 77.8844 | 72.1156 | 3. Medium | ultimate site capacity 100MVA which will trigger SubT works |  | #REF! | 150 | Data Centre
| N | DC04a |  |  |  | 16.9 | 2.4 | 3.7 | 14.4 | 14.5 | 13.9 | 1.8 | 1.9 | 1.8 | 71.3 | 78.7 | 1. In Flight |  |  | Data Centre | 150 | Data Centre
| Y | DC06 |  | Existing MVA Pre 2024: 15 | 15 |  | 1. In Flight |  | 14 | #REF! | 15 | Data Centre
| N | DC07a |  |  | 3.8611 | 1.6404 | 1.2182 | 3.637 | 2.3779 | 2.571 | 2.8751 | 1.518 | 2.0041 | 2.2112 | 23.9139 | 9.0861 | 1. In Flight |  | 30 | #REF! | 33 | Data Centre
| Y | DC07b | [5 empty] | 5.8501 | 2.4855 | 1.8457 | 5.5107 | 3.6029 | 3.8954 | 4.3562 | 27.5464 | 22.4536 | 2. High |  | 30 | #REF! | 50 | Data Centre
| Y | DC08 | [12 empty] | 0 |  | 0. Cancelled |  |  | #REF! | 0 | Data Centre
| Y | DC09 |  | Incremental MVA added during Year 2029: 11.7002; Incremental MVA added during Year 2030: 4.971; Incremental MVA added during Year 2031: 3.6914; Incremental MVA added during Year 2032: 11.0213; Incremental MVA added during Year 2033: 7.2057 | 38.5896 | 61.4104 | 3. Medium |  |  | #REF! | 100 | Data Centre
| Y | DC10a |  | Incremental MVA added during Year 2030: 8.7751; Incremental MVA added during Year 2031: 3.7282; Incremental MVA added during Year 2032: 2.7686; Incremental MVA added during Year 2033: 8.266 | 23.5379 | 51.4621 | 2. High | 20 in 2027 and another 50 in 2033 and another 50 in 2035 |  | #REF! | 75 | Data Centre
| Y | DC10b |  | Incremental MVA added during Year 2031: 17.5502; Incremental MVA added during Year 2032: 17.5502; Incremental MVA added during Year 2033: 17.5502 | 52.6507 | 97.3493 | 5. Unlikely | 20 in 2027 and another 50 in 2033 and another 50 in 2035 |  | #REF! | 150 | Data Centre
| Y | DC11 |  |  |  | 5.8501 | 2.4855 | 1.8457 | 5.5107 | 3.6029 | 3.8954 | 4.3562 | 2.3 | 3.0366 | 32.8829 | 17.1171 | 1. In Flight |  |  | #REF! | 50 | Data Centre
| Y | DC12a |  |  |  |  | 8.7751 | 3.7282 | 2.7686 | 8.266 | 5.4043 | 5.8431 | 6.5343 | 3.4499 | 44.7696 | 30.2304 | 1. In Flight |  |  | #REF! | 75 | Data Centre
| Y | DC12b | [5 empty] | 3.042 | 1.2924 | 0.95977 | 2.8655 | 1.8735 | 2.0256 | 2.2652 | 14.3241 | 11.6759 | 4. Low |  |  | #REF! | 26 | Data Centre
| Y | DC13 | [12 empty] | 0 |  | 0. On Hold |  |  | #REF! | 0 | Data Centre
| Y | DC17a |  | Incremental MVA added during Year 2028: 10; Incremental MVA added during Year 2029: 13.7; Incremental MVA added during Year 2030: 18.4; Incremental MVA added during Year 2031: 23; Incremental MVA added during Year 2032: 9.9 | 75 | 0 | 2. High |  |  | #REF! | 75 | Data Centre
| Y | DC17b |  | Incremental MVA added during Year 2029: 17.5502; Incremental MVA added during Year 2030: 7.4564; Incremental MVA added during Year 2031: 5.5371; Incremental MVA added during Year 2032: 16.532; Incremental MVA added during Year 2033: 10.8086 | 57.8844 | 92.1156 | 4. Low |  |  | #REF! | 150 | Data Centre
| Y | DC18a |  | Incremental MVA added during Year 2025: 14.74; Incremental MVA added during Year 2026: 15.23 | 29.97 | 0 | 2. High |  |  | Data Centre | 29.97 | Data Centre
| Y | DC18b | [5 empty] | 14.24 | 40 | 14.74 | 14.73 | 14.74 | 11.58 | 10 | 120.03 | 150 | 3. Medium |  |  | Data Centre | 270.03 | Data Centre
| Y | DC19a |  |  |  |  | 13.6892 | 5.816 | 4.319 | 12.895 | 8.4307 | 9.1152 | 10.1936 | 5.3819 | 69.8405 | 47.1595 | 4. Low |  |  | #REF! | 117 | Data Centre
| Y | DC19b |  | Incremental MVA added during Year 2033: 108 | 108 |  | 4. Low |  |  | #REF! | 108 | Data Centre
| Y | DC20a |  | Incremental MVA added during Year 2028: 5.8501; Incremental MVA added during Year 2029: 2.4855; Incremental MVA added during Year 2030: 1.8457; Incremental MVA added during Year 2031: 5.5107; Incremental MVA added during Year 2032: 3.6029; Incremental MVA added during Year 2033: 3.8954 | 23.1902 | 11.8098 | 2. High |  |  | #REF! | 35 | Data Centre
| Y | DC20b |  | Incremental MVA added during Year 2029: 22.2303; Incremental MVA added during Year 2030: 9.4448; Incremental MVA added during Year 2031: 7.0137; Incremental MVA added during Year 2032: 20.9405; Incremental MVA added during Year 2033: 13.6909 | 73.3202 | 116.6798 | 4. Low |  |  | #REF! | 190 | Data Centre
| Y | DC21 |  | Incremental MVA added during Year 2030: 23.4003; Incremental MVA added during Year 2031: 9.9419; Incremental MVA added during Year 2032: 7.3829; Incremental MVA added during Year 2033: 22.0427 | 62.7677 | 137.2323 | 4. Low | 15 in 2027 and another 15 in 2029 |  | #REF! | 200 | Data Centre
| Y | DC22 |  | Incremental MVA added during Year 2031: 26.3254; Incremental MVA added during Year 2032: 11.1846; Incremental MVA added during Year 2033: 8.3057 | 45.8157 | 179.1843 | 4. Low |  |  | #REF! | 225 | Data Centre
| Y | TEMPA |  | Incremental MVA added during Year 2024: 10 | 10 | 0 | 1. In Flight |  |  | #REF! | 10 | Major Load
| Y | TEMPB |  | Incremental MVA added during Year 2024: 15 | 15 | 0 | 1. In Flight |  |  | #REF! | 15 | Major Load
| Y | TEMP16a |  | Incremental MVA added during Year 2027: 14; Incremental MVA added during Year 2028: 0; Incremental MVA added during Year 2029: 0; Incremental MVA added during Year 2030: -14 | 0 | 0 | 1. In Flight |  |  | #REF! | 0 | Major Load
| Y | TEMP16b |  | Incremental MVA added during Year 2030: 20.8; Incremental MVA added during Year 2031: 6.8; Incremental MVA added during Year 2032: 6.8; Incremental MVA added during Year 2033: 6.8 | 41.2 | 118.8 | 4. Low |  |  | #REF! | 160 | Major Load
| Y | TEMP5 |  | Incremental MVA added during Year 2024: 2.3; Incremental MVA added during Year 2026: 1 | 3.3 |  | 1. In Flight |  |  | #REF! | 3.3 | Major Load
| Y | DC24 |  | Incremental MVA added during Year 2031: 26.3254; Incremental MVA added during Year 2032: 11.1846; Incremental MVA added during Year 2033: 8.3057 | 45.8157 | 179.1843 | 4. Low |  |  | #REF! | 225 | Data Centre
| Y | DC26 |  | Incremental MVA added during Year 2032: 26.3254; Incremental MVA added during Year 2033: 11.1846 | 37.51 | 187.49 | 4. Low |  |  | #REF! | 225 | Data Centre
| Y | DC27 |  | Incremental MVA added during Year 2032: 17.5502; Incremental MVA added during Year 2033: 7.4564 | 25.0067 | 124.9933 | 4. Low |  |  | #REF! | 150 | Data Centre
| Y | DC28 |  | Incremental MVA added during Year 2032: 26.3254; Incremental MVA added during Year 2033: 11.1846 | 37.51 | 187.49 | 4. Low |  |  | #REF! | 225 | Data Centre
| Y | DC29 |  | Incremental MVA added during Year 2032: 26.3254; Incremental MVA added during Year 2033: 11.1846 | 37.51 | 187.49 | 4. Low |  |  | #REF! | 225 | Data Centre
| Y | DC30 |  | Incremental MVA added during Year 2030: 35.1005; Incremental MVA added during Year 2031: 14.9129; Incremental MVA added during Year 2032: 11.0743; Incremental MVA added during Year 2033: 33.064 | 94.1516 | 205.8484 | 4. Low |  |  | #REF! | 300 | Data Centre
| Y | DC32 |  | Incremental MVA added during Year 2032: 17.5502; Incremental MVA added during Year 2033: 7.4564 | 25.0067 | 124.9933 | 4. Low |  |  | #REF! | 150 | Data Centre
| Y | DC04b |  | Incremental MVA added during Year 2031: 8.7751; Incremental MVA added during Year 2032: 3.7282; Incremental MVA added during Year 2033: 2.7686 | 15.2719 | 59.7281 | 4. Low |  |  | #REF! | 75 | Data Centre
|  |  | Total | 79.75 | 105.7712 | 69.7573 | 55.4011 | 82.3262 | 102.4187 | 158.4793 | 155.7814 | 195.99 | 229.7022 | 284.0277 | 1519.4051 | 2012.0949
|  |  | Cumulative Total | 79.75 | 185.5212 | 255.2784 | 310.6795 | 393.0057 | 495.4244 | 653.9037 | 809.6851 | 1005.6751 | 1235.3774 | 1519.4051 | 1519.4051 | 2322.7745 | 3842.1795
|  |  | Default Uptake |  | 11.7% | 16.67% | 20.36% | 31.38% | 38.59% | 46.38% | 55.09% | 59.69% | 65.77% | 72.47%
|  |  | Default Incremental Uptake |  | 11.7% | 4.971% | 3.691% | 11.02% | 7.206% | 7.791% | 8.712% | 4.6% | 6.073% | 6.701%

## Customer Scenario Forecast
Data Centre and Major Customer Maximum Demand Forecasts and Scenario Forecasts (by Customer)
Scenario | Connection Likelihood | Initial Load Timing | Initial Load Magnitude | Ultimate Load Timing | Ultimate Load Magnitude | Competition Win Likelihood (for not In-Flight)
Base | 1. In Flight | -1 | 90% | -3 | 70% | 70%
| 2. High | -2 | 70% | -5 | 50%
| 3. Medium | -3 | 50% | -8 | 30%
| 4. Low | -5 | 30% | -10 | 10%
| 5. Unlikely |  | 0% |  | 0%
Low | 1. In Flight | -2 | 60% | -5 | 60% | 50%
| 2. High | -3 | 40% | -8 | 40%
| 3. Medium | -5 | 20% | -10 | 20%
| 4. Low |  | 0% |  | 0%
| 5. Unlikely |  | 0% |  | 0%
High | 1. In Flight | 0 | 100% | -2 | 100% | 90%
| 2. High | -1 | 80% | -3 | 80%
| 3. Medium | -2 | 60% | -5 | 60%
| 4. Low | -3 | 40% | -8 | 40%
| 5. Unlikely | -5 | 20% | -10 | 20%
0 |  | In JEN 2024 Underlying Forecast |  |  | A154 | 2. High | Major Load | Y
Uptake Scenario | 2023 | 2024 | 2025 | 2026 | 2027 | 2028 | 2029 | 2030 | 2031 | 2032 | 2033
Customer forecast | 0 | 0 | 4 | 8 | 12 | 12 | 12 | 12 | 12 | 12 | 12
Base | 0 | 0 | 0 | 0 | 1.96 | 3.92 | 1.96 | 2.744 | 2.8 | 4.2 | 4.2
Low | 0 | 0 | 0 | 0 | 0 | 0.8 | 1.6 | 0.8 | 0.8 | 0.8 | 0.8
High | 0 | 0 | 0 | 2.88 | 5.76 | 2.88 | 5.76 | 8.64 | 8.64 | 8.64 | 8.64
0 |  | In JEN 2024 Underlying Forecast |  |  | A17 | 1. In Flight | Major Load | Y
Uptake Scenario | 2023 | 2024 | 2025 | 2026 | 2027 | 2028 | 2029 | 2030 | 2031 | 2032 | 2033
Customer Forecast | 0 | 0 | 7 | 7 | 7 | 7 | 7 | 7 | 7 | 7 | 7
Base | 0 | 0 | 0 | 4.9 | 4.9 | 4.9 | 4.9 | 4.9 | 4.9 | 4.9 | 4.9
Low | 0 | 0 | 0 | 0 | 4.2 | 4.2 | 4.2 | 4.2 | 4.2 | 4.2 | 4.2
High | 0 | 0 | 7 | 7 | 7 | 7 | 7 | 7 | 7 | 7 | 7
0 |  |  | TTS-NEI-NH-WT-TTS | TTS EAST | A197 | 1. In Flight | Major Load | Y
Uptake Scenario | 2023 | 2024 | 2025 | 2026 | 2027 | 2028 | 2029 | 2030 | 2031 | 2032 | 2033
Customer Forecast | 0 | 5 | 15 | 15 | 15 | 25 | 25 | 25 | 25 | 25 | 25
Base | 0 | 0 | 4.5 | 13.5 | 13.5 | 13.5 | 13.5 | 13.5 | 17.5 | 17.5 | 17.5
Low | 0 | 0 | 0 | 3 | 9 | 9 | 9 | 9 | 9 | 9 | 15
High | 0 | 5 | 15 | 15 | 15 | 15 | 15 | 25 | 25 | 25 | 25
0 |  | In JEN 2024 Underlying Forecast |  |  | A26 | 1. In Flight | Major Load | Y
Uptake Scenario | 2023 | 2024 | 2025 | 2026 | 2027 | 2028 | 2029 | 2030 | 2031 | 2032 | 2033
Customer forecast | 0 | 2 | 4 | 5 | 6 | 6 | 6 | 6 | 6 | 6 | 6
Base | 0 | 0 | 1.8 | 3.6 | 4.2 | 3.6 | 4.2 | 4.2 | 4.2 | 4.2 | 4.2
Low | 0 | 0 | 0 | 1.2 | 2.4 | 3 | 2.4 | 3 | 3 | 3.6 | 3.6
High | 0 | 2 | 4 | 5 | 4 | 5 | 6 | 6 | 6 | 6 | 6
0 |  | In JEN 2024 Underlying Forecast |  |  | A50 | 2. High | Major Load | Y
Uptake Scenario | 2023 | 2024 | 2025 | 2026 | 2027 | 2028 | 2029 | 2030 | 2031 | 2032 | 2033
Customer forecast | 0 | 0 | 6 | 6 | 6 | 6 | 6 | 6 | 6 | 6 | 6
Base | 0 | 0 | 0 | 0 | 2.1 | 2.1 | 2.1 | 2.1 | 2.1 | 2.1 | 2.1
Low | 0 | 0 | 0 | 0 | 0 | 1.2 | 1.2 | 1.2 | 1.2 | 1.2 | 1.2
High | 0 | 0 | 0 | 4.32 | 4.32 | 4.32 | 4.32 | 4.32 | 4.32 | 4.32 | 4.32
0 |  | EPN | TTS-PTN-EPN-EP-TTS | TTS EAST | A53a | 3. Medium | Major Load | Y
Uptake Scenario | 2023 | 2024 | 2025 | 2026 | 2027 | 2028 | 2029 | 2030 | 2031 | 2032 | 2033
Customer forecast | 0 | 0 | 6 | 20 | 20 | 20 | 20 | 20 | 20 | 20 | 20
Base | 0 | 0 | 0 | 0 | 0 | 2.1 | 2.1 | 2.1 | 2.1 | 2.1 | 2.1
Low | 0 | 0 | 0 | 0 | 0 | 0 | 0 | 0.6 | 0.6 | 0.6 | 0.6
High | 0 | 0 | 0 | 0 | 3.24 | 3.24 | 3.24 | 3.24 | 10.8 | 10.8 | 10.8
0 |  | NH | TTS-NEI-NH-WT-TTS | TTS EAST | A53b | 3. Medium | Major Load | Y
Uptake Scenario | 2023 | 2024 | 2025 | 2026 | 2027 | 2028 | 2029 | 2030 | 2031 | 2032 | 2033
Customer forecast | 0 | 0 | 5 | 5 | 5 | 10 | 15 | 20 | 20 | 20 | 20
Base | 0 | 0 | 0 | 0 | 0 | 1.75 | 1.75 | 1.75 | 3.5 | 4.2 | 2.45
Low | 0 | 0 | 0 | 0 | 0 | 0 | 0 | 0.5 | 0.5 | 0.5 | 1
High | 0 | 0 | 0 | 0 | 2.7 | 2.7 | 2.7 | 5.4 | 8.1 | 4.86 | 7.29
0 |  | In JEN 2024 Underlying Forecast |  |  | A54 | 4. Low | Major Load | Y
Uptake Scenario | 2023 | 2024 | 2025 | 2026 | 2027 | 2028 | 2029 | 2030 | 2031 | 2032 | 2033
Customer forecast | 0 | 0 | 10 | 10 | 10 | 10 | 10 | 10 | 10 | 10 | 10
Base | 0 | 0 | 0 | 0 | 0 | 0 | 0 | 0.7 | 0.7 | 0.7 | 0.7
Low | 0 | 0 | 0 | 0 | 0 | 0 | 0 | 0 | 0 | 0 | 0
High | 0 | 0 | 0 | 0 | 0 | 3.6 | 3.6 | 3.6 | 3.6 | 3.6 | 3.6
0 |  |  | BLTS-TH-BLTS | BLTS66 | DC19a | 4. Low | Data Centre | Y
Uptake Scenario | 2023 | 2024 | 2025 | 2026 | 2027 | 2028 | 2029 | 2030 | 2031 | 2032 | 2033
Customer forecast | 0 | 0 | 0 | 0 | 13.6892 | 19.5052 | 23.8242 | 36.7191 | 45.1498 | 54.265 | 64.4586
Base | 0 | 0 | 0 | 0 | 0 | 0 | 0 | 0 | 0 | 2.8747 | 4.0961
Low | 0 | 0 | 0 | 0 | 0 | 0 | 0 | 0 | 0 | 0 | 0
High | 0 | 0 | 0 | 0 | 0 | 0 | 0 | 4.9281 | 7.0219 | 8.5767 | 13.2189
0 |  | MAT | KTS-TMA-MAT-KTS | KTS EAST | A60 | 2. High | Major Load | Y
Uptake Scenario | 2023 | 2024 | 2025 | 2026 | 2027 | 2028 | 2029 | 2030 | 2031 | 2032 | 2033
Customer forecast | -25 | 0 | 9.3601 | 13.3369 | 16.29 | 25.1071 | 30.8717 | 37.1043 | 44.0743 | 47.7542 | 52.6127
Base | -25 | 0 | 0 | 0 | 4.5865 | 6.5351 | 7.9821 | 12.3025 | 15.1271 | 18.1811 | 18.4144
Low | -25 | 0 | 0 | 0 | 0 | 1.872 | 2.6674 | 3.258 | 5.0214 | 6.1743 | 7.4209
High | -25 | 0 | 0 | 6.7393 | 9.6026 | 11.7288 | 18.0771 | 22.2276 | 26.7151 | 31.7335 | 34.383
0 |  |  | SMTS-ST-SSS-SMTS | SMTS | DC22 | 4. Low | Data Centre | Y
Uptake Scenario | 2023 | 2024 | 2025 | 2026 | 2027 | 2028 | 2029 | 2030 | 2031 | 2032 | 2033
Customer forecast | 0 | 0 | 0 | 0 | 0 | 0 | 0 | 0 | 0 | 26.3254 | 37.51
Base | 0 | 0 | 0 | 0 | 0 | 0 | 0 | 0 | 0 | 0 | 0
Low | 0 | 0 | 0 | 0 | 0 | 0 | 0 | 0 | 0 | 0 | 0
High | 0 | 0 | 0 | 0 | 0 | 0 | 0 | 0 | 0 | 0 | 0
0 |  | In JEN 2024 Underlying Forecast |  |  | A923 | 1. In Flight | Major Load | Y
Uptake Scenario | 2023 | 2024 | 2025 | 2026 | 2027 | 2028 | 2029 | 2030 | 2031 | 2032 | 2033
Customer forecast | 0 | 12 | 12 | 12 | 12 | 12 | 12 | 12 | 12 | 12 | 12
Base | 0 | 0 | 8.4 | 8.4 | 8.4 | 8.4 | 8.4 | 8.4 | 8.4 | 8.4 | 8.4
Low | 0 | 0 | 0 | 7.2 | 7.2 | 7.2 | 7.2 | 7.2 | 7.2 | 7.2 | 7.2
High | 0 | 12 | 12 | 12 | 12 | 12 | 12 | 12 | 12 | 12 | 12
0 |  | In JEN 2024 Underlying Forecast |  |  | A997 | 1. In Flight | Major Load | Y
Uptake Scenario | 2023 | 2024 | 2025 | 2026 | 2027 | 2028 | 2029 | 2030 | 2031 | 2032 | 2033
Customer forecast | 0 | 11 | 11 | 11 | 11 | 11 | 11 | 11 | 11 | 11 | 11
Base | 0 | 0 | 7.7 | 7.7 | 7.7 | 7.7 | 7.7 | 7.7 | 7.7 | 7.7 | 7.7
Low | 0 | 0 | 0 | 6.6 | 6.6 | 6.6 | 6.6 | 6.6 | 6.6 | 6.6 | 6.6
High | 0 | 11 | 11 | 11 | 11 | 11 | 11 | 11 | 11 | 11 | 11
0 |  | In JEN 2024 Underlying Forecast |  |  | TEMPA | 1. In Flight | Major Load | Y
Uptake Scenario | 2023 | 2024 | 2025 | 2026 | 2027 | 2028 | 2029 | 2030 | 2031 | 2032 | 2033
Customer forecast | 0 | 0 | 10 | 10 | 10 | 10 | 10 | 10 | 10 | 10 | 10
Base | 0 | 0 | 0 | 7 | 7 | 7 | 7 | 7 | 7 | 7 | 7
Low | 0 | 0 | 0 | 0 | 6 | 6 | 6 | 6 | 6 | 6 | 6
High | 0 | 0 | 10 | 10 | 10 | 10 | 10 | 10 | 10 | 10 | 10
0 |  | In JEN 2024 Underlying Forecast |  |  | TEMPB | 1. In Flight | Major Load | Y
Uptake Scenario | 2023 | 2024 | 2025 | 2026 | 2027 | 2028 | 2029 | 2030 | 2031 | 2032 | 2033
Customer forecast | 0 | 0 | 15 | 15 | 15 | 15 | 15 | 15 | 15 | 15 | 15
Base | 0 | 0 | 0 | 10.5 | 10.5 | 10.5 | 10.5 | 10.5 | 10.5 | 10.5 | 10.5
Low | 0 | 0 | 0 | 0 | 9 | 9 | 9 | 9 | 9 | 9 | 9
High | 0 | 0 | 15 | 15 | 15 | 15 | 15 | 15 | 15 | 15 | 15
0 |  | In JEN 2024 Underlying Forecast |  |  | TEMP16a | 1. In Flight | Major Load | Y
Uptake Scenario | 2023 | 2024 | 2025 | 2026 | 2027 | 2028 | 2029 | 2030 | 2031 | 2032 | 2033
Customer forecast | 0 | 0 | 0 | 0 | 0 | 14 | 14 | 14
Base | 0 | 0 | 0 | 0 | 0 | 0 | 9.8 | 9.8
Low | 0 | 0 | 0 | 0 | 0 | 0 | 0 | 8.4
High | 0 | 0 | 0 | 0 | 0 | 14 | 14 | 14
0 |  |  | TTS-NEI-NH-WT-TTS | TTS EAST | TEMP16b | 4. Low | Major Load | Y
Uptake Scenario | 2023 | 2024 | 2025 | 2026 | 2027 | 2028 | 2029 | 2030 | 2031 | 2032 | 2033
Customer forecast | 0 | 0 | 0 | 0 | 0 | 0 | 0 | 0 | 20.8 | 27.6 | 34.4
Base | 0 | 0 | 0 | 0 | 0 | 0 | 0 | 0 | 9.8 | 9.8 | 9.8
Low | 0 | 0 | 0 | 0 | 0 | 0 | 0 | 0 | 8.4 | 8.4 | 8.4
High | 0 | 0 | 0 | 0 | 0 | 0 | 0 | 0 | 14 | 14 | 14
0 |  | In JEN 2024 Underlying Forecast |  |  | TEMP5 | 1. In Flight | Major Load | Y
Uptake Scenario | 2023 | 2024 | 2025 | 2026 | 2027 | 2028 | 2029 | 2030 | 2031 | 2032 | 2033
Customer forecast | 0 | 0 | 2.3 | 2.3 | 3.3 | 3.3 | 3.3 | 3.3 | 3.3 | 3.3 | 3.3
Base | 0 | 0 | 0 | 2.07 | 2.07 | 2.07 | 2.07 | 2.31 | 2.31 | 2.31 | 2.31
Low | 0 | 0 | 0 | 0 | 1.38 | 1.38 | 1.38 | 1.38 | 1.38 | 1.98 | 1.98
High | 0 | 0 | 2.3 | 2.3 | 2.3 | 2.3 | 3.3 | 3.3 | 3.3 | 3.3 | 3.3
0 |  | TMA | KTS-AW-PV/NDT-KTS | KTS EAST | DC01a | 1. In Flight | Data Centre | N
Uptake Scenario | 2023 | 2024 | 2025 | 2026 | 2027 | 2028 | 2029 | 2030 | 2031 | 2032 | 2033
Customer forecast | -6 | 0 | 4 | 6.65 | 9.3 | 11.95 | 14.6 | 17.25 | 19.9 | 22.55 | 25.2
Base | -6 | 0 | 4 | 6.65 | 9.3 | 11.95 | 14.6 | 17.25 | 19.9 | 22.55 | 25.2
Low | -6 | 0 | 4 | 6.65 | 9.3 | 11.95 | 14.6 | 17.25 | 19.9 | 22.55 | 25.2
High | -6 | 0 | 4 | 6.65 | 9.3 | 11.95 | 14.6 | 17.25 | 19.9 | 22.55 | 25.2
0 |  |  | KTS-AW-PV/NDT-KTS | KTS EAST | DC01b | 2. High | Data Centre | Y
Uptake Scenario | 2023 | 2024 | 2025 | 2026 | 2027 | 2028 | 2029 | 2030 | 2031 | 2032 | 2033
Customer forecast | 0 | 0 | 0 | 0 | 0 | 0 | 0 | 0 | 0 | 5.8501 | 8.3356
Base | 0 | 0 | 0 | 0 | 0 | 0 | 0 | 0 | 0 | 0 | 0
Low | 0 | 0 | 0 | 0 | 0 | 0 | 0 | 0 | 0 | 0 | 0
High | 0 | 0 | 0 | 0 | 0 | 0 | 0 | 0 | 0 | 0 | 4.2121
0 |  |  | KTS-AW-PV/NDT-KTS | KTS EAST | DC01c | 5. Unlikely | Data Centre | Y
Uptake Scenario | 2023 | 2024 | 2025 | 2026 | 2027 | 2028 | 2029 | 2030 | 2031 | 2032 | 2033
Customer forecast | 0 | 0 | 0 | 0 | 0 | 0 | 0 | 0 | 0 | 0 | 0
Base | 0 | 0 | 0 | 0 | 0 | 0 | 0 | 0 | 0 | 0 | 0
Low | 0 | 0 | 0 | 0 | 0 | 0 | 0 | 0 | 0 | 0 | 0
High | 0 | 0 | 0 | 0 | 0 | 0 | 0 | 0 | 0 | 0 | 0
0 |  | TH | BLTS-TH-BLTS | BLTS66 | DC02a | 1. In Flight | Data Centre | N
Uptake Scenario | 2023 | 2024 | 2025 | 2026 | 2027 | 2028 | 2029 | 2030 | 2031 | 2032 | 2033
Customer forecast | -2 | 1.75 | 13 | 18 | 18 | 18
Base | -2 | 1.75 | 13 | 18 | 18 | 18
Low | -2 | 1.75 | 13 | 18 | 18 | 18
High | -2 | 1.75 | 13 | 18 | 18 | 18
0 |  |  | BLTS-TH-BLTS | BLTS66 | DC02b | 3. Medium | Data Centre | Y
Uptake Scenario | 2023 | 2024 | 2025 | 2026 | 2027 | 2028 | 2029 | 2030 | 2031 | 2032 | 2033
Customer Forecast | 0 | 0 | 0 | 0 | 0 | 0 | 20 | 37.5502 | 45.0067 | 50.5438 | 67.0758
Base | 0 | 0 | 0 | 0 | 0 | 0 | 18 | 18 | 18 | 18 | 18.7751
Low | 0 | 0 | 0 | 0 | 0 | 0 | 18 | 18 | 18 | 18 | 18
High | 0 | 0 | 0 | 0 | 0 | 0 | 18 | 18 | 18 | 22.5301 | 27.004
0 |  |  | KTS-TMA-MAT-KTS | KTS EAST | DC04a | 1. In Flight | Data Centre | N
Uptake Scenario | 2023 | 2024 | 2025 | 2026 | 2027 | 2028 | 2029 | 2030 | 2031 | 2032 | 2033
Customer forecast | 0 | 0 | 0 | 16.9 | 19.3 | 23 | 37.4 | 51.9 | 65.8 | 67.6 | 69.5
Base | 0 | 0 | 0 | 16.9 | 19.3 | 23 | 37.4 | 51.9 | 65.8 | 67.6 | 69.5
Low | 0 | 0 | 0 | 16.9 | 19.3 | 23 | 37.4 | 51.9 | 65.8 | 67.6 | 69.5
High | 0 | 0 | 0 | 16.9 | 19.3 | 23 | 37.4 | 51.9 | 65.8 | 67.6 | 69.5
0 |  | In JEN 2024 Underlying Forecast |  |  | DC06 | 1. In Flight | Data Centre | Y
Uptake Scenario | 2023 | 2024 | 2025 | 2026 | 2027 | 2028 | 2029 | 2030 | 2031 | 2032 | 2033
Customer forecast | 0 | 15 | 15 | 15 | 15 | 15 | 15 | 15 | 15 | 15 | 15
Base | 0 | 0 | 10.5 | 10.5 | 10.5 | 10.5 | 10.5 | 10.5 | 10.5 | 10.5 | 10.5
Low | 0 | 0 | 0 | 9 | 9 | 9 | 9 | 9 | 9 | 9 | 9
High | 0 | 15 | 15 | 15 | 15 | 15 | 15 | 15 | 15 | 15 | 15
0 |  |  | BLTS-TH-BLTS | BLTS66 | DC07a | 1. In Flight | Data Centre | N
Uptake Scenario | 2023 | 2024 | 2025 | 2026 | 2027 | 2028 | 2029 | 2030 | 2031 | 2032 | 2033
Customer forecast | 0 | 0 | 3.8611 | 5.5015 | 6.7196 | 10.3567 | 12.7346 | 15.3055 | 18.1806 | 19.6986 | 21.7027
Base | 0 | 0 | 3.8611 | 5.5015 | 6.7196 | 10.3567 | 12.7346 | 15.3055 | 18.1806 | 19.6986 | 21.7027
Low | 0 | 0 | 3.8611 | 5.5015 | 6.7196 | 10.3567 | 12.7346 | 15.3055 | 18.1806 | 19.6986 | 21.7027
High | 0 | 0 | 3.8611 | 5.5015 | 6.7196 | 10.3567 | 12.7346 | 15.3055 | 18.1806 | 19.6986 | 21.7027
0 |  |  | BLTS-TH-BLTS | BLTS66 | DC07b | 2. High | Data Centre | Y
Uptake Scenario | 2023 | 2024 | 2025 | 2026 | 2027 | 2028 | 2029 | 2030 | 2031 | 2032 | 2033
Customer forecast | 0 | 0 | 0 | 0 | 0 | 5.8501 | 8.3356 | 10.1813 | 15.6919 | 19.2948 | 23.1902
Base | 0 | 0 | 0 | 0 | 0 | 0 | 0 | 2.8665 | 4.0844 | 4.9888 | 7.689
Low | 0 | 0 | 0 | 0 | 0 | 0 | 0 | 0 | 1.17 | 1.6671 | 2.0363
High | 0 | 0 | 0 | 0 | 0 | 0 | 4.2121 | 6.0016 | 7.3305 | 11.2982 | 13.8923
0 |  |  | BLTS-TH-BLTS | BLTS66 | DC09 | 3. Medium | Data Centre | Y
Uptake Scenario | 2023 | 2024 | 2025 | 2026 | 2027 | 2028 | 2029 | 2030 | 2031 | 2032 | 2033
Customer Forecast | 0 | 0 | 0 | 0 | 0 | 0 | 0 | 11.7002 | 16.6711 | 20.3625 | 31.3839
Base | 0 | 0 | 0 | 0 | 0 | 0 | 0 | 0 | 0 | 0 | 4.0951
Low | 0 | 0 | 0 | 0 | 0 | 0 | 0 | 0 | 0 | 0 | 0
High | 0 | 0 | 0 | 0 | 0 | 0 | 0 | 0 | 0 | 6.3181 | 9.0024
0 |  |  | KTS-AW-PV/NDT-KTS | KTS EAST | DC12a | 1. In Flight | Data Centre | Y
Uptake Scenario | 2023 | 2024 | 2025 | 2026 | 2027 | 2028 | 2029 | 2030 | 2031 | 2032 | 2033
Customer forecast | 0 | 0 | 0 | 0 | 8.7751 | 12.5033 | 15.2719 | 23.5379 | 28.9422 | 34.7853 | 41.3196
Base | 0 | 0 | 0 | 0 | 0 | 7.8976 | 11.253 | 13.7447 | 21.1841 | 26.048 | 28.9237
Low | 0 | 0 | 0 | 0 | 0 | 0 | 5.2651 | 7.502 | 9.1631 | 14.1227 | 17.3653
High | 0 | 0 | 0 | 0 | 8.7751 | 12.5033 | 15.2719 | 23.5379 | 28.9422 | 34.7853 | 28.9422
0 |  |  | KTS-AW-PV/NDT-KTS | KTS EAST | DC12b | 4. Low | Data Centre | Y
Uptake Scenario | 2023 | 2024 | 2025 | 2026 | 2027 | 2028 | 2029 | 2030 | 2031 | 2032 | 2033
Customer forecast | 0 | 0 | 0 | 0 | 0 | 3.042 | 4.3345 | 5.2943 | 8.1598 | 10.0333 | 12.0589
Base | 0 | 0 | 0 | 0 | 0 | 0 | 0 | 0 | 0 | 0 | 0.63883
Low | 0 | 0 | 0 | 0 | 0 | 0 | 0 | 0 | 0 | 0 | 0
High | 0 | 0 | 0 | 0 | 0 | 0 | 0 | 0 | 1.0951 | 1.5604 | 1.9059
0 |  |  | SMTS-ST-SSS-SMTS | SMTS | DC11 | 1. In Flight | Data Centre | Y
Uptake Scenario | 2023 | 2024 | 2025 | 2026 | 2027 | 2028 | 2029 | 2030 | 2031 | 2032 | 2033
Customer forecast | 0 | 0 | 0 | 5.8501 | 8.3356 | 10.1813 | 15.6919 | 19.2948 | 23.1902 | 27.5464 | 29.8464
Base | 0 | 0 | 0 | 0 | 5.2651 | 7.502 | 9.1631 | 14.1227 | 17.3653 | 20.8712 | 20.8925
Low | 0 | 0 | 0 | 0 | 0 | 3.51 | 5.0013 | 6.1088 | 9.4152 | 11.5769 | 13.9141
High | 0 | 0 | 0 | 5.8501 | 8.3356 | 10.1813 | 15.6919 | 19.2948 | 23.1902 | 27.5464 | 23.1902
0 |  |  | KTS-SHM-SBY-KTS | KTS WEST | DC17a | 2. High | Data Centre | Y
Uptake Scenario | 2023 | 2024 | 2025 | 2026 | 2027 | 2028 | 2029 | 2030 | 2031 | 2032 | 2033
Customer forecast | 0 | 0 | 0 | 0 | 0 | 0 | 10 | 23.7 | 42.1 | 65.1 | 75
Base | 0 | 0 | 0 | 0 | 0 | 0 | 0 | 0 | 4.9 | 11.613 | 20.629
Low | 0 | 0 | 0 | 0 | 0 | 0 | 0 | 0 | 0 | 2 | 4.74
High | 0 | 0 | 0 | 0 | 0 | 0 | 0 | 7.2 | 17.064 | 30.312 | 46.872
0 |  |  | KTS-SHM-SBY-KTS | KTS WEST | DC17b | 4. Low | Data Centre | Y
Uptake Scenario | 2023 | 2024 | 2025 | 2026 | 2027 | 2028 | 2029 | 2030 | 2031 | 2032 | 2033
Customer forecast | 0 | 0 | 0 | 0 | 0 | 0 | 0 | 17.5502 | 25.0067 | 30.5438 | 47.0758
Base | 0 | 0 | 0 | 0 | 0 | 0 | 0 | 0 | 0 | 0 | 0
Low | 0 | 0 | 0 | 0 | 0 | 0 | 0 | 0 | 0 | 0 | 0
High | 0 | 0 | 0 | 0 | 0 | 0 | 0 | 0 | 0 | 0 | 6.3181
0 |  |  | KTS-TMA-MAT-KTS | KTS EAST | DC04b | 4. Low | Data Centre | Y
Uptake Scenario | 2023 | 2024 | 2025 | 2026 | 2027 | 2028 | 2029 | 2030 | 2031 | 2032 | 2033
Customer forecast | 0 | 0 | 0 | 0 | 0 | 0 | 0 | 0 | 0 | 8.7751 | 12.5033
Base | 0 | 0 | 0 | 0 | 0 | 0 | 0 | 0 | 0 | 0 | 0
Low | 0 | 0 | 0 | 0 | 0 | 0 | 0 | 0 | 0 | 0 | 0
High | 0 | 0 | 0 | 0 | 0 | 0 | 0 | 0 | 0 | 0 | 0
0 |  |  | TTS-BD-BMS-COO-VCO-TTS | TTS WEST | DC24 | 4. Low | Data Centre | Y
Uptake Scenario | 2023 | 2024 | 2025 | 2026 | 2027 | 2028 | 2029 | 2030 | 2031 | 2032 | 2033
Customer forecast | 0 | 0 | 0 | 0 | 0 | 0 | 0 | 0 | 0 | 26.3254 | 37.51
Base | 0 | 0 | 0 | 0 | 0 | 0 | 0 | 0 | 0 | 0 | 0
Low | 0 | 0 | 0 | 0 | 0 | 0 | 0 | 0 | 0 | 0 | 0
High | 0 | 0 | 0 | 0 | 0 | 0 | 0 | 0 | 0 | 0 | 0
0 |  |  | BLTS-TH-BLTS | BLTS66 | DC30 | 4. Low | Data Centre | Y
Uptake Scenario | 2023 | 2024 | 2025 | 2026 | 2027 | 2028 | 2029 | 2030 | 2031 | 2032 | 2033
Customer forecast | 0 | 0 | 0 | 0 | 0 | 0 | 0 | 0 | 35.1005 | 50.0133 | 61.0876
Base | 0 | 0 | 0 | 0 | 0 | 0 | 0 | 0 | 0 | 0 | 0
Low | 0 | 0 | 0 | 0 | 0 | 0 | 0 | 0 | 0 | 0 | 0
High | 0 | 0 | 0 | 0 | 0 | 0 | 0 | 0 | 0 | 0 | 0
0 |  |  | BLTS-TH-BLTS | BLTS66 | DC26 | 4. Low | Data Centre | Y
Uptake Scenario | 2023 | 2024 | 2025 | 2026 | 2027 | 2028 | 2029 | 2030 | 2031 | 2032 | 2033
Customer forecast | 0 | 0 | 0 | 0 | 0 | 0 | 0 | 0 | 0 | 0 | 26.3254
Base | 0 | 0 | 0 | 0 | 0 | 0 | 0 | 0 | 0 | 0 | 0
Low | 0 | 0 | 0 | 0 | 0 | 0 | 0 | 0 | 0 | 0 | 0
High | 0 | 0 | 0 | 0 | 0 | 0 | 0 | 0 | 0 | 0 | 0
0 |  |  | KTS-BY-ES-KTS | KTS EAST | DC27 | 4. Low | Data Centre | Y
Uptake Scenario | 2023 | 2024 | 2025 | 2026 | 2027 | 2028 | 2029 | 2030 | 2031 | 2032 | 2033
Customer forecast | 0 | 0 | 0 | 0 | 0 | 0 | 0 | 0 | 0 | 0 | 17.5502
Base | 0 | 0 | 0 | 0 | 0 | 0 | 0 | 0 | 0 | 0 | 0
Low | 0 | 0 | 0 | 0 | 0 | 0 | 0 | 0 | 0 | 0 | 0
High | 0 | 0 | 0 | 0 | 0 | 0 | 0 | 0 | 0 | 0 | 0
0 |  |  | KTS-AW-PV/NDT-KTS | KTS EAST | DC10a | 2. High | Data Centre | Y
Uptake Scenario | 2023 | 2024 | 2025 | 2026 | 2027 | 2028 | 2029 | 2030 | 2031 | 2032 | 2033
Customer forecast | 0 | 0 | 0 | 0 | 0 | 0 | 0 | 0 | 8.7751 | 12.5033 | 15.2719
Base | 0 | 0 | 0 | 0 | 0 | 0 | 0 | 0 | 0 | 0 | 4.2998
Low | 0 | 0 | 0 | 0 | 0 | 0 | 0 | 0 | 0 | 0 | 0
High | 0 | 0 | 0 | 0 | 0 | 0 | 0 | 0 | 0 | 6.3181 | 9.0024
0 |  |  | KTS-AW-PV/NDT-KTS | KTS EAST | DC10b | 5. Unlikely | Data Centre | Y
Uptake Scenario | 2023 | 2024 | 2025 | 2026 | 2027 | 2028 | 2029 | 2030 | 2031 | 2032 | 2033
Customer forecast | 0 | 0 | 0 | 0 | 0 | 0 | 0 | 0 | 0 | 17.5502 | 35.1005
Base | 0 | 0 | 0 | 0 | 0 | 0 | 0 | 0 | 0 | 0 | 0
Low | 0 | 0 | 0 | 0 | 0 | 0 | 0 | 0 | 0 | 0 | 0
High | 0 | 0 | 0 | 0 | 0 | 0 | 0 | 0 | 0 | 0 | 0
0 |  |  | KTS-TMA-MAT-KTS | KTS EAST | DC18a | 2. High | Data Centre | Y
Uptake Scenario | 2023 | 2024 | 2025 | 2026 | 2027 | 2028 | 2029 | 2030 | 2031 | 2032 | 2033
Customer forecast | 0 | 0 | 0 | 14.74 | 29.97 | 29.97 | 29.97 | 29.97 | 29.97 | 29.97 | 29.97
Base | 0 | 0 | 0 | 0 | 0 | 7.2226 | 7.2226 | 7.2226 | 7.2226 | 10.4895 | 10.4895
Low | 0 | 0 | 0 | 0 | 0 | 0 | 2.948 | 2.948 | 2.948 | 2.948 | 2.948
High | 0 | 0 | 0 | 0 | 10.6128 | 10.6128 | 10.6128 | 21.5784 | 21.5784 | 21.5784 | 21.5784
0 |  |  | KTS-TMA-MAT-KTS | KTS EAST | DC18b | 3. Medium | Data Centre | Y
Uptake Scenario | 2023 | 2024 | 2025 | 2026 | 2027 | 2028 | 2029 | 2030 | 2031 | 2032 | 2033
Customer forecast | 0 | 0 | 0 | 0 | 0 | 14.24 | 54.24 | 68.98 | 83.71 | 98.45 | 110.03
Base | 0 | 0 | 0 | 0 | 0 | 0 | 0 | 0 | 4.984 | 18.984 | 23.1063
Low | 0 | 0 | 0 | 0 | 0 | 0 | 0 | 0 | 0 | 0 | 1.424
High | 0 | 0 | 0 | 0 | 0 | 0 | 0 | 7.6896 | 29.2896 | 37.2492 | 45.2034
0 |  |  | BLTS-TH-BLTS | BLTS66 | DC19b | 4. Low | Data Centre | Y
Uptake Scenario | 2023 | 2024 | 2025 | 2026 | 2027 | 2028 | 2029 | 2030 | 2031 | 2032 | 2033
Customer forecast | 0 | 0 | 0 | 0 | 0 | 0 | 0 | 0 | 0 | 0 | 0
Base | 0 | 0 | 0 | 0 | 0 | 0 | 0 | 0 | 0 | 0 | 0
Low | 0 | 0 | 0 | 0 | 0 | 0 | 0 | 0 | 0 | 0 | 0
High | 0 | 0 | 0 | 0 | 0 | 0 | 0 | 0 | 0 | 0 | 0
0 |  |  | SMTS-ST-SSS-SMTS | SMTS | DC20a | 2. High | Data Centre | Y
Uptake Scenario | 2023 | 2024 | 2025 | 2026 | 2027 | 2028 | 2029 | 2030 | 2031 | 2032 | 2033
Customer forecast | 0 | 0 | 0 | 0 | 0 | 0 | 5.8501 | 8.3356 | 10.1813 | 15.6919 | 19.2948
Base | 0 | 0 | 0 | 0 | 0 | 0 | 0 | 0 | 2.8665 | 4.0844 | 4.9888
Low | 0 | 0 | 0 | 0 | 0 | 0 | 0 | 0 | 0 | 1.17 | 1.6671
High | 0 | 0 | 0 | 0 | 0 | 0 | 0 | 4.2121 | 6.0016 | 7.3305 | 11.2982
0 |  |  | SMTS-ST-SSS-SMTS | SMTS | DC20b | 4. Low | Data Centre | Y
Uptake Scenario | 2023 | 2024 | 2025 | 2026 | 2027 | 2028 | 2029 | 2030 | 2031 | 2032 | 2033
Customer forecast | 0 | 0 | 0 | 0 | 0 | 0 | 0 | 22.2303 | 31.6751 | 38.6888 | 59.6294
Base | 0 | 0 | 0 | 0 | 0 | 0 | 0 | 0 | 0 | 0 | 0
Low | 0 | 0 | 0 | 0 | 0 | 0 | 0 | 0 | 0 | 0 | 0
High | 0 | 0 | 0 | 0 | 0 | 0 | 0 | 0 | 0 | 0 | 8.0029
0 |  |  | SMTS-ST-SSS-SMTS | SMTS | DC28 | 4. Low | Data Centre | Y
Uptake Scenario | 2023 | 2024 | 2025 | 2026 | 2027 | 2028 | 2029 | 2030 | 2031 | 2032 | 2033
Customer forecast | 0 | 0 | 0 | 0 | 0 | 0 | 0 | 0 | 0 | 0 | 26.3254
Base | 0 | 0 | 0 | 0 | 0 | 0 | 0 | 0 | 0 | 0 | 0
Low | 0 | 0 | 0 | 0 | 0 | 0 | 0 | 0 | 0 | 0 | 0
High | 0 | 0 | 0 | 0 | 0 | 0 | 0 | 0 | 0 | 0 | 0
0 |  |  | SMTS-ST-SSS-SMTS | SMTS | DC29 | 4. Low | Data Centre | Y
Uptake Scenario | 2023 | 2024 | 2025 | 2026 | 2027 | 2028 | 2029 | 2030 | 2031 | 2032 | 2033
Customer forecast | 0 | 0 | 0 | 0 | 0 | 0 | 0 | 0 | 0 | 0 | 26.3254
Base | 0 | 0 | 0 | 0 | 0 | 0 | 0 | 0 | 0 | 0 | 0
Low | 0 | 0 | 0 | 0 | 0 | 0 | 0 | 0 | 0 | 0 | 0
High | 0 | 0 | 0 | 0 | 0 | 0 | 0 | 0 | 0 | 0 | 0
0 |  |  | BLTS-NT-YVE-BLTS | BLTS66 | DC32 | 4. Low | Data Centre | Y
Uptake Scenario | 2023 | 2024 | 2025 | 2026 | 2027 | 2028 | 2029 | 2030 | 2031 | 2032 | 2033
Customer forecast | 0 | 0 | 0 | 0 | 0 | 0 | 0 | 0 | 0 | 0 | 17.5502
Base | 0 | 0 | 0 | 0 | 0 | 0 | 0 | 0 | 0 | 0 | 0
Low | 0 | 0 | 0 | 0 | 0 | 0 | 0 | 0 | 0 | 0 | 0
High | 0 | 0 | 0 | 0 | 0 | 0 | 0 | 0 | 0 | 0 | 0
0 |  |  | TTS-BD-BMS-COO-VCO-TTS | TTS WEST | DC21 | 4. Low | Data Centre | Y
Uptake Scenario | 2023 | 2024 | 2025 | 2026 | 2027 | 2028 | 2029 | 2030 | 2031 | 2032 | 2033
Customer forecast | 0 | 0 | 0 | 0 | 0 | 0 | 0 | 0 | 23.4003 | 33.3422 | 40.7251
Base | 0 | 0 | 0 | 0 | 0 | 0 | 0 | 0 | 0 | 0 | 0
Low | 0 | 0 | 0 | 0 | 0 | 0 | 0 | 0 | 0 | 0 | 0
High | 0 | 0 | 0 | 0 | 0 | 0 | 0 | 0 | 0 | 0 | 0
Table 3-2 KNOWN CUSTOMER LOAD
Uptake Scenario | 2023 | 2024 | 2025 | 2026 | 2027 | 2028 | 2029 | 2030 | 2031 | 2032 | 2033
Customer forecast | -33 | 46.75 | 152.5212 | 222.2784 | 277.6795 | 360.0057 | 464.4244 | 622.9037 | 813.7855 | 1033.4636 | 1348.1693
Data Centres | -8 | 16.75 | 35.8611 | 82.6415 | 129.0895 | 173.5986 | 267.2527 | 414.4994 | 591.6113 | 800.8094 | 1103.8565
Major Loads | -25 | 30 | 116.6601 | 139.6369 | 148.59 | 186.4071 | 197.1717 | 208.4043 | 222.1743 | 232.6542 | 244.3127
Base | -33 | 1.75 | 53.7611 | 115.2215 | 136.0012 | 170.504 | 204.8354 | 240.9186 | 293.6247 | 342.0933 | 377.801
Data Centres | -8 | 1.75 | 31.3611 | 57.5515 | 69.0847 | 96.4289 | 120.8733 | 150.9121 | 194.9876 | 238.3022 | 275.5265
Major Loads | -25 | 0 | 22.4 | 57.67 | 66.9165 | 74.0751 | 83.9621 | 90.0065 | 98.6371 | 103.7911 | 102.2744
Low | -33 | 1.75 | 20.8611 | 74.0515 | 108.0996 | 126.0688 | 156.1963 | 189.1523 | 216.4784 | 235.5877 | 260.4984
Data Centres | -8 | 1.75 | 20.8611 | 56.0515 | 62.3196 | 75.8167 | 104.949 | 128.0143 | 153.5769 | 170.3334 | 187.4975
Major Loads | -25 | 0 | 0 | 18 | 45.78 | 50.252 | 51.2474 | 61.138 | 62.9014 | 65.2543 | 73.0009
High | -33 | 46.75 | 112.1611 | 159.1408 | 197.9657 | 231.3729 | 274.5204 | 362.6256 | 443.8692 | 507.5055 | 573.3791
Data Centres | -8 | 16.75 | 35.8611 | 67.9015 | 96.0431 | 111.6041 | 143.5233 | 211.898 | 278.3941 | 340.252 | 401.046
Major Loads | -25 | 30 | 76.3 | 91.2393 | 101.9226 | 119.7688 | 130.9971 | 150.7276 | 165.4751 | 167.2535 | 172.333
Table 3-3 FUTURE MAJOR CUSTOMER LOADS - MAJOR LOADS |  | 20% |  |  |  | 20% | 20% | 20% | 20% | 20% | 20%
Uptake Scenario | 2023 | 2024 | 2025 | 2026 | 2027 | 2028 | 2029 | 2030 | 2031 | 2032 | 2033
Customer forecast | 0 | 0 | 0 | 0 | 0 | 21.545 | 48.4763 | 80.7938 | 118.4976 | 161.5876 | 210.0639
Base | 0 | 0 | 0 | 0 | 0 | 8.5616 | 20.6428 | 34.8936 | 52.6085 | 72.0871 | 87.9372
Low | 0 | 0 | 0 | 0 | 0 | 5.8082 | 12.5996 | 23.7019 | 33.5487 | 45.3217 | 62.7673
High | 0 | 0 | 0 | 0 | 0 | 13.8429 | 32.2067 | 58.4338 | 88.2569 | 116.1642 | 148.1746
TOTAL CUSTOMER LOAD (KNOWN + FUTURE MAJOR CUSTOMER)
Uptake Scenario | 2023 | 2024 | 2025 | 2026 | 2027 | 2028 | 2029 | 2030 | 2031 | 2032 | 2033 | % of Customer Forecast
Customer forecast | -33 | 46.75 | 152.5212 | 222.2784 | 277.6795 | 470.4992 | 696.357 | 980.5498 | 1294.7484 | 1628.6752 | 2041.8908 | 100%
Base | -33 | 1.75 | 53.7611 | 115.2215 | 136.0012 | 228.4739 | 308.452 | 376.6093 | 465.6972 | 543.2168 | 594.7746 | 29.13%
Low | -33 | 1.75 | 20.8611 | 74.0515 | 108.0996 | 170.7239 | 240.8384 | 298.3574 | 344.1198 | 375.0021 | 417.3584 | 20.44%
High | -33 | 46.75 | 112.1611 | 159.1408 | 197.9657 | 302.3996 | 405.249 | 562.5902 | 702.6911 | 807.9101 | 905.7941 | 44.36%
Table 3-4 FUTURE MAJOR CUSTOMER LOADS - DATA CENTRES |  | 20% |  |  |  | 20% | 17% | 14% | 11% | 8% | 5%
Uptake Scenario | 2023 | 2024 | 2025 | 2026 | 2027 | 2028 | 2029 | 2030 | 2031 | 2032 | 2033
Customer forecast | 0 | 0 | 0 | 0 | 0 | 88.9485 | 183.4563 | 276.8523 | 362.4652 | 433.6241 | 483.6576
Base | 0 | 0 | 0 | 0 | 0 | 49.4083 | 82.9738 | 100.7972 | 119.464 | 129.0364 | 129.0364
Low | 0 | 0 | 0 | 0 | 0 | 38.847 | 72.0425 | 85.5033 | 94.0927 | 94.0927 | 94.0927
High | 0 | 0 | 0 | 0 | 0 | 57.1837 | 98.5219 | 141.5308 | 170.565 | 184.2404 | 184.2404
Chart Data
Major Loads | 0 | 55 | 86.6601 | 22.9768 | 8.9531 | 37.8171 | 10.7646 | 11.2326 | 13.77 | 10.4799 | 11.6585
Data Centres | 0 | 24.75 | 19.1111 | 46.7805 | 46.448 | 44.5091 | 93.6541 | 147.2467 | 177.1119 | 209.1981 | 303.0472
Major Loads+Future Major Cust | 0 | 55 | 86.6601 | 22.9768 | 8.9531 | 59.3621 | 37.6958 | 43.5502 | 51.4737 | 53.57 | 60.1348
Data Centres+Future Major Cust | 0 | 24.75 | 19.1111 | 46.7805 | 46.448 | 133.4576 | 188.1619 | 240.6426 | 262.7249 | 280.3569 | 353.0807

## Incremental Network SummerFcast
Incremental Load Increase on top of JEN's 2023 Underlying Summer Maximum Demand Forecast (by Network Asset) | [7 empty] | <<- Choose type of values to display for each asset (type in "Major Load", "Data Centre", or leave blank for both)
BLTS-FW-BLTS
Uptake Scenario | 2023 | 2024 | 2025 | 2026 | 2027 | 2028 | 2029 | 2030 | 2031 | 2032 | 2033
Customer forecast | 0 | 0 | 0 | 0 | 0 | 0 | 0 | 0 | 0 | 0 | 0
Base | 0 | 0 | 0 | 0 | 0 | 0 | 0 | 0 | 0 | 0 | 0
Low | 0 | 0 | 0 | 0 | 0 | 0 | 0 | 0 | 0 | 0 | 0
High | 0 | 0 | 0 | 0 | 0 | 0 | 0 | 0 | 0 | 0 | 0
Weighted | 0 | 0 | 0 | 0 | 0 | 0 | 0 | 0 | 0 | 0 | 0
BLTS-TH-BLTS
Uptake Scenario | 2023 | 2024 | 2025 | 2026 | 2027 | 2028 | 2029 | 2030 | 2031 | 2032 | 2033
Customer forecast | -2 | 1.75 | 16.8611 | 23.5015 | 38.4088 | 53.712 | 64.8943 | 111.4563 | 175.8006 | 214.1781 | 295.2242
Base | -2 | 1.75 | 16.8611 | 23.5015 | 24.7196 | 28.3567 | 30.7346 | 36.1721 | 40.2651 | 45.5622 | 56.3581
Low | -2 | 1.75 | 16.8611 | 23.5015 | 24.7196 | 28.3567 | 30.7346 | 33.3055 | 37.3506 | 39.3657 | 41.739
High | -2 | 1.75 | 16.8611 | 23.5015 | 24.7196 | 28.3567 | 34.9466 | 44.2352 | 50.533 | 68.4217 | 84.8203
Weighted | -2 | 1.75 | 16.8611 | 23.5015 | 24.7196 | 28.3567 | 31.7876 | 37.4712 | 42.1034 | 49.7279 | 59.8188
BTS-FF-BTS
Uptake Scenario | 2023 | 2024 | 2025 | 2026 | 2027 | 2028 | 2029 | 2030 | 2031 | 2032 | 2033
Customer forecast | 0 | 0 | 0 | 0 | 0 | 0 | 0 | 0 | 0 | 0 | 0
Base | 0 | 0 | 0 | 0 | 0 | 0 | 0 | 0 | 0 | 0 | 0
Low | 0 | 0 | 0 | 0 | 0 | 0 | 0 | 0 | 0 | 0 | 0
High | 0 | 0 | 0 | 0 | 0 | 0 | 0 | 0 | 0 | 0 | 0
Weighted | 0 | 0 | 0 | 0 | 0 | 0 | 0 | 0 | 0 | 0 | 0
KTS-BY-ES-KTS
Uptake Scenario | 2023 | 2024 | 2025 | 2026 | 2027 | 2028 | 2029 | 2030 | 2031 | 2032 | 2033
Customer forecast | 0 | 0 | 0 | 0 | 0 | 0 | 0 | 0 | 0 | 0 | 17.5502
Base | 0 | 0 | 0 | 0 | 0 | 0 | 0 | 0 | 0 | 0 | 0
Low | 0 | 0 | 0 | 0 | 0 | 0 | 0 | 0 | 0 | 0 | 0
High | 0 | 0 | 0 | 0 | 0 | 0 | 0 | 0 | 0 | 0 | 0
Weighted | 0 | 0 | 0 | 0 | 0 | 0 | 0 | 0 | 0 | 0 | 0
KTS-AW-PV/NDT-KTS
Uptake Scenario | 2023 | 2024 | 2025 | 2026 | 2027 | 2028 | 2029 | 2030 | 2031 | 2032 | 2033
Customer forecast | -6 | 0 | 4 | 6.65 | 18.0751 | 27.4954 | 34.2064 | 46.0822 | 65.7771 | 103.2722 | 137.2864
Base | -6 | 0 | 4 | 6.65 | 9.3 | 19.8476 | 25.853 | 30.9947 | 41.0841 | 48.598 | 59.0624
Low | -6 | 0 | 4 | 6.65 | 9.3 | 11.95 | 19.8651 | 24.752 | 29.0631 | 36.6727 | 42.5653
High | -6 | 0 | 4 | 6.65 | 18.0751 | 24.4533 | 29.8719 | 40.7879 | 49.9373 | 65.2138 | 69.2626
Weighted | -6 | 0 | 4 | 6.65 | 11.4938 | 19.0246 | 25.3607 | 31.8823 | 40.2922 | 49.7706 | 57.4882
KTS-TMA-MAT-KTS
Uptake Scenario | 2023 | 2024 | 2025 | 2026 | 2027 | 2028 | 2029 | 2030 | 2031 | 2032 | 2033
Customer forecast | -25 | 0 | 9.3601 | 44.9769 | 65.56 | 92.3171 | 152.4817 | 187.9543 | 223.5543 | 252.5493 | 274.616
Base | -25 | 0 | 0 | 16.9 | 23.8865 | 36.7577 | 52.6047 | 71.4251 | 93.1337 | 115.2546 | 121.5102
Low | -25 | 0 | 0 | 16.9 | 19.3 | 24.872 | 43.0154 | 58.106 | 73.7694 | 76.7223 | 81.2929
High | -25 | 0 | 0 | 23.6393 | 39.5154 | 45.3416 | 66.0899 | 103.3956 | 143.3831 | 158.1611 | 170.6648
Weighted | -25 | 0 | 0 | 18.5848 | 26.6471 | 35.9322 | 53.5787 | 76.0879 | 100.855 | 116.3482 | 123.7445
SMTS-ST-SSS-SMTS
Uptake Scenario | 2023 | 2024 | 2025 | 2026 | 2027 | 2028 | 2029 | 2030 | 2031 | 2032 | 2033
Customer forecast | 0 | 0 | 0 | 5.8501 | 8.3356 | 10.1813 | 21.542 | 49.8606 | 65.0466 | 108.2525 | 198.9312
Base | 0 | 0 | 0 | 0 | 5.2651 | 7.502 | 9.1631 | 14.1227 | 20.2319 | 24.9556 | 25.8813
Low | 0 | 0 | 0 | 0 | 0 | 3.51 | 5.0013 | 6.1088 | 9.4152 | 12.7469 | 15.5812
High | 0 | 0 | 0 | 5.8501 | 8.3356 | 10.1813 | 15.6919 | 23.5068 | 29.1918 | 34.8769 | 42.4913
Weighted | 0 | 0 | 0 | 1.4625 | 4.7164 | 7.1738 | 9.7549 | 14.4653 | 19.7677 | 24.3837 | 27.4588
TTS-BD-BMS-COO-VCO-TTS
Uptake Scenario | 2023 | 2024 | 2025 | 2026 | 2027 | 2028 | 2029 | 2030 | 2031 | 2032 | 2033
Customer forecast | 0 | 0 | 0 | 0 | 0 | 0 | 0 | 0 | 23.4003 | 59.6676 | 78.2351
Base | 0 | 0 | 0 | 0 | 0 | 0 | 0 | 0 | 0 | 0 | 0
Low | 0 | 0 | 0 | 0 | 0 | 0 | 0 | 0 | 0 | 0 | 0
High | 0 | 0 | 0 | 0 | 0 | 0 | 0 | 0 | 0 | 0 | 0
Weighted | 0 | 0 | 0 | 0 | 0 | 0 | 0 | 0 | 0 | 0 | 0
TTS-NEI-NH-WT-TTS
Uptake Scenario | 2023 | 2024 | 2025 | 2026 | 2027 | 2028 | 2029 | 2030 | 2031 | 2032 | 2033
Customer forecast | 0 | 5 | 20 | 20 | 20 | 35 | 40 | 45 | 65.8 | 72.6 | 79.4
Base | 0 | 0 | 4.5 | 13.5 | 13.5 | 15.25 | 15.25 | 15.25 | 30.8 | 31.5 | 29.75
Low | 0 | 0 | 0 | 3 | 9 | 9 | 9 | 9.5 | 17.9 | 17.9 | 24.4
High | 0 | 5 | 15 | 15 | 17.7 | 17.7 | 17.7 | 30.4 | 47.1 | 43.86 | 46.29
Weighted | 0 | 1.25 | 6 | 11.25 | 13.425 | 14.3 | 14.3 | 17.6 | 31.65 | 31.19 | 32.5475
TTS-PTN-EPN-EP-TTS
Uptake Scenario | 2023 | 2024 | 2025 | 2026 | 2027 | 2028 | 2029 | 2030 | 2031 | 2032 | 2033
Customer forecast | 0 | 0 | 6 | 20 | 20 | 20 | 20 | 20 | 20 | 20 | 20
Base | 0 | 0 | 0 | 0 | 0 | 2.1 | 2.1 | 2.1 | 2.1 | 2.1 | 2.1
Low | 0 | 0 | 0 | 0 | 0 | 0 | 0 | 0.6 | 0.6 | 0.6 | 0.6
High | 0 | 0 | 0 | 0 | 3.24 | 3.24 | 3.24 | 3.24 | 10.8 | 10.8 | 10.8
Weighted | 0 | 0 | 0 | 0 | 0.81 | 1.86 | 1.86 | 2.01 | 3.9 | 3.9 | 3.9
KTS-BY-ES-KTS
Uptake Scenario | 2023 | 2024 | 2025 | 2026 | 2027 | 2028 | 2029 | 2030 | 2031 | 2032 | 2033
Customer forecast | 0 | 0 | 0 | 0 | 0 | 0 | 0 | 0 | 0 | 0 | 17.5502
Base | 0 | 0 | 0 | 0 | 0 | 0 | 0 | 0 | 0 | 0 | 0
Low | 0 | 0 | 0 | 0 | 0 | 0 | 0 | 0 | 0 | 0 | 0
High | 0 | 0 | 0 | 0 | 0 | 0 | 0 | 0 | 0 | 0 | 0
Weighted | 0 | 0 | 0 | 0 | 0 | 0 | 0 | 0 | 0 | 0 | 0
EPN
Uptake Scenario | 2023 | 2024 | 2025 | 2026 | 2027 | 2028 | 2029 | 2030 | 2031 | 2032 | 2033
Customer forecast | 0 | 0 | 6 | 20 | 20 | 20 | 20 | 20 | 20 | 20 | 20
Base | 0 | 0 | 0 | 0 | 0 | 2.1 | 2.1 | 2.1 | 2.1 | 2.1 | 2.1
Low | 0 | 0 | 0 | 0 | 0 | 0 | 0 | 0.6 | 0.6 | 0.6 | 0.6
High | 0 | 0 | 0 | 0 | 3.24 | 3.24 | 3.24 | 3.24 | 10.8 | 10.8 | 10.8
Weighted | 0 | 0 | 0 | 0 | 0.81 | 1.86 | 1.86 | 2.01 | 3.9 | 3.9 | 3.9
FT
Uptake Scenario | 2023 | 2024 | 2025 | 2026 | 2027 | 2028 | 2029 | 2030 | 2031 | 2032 | 2033
Customer forecast | 0 | 0 | 0 | 0 | 0 | 0 | 0 | 0 | 0 | 0 | 0
Base | 0 | 0 | 0 | 0 | 0 | 0 | 0 | 0 | 0 | 0 | 0
Low | 0 | 0 | 0 | 0 | 0 | 0 | 0 | 0 | 0 | 0 | 0
High | 0 | 0 | 0 | 0 | 0 | 0 | 0 | 0 | 0 | 0 | 0
Weighted | 0 | 0 | 0 | 0 | 0 | 0 | 0 | 0 | 0 | 0 | 0
FF
Uptake Scenario | 2023 | 2024 | 2025 | 2026 | 2027 | 2028 | 2029 | 2030 | 2031 | 2032 | 2033
Customer forecast | 0 | 0 | 0 | 0 | 0 | 0 | 0 | 0 | 0 | 0 | 0
Base | 0 | 0 | 0 | 0 | 0 | 0 | 0 | 0 | 0 | 0 | 0
Low | 0 | 0 | 0 | 0 | 0 | 0 | 0 | 0 | 0 | 0 | 0
High | 0 | 0 | 0 | 0 | 0 | 0 | 0 | 0 | 0 | 0 | 0
Weighted | 0 | 0 | 0 | 0 | 0 | 0 | 0 | 0 | 0 | 0 | 0
AW
Uptake Scenario | 2023 | 2024 | 2025 | 2026 | 2027 | 2028 | 2029 | 2030 | 2031 | 2032 | 2033
Customer forecast | 0 | 0 | 0 | 0 | 0 | 0 | 0 | 0 | 0 | 0 | 0
Base | 0 | 0 | 0 | 0 | 0 | 0 | 0 | 0 | 0 | 0 | 0
Low | 0 | 0 | 0 | 0 | 0 | 0 | 0 | 0 | 0 | 0 | 0
High | 0 | 0 | 0 | 0 | 0 | 0 | 0 | 0 | 0 | 0 | 0
Weighted | 0 | 0 | 0 | 0 | 0 | 0 | 0 | 0 | 0 | 0 | 0
NH
Uptake Scenario | 2023 | 2024 | 2025 | 2026 | 2027 | 2028 | 2029 | 2030 | 2031 | 2032 | 2033
Customer forecast | 0 | 0 | 5 | 5 | 5 | 10 | 15 | 20 | 20 | 20 | 20
Base | 0 | 0 | 0 | 0 | 0 | 1.75 | 1.75 | 1.75 | 3.5 | 4.2 | 2.45
Low | 0 | 0 | 0 | 0 | 0 | 0 | 0 | 0.5 | 0.5 | 0.5 | 1
High | 0 | 0 | 0 | 0 | 2.7 | 2.7 | 2.7 | 5.4 | 8.1 | 4.86 | 7.29
Weighted | 0 | 0 | 0 | 0 | 0.675 | 1.55 | 1.55 | 2.35 | 3.9 | 3.44 | 3.2975
ST
Uptake Scenario | 2023 | 2024 | 2025 | 2026 | 2027 | 2028 | 2029 | 2030 | 2031 | 2032 | 2033
Customer forecast | 0 | 0 | 0 | 0 | 0 | 0 | 0 | 0 | 0 | 0 | 0
Base | 0 | 0 | 0 | 0 | 0 | 0 | 0 | 0 | 0 | 0 | 0
Low | 0 | 0 | 0 | 0 | 0 | 0 | 0 | 0 | 0 | 0 | 0
High | 0 | 0 | 0 | 0 | 0 | 0 | 0 | 0 | 0 | 0 | 0
Weighted | 0 | 0 | 0 | 0 | 0 | 0 | 0 | 0 | 0 | 0 | 0
TH
Uptake Scenario | 2023 | 2024 | 2025 | 2026 | 2027 | 2028 | 2029 | 2030 | 2031 | 2032 | 2033
Customer forecast | -2 | 1.75 | 13 | 18 | 18 | 18 | 0 | 0 | 0 | 0 | 0
Base | -2 | 1.75 | 13 | 18 | 18 | 18 | 0 | 0 | 0 | 0 | 0
Low | -2 | 1.75 | 13 | 18 | 18 | 18 | 0 | 0 | 0 | 0 | 0
High | -2 | 1.75 | 13 | 18 | 18 | 18 | 0 | 0 | 0 | 0 | 0
Weighted | -2 | 1.75 | 13 | 18 | 18 | 18 | 0 | 0 | 0 | 0 | 0
KTS EAST
Uptake Scenario | 2023 | 2024 | 2025 | 2026 | 2027 | 2028 | 2029 | 2030 | 2031 | 2032 | 2033
Customer forecast | -31 | 0 | 13.3601 | 51.6269 | 83.6351 | 119.8125 | 186.6881 | 234.0365 | 289.3314 | 355.8215 | 429.4527
Base | -31 | 0 | 4 | 23.55 | 33.1865 | 56.6053 | 78.4577 | 102.4198 | 134.2178 | 163.8526 | 180.5726
Low | -31 | 0 | 4 | 23.55 | 28.6 | 36.822 | 62.8804 | 82.858 | 102.8326 | 113.3951 | 123.8582
High | -31 | 0 | 4 | 30.2893 | 57.5905 | 69.795 | 95.9618 | 144.1835 | 193.3204 | 223.3748 | 239.9274
Weighted | -31 | 0 | 4 | 25.2348 | 38.1409 | 54.9569 | 78.9394 | 107.9703 | 141.1472 | 166.1188 | 181.2327
TTS EAST
Uptake Scenario | 2023 | 2024 | 2025 | 2026 | 2027 | 2028 | 2029 | 2030 | 2031 | 2032 | 2033
Customer forecast | 0 | 5 | 26 | 40 | 40 | 55 | 60 | 65 | 85.8 | 92.6 | 99.4
Base | 0 | 0 | 4.5 | 13.5 | 13.5 | 17.35 | 17.35 | 17.35 | 32.9 | 33.6 | 31.85
Low | 0 | 0 | 0 | 3 | 9 | 9 | 9 | 10.1 | 18.5 | 18.5 | 25
High | 0 | 5 | 15 | 15 | 20.94 | 20.94 | 20.94 | 33.64 | 57.9 | 54.66 | 57.09
Weighted | 0 | 1.25 | 6 | 11.25 | 14.235 | 16.16 | 16.16 | 19.61 | 35.55 | 35.09 | 36.4475
TTS WEST
Uptake Scenario | 2023 | 2024 | 2025 | 2026 | 2027 | 2028 | 2029 | 2030 | 2031 | 2032 | 2033
Customer forecast | 0 | 0 | 0 | 0 | 0 | 0 | 0 | 0 | 23.4003 | 59.6676 | 78.2351
Base | 0 | 0 | 0 | 0 | 0 | 0 | 0 | 0 | 0 | 0 | 0
Low | 0 | 0 | 0 | 0 | 0 | 0 | 0 | 0 | 0 | 0 | 0
High | 0 | 0 | 0 | 0 | 0 | 0 | 0 | 0 | 0 | 0 | 0
Weighted | 0 | 0 | 0 | 0 | 0 | 0 | 0 | 0 | 0 | 0 | 0
WMTS
Uptake Scenario | 2023 | 2024 | 2025 | 2026 | 2027 | 2028 | 2029 | 2030 | 2031 | 2032 | 2033
Customer forecast | 0 | 0 | 0 | 0 | 0 | 0 | 0 | 0 | 0 | 0 | 0
Base | 0 | 0 | 0 | 0 | 0 | 0 | 0 | 0 | 0 | 0 | 0
Low | 0 | 0 | 0 | 0 | 0 | 0 | 0 | 0 | 0 | 0 | 0
High | 0 | 0 | 0 | 0 | 0 | 0 | 0 | 0 | 0 | 0 | 0
Weighted | 0 | 0 | 0 | 0 | 0 | 0 | 0 | 0 | 0 | 0 | 0
SMTS
Uptake Scenario | 2023 | 2024 | 2025 | 2026 | 2027 | 2028 | 2029 | 2030 | 2031 | 2032 | 2033
Customer forecast | 0 | 0 | 0 | 5.8501 | 8.3356 | 10.1813 | 21.542 | 49.8606 | 65.0466 | 108.2525 | 198.9312
Base | 0 | 0 | 0 | 0 | 5.2651 | 7.502 | 9.1631 | 14.1227 | 20.2319 | 24.9556 | 25.8813
Low | 0 | 0 | 0 | 0 | 0 | 3.51 | 5.0013 | 6.1088 | 9.4152 | 12.7469 | 15.5812
High | 0 | 0 | 0 | 5.8501 | 8.3356 | 10.1813 | 15.6919 | 23.5068 | 29.1918 | 34.8769 | 42.4913
Weighted | 0 | 0 | 0 | 1.4625 | 4.7164 | 7.1738 | 9.7549 | 14.4653 | 19.7677 | 24.3837 | 27.4588
BLTS-NT-YVE-BLTS
Uptake Scenario | 2023 | 2024 | 2025 | 2026 | 2027 | 2028 | 2029 | 2030 | 2031 | 2032 | 2033
Customer forecast | 0 | 0 | 0 | 0 | 0 | 0 | 0 | 0 | 0 | 0 | 17.5502
Base | 0 | 0 | 0 | 0 | 0 | 0 | 0 | 0 | 0 | 0 | 0
Low | 0 | 0 | 0 | 0 | 0 | 0 | 0 | 0 | 0 | 0 | 0
High | 0 | 0 | 0 | 0 | 0 | 0 | 0 | 0 | 0 | 0 | 0
Weighted | 0 | 0 | 0 | 0 | 0 | 0 | 0 | 0 | 0 | 0 | 0
BLTS66
Uptake Scenario | 2023 | 2024 | 2025 | 2026 | 2027 | 2028 | 2029 | 2030 | 2031 | 2032 | 2033
Customer forecast | -2 | 1.75 | 16.8611 | 23.5015 | 38.4088 | 53.712 | 64.8943 | 111.4563 | 175.8006 | 214.1781 | 312.7744
Base | -2 | 1.75 | 16.8611 | 23.5015 | 24.7196 | 28.3567 | 30.7346 | 36.1721 | 40.2651 | 45.5622 | 56.3581
Low | -2 | 1.75 | 16.8611 | 23.5015 | 24.7196 | 28.3567 | 30.7346 | 33.3055 | 37.3506 | 39.3657 | 41.739
High | -2 | 1.75 | 16.8611 | 23.5015 | 24.7196 | 28.3567 | 34.9466 | 44.2352 | 50.533 | 68.4217 | 84.8203
Weighted | -2 | 1.75 | 16.8611 | 23.5015 | 24.7196 | 28.3567 | 31.7876 | 37.4712 | 42.1034 | 49.7279 | 59.8188
KTS WEST
Uptake Scenario | 2023 | 2024 | 2025 | 2026 | 2027 | 2028 | 2029 | 2030 | 2031 | 2032 | 2033
Customer forecast | 0 | 0 | 0 | 0 | 0 | 0 | 10 | 41.2502 | 67.1067 | 95.6438 | 122.0758
Base | 0 | 0 | 0 | 0 | 0 | 0 | 0 | 0 | 4.9 | 11.613 | 20.629
Low | 0 | 0 | 0 | 0 | 0 | 0 | 0 | 0 | 0 | 2 | 4.74
High | 0 | 0 | 0 | 0 | 0 | 0 | 0 | 7.2 | 17.064 | 30.312 | 53.1901
Weighted | 0 | 0 | 0 | 0 | 0 | 0 | 0 | 1.8 | 6.716 | 13.8845 | 24.797
Table 3-5 | In JEN 2024 Underlying Forecast
Uptake Scenario | 2023 | 2024 | 2025 | 2026 | 2027 | 2028 | 2029 | 2030 | 2031 | 2032 | 2033
Customer forecast | 0 | 40 | 96.3 | 101.3 | 107.3 | 121.3 | 121.3 | 121.3 | 107.3 | 107.3 | 107.3
Data Centres | 0 | 15 | 15 | 15 | 15 | 15 | 15 | 15 | 15 | 15 | 15
Major Loads | 0 | 25 | 81.3 | 86.3 | 92.3 | 106.3 | 106.3 | 106.3 | 92.3 | 92.3 | 92.3
Base | 0 | 0 | 28.4 | 54.67 | 59.33 | 60.69 | 69.13 | 70.854 | 61.11 | 62.51 | 62.51
Data Centres | 0 | 0 | 10.5 | 10.5 | 10.5 | 10.5 | 10.5 | 10.5 | 10.5 | 10.5 | 10.5
Major Loads | 0 | 0 | 17.9 | 44.17 | 48.83 | 50.19 | 58.63 | 60.354 | 50.61 | 52.01 | 52.01
Low | 0 | 0 | 0 | 24 | 45.78 | 48.38 | 48.58 | 56.78 | 48.38 | 49.58 | 49.58
Data Centres | 0 | 0 | 0 | 9 | 9 | 9 | 9 | 9 | 9 | 9 | 9
Major Loads | 0 | 0 | 0 | 15 | 36.78 | 39.38 | 39.58 | 47.78 | 39.38 | 40.58 | 40.58
High | 0 | 40 | 76.3 | 84.5 | 86.38 | 102.1 | 106.98 | 109.86 | 95.86 | 95.86 | 95.86
Data Centres | 0 | 15 | 15 | 15 | 15 | 15 | 15 | 15 | 15 | 15 | 15
Major Loads | 0 | 25 | 61.3 | 69.5 | 71.38 | 87.1 | 91.98 | 94.86 | 80.86 | 80.86 | 80.86
Table 3-6 TOTAL CUSTOMER LOAD (KNOWN + FUTURE MAJOR CUSTOMER - UNDERLYING)
Uptake Scenario | 2023 | 2024 | 2025 | 2026 | 2027 | 2028 | 2029 | 2030 | 2031 | 2032 | 2033
Customer forecast | -33 | 6.75 | 56.2212 | 120.9784 | 170.3795 | 349.1992 | 575.057 | 859.2498 | 1187.4484 | 1521.3752 | 1934.5908
Data Centres | -8 | 1.75 | 20.8611 | 67.6415 | 114.0895 | 247.5471 | 435.709 | 676.3516 | 939.0765 | 1219.4334 | 1572.5141
Major Loads | -25 | 5 | 35.3601 | 53.3369 | 56.29 | 101.6521 | 139.348 | 182.8981 | 248.3718 | 301.9418 | 362.0766
Base | -33 | 1.75 | 25.3611 | 60.5515 | 76.6712 | 167.7839 | 239.322 | 305.7553 | 404.5872 | 480.7068 | 532.2646
Data Centres | -8 | 1.75 | 20.8611 | 47.0515 | 58.5847 | 135.3372 | 193.3471 | 241.2093 | 303.9516 | 356.8386 | 394.0629
Major Loads | -25 | 0 | 4.5 | 13.5 | 18.0865 | 32.4467 | 45.9749 | 64.546 | 100.6356 | 123.8682 | 138.2016
Low | -33 | 1.75 | 20.8611 | 50.0515 | 62.3196 | 122.3439 | 192.2584 | 241.5774 | 295.7398 | 325.4221 | 367.7784
Data Centres | -8 | 1.75 | 20.8611 | 47.0515 | 53.3196 | 105.6637 | 167.9915 | 204.5175 | 238.6697 | 255.4261 | 272.5902
Major Loads | -25 | 0 | 0 | 3 | 9 | 16.6802 | 24.267 | 37.0599 | 57.0702 | 69.9961 | 95.1881
High | -33 | 6.75 | 35.8611 | 74.6408 | 111.5857 | 200.2996 | 298.269 | 452.7302 | 606.8311 | 712.0501 | 809.9341
Data Centres | -8 | 1.75 | 20.8611 | 52.9015 | 81.0431 | 153.7878 | 227.0452 | 338.4288 | 433.9591 | 509.4925 | 570.2865
Major Loads | -25 | 5 | 15 | 21.7393 | 30.5426 | 46.5118 | 71.2238 | 114.3014 | 172.8719 | 202.5577 | 239.6477
NDS Table 2-1 TOTAL CUSTOMER LOAD (KNOWN + FUTURE MAJOR CUSTOMER - UNDERLYING)
Uptake Scenario | Weighting | 2024 | 2025 | 2026 | 2027 | 2028 | 2029 | 2030 | 2031 | 2032 | 2033
Customer forecast |  | 6.75 | 56.2212 | 120.9784 | 170.3795 | 349.1992 | 575.057 | 859.2498 | 1187.4484 | 1521.3752 | 1934.5908
Base | 50% | 1.75 | 25.3611 | 60.5515 | 76.6712 | 167.7839 | 239.322 | 305.7553 | 404.5872 | 480.7068 | 532.2646
Low | 25% | 1.75 | 20.8611 | 50.0515 | 62.3196 | 122.3439 | 192.2584 | 241.5774 | 295.7398 | 325.4221 | 367.7784
High | 25% | 6.75 | 35.8611 | 74.6408 | 111.5857 | 200.2996 | 298.269 | 452.7302 | 606.8311 | 712.0501 | 809.9341
Weighted |  | 3 | 26.8611 | 61.4488 | 81.8119 | 164.5528 | 242.2929 | 326.4546 | 427.9363 | 499.7215 | 560.5604

## Incremental Network WinterFcast
Incremental Load Increase on top of JEN's 2023 Underlying Winter Maximum Demand Forecast (by Network Asset) | [5 empty] | 85% | percentage of summer demand
BLTS-FW-BLTS
Uptake Scenario | 2023 | 2024 | 2025 | 2026 | 2027 | 2028 | 2029 | 2030 | 2031 | 2032 | 2033
0 | 0 | 0 | 0 | 0 | 0 | 0 | 0 | 0 | 0 | 0 | 0
Customer forecast | 0 | 0 | 0 | 0 | 0 | 0 | 0 | 0 | 0 | 0 | 0
Base | 0 | 0 | 0 | 0 | 0 | 0 | 0 | 0 | 0 | 0 | 0
Low | 0 | 0 | 0 | 0 | 0 | 0 | 0 | 0 | 0 | 0 | 0
High | 0 | 0 | 0 | 0 | 0 | 0 | 0 | 0 | 0 | 0 | 0
Weighted | 0 | 0 | 0 | 0 | 0 | 0 | 0 | 0 | 0 | 0 | 0
BLTS-TH-BLTS
Uptake Scenario | 2023 | 2024 | 2025 | 2026 | 2027 | 2028 | 2029 | 2030 | 2031 | 2032 | 2033
0 | 0 | 0 | 0 | 0 | 0 | 0 | 0 | 0 | 0 | 0 | 0
Customer forecast | -1.7 | 1.4875 | 14.3319 | 19.9762 | 32.6475 | 45.6552 | 55.1601 | 94.7379 | 149.4305 | 182.0514 | 250.9406
Base | -1.7 | 1.4875 | 14.3319 | 19.9762 | 21.0117 | 24.1032 | 26.1244 | 30.7463 | 34.2253 | 38.7278 | 47.9043
Low | -1.7 | 1.4875 | 14.3319 | 19.9762 | 21.0117 | 24.1032 | 26.1244 | 28.3097 | 31.748 | 33.4609 | 35.4781
High | -1.7 | 1.4875 | 14.3319 | 19.9762 | 21.0117 | 24.1032 | 29.7046 | 37.5999 | 42.9531 | 58.1585 | 72.0972
Weighted | -1.7 | 1.4875 | 14.3319 | 19.9762 | 21.0117 | 24.1032 | 27.0194 | 31.8505 | 35.7879 | 42.2687 | 50.846
BTS-FF-BTS
Uptake Scenario | 2023 | 2024 | 2025 | 2026 | 2027 | 2028 | 2029 | 2030 | 2031 | 2032 | 2033
0 | 0 | 0 | 0 | 0 | 0 | 0 | 0 | 0 | 0 | 0 | 0
Customer forecast | 0 | 0 | 0 | 0 | 0 | 0 | 0 | 0 | 0 | 0 | 0
Base | 0 | 0 | 0 | 0 | 0 | 0 | 0 | 0 | 0 | 0 | 0
Low | 0 | 0 | 0 | 0 | 0 | 0 | 0 | 0 | 0 | 0 | 0
High | 0 | 0 | 0 | 0 | 0 | 0 | 0 | 0 | 0 | 0 | 0
Weighted | 0 | 0 | 0 | 0 | 0 | 0 | 0 | 0 | 0 | 0 | 0
KTS-BY-ES-KTS
Uptake Scenario | 2023 | 2024 | 2025 | 2026 | 2027 | 2028 | 2029 | 2030 | 2031 | 2032 | 2033
0 | 0 | 0 | 0 | 0 | 0 | 0 | 0 | 0 | 0 | 0 | 0
Customer forecast | 0 | 0 | 0 | 0 | 0 | 0 | 0 | 0 | 0 | 0 | 14.9177
Base | 0 | 0 | 0 | 0 | 0 | 0 | 0 | 0 | 0 | 0 | 0
Low | 0 | 0 | 0 | 0 | 0 | 0 | 0 | 0 | 0 | 0 | 0
High | 0 | 0 | 0 | 0 | 0 | 0 | 0 | 0 | 0 | 0 | 0
Weighted | 0 | 0 | 0 | 0 | 0 | 0 | 0 | 0 | 0 | 0 | 0
KTS-AW-PV/NDT-KTS
Uptake Scenario | 2023 | 2024 | 2025 | 2026 | 2027 | 2028 | 2029 | 2030 | 2031 | 2032 | 2033
0 | 0 | 0 | 0 | 0 | 0 | 0 | 0 | 0 | 0 | 0 | 0
Customer forecast | -5.1 | 0 | 3.4 | 5.6525 | 15.3639 | 23.3711 | 29.0754 | 39.1698 | 55.9105 | 87.7814 | 116.6935
Base | -5.1 | 0 | 3.4 | 5.6525 | 7.905 | 16.8705 | 21.975 | 26.3455 | 34.9215 | 41.3083 | 50.203
Low | -5.1 | 0 | 3.4 | 5.6525 | 7.905 | 10.1575 | 16.8853 | 21.0392 | 24.7037 | 31.1718 | 36.1805
High | -5.1 | 0 | 3.4 | 5.6525 | 15.3639 | 20.7853 | 25.3911 | 34.6697 | 42.4467 | 55.4317 | 58.8732
Weighted | -5.1 | 0 | 3.4 | 5.6525 | 9.7697 | 16.1709 | 21.5566 | 27.1 | 34.2483 | 42.305 | 48.8649
KTS-TMA-MAT-KTS
Uptake Scenario | 2023 | 2024 | 2025 | 2026 | 2027 | 2028 | 2029 | 2030 | 2031 | 2032 | 2033
0 | 0 | 0 | 0 | 0 | 0 | 0 | 0 | 0 | 0 | 0 | 0
Customer forecast | -21.25 | 0 | 7.9561 | 38.2304 | 55.726 | 78.4695 | 129.6094 | 159.7612 | 190.0211 | 214.6669 | 233.4236
Base | -21.25 | 0 | 0 | 14.365 | 20.3035 | 31.244 | 44.714 | 60.7113 | 79.1637 | 97.9664 | 103.2837
Low | -21.25 | 0 | 0 | 14.365 | 16.405 | 21.1412 | 36.5631 | 49.3901 | 62.704 | 65.214 | 69.0989
High | -21.25 | 0 | 0 | 20.0934 | 33.5881 | 38.5404 | 56.1764 | 87.8863 | 121.8756 | 134.4369 | 145.0651
Weighted | -21.25 | 0 | 0 | 15.7971 | 22.65 | 30.5424 | 45.5419 | 64.6747 | 85.7267 | 98.8959 | 105.1829
SMTS-ST-SSS-SMTS
Uptake Scenario | 2023 | 2024 | 2025 | 2026 | 2027 | 2028 | 2029 | 2030 | 2031 | 2032 | 2033
0 | 0 | 0 | 0 | 0 | 0 | 0 | 0 | 0 | 0 | 0 | 0
Customer forecast | 0 | 0 | 0 | 4.9726 | 7.0852 | 8.6541 | 18.3107 | 42.3816 | 55.2896 | 92.0146 | 169.0915
Base | 0 | 0 | 0 | 0 | 4.4753 | 6.3767 | 7.7887 | 12.0043 | 17.1971 | 21.2123 | 21.9991
Low | 0 | 0 | 0 | 0 | 0 | 2.9835 | 4.2511 | 5.1924 | 8.0029 | 10.8349 | 13.244
High | 0 | 0 | 0 | 4.9726 | 7.0852 | 8.6541 | 13.3381 | 19.9808 | 24.813 | 29.6454 | 36.1176
Weighted | 0 | 0 | 0 | 1.2431 | 4.009 | 6.0978 | 8.2917 | 12.2955 | 16.8025 | 20.7262 | 23.34
TTS-BD-BMS-COO-VCO-TTS
Uptake Scenario | 2023 | 2024 | 2025 | 2026 | 2027 | 2028 | 2029 | 2030 | 2031 | 2032 | 2033
0 | 0 | 0 | 0 | 0 | 0 | 0 | 0 | 0 | 0 | 0 | 0
Customer forecast | 0 | 0 | 0 | 0 | 0 | 0 | 0 | 0 | 19.8903 | 50.7174 | 66.4998
Base | 0 | 0 | 0 | 0 | 0 | 0 | 0 | 0 | 0 | 0 | 0
Low | 0 | 0 | 0 | 0 | 0 | 0 | 0 | 0 | 0 | 0 | 0
High | 0 | 0 | 0 | 0 | 0 | 0 | 0 | 0 | 0 | 0 | 0
Weighted | 0 | 0 | 0 | 0 | 0 | 0 | 0 | 0 | 0 | 0 | 0
TTS-NEI-NH-WT-TTS
Uptake Scenario | 2023 | 2024 | 2025 | 2026 | 2027 | 2028 | 2029 | 2030 | 2031 | 2032 | 2033
0 | 0 | 0 | 0 | 0 | 0 | 0 | 0 | 0 | 0 | 0 | 0
Customer forecast | 0 | 4.25 | 17 | 17 | 17 | 29.75 | 34 | 38.25 | 55.93 | 61.71 | 67.49
Base | 0 | 0 | 3.825 | 11.475 | 11.475 | 12.9625 | 12.9625 | 12.9625 | 26.18 | 26.775 | 25.2875
Low | 0 | 0 | 0 | 2.55 | 7.65 | 7.65 | 7.65 | 8.075 | 15.215 | 15.215 | 20.74
High | 0 | 4.25 | 12.75 | 12.75 | 15.045 | 15.045 | 15.045 | 25.84 | 40.035 | 37.281 | 39.3465
Weighted | 0 | 1.0625 | 5.1 | 9.5625 | 11.4112 | 12.155 | 12.155 | 14.96 | 26.9025 | 26.5115 | 27.6654
TTS-PTN-EPN-EP-TTS
Uptake Scenario | 2023 | 2024 | 2025 | 2026 | 2027 | 2028 | 2029 | 2030 | 2031 | 2032 | 2033
0 | 0 | 0 | 0 | 0 | 0 | 0 | 0 | 0 | 0 | 0 | 0
Customer forecast | 0 | 0 | 5.1 | 17 | 17 | 17 | 17 | 17 | 17 | 17 | 17
Base | 0 | 0 | 0 | 0 | 0 | 1.785 | 1.785 | 1.785 | 1.785 | 1.785 | 1.785
Low | 0 | 0 | 0 | 0 | 0 | 0 | 0 | 0.51 | 0.51 | 0.51 | 0.51
High | 0 | 0 | 0 | 0 | 2.754 | 2.754 | 2.754 | 2.754 | 9.18 | 9.18 | 9.18
Weighted | 0 | 0 | 0 | 0 | 0.6885 | 1.581 | 1.581 | 1.7085 | 3.315 | 3.315 | 3.315
KTS-BY-ES-KTS
Uptake Scenario | 2023 | 2024 | 2025 | 2026 | 2027 | 2028 | 2029 | 2030 | 2031 | 2032 | 2033
0 | 0 | 0 | 0 | 0 | 0 | 0 | 0 | 0 | 0 | 0 | 0
Customer forecast | 0 | 0 | 0 | 0 | 0 | 0 | 0 | 0 | 0 | 0 | 14.9177
Base | 0 | 0 | 0 | 0 | 0 | 0 | 0 | 0 | 0 | 0 | 0
Low | 0 | 0 | 0 | 0 | 0 | 0 | 0 | 0 | 0 | 0 | 0
High | 0 | 0 | 0 | 0 | 0 | 0 | 0 | 0 | 0 | 0 | 0
Weighted | 0 | 0 | 0 | 0 | 0 | 0 | 0 | 0 | 0 | 0 | 0
EPN
Uptake Scenario | 2023 | 2024 | 2025 | 2026 | 2027 | 2028 | 2029 | 2030 | 2031 | 2032 | 2033
0 | 0 | 0 | 0 | 0 | 0 | 0 | 0 | 0 | 0 | 0 | 0
Customer forecast | 0 | 0 | 5.1 | 17 | 17 | 17 | 17 | 17 | 17 | 17 | 17
Base | 0 | 0 | 0 | 0 | 0 | 1.785 | 1.785 | 1.785 | 1.785 | 1.785 | 1.785
Low | 0 | 0 | 0 | 0 | 0 | 0 | 0 | 0.51 | 0.51 | 0.51 | 0.51
High | 0 | 0 | 0 | 0 | 2.754 | 2.754 | 2.754 | 2.754 | 9.18 | 9.18 | 9.18
Weighted | 0 | 0 | 0 | 0 | 0.6885 | 1.581 | 1.581 | 1.7085 | 3.315 | 3.315 | 3.315
FT
Uptake Scenario | 2023 | 2024 | 2025 | 2026 | 2027 | 2028 | 2029 | 2030 | 2031 | 2032 | 2033
0 | 0 | 0 | 0 | 0 | 0 | 0 | 0 | 0 | 0 | 0 | 0
Customer forecast | 0 | 0 | 0 | 0 | 0 | 0 | 0 | 0 | 0 | 0 | 0
Base | 0 | 0 | 0 | 0 | 0 | 0 | 0 | 0 | 0 | 0 | 0
Low | 0 | 0 | 0 | 0 | 0 | 0 | 0 | 0 | 0 | 0 | 0
High | 0 | 0 | 0 | 0 | 0 | 0 | 0 | 0 | 0 | 0 | 0
Weighted | 0 | 0 | 0 | 0 | 0 | 0 | 0 | 0 | 0 | 0 | 0
FF
Uptake Scenario | 2023 | 2024 | 2025 | 2026 | 2027 | 2028 | 2029 | 2030 | 2031 | 2032 | 2033
0 | 0 | 0 | 0 | 0 | 0 | 0 | 0 | 0 | 0 | 0 | 0
Customer forecast | 0 | 0 | 0 | 0 | 0 | 0 | 0 | 0 | 0 | 0 | 0
Base | 0 | 0 | 0 | 0 | 0 | 0 | 0 | 0 | 0 | 0 | 0
Low | 0 | 0 | 0 | 0 | 0 | 0 | 0 | 0 | 0 | 0 | 0
High | 0 | 0 | 0 | 0 | 0 | 0 | 0 | 0 | 0 | 0 | 0
Weighted | 0 | 0 | 0 | 0 | 0 | 0 | 0 | 0 | 0 | 0 | 0
AW
Uptake Scenario | 2023 | 2024 | 2025 | 2026 | 2027 | 2028 | 2029 | 2030 | 2031 | 2032 | 2033
0 | 0 | 0 | 0 | 0 | 0 | 0 | 0 | 0 | 0 | 0 | 0
Customer forecast | 0 | 0 | 0 | 0 | 0 | 0 | 0 | 0 | 0 | 0 | 0
Base | 0 | 0 | 0 | 0 | 0 | 0 | 0 | 0 | 0 | 0 | 0
Low | 0 | 0 | 0 | 0 | 0 | 0 | 0 | 0 | 0 | 0 | 0
High | 0 | 0 | 0 | 0 | 0 | 0 | 0 | 0 | 0 | 0 | 0
Weighted | 0 | 0 | 0 | 0 | 0 | 0 | 0 | 0 | 0 | 0 | 0
NH
Uptake Scenario | 2023 | 2024 | 2025 | 2026 | 2027 | 2028 | 2029 | 2030 | 2031 | 2032 | 2033
0 | 0 | 0 | 0 | 0 | 0 | 0 | 0 | 0 | 0 | 0 | 0
Customer forecast | 0 | 0 | 4.25 | 4.25 | 4.25 | 8.5 | 12.75 | 17 | 17 | 17 | 17
Base | 0 | 0 | 0 | 0 | 0 | 1.4875 | 1.4875 | 1.4875 | 2.975 | 3.57 | 2.0825
Low | 0 | 0 | 0 | 0 | 0 | 0 | 0 | 0.425 | 0.425 | 0.425 | 0.85
High | 0 | 0 | 0 | 0 | 2.295 | 2.295 | 2.295 | 4.59 | 6.885 | 4.131 | 6.1965
Weighted | 0 | 0 | 0 | 0 | 0.57375 | 1.3175 | 1.3175 | 1.9975 | 3.315 | 2.924 | 2.8029
ST
Uptake Scenario | 2023 | 2024 | 2025 | 2026 | 2027 | 2028 | 2029 | 2030 | 2031 | 2032 | 2033
0 | 0 | 0 | 0 | 0 | 0 | 0 | 0 | 0 | 0 | 0 | 0
Customer forecast | 0 | 0 | 0 | 0 | 0 | 0 | 0 | 0 | 0 | 0 | 0
Base | 0 | 0 | 0 | 0 | 0 | 0 | 0 | 0 | 0 | 0 | 0
Low | 0 | 0 | 0 | 0 | 0 | 0 | 0 | 0 | 0 | 0 | 0
High | 0 | 0 | 0 | 0 | 0 | 0 | 0 | 0 | 0 | 0 | 0
Weighted | 0 | 0 | 0 | 0 | 0 | 0 | 0 | 0 | 0 | 0 | 0
TH
Uptake Scenario | 2023 | 2024 | 2025 | 2026 | 2027 | 2028 | 2029 | 2030 | 2031 | 2032 | 2033
0 | 0 | 0 | 0 | 0 | 0 | 0 | 0 | 0 | 0 | 0 | 0
Customer forecast | -1.7 | 1.4875 | 11.05 | 15.3 | 15.3 | 15.3 | 0 | 0 | 0 | 0 | 0
Base | -1.7 | 1.4875 | 11.05 | 15.3 | 15.3 | 15.3 | 0 | 0 | 0 | 0 | 0
Low | -1.7 | 1.4875 | 11.05 | 15.3 | 15.3 | 15.3 | 0 | 0 | 0 | 0 | 0
High | -1.7 | 1.4875 | 11.05 | 15.3 | 15.3 | 15.3 | 0 | 0 | 0 | 0 | 0
Weighted | -1.7 | 1.4875 | 11.05 | 15.3 | 15.3 | 15.3 | 0 | 0 | 0 | 0 | 0
KTS EAST
Uptake Scenario | 2023 | 2024 | 2025 | 2026 | 2027 | 2028 | 2029 | 2030 | 2031 | 2032 | 2033
0 | 0 | 0 | 0 | 0 | 0 | 0 | 0 | 0 | 0 | 0 | 0
Customer forecast | -26.35 | 0 | 11.3561 | 43.8829 | 71.0899 | 101.8406 | 158.6849 | 198.931 | 245.9317 | 302.4483 | 365.0348
Base | -26.35 | 0 | 3.4 | 20.0175 | 28.2085 | 48.1145 | 66.6891 | 87.0568 | 114.0852 | 139.2747 | 153.4867
Low | -26.35 | 0 | 3.4 | 20.0175 | 24.31 | 31.2987 | 53.4484 | 70.4293 | 87.4077 | 96.3858 | 105.2794
High | -26.35 | 0 | 3.4 | 25.7459 | 48.9519 | 59.3257 | 81.5675 | 122.556 | 164.3224 | 189.8686 | 203.9383
Weighted | -26.35 | 0 | 3.4 | 21.4496 | 32.4197 | 46.7134 | 67.0985 | 91.7747 | 119.9751 | 141.201 | 154.0478
TTS EAST
Uptake Scenario | 2023 | 2024 | 2025 | 2026 | 2027 | 2028 | 2029 | 2030 | 2031 | 2032 | 2033
0 | 0 | 0 | 0 | 0 | 0 | 0 | 0 | 0 | 0 | 0 | 0
Customer forecast | 0 | 4.25 | 22.1 | 34 | 34 | 46.75 | 51 | 55.25 | 72.93 | 78.71 | 84.49
Base | 0 | 0 | 3.825 | 11.475 | 11.475 | 14.7475 | 14.7475 | 14.7475 | 27.965 | 28.56 | 27.0725
Low | 0 | 0 | 0 | 2.55 | 7.65 | 7.65 | 7.65 | 8.585 | 15.725 | 15.725 | 21.25
High | 0 | 4.25 | 12.75 | 12.75 | 17.799 | 17.799 | 17.799 | 28.594 | 49.215 | 46.461 | 48.5265
Weighted | 0 | 1.0625 | 5.1 | 9.5625 | 12.0997 | 13.736 | 13.736 | 16.6685 | 30.2175 | 29.8265 | 30.9804
TTS WEST
Uptake Scenario | 2023 | 2024 | 2025 | 2026 | 2027 | 2028 | 2029 | 2030 | 2031 | 2032 | 2033
0 | 0 | 0 | 0 | 0 | 0 | 0 | 0 | 0 | 0 | 0 | 0
Customer forecast | 0 | 0 | 0 | 0 | 0 | 0 | 0 | 0 | 19.8903 | 50.7174 | 66.4998
Base | 0 | 0 | 0 | 0 | 0 | 0 | 0 | 0 | 0 | 0 | 0
Low | 0 | 0 | 0 | 0 | 0 | 0 | 0 | 0 | 0 | 0 | 0
High | 0 | 0 | 0 | 0 | 0 | 0 | 0 | 0 | 0 | 0 | 0
Weighted | 0 | 0 | 0 | 0 | 0 | 0 | 0 | 0 | 0 | 0 | 0
WMTS
Uptake Scenario | 2023 | 2024 | 2025 | 2026 | 2027 | 2028 | 2029 | 2030 | 2031 | 2032 | 2033
0 | 0 | 0 | 0 | 0 | 0 | 0 | 0 | 0 | 0 | 0 | 0
Customer forecast | 0 | 0 | 0 | 0 | 0 | 0 | 0 | 0 | 0 | 0 | 0
Base | 0 | 0 | 0 | 0 | 0 | 0 | 0 | 0 | 0 | 0 | 0
Low | 0 | 0 | 0 | 0 | 0 | 0 | 0 | 0 | 0 | 0 | 0
High | 0 | 0 | 0 | 0 | 0 | 0 | 0 | 0 | 0 | 0 | 0
Weighted | 0 | 0 | 0 | 0 | 0 | 0 | 0 | 0 | 0 | 0 | 0
SMTS
Uptake Scenario | 2023 | 2024 | 2025 | 2026 | 2027 | 2028 | 2029 | 2030 | 2031 | 2032 | 2033
0 | 0 | 0 | 0 | 0 | 0 | 0 | 0 | 0 | 0 | 0 | 0
Customer forecast | 0 | 0 | 0 | 4.9726 | 7.0852 | 8.6541 | 18.3107 | 42.3816 | 55.2896 | 92.0146 | 169.0915
Base | 0 | 0 | 0 | 0 | 4.4753 | 6.3767 | 7.7887 | 12.0043 | 17.1971 | 21.2123 | 21.9991
Low | 0 | 0 | 0 | 0 | 0 | 2.9835 | 4.2511 | 5.1924 | 8.0029 | 10.8349 | 13.244
High | 0 | 0 | 0 | 4.9726 | 7.0852 | 8.6541 | 13.3381 | 19.9808 | 24.813 | 29.6454 | 36.1176
Weighted | 0 | 0 | 0 | 1.2431 | 4.009 | 6.0978 | 8.2917 | 12.2955 | 16.8025 | 20.7262 | 23.34
BLTS-NT-YVE-BLTS
Uptake Scenario | 2023 | 2024 | 2025 | 2026 | 2027 | 2028 | 2029 | 2030 | 2031 | 2032 | 2033
0 | 0 | 0 | 0 | 0 | 0 | 0 | 0 | 0 | 0 | 0 | 0
Customer forecast | 0 | 0 | 0 | 0 | 0 | 0 | 0 | 0 | 0 | 0 | 14.9177
Base | 0 | 0 | 0 | 0 | 0 | 0 | 0 | 0 | 0 | 0 | 0
Low | 0 | 0 | 0 | 0 | 0 | 0 | 0 | 0 | 0 | 0 | 0
High | 0 | 0 | 0 | 0 | 0 | 0 | 0 | 0 | 0 | 0 | 0
Weighted | 0 | 0 | 0 | 0 | 0 | 0 | 0 | 0 | 0 | 0 | 0
BLTS66
Uptake Scenario | 2023 | 2024 | 2025 | 2026 | 2027 | 2028 | 2029 | 2030 | 2031 | 2032 | 2033
0 | 0 | 0 | 0 | 0 | 0 | 0 | 0 | 0 | 0 | 0 | 0
Customer forecast | -1.7 | 1.4875 | 14.3319 | 19.9762 | 32.6475 | 45.6552 | 55.1601 | 94.7379 | 149.4305 | 182.0514 | 265.8583
Base | -1.7 | 1.4875 | 14.3319 | 19.9762 | 21.0117 | 24.1032 | 26.1244 | 30.7463 | 34.2253 | 38.7278 | 47.9043
Low | -1.7 | 1.4875 | 14.3319 | 19.9762 | 21.0117 | 24.1032 | 26.1244 | 28.3097 | 31.748 | 33.4609 | 35.4781
High | -1.7 | 1.4875 | 14.3319 | 19.9762 | 21.0117 | 24.1032 | 29.7046 | 37.5999 | 42.9531 | 58.1585 | 72.0972
Weighted | -1.7 | 1.4875 | 14.3319 | 19.9762 | 21.0117 | 24.1032 | 27.0194 | 31.8505 | 35.7879 | 42.2687 | 50.846
KTS WEST
Uptake Scenario | 2023 | 2024 | 2025 | 2026 | 2027 | 2028 | 2029 | 2030 | 2031 | 2032 | 2033
0 | 0 | 0 | 0 | 0 | 0 | 0 | 0 | 0 | 0 | 0 | 0
Customer forecast | 0 | 0 | 0 | 0 | 0 | 0 | 8.5 | 35.0627 | 57.0407 | 81.2972 | 103.7644
Base | 0 | 0 | 0 | 0 | 0 | 0 | 0 | 0 | 4.165 | 9.871 | 17.5346
Low | 0 | 0 | 0 | 0 | 0 | 0 | 0 | 0 | 0 | 1.7 | 4.029
High | 0 | 0 | 0 | 0 | 0 | 0 | 0 | 6.12 | 14.5044 | 25.7652 | 45.2116
Weighted | 0 | 0 | 0 | 0 | 0 | 0 | 0 | 1.53 | 5.7086 | 11.8018 | 21.0775
In JEN 2024 Underlying Forecast
Uptake Scenario | 2023 | 2024 | 2025 | 2026 | 2027 | 2028 | 2029 | 2030 | 2031 | 2032 | 2033
0 | 0 | 0 | 0 | 0 | 0 | 0 | 0 | 0 | 0 | 0 | 0
Customer forecast | 0 | 34 | 81.855 | 86.105 | 91.205 | 103.105 | 103.105 | 103.105 | 91.205 | 91.205 | 91.205
Data Centres | 0 | 12.75 | 12.75 | 12.75 | 12.75 | 12.75 | 12.75 | 12.75 | 12.75 | 12.75 | 12.75
Major Loads | 0 | 21.25 | 69.105 | 73.355 | 78.455 | 90.355 | 90.355 | 90.355 | 78.455 | 78.455 | 78.455
Base | 0 | 0 | 24.14 | 46.4695 | 50.4305 | 51.5865 | 58.7605 | 60.2259 | 51.9435 | 53.1335 | 53.1335
Data Centres | 0 | 0 | 8.925 | 8.925 | 8.925 | 8.925 | 8.925 | 8.925 | 8.925 | 8.925 | 8.925
Major Loads | 0 | 0 | 15.215 | 37.5445 | 41.5055 | 42.6615 | 49.8355 | 51.3009 | 43.0185 | 44.2085 | 44.2085
Low | 0 | 0 | 0 | 20.4 | 38.913 | 41.123 | 41.293 | 48.263 | 41.123 | 42.143 | 42.143
Data Centres | 0 | 0 | 0 | 7.65 | 7.65 | 7.65 | 7.65 | 7.65 | 7.65 | 7.65 | 7.65
Major Loads | 0 | 0 | 0 | 12.75 | 31.263 | 33.473 | 33.643 | 40.613 | 33.473 | 34.493 | 34.493
High | 0 | 34 | 64.855 | 71.825 | 73.423 | 86.785 | 90.933 | 93.381 | 81.481 | 81.481 | 81.481
Data Centres | 0 | 15 | 15 | 15 | 15 | 15 | 15 | 15 | 15 | 15 | 15
Major Loads | 0 | 19 | 49.855 | 56.825 | 58.423 | 71.785 | 75.933 | 78.381 | 66.481 | 66.481 | 66.481
Table 3-6 TOTAL CUSTOMER LOAD (KNOWN + FUTURE MAJOR CUSTOMER - UNDERLYING)
Uptake Scenario | 2023 | 2024 | 2025 | 2026 | 2027 | 2028 | 2029 | 2030 | 2031 | 2032 | 2033
Customer forecast | -28.05 | 5.7375 | 47.788 | 102.8317 | 144.8226 | 296.8194 | 488.7984 | 730.3623 | 1009.3311 | 1293.169 | 1644.4022
Data Centres | -6.8 | 1.4875 | 17.7319 | 57.4953 | 96.9761 | 210.4151 | 370.3527 | 574.8989 | 798.215 | 1036.5184 | 1336.637
Major Loads | -21.25 | 4.25 | 30.0561 | 45.3364 | 47.8465 | 86.4043 | 118.4458 | 155.4634 | 211.1161 | 256.6506 | 307.7651
Base | -28.05 | 1.4875 | 21.5569 | 51.4687 | 65.1705 | 142.6163 | 203.4237 | 259.892 | 343.8991 | 408.6008 | 452.4249
Data Centres | -6.8 | 1.4875 | 17.7319 | 39.9937 | 49.797 | 115.0366 | 164.345 | 205.0279 | 258.3588 | 303.3128 | 334.9535
Major Loads | -21.25 | 0 | 3.825 | 11.475 | 15.3735 | 27.5797 | 39.0787 | 54.8641 | 85.5403 | 105.2879 | 117.4714
Low | -28.05 | 1.4875 | 17.7319 | 42.5437 | 52.9717 | 103.9923 | 163.4197 | 205.3408 | 251.3788 | 276.6088 | 312.6116
Data Centres | -6.8 | 1.4875 | 17.7319 | 39.9937 | 45.3217 | 89.8142 | 142.7927 | 173.8399 | 202.8692 | 217.1121 | 231.7017
Major Loads | -21.25 | 0 | 0 | 2.55 | 7.65 | 14.1782 | 20.6269 | 31.5009 | 48.5096 | 59.4967 | 80.9099
High | -28.05 | 5.7375 | 30.4819 | 63.4447 | 94.8478 | 170.2546 | 253.5287 | 384.8207 | 515.8064 | 605.2426 | 688.444
Data Centres | -6.8 | 1.4875 | 17.7319 | 44.9663 | 68.8866 | 130.7197 | 192.9884 | 287.6645 | 368.8653 | 433.0686 | 484.7435
Major Loads | -21.25 | 4.25 | 12.75 | 18.4784 | 25.9612 | 39.535 | 60.5403 | 97.1562 | 146.9412 | 172.174 | 203.7005

## Projects
Data Centre and Major Customer Connection Projects and Upstream Augmentations |  |  |  | Refer to Major Customers NDP for further details on the scope of works. Grey items are alternative options to the project listed immediately above.
HIGH SCENARIO
Identifier | Connection Project | Trigger | Timing | Upstream Augmentation Project | Trigger | Timing | Terminal Station Augmentation Project | Trigger | Timing
DC07 | New BKN ZSS 66/11kV 2 x 33 MVA (Inflight) | Connection Agreement | 2023 | 9.1.1 Tie TH-FW 66kV line | BLTS-BKN-TH-BLTS overload | 2031 | 12.1.1 BLTS 2 x 220/66 kV 150 MVA (B2 & B4) Transformers | BLTS66 overload | 2028
DC07 | Loop BKN into BLTS-TH No.1 66kV Line (Inflight) | Connection Agreement | 2023 | 9.1.1 New 66kV line incomer at FW No.2 66kV bus | BLTS-BKN-TH-BLTS overload | 2031
DC07 | Third BKN ZSS 66/22kV 33 MVA Transformer and Bus | DC7 Load > 33 MVA | 2026 | 9.1.3 Second new 66kV circuit from BLTS | BLTS-BKN-TH-BLTS overload | 2030
DC07 | 9.1.2 New BLTS-BKN 66 kV line | DC7 Load > 50 MVA | 2028
DC07 | Fourth BKN ZSS 66/22kV 33 MVA Transformer and Bus | DC7 Load > 66 MVA | 2034
DC02 | New NDF ZSS 66/22kV 2 x 75 MVA | Connection Agreement | 2028
DC02 | Loop NDF into BLTS-TH No.2 66kV Line | Connection Agreement | 2027
DC02 | Third NDF ZSS 66/22kV 75 MVA Transformer and Bus | DC2 Load > 75 MVA | > 2035
DC09 | New PDW ZSS 66/22kV 2 x 50 MVA | Connection Agreement | 2027
DC09 | Loop PDW into BLTS-TH No.2 66kV Line | Connection Agreement | 2027
DC09 | Third PDW ZSS 66/22kV 50 MVA Transformer and Bus | DC9 Load > 50 MVA | > 2035
DC19 | New HDY ZSS 66/22kV 2 x 75 MVA | Connection Agreement | 2027
DC19 | Two new BLTS-HDY 66kV lines | Connection Agreement | 2027
DC19 | Third HDY ZSS 66/22kV 75 MVA Transformer and Bus | DC19 Load > 75 MVA | > 2035
DC19 | Fourth HDY ZSS 66/22kV 75 MVA Transformer and Bus | DC19 Load > 150 MVA | > 2035
DC06 | Committed Project | Connection Agreement | 2024
DC25 | New DC25 ZSS 66/22kV 2 x 75 MVA | Connection Agreement | > 2035
DC26 | New DC26 ZSS 66/22kV 2 x 75 MVA | Connection Agreement | > 2035
A54 | New TH21 22kV Feeder (1.0km U/G, 375A) | Connection Agreement | 2028
A923 | Committed Project | Connection Agreement | 2024
A997 | Committed Project | Connection Agreement | 2023
A278 | First and second 11 kV feeder from FT | Connection Agreement | 2026 | 9.1.5 3rd Transformer and 66kV Works at FT | FT overload | 2029
A279 | Third and fourth 11 kV feeder from FT | Cust. Load > 7 MVA | 2028 | Refer to 11 kV Central Area NDS | FT overload
DC01 | New NDT ZSS 66/22kV 2 x 50MVA (Inflight) | Connection Agreement | 2023 | 9.2.4 New KTS-ADT-VDT 66 kV line | KTS-TMA-MAT-KTS and KTS-AW-NDT-PV-KTS overload | 2028 | 12.2.1 KTS 3 x 220/66 kV 225 MVA (B1, B2 & B5) & 1 x 220/66 kV 150 MVA (B6) Transformers | KTS East overload | 2028
DC01 | Third NDT ZSS 66/22kV 50 MVA Transformer and Bus | DC1 Load > 50 MVA | 2026 | 9.2.5 New KTS-NDT2.5 66 kV line | KTS-TMA-MAT-KTS and KTS-AW-NDT-PV-KTS overload | 2035 | 12.4.1 TMTS New Terminal Station with 2 x 220/66 kV 225 MVA (B1 & B2) Transformers | KTS East overload | 2032
DC01 | Establish second NDT ZSS 66/22kV 2 x 50MVA | DC1 Load > 100 MVA | > 2035 | 9.2.6 TMTS New Sub-Transmission Loop | KTS-TMA-MAT-KTS and KTS-AW-NDT-PV-KTS overload | 2028
DC12 | New VDT ZSS 66/22kV 2 x 50 MVA | Connection Agreement | 2026 | 9.2.3 Augment KTS-AW 66 kV line | KTS-TMA-MAT-KTS and KTS-AW-NDT-PV-KTS overload | 2028
DC12 | Loop VDT into KTS-NDT 66kV line | Connection Agreement | 2025 | 9.2.7 SYTS New Sub-Transmission Loop | KTS-TMA-MAT-KTS and KTS-AW-NDT-PV-KTS overload | 2029
DC12 | Third VDT ZSS 66/22kV 50MVA Transformer and Bus | DC12 Load > 50 MVA | > 2035
DC04 | New MDT ZSS 66/22kV 2 x 75 MVA | Connection Agreement | 2026
DC04 | 9.2.1 New KTS-TMA 66kV line | Connection Agreement | 2027
DC04 | 9.2.2 Reconfigure existing KTS-TMA to be KTS-MAT-MDT 66kV line | Connection Agreement | 2026
DC04 | Third MDT ZSS 66/22kV 75 MVA Transformer and Bus | DC4 Load > 75 MVA | 2028
A60 | Augment MAT ZSS 66/22kV with 2 x 33 MVA new transformers and buses | MAT Load > 60 MVA | 2027
DC10 | New MDW ZSS 66/22kV 2 x 75 MVA | Connection Agreement | 2027
DC10 | MAT-MDT 66kV line extension to MDW | Connection Agreement | 2027
DC17 | New ATK ZSS 66/22kV 2 x 75 MVA | Connection Agreement | 2027
DC17 | Third ATK ZSS 66/22kV 75 MVA Transformer and Bus | DC17 Load > 75 MVA | > 2035
DC18 | New ADT ZSS 66/22kV 2 x 75 MVA | Connection Agreement | 2026
DC18 | Loop ADT into TMA-MAT 66kV line | Connection Agreement | 2026
DC18 | Third ADT ZSS 66/22kV 75 MVA Transformer and Bus | DC18 Load > 75 MVA | 2034
DC27 | New DC27 ZSS 66/22kV 2 x 75 MVA | Connection Agreement | > 2035
TEMPB | New 22kV feeder from AW | Connection Agreement | 2025
TEMPA | Extend 22kV feeder ST34 | Connection Agreement | 2026 | 9.4.3 SMTS New Sub-Transmission Loop | SMTS-ST-SSS-SMTS overload | 2032 | 12.3.2 SMTS 1 x 220/66 kV 225 MVA (B2) Transformer | SMTS overload | 2026
DC11 | New DC11 ZSS 66/22kV 2 x 50MVA | Connection Agreement | 2026 | 9.4.5 DBTS New Sub-Transmission Loop | SMTS-ST-SSS-SMTS overload | 2032 | 12.3.1 SMTS 2 x 220/66 kV 225 MVA (B4 & B5) Transformers | SMTS overload | 2032
DC11 | Third DC11 ZSS 66/22kV 50 MVA Transformer and Bus | DC11 Load > 50MVA | > 2035 | 9.4.1 TTS New Sub-Transmission Loop | TTS-BD-BMS-COO-VCO-TTS overload | 2035
DC20 | New DC20 ZSS 66/22kV 2 x 75 MVA | Connection Agreement | 2027 | 9.4.2 ST-SSS 66kV Line Extension | SMTS-ST-SSS-SMTS overload | 2026
DC20 | Third DC20 ZSS 66/22kV 75 MVA Transformer and Bus | DC20 Load > 75 MVA | > 2035
DC20 | Fourth DC20 ZSS 66/22kV 75 MVA Transformer and Bus | DC20 Load > 150 MVA | > 2035
DC21 | New DC21 ZSS 66/22kV 2 x 75 MVA | Connection Agreement | 2030
DC21 | Third DC21 ZSS 66/22kV 75 MVA Transformer and Bus | DC21 Load > 75 MVA | 2028
DC21 | Fourth DC21 ZSS 66/22kV 75 MVA Transformer and Bus | DC21 Load > 150 MVA | > 2035
DC22 | New DC22 ZSS 66/22kV 2 x 75 MVA | Connection Agreement | 2028
DC22 | Third DC22 ZSS 66/22kV 75 MVA Transformer and Bus | DC22 Load > 75 MVA | > 2035
DC23 | New DC23 ZSS 66/22kV 2 x 75 MVA | Connection Agreement | > 2035
DC24 | New DC24 ZSS 66/22kV 2 x 75 MVA | Connection Agreement | > 2035
A50 | Two new feeders from CBN | Connection Agreement | 2026 | Refer to Northern Growth Corridor NDS | ST overload
A197 | NEL ZSS 66/22kV (Existing) | Connection Agreement | 2023 | 9.3.4 Augment TTS-NH(NEI)-NEL-WT-TTS 66 kV loop | TTS-NEI-NH-WT-TTS and TTS-PTN-EPN-EP-TTS overload | 2027
A516 | New feeders - NEL-012 and NEL-025 | NEL load increase | 2026 | 9.3.1 EPN Third Transformer | EPN overload | 2030
A53B | New EPN 22kV Feeder (5.0km U/G, 400A) | Connection Agreement | 2026 | 9.3.3 New Zone Substation to offload NH and EPN | NH and EPN overload | 2030
A53A | Two new EPN 22kV feeders (2 x 3.5km U/G, 400A) | Connection Agreement | 2029 | 9.3.2 Augment TTS-PTN-EPN-EP-TTS 66 kV loop | TTS-PTN-EPN-EP-TTS overload | 2025
TEMP16 | Extend 22kV feeder EPN34 (1.7km O/H, 1025A 66kV construction) | Cust. Load > 15 MVA | 2027 | 9.3.5 Third line into TTS-NEI-NH-WT-TTS | TTS-NEI-NH-WT-TTS overload | 2035
TEMP16 | New LTU ZSS 66/22kV 2 x 75 MVA | Cust. Load > 15 MVA | 2034 | 9.3.9 FF #4 6.6kV Bus | FF overload | 2026
TEMP16 | Third LTU ZSS 66/22kV 75 MVA Transformer and Bus | Cust. Load > 75 MVA | > 2035 | 9.3.7 FF Conversion | BTS-FF-BTS overload | 2035
TEMP5 | Install one new 6.6kV feeder to the customer site from FF (2.5km U/G, 375A) | Connection Agreement | 2025 | 9.3.8 Reconductor BTS-FF 181 | BTS-FF-BTS overload | 2035
A17 | Install three new 6.6kV feeders to the customer site from FF (7.5km U/G, 375A) | Connection Agreement | 2026
A265 |  | Connection Agreement | 2027
A56 |  | Connection Agreement | 2026
BASE SCENARIO
Identifier | Connection Project | Trigger | Timing | Upstream Augmentation Project | Trigger | Timing | Terminal Station Augmentation Project | Trigger | Timing
DC07 | New BKN ZSS 66/11kV 2 x 33 MVA (Inflight) | Connection Agreement | 2023 | 9.1.1 Tie TH-FW 66kV line | BLTS-BKN-TH-BLTS overload | 2031 | 12.1.1 BLTS 2 x 220/66 kV 150 MVA (B2 & B4) Transformers | BLTS66 overload | 2028
DC07 | Loop BKN into BLTS-TH No.1 66kV Line (Inflight) | Connection Agreement | 2023 | 9.1.1 New 66kV line incomer at FW No.2 66kV bus | BLTS-BKN-TH-BLTS overload | 2031
DC07 | Third BKN ZSS 66/22kV 33 MVA Transformer and Bus | DC7 Load > 33 MVA | 2026
DC07 | 9.1.2 New BLTS-BKN 66 kV line | DC7 Load > 50 MVA | 2029
DC02 | New NDF ZSS 66/22kV 2 x 75 MVA | Connection Agreement | 2029
DC02 | Loop NDF into BLTS-TH No.2 66kV Line | Connection Agreement | 2028
DC09 | New PDW ZSS 66/22kV 2 x 50 MVA | Connection Agreement | 2028
DC09 | Loop PDW into BLTS-TH No.2 66kV Line | Connection Agreement | 2028
DC19 | New HDY ZSS 66/22kV 2 x 75 MVA | Connection Agreement | 2028
DC19 | Two new BLTS-HDY 66kV lines | Connection Agreement | 2028
DC19 | Third HDY ZSS 66/22kV 75 MVA Transformer and Bus | DC19 Load > 75 MVA | > 2035
DC06 | Committed Project | Connection Agreement | 2024
A54 | New TH21 22kV Feeder (1.0km U/G, 375A) | Connection Agreement | 2030
A923 | Committed Project | Connection Agreement | 2024
A997 | Committed Project | Connection Agreement | 2023
A278 | First and second 11 kV feeder from FT | Connection Agreement | 2027 | 9.1.5 3rd Transformer and 66kV Works at FT | FT overload | 2029
A279 | Third and fourth 11 kV feeder from FT | Cust. Load > 7 MVA | 2029 | Refer to 11 kV Central Area NDS | FT overload
DC01 | New NDT ZSS 66/22kV 2 x 50MVA (Inflight) | Connection Agreement | 2023 | 9.2.3 Augment KTS-AW 66 kV line | KTS-TMA-MAT-KTS and KTS-AW-NDT-PV-KTS overload | 2028 | 12.2.1 KTS 3 x 220/66 kV 225 MVA (B1, B2 & B5) & 1 x 220/66 kV 150 MVA (B6) Transformers | KTS East overload | 2030
DC01 | Third NDT ZSS 66/22kV 50 MVA Transformer and Bus | DC1 Load > 50 MVA | 2026
DC12 | New VDT ZSS 66/22kV 2 x 50 MVA | Connection Agreement | 2026
DC12 | Loop VDT into KTS-NDT 66kV line | Connection Agreement | 2025
DC04 | New MDT ZSS 66/22kV 2 x 75 MVA | Connection Agreement | 2026
DC04 | 9.2.1 New KTS-TMA 66kV line | Connection Agreement | 2027
DC04 | 9.2.2 Reconfigure existing KTS-TMA to be KTS-MAT-MDT 66kV line | Connection Agreement | 2026
DC04 | Third MDT ZSS 66/22kV 75 MVA Transformer and Bus | DC4 Load > 75 MVA | 2029
A60 | Augment MAT ZSS 66/22kV with 2 x 33 MVA new transformers and buses | MAT Load > 60 MVA | 2027
DC10 | New MDW ZSS 66/22kV 2 x 75 MVA | Connection Agreement | 2028
DC10 | MAT-MDT 66kV line extension to MDW | Connection Agreement | 2028
DC17 | New ATK ZSS 66/22kV 2 x 75 MVA | Connection Agreement | 2027
DC18 | New ADT ZSS 66/22kV 2 x 75 MVA | Connection Agreement | 2026
DC18 | Loop ADT into TMA-MAT 66kV line | Connection Agreement | 2026
TEMPB | New 22kV feeder from AW | Connection Agreement | 2025
TEMPA | Extend 22kV feeder ST34 | Connection Agreement | 2026 | 9.4.2 ST-SSS 66kV Line Extension | SMTS-ST-SSS-SMTS overload | 2026 | 12.3.2 SMTS 1 x 220/66 kV 225 MVA (B2) Transformer | SMTS overload | 2026
DC11 | New DC11 ZSS 66/22kV 2 x 50MVA | Connection Agreement | 2026
DC20 | New DC20 ZSS 66/22kV 2 x 75 MVA | Connection Agreement | 2027
DC20 | Third DC20 ZSS 66/22kV 75 MVA Transformer and Bus | DC20 Load > 75 MVA | > 2035
DC21 | New DC21 ZSS 66/22kV 2 x 75 MVA | Connection Agreement | 2028
DC21 | Third DC21 ZSS 66/22kV 75 MVA Transformer and Bus | DC21 Load > 75 MVA | > 2035
DC22 | New DC22 ZSS 66/22kV 2 x 75 MVA | Connection Agreement | 2029
A50 | Two new feeders from CBN | Connection Agreement | 2026 | Refer to Northern Growth Corridor NDS | ST overload
A197 | NEL ZSS 66/22kV (Existing) | Connection Agreement | 2023 | 9.3.4 Augment TTS-NH(NEI)-NEL-WT-TTS 66 kV loop | TTS-NEI-NH-WT-TTS and TTS-PTN-EPN-EP-TTS overload | 2027
A516 | New feeders - NEL-012 and NEL-025 | NEL load increase | 2026 | 9.3.2 Augment TTS-PTN-EPN-EP-TTS 66 kV loop | TTS-PTN-EPN-EP-TTS overload | 2025
A53B | New EPN 22kV Feeder (5.0km U/G, 400A) | Connection Agreement | 2029 | 9.3.1 EPN Third Transformer | EPN overload | 2027
A53A | Two new EPN 22kV feeders (2 x 3.5km U/G, 400A) | Connection Agreement | 2035 | 9.3.9 FF #4 6.6kV Bus | FF overload | 2026
TEMP16 | Extend 22kV feeder EPN34 (1.7km O/H, 1025A 66kV construction) | Cust. Load > 15 MVA | 2027 | 9.3.6 Fourth transformer at FF | FF overload | 2035
TEMP5 | Install one new 6.6kV feeder to the customer site from FF (2.5km U/G, 375A) | Connection Agreement | 2026
A17 | Install two new 6.6kV feeders to the customer site from FF (5.0km U/G, 375A) | Connection Agreement | 2027
A265 |  | Connection Agreement | 2027
A56 |  | Connection Agreement | 2026
LOW SCENARIO - PREFERRED DEVELOPMENT PLAN
Identifier | Connection Project | Trigger | Timing | Upstream Augmentation Project | Trigger | Timing | Terminal Station Augmentation Project | Trigger | Timing
DC07 | New BKN ZSS 66/11kV 2 x 33 MVA (Inflight) | Connection Agreement | 2023
DC07 | Loop BKN into BLTS-TH No.1 66kV Line (Inflight) | Connection Agreement | 2023
DC07 | Third BKN ZSS 66/22kV 33 MVA Transformer and Bus | DC7 Load > 33 MVA | 2026
DC07 | 9.1.2 New BLTS-BKN 66 kV line | DC7 Load > 50 MVA | 2030
DC02 | New NDF ZSS 66/22kV 2 x 75 MVA | Connection Agreement | 2030
DC02 | Loop NDF into BLTS-TH No.2 66kV Line | Connection Agreement | 2029
DC09 | New PDW ZSS 66/22kV 2 x 50 MVA | Connection Agreement | 2028
DC09 | Loop PDW into BLTS-TH No.2 66kV Line | Connection Agreement | 2028
DC19 | New HDY ZSS 66/22kV 2 x 75 MVA | Connection Agreement | 2028
DC19 | Two new BLTS-HDY 66kV lines | Connection Agreement | 2028
DC06 | Committed Project | Connection Agreement | 2024
A54 | New TH21 22kV Feeder (1.0km U/G, 375A) | Connection Agreement | > 2035
A923 | Committed Project | Connection Agreement | 2024
A997 | Committed Project | Connection Agreement | 2023
A278 | First and second 11 kV feeder from FT | Connection Agreement | 2027
A279 | Third and fourth 11 kV feeder from FT | Cust. Load > 7 MVA | 2030 | 9.1.5 3rd Transformer and 66kV Works at FT | FT overload | 2029
DC01 | New NDT ZSS 66/22kV 2 x 50MVA (Inflight) | Connection Agreement | 2023 | 9.2.3 Augment KTS-AW 66 kV line | KTS-TMA-MAT-KTS and KTS-AW-NDT-PV-KTS overload | 2028 | 12.2.1 KTS 3 x 220/66 kV 225 MVA (B1, B2 & B5) & 1 x 220/66 kV 150 MVA (B6) Transformers | KTS East overload | 2030
DC01 | Third NDT ZSS 66/22kV 50 MVA Transformer and Bus | DC1 Load > 50 MVA | 2026
DC12 | New VDT ZSS 66/22kV 2 x 50 MVA | Connection Agreement | 2026
DC12 | Loop VDT into KTS-NDT 66kV line | Connection Agreement | 2025
DC04 | New MDT ZSS 66/22kV 2 x 75 MVA | Connection Agreement | 2026
DC04 | 9.2.1 New KTS-TMA 66kV line | Connection Agreement | 2027
DC04 | 9.2.2 Reconfigure existing KTS-TMA to be KTS-MAT-MDT 66kV line | Connection Agreement | 2026
DC04 | Third MDT ZSS 66/22kV 75 MVA Transformer and Bus | DC4 Load > 75 MVA | 2030
A60 | Augment MAT ZSS 66/22kV with 2 x 33 MVA new transformers and buses | MAT Load > 60 MVA | 2027
DC10 | New MDW ZSS 66/22kV 2 x 75 MVA | Connection Agreement | 2029
DC10 | MAT-MDT 66kV line extension to MDW | Connection Agreement | 2029
DC17 | New ATK ZSS 66/22kV 2 x 75 MVA | Connection Agreement | 2027
DC18 | New ADT ZSS 66/22kV 2 x 75 MVA | Connection Agreement | 2026
DC18 | Loop ADT into TMA-MAT 66kV line | Connection Agreement | 2026
TEMPB | New 22kV feeder from AW | Connection Agreement | 2025
DC11 | New DC11 ZSS 66/22kV 2 x 50MVA | Connection Agreement | 2026 | 9.4.2 ST-SSS 66kV Line Extension | SMTS-ST-SSS-SMTS overload | 2026 | 12.3.2 SMTS 1 x 220/66 kV 225 MVA (B2) Transformer | SMTS overload | 2026
DC20 | New DC20 ZSS 66/22kV 2 x 75 MVA | Connection Agreement | 2027
DC21 | New DC21 ZSS 66/22kV 2 x 75 MVA | Connection Agreement | 2029
DC22 | New DC22 ZSS 66/22kV 2 x 75 MVA | Connection Agreement | 2030
A50 | Two new feeders from CBN | Connection Agreement | 2026 | Refer to Northern Growth Corridor NDS | ST overload
A197 | NEL ZSS 66/22kV (Existing) | Connection Agreement | 2023 | 9.3.4 Augment TTS-NH(NEI)-NEL-WT-TTS 66 kV loop | TTS-NEI-NH-WT-TTS and TTS-PTN-EPN-EP-TTS overload | 2027
A516 | New feeders - NEL-012 and NEL-025 | NEL load increase | 2026 | 9.3.2 Augment TTS-PTN-EPN-EP-TTS 66 kV loop | TTS-PTN-EPN-EP-TTS overload | 2025
TEMP16 | Extend 22kV feeder EPN34 (1.7km O/H, 1025A 66kV construction) | Cust. Load > 15 MVA | 2027 | 9.3.9 FF #4 6.6kV Bus | FF overload | 2026
A17 | Install one new 6.6kV feeder to the customer site from FF (2.5km U/G, 375A) | Connection Agreement | 2028 | 9.3.6 Fourth transformer at FF | FF overload | 2035
A265 |  | Connection Agreement | 2027
A56 |  | Connection Agreement | 2026
TEMPB = A447
TEMP16 = A123, A139, A373
A17 = A17, A26
A154 = A278, A279
DC01 = A65
DC02 = A481, A956
DC04 = A193, A509
DC07 = A503
DC09 = A506, A951
DC10 = AXXX, A214
DC11 = A101
DC12 = A505, A37
DC17 = A502
DC18 = A501, A85
DC19 = A497, A449
DC20 = A452
DC21 = A453
DC22 = A487