{"text_format":"1","workbook":"xlsx","n_sheets":17,"sheets":["Summary_","Do_Nothing","Option_2","Option_3","Option_4","CECV","OLTC_Taps","Cable_Charging","Curtailment","Consumption","PV_Uptake","Voltage_Probability","JEN_Spread","ZSS_Spread","Table","11Jan21","03Jan21"],"not_rendered":{"charts":14,"images":7,"macros":1,"external_links":0,"defined_names":244,"comments":6,"pivot_tables":0},"unopened":[],"bounds":{"document_bytes":16777216,"sheet_cells":100000,"rows_first":2000,"rows_last":500,"rows_between":2000,"halvings":0,"cell_chars":16384,"cell_head_chars":4096},"cells_cut":0,"cells_raw":0,"read":"whole","date_system":"1900"}

{"sheet":"Summary_","index":0,"n_rows":826,"n_cols":20,"rows_kept":826,"cut":false,"hidden":false,"merged":[[842,14,842,17],[836,14,836,15],[837,14,837,16],[838,14,838,18],[839,14,839,16],[840,14,840,18],[841,14,841,18],[835,14,835,18],[830,14,830,17],[831,15,831,18],[832,14,832,17],[833,14,833,17],[834,14,834,18]]}
[null,null,null,"Voltage PQ Management Strategy",null,null,null,null,"Section Check:",{"$f":"IF(COUNTA($A$8:$A$826)=COUNTIF($A$8:$A$826,0),\"Ok\",\"Check\")","v":"Ok"},null,null,"Overall Check:","Ok",null,"Legend:","Input","Internal","Select","Calculation"]
[null,null,null,{"$f":"RIGHT(CELL(\"filename\",D1),LEN(CELL(\"filename\",D1))-FIND(\"]\",CELL(\"filename\",D1)))","v":"Summary_"},null,"Summary"]
[]
[]
[]
[null,"Copyright Jemena Limited. All rights reserved. Jemena is not liable for any loss caused by reliance on this document."]
[]
[null,"Summary"]
[]
[null,null,"Summary"]
[]
[null,null,null,"Options","Basis","Option 1 ","Option 2 ","Option 3 ","Option 4 "]
[null,null,null,"Total Cost ","Real 2024",0,{"$f":"Option_2!K30","v":42.426063758932798},{"$f":"Option_3!K30","v":49.370750000000022},{"$f":"Option_4!K38","v":49.829973758932859},"Includes proactive and reactive programs"]
[null,null,null,"Present Value Cost ","Real 2024",0,{"$f":"Option_2!L30","v":19.664935797841569},{"$f":"Option_3!L30","v":31.6027690419197},{"$f":"Option_4!L38","v":31.395795172558859},"Excludes reactive program (not ecomoncally justified - as it is a recurrent expenditure response to customer complaints) "]
[null,null,null,"Present Value Benefit ","Real 2024",{"$f":"F18+F19","v":0},{"$f":"G18+G19","v":16.616898397261558},{"$f":"H18+H19","v":33.645787404177227},{"$f":"I18+I19","v":33.645787404177227}]
[null,null,null,"Net Present Value (NPV)",null,{"$f":"F15-F14","v":0},{"$f":"G15-G14","v":-3.0480374005800108},{"$f":"H15-H14","v":2.0430183622575271},{"$f":"I15-I14","v":2.2499922316183678}]
[null,null,null,"Present Value Ratio (PVR)","Real 2024",1,{"$f":"G15/G14","v":0.8450014059585913},{"$f":"H15/H14","v":1.0646468149530679},{"$f":"I15/I14","v":1.0716654003904622}]
[null,null,null,"Compliance","Real 2024",0,{"$f":"98%*(Do_Nothing!F67-Do_Nothing!M67)","v":8.2511244469775065},{"$f":"Do_Nothing!F67","v":18.168406068932281},{"$f":"H18","v":18.168406068932281}]
[null,null,null,"DER Enablement","Real 2024",0,{"$f":"98%*(Do_Nothing!G67-Do_Nothing!N67)","v":8.3657739502840496},{"$f":"Do_Nothing!G67","v":15.477381335244944},{"$f":"H19","v":15.477381335244944}]
[]
[]
[]
[]
[null,"End"]
[]
[]
[]
[]
[]
[]
[]
[]
[]
[]
[]
[]
[]
[]
[]
[]
[]
[]
[]
[]
[]
[]
[]
[]
[]
[]
[]
[]
[]
[]
[]
[]
[]
[]
[]
[]
[]
[]
[]
[]
[]
[]
[]
[]
[]
[]
[]
[]
[]
[]
[]
[]
[]
[]
[]
[]
[]
[]
[]
[]
[]
[]
[]
[]
[]
[]
[]
[]
[]
[]
[]
[]
[]
[]
[]
[]
[]
[]
[]
[]
[]
[]
[]
[]
[]
[]
[]
[]
[]
[]
[]
[]
[]
[]
[]
[]
[]
[]
[]
[]
[]
[]
[]
[]
[]
[]
[]
[]
[]
[]
[]
[]
[]
[]
[]
[]
[]
[]
[]
[]
[]
[]
[]
[]
[]
[]
[]
[]
[]
[]
[]
[]
[]
[]
[]
[]
[]
[]
[]
[]
[]
[]
[]
[]
[]
[]
[]
[]
[]
[]
[]
[]
[]
[]
[]
[]
[]
[]
[]
[]
[]
[]
[]
[]
[]
[]
[]
[]
[]
[]
[]
[]
[]
[]
[]
[]
[]
[]
[]
[]
[]
[]
[]
[]
[]
[]
[]
[]
[]
[]
[]
[]
[]
[]
[]
[]
[]
[]
[]
[]
[]
[]
[]
[]
[]
[]
[]
[]
[]
[]
[]
[]
[]
[]
[]
[]
[]
[]
[]
[]
[]
[]
[]
[]
[]
[]
[]
[]
[]
[]
[]
[]
[]
[]
[]
[]
[]
[]
[]
[]
[]
[]
[]
[]
[]
[]
[]
[]
[]
[]
[]
[]
[]
[]
[]
[]
[]
[]
[]
[]
[]
[]
[]
[]
[]
[]
[]
[]
[]
[]
[]
[]
[]
[]
[]
[]
[]
[]
[]
[]
[]
[]
[]
[]
[]
[]
[]
[]
[]
[]
[]
[]
[]
[]
[]
[]
[]
[]
[]
[]
[]
[]
[]
[]
[]
[]
[]
[]
[]
[]
[]
[]
[]
[]
[]
[]
[]
[]
[]
[]
[]
[]
[]
[]
[]
[]
[]
[]
[]
[]
[]
[]
[]
[]
[]
[]
[]
[]
[]
[]
[]
[]
[]
[]
[]
[]
[]
[]
[]
[]
[]
[]
[]
[]
[]
[]
[]
[]
[]
[]
[]
[]
[]
[]
[]
[]
[]
[]
[]
[]
[]
[]
[]
[]
[]
[]
[]
[]
[]
[]
[]
[]
[]
[]
[]
[]
[]
[]
[]
[]
[]
[]
[]
[]
[]
[]
[]
[]
[]
[]
[]
[]
[]
[]
[]
[]
[]
[]
[]
[]
[]
[]
[]
[]
[]
[]
[]
[]
[]
[]
[]
[]
[]
[]
[]
[]
[]
[]
[]
[]
[]
[]
[]
[]
[]
[]
[]
[]
[]
[]
[]
[]
[]
[]
[]
[]
[]
[]
[]
[]
[]
[]
[]
[]
[]
[]
[]
[]
[]
[]
[]
[]
[]
[]
[]
[]
[]
[]
[]
[]
[]
[]
[]
[]
[]
[]
[]
[]
[]
[]
[]
[]
[]
[]
[]
[]
[]
[]
[]
[]
[]
[]
[]
[]
[]
[]
[]
[]
[]
[]
[]
[]
[]
[]
[]
[]
[]
[]
[]
[]
[]
[]
[]
[]
[]
[]
[]
[]
[]
[]
[]
[]
[]
[]
[]
[]
[]
[]
[]
[]
[]
[]
[]
[]
[]
[]
[]
[]
[]
[]
[]
[]
[]
[]
[]
[]
[]
[]
[]
[]
[]
[]
[]
[]
[]
[]
[]
[]
[]
[]
[]
[]
[]
[]
[]
[]
[]
[]
[]
[]
[]
[]
[]
[]
[]
[]
[]
[]
[]
[]
[]
[]
[]
[]
[]
[]
[]
[]
[]
[]
[]
[]
[]
[]
[]
[]
[]
[]
[]
[]
[]
[]
[]
[]
[]
[]
[]
[]
[]
[]
[]
[]
[]
[]
[]
[]
[]
[]
[]
[]
[]
[]
[]
[]
[]
[]
[]
[]
[]
[]
[]
[]
[]
[]
[]
[]
[]
[]
[]
[]
[]
[]
[]
[]
[]
[]
[]
[]
[]
[]
[]
[]
[]
[]
[]
[]
[]
[]
[]
[]
[]
[]
[]
[]
[]
[]
[]
[]
[]
[]
[]
[]
[]
[]
[]
[]
[]
[]
[]
[]
[]
[]
[]
[]
[]
[]
[]
[]
[]
[]
[]
[]
[]
[]
[]
[]
[]
[]
[]
[]
[]
[]
[]
[]
[]
[]
[]
[]
[]
[]
[]
[]
[]
[]
[]
[]
[]
[]
[]
[]
[]
[]
[]
[]
[]
[]
[]
[]
[]
[]
[]
[]
[]
[]
[]
[]
[]
[]
[]
[]
[]
[]
[]
[]
[]
[]
[]
[]
[]
[]
[]
[]
[]
[]
[]
[]
[]
[]
[]
[]
[]
[]
[]
[]
[]
[]
[]
[]
[]
[]
[]
[]
[]
[]
[]
[]
[]
[]
[]
[]
[]
[]
[]
[]
[]
[]
[]
[]
[]
[]
[]
[]
[]
[]
[]
[]
[]
[]
[]
[]
[]
[null,"End"]

{"sheet":"Do_Nothing","index":1,"n_rows":875,"n_cols":19,"rows_kept":875,"cut":false,"hidden":false,"merged":[[891,13,891,16],[885,13,885,14],[886,13,886,15],[887,13,887,17],[888,13,888,15],[889,13,889,17],[890,13,890,17],[884,13,884,17],[879,13,879,16],[880,14,880,17],[881,13,881,16],[882,13,882,16],[883,13,883,17]]}
[null,null,null,"Voltage PQ Management Strategy",null,null,null,"Section Check:",{"$f":"IF(COUNTA($A$8:$A$875)=COUNTIF($A$8:$A$875,0),\"Ok\",\"Check\")","v":"Ok"},null,null,"Overall Check:","Ok",null,"Legend:","Input","Internal","Select","Calculation"]
[null,null,null,{"$f":"RIGHT(CELL(\"filename\",D1),LEN(CELL(\"filename\",D1))-FIND(\"]\",CELL(\"filename\",D1)))","v":"Do_Nothing"}]
[]
[]
[]
[null,"Copyright Jemena Limited. All rights reserved. Jemena is not liable for any loss caused by reliance on this document."]
[]
[null,"General Assumptions"]
[]
[null,null,{"$f":"B8","v":"General Assumptions"}]
[]
[null,null,null,{"$f":"C10","v":"General Assumptions"},"Source","Unit","Basis"]
[]
[null,null,null,"Discount Rate","AM","Per cent","n/a",null,null,5.5E-2]
[null,null,null,"Retail Tariff","AM","$/MWh","n/a",null,null,300]
[null,null,null,"Safety Disproportionality Factor","AM","Factor","n/a",null,null,6]
[null,null,null,"Assessment Period Years","AM","Years","n/a",null,null,20]
[null,null,null,"Risk addressed in current period","AM","Per cent","n/a",null,null,{"$f":"Option_4!K26/(Option_4!K26+Option_4!K25)","v":0.22797316711159313}]
[null,null,null,"Next Regulatory Period","AM","Year","n/a",null,null,{"$f":"Option_2!J14","v":2027}]
[]
[]
[null,"Option"]
[]
[null,null,"Summary"]
[]
[null,null,null,{"$f":"C24","v":"Summary"},"Source","Unit",null,null,null,{"$f":"F37","v":"Compliance"},{"$f":"G37","v":"DER Enablement"}]
[]
[null,null,null,{"$f":"\"End of FY\"&$J$19-1","v":"End of FY2026"},"AM","$M",null,null,null,{"$f":"INDEX(F$39:F$65,MATCH($J$19-1,$D$39:$D$65,0),0)\n*(1-$J$18)","v":0.67493883949691513},{"$f":"INDEX(G$39:G$65,MATCH($J$19-1,$D$39:$D$65,0),0)\n*(1-$J$18)","v":0.42574072859663487}]
[null,null,null,{"$f":"\"End of FY\"&$J$19+4","v":"End of FY2031"},"AM","$M",null,null,null,{"$f":"INDEX(F$39:F$65,MATCH($J$19+4,$D$39:$D$65,0),0)\n*(1-$J$18)","v":1.1485363076877837},{"$f":"INDEX(G$39:G$65,MATCH($J$19+4,$D$39:$D$65,0),0)\n*(1-$J$18)","v":1.3109715626293728}]
[]
[null,null,"Calculations"]
[]
[null,null,null,"Do Nothing",null,"Copy values from Do Nothing into the yellow highlights when value is changed from 0 to 1 (i.e., one cell set to 1 at a time. Leave all at zero by default for the Do Nothing Case.)"]
[]
[null,null,null,null,null,null,null,null,null,"Reactors Only",0,null,"DVM Only",0,null,"Reactors & DVM & Spread",0]
[null,null,null,null,null,"$M","$M",null,null,"$M","$M",null,"$M","$M",null,"$M","$M"]
[null,null,null,"Year","Discount Ratio","Compliance","DER Enablement",null,"Flag","Compliance","DER Enablement",null,"Compliance","DER Enablement",null,"Compliance","DER Enablement"]
[]
[null,null,null,2024,1,{"$f":"OFFSET(Consumption!$H$152,0,$D39-$D$39+1)*$J$15/1000000*$J$16","v":0.85790286201422261},{"$f":"OFFSET(Curtailment!$I$115,0,$D39-$D$39+1)*AVERAGEIF(CECV!B:B,$D39,CECV!$W:$AI)*CECV!$J$1/1000000","v":0.5038118977347017},null,{"$f":"IF(SUM($I$37:$I37)>=$J$17,0,IF(D39>$J$19,1,0))","v":0},0.85513491108430084,0.5038118977347017,null,0.2376347023613101,0.12383571604578321,null,0,0]
[null,null,null,{"$f":"D39+1","v":2025},{"$f":"E39*1/(1+$J$14)","v":0.94786729857819907},{"$f":"OFFSET(Consumption!$H$152,0,$D40-$D$39+1)*$J$15/1000000*$J$16","v":0.86199424168947369},{"$f":"OFFSET(Curtailment!$I$115,0,$D40-$D$39+1)*AVERAGEIF(CECV!B:B,$D40,CECV!$W:$AI)*CECV!$J$1/1000000","v":0.45721263200609108},null,{"$f":"IF(SUM($I$37:$I39)>=$J$17,0,IF(D40>$J$19,1,0))","v":0},0.85513491108430084,0.44166637022689342,null,0.24057547987419037,0.13186010443370541,null,0,0]
[null,null,null,2026,{"$f":"E40*1/(1+$J$14)","v":0.89845241571393286},{"$f":"OFFSET(Consumption!$H$152,0,$D41-$D$39+1)*$J$15/1000000*$J$16","v":0.87424272155379157},{"$f":"OFFSET(Curtailment!$I$115,0,$D41-$D$39+1)*AVERAGEIF(CECV!B:B,$D41,CECV!$W:$AI)*CECV!$J$1/1000000","v":0.55145846032811896},null,{"$f":"IF(SUM($I$37:$I40)>=$J$17,0,IF(D41>$J$19,1,0))","v":0},0.85513491108430084,0.50978348511508831,null,0.2486226778973645,0.15151631634856502,null,0,0]
[null,null,null,2027,0.85161366418382267,{"$f":"OFFSET(Consumption!$H$152,0,$D42-$D$39+1)*$J$15/1000000*$J$16","v":0.94290096536988255},{"$f":"OFFSET(Curtailment!$I$115,0,$D42-$D$39+1)*AVERAGEIF(CECV!B:B,$D42,CECV!$W:$AI)*CECV!$J$1/1000000","v":0.6002035923612079},null,{"$f":"IF(SUM($I$37:$I41)>=$J$17,0,IF(D42>$J$19,1,0))","v":0},0.85513491108430084,0.55537343950675166,null,0.29259270001269899,0.18365234793525467,null,0,0]
[null,null,null,2028,0.80721674330220161,{"$f":"OFFSET(Consumption!$H$152,0,$D43-$D$39+1)*$J$15/1000000*$J$16","v":0.91547555025560112},{"$f":"OFFSET(Curtailment!$I$115,0,$D43-$D$39+1)*AVERAGEIF(CECV!B:B,$D43,CECV!$W:$AI)*CECV!$J$1/1000000","v":0.69129555406286058},null,{"$f":"IF(SUM($I$37:$I42)>=$J$17,0,IF(D43>$J$19,1,0))","v":1},0.85513491108430084,0.64033555190049929,null,0.2738515735178253,0.21107530934555191,null,0,0]
[null,null,null,2029,0.76513435384094941,{"$f":"OFFSET(Consumption!$H$152,0,$D44-$D$39+1)*$J$15/1000000*$J$16","v":0.99491590014686582},{"$f":"OFFSET(Curtailment!$I$115,0,$D44-$D$39+1)*AVERAGEIF(CECV!B:B,$D44,CECV!$W:$AI)*CECV!$J$1/1000000","v":0.82400020554630604},null,{"$f":"IF(SUM($I$37:$I43)>=$J$17,0,IF(D44>$J$19,1,0))","v":1},0.85513491108430084,0.71501319077513659,null,0.32515884204940748,0.29560776517236786,null,0,0]
[null,null,null,2030,0.72524583302459666,{"$f":"OFFSET(Consumption!$H$152,0,$D45-$D$39+1)*$J$15/1000000*$J$16","v":1.1660443644915013},{"$f":"OFFSET(Curtailment!$I$115,0,$D45-$D$39+1)*AVERAGEIF(CECV!B:B,$D45,CECV!$W:$AI)*CECV!$J$1/1000000","v":1.28925372508749},null,{"$f":"IF(SUM($I$37:$I44)>=$J$17,0,IF(D45>$J$19,1,0))","v":1},0.85513491108430084,0.94603786484517371,null,0.42716281316368149,0.48132106456783874,null,0,0]
[null,null,null,2031,0.68743680855412015,{"$f":"OFFSET(Consumption!$H$152,0,$D46-$D$39+1)*$J$15/1000000*$J$16","v":1.4876896226400975},{"$f":"OFFSET(Curtailment!$I$115,0,$D46-$D$39+1)*AVERAGEIF(CECV!B:B,$D46,CECV!$W:$AI)*CECV!$J$1/1000000","v":1.6980906709221439},null,{"$f":"IF(SUM($I$37:$I45)>=$J$17,0,IF(D46>$J$19,1,0))","v":1},0.85513491108430084,1.0650061875454047,null,0.63725294423519474,0.691750697051424,null,0,0]
[null,null,null,2032,0.65159887066741251,{"$f":"OFFSET(Consumption!$H$152,0,$D47-$D$39+1)*$J$15/1000000*$J$16","v":2.0037912823973452},{"$f":"OFFSET(Curtailment!$I$115,0,$D47-$D$39+1)*AVERAGEIF(CECV!B:B,$D47,CECV!$W:$AI)*CECV!$J$1/1000000","v":1.986426121933397},null,{"$f":"IF(SUM($I$37:$I46)>=$J$17,0,IF(D47>$J$19,1,0))","v":1},0.85513491108430084,1.1025680689014883,null,1.0003593253764969,0.81430292820574379,null,0,0]
[null,null,null,2033,0.61762926129612561,{"$f":"OFFSET(Consumption!$H$152,0,$D48-$D$39+1)*$J$15/1000000*$J$16","v":2.8834483190791818},{"$f":"OFFSET(Curtailment!$I$115,0,$D48-$D$39+1)*AVERAGEIF(CECV!B:B,$D48,CECV!$W:$AI)*CECV!$J$1/1000000","v":2.3641273958537519},null,{"$f":"IF(SUM($I$37:$I47)>=$J$17,0,IF(D48>$J$19,1,0))","v":1},0.85513491108430084,1.2147842280401604,null,1.6448509304331462,1.1067524345662321,null,0,0]
[null,null,null,2034,0.58543057942760723,{"$f":"F48","v":2.8834483190791818},{"$f":"G48","v":2.3641273958537519},null,{"$f":"IF(SUM($I$37:$I48)>=$J$17,0,IF(D49>$J$19,1,0))","v":1},0.85513491108430084,1.2147842280401604,null,1.6448509304331462,1.1067524345662321,null,0,0]
[null,null,null,2035,0.55491050182711588,2.8834483190791818,2.3641273958537519,null,{"$f":"IF(SUM($I$37:$I49)>=$J$17,0,IF(D50>$J$19,1,0))","v":1},0.85513491108430084,1.2147842280401604,null,1.6448509304331462,1.1067524345662321,null,0,0]
[null,null,null,2036,0.5259815183195411,2.8834483190791818,2.3641273958537519,null,{"$f":"IF(SUM($I$37:$I50)>=$J$17,0,IF(D51>$J$19,1,0))","v":1},0.85513491108430084,1.2147842280401604,null,1.6448509304331462,1.1067524345662321,null,0,0]
[null,null,null,2037,0.49856068087160299,2.8834483190791818,2.3641273958537519,null,{"$f":"IF(SUM($I$37:$I51)>=$J$17,0,IF(D52>$J$19,1,0))","v":1},0.85513491108430084,1.2147842280401604,null,1.6448509304331462,1.1067524345662321,null,0,0]
[null,null,null,2038,0.47256936575507397,2.8834483190791818,2.3641273958537519,null,{"$f":"IF(SUM($I$37:$I52)>=$J$17,0,IF(D53>$J$19,1,0))","v":1},0.85513491108430084,1.2147842280401604,null,1.6448509304331462,1.1067524345662321,null,0,0]
[null,null,null,2039,0.44793304810907486,2.8834483190791818,2.3641273958537519,null,{"$f":"IF(SUM($I$37:$I53)>=$J$17,0,IF(D54>$J$19,1,0))","v":1},0.85513491108430084,1.2147842280401604,null,1.6448509304331462,1.1067524345662321,null,0,0]
[null,null,null,2040,0.42458108825504731,2.8834483190791818,2.3641273958537519,null,{"$f":"IF(SUM($I$37:$I54)>=$J$17,0,IF(D55>$J$19,1,0))","v":1},0.85513491108430084,1.2147842280401604,null,1.6448509304331462,1.1067524345662321,null,0,0]
[null,null,null,2041,0.40244652915170365,2.8834483190791818,2.3641273958537519,null,{"$f":"IF(SUM($I$37:$I55)>=$J$17,0,IF(D56>$J$19,1,0))","v":1},0.85513491108430084,1.2147842280401604,null,1.6448509304331462,1.1067524345662321,null,0,0]
[null,null,null,2042,0.38146590440919781,2.8834483190791818,2.3641273958537519,null,{"$f":"IF(SUM($I$37:$I56)>=$J$17,0,IF(D57>$J$19,1,0))","v":1},0.85513491108430084,1.2147842280401604,null,1.6448509304331462,1.1067524345662321,null,0,0]
[null,null,null,2043,0.36157905631203585,2.8834483190791818,2.3641273958537519,null,{"$f":"IF(SUM($I$37:$I57)>=$J$17,0,IF(D58>$J$19,1,0))","v":1},0.85513491108430084,1.2147842280401604,null,1.6448509304331462,1.1067524345662321,null,0,0]
[null,null,null,2044,0.34272896332894398,2.8834483190791818,2.3641273958537519,null,{"$f":"IF(SUM($I$37:$I58)>=$J$17,0,IF(D59>$J$19,1,0))","v":1},0.85513491108430084,1.2147842280401604,null,1.6448509304331462,1.1067524345662321,null,0,0]
[null,null,null,2045,0.32486157661511278,2.8834483190791818,2.3641273958537519,null,{"$f":"IF(SUM($I$37:$I59)>=$J$17,0,IF(D60>$J$19,1,0))","v":1},0.85513491108430084,1.2147842280401604,null,1.6448509304331462,1.1067524345662321,null,0,0]
[null,null,null,2046,0.3079256650380216,2.8834483190791818,2.3641273958537519,null,{"$f":"IF(SUM($I$37:$I60)>=$J$17,0,IF(D61>$J$19,1,0))","v":1},0.85513491108430084,1.2147842280401604,null,1.6448509304331462,1.1067524345662321,null,0,0]
[null,null,null,2047,0.29187266828248493,2.8834483190791818,2.3641273958537519,null,{"$f":"IF(SUM($I$37:$I61)>=$J$17,0,IF(D62>$J$19,1,0))","v":1},0.85513491108430084,1.2147842280401604,null,1.6448509304331462,1.1067524345662321,null,0,0]
[null,null,null,2048,0.27665655761372981,2.8834483190791818,2.3641273958537519,null,{"$f":"IF(SUM($I$37:$I62)>=$J$17,0,IF(D63>$J$19,1,0))","v":0},0.85513491108430084,1.2147842280401604,null,1.6448509304331462,1.1067524345662321,null,0,0]
[null,null,null,2049,0.26223370389926998,2.8834483190791818,2.3641273958537519,null,{"$f":"IF(SUM($I$37:$I63)>=$J$17,0,IF(D64>$J$19,1,0))","v":0},0.85513491108430084,1.2147842280401604,null,1.6448509304331462,1.1067524345662321,null,0,0]
[null,null,null,2050,0.24856275251115639,2.8834483190791818,2.3641273958537519,null,{"$f":"IF(SUM($I$37:$I64)>=$J$17,0,IF(D65>$J$19,1,0))","v":0},0.85513491108430084,1.2147842280401604,null,1.6448509304331462,1.1067524345662321,null,0,0]
[]
[null,null,null,"Present Value","$M",{"$f":"SUMPRODUCT($E$39:$E$65,F$39:F$65,$I$39:$I$65)*(1-$J$18)","v":18.168406068932281},{"$f":"SUMPRODUCT($E$39:$E$65,G$39:G$65,$I$39:$I$65)*(1-$J$18)","v":15.477381335244944},null,null,{"$f":"SUMPRODUCT($E$39:$E$65,J$39:J$65,$I$39:$I$65)*(1-$J$18)","v":6.7187960583660526},{"$f":"SUMPRODUCT($E$39:$E$65,K$39:K$65,$I$39:$I$65)*(1-$J$18)","v":8.604937659759198},null,{"$f":"SUMPRODUCT($E$39:$E$65,M$39:M$65,$I$39:$I$65)*(1-$J$18)","v":9.7488913271184998},{"$f":"SUMPRODUCT($E$39:$E$65,N$39:N$65,$I$39:$I$65)*(1-$J$18)","v":6.9408773043428518},null,{"$f":"SUMPRODUCT($E$39:$E$65,P$39:P$65,$I$39:$I$65)*(1-$J$18)","v":0},{"$f":"SUMPRODUCT($E$39:$E$65,Q$39:Q$65,$I$39:$I$65)*(1-$J$18)","v":0}]
[]
[]
[]
[]
[]
[null,"End"]
[]
[]
[]
[]
[]
[]
[]
[]
[]
[]
[]
[]
[]
[]
[]
[]
[]
[]
[]
[]
[]
[]
[]
[]
[]
[]
[]
[]
[]
[]
[]
[]
[]
[]
[]
[]
[]
[]
[]
[]
[]
[]
[]
[]
[]
[]
[]
[]
[]
[]
[]
[]
[]
[]
[]
[]
[]
[]
[]
[]
[]
[]
[]
[]
[]
[]
[]
[]
[]
[]
[]
[]
[]
[]
[]
[]
[]
[]
[]
[]
[]
[]
[]
[]
[]
[]
[]
[]
[]
[]
[]
[]
[]
[]
[]
[]
[]
[]
[]
[]
[]
[]
[]
[]
[]
[]
[]
[]
[]
[]
[]
[]
[]
[]
[]
[]
[]
[]
[]
[]
[]
[]
[]
[]
[]
[]
[]
[]
[]
[]
[]
[]
[]
[]
[]
[]
[]
[]
[]
[]
[]
[]
[]
[]
[]
[]
[]
[]
[]
[]
[]
[]
[]
[]
[]
[]
[]
[]
[]
[]
[]
[]
[]
[]
[]
[]
[]
[]
[]
[]
[]
[]
[]
[]
[]
[]
[]
[]
[]
[]
[]
[]
[]
[]
[]
[]
[]
[]
[]
[]
[]
[]
[]
[]
[]
[]
[]
[]
[]
[]
[]
[]
[]
[]
[]
[]
[]
[]
[]
[]
[]
[]
[]
[]
[]
[]
[]
[]
[]
[]
[]
[]
[]
[]
[]
[]
[]
[]
[]
[]
[]
[]
[]
[]
[]
[]
[]
[]
[]
[]
[]
[]
[]
[]
[]
[]
[]
[]
[]
[]
[]
[]
[]
[]
[]
[]
[]
[]
[]
[]
[]
[]
[]
[]
[]
[]
[]
[]
[]
[]
[]
[]
[]
[]
[]
[]
[]
[]
[]
[]
[]
[]
[]
[]
[]
[]
[]
[]
[]
[]
[]
[]
[]
[]
[]
[]
[]
[]
[]
[]
[]
[]
[]
[]
[]
[]
[]
[]
[]
[]
[]
[]
[]
[]
[]
[]
[]
[]
[]
[]
[]
[]
[]
[]
[]
[]
[]
[]
[]
[]
[]
[]
[]
[]
[]
[]
[]
[]
[]
[]
[]
[]
[]
[]
[]
[]
[]
[]
[]
[]
[]
[]
[]
[]
[]
[]
[]
[]
[]
[]
[]
[]
[]
[]
[]
[]
[]
[]
[]
[]
[]
[]
[]
[]
[]
[]
[]
[]
[]
[]
[]
[]
[]
[]
[]
[]
[]
[]
[]
[]
[]
[]
[]
[]
[]
[]
[]
[]
[]
[]
[]
[]
[]
[]
[]
[]
[]
[]
[]
[]
[]
[]
[]
[]
[]
[]
[]
[]
[]
[]
[]
[]
[]
[]
[]
[]
[]
[]
[]
[]
[]
[]
[]
[]
[]
[]
[]
[]
[]
[]
[]
[]
[]
[]
[]
[]
[]
[]
[]
[]
[]
[]
[]
[]
[]
[]
[]
[]
[]
[]
[]
[]
[]
[]
[]
[]
[]
[]
[]
[]
[]
[]
[]
[]
[]
[]
[]
[]
[]
[]
[]
[]
[]
[]
[]
[]
[]
[]
[]
[]
[]
[]
[]
[]
[]
[]
[]
[]
[]
[]
[]
[]
[]
[]
[]
[]
[]
[]
[]
[]
[]
[]
[]
[]
[]
[]
[]
[]
[]
[]
[]
[]
[]
[]
[]
[]
[]
[]
[]
[]
[]
[]
[]
[]
[]
[]
[]
[]
[]
[]
[]
[]
[]
[]
[]
[]
[]
[]
[]
[]
[]
[]
[]
[]
[]
[]
[]
[]
[]
[]
[]
[]
[]
[]
[]
[]
[]
[]
[]
[]
[]
[]
[]
[]
[]
[]
[]
[]
[]
[]
[]
[]
[]
[]
[]
[]
[]
[]
[]
[]
[]
[]
[]
[]
[]
[]
[]
[]
[]
[]
[]
[]
[]
[]
[]
[]
[]
[]
[]
[]
[]
[]
[]
[]
[]
[]
[]
[]
[]
[]
[]
[]
[]
[]
[]
[]
[]
[]
[]
[]
[]
[]
[]
[]
[]
[]
[]
[]
[]
[]
[]
[]
[]
[]
[]
[]
[]
[]
[]
[]
[]
[]
[]
[]
[]
[]
[]
[]
[]
[]
[]
[]
[]
[]
[]
[]
[]
[]
[]
[]
[]
[]
[]
[]
[]
[]
[]
[]
[]
[]
[]
[]
[]
[]
[]
[]
[]
[]
[]
[]
[]
[]
[]
[]
[]
[]
[]
[]
[]
[]
[]
[]
[]
[]
[]
[]
[]
[]
[]
[]
[]
[]
[]
[]
[]
[]
[]
[]
[]
[]
[]
[]
[]
[]
[]
[]
[]
[]
[]
[]
[]
[]
[]
[]
[]
[]
[]
[]
[]
[]
[]
[]
[]
[]
[]
[]
[]
[]
[]
[]
[]
[]
[]
[]
[]
[]
[]
[]
[]
[]
[]
[]
[]
[]
[]
[]
[]
[]
[]
[]
[]
[]
[]
[]
[]
[]
[]
[]
[]
[]
[]
[]
[]
[]
[]
[]
[]
[]
[]
[]
[]
[]
[]
[]
[]
[]
[]
[]
[]
[]
[]
[null,"End"]

{"sheet":"Option_2","index":2,"n_rows":95,"n_cols":19,"rows_kept":95,"cut":false,"hidden":false,"merged":[]}
[null,null,null,"Voltage PQ Management Strategy",null,null,null,"Section Check:",{"$f":"IF(COUNTA($A$8:$A$96)=COUNTIF($A$8:$A$96,0),\"Ok\",\"Check\")","v":"Ok"},null,null,"Overall Check:","Ok",null,"Legend:","Input","Internal","Select","Calculation"]
[null,null,null,{"$f":"RIGHT(CELL(\"filename\",D1),LEN(CELL(\"filename\",D1))-FIND(\"]\",CELL(\"filename\",D1)))","v":"Option_2"}]
[]
[]
[]
[null,"Copyright Jemena Limited. All rights reserved. Jemena is not liable for any loss caused by reliance on this document."]
[]
[null,"General Assumptions"]
[]
[null,null,{"$f":"B8","v":"General Assumptions"}]
[]
[null,null,null,{"$f":"C10","v":"General Assumptions"},"Source","Unit","Basis"]
[null,null,null,null,null,null,null,null,null,"Start","End"]
[null,null,null,"Next Regulatory Period","AM","Year","n/a",null,null,2027,{"$f":"J14+4","v":2031}]
[null,null,null,"DVM Rollout Commencement Year","AM","Year","n/a",null,null,2025]
[null,null,null,"This Regulatory Period","AM","Year","n/a",null,null,{"$f":"K16-4","v":2022},{"$f":"J14-1","v":2026}]
[]
[null,"Option"]
[]
[null,null,"Summary"]
[]
[null,null,null,{"$f":"C20","v":"Summary"},"Period",null,null,null,null,"Total DVM Cost","Total Cost"]
[]
[null,null,null,{"$f":"D14","v":"Next Regulatory Period"},{"$f":"$J$14&\" - \"&$K$14","v":"2027 - 2031"},null,null,null,null,{"$f":"SUMIFS($K$32:$K$61,$J$32:$J$61,\">=\"&J14,$J$32:$J$61,\"<=\"&K14)","v":18.502393758932811},{"$f":"SUMIFS($K$31:$K$86,$J$31:$J$86,\">=\"&$J14,$J$31:$J$86,\"<=\"&$K14)","v":22.559223758932806}]
[null,null,null,{"$f":"D16","v":"This Regulatory Period"},{"$f":"$J$16&\" - \"&$K$16","v":"2022 - 2026"},null,null,null,null,{"$f":"SUMIFS($K$32:$K$61,$J$32:$J$61,\">=\"&J16,$J$32:$J$61,\"<=\"&K16)","v":2.9111570025283919},{"$f":"SUMIFS($K$31:$K$86,$J$31:$J$86,\">=\"&$J16,$J$31:$J$86,\"<=\"&$K16)","v":11.308657002528392}]
[]
[null,null,"Calculations"]
[]
[null,null,null,"Option 2 - Centralised DVM Program Only",null,null,null,null,null,"Indicative Year","Cost ($M)","PV Cost ($M)"]
[null,null,null,null,null,null,null,null,"TOTAL",{"$f":"J14&\" - \"&J14+Do_Nothing!J17","v":"2027 - 2047"},{"$f":"SUMIFS(K$31:K$92,$J$31:$J$92,\">=\"&$J$14,$J$31:$J$92,\"<=\"&J14+Do_Nothing!J17)","v":42.426063758932798},{"$f":"SUMIFS(L$31:L$92,$J$31:$J$92,\">=\"&$J$14,$J$31:$J$92,\"<=\"&J14+Do_Nothing!J17)","v":19.664935797841569}]
[null,null,null,"DVM Rollout"]
[null,null,null,{"$f":"Option_4!D74","v":"KLO"},null,null,null,null,null,{"$f":"Option_4!J74","v":2027},{"$f":"Option_4!K74","v":0.52383144877313392},{"$f":"Option_4!L74","v":0.44610201950440898}]
[null,null,null,{"$f":"Option_4!D75","v":"TH0"},null,null,null,null,null,{"$f":"Option_4!J75","v":2028},{"$f":"Option_4!K75","v":1.0166004448861345},{"$f":"Option_4!L75","v":0.82061690036055479}]
[null,null,null,{"$f":"Option_4!D76","v":"PV0"},null,null,null,null,null,{"$f":"Option_4!J76","v":2027},{"$f":"Option_4!K76","v":1.2164586447462222},{"$f":"Option_4!L76","v":1.0359528037804173}]
[null,null,null,{"$f":"Option_4!D77","v":"CS0"},null,null,null,null,null,{"$f":"Option_4!J77","v":2023},{"$f":"Option_4!K77","v":0},{"$f":"Option_4!L77","v":0}]
[null,null,null,{"$f":"Option_4!D78","v":"EP0"},null,null,null,null,null,{"$f":"Option_4!J78","v":2027},{"$f":"Option_4!K78","v":0.9648895844915012},{"$f":"Option_4!L78","v":0.82171315458161354}]
[null,null,null,{"$f":"Option_4!D79","v":"NT0"},null,null,null,null,null,{"$f":"Option_4!J79","v":2028},{"$f":"Option_4!K79","v":1.0166004448861345},{"$f":"Option_4!L79","v":0.82061690036055479}]
[null,null,null,{"$f":"Option_4!D80","v":"BY0"},null,null,null,null,null,{"$f":"Option_4!J80","v":2029},{"$f":"Option_4!K80","v":1.0155570949428183},{"$f":"Option_4!L80","v":0.77703762162766499}]
[null,null,null,{"$f":"Option_4!D81","v":"TT0"},null,null,null,null,null,{"$f":"Option_4!J81","v":2028},{"$f":"Option_4!K81","v":0.54233044453207147},{"$f":"Option_4!L81","v":0.43777821522881399}]
[null,null,null,{"$f":"Option_4!D82","v":"FW0"},null,null,null,null,null,{"$f":"Option_4!J82","v":2029},{"$f":"Option_4!K82","v":1.2525660334652329},{"$f":"Option_4!L82","v":0.95838130265854193}]
[null,null,null,{"$f":"Option_4!D83","v":"HB0"},null,null,null,null,null,{"$f":"Option_4!J83","v":2025},{"$f":"Option_4!K83","v":0.92442428539095434},{"$f":"Option_4!L83","v":0.87623155013360599}]
[null,null,null,{"$f":"Option_4!D84","v":"FF0"},null,null,null,null,null,{"$f":"Option_4!J84","v":2027},{"$f":"Option_4!K84","v":0.52383144877313392},{"$f":"Option_4!L84","v":0.44610201950440898}]
[null,null,null,{"$f":"Option_4!D85","v":"NS0"},null,null,null,null,null,{"$f":"Option_4!J85","v":2027},{"$f":"Option_4!K85","v":0.52383144877313392},{"$f":"Option_4!L85","v":0.44610201950440898}]
[null,null,null,{"$f":"Option_4!D86","v":"COO"},null,null,null,null,null,{"$f":"Option_4!J86","v":2027},{"$f":"Option_4!K86","v":0.52383144877313392},{"$f":"Option_4!L86","v":0.44610201950440898}]
[null,null,null,{"$f":"Option_4!D87","v":"NH0"},null,null,null,null,null,{"$f":"Option_4!J87","v":2028},{"$f":"Option_4!K87","v":1.2537354450631661},{"$f":"Option_4!L87","v":1.0120362429264254}]
[null,null,null,{"$f":"Option_4!D88","v":"PTN"},null,null,null,null,null,{"$f":"Option_4!J88","v":2025},{"$f":"Option_4!K88","v":0.48766423344756749},{"$f":"Option_4!L88","v":0.46224097957115401}]
[null,null,null,{"$f":"Option_4!D89","v":"SA0"},null,null,null,null,null,{"$f":"Option_4!J89","v":2027},{"$f":"Option_4!K89","v":0.52383144877313392},{"$f":"Option_4!L89","v":0.44610201950440898}]
[null,null,null,{"$f":"Option_4!D90","v":"SBY"},null,null,null,null,null,{"$f":"Option_4!J90","v":2026},{"$f":"Option_4!K90","v":0.5194324555099129},{"$f":"Option_4!L90","v":0.46668534445310123}]
[null,null,null,{"$f":"Option_4!D91","v":"CN0"},null,null,null,null,null,{"$f":"Option_4!J91","v":2028},{"$f":"Option_4!K91","v":1.2537354450631661},{"$f":"Option_4!L91","v":1.0120362429264254}]
[null,null,null,{"$f":"Option_4!D92","v":"ST0"},null,null,null,null,null,{"$f":"Option_4!J92","v":2027},{"$f":"Option_4!K92","v":1.2164586447462222},{"$f":"Option_4!L92","v":1.0359528037804173}]
[null,null,null,{"$f":"Option_4!D93","v":"FE0"},null,null,null,null,null,{"$f":"Option_4!J93","v":2026},{"$f":"Option_4!K93","v":0.97963602817995732},{"$f":"Option_4!L93","v":0.88015635603868503}]
[null,null,null,{"$f":"Option_4!D94","v":"AW0"},null,null,null,null,null,{"$f":"Option_4!J94","v":2023},{"$f":"Option_4!K94","v":0},{"$f":"Option_4!L94","v":0}]
[null,null,null,{"$f":"Option_4!D95","v":"FT0"},null,null,null,null,null,{"$f":"Option_4!J95","v":2027},{"$f":"Option_4!K95","v":0.52383144877313392},{"$f":"Option_4!L95","v":0.44610201950440898}]
[null,null,null,{"$f":"Option_4!D96","v":"ES0"},null,null,null,null,null,{"$f":"Option_4!J96","v":2028},{"$f":"Option_4!K96","v":0.54233044453207147},{"$f":"Option_4!L96","v":0.43777821522881399}]
[null,null,null,{"$f":"Option_4!D97","v":"EPN"},null,null,null,null,null,{"$f":"Option_4!J97","v":2028},{"$f":"Option_4!K97","v":0.36155362968804766},{"$f":"Option_4!L97","v":0.29185214348587601}]
[null,null,null,{"$f":"Option_4!D98","v":"SHM"},null,null,null,null,null,{"$f":"Option_4!J98","v":2028},{"$f":"Option_4!K98","v":1.0166004448861345},{"$f":"Option_4!L98","v":0.82061690036055479}]
[null,null,null,{"$f":"Option_4!D99","v":"YVE"},null,null,null,null,null,{"$f":"Option_4!J99","v":2027},{"$f":"Option_4!K99","v":0.52383144877313392},{"$f":"Option_4!L99","v":0.44610201950440898}]
[null,null,null,{"$f":"Option_4!D100","v":"BMS"},null,null,null,null,null,{"$f":"Option_4!J100","v":2029},{"$f":"Option_4!K100","v":0.54153921789798876},{"$f":"Option_4!L100","v":0.41435025956591071}]
[null,null,null,{"$f":"Option_4!D101","v":"BD0"},null,null,null,null,null,{"$f":"Option_4!J101","v":2029},{"$f":"Option_4!K101","v":0.54153921789798876},{"$f":"Option_4!L101","v":0.41435025956591071}]
[null,null,null,{"$f":"Option_4!D102","v":"TMA"},null,null,null,null,null,{"$f":"Option_4!J102","v":2029},{"$f":"Option_4!K102","v":0.54153921789798876},{"$f":"Option_4!L102","v":0.41435025956591071}]
[null,null,null,{"$f":"Option_4!D103","v":"WT0"},null,null,null,null,null,{"$f":"Option_4!J103","v":2029},{"$f":"Option_4!K103","v":0.54153921789798876},{"$f":"Option_4!L103","v":0.41435025956591071}]
[null,null,null,{"$f":"Option_4!D104","v":"Trial"},null,null,null,null,null,{"$f":"Option_4!J104","v":2023},{"$f":"Option_4!K104","v":3.6},{"$f":"Option_4!L104","v":3.6}]
[null,null,null,{"$f":"Option_4!D105","v":"Trial"},null,null,null,null,null,{"$f":"Option_4!J105","v":2024},{"$f":"Option_4!K105","v":1},{"$f":"Option_4!L105","v":1}]
[null,null,null,{"$f":"Option_4!D106","v":"DVM Digital & Network"},null,null,null,null,null,{"$f":"Option_4!J106","v":2025},{"$f":"Option_4!K106","v":2.5049999999999999},{"$f":"Option_4!L106","v":2.3744075829383884}]
[null,null,null,{"$f":"Option_4!D107","v":"DVM Digital & Network"},null,null,null,null,null,{"$f":"Option_4!J107","v":2026},{"$f":"Option_4!K107","v":1.2925},{"$f":"Option_4!L107","v":1.1612497473102583}]
[null,null,null,{"$f":"Option_4!D108","v":"DVM Digital & Network"},null,null,null,null,null,{"$f":"Option_4!J108","v":2027},{"$f":"Option_4!K108","v":0.95682999999999985},{"$f":"Option_4!L108","v":0.81484950230100694}]
[null,null,null,{"$f":"Option_4!D109","v":"DVM Digital & Network"},null,null,null,null,null,{"$f":"Option_4!J109","v":2028},{"$f":"Option_4!K109","v":0.77499999999999991},{"$f":"Option_4!L109","v":0.62559297605920616}]
[null,null,null,{"$f":"Option_4!D110","v":"DVM Digital & Network"},null,null,null,null,null,{"$f":"Option_4!J110","v":2029},{"$f":"Option_4!K110","v":0.77499999999999991},{"$f":"Option_4!L110","v":0.59297912422673571}]
[null,null,null,{"$f":"Option_4!D111","v":"DVM Digital & Network"},null,null,null,null,null,{"$f":"Option_4!J111","v":2030},{"$f":"Option_4!K111","v":0.77499999999999991},{"$f":"Option_4!L111","v":0.56206552059406234}]
[null,null,null,{"$f":"Option_4!D112","v":"DVM Digital & Network"},null,null,null,null,null,{"$f":"Option_4!J112","v":2031},{"$f":"Option_4!K112","v":0.77499999999999991},{"$f":"Option_4!L112","v":0.53276352662944304}]
[null,null,null,{"$f":"Option_4!D113","v":"DVM Digital & Network"},null,null,null,null,null,{"$f":"Option_4!J113","v":2032},{"$f":"Option_4!K113","v":0.2},{"$f":"Option_4!L113","v":0.1303197741334825}]
[null,null,null,{"$f":"Option_4!D114","v":"DVM Digital & Network"},null,null,null,null,null,{"$f":"Option_4!J114","v":2033},{"$f":"Option_4!K114","v":0.2},{"$f":"Option_4!L114","v":0.12352585225922513}]
[null,null,null,{"$f":"Option_4!D115","v":"DVM Digital & Network"},null,null,null,null,null,{"$f":"Option_4!J115","v":2034},{"$f":"Option_4!K115","v":0.2},{"$f":"Option_4!L115","v":0.11708611588552145}]
[null,null,null,{"$f":"Option_4!D116","v":"DVM Digital & Network"},null,null,null,null,null,{"$f":"Option_4!J116","v":2035},{"$f":"Option_4!K116","v":0.2},{"$f":"Option_4!L116","v":0.11098210036542318}]
[null,null,null,{"$f":"Option_4!D117","v":"DVM Digital & Network"},null,null,null,null,null,{"$f":"Option_4!J117","v":2036},{"$f":"Option_4!K117","v":0.2},{"$f":"Option_4!L117","v":0.10519630366390822}]
[null,null,null,{"$f":"Option_4!D118","v":"DVM Digital & Network"},null,null,null,null,null,{"$f":"Option_4!J118","v":2037},{"$f":"Option_4!K118","v":0.2},{"$f":"Option_4!L118","v":9.9712136174320606E-2}]
[null,null,null,{"$f":"Option_4!D119","v":"DVM Digital & Network"},null,null,null,null,null,{"$f":"Option_4!J119","v":2038},{"$f":"Option_4!K119","v":0.2},{"$f":"Option_4!L119","v":9.4513873151014796E-2}]
[null,null,null,{"$f":"Option_4!D120","v":"DVM Digital & Network"},null,null,null,null,null,{"$f":"Option_4!J120","v":2039},{"$f":"Option_4!K120","v":0.2},{"$f":"Option_4!L120","v":8.9586609621814972E-2}]
[null,null,null,{"$f":"Option_4!D121","v":"DVM Digital & Network"},null,null,null,null,null,{"$f":"Option_4!J121","v":2040},{"$f":"Option_4!K121","v":0.2},{"$f":"Option_4!L121","v":8.4916217651009471E-2}]
[null,null,null,{"$f":"Option_4!D122","v":"DVM Digital & Network"},null,null,null,null,null,{"$f":"Option_4!J122","v":2041},{"$f":"Option_4!K122","v":0.2},{"$f":"Option_4!L122","v":8.0489305830340738E-2}]
[null,null,null,{"$f":"Option_4!D123","v":"DVM Digital & Network"},null,null,null,null,null,{"$f":"Option_4!J123","v":2042},{"$f":"Option_4!K123","v":0.2},{"$f":"Option_4!L123","v":7.6293180881839562E-2}]
[null,null,null,{"$f":"Option_4!D124","v":"DVM Digital & Network"},null,null,null,null,null,{"$f":"Option_4!J124","v":2043},{"$f":"Option_4!K124","v":0.2},{"$f":"Option_4!L124","v":7.2315811262407173E-2}]
[null,null,null,{"$f":"Option_4!D125","v":"DVM Digital & Network"},null,null,null,null,null,{"$f":"Option_4!J125","v":2044},{"$f":"Option_4!K125","v":0.2},{"$f":"Option_4!L125","v":7.2315811262407173E-2}]
[null,null,null,{"$f":"Option_4!D126","v":"DVM Digital & Network"},null,null,null,null,null,{"$f":"Option_4!J126","v":2045},{"$f":"Option_4!K126","v":0.2},{"$f":"Option_4!L126","v":7.2315811262407173E-2}]
[null,null,null,{"$f":"Option_4!D127","v":"DVM Digital & Network"},null,null,null,null,null,{"$f":"Option_4!J127","v":2046},{"$f":"Option_4!K127","v":0.2},{"$f":"Option_4!L127","v":7.2315811262407173E-2}]
[null,null,null,{"$f":"Option_4!D128","v":"DVM Digital & Network"},null,null,null,null,null,{"$f":"Option_4!J128","v":2047},{"$f":"Option_4!K128","v":0.2},{"$f":"Option_4!L128","v":7.2315811262407173E-2}]
[null,null,null,"Reactive Program (Customer Complaints)"]
[null,null,null,"Year 1",null,null,null,null,null,{"$f":"J14","v":2027},{"$f":"Option_4!K130*2","v":2.7557}]
[null,null,null,"Year 2",null,null,null,null,null,{"$f":"J88+1","v":2028},{"$f":"Option_4!K131*2","v":3.4158599999999999}]
[null,null,null,"Year 3",null,null,null,null,null,{"$f":"J89+1","v":2029},{"$f":"Option_4!K132*2","v":3.4408799999999999}]
[null,null,null,"Year 4",null,null,null,null,null,{"$f":"J90+1","v":2030},{"$f":"Option_4!K133*2","v":3.48672}]
[null,null,null,"Year 5",null,null,null,null,null,{"$f":"J91+1","v":2031},{"$f":"Option_4!K134*2","v":3.5676800000000002}]
[]
[]
[null,"End"]

{"sheet":"Option_3","index":3,"n_rows":104,"n_cols":19,"rows_kept":104,"cut":false,"hidden":false,"merged":[]}
[null,null,null,"Voltage PQ Management Strategy",null,null,null,"Section Check:",{"$f":"IF(COUNTA($A$8:$A$105)=COUNTIF($A$8:$A$105,0),\"Ok\",\"Check\")","v":"Ok"},null,null,"Overall Check:","Ok",null,"Legend:","Input","Internal","Select","Calculation"]
[null,null,null,{"$f":"RIGHT(CELL(\"filename\",D1),LEN(CELL(\"filename\",D1))-FIND(\"]\",CELL(\"filename\",D1)))","v":"Option_3"}]
[]
[]
[]
[null,"Copyright Jemena Limited. All rights reserved. Jemena is not liable for any loss caused by reliance on this document."]
[]
[null,"General Assumptions"]
[]
[null,null,{"$f":"B8","v":"General Assumptions"}]
[]
[null,null,null,{"$f":"C10","v":"General Assumptions"},"Source","Unit","Basis"]
[null,null,null,null,null,null,null,null,null,"Start","End"]
[null,null,null,"Next Regulatory Period","AM","Year","n/a",null,null,{"$f":"Option_2!J14","v":2027},{"$f":"J14+4","v":2031}]
[null,null,null,"DVM Rollout Commencement Year","AM","Year","n/a",null,null,{"$f":"Option_2!J15","v":2025}]
[null,null,null,"This Regulatory Period","AM","Year","n/a",null,null,{"$f":"K16-4","v":2022},{"$f":"J14-1","v":2026}]
[]
[null,"Option"]
[]
[null,null,"Summary"]
[]
[null,null,null,{"$f":"C20","v":"Summary"},"Period",null,null,null,null,null,"Total Cost"]
[]
[null,null,null,{"$f":"D14","v":"Next Regulatory Period"},{"$f":"$J$14&\" - \"&$K$14","v":"2027 - 2031"},null,null,null,null,null,{"$f":"SUMIFS($K$31:$K$96,$J$31:$J$96,\">=\"&$J14,$J$31:$J$96,\"<=\"&$K14)","v":41.037330000000019}]
[null,null,null,{"$f":"D16","v":"This Regulatory Period"},{"$f":"$J$16&\" - \"&$K$16","v":"2022 - 2026"},null,null,null,null,null,{"$f":"SUMIFS($K$31:$K$96,$J$31:$J$96,\">=\"&$J16,$J$31:$J$96,\"<=\"&$K16)","v":7.6999999999999993}]
[]
[null,null,"Calculations"]
[]
[null,null,null,"Option 3 - Distributed Solutions Only",null,null,null,null,null,"Indicative Year","Cost ($M)","PV Cost ($M)"]
[null,null,null,null,null,null,null,null,"TOTAL",{"$f":"J14&\" - \"&J14+Do_Nothing!J17","v":"2027 - 2047"},{"$f":"SUMIFS(K$31:K$102,$J$31:$J$102,\">=\"&$J$14,$J$31:$J$102,\"<=\"&J14+Do_Nothing!J17)","v":49.370750000000022},{"$f":"SUMIFS(L$31:L$102,$J$31:$J$102,\">=\"&$J$14,$J$31:$J$102,\"<=\"&J14+Do_Nothing!J17)","v":31.6027690419197}]
[null,null,null,"Reactors"]
[null,null,null,{"$f":"Option_4!D40","v":"SBY"},null,null,null,null,null,{"$f":"Option_4!J40","v":2028},{"$f":"Option_4!K40","v":2.3165800000000001},{"$f":"Option_4!L40","v":1.8699821631990143}]
[null,null,null,{"$f":"Option_4!D41","v":"SHM"},null,null,null,null,null,{"$f":"Option_4!J41","v":2029},{"$f":"Option_4!K41","v":2.59457},{"$f":"Option_4!L41","v":1.9851946404451122}]
[null,null,null,{"$f":"Option_4!D42","v":"COO"},null,null,null,null,null,{"$f":"Option_4!J42","v":2030},{"$f":"Option_4!K42","v":2.6623600000000001},{"$f":"Option_4!L42","v":1.9308654960113651}]
[null,null,null,{"$f":"Option_4!D43","v":"ST"},null,null,null,null,null,{"$f":"Option_4!J43","v":2031},{"$f":"Option_4!K43","v":2.1589499999999999},{"$f":"Option_4!L43","v":1.4841416978279176}]
[null,null,null,{"$f":"Option_4!D44","v":"BD"},null,null,null,null,null,{"$f":"Option_4!J44","v":2031},{"$f":"Option_4!K44","v":2.4241000000000001},{"$f":"Option_4!L44","v":1.6664155676160428}]
[null,null,null,"VAr controllers"]
[null,null,null,{"$f":"Option_4!D46","v":"CN No.1"},null,null,null,null,null,{"$f":"Option_4!J46","v":2027},{"$f":"Option_4!K46","v":0.26951999999999998},{"$f":"Option_4!L46","v":0.22952691477082388}]
[null,null,null,{"$f":"Option_4!D47","v":"CN No.2"},null,null,null,null,null,{"$f":"Option_4!J47","v":2027},{"$f":"Option_4!K47","v":0.26951999999999998},{"$f":"Option_4!L47","v":0.22952691477082388}]
[null,null,null,{"$f":"Option_4!D48","v":"CN No.3A & 3B"},null,null,null,null,null,{"$f":"Option_4!J48","v":2028},{"$f":"Option_4!K48","v":0.26951999999999998},{"$f":"Option_4!L48","v":0.21756105665480938}]
[null,null,null,{"$f":"Option_4!D49","v":"CS No.2"},null,null,null,null,null,{"$f":"Option_4!J49","v":2028},{"$f":"Option_4!K49","v":0.26951999999999998},{"$f":"Option_4!L49","v":0.21756105665480938}]
[null,null,null,{"$f":"Option_4!D50","v":"ES No.1"},null,null,null,null,null,{"$f":"Option_4!J50","v":2028},{"$f":"Option_4!K50","v":0.26951999999999998},{"$f":"Option_4!L50","v":0.21756105665480938}]
[null,null,null,{"$f":"Option_4!D51","v":"FF No.1"},null,null,null,null,null,{"$f":"Option_4!J51","v":2029},{"$f":"Option_4!K51","v":0.26951999999999998},{"$f":"Option_4!L51","v":0.20621901104721266}]
[null,null,null,{"$f":"Option_4!D52","v":"NH No.1"},null,null,null,null,null,{"$f":"Option_4!J52","v":2029},{"$f":"Option_4!K52","v":0.26951999999999998},{"$f":"Option_4!L52","v":0.20621901104721266}]
[null,null,null,{"$f":"Option_4!D53","v":"ST No.1"},null,null,null,null,null,{"$f":"Option_4!J53","v":2030},{"$f":"Option_4!K53","v":0.26951999999999998},{"$f":"Option_4!L53","v":0.19546825691678929}]
[null,null,null,{"$f":"Option_4!D54","v":"ST No.2"},null,null,null,null,null,{"$f":"Option_4!J54","v":2030},{"$f":"Option_4!K54","v":0.26951999999999998},{"$f":"Option_4!L54","v":0.19546825691678929}]
[null,null,null,{"$f":"Option_4!D55","v":"TH No.1"},null,null,null,null,null,{"$f":"Option_4!J55","v":2030},{"$f":"Option_4!K55","v":0.26951999999999998},{"$f":"Option_4!L55","v":0.19546825691678929}]
[null,null,null,{"$f":"Option_4!D56","v":"TH No.2"},null,null,null,null,null,{"$f":"Option_4!J56","v":2031},{"$f":"Option_4!K56","v":0.26951999999999998},{"$f":"Option_4!L56","v":0.18527796864150645}]
[null,null,null,"Traditional for spread"]
[null,null,null,{"$f":"Option_4!D58","v":"EPN"},null,null,null,null,null,{"$f":"Option_4!J58","v":2027},{"$f":"Option_4!K58","v":4.1070000000000002E-2},{"$f":"Option_4!L58","v":3.4975773188029601E-2}]
[null,null,null,{"$f":"Option_4!D59","v":"NT0"},null,null,null,null,null,{"$f":"Option_4!J59","v":2027},{"$f":"Option_4!K59","v":4.1070000000000002E-2},{"$f":"Option_4!L59","v":3.4975773188029601E-2}]
[null,null,null,{"$f":"Option_4!D60","v":"BY0"},null,null,null,null,null,{"$f":"Option_4!J60","v":2027},{"$f":"Option_4!K60","v":4.1070000000000002E-2},{"$f":"Option_4!L60","v":3.4975773188029601E-2}]
[null,null,null,{"$f":"Option_4!D61","v":"NH0"},null,null,null,null,null,{"$f":"Option_4!J61","v":2027},{"$f":"Option_4!K61","v":4.1070000000000002E-2},{"$f":"Option_4!L61","v":3.4975773188029601E-2}]
[null,null,null,{"$f":"Option_4!D62","v":"ES0"},null,null,null,null,null,{"$f":"Option_4!J62","v":2027},{"$f":"Option_4!K62","v":4.1070000000000002E-2},{"$f":"Option_4!L62","v":3.4975773188029601E-2}]
[null,null,null,{"$f":"Option_4!D63","v":"CN0"},null,null,null,null,null,{"$f":"Option_4!J63","v":2027},{"$f":"Option_4!K63","v":4.1070000000000002E-2},{"$f":"Option_4!L63","v":3.4975773188029601E-2}]
[null,null,null,{"$f":"Option_4!D64","v":"EP0"},null,null,null,null,null,{"$f":"Option_4!J64","v":2027},{"$f":"Option_4!K64","v":4.1070000000000002E-2},{"$f":"Option_4!L64","v":3.4975773188029601E-2}]
[null,null,null,{"$f":"Option_4!D65","v":"TT0"},null,null,null,null,null,{"$f":"Option_4!J65","v":2027},{"$f":"Option_4!K65","v":4.1070000000000002E-2},{"$f":"Option_4!L65","v":3.4975773188029601E-2}]
[null,null,null,{"$f":"Option_4!D66","v":"YVE"},null,null,null,null,null,{"$f":"Option_4!J66","v":2028},{"$f":"Option_4!K66","v":4.1070000000000002E-2},{"$f":"Option_4!L66","v":3.3152391647421425E-2}]
[null,null,null,{"$f":"Option_4!D67","v":"AW0"},null,null,null,null,null,{"$f":"Option_4!J67","v":2028},{"$f":"Option_4!K67","v":4.1070000000000002E-2},{"$f":"Option_4!L67","v":3.3152391647421425E-2}]
[null,null,null,{"$f":"Option_4!D68","v":"NS0"},null,null,null,null,null,{"$f":"Option_4!J68","v":2029},{"$f":"Option_4!K68","v":4.1070000000000002E-2},{"$f":"Option_4!L68","v":3.1424067912247791E-2}]
[null,null,null,{"$f":"Option_4!D69","v":"PTN"},null,null,null,null,null,{"$f":"Option_4!J69","v":2029},{"$f":"Option_4!K69","v":4.1070000000000002E-2},{"$f":"Option_4!L69","v":3.1424067912247791E-2}]
[null,null,null,{"$f":"Option_4!D70","v":"PV0"},null,null,null,null,null,{"$f":"Option_4!J70","v":2029},{"$f":"Option_4!K70","v":4.1070000000000002E-2},{"$f":"Option_4!L70","v":3.1424067912247791E-2}]
[null,null,null,{"$f":"Option_4!D71","v":"CS0"},null,null,null,null,null,{"$f":"Option_4!J71","v":2030},{"$f":"Option_4!K71","v":4.1070000000000002E-2},{"$f":"Option_4!L71","v":2.9785846362320186E-2}]
[null,null,null,{"$f":"Option_4!D72","v":"HB0"},null,null,null,null,null,{"$f":"Option_4!J72","v":2031},{"$f":"Option_4!K72","v":4.1070000000000002E-2},{"$f":"Option_4!L72","v":2.8233029727317716E-2}]
[null,null,null,"Traditional for worst served under-volt"]
[null,null,null,{"$f":"INDEX(Table!$A$4:$A$33,MATCH(ROW()-ROW($D$65),Table!$Y$4:$Y$33,FALSE))","v":"TT0"},null,null,null,null,null,{"$f":"MIN($K$14,MAX($J$15,-204+$J$15+INT(INDEX(Table!$B$4:$B$33,MATCH(ROW()-ROW($J$65),Table!$Y$4:$Y$33,FALSE)))))","v":2025},1.1000000000000001,{"$f":"VLOOKUP($J66,Do_Nothing!$D$39:$E$58,2)*K66","v":1.0426540284360191}]
[null,null,null,{"$f":"INDEX(Table!$A$4:$A$33,MATCH(ROW()-ROW($D$65),Table!$Y$4:$Y$33,FALSE))","v":"ES0"},null,null,null,null,null,{"$f":"MIN($K$14,MAX($J$15,-204+$J$15+INT(INDEX(Table!$B$4:$B$33,MATCH(ROW()-ROW($J$65),Table!$Y$4:$Y$33,FALSE)))))","v":2025},1.1000000000000001,{"$f":"VLOOKUP($J67,Do_Nothing!$D$39:$E$58,2)*K67","v":1.0426540284360191}]
[null,null,null,{"$f":"INDEX(Table!$A$4:$A$33,MATCH(ROW()-ROW($D$65),Table!$Y$4:$Y$33,FALSE))","v":"EPN"},null,null,null,null,null,{"$f":"MIN($K$14,MAX($J$15,-204+$J$15+INT(INDEX(Table!$B$4:$B$33,MATCH(ROW()-ROW($J$65),Table!$Y$4:$Y$33,FALSE)))))","v":2025},1.1000000000000001,{"$f":"VLOOKUP($J68,Do_Nothing!$D$39:$E$58,2)*K68","v":1.0426540284360191}]
[null,null,null,{"$f":"INDEX(Table!$A$4:$A$33,MATCH(ROW()-ROW($D$65),Table!$Y$4:$Y$33,FALSE))","v":"NH0"},null,null,null,null,null,{"$f":"MIN($K$14,MAX($J$15,-204+$J$15+INT(INDEX(Table!$B$4:$B$33,MATCH(ROW()-ROW($J$65),Table!$Y$4:$Y$33,FALSE)))))","v":2025},1.1000000000000001,{"$f":"VLOOKUP($J69,Do_Nothing!$D$39:$E$58,2)*K69","v":1.0426540284360191}]
[null,null,null,{"$f":"INDEX(Table!$A$4:$A$33,MATCH(ROW()-ROW($D$65),Table!$Y$4:$Y$33,FALSE))","v":"NT0"},null,null,null,null,null,{"$f":"MIN($K$14,MAX($J$15,-204+$J$15+INT(INDEX(Table!$B$4:$B$33,MATCH(ROW()-ROW($J$65),Table!$Y$4:$Y$33,FALSE)))))","v":2025},1.1000000000000001,{"$f":"VLOOKUP($J70,Do_Nothing!$D$39:$E$58,2)*K70","v":1.0426540284360191}]
[null,null,null,{"$f":"INDEX(Table!$A$4:$A$33,MATCH(ROW()-ROW($D$65),Table!$Y$4:$Y$33,FALSE))","v":"EP0"},null,null,null,null,null,{"$f":"MIN($K$14,MAX($J$15,-204+$J$15+INT(INDEX(Table!$B$4:$B$33,MATCH(ROW()-ROW($J$65),Table!$Y$4:$Y$33,FALSE)))))","v":2029},1.1000000000000001,{"$f":"VLOOKUP($J71,Do_Nothing!$D$39:$E$58,2)*K71","v":0.84164778922504446}]
[null,null,null,{"$f":"INDEX(Table!$A$4:$A$33,MATCH(ROW()-ROW($D$65),Table!$Y$4:$Y$33,FALSE))","v":"CN0"},null,null,null,null,null,{"$f":"MIN($K$14,MAX($J$15,-204+$J$15+INT(INDEX(Table!$B$4:$B$33,MATCH(ROW()-ROW($J$65),Table!$Y$4:$Y$33,FALSE)))))","v":2027},1.1000000000000001,{"$f":"VLOOKUP($J72,Do_Nothing!$D$39:$E$58,2)*K72","v":0.93677503060220502}]
[null,null,null,{"$f":"INDEX(Table!$A$4:$A$33,MATCH(ROW()-ROW($D$65),Table!$Y$4:$Y$33,FALSE))","v":"AW0"},null,null,null,null,null,{"$f":"MIN($K$14,MAX($J$15,-204+$J$15+INT(INDEX(Table!$B$4:$B$33,MATCH(ROW()-ROW($J$65),Table!$Y$4:$Y$33,FALSE)))))","v":2029},1.1000000000000001,{"$f":"VLOOKUP($J73,Do_Nothing!$D$39:$E$58,2)*K73","v":0.84164778922504446}]
[null,null,null,{"$f":"INDEX(Table!$A$4:$A$33,MATCH(ROW()-ROW($D$65),Table!$Y$4:$Y$33,FALSE))","v":"CS0"},null,null,null,null,null,{"$f":"MIN($K$14,MAX($J$15,-204+$J$15+INT(INDEX(Table!$B$4:$B$33,MATCH(ROW()-ROW($J$65),Table!$Y$4:$Y$33,FALSE)))))","v":2031},1.1000000000000001,{"$f":"VLOOKUP($J74,Do_Nothing!$D$39:$E$58,2)*K74","v":0.7561804894095322}]
[null,null,null,{"$f":"INDEX(Table!$A$4:$A$33,MATCH(ROW()-ROW($D$65),Table!$Y$4:$Y$33,FALSE))","v":"BY0"},null,null,null,null,null,{"$f":"MIN($K$14,MAX($J$15,-204+$J$15+INT(INDEX(Table!$B$4:$B$33,MATCH(ROW()-ROW($J$65),Table!$Y$4:$Y$33,FALSE)))))","v":2027},1.1000000000000001,{"$f":"VLOOKUP($J75,Do_Nothing!$D$39:$E$58,2)*K75","v":0.93677503060220502}]
[null,null,null,{"$f":"INDEX(Table!$A$4:$A$33,MATCH(ROW()-ROW($D$65),Table!$Y$4:$Y$33,FALSE))","v":"PV0"},null,null,null,null,null,{"$f":"MIN($K$14,MAX($J$15,-204+$J$15+INT(INDEX(Table!$B$4:$B$33,MATCH(ROW()-ROW($J$65),Table!$Y$4:$Y$33,FALSE)))))","v":2030},1.1000000000000001,{"$f":"VLOOKUP($J76,Do_Nothing!$D$39:$E$58,2)*K76","v":0.79777041632705636}]
[null,null,null,{"$f":"INDEX(Table!$A$4:$A$33,MATCH(ROW()-ROW($D$65),Table!$Y$4:$Y$33,FALSE))","v":"HB0"},null,null,null,null,null,{"$f":"MIN($K$14,MAX($J$15,-204+$J$15+INT(INDEX(Table!$B$4:$B$33,MATCH(ROW()-ROW($J$65),Table!$Y$4:$Y$33,FALSE)))))","v":2031},1.1000000000000001,{"$f":"VLOOKUP($J77,Do_Nothing!$D$39:$E$58,2)*K77","v":0.7561804894095322}]
[null,null,null,{"$f":"INDEX(Table!$A$4:$A$33,MATCH(ROW()-ROW($D$65),Table!$Y$4:$Y$33,FALSE))","v":"FF0"},null,null,null,null,null,{"$f":"MIN($K$14,MAX($J$15,-204+$J$15+INT(INDEX(Table!$B$4:$B$33,MATCH(ROW()-ROW($J$65),Table!$Y$4:$Y$33,FALSE)))))","v":2031},1.1000000000000001,{"$f":"VLOOKUP($J78,Do_Nothing!$D$39:$E$58,2)*K78","v":0.7561804894095322}]
[null,null,null,{"$f":"INDEX(Table!$A$4:$A$33,MATCH(ROW()-ROW($D$65),Table!$Y$4:$Y$33,FALSE))","v":"PTN"},null,null,null,null,null,{"$f":"MIN($K$14,MAX($J$15,-204+$J$15+INT(INDEX(Table!$B$4:$B$33,MATCH(ROW()-ROW($J$65),Table!$Y$4:$Y$33,FALSE)))))","v":2031},1.1000000000000001,{"$f":"VLOOKUP($J79,Do_Nothing!$D$39:$E$58,2)*K79","v":0.7561804894095322}]
[null,null,null,{"$f":"INDEX(Table!$A$4:$A$33,MATCH(ROW()-ROW($D$65),Table!$Y$4:$Y$33,FALSE))","v":"YVE"},null,null,null,null,null,{"$f":"MIN($K$14,MAX($J$15,-204+$J$15+INT(INDEX(Table!$B$4:$B$33,MATCH(ROW()-ROW($J$65),Table!$Y$4:$Y$33,FALSE)))))","v":2030},1.1000000000000001,{"$f":"VLOOKUP($J80,Do_Nothing!$D$39:$E$58,2)*K80","v":0.79777041632705636}]
[null,null,null,"Traditional for worst served over-volt"]
[null,null,null,{"$f":"INDEX(Table!$A$4:$A$33,MATCH(ROW()-ROW($D$81),Table!$X$4:$X$33,FALSE))","v":"KLO"},null,null,null,null,null,{"$f":"MAX($J$15,258+$J$15-INT(INDEX(Table!$J$4:$J$33,MATCH(ROW()-ROW($J$81),Table!$X$4:$X$33,FALSE))))","v":2028},1.1000000000000001,{"$f":"VLOOKUP($J82,Do_Nothing!$D$39:$E$58,2)*K82","v":0.88793841763242187}]
[null,null,null,{"$f":"INDEX(Table!$A$4:$A$33,MATCH(ROW()-ROW($D$81),Table!$X$4:$X$33,FALSE))","v":"TH0"},null,null,null,null,null,{"$f":"MAX($J$15,258+$J$15-INT(INDEX(Table!$J$4:$J$33,MATCH(ROW()-ROW($J$81),Table!$X$4:$X$33,FALSE))))","v":2027},1.1000000000000001,{"$f":"VLOOKUP($J83,Do_Nothing!$D$39:$E$58,2)*K83","v":0.93677503060220502}]
[null,null,null,{"$f":"INDEX(Table!$A$4:$A$33,MATCH(ROW()-ROW($D$81),Table!$X$4:$X$33,FALSE))","v":"PV0"},null,null,null,null,null,{"$f":"MAX($J$15,258+$J$15-INT(INDEX(Table!$J$4:$J$33,MATCH(ROW()-ROW($J$81),Table!$X$4:$X$33,FALSE))))","v":2026},1.1000000000000001,{"$f":"VLOOKUP($J84,Do_Nothing!$D$39:$E$58,2)*K84","v":0.98829765728532626}]
[null,null,null,{"$f":"INDEX(Table!$A$4:$A$33,MATCH(ROW()-ROW($D$81),Table!$X$4:$X$33,FALSE))","v":"CS0"},null,null,null,null,null,{"$f":"MAX($J$15,258+$J$15-INT(INDEX(Table!$J$4:$J$33,MATCH(ROW()-ROW($J$81),Table!$X$4:$X$33,FALSE))))","v":2027},1.1000000000000001,{"$f":"VLOOKUP($J85,Do_Nothing!$D$39:$E$58,2)*K85","v":0.93677503060220502}]
[null,null,null,{"$f":"INDEX(Table!$A$4:$A$33,MATCH(ROW()-ROW($D$81),Table!$X$4:$X$33,FALSE))","v":"EP0"},null,null,null,null,null,{"$f":"MAX($J$15,258+$J$15-INT(INDEX(Table!$J$4:$J$33,MATCH(ROW()-ROW($J$81),Table!$X$4:$X$33,FALSE))))","v":2026},1.1000000000000001,{"$f":"VLOOKUP($J86,Do_Nothing!$D$39:$E$58,2)*K86","v":0.98829765728532626}]
[null,null,null,{"$f":"INDEX(Table!$A$4:$A$33,MATCH(ROW()-ROW($D$81),Table!$X$4:$X$33,FALSE))","v":"NT0"},null,null,null,null,null,{"$f":"MAX($J$15,258+$J$15-INT(INDEX(Table!$J$4:$J$33,MATCH(ROW()-ROW($J$81),Table!$X$4:$X$33,FALSE))))","v":2027},1.1000000000000001,{"$f":"VLOOKUP($J87,Do_Nothing!$D$39:$E$58,2)*K87","v":0.93677503060220502}]
[null,null,null,{"$f":"INDEX(Table!$A$4:$A$33,MATCH(ROW()-ROW($D$81),Table!$X$4:$X$33,FALSE))","v":"BY0"},null,null,null,null,null,{"$f":"MAX($J$15,258+$J$15-INT(INDEX(Table!$J$4:$J$33,MATCH(ROW()-ROW($J$81),Table!$X$4:$X$33,FALSE))))","v":2027},1.1000000000000001,{"$f":"VLOOKUP($J88,Do_Nothing!$D$39:$E$58,2)*K88","v":0.93677503060220502}]
[null,null,null,{"$f":"INDEX(Table!$A$4:$A$33,MATCH(ROW()-ROW($D$81),Table!$X$4:$X$33,FALSE))","v":"TT0"},null,null,null,null,null,{"$f":"MAX($J$15,258+$J$15-INT(INDEX(Table!$J$4:$J$33,MATCH(ROW()-ROW($J$81),Table!$X$4:$X$33,FALSE))))","v":2028},1.1000000000000001,{"$f":"VLOOKUP($J89,Do_Nothing!$D$39:$E$58,2)*K89","v":0.88793841763242187}]
[null,null,null,{"$f":"INDEX(Table!$A$4:$A$33,MATCH(ROW()-ROW($D$81),Table!$X$4:$X$33,FALSE))","v":"FW0"},null,null,null,null,null,{"$f":"MAX($J$15,258+$J$15-INT(INDEX(Table!$J$4:$J$33,MATCH(ROW()-ROW($J$81),Table!$X$4:$X$33,FALSE))))","v":2028},1.1000000000000001,{"$f":"VLOOKUP($J90,Do_Nothing!$D$39:$E$58,2)*K90","v":0.88793841763242187}]
[null,null,null,{"$f":"INDEX(Table!$A$4:$A$33,MATCH(ROW()-ROW($D$81),Table!$X$4:$X$33,FALSE))","v":"HB0"},null,null,null,null,null,{"$f":"MAX($J$15,258+$J$15-INT(INDEX(Table!$J$4:$J$33,MATCH(ROW()-ROW($J$81),Table!$X$4:$X$33,FALSE))))","v":2027},1.1000000000000001,{"$f":"VLOOKUP($J91,Do_Nothing!$D$39:$E$58,2)*K91","v":0.93677503060220502}]
[null,null,null,{"$f":"INDEX(Table!$A$4:$A$33,MATCH(ROW()-ROW($D$81),Table!$X$4:$X$33,FALSE))","v":"FF0"},null,null,null,null,null,{"$f":"MAX($J$15,258+$J$15-INT(INDEX(Table!$J$4:$J$33,MATCH(ROW()-ROW($J$81),Table!$X$4:$X$33,FALSE))))","v":2028},1.1000000000000001,{"$f":"VLOOKUP($J92,Do_Nothing!$D$39:$E$58,2)*K92","v":0.88793841763242187}]
[null,null,null,{"$f":"INDEX(Table!$A$4:$A$33,MATCH(ROW()-ROW($D$81),Table!$X$4:$X$33,FALSE))","v":"NS0"},null,null,null,null,null,{"$f":"MAX($J$15,258+$J$15-INT(INDEX(Table!$J$4:$J$33,MATCH(ROW()-ROW($J$81),Table!$X$4:$X$33,FALSE))))","v":2028},1.1000000000000001,{"$f":"VLOOKUP($J93,Do_Nothing!$D$39:$E$58,2)*K93","v":0.88793841763242187}]
[null,null,null,{"$f":"INDEX(Table!$A$4:$A$33,MATCH(ROW()-ROW($D$81),Table!$X$4:$X$33,FALSE))","v":"COO"},null,null,null,null,null,{"$f":"MAX($J$15,258+$J$15-INT(INDEX(Table!$J$4:$J$33,MATCH(ROW()-ROW($J$81),Table!$X$4:$X$33,FALSE))))","v":2029},1.1000000000000001,{"$f":"VLOOKUP($J94,Do_Nothing!$D$39:$E$58,2)*K94","v":0.84164778922504446}]
[null,null,null,{"$f":"INDEX(Table!$A$4:$A$33,MATCH(ROW()-ROW($D$81),Table!$X$4:$X$33,FALSE))","v":"NH0"},null,null,null,null,null,{"$f":"MAX($J$15,258+$J$15-INT(INDEX(Table!$J$4:$J$33,MATCH(ROW()-ROW($J$81),Table!$X$4:$X$33,FALSE))))","v":2028},1.1000000000000001,{"$f":"VLOOKUP($J95,Do_Nothing!$D$39:$E$58,2)*K95","v":0.88793841763242187}]
[null,null,null,{"$f":"INDEX(Table!$A$4:$A$33,MATCH(ROW()-ROW($D$81),Table!$X$4:$X$33,FALSE))","v":"PTN"},null,null,null,null,null,{"$f":"MAX($J$15,258+$J$15-INT(INDEX(Table!$J$4:$J$33,MATCH(ROW()-ROW($J$81),Table!$X$4:$X$33,FALSE))))","v":2029},1.1000000000000001,{"$f":"VLOOKUP($J96,Do_Nothing!$D$39:$E$58,2)*K96","v":0.84164778922504446}]
[null,null,null,"Reactive Program (Customer Complaints)"]
[null,null,null,{"$f":"Option_4!D130","v":"Year 1"},null,null,null,null,null,{"$f":"Option_4!J130","v":2027},{"$f":"Option_4!K130","v":1.37785}]
[null,null,null,{"$f":"Option_4!D131","v":"Year 2"},null,null,null,null,null,{"$f":"Option_4!J131","v":2028},{"$f":"Option_4!K131","v":1.7079299999999999}]
[null,null,null,{"$f":"Option_4!D132","v":"Year 3"},null,null,null,null,null,{"$f":"Option_4!J132","v":2029},{"$f":"Option_4!K132","v":1.72044}]
[null,null,null,{"$f":"Option_4!D133","v":"Year 4"},null,null,null,null,null,{"$f":"Option_4!J133","v":2030},{"$f":"Option_4!K133","v":1.74336}]
[null,null,null,{"$f":"Option_4!D134","v":"Year 5"},null,null,null,null,null,{"$f":"Option_4!J134","v":2031},{"$f":"Option_4!K134","v":1.7838400000000001}]
[]
[null,"End"]

{"sheet":"Option_4","index":4,"n_rows":136,"n_cols":19,"rows_kept":136,"cut":false,"hidden":false,"merged":[]}
[null,null,null,"Voltage PQ Management Strategy",null,null,null,"Section Check:",{"$f":"IF(COUNTA($A$8:$A$137)=COUNTIF($A$8:$A$137,0),\"Ok\",\"Check\")","v":"Ok"},null,null,"Overall Check:","Ok",null,"Legend:","Input","Internal","Select","Calculation"]
[null,null,null,{"$f":"RIGHT(CELL(\"filename\",D1),LEN(CELL(\"filename\",D1))-FIND(\"]\",CELL(\"filename\",D1)))","v":"Option_4"}]
[]
[]
[]
[null,"Copyright Jemena Limited. All rights reserved. Jemena is not liable for any loss caused by reliance on this document."]
[]
[null,"General Assumptions"]
[]
[null,null,{"$f":"B8","v":"General Assumptions"}]
[]
[null,null,null,{"$f":"C10","v":"General Assumptions"},"Source","Unit","Basis"]
[null,null,null,null,null,null,null,null,null,"Start","End"]
[null,null,null,"Next Regulatory Period","AM","Year","n/a",null,null,{"$f":"Option_2!J14","v":2027},{"$f":"J14+4","v":2031}]
[null,null,null,"This Regulatory Period","AM","Year","n/a",null,null,{"$f":"K15-4","v":2022},{"$f":"J14-1","v":2026}]
[null,null,null,"DVM Rollout Commencement Year","AM","Year","n/a",null,null,{"$f":"Option_2!$J$15","v":2025}]
[null,null,null,"DVM years delay","AM","Years","n/a",null,null,0]
[]
[null,"Option"]
[]
[null,null,"Summary"]
[]
[null,null,null,{"$f":"C21","v":"Summary"},"Period",null,null,null,null,"Total DVM Cost","Total Cost"]
[]
[null,null,null,{"$f":"D14","v":"Next Regulatory Period"},{"$f":"$J$14&\" - \"&$K$14","v":"2027 - 2031"},null,null,null,null,{"$f":"SUMIFS($K$74:$K$103,$J$74:$J$103,\">=\"&J14,$J$74:$J$103,\"<=\"&K14)","v":18.502393758932811},{"$f":"SUMIFS($K$39:$K$128,$J$39:$J$128,\">=\"&$J14,$J$39:$J$128,\"<=\"&$K14)","v":38.296553758932809}]
[null,null,null,{"$f":"D15","v":"This Regulatory Period"},{"$f":"$J$15&\" - \"&$K$15","v":"2022 - 2026"},null,null,null,null,{"$f":"SUMIFS($K$74:$K$103,$J$74:$J$103,\">=\"&J15,$J$74:$J$103,\"<=\"&K15)","v":2.9111570025283919},{"$f":"SUMIFS($K$39:$K$128,$J$39:$J$128,\">=\"&$J15,$J$39:$J$128,\"<=\"&$K15)","v":11.308657002528392}]
[]
[null,null,"Inputs"]
[]
[null,null,null,{"$f":"C28","v":"Inputs"},"Source","Unit"]
[null,null,null,null,null,null,null,null,"Year",2024,{"$f":"J31+1","v":2025},{"$f":"K31+1","v":2026},2027,2028,2029,2030,2031,2032]
[null,null,null,"VRR replacement per TX ($M)","AM","$M",null,null,"Unit Rate",0.20725539120310141,0.2183800259716934,0.23010178633502221,0.23087573199102945,0.23713500017703151,0.23700893852241472,0.23688294388253955,0.23675701622178077,0.23663115550453209]
[null,null,null,"DVM Integration per ZSS ($M)","AM","$M",null,null,"Unit Rate",0.45783893952207055,0.48766423344756749,0.5194324555099129,0.52383144877313392,0.54233044453207147,0.54153921789798876,0.54074914561471332,0.53996022599811866,0.5391724573665353]
[null,null,null,null,null,null,null,null,"Reconcile",{"$f":"SUMIF($J$74:$J$103,J$31,$K$74:$K$103)","v":0},{"$f":"SUMIF($J$74:$J$103,K$31,$K$74:$K$103)","v":1.4120885188385217},1.4990684836898702,7.0646270153958817,7.0034867435369259,4.4342800000000064,0,0,0]
[null,null,"Calculations"]
[]
[null,null,null,"Option 4 - Blended Centralised DVM & Distributed Solutions",null,null,null,null,null,"Indicative Year","Cost ($M)","PV Cost ($M)"]
[null,null,null,null,null,null,null,null,"TOTAL",{"$f":"J14&\" - \"&J14+Do_Nothing!J17","v":"2027 - 2047"},{"$f":"SUMIFS(K$39:K$134,$J$39:$J$134,\">=\"&$J$14,$J$39:$J$134,\"<=\"&J14+Do_Nothing!J17)","v":49.829973758932859},{"$f":"SUMIFS(L$39:L$134,$J$39:$J$134,\">=\"&$J$14,$J$39:$J$134,\"<=\"&J14+Do_Nothing!J17)","v":31.395795172558859}]
[null,null,null,"Reactors"]
[null,null,null,{"$f":"INDEX(OLTC_Taps!$D$147:$D$173,MATCH(ROW()-ROW($D$39),OLTC_Taps!$L$147:$L$173,FALSE))","v":"SBY"},null,null,null,null,null,{"$f":"J14+1","v":2028},2.3165800000000001,{"$f":"VLOOKUP($J40,Do_Nothing!$D$39:$E$58,2)*K40","v":1.8699821631990143}]
[null,null,null,{"$f":"INDEX(OLTC_Taps!$D$147:$D$173,MATCH(ROW()-ROW($D$39),OLTC_Taps!$L$147:$L$173,FALSE))","v":"SHM"},null,null,null,null,null,{"$f":"J40+1","v":2029},2.59457,{"$f":"VLOOKUP($J41,Do_Nothing!$D$39:$E$58,2)*K41","v":1.9851946404451122}]
[null,null,null,{"$f":"INDEX(OLTC_Taps!$D$147:$D$173,MATCH(ROW()-ROW($D$39),OLTC_Taps!$L$147:$L$173,FALSE))","v":"COO"},null,null,null,null,null,{"$f":"J41+1","v":2030},2.6623600000000001,{"$f":"VLOOKUP($J42,Do_Nothing!$D$39:$E$58,2)*K42","v":1.9308654960113651}]
[null,null,null,{"$f":"INDEX(OLTC_Taps!$D$147:$D$173,MATCH(ROW()-ROW($D$39),OLTC_Taps!$L$147:$L$173,FALSE))","v":"ST"},null,null,null,null,null,{"$f":"J42+1","v":2031},2.1589499999999999,{"$f":"VLOOKUP($J43,Do_Nothing!$D$39:$E$58,2)*K43","v":1.4841416978279176}]
[null,null,null,{"$f":"INDEX(OLTC_Taps!$D$147:$D$173,MATCH(ROW()-ROW($D$39),OLTC_Taps!$L$147:$L$173,FALSE))","v":"BD"},null,null,null,null,null,{"$f":"J43","v":2031},2.4241000000000001,{"$f":"VLOOKUP($J44,Do_Nothing!$D$39:$E$58,2)*K44","v":1.6664155676160428}]
[null,null,null,"VAr controllers"]
[null,null,null,"CN No.1",null,null,null,null,null,{"$f":"J14","v":2027},0.26951999999999998,{"$f":"VLOOKUP($J46,Do_Nothing!$D$39:$E$58,2)*K46","v":0.22952691477082388}]
[null,null,null,"CN No.2",null,null,null,null,null,{"$f":"J46","v":2027},0.26951999999999998,{"$f":"VLOOKUP($J47,Do_Nothing!$D$39:$E$58,2)*K47","v":0.22952691477082388}]
[null,null,null,"CN No.3A & 3B",null,null,null,null,null,{"$f":"J46+1","v":2028},0.26951999999999998,{"$f":"VLOOKUP($J48,Do_Nothing!$D$39:$E$58,2)*K48","v":0.21756105665480938}]
[null,null,null,"CS No.2",null,null,null,null,null,{"$f":"J48","v":2028},0.26951999999999998,{"$f":"VLOOKUP($J49,Do_Nothing!$D$39:$E$58,2)*K49","v":0.21756105665480938}]
[null,null,null,"ES No.1",null,null,null,null,null,{"$f":"J49","v":2028},0.26951999999999998,{"$f":"VLOOKUP($J50,Do_Nothing!$D$39:$E$58,2)*K50","v":0.21756105665480938}]
[null,null,null,"FF No.1",null,null,null,null,null,{"$f":"J46+2","v":2029},0.26951999999999998,{"$f":"VLOOKUP($J51,Do_Nothing!$D$39:$E$58,2)*K51","v":0.20621901104721266}]
[null,null,null,"NH No.1",null,null,null,null,null,{"$f":"J51","v":2029},0.26951999999999998,{"$f":"VLOOKUP($J52,Do_Nothing!$D$39:$E$58,2)*K52","v":0.20621901104721266}]
[null,null,null,"ST No.1",null,null,null,null,null,{"$f":"J46+3","v":2030},0.26951999999999998,{"$f":"VLOOKUP($J53,Do_Nothing!$D$39:$E$58,2)*K53","v":0.19546825691678929}]
[null,null,null,"ST No.2",null,null,null,null,null,{"$f":"J53","v":2030},0.26951999999999998,{"$f":"VLOOKUP($J54,Do_Nothing!$D$39:$E$58,2)*K54","v":0.19546825691678929}]
[null,null,null,"TH No.1",null,null,null,null,null,{"$f":"J54","v":2030},0.26951999999999998,{"$f":"VLOOKUP($J55,Do_Nothing!$D$39:$E$58,2)*K55","v":0.19546825691678929}]
[null,null,null,"TH No.2",null,null,null,null,null,{"$f":"J46+4","v":2031},0.26951999999999998,{"$f":"VLOOKUP($J56,Do_Nothing!$D$39:$E$58,2)*K56","v":0.18527796864150645}]
[null,null,null,"Traditional for spread"]
[null,null,null,{"$f":"INDEX(Table!$A$4:$A$33,MATCH(ROW()-ROW($D$57),Table!$W$4:$W$33,FALSE))","v":"EPN"},null,null,null,null,null,{"$f":"MAX($J$16+1,38+$J$16-INT(INDEX(Table!$E$4:$E$33,MATCH(ROW()-ROW($J$57),Table!$W$4:$W$33,FALSE))))+1","v":2027},4.1070000000000002E-2,{"$f":"VLOOKUP($J58,Do_Nothing!$D$39:$E$58,2)*K58","v":3.4975773188029601E-2}]
[null,null,null,{"$f":"INDEX(Table!$A$4:$A$33,MATCH(ROW()-ROW($D$57),Table!$W$4:$W$33,FALSE))","v":"NT0"},null,null,null,null,null,{"$f":"MAX($J$16+1,38+$J$16-INT(INDEX(Table!$E$4:$E$33,MATCH(ROW()-ROW($J$57),Table!$W$4:$W$33,FALSE))))+1","v":2027},4.1070000000000002E-2,{"$f":"VLOOKUP($J59,Do_Nothing!$D$39:$E$58,2)*K59","v":3.4975773188029601E-2}]
[null,null,null,{"$f":"INDEX(Table!$A$4:$A$33,MATCH(ROW()-ROW($D$57),Table!$W$4:$W$33,FALSE))","v":"BY0"},null,null,null,null,null,{"$f":"MAX($J$16+1,38+$J$16-INT(INDEX(Table!$E$4:$E$33,MATCH(ROW()-ROW($J$57),Table!$W$4:$W$33,FALSE))))+1","v":2027},4.1070000000000002E-2,{"$f":"VLOOKUP($J60,Do_Nothing!$D$39:$E$58,2)*K60","v":3.4975773188029601E-2}]
[null,null,null,{"$f":"INDEX(Table!$A$4:$A$33,MATCH(ROW()-ROW($D$57),Table!$W$4:$W$33,FALSE))","v":"NH0"},null,null,null,null,null,{"$f":"MAX($J$16+1,38+$J$16-INT(INDEX(Table!$E$4:$E$33,MATCH(ROW()-ROW($J$57),Table!$W$4:$W$33,FALSE))))+1","v":2027},4.1070000000000002E-2,{"$f":"VLOOKUP($J61,Do_Nothing!$D$39:$E$58,2)*K61","v":3.4975773188029601E-2}]
[null,null,null,{"$f":"INDEX(Table!$A$4:$A$33,MATCH(ROW()-ROW($D$57),Table!$W$4:$W$33,FALSE))","v":"ES0"},null,null,null,null,null,{"$f":"MAX($J$16+1,38+$J$16-INT(INDEX(Table!$E$4:$E$33,MATCH(ROW()-ROW($J$57),Table!$W$4:$W$33,FALSE))))+1","v":2027},4.1070000000000002E-2,{"$f":"VLOOKUP($J62,Do_Nothing!$D$39:$E$58,2)*K62","v":3.4975773188029601E-2}]
[null,null,null,{"$f":"INDEX(Table!$A$4:$A$33,MATCH(ROW()-ROW($D$57),Table!$W$4:$W$33,FALSE))","v":"CN0"},null,null,null,null,null,{"$f":"MAX($J$16+1,38+$J$16-INT(INDEX(Table!$E$4:$E$33,MATCH(ROW()-ROW($J$57),Table!$W$4:$W$33,FALSE))))+1","v":2027},4.1070000000000002E-2,{"$f":"VLOOKUP($J63,Do_Nothing!$D$39:$E$58,2)*K63","v":3.4975773188029601E-2}]
[null,null,null,{"$f":"INDEX(Table!$A$4:$A$33,MATCH(ROW()-ROW($D$57),Table!$W$4:$W$33,FALSE))","v":"EP0"},null,null,null,null,null,{"$f":"MAX($J$16+1,38+$J$16-INT(INDEX(Table!$E$4:$E$33,MATCH(ROW()-ROW($J$57),Table!$W$4:$W$33,FALSE))))+1","v":2027},4.1070000000000002E-2,{"$f":"VLOOKUP($J64,Do_Nothing!$D$39:$E$58,2)*K64","v":3.4975773188029601E-2}]
[null,null,null,{"$f":"INDEX(Table!$A$4:$A$33,MATCH(ROW()-ROW($D$57),Table!$W$4:$W$33,FALSE))","v":"TT0"},null,null,null,null,null,{"$f":"MAX($J$16+1,38+$J$16-INT(INDEX(Table!$E$4:$E$33,MATCH(ROW()-ROW($J$57),Table!$W$4:$W$33,FALSE))))+1","v":2027},4.1070000000000002E-2,{"$f":"VLOOKUP($J65,Do_Nothing!$D$39:$E$58,2)*K65","v":3.4975773188029601E-2}]
[null,null,null,{"$f":"INDEX(Table!$A$4:$A$33,MATCH(ROW()-ROW($D$57),Table!$W$4:$W$33,FALSE))","v":"YVE"},null,null,null,null,null,{"$f":"MAX($J$16+1,38+$J$16-INT(INDEX(Table!$E$4:$E$33,MATCH(ROW()-ROW($J$57),Table!$W$4:$W$33,FALSE))))+1","v":2028},4.1070000000000002E-2,{"$f":"VLOOKUP($J66,Do_Nothing!$D$39:$E$58,2)*K66","v":3.3152391647421425E-2}]
[null,null,null,{"$f":"INDEX(Table!$A$4:$A$33,MATCH(ROW()-ROW($D$57),Table!$W$4:$W$33,FALSE))","v":"AW0"},null,null,null,null,null,{"$f":"MAX($J$16+1,38+$J$16-INT(INDEX(Table!$E$4:$E$33,MATCH(ROW()-ROW($J$57),Table!$W$4:$W$33,FALSE))))+1","v":2028},4.1070000000000002E-2,{"$f":"VLOOKUP($J67,Do_Nothing!$D$39:$E$58,2)*K67","v":3.3152391647421425E-2}]
[null,null,null,{"$f":"INDEX(Table!$A$4:$A$33,MATCH(ROW()-ROW($D$57),Table!$W$4:$W$33,FALSE))","v":"NS0"},null,null,null,null,null,{"$f":"MAX($J$16+1,38+$J$16-INT(INDEX(Table!$E$4:$E$33,MATCH(ROW()-ROW($J$57),Table!$W$4:$W$33,FALSE))))+1","v":2029},4.1070000000000002E-2,{"$f":"VLOOKUP($J68,Do_Nothing!$D$39:$E$58,2)*K68","v":3.1424067912247791E-2}]
[null,null,null,{"$f":"INDEX(Table!$A$4:$A$33,MATCH(ROW()-ROW($D$57),Table!$W$4:$W$33,FALSE))","v":"PTN"},null,null,null,null,null,{"$f":"MAX($J$16+1,38+$J$16-INT(INDEX(Table!$E$4:$E$33,MATCH(ROW()-ROW($J$57),Table!$W$4:$W$33,FALSE))))+1","v":2029},4.1070000000000002E-2,{"$f":"VLOOKUP($J69,Do_Nothing!$D$39:$E$58,2)*K69","v":3.1424067912247791E-2}]
[null,null,null,{"$f":"INDEX(Table!$A$4:$A$33,MATCH(ROW()-ROW($D$57),Table!$W$4:$W$33,FALSE))","v":"PV0"},null,null,null,null,null,{"$f":"MAX($J$16+1,38+$J$16-INT(INDEX(Table!$E$4:$E$33,MATCH(ROW()-ROW($J$57),Table!$W$4:$W$33,FALSE))))+1","v":2029},4.1070000000000002E-2,{"$f":"VLOOKUP($J70,Do_Nothing!$D$39:$E$58,2)*K70","v":3.1424067912247791E-2}]
[null,null,null,{"$f":"INDEX(Table!$A$4:$A$33,MATCH(ROW()-ROW($D$57),Table!$W$4:$W$33,FALSE))","v":"CS0"},null,null,null,null,null,{"$f":"MAX($J$16+1,38+$J$16-INT(INDEX(Table!$E$4:$E$33,MATCH(ROW()-ROW($J$57),Table!$W$4:$W$33,FALSE))))+1","v":2030},4.1070000000000002E-2,{"$f":"VLOOKUP($J71,Do_Nothing!$D$39:$E$58,2)*K71","v":2.9785846362320186E-2}]
[null,null,null,{"$f":"INDEX(Table!$A$4:$A$33,MATCH(ROW()-ROW($D$57),Table!$W$4:$W$33,FALSE))","v":"HB0"},null,null,null,null,null,{"$f":"MAX($J$16+1,38+$J$16-INT(INDEX(Table!$E$4:$E$33,MATCH(ROW()-ROW($J$57),Table!$W$4:$W$33,FALSE))))+1","v":2031},4.1070000000000002E-2,{"$f":"VLOOKUP($J72,Do_Nothing!$D$39:$E$58,2)*K72","v":2.8233029727317716E-2}]
[null,null,null,"DVM Rollout"]
[null,null,null,{"$f":"INDEX(Table!$A$4:$A$33,MATCH(ROW()-ROW($D$73),Table!$X$4:$X$33,FALSE))","v":"KLO"},null,null,null,null,null,{"$f":"MAX($J$16,257+$J$16-ROUND(INDEX(Table!$J$4:$J$33,MATCH(ROW()-ROW($J$73),Table!$X$4:$X$33,FALSE)),0))+$J$17","v":2027},{"$f":"INDEX(Table!$AA$4:$AA$33,MATCH(ROW()-ROW($D$73),Table!$X$4:$X$33,FALSE))*HLOOKUP($J74,$J$31:$R$33,2,FALSE)+HLOOKUP($J74,$J$31:$R$33,3,FALSE)","v":0.52383144877313392},{"$f":"VLOOKUP($J74,Do_Nothing!$D$39:$E$58,2)*K74","v":0.44610201950440898}]
[null,null,null,{"$f":"INDEX(Table!$A$4:$A$33,MATCH(ROW()-ROW($D$73),Table!$X$4:$X$33,FALSE))","v":"TH0"},null,null,null,null,null,{"$f":"MAX($J$16,257+$J$16-ROUND(INDEX(Table!$J$4:$J$33,MATCH(ROW()-ROW($J$73),Table!$X$4:$X$33,FALSE)),0))+$J$17+3","v":2028},{"$f":"INDEX(Table!$AA$4:$AA$33,MATCH(ROW()-ROW($D$73),Table!$X$4:$X$33,FALSE))*HLOOKUP($J75,$J$31:$R$33,2,FALSE)+HLOOKUP($J75,$J$31:$R$33,3,FALSE)","v":1.0166004448861345},{"$f":"VLOOKUP($J75,Do_Nothing!$D$39:$E$58,2)*K75","v":0.82061690036055479}]
[null,null,null,{"$f":"INDEX(Table!$A$4:$A$33,MATCH(ROW()-ROW($D$73),Table!$X$4:$X$33,FALSE))","v":"PV0"},null,null,null,null,null,{"$f":"MAX($J$16,257+$J$16-ROUND(INDEX(Table!$J$4:$J$33,MATCH(ROW()-ROW($J$73),Table!$X$4:$X$33,FALSE)),0))+$J$17+2","v":2027},{"$f":"INDEX(Table!$AA$4:$AA$33,MATCH(ROW()-ROW($D$73),Table!$X$4:$X$33,FALSE))*HLOOKUP($J76,$J$31:$R$33,2,FALSE)+HLOOKUP($J76,$J$31:$R$33,3,FALSE)","v":1.2164586447462222},{"$f":"VLOOKUP($J76,Do_Nothing!$D$39:$E$58,2)*K76","v":1.0359528037804173}]
[null,null,null,{"$f":"INDEX(Table!$A$4:$A$33,MATCH(ROW()-ROW($D$73),Table!$X$4:$X$33,FALSE))","v":"CS0"},null,null,null,null,null,2023,null,{"$f":"VLOOKUP($J77+1,Do_Nothing!$D$39:$E$58,2)*K77","v":0}]
[null,null,null,{"$f":"INDEX(Table!$A$4:$A$33,MATCH(ROW()-ROW($D$73),Table!$X$4:$X$33,FALSE))","v":"EP0"},null,null,null,null,null,{"$f":"MAX($J$16,257+$J$16-ROUND(INDEX(Table!$J$4:$J$33,MATCH(ROW()-ROW($J$73),Table!$X$4:$X$33,FALSE)),0))+$J$17+2","v":2027},{"$f":"(INDEX(Table!$AA$4:$AA$33,MATCH(ROW()-ROW($D$73),Table!$X$4:$X$33,FALSE))*HLOOKUP($J78,$J$31:$R$33,2,FALSE)+HLOOKUP($J78,$J$31:$R$33,3,FALSE))*2/3","v":0.9648895844915012},{"$f":"VLOOKUP($J78,Do_Nothing!$D$39:$E$58,2)*K78","v":0.82171315458161354}]
[null,null,null,{"$f":"INDEX(Table!$A$4:$A$33,MATCH(ROW()-ROW($D$73),Table!$X$4:$X$33,FALSE))","v":"NT0"},null,null,null,null,null,{"$f":"MAX($J$16,257+$J$16-ROUND(INDEX(Table!$J$4:$J$33,MATCH(ROW()-ROW($J$73),Table!$X$4:$X$33,FALSE)),0))+$J$17+2","v":2028},{"$f":"INDEX(Table!$AA$4:$AA$33,MATCH(ROW()-ROW($D$73),Table!$X$4:$X$33,FALSE))*HLOOKUP($J79,$J$31:$R$33,2,FALSE)+HLOOKUP($J79,$J$31:$R$33,3,FALSE)","v":1.0166004448861345},{"$f":"VLOOKUP($J79,Do_Nothing!$D$39:$E$58,2)*K79","v":0.82061690036055479}]
[null,null,null,{"$f":"INDEX(Table!$A$4:$A$33,MATCH(ROW()-ROW($D$73),Table!$X$4:$X$33,FALSE))","v":"BY0"},null,null,null,null,null,{"$f":"MAX($J$16,257+$J$16-ROUND(INDEX(Table!$J$4:$J$33,MATCH(ROW()-ROW($J$73),Table!$X$4:$X$33,FALSE)),0))+$J$17+3","v":2029},{"$f":"INDEX(Table!$AA$4:$AA$33,MATCH(ROW()-ROW($D$73),Table!$X$4:$X$33,FALSE))*HLOOKUP($J80,$J$31:$R$33,2,FALSE)+HLOOKUP($J80,$J$31:$R$33,3,FALSE)","v":1.0155570949428183},{"$f":"VLOOKUP($J80,Do_Nothing!$D$39:$E$58,2)*K80","v":0.77703762162766499}]
[null,null,null,{"$f":"INDEX(Table!$A$4:$A$33,MATCH(ROW()-ROW($D$73),Table!$X$4:$X$33,FALSE))","v":"TT0"},null,null,null,null,null,{"$f":"MAX($J$16,257+$J$16-ROUND(INDEX(Table!$J$4:$J$33,MATCH(ROW()-ROW($J$73),Table!$X$4:$X$33,FALSE)),0))+$J$17+2","v":2028},{"$f":"INDEX(Table!$AA$4:$AA$33,MATCH(ROW()-ROW($D$73),Table!$X$4:$X$33,FALSE))*HLOOKUP($J81,$J$31:$R$33,2,FALSE)+HLOOKUP($J81,$J$31:$R$33,3,FALSE)","v":0.54233044453207147},{"$f":"VLOOKUP($J81,Do_Nothing!$D$39:$E$58,2)*K81","v":0.43777821522881399}]
[null,null,null,{"$f":"INDEX(Table!$A$4:$A$33,MATCH(ROW()-ROW($D$73),Table!$X$4:$X$33,FALSE))","v":"FW0"},null,null,null,null,null,{"$f":"MAX($J$16,257+$J$16-ROUND(INDEX(Table!$J$4:$J$33,MATCH(ROW()-ROW($J$73),Table!$X$4:$X$33,FALSE)),0))+$J$17+2","v":2029},{"$f":"INDEX(Table!$AA$4:$AA$33,MATCH(ROW()-ROW($D$73),Table!$X$4:$X$33,FALSE))*HLOOKUP($J82,$J$31:$R$33,2,FALSE)+HLOOKUP($J82,$J$31:$R$33,3,FALSE)","v":1.2525660334652329},{"$f":"VLOOKUP($J82,Do_Nothing!$D$39:$E$58,2)*K82","v":0.95838130265854193}]
[null,null,null,{"$f":"INDEX(Table!$A$4:$A$33,MATCH(ROW()-ROW($D$73),Table!$X$4:$X$33,FALSE))","v":"HB0"},null,null,null,null,null,{"$f":"MAX($J$16,257+$J$16-ROUND(INDEX(Table!$J$4:$J$33,MATCH(ROW()-ROW($J$73),Table!$X$4:$X$33,FALSE)),0))+$J$17","v":2025},{"$f":"INDEX(Table!$AA$4:$AA$33,MATCH(ROW()-ROW($D$73),Table!$X$4:$X$33,FALSE))*HLOOKUP($J83,$J$31:$R$33,2,FALSE)+HLOOKUP($J83,$J$31:$R$33,3,FALSE)","v":0.92442428539095434},{"$f":"VLOOKUP($J83,Do_Nothing!$D$39:$E$58,2)*K83","v":0.87623155013360599}]
[null,null,null,{"$f":"INDEX(Table!$A$4:$A$33,MATCH(ROW()-ROW($D$73),Table!$X$4:$X$33,FALSE))","v":"FF0"},null,null,null,null,null,{"$f":"MAX($J$16,257+$J$16-ROUND(INDEX(Table!$J$4:$J$33,MATCH(ROW()-ROW($J$73),Table!$X$4:$X$33,FALSE)),0))+$J$17","v":2027},{"$f":"INDEX(Table!$AA$4:$AA$33,MATCH(ROW()-ROW($D$73),Table!$X$4:$X$33,FALSE))*HLOOKUP($J84,$J$31:$R$33,2,FALSE)+HLOOKUP($J84,$J$31:$R$33,3,FALSE)","v":0.52383144877313392},{"$f":"VLOOKUP($J84,Do_Nothing!$D$39:$E$58,2)*K84","v":0.44610201950440898}]
[null,null,null,{"$f":"INDEX(Table!$A$4:$A$33,MATCH(ROW()-ROW($D$73),Table!$X$4:$X$33,FALSE))","v":"NS0"},null,null,null,null,null,{"$f":"MAX($J$16,257+$J$16-ROUND(INDEX(Table!$J$4:$J$33,MATCH(ROW()-ROW($J$73),Table!$X$4:$X$33,FALSE)),0))+$J$17","v":2027},{"$f":"INDEX(Table!$AA$4:$AA$33,MATCH(ROW()-ROW($D$73),Table!$X$4:$X$33,FALSE))*HLOOKUP($J85,$J$31:$R$33,2,FALSE)+HLOOKUP($J85,$J$31:$R$33,3,FALSE)","v":0.52383144877313392},{"$f":"VLOOKUP($J85,Do_Nothing!$D$39:$E$58,2)*K85","v":0.44610201950440898}]
[null,null,null,{"$f":"INDEX(Table!$A$4:$A$33,MATCH(ROW()-ROW($D$73),Table!$X$4:$X$33,FALSE))","v":"COO"},null,null,null,null,null,{"$f":"MAX($J$16,257+$J$16-ROUND(INDEX(Table!$J$4:$J$33,MATCH(ROW()-ROW($J$73),Table!$X$4:$X$33,FALSE)),0))+$J$17","v":2027},{"$f":"INDEX(Table!$AA$4:$AA$33,MATCH(ROW()-ROW($D$73),Table!$X$4:$X$33,FALSE))*HLOOKUP($J86,$J$31:$R$33,2,FALSE)+HLOOKUP($J86,$J$31:$R$33,3,FALSE)","v":0.52383144877313392},{"$f":"VLOOKUP($J86,Do_Nothing!$D$39:$E$58,2)*K86","v":0.44610201950440898}]
[null,null,null,{"$f":"INDEX(Table!$A$4:$A$33,MATCH(ROW()-ROW($D$73),Table!$X$4:$X$33,FALSE))","v":"NH0"},null,null,null,null,null,{"$f":"MAX($J$16,257+$J$16-ROUND(INDEX(Table!$J$4:$J$33,MATCH(ROW()-ROW($J$73),Table!$X$4:$X$33,FALSE)),0))+$J$17+2","v":2028},{"$f":"INDEX(Table!$AA$4:$AA$33,MATCH(ROW()-ROW($D$73),Table!$X$4:$X$33,FALSE))*HLOOKUP($J87,$J$31:$R$33,2,FALSE)+HLOOKUP($J87,$J$31:$R$33,3,FALSE)","v":1.2537354450631661},{"$f":"VLOOKUP($J87,Do_Nothing!$D$39:$E$58,2)*K87","v":1.0120362429264254}]
[null,null,null,{"$f":"INDEX(Table!$A$4:$A$33,MATCH(ROW()-ROW($D$73),Table!$X$4:$X$33,FALSE))","v":"PTN"},null,null,null,null,null,{"$f":"MAX($J$16,257+$J$16-ROUND(INDEX(Table!$J$4:$J$33,MATCH(ROW()-ROW($J$73),Table!$X$4:$X$33,FALSE)),0))+$J$17-3","v":2025},{"$f":"INDEX(Table!$AA$4:$AA$33,MATCH(ROW()-ROW($D$73),Table!$X$4:$X$33,FALSE))*HLOOKUP($J88,$J$31:$R$33,2,FALSE)+HLOOKUP($J88,$J$31:$R$33,3,FALSE)","v":0.48766423344756749},{"$f":"VLOOKUP($J88,Do_Nothing!$D$39:$E$58,2)*K88","v":0.46224097957115401}]
[null,null,null,{"$f":"INDEX(Table!$A$4:$A$33,MATCH(ROW()-ROW($D$73),Table!$X$4:$X$33,FALSE))","v":"SA0"},null,null,null,null,null,{"$f":"MAX($J$16,257+$J$16-ROUND(INDEX(Table!$J$4:$J$33,MATCH(ROW()-ROW($J$73),Table!$X$4:$X$33,FALSE)),0))+$J$17","v":2027},{"$f":"INDEX(Table!$AA$4:$AA$33,MATCH(ROW()-ROW($D$73),Table!$X$4:$X$33,FALSE))*HLOOKUP($J89,$J$31:$R$33,2,FALSE)+HLOOKUP($J89,$J$31:$R$33,3,FALSE)","v":0.52383144877313392},{"$f":"VLOOKUP($J89,Do_Nothing!$D$39:$E$58,2)*K89","v":0.44610201950440898}]
[null,null,null,{"$f":"INDEX(Table!$A$4:$A$33,MATCH(ROW()-ROW($D$73),Table!$X$4:$X$33,FALSE))","v":"SBY"},null,null,null,null,null,{"$f":"MAX($J$16,257+$J$16-ROUND(INDEX(Table!$J$4:$J$33,MATCH(ROW()-ROW($J$73),Table!$X$4:$X$33,FALSE)),0))+$J$17","v":2026},{"$f":"INDEX(Table!$AA$4:$AA$33,MATCH(ROW()-ROW($D$73),Table!$X$4:$X$33,FALSE))*HLOOKUP($J90,$J$31:$R$33,2,FALSE)+HLOOKUP($J90,$J$31:$R$33,3,FALSE)","v":0.5194324555099129},{"$f":"VLOOKUP($J90,Do_Nothing!$D$39:$E$58,2)*K90","v":0.46668534445310123}]
[null,null,null,{"$f":"INDEX(Table!$A$4:$A$33,MATCH(ROW()-ROW($D$73),Table!$X$4:$X$33,FALSE))","v":"CN0"},null,null,null,null,null,{"$f":"MAX($J$16,257+$J$16-ROUND(INDEX(Table!$J$4:$J$33,MATCH(ROW()-ROW($J$73),Table!$X$4:$X$33,FALSE)),0))+$J$17","v":2028},{"$f":"INDEX(Table!$AA$4:$AA$33,MATCH(ROW()-ROW($D$73),Table!$X$4:$X$33,FALSE))*HLOOKUP($J91,$J$31:$R$33,2,FALSE)+HLOOKUP($J91,$J$31:$R$33,3,FALSE)","v":1.2537354450631661},{"$f":"VLOOKUP($J91,Do_Nothing!$D$39:$E$58,2)*K91","v":1.0120362429264254}]
[null,null,null,{"$f":"INDEX(Table!$A$4:$A$33,MATCH(ROW()-ROW($D$73),Table!$X$4:$X$33,FALSE))","v":"ST0"},null,null,null,null,null,{"$f":"MAX($J$16,257+$J$16-ROUND(INDEX(Table!$J$4:$J$33,MATCH(ROW()-ROW($J$73),Table!$X$4:$X$33,FALSE)),0))+$J$17","v":2027},{"$f":"INDEX(Table!$AA$4:$AA$33,MATCH(ROW()-ROW($D$73),Table!$X$4:$X$33,FALSE))*HLOOKUP($J92,$J$31:$R$33,2,FALSE)+HLOOKUP($J92,$J$31:$R$33,3,FALSE)","v":1.2164586447462222},{"$f":"VLOOKUP($J92,Do_Nothing!$D$39:$E$58,2)*K92","v":1.0359528037804173}]
[null,null,null,{"$f":"INDEX(Table!$A$4:$A$33,MATCH(ROW()-ROW($D$73),Table!$X$4:$X$33,FALSE))","v":"FE0"},null,null,null,null,null,{"$f":"MAX($J$16,257+$J$16-ROUND(INDEX(Table!$J$4:$J$33,MATCH(ROW()-ROW($J$73),Table!$X$4:$X$33,FALSE)),0))+$J$17","v":2026},{"$f":"INDEX(Table!$AA$4:$AA$33,MATCH(ROW()-ROW($D$73),Table!$X$4:$X$33,FALSE))*HLOOKUP($J93,$J$31:$R$33,2,FALSE)+HLOOKUP($J93,$J$31:$R$33,3,FALSE)","v":0.97963602817995732},{"$f":"VLOOKUP($J93,Do_Nothing!$D$39:$E$58,2)*K93","v":0.88015635603868503}]
[null,null,null,{"$f":"INDEX(Table!$A$4:$A$33,MATCH(ROW()-ROW($D$73),Table!$X$4:$X$33,FALSE))","v":"AW0"},null,null,null,null,null,2023,null,{"$f":"VLOOKUP($J94+1,Do_Nothing!$D$39:$E$58,2)*K94","v":0}]
[null,null,null,{"$f":"INDEX(Table!$A$4:$A$33,MATCH(ROW()-ROW($D$73),Table!$X$4:$X$33,FALSE))","v":"FT0"},null,null,null,null,null,{"$f":"MAX($J$16,257+$J$16-ROUND(INDEX(Table!$J$4:$J$33,MATCH(ROW()-ROW($J$73),Table!$X$4:$X$33,FALSE)),0))+$J$17","v":2027},{"$f":"INDEX(Table!$AA$4:$AA$33,MATCH(ROW()-ROW($D$73),Table!$X$4:$X$33,FALSE))*HLOOKUP($J95,$J$31:$R$33,2,FALSE)+HLOOKUP($J95,$J$31:$R$33,3,FALSE)","v":0.52383144877313392},{"$f":"VLOOKUP($J95,Do_Nothing!$D$39:$E$58,2)*K95","v":0.44610201950440898}]
[null,null,null,{"$f":"INDEX(Table!$A$4:$A$33,MATCH(ROW()-ROW($D$73),Table!$X$4:$X$33,FALSE))","v":"ES0"},null,null,null,null,null,{"$f":"MAX($J$16,257+$J$16-ROUND(INDEX(Table!$J$4:$J$33,MATCH(ROW()-ROW($J$73),Table!$X$4:$X$33,FALSE)),0))+$J$17","v":2028},{"$f":"INDEX(Table!$AA$4:$AA$33,MATCH(ROW()-ROW($D$73),Table!$X$4:$X$33,FALSE))*HLOOKUP($J96,$J$31:$R$33,2,FALSE)+HLOOKUP($J96,$J$31:$R$33,3,FALSE)","v":0.54233044453207147},{"$f":"VLOOKUP($J96,Do_Nothing!$D$39:$E$58,2)*K96","v":0.43777821522881399}]
[null,null,null,{"$f":"INDEX(Table!$A$4:$A$33,MATCH(ROW()-ROW($D$73),Table!$X$4:$X$33,FALSE))","v":"EPN"},null,null,null,null,null,{"$f":"MAX($J$16,257+$J$16-ROUND(INDEX(Table!$J$4:$J$33,MATCH(ROW()-ROW($J$73),Table!$X$4:$X$33,FALSE)),0))+$J$17","v":2028},{"$f":"(INDEX(Table!$AA$4:$AA$33,MATCH(ROW()-ROW($D$73),Table!$X$4:$X$33,FALSE))*HLOOKUP($J97,$J$31:$R$33,2,FALSE)+HLOOKUP($J97,$J$31:$R$33,3,FALSE))*2/3","v":0.36155362968804766},{"$f":"VLOOKUP($J97,Do_Nothing!$D$39:$E$58,2)*K97","v":0.29185214348587601}]
[null,null,null,{"$f":"INDEX(Table!$A$4:$A$33,MATCH(ROW()-ROW($D$73),Table!$X$4:$X$33,FALSE))","v":"SHM"},null,null,null,null,null,{"$f":"MAX($J$16,257+$J$16-ROUND(INDEX(Table!$J$4:$J$33,MATCH(ROW()-ROW($J$73),Table!$X$4:$X$33,FALSE)),0))+$J$17","v":2028},{"$f":"INDEX(Table!$AA$4:$AA$33,MATCH(ROW()-ROW($D$73),Table!$X$4:$X$33,FALSE))*HLOOKUP($J98,$J$31:$R$33,2,FALSE)+HLOOKUP($J98,$J$31:$R$33,3,FALSE)","v":1.0166004448861345},{"$f":"VLOOKUP($J98,Do_Nothing!$D$39:$E$58,2)*K98","v":0.82061690036055479}]
[null,null,null,{"$f":"INDEX(Table!$A$4:$A$33,MATCH(ROW()-ROW($D$73),Table!$X$4:$X$33,FALSE))","v":"YVE"},null,null,null,null,null,{"$f":"MAX($J$16,257+$J$16-ROUND(INDEX(Table!$J$4:$J$33,MATCH(ROW()-ROW($J$73),Table!$X$4:$X$33,FALSE)),0))+$J$17","v":2027},{"$f":"INDEX(Table!$AA$4:$AA$33,MATCH(ROW()-ROW($D$73),Table!$X$4:$X$33,FALSE))*HLOOKUP($J99,$J$31:$R$33,2,FALSE)+HLOOKUP($J99,$J$31:$R$33,3,FALSE)","v":0.52383144877313392},{"$f":"VLOOKUP($J99,Do_Nothing!$D$39:$E$58,2)*K99","v":0.44610201950440898}]
[null,null,null,{"$f":"INDEX(Table!$A$4:$A$33,MATCH(ROW()-ROW($D$73),Table!$X$4:$X$33,FALSE))","v":"BMS"},null,null,null,null,null,{"$f":"MAX($J$16,257+$J$16-ROUND(INDEX(Table!$J$4:$J$33,MATCH(ROW()-ROW($J$73),Table!$X$4:$X$33,FALSE)),0))+$J$17","v":2029},{"$f":"INDEX(Table!$AA$4:$AA$33,MATCH(ROW()-ROW($D$73),Table!$X$4:$X$33,FALSE))*HLOOKUP($J100,$J$31:$R$33,2,FALSE)+HLOOKUP($J100,$J$31:$R$33,3,FALSE)","v":0.54153921789798876},{"$f":"VLOOKUP($J100,Do_Nothing!$D$39:$E$58,2)*K100","v":0.41435025956591071}]
[null,null,null,{"$f":"INDEX(Table!$A$4:$A$33,MATCH(ROW()-ROW($D$73),Table!$X$4:$X$33,FALSE))","v":"BD0"},null,null,null,null,null,{"$f":"MAX($J$16,257+$J$16-ROUND(INDEX(Table!$J$4:$J$33,MATCH(ROW()-ROW($J$73),Table!$X$4:$X$33,FALSE)),0))+$J$17-1","v":2029},{"$f":"INDEX(Table!$AA$4:$AA$33,MATCH(ROW()-ROW($D$73),Table!$X$4:$X$33,FALSE))*HLOOKUP($J101,$J$31:$R$33,2,FALSE)+HLOOKUP($J101,$J$31:$R$33,3,FALSE)","v":0.54153921789798876},{"$f":"VLOOKUP($J101,Do_Nothing!$D$39:$E$58,2)*K101","v":0.41435025956591071}]
[null,null,null,{"$f":"INDEX(Table!$A$4:$A$33,MATCH(ROW()-ROW($D$73),Table!$X$4:$X$33,FALSE))","v":"TMA"},null,null,null,null,null,{"$f":"MAX($J$16,257+$J$16-ROUND(INDEX(Table!$J$4:$J$33,MATCH(ROW()-ROW($J$73),Table!$X$4:$X$33,FALSE)),0))+$J$17-1","v":2029},{"$f":"INDEX(Table!$AA$4:$AA$33,MATCH(ROW()-ROW($D$73),Table!$X$4:$X$33,FALSE))*HLOOKUP($J102,$J$31:$R$33,2,FALSE)+HLOOKUP($J102,$J$31:$R$33,3,FALSE)","v":0.54153921789798876},{"$f":"VLOOKUP($J102,Do_Nothing!$D$39:$E$58,2)*K102","v":0.41435025956591071}]
[null,null,null,{"$f":"INDEX(Table!$A$4:$A$33,MATCH(ROW()-ROW($D$73),Table!$X$4:$X$33,FALSE))","v":"WT0"},null,null,null,null,null,{"$f":"MAX($J$16,257+$J$16-ROUND(INDEX(Table!$J$4:$J$33,MATCH(ROW()-ROW($J$73),Table!$X$4:$X$33,FALSE)),0))+$J$17-2","v":2029},{"$f":"INDEX(Table!$AA$4:$AA$33,MATCH(ROW()-ROW($D$73),Table!$X$4:$X$33,FALSE))*HLOOKUP($J103,$J$31:$R$33,2,FALSE)+HLOOKUP($J103,$J$31:$R$33,3,FALSE)","v":0.54153921789798876},{"$f":"VLOOKUP($J103,Do_Nothing!$D$39:$E$58,2)*K103","v":0.41435025956591071}]
[null,null,null,"Trial",null,null,null,null,null,{"$f":"2023","v":2023},{"$f":"3.6-K94-K77","v":3.6},{"$f":"VLOOKUP($J104+1,Do_Nothing!$D$39:$E$58,2)*K104","v":3.6}]
[null,null,null,"Trial",null,null,null,null,null,{"$f":"2024","v":2024},1,{"$f":"VLOOKUP($J105,Do_Nothing!$D$39:$E$58,2)*K105","v":1}]
[null,null,null,"DVM Digital & Network",null,null,null,null,null,2025,{"$f":"1.96+0.345+0.2","v":2.5049999999999999},{"$f":"VLOOKUP($J106,Do_Nothing!$D$39:$E$58,2)*K106","v":2.3744075829383884}]
[null,null,null,"DVM Digital & Network",null,null,null,null,null,2026,{"$f":"0.46+0.2+0.6325","v":1.2925},{"$f":"VLOOKUP($J107,Do_Nothing!$D$39:$E$58,2)*K107","v":1.1612497473102583}]
[null,null,null,"DVM Digital & Network",null,null,null,null,null,2027,{"$f":"0.12433+0.6325+0.2","v":0.95682999999999985},{"$f":"VLOOKUP($J108,Do_Nothing!$D$39:$E$58,2)*K108","v":0.81484950230100694}]
[null,null,null,"DVM Digital & Network",null,null,null,null,null,2028,{"$f":"0.575+0.2","v":0.77499999999999991},{"$f":"VLOOKUP($J109,Do_Nothing!$D$39:$E$58,2)*K109","v":0.62559297605920616}]
[null,null,null,"DVM Digital & Network",null,null,null,null,null,2029,{"$f":"0.575+0.2","v":0.77499999999999991},{"$f":"VLOOKUP($J110,Do_Nothing!$D$39:$E$58,2)*K110","v":0.59297912422673571}]
[null,null,null,"DVM Digital & Network",null,null,null,null,null,2030,{"$f":"0.575+0.2","v":0.77499999999999991},{"$f":"VLOOKUP($J111,Do_Nothing!$D$39:$E$58,2)*K111","v":0.56206552059406234}]
[null,null,null,"DVM Digital & Network",null,null,null,null,null,2031,{"$f":"0.575+0.2","v":0.77499999999999991},{"$f":"VLOOKUP($J112,Do_Nothing!$D$39:$E$58,2)*K112","v":0.53276352662944304}]
[null,null,null,"DVM Digital & Network",null,null,null,null,null,2032,0.2,{"$f":"VLOOKUP($J113,Do_Nothing!$D$39:$E$58,2)*K113","v":0.1303197741334825}]
[null,null,null,"DVM Digital & Network",null,null,null,null,null,2033,{"$f":"K113","v":0.2},{"$f":"VLOOKUP($J114,Do_Nothing!$D$39:$E$58,2)*K114","v":0.12352585225922513}]
[null,null,null,"DVM Digital & Network",null,null,null,null,null,2034,0.2,{"$f":"VLOOKUP($J115,Do_Nothing!$D$39:$E$58,2)*K115","v":0.11708611588552145}]
[null,null,null,"DVM Digital & Network",null,null,null,null,null,2035,0.2,{"$f":"VLOOKUP($J116,Do_Nothing!$D$39:$E$58,2)*K116","v":0.11098210036542318}]
[null,null,null,"DVM Digital & Network",null,null,null,null,null,2036,0.2,{"$f":"VLOOKUP($J117,Do_Nothing!$D$39:$E$58,2)*K117","v":0.10519630366390822}]
[null,null,null,"DVM Digital & Network",null,null,null,null,null,2037,0.2,{"$f":"VLOOKUP($J118,Do_Nothing!$D$39:$E$58,2)*K118","v":9.9712136174320606E-2}]
[null,null,null,"DVM Digital & Network",null,null,null,null,null,2038,0.2,{"$f":"VLOOKUP($J119,Do_Nothing!$D$39:$E$58,2)*K119","v":9.4513873151014796E-2}]
[null,null,null,"DVM Digital & Network",null,null,null,null,null,2039,0.2,{"$f":"VLOOKUP($J120,Do_Nothing!$D$39:$E$58,2)*K120","v":8.9586609621814972E-2}]
[null,null,null,"DVM Digital & Network",null,null,null,null,null,2040,0.2,{"$f":"VLOOKUP($J121,Do_Nothing!$D$39:$E$58,2)*K121","v":8.4916217651009471E-2}]
[null,null,null,"DVM Digital & Network",null,null,null,null,null,2041,0.2,{"$f":"VLOOKUP($J122,Do_Nothing!$D$39:$E$58,2)*K122","v":8.0489305830340738E-2}]
[null,null,null,"DVM Digital & Network",null,null,null,null,null,2042,0.2,{"$f":"VLOOKUP($J123,Do_Nothing!$D$39:$E$58,2)*K123","v":7.6293180881839562E-2}]
[null,null,null,"DVM Digital & Network",null,null,null,null,null,2043,0.2,{"$f":"VLOOKUP($J124,Do_Nothing!$D$39:$E$58,2)*K124","v":7.2315811262407173E-2}]
[null,null,null,"DVM Digital & Network",null,null,null,null,null,2044,0.2,{"$f":"VLOOKUP($J125,Do_Nothing!$D$39:$E$58,2)*K125","v":7.2315811262407173E-2}]
[null,null,null,"DVM Digital & Network",null,null,null,null,null,2045,0.2,{"$f":"VLOOKUP($J126,Do_Nothing!$D$39:$E$58,2)*K126","v":7.2315811262407173E-2}]
[null,null,null,"DVM Digital & Network",null,null,null,null,null,2046,0.2,{"$f":"VLOOKUP($J127,Do_Nothing!$D$39:$E$58,2)*K127","v":7.2315811262407173E-2}]
[null,null,null,"DVM Digital & Network",null,null,null,null,null,2047,0.2,{"$f":"VLOOKUP($J128,Do_Nothing!$D$39:$E$58,2)*K128","v":7.2315811262407173E-2}]
[null,null,null,"Reactive Program (Customer Complaints)"]
[null,null,null,"Year 1",null,null,null,null,null,{"$f":"J14","v":2027},1.37785]
[null,null,null,"Year 2",null,null,null,null,null,{"$f":"J130+1","v":2028},1.7079299999999999]
[null,null,null,"Year 3",null,null,null,null,null,{"$f":"J131+1","v":2029},1.72044]
[null,null,null,"Year 4",null,null,null,null,null,{"$f":"J132+1","v":2030},1.74336]
[null,null,null,"Year 5",null,null,null,null,null,{"$f":"J133+1","v":2031},1.7838400000000001]
[]
[null,"End"]

{"sheet":"CECV","index":5,"n_rows":8038,"n_cols":53,"rows_kept":1125,"cut":true,"hidden":false,"merged":[],"bounds":{"rows_first":500,"rows_last":125,"rows_between":500,"halvings":2}}
["Victorian CECV Values ($/MWh)",null,null,null,null,"Real AUD",2022,null,"CPI Escalation",1.07,null,"Source: Australian Energy Regulator (AER) - June 2023"]
["DATE","YEAR","MONTH","DAY","DayofWeek",1,2,3,4,5,6,7,8,9,10,11,12,13,14,15,16,17,18,19,20,21,22,23,24,25,26,27,28,29,30,31,32,33,34,35,36,37,38,39,40,41,42,43,44,45,46,47,48]
[]
[]
[]
[]
[]
[]
[]
[]
[]
[]
[]
[]
[]
[]
[]
[]
[]
[]
[]
[]
[]
[]
[]
[]
[]
[]
[]
[]
[]
[]
[]
[]
[]
[]
[]
[]
[]
[]
[]
[]
[]
[]
[]
[]
[]
[]
[]
[]
[]
[]
[]
[]
[]
[]
[]
[]
[]
[]
[]
[]
[]
[]
[]
[]
[]
[]
[]
[]
[]
[]
[]
[]
[]
[]
[]
[]
[]
[]
[]
[]
[]
[]
[]
[]
[]
[]
[]
[]
[]
[]
[]
[]
[]
[]
[]
[]
[]
[]
[]
[]
[]
[]
[]
[]
[]
[]
[]
[]
[]
[]
[]
[]
[]
[]
[]
[]
[]
[]
[]
[]
[]
[]
[]
[]
[]
[]
[]
[]
[]
[]
[]
[]
[]
[]
[]
[]
[]
[]
[]
[]
[]
[]
[]
[]
[]
[]
[]
[]
[]
[]
[]
[]
[]
[]
[]
[]
[]
[]
[]
[]
[]
[]
[]
[]
[]
[]
[]
[]
[]
[]
[]
[]
[]
[]
[]
[]
[]
[]
[]
[]
[]
[]
[]
[]
[]
[]
[]
[]
[]
[]
[]
[]
[]
[]
[]
[]
[]
[]
[]
[]
[]
[]
[]
[]
[]
[]
[]
[]
[]
[]
[]
[]
[]
[]
[]
[]
[]
[]
[]
[]
[]
[]
[]
[]
[]
[]
[]
[]
[]
[]
[]
[]
[]
[]
[]
[]
[]
[]
[]
[]
[]
[]
[]
[]
[]
[]
[]
[]
[]
[]
[]
[]
[]
[]
[]
[]
[]
[]
[]
[]
[]
[]
[]
[]
[]
[]
[]
[]
[]
[]
[]
[]
[]
[]
[]
[]
[]
[]
[]
[]
[]
[]
[]
[]
[]
[]
[]
[]
[]
[]
[]
[]
[]
[]
[]
[]
[]
[]
[]
[]
[]
[]
[]
[]
[]
[]
[]
[]
[]
[]
[]
[]
[]
[]
[]
[]
[]
[]
[]
[]
[]
[]
[]
[]
[]
[]
[]
[]
[]
[]
[]
[]
[]
[]
[]
[]
[]
[]
[]
[]
[]
[]
[]
[]
[]
[]
[]
[]
[]
[]
[]
[]
[]
[]
[]
[]
[]
[]
[]
[]
[]
[]
[]
[]
[]
["2023-07-01",2023,7,1,"Saturday",15.82248995,14.64762717,14.64762717,14.64762717,14.64762717,14.64762717,14.64762717,14.64762717,14.64762717,14.64762717,14.64762717,15.58898791,15.7738698,15.994259830000001,15.893761550000001,15.893761550000001,15.903551350000001,16.00600609,15.87061707,15.688598929999999,14.64762717,15.883361000000001,15.767627429999999,15.44638761,15.52497374,16.04498452,15.895966420000001,15.895966420000001,15.895966420000001,15.895966420000001,40.51399207,52.362164460000002,56.840607110000001,59.38273942,59.38273942,59.38273942,59.38273942,59.38273942,59.38273942,57.896636530000002,55.79704212,54.765722179999997,54.765722179999997,52.738965370000003,51.330344369999999,51.605572090000003,51.843788170000003,15.895966420000001]
["2023-07-02",2023,7,2,"Sunday",59.38273942,59.38273942,59.38273942,59.38273942,59.38273942,59.38273942,59.38273942,59.38273942,59.38273942,59.38273942,59.38273942,59.38273942,59.38273942,59.38273942,59.38273942,59.38273942,59.38273942,59.38273942,59.38273942,57.435026929999999,54.503962770000001,48.352743930000003,34.262182410000001,15.895966420000001,15.895966420000001,15.895966420000001,32.965447179999998,43.317547269999999,51.284601549999998,52.894922090000001,53.957175149999998,59.38273942,59.38273942,61.42192567,181.31864139000001,195.70743612999999,195.16197776999999,190.97896413000001,189.99803062999999,190.97896413000001,186.93142286,179.21725856,113.96413468,61.435661320000001,59.976153480000001,59.38273942,59.38273942,59.38273942]
["2023-07-03",2023,7,3,"Monday",59.38273942,59.38273942,59.38273942,59.38273942,59.38273942,58.965355039999999,57.896636530000002,56.705667339999998,56.705667339999998,57.284881800000001,58.434884940000003,59.38273942,59.38273942,59.38273942,59.38273942,84.793383989999995,76.101800030000007,59.38273942,59.38273942,59.38273942,56.422813820000002,53.321699819999999,50.937003169999997,15.895966420000001,15.895966420000001,15.895966420000001,15.895966420000001,15.895966420000001,15.895966420000001,15.895966420000001,51.843788170000003,56.928279140000001,59.38273942,59.38273942,61.42192567,61.370599540000001,60.218792129999997,59.38273942,59.38273942,59.38273942,59.38273942,59.38273942,57.856982090000002,55.589958029999998,53.414001560000003,51.330344369999999,15.895966420000001,15.895966420000001]
["2023-07-04",2023,7,4,"Tuesday",15.895966420000001,15.90234528,15.893761550000001,15.958783390000001,15.767627429999999,15.767627429999999,15.883361000000001,15.170271079999999,15.883361000000001,15.52688884,15.86091023,15.767627429999999,15.999223690000001,52.88554465,55.028951890000002,55.977835640000002,57.113809680000003,56.157742829999997,53.149370390000001,15.895966420000001,15.896935920000001,15.893761550000001,15.895966420000001,15.895966420000001,15.895966420000001,15.927977719999999,15.994259830000001,15.6300822,14.64762717,14.64762717,15.688598929999999,15.87061707,15.95014289,52.888873940000003,57.856982090000002,59.38273942,59.38273942,59.38273942,57.435026929999999,56.718497130000003,55.602535379999999,53.957175149999998,51.843788170000003,15.89736222,15.893761550000001,15.893761550000001,15.893761550000001,15.91548523]
["2023-07-05",2023,7,5,"Wednesday",15.95506123,15.767627429999999,15.883361000000001,14.64762717,14.64762717,14.64762717,14.64762717,14.64762717,14.64762717,14.64762717,14.64762717,14.64762717,15.883361000000001,15.99796366,51.330344369999999,53.911891850000004,53.423472699999998,50.821762980000003,15.93751819,15.767627429999999,15.944331630000001,15.883361000000001,15.664499080000001,14.64762717,14.64762717,14.64762717,14.64762717,14.64762717,14.64762717,14.64762717,15.883361000000001,15.944331630000001,15.919548799999999,55.028951890000002,58.588044250000003,59.38273942,59.38273942,59.38273942,59.38273942,59.38273942,59.248770149999999,58.434884940000003,56.840607110000001,55.589958029999998,53.978570509999997,52.738965370000003,52.738965370000003,52.738965370000003]
["2023-07-06",2023,7,6,"Thursday",15.895966420000001,15.92052986,15.95014289,15.87061707,15.688598929999999,14.64762717,14.64762717,14.64762717,14.64762717,14.64762717,14.64762717,15.613113800000001,15.80885234,16.04498452,51.852980889999998,51.339446049999999,52.371449089999999,15.91451573,15.95506123,15.767627429999999,15.883361000000001,15.664499080000001,15.513559819999999,14.64762717,14.64762717,14.64762717,14.64762717,14.64762717,14.64762717,14.64762717,15.53018041,15.688598929999999,15.87061707,16.00600609,51.843788170000003,54.942438060000001,56.157742829999997,57.284881800000001,56.840607110000001,55.844353359999999,54.863204349999997,52.738965370000003,15.92215798,15.97904585,15.767627429999999,15.45005301,15.927977719999999,15.994259830000001]
["2023-07-07",2023,7,7,"Friday",15.7738698,14.64762717,14.64762717,14.64762717,14.64762717,14.64762717,14.64762717,14.64762717,14.64762717,15.688598929999999,15.87061707,16.00600609,52.767805260000003,54.496105149999998,57.113809680000003,59.38273942,59.38273942,57.449309120000002,52.88554465,40.44599857,32.919562139999996,14.64762717,14.64762717,14.64762717,14.64762717,14.64762717,14.64762717,14.64762717,14.64762717,14.64762717,14.64762717,15.6300822,15.994259830000001,54.765722179999997,57.856982090000002,58.174914880000003,58.588044250000003,57.856982090000002,56.718497130000003,55.79704212,53.746433029999999,52.738965370000003,15.895966420000001,15.895966420000001,15.896935920000001,15.893761550000001,15.895966420000001,15.895966420000001]
["2023-07-08",2023,7,8,"Saturday",15.893761550000001,15.893761550000001,15.767627429999999,15.967443039999999,15.893761550000001,15.994259830000001,15.7738698,14.64762717,14.64762717,14.64762717,14.64762717,15.688598929999999,15.87061707,15.99389953,15.767627429999999,15.893761550000001,15.92277848,15.927977719999999,15.994259830000001,15.421980960000001,15.883361000000001,14.64762717,14.64762717,14.64762717,14.64762717,14.64762717,14.64762717,14.64762717,14.64762717,14.64762717,14.64762717,15.688598929999999,15.87061707,51.55357472,55.821814920000001,59.406120319999999,59.61549119,59.61549119,58.965355039999999,56.952230700000001,55.79704212,55.821814920000001,57.321641290000002,56.952230700000001,55.229196899999998,52.591388649999999,51.605572090000003,52.069251440000002]
["2023-07-09",2023,7,9,"Sunday",51.605572090000003,15.896935920000001,15.893761550000001,15.895966420000001,15.992919349999999,15.767627429999999,15.767627429999999,15.767627429999999,15.767627429999999,15.46894925,15.883361000000001,15.944331630000001,15.767627429999999,15.96008097,15.895966420000001,15.893761550000001,15.896935920000001,15.895966420000001,15.895966420000001,15.927977719999999,15.994259830000001,15.7738698,14.64762717,14.64762717,14.64762717,14.64762717,14.64762717,14.64762717,14.64762717,14.64762717,14.64762717,15.688598929999999,15.87061707,53.64629352,59.882547580000001,60.046992719999999,60.046992719999999,60.046992719999999,60.046992719999999,60.046992719999999,60.046992719999999,60.046992719999999,60.046992719999999,59.882547580000001,59.856441920000002,59.406120319999999,59.406120319999999,59.406120319999999]
["2023-07-10",2023,7,10,"Monday",58.675691649999997,58.085152479999998,56.94217768,56.249409919999998,55.821814920000001,55.821814920000001,55.269904390000001,55.229916600000003,55.821814920000001,56.475122399999997,58.675691649999997,59.406120319999999,60.046992719999999,60.046992719999999,60.046992719999999,61.914251890000003,61.10747405,60.046992719999999,60.046992719999999,60.046992719999999,60.046992719999999,60.046992719999999,60.046992719999999,60.046992719999999,60.046992719999999,60.046992719999999,60.046992719999999,60.046992719999999,60.046992719999999,60.046992719999999,60.046992719999999,60.046992719999999,76.101800030000007,177.02204265,203.83839675999999,203.83839675999999,203.83839675999999,203.83839675999999,203.83839675999999,199.48733193000001,190.97891715,191.77938879000001,191.16127531999999,155.80683882,124.77623831,65.886536320000005,64.329484070000007,80.588591129999998]
["2023-07-11",2023,7,11,"Tuesday",61.442230109999997,60.813106789999999,60.046992719999999,60.046992719999999,60.046992719999999,60.046992719999999,60.046992719999999,60.046992719999999,60.046992719999999,60.046992719999999,60.046992719999999,60.046992719999999,62.741478860000001,139.91032761,181.7094386,196.91890749999999,199.67781443999999,179.84050164000001,146.07055266,88.443200419999997,60.046992719999999,60.046992719999999,60.046992719999999,60.046992719999999,60.046992719999999,59.406120319999999,56.952230700000001,55.821814920000001,56.406928399999998,59.406120319999999,60.046992719999999,60.046992719999999,60.046992719999999,90.35822091,201.72105117000001,203.83839675999999,203.83839675999999,203.83839675999999,195.14440295,188.64862603,194.07943298000001,186.93137687999999,178.48765452999999,66.126286500000006,62.05687519,60.046992719999999,60.046992719999999,60.046992719999999]
["2023-07-12",2023,7,12,"Wednesday",60.046992719999999,60.046992719999999,60.046992719999999,60.046992719999999,59.882547580000001,59.406120319999999,59.406120319999999,57.896636530000002,58.1084946,59.406120319999999,59.406120319999999,60.046992719999999,60.046992719999999,60.046992719999999,60.046992719999999,64.942242469999997,65.420322519999999,60.046992719999999,60.046992719999999,60.046992719999999,60.046992719999999,60.046992719999999,58.442046810000001,59.025793569999998,58.442046810000001,59.406120319999999,59.61549119,59.882547580000001,60.046992719999999,60.046992719999999,60.046992719999999,60.833915429999998,114.46242791,177.02204265,203.83839675999999,203.83839675999999,203.83839675999999,203.83839675999999,203.83839675999999,203.83839675999999,203.83839675999999,203.83839675999999,199.53205034999999,196.91890749999999,146.07055266,91.694317429999998,139.91032761,139.91032761]
["2023-07-13",2023,7,13,"Thursday",89.792611350000001,62.633504780000003,61.303128229999999,60.211231150000003,60.046992719999999,60.046992719999999,60.046992719999999,60.046992719999999,60.046992719999999,60.046992719999999,60.046992719999999,61.14178527,113.32872972,192.14748864000001,199.48733193000001,203.83839675999999,203.83839675999999,203.83839675999999,203.83839675999999,166.39928606999999,93.657612760000006,60.954049329999997,60.046992719999999,60.046992719999999,60.046992719999999,60.046992719999999,60.046992719999999,60.046992719999999,60.046992719999999,60.046992719999999,86.589212079999996,90.35822091,149.30793552,201.06949696000001,203.83839675999999,203.83839675999999,203.83839675999999,203.83839675999999,203.83839675999999,203.83839675999999,203.83839675999999,202.98635318999999,192.84964875,189.19301272000001,179.21721448,167.52417532000001,136.54131641999999,167.40885703000001]
["2023-07-14",2023,7,14,"Friday",62.179424160000003,60.833915429999998,60.046992719999999,60.046992719999999,60.046992719999999,60.046992719999999,60.046992719999999,60.046992719999999,60.046992719999999,60.046992719999999,60.046992719999999,60.046992719999999,61.442230109999997,147.82984232999999,186.93137687999999,194.07943298000001,196.22147292,188.73414414999999,134.13659927,60.046992719999999,60.046992719999999,60.046992719999999,56.52640281,52.84603852,43.414233600000003,43.888578430000003,45.625395740000002,51.55357472,54.688637780000001,57.090838300000001,59.406120319999999,60.046992719999999,60.046992719999999,141.12486910000001,203.83839675999999,203.83839675999999,203.83839675999999,203.83839675999999,203.83839675999999,203.83839675999999,203.83839675999999,203.83839675999999,190.97891715,191.77938879000001,191.16127531999999,152.50472325000001,142.93974244,139.91032761]
["2023-07-15",2023,7,15,"Saturday",79.185422959999997,62.794070419999997,61.335248360000001,60.947348779999999,60.947348779999999,60.947348779999999,60.947348779999999,60.947348779999999,60.947348779999999,60.947348779999999,60.926746090000002,60.926746090000002,60.947348779999999,60.947348779999999,60.947348779999999,60.947348779999999,60.947348779999999,56.83223211,50.84812393,15.895966420000001,16.003289760000001,15.874921329999999,15.49072984,15.883361000000001,14.64762717,14.64762717,14.64762717,14.64762717,14.64762717,14.64762717,14.84515762,14.64762717,48.592527089999997,60.947348779999999,60.947348779999999,61.6268314,61.335248360000001,61.335248360000001,60.947348779999999,60.947348779999999,60.947348779999999,60.947348779999999,60.947348779999999,59.900785020000001,58.551785029999998,54.09287028,54.826457410000003,55.943351249999999]
["2023-07-16",2023,7,16,"Sunday",53.746433029999999,48.580677940000001,15.895966420000001,15.90276682,15.893761550000001,15.95796344,15.767627429999999,15.767627429999999,15.767627429999999,15.893761550000001,15.893761550000001,15.893761550000001,15.893761550000001,15.893761550000001,15.893761550000001,15.92969555,15.994259830000001,15.7738698,14.64762717,14.64762717,14.64762717,14.39497063,14.39497063,14.39497063,14.39497063,14.39497063,14.39497063,14.39497063,14.39497063,14.64762717,14.64762717,15.7738698,15.994259830000001,53.564943300000003,60.947348779999999,60.947348779999999,60.947348779999999,60.947348779999999,60.947348779999999,60.926746090000002,58.931288090000002,57.905334949999997,57.69935839,50.051625340000001,47.113980079999997,15.895966420000001,15.895966420000001,48.061441790000003]
["2023-07-17",2023,7,17,"Monday",15.893761550000001,15.905064579999999,15.93751819,15.767627429999999,15.994259830000001,15.60406236,15.93751819,15.767627429999999,15.893761550000001,15.767627429999999,15.767627429999999,15.767627429999999,15.98876053,50.551546289999997,55.590746600000003,57.050116170000003,59.136537799999999,55.772747510000002,54.830047839999999,51.396436860000001,15.895966420000001,15.895966420000001,15.896935920000001,15.893761550000001,15.952397960000001,15.767627429999999,15.767627429999999,15.767627429999999,15.767627429999999,15.98812189,15.895966420000001,47.113980079999997,51.748162960000002,60.926746090000002,60.947348779999999,60.947348779999999,60.947348779999999,60.947348779999999,60.947348779999999,60.947348779999999,60.926746090000002,59.425168909999996,58.198419739999999,51.056387999999998,15.89736222,15.893761550000001,15.893761550000001,15.895966420000001]
["2023-07-18",2023,7,18,"Tuesday",16.00600609,15.87061707,15.688598929999999,14.64762717,14.64762717,14.64762717,14.64762717,14.64762717,14.64762717,14.64762717,14.64762717,14.64762717,15.688598929999999,15.87061707,48.541999109999999,52.09383012,49.056883259999999,15.883361000000001,15.664499080000001,14.64762717,14.39497063,14.39497063,14.39497063,14.39497063,14.39497063,14.39497063,14.39497063,14.39497063,14.39497063,14.64762717,14.64762717,15.883361000000001,47.113980079999997,54.758519530000001,60.947348779999999,60.947348779999999,60.947348779999999,60.947348779999999,60.947348779999999,60.947348779999999,60.947348779999999,60.947348779999999,60.947348779999999,60.947348779999999,60.947348779999999,60.947348779999999,60.55904769,59.186004760000003]
["2023-07-19",2023,7,19,"Wednesday",55.789703830000001,53.126444620000001,49.517097749999998,15.896935920000001,15.893761550000001,15.895966420000001,15.895966420000001,15.93751819,15.767627429999999,15.893761550000001,15.893761550000001,15.893761550000001,15.89881465,51.566223469999997,54.836385509999999,58.113287079999999,55.789703830000001,19.786710070000002,14.64762717,14.64762717,14.64762717,14.39497063,14.39497063,14.39497063,14.39497063,14.39497063,14.39497063,14.39497063,14.39497063,14.39497063,14.39497063,14.64762717,14.64762717,16.04498452,54.80438187,60.261226550000003,60.947348779999999,60.947348779999999,60.323926710000002,59.186004760000003,57.053305969999997,56.005835939999997,53.947553429999999,50.551546289999997,48.541999109999999,15.895966420000001,15.895966420000001,15.90773663]
["2023-07-20",2023,7,20,"Thursday",15.893761550000001,15.95014289,15.87061707,15.688598929999999,14.64762717,14.64762717,14.64762717,14.64762717,14.64762717,14.64762717,15.58898791,15.7738698,15.994259830000001,48.541999109999999,53.795550990000002,58.113287079999999,54.758519530000001,49.556553549999997,16.04498452,15.75812765,14.64762717,14.64762717,14.64762717,14.64762717,14.64762717,15.7738698,15.994259830000001,15.927977719999999,15.895966420000001,29.185673869999999,33.215997270000003,47.585457099999999,60.11455583,60.947348779999999,60.947348779999999,60.947348779999999,60.947348779999999,60.947348779999999,60.947348779999999,60.947348779999999,60.947348779999999,60.947348779999999,60.947348779999999,60.271689960000003,57.053305969999997,54.758519530000001,55.789703830000001,55.789703830000001]
["2023-07-21",2023,7,21,"Friday",52.56087763,49.547082410000002,15.895966420000001,15.895966420000001,15.895966420000001,15.895966420000001,15.895966420000001,15.896935920000001,15.893761550000001,15.895966420000001,15.895966420000001,15.895966420000001,51.578800819999998,57.053305969999997,60.271689960000003,60.947348779999999,60.947348779999999,60.947348779999999,58.348564869999997,49.078228289999998,35.18349284,15.895966420000001,15.895966420000001,15.895966420000001,15.895966420000001,34.129834600000002,31.03955023,30.465833320000002,30.995026469999999,15.895966420000001,38.918859930000004,42.248780340000003,59.470713940000003,60.947348779999999,61.335248360000001,132.55402067,179.21721484,179.21721484,62.482914979999997,62.172123769999999,62.172123769999999,61.535774070000002,61.340490240000001,61.335248360000001,61.277468970000001,60.947348779999999,61.18323651,61.14178527]
["2023-07-22",2023,7,22,"Saturday",94.245913509999994,90.572904989999998,87.039694990000001,76.101800030000007,72.701009389999996,72.701009389999996,72.701009389999996,72.701009389999996,72.701009389999996,72.701009389999996,72.701009389999996,72.701009389999996,76.101800030000007,84.793383989999995,85.732061900000005,87.039694990000001,87.039694990000001,86.589212079999996,72.701009389999996,72.701009389999996,69.891532549999994,41.791182380000002,38.805522189999998,37.432222920000001,36.857365010000002,32.970685940000003,38.220123389999998,40.336379260000001,43.282712099999998,53.268368170000002,68.433739709999998,72.701009389999996,86.177305129999993,92.337337680000005,95.533398770000005,136.97746093000001,136.97746093000001,134.13659927,95.533398770000005,94.588901140000004,90.58237613,89.686190100000005,87.910329950000005,72.701009389999996,72.701009389999996,72.701009389999996,72.701009389999996,72.701009389999996]
["2023-07-23",2023,7,23,"Sunday",67.83154657,61.945552960000001,56.840607110000001,52.033998220000001,15.95014289,15.87061707,15.688598929999999,15.53018041,14.64762717,14.64762717,14.64762717,14.64762717,14.64762717,14.64762717,15.664499080000001,15.883361000000001,15.883361000000001,14.64762717,14.64762717,14.64762717,14.64762717,14.39497063,14.39497063,14.39497063,14.39497063,14.39497063,14.39497063,14.39497063,14.39497063,14.39497063,14.39497063,14.39497063,14.64762717,14.64762717,57.330649340000001,61.111096400000001,65.155825059999998,62.898153049999998,59.425015819999999,56.618865190000001,55.125892890000003,57.330649340000001,15.893761550000001,15.95796344,15.767627429999999,15.767627429999999,15.767627429999999,15.994259830000001]
["2023-07-24",2023,7,24,"Monday",14.64762717,15.883361000000001,14.64762717,14.64762717,14.64762717,14.64762717,14.64762717,14.64762717,14.64762717,14.64762717,14.64762717,14.64762717,15.7738698,15.994259830000001,57.387206689999999,60.773853430000003,57.612357979999999,53.371600350000001,51.362062559999998,49.051938669999998,15.919548799999999,15.944331630000001,15.883361000000001,14.64762717,15.883361000000001,15.767627429999999,15.95506123,15.91451573,15.893761550000001,15.994259830000001,14.64762717,15.34980401,50.697320519999998,57.12272626,67.669727940000001,72.701009389999996,72.701009389999996,72.701009389999996,72.701009389999996,72.701009389999996,72.701009389999996,71.373844599999998,64.035155079999996,57.12272626,56.080812899999998,54.033663169999997,55.051197350000002,57.12272626]
["2023-07-25",2023,7,25,"Tuesday",57.12272626,54.033663169999997,15.895966420000001,15.897549659999999,15.893761550000001,15.893761550000001,15.893761550000001,15.93751819,15.767627429999999,15.767627429999999,15.767627429999999,15.767627429999999,15.989386870000001,54.532906689999997,60.850684229999999,62.871254319999998,56.080812899999998,15.994259830000001,15.6300822,14.64762717,14.39497063,14.39497063,14.39497063,14.39497063,14.39497063,14.64762717,14.64762717,14.64762717,15.883361000000001,14.64762717,15.80885234,16.04498452,53.369947019999998,69.317889690000001,72.701009389999996,87.910329950000005,89.676812670000004,88.789328800000007,84.793383989999995,72.701009389999996,72.701009389999996,72.701009389999996,72.701009389999996,72.701009389999996,68.121780950000002,63.371806710000001,64.507536520000002,65.657423420000001]
["2023-07-26",2023,7,26,"Wednesday",63.543397040000002,62.065762460000002,58.177159099999997,56.080812899999998,56.080812899999998,55.051197350000002,55.61906699,57.698152759999999,59.244338429999999,62.524709280000003,67.362624629999999,72.701009389999996,72.701009389999996,89.676812670000004,95.533398770000005,97.247624200000004,95.533398770000005,93.314103750000001,87.039694990000001,72.701009389999996,72.701009389999996,52.295948340000002,39.344009610000001,37.27981861,38.114697049999997,38.805522189999998,40.049120709999997,65.481968789999996,72.701009389999996,72.701009389999996,86.177305129999993,76.101800030000007,90.572904989999998,96.147513989999993,159.21947714000001,195.40664952,190.97891737,190.97891734000001,188.64862603,192.94112365999999,186.93137707,183.01283282,177.22360806,103.44138709000001,98.077439929999997,95.533398770000005,96.137460959999999,97.097479079999999]
["2023-07-27",2023,7,27,"Thursday",95.533398770000005,95.533398770000005,94.245913509999994,89.676812670000004,87.039694990000001,76.101800030000007,72.701009389999996,72.701009389999996,72.701009389999996,72.701009389999996,72.701009389999996,76.101800030000007,88.443200419999997,93.314103750000001,95.533398770000005,95.685538539999996,94.268346080000001,76.101800030000007,68.304869749999995,58.464041139999999,45.382281229999997,34.64126203,33.368153560000003,15.895966420000001,15.895966420000001,15.895966420000001,32.742673250000003,33.368153560000003,34.973385909999998,43.757086280000003,57.257315210000002,64.539276639999997,72.701009389999996,87.039694990000001,93.323861539999996,96.160343769999997,101.40361814000001,101.40361814000001,99.407185609999999,96.28612158,95.533398770000005,95.334177170000004,89.676812670000004,86.177305129999993,72.701009389999996,72.701009389999996,72.701009389999996,72.701009389999996]
["2023-07-28",2023,7,28,"Friday",71.5464865,66.300998829999997,60.046992719999999,56.648669040000001,52.09151112,15.895966420000001,15.895966420000001,15.895966420000001,15.895966420000001,52.09151112,55.112045139999999,60.935323089999997,72.701009389999996,72.701009389999996,86.589212079999996,89.676812670000004,89.676812670000004,86.177305129999993,76.101800030000007,72.701009389999996,61.378016940000002,37.089996239999998,34.464874729999998,32.575953239999997,15.895966420000001,15.895966420000001,15.895966420000001,32.575953239999997,33.827846119999997,35.761758139999998,42.568203320000002,67.101263790000004,72.701009389999996,86.177305129999993,88.789328800000007,95.533398770000005,96.28612158,95.533398770000005,95.533398770000005,95.533398770000005,95.533398770000005,94.25576873,91.694317429999998,90.786631600000007,89.676812670000004,87.039694990000001,87.039694990000001,88.789328800000007]
["2023-07-29",2023,7,29,"Saturday",61.273757879999998,61.273757879999998,61.273757879999998,61.273757879999998,61.273757879999998,61.273757879999998,61.273757879999998,61.273757879999998,61.273757879999998,61.273757879999998,61.273757879999998,61.273757879999998,61.273757879999998,61.273757879999998,61.273757879999998,61.273757879999998,61.273757879999998,61.273757879999998,61.273757879999998,60.27672785,57.960819989999997,51.479307970000001,15.897549659999999,15.893761550000001,15.893761550000001,15.893761550000001,15.767627429999999,15.952397960000001,15.893761550000001,15.896935920000001,15.895966420000001,52.12810794,59.985596549999997,61.273757879999998,61.273757879999998,62.249974139999999,62.249974139999999,62.249974139999999,61.367993259999999,61.273757879999998,61.273757879999998,61.273757879999998,61.273757879999998,57.896636530000002,55.833237250000003,57.05090191,54.968340470000001,53.945280230000002]
["2023-07-30",2023,7,30,"Sunday",15.914233060000001,15.901530129999999,54.711572930000003,50.309807849999999,15.895966420000001,15.901530129999999,16.06031235,16.395771109999998,16.55953981,50.309807849999999,51.270871540000002,51.270871540000002,54.597928869999997,53.564943300000003,58.907053419999997,60.91329872,57.4719792,15.895966420000001,15.982673249999999,15.767627429999999,15.767627429999999,15.914233060000001,15.914233060000001,15.654918090000001,14.64762717,14.64762717,14.64762717,14.64762717,14.64762717,14.64762717,15.121250330000001,15.74431854,15.994259830000001,55.741873150000004,59.183510820000002,61.273757879999998,61.273757879999998,61.273757879999998,61.273757879999998,61.273757879999998,61.273757879999998,61.273757879999998,61.273757879999998,61.273757879999998,61.273757879999998,61.273757879999998,61.273757879999998,61.273757879999998]
["2023-07-31",2023,7,31,"Monday",61.273757879999998,61.273757879999998,61.273757879999998,59.98762164,59.98762164,57.281227360000003,55.229916600000003,55.229916600000003,54.222527909999997,54.222527909999997,59.98762164,60.91329872,61.273757879999998,61.273757879999998,61.273757879999998,61.273757879999998,61.273757879999998,61.273757879999998,60.451583450000001,43.439296929999998,32.205644599999999,15.9783171,15.914233060000001,15.7164717,15.58865439,15.43451496,14.64762717,15.28187793,15.74431854,15.43451496,15.756895889999999,15.56649298,15.870833319999999,15.767627429999999,16.000723149999999,58.539575599999999,60.462529740000001,61.06645803,59.183510820000002,57.960819989999997,54.968340470000001,15.895966420000001,15.92436944,15.944772589999999,15.767627429999999,15.58865439,15.901530129999999,15.92052986]
["2023-08-01",2023,8,1,"Tuesday",15.95014289,15.87061707,15.688598929999999,14.79408604,14.64762717,14.79408604,15.09126567,15.09126567,15.39426696,15.664499080000001,15.883361000000001,15.767627429999999,15.99724685,53.849527690000002,58.017443649999997,60.269150279999998,57.839391599999999,16.04498452,15.130721469999999,14.64762717,14.64762717,14.39497063,14.39497063,14.39497063,14.39497063,14.39497063,14.39497063,14.64762717,14.64762717,14.64762717,14.396411390000001,14.64762717,14.64762717,19.786710070000002,58.885988070000003,61.273757879999998,61.273757879999998,61.273757879999998,61.273757879999998,61.273757879999998,61.273757879999998,61.273757879999998,61.273757879999998,61.273757879999998,61.205465889999999,59.714520200000003,57.896636530000002,60.91329872]
["2023-08-02",2023,8,2,"Wednesday",60.91329872,60.269150279999998,58.907053419999997,56.784406320000002,53.607522009999997,53.227029549999997,52.243212219999997,53.227029549999997,55.229916600000003,60.310885130000003,61.273757879999998,61.273757879999998,61.273757879999998,62.249974139999999,63.902757829999999,179.83911022999999,63.309148239999999,61.906312659999998,61.273757879999998,61.273757879999998,57.960819989999997,35.883030859999998,34.010794490000002,32.800131100000002,33.401804030000001,34.010794490000002,32.823554399999999,33.261205220000001,35.173323779999997,37.043237070000004,45.014669840000003,60.68345652,61.273757879999998,63.149948569999999,177.02204265,203.83839675999999,203.83839675999999,203.83839675999999,203.83839675999999,203.83839675999999,203.83839675999999,177.02204265,156.12495251000001,90.35822091,61.29395495,61.273757879999998,61.273757879999998,61.273757879999998]
["2023-08-03",2023,8,3,"Thursday",61.273757879999998,59.864665330000001,57.38776111,52.701440249999997,15.990070230000001,15.770980420000001,15.446844820000001,14.64762717,14.64762717,14.64762717,14.64762717,14.98102413,14.98102413,53.889528599999998,56.832463130000001,58.047652360000001,51.180487999999997,14.64762717,14.64762717,14.396411390000001,14.39497063,14.39497063,14.39497063,14.39497063,14.39497063,14.39497063,14.39497063,14.39497063,14.39497063,14.39497063,14.39497063,14.39497063,14.64762717,15.6300822,15.994259830000001,57.38776111,59.007627929999998,59.006075260000003,59.008080900000003,58.539575599999999,56.882198330000001,55.837869750000003,15.895966420000001,15.896935920000001,15.893761550000001,15.895966420000001,15.895966420000001,15.901921679999999]
["2023-08-04",2023,8,4,"Friday",15.893761550000001,15.893761550000001,15.944331630000001,15.883361000000001,15.46894925,15.883361000000001,15.664499080000001,14.64762717,14.64762717,14.64762717,14.79408604,15.70991828,15.901530129999999,15.936046470000001,53.785760189999998,59.00850097,55.786131040000001,50.061107679999999,32.072520930000003,15.927977719999999,15.994259830000001,15.6300822,14.64762717,14.64762717,14.64762717,14.64762717,15.883361000000001,15.944331630000001,15.893761550000001,15.90730525,15.895966420000001,36.666665049999999,51.443282009999997,59.124113309999998,61.273757879999998,61.273757879999998,61.273757879999998,62.249974139999999,62.249974139999999,61.273757879999998,61.273757879999998,61.273757879999998,61.273757879999998,58.965355039999999,58.965355039999999,53.746433029999999,15.895966420000001,54.765722179999997]
["2023-08-05",2023,8,5,"Saturday",16.202454970000002,15.899571720000001,15.893761550000001,15.893761550000001,15.893761550000001,15.95169654,15.85319106,15.71699227,15.561531990000001,14.77778475,14.64762717,14.92566836,14.92566836,15.416949819999999,15.72655803,15.883361000000001,15.416949819999999,14.64762717,14.64762717,14.64762717,14.64762717,14.39497063,14.64762717,14.39497063,14.64762717,14.64762717,14.64762717,14.64762717,14.64762717,14.64762717,14.64762717,14.64762717,14.64762717,15.688598929999999,15.87061707,52.802081520000002,55.814636589999999,54.863204349999997,52.832839929999999,15.895966420000001,15.908012469999999,15.893761550000001,15.971482999999999,15.823818770000001,15.65632424,15.416949819999999,15.57100314,15.883636559999999]
["2023-08-06",2023,8,6,"Sunday",15.883361000000001,15.561531990000001,14.64762717,14.64762717,14.64762717,14.64762717,14.64762717,14.39497063,14.64762717,14.39497063,14.64762717,14.64762717,14.64762717,14.64762717,14.64762717,14.64762717,14.64762717,14.39497063,14.39497063,14.39903279,14.39497063,14.443164879999999,0,0,0,0,0,0,0,0,0,14.21374778,14.443164879999999,14.64762717,15.57100314,15.883361000000001,55.922299410000001,60.261274559999997,58.103244670000002,53.806037860000004,59.175776980000002,62.47211746,59.175776980000002,60.113584879999998,16.872483030000001,15.895966420000001,15.895966420000001,16.04498452]
["2023-08-07",2023,8,7,"Monday",15.723613759999999,15.686708060000001,15.52887636,15.074965860000001,14.64762717,14.64762717,14.64762717,14.64762717,14.64762717,15.377884379999999,15.64600257,15.80885234,16.04498452,54.826457410000003,59.175776980000002,59.178959579999997,58.103244670000002,16.04498452,15.80885234,15.64600257,15.25509181,14.77778475,15.40757238,15.57100314,15.40757238,15.40757238,15.57100314,15.225697609999999,14.77778475,15.225697609999999,15.883361000000001,15.767627429999999,15.95506123,53.806037860000004,61.359973949999997,63.442086089999997,63.442086089999997,63.442086089999997,63.442086089999997,63.442086089999997,62.47211746,60.366724740000002,57.999691669999997,54.826457410000003,16.042261230000001,15.895966420000001,15.895966420000001,15.895966420000001]
["2023-08-08",2023,8,8,"Tuesday",15.895966420000001,15.895966420000001,15.905532279999999,15.93305412,15.84338857,15.767627429999999,15.767627429999999,15.798982540000001,15.686708060000001,15.53154733,15.62974891,15.85649972,16.005188359999998,58.103244670000002,63.442086089999997,63.442086089999997,63.442086089999997,59.518300279999998,29.831275009999999,15.994259830000001,15.7738698,15.225697609999999,14.64762717,14.64762717,14.64762717,14.77778475,14.64762717,14.64762717,14.92566836,15.225697609999999,15.883636559999999,15.767627429999999,15.767627429999999,15.996898030000001,55.996157719999999,61.32301331,62.47211746,61.359973949999997,60.261274559999997,57.04344674,54.961157440000001,16.054714229999998,15.91214347,15.96639255,15.767627429999999,15.686708060000001,15.798982540000001,15.949686939999999]
["2023-08-09",2023,8,9,"Wednesday",15.87161695,15.686708060000001,14.77778475,14.64762717,14.64762717,14.64762717,14.64762717,14.64762717,14.64762717,14.64762717,14.64762717,15.074965860000001,15.80885234,16.04498452,55.868475799999999,61.359973949999997,62.193320739999997,56.395661250000003,37.427591669999998,15.918611159999999,15.96484366,15.83837868,15.53154733,15.84338857,14.77778475,14.64762717,14.64762717,14.77778475,15.883361000000001,15.65463244,15.994259830000001,15.893761550000001,51.425065619999998,63.442086089999997,63.442086089999997,63.806146409999997,63.806146409999997,63.806146409999997,63.597953369999999,63.442086089999997,63.442086089999997,63.442086089999997,63.442086089999997,63.442086089999997,63.442086089999997,63.442086089999997,63.442086089999997,63.442086089999997]
["2023-08-10",2023,8,10,"Thursday",63.442086089999997,63.442086089999997,63.442086089999997,63.442086089999997,63.442086089999997,63.442086089999997,62.814536990000001,61.14178527,61.14178527,60.046992719999999,61.14178527,62.319009399999999,63.442086089999997,63.442086089999997,63.442086089999997,63.442086089999997,63.442086089999997,63.442086089999997,55.379795680000001,29.891586830000001,15.91708545,15.95537464,15.82133703,15.71699227,15.71699227,15.377884379999999,14.64762717,14.64762717,14.64762717,14.64762717,14.64762717,14.64762717,14.77778475,15.7738698,15.994259830000001,54.756429570000002,61.163757279999999,60.969507159999999,60.261274559999997,59.769904889999999,58.103244670000002,54.961157440000001,16.376944120000001,15.899934,15.900625529999999,15.87397526,15.893761550000001,15.95506123]
["2023-08-11",2023,8,11,"Friday",15.767627429999999,15.883361000000001,15.377884379999999,14.64762717,14.64762717,14.64762717,14.64762717,14.64762717,14.64762717,14.64762717,14.64762717,15.225697609999999,15.7738698,15.994259830000001,15.927977719999999,52.824334659999998,15.994259830000001,15.7738698,14.92566836,14.64762717,14.39497063,14.39497063,14.39497063,14.39497063,14.39497063,14.39497063,14.39497063,14.39497063,14.39497063,14.39497063,14.39497063,14.64762717,15.6300822,15.994259830000001,55.858921080000002,61.205102050000001,62.55021507,63.442086089999997,62.319009399999999,62.319009399999999,63.174996149999998,63.442086089999997,63.442086089999997,63.442086089999997,63.442086089999997,63.442086089999997,63.442086089999997,63.442086089999997]
["2023-08-12",2023,8,12,"Saturday",62.249974139999999,62.249974139999999,62.249974139999999,62.249974139999999,60.665332419999999,58.299932820000002,52.866831089999998,49.6492346,49.358218860000001,48.452026760000003,50.394709779999999,49.051938669999998,51.637380450000002,54.15150783,56.648669040000001,56.496670299999998,58.646345279999998,54.925072810000003,34.502298019999998,25.223957559999999,20.647581559999999,15.893761550000001,15.895966420000001,15.895966420000001,21.039797549999999,15.895966420000001,15.895966420000001,15.895966420000001,15.895966420000001,15.893761550000001,15.896935920000001,30.354121339999999,47.14155323,56.651507819999999,61.18385644,62.249974139999999,62.249974139999999,62.249974139999999,62.249974139999999,62.249974139999999,62.234946780000001,61.024397819999997,59.620212690000002,60.046992719999999,59.470067569999998,61.14178527,61.424691639999999,62.249974139999999]
["2023-08-13",2023,8,13,"Sunday",61.27000219,60.046992719999999,55.934238139999998,52.922802590000003,16.416929509999999,15.895966420000001,15.895966420000001,15.895966420000001,15.895966420000001,15.895966420000001,15.925116170000001,16.254622390000002,16.09391286,50.309807849999999,53.768534950000003,49.914058850000004,16.04498452,15.80885234,15.466588120000001,14.64762717,14.64762717,14.39497063,14.39497063,14.39497063,14.39497063,14.39497063,14.39497063,14.39497063,14.39497063,14.39497063,14.64762717,14.973846959999999,15.27484467,15.93477747,56.903643379999998,62.234946780000001,62.249974139999999,62.249974139999999,62.249974139999999,61.424691639999999,60.663938659999999,59.470067569999998,57.960843939999997,54.826457410000003,52.769451750000002,15.895966420000001,16.913678300000001,52.738965370000003]
["2023-08-14",2023,8,14,"Monday",16.580858169999999,15.895966420000001,16.010563019999999,15.73734322,15.883361000000001,15.58168165,15.427522679999999,15.427522679999999,15.73734322,15.83328803,15.767627429999999,15.958894559999999,15.912419030000001,56.851675499999999,60.06275789,62.249974139999999,62.249974139999999,62.249974139999999,59.544655050000003,57.723546450000001,32.089443180000004,28.662949659999999,16.59368795,16.09391286,15.895966420000001,15.895966420000001,16.580858169999999,15.925116170000001,16.759390700000001,29.230783240000001,30.925734550000001,49.132222040000002,60.390729980000003,62.249974139999999,62.249974139999999,62.249974139999999,62.249974139999999,62.249974139999999,62.249974139999999,62.249974139999999,62.249974139999999,62.249974139999999,62.249974139999999,62.234946780000001,60.113584879999998,59.030747660000003,59.030747660000003,59.030747660000003]
["2023-08-15",2023,8,15,"Tuesday",57.960843939999997,55.82929626,54.765722179999997,17.425696899999998,16.053262929999999,15.897549659999999,15.893761550000001,15.893761550000001,15.893761550000001,15.893761550000001,15.89154791,15.894529479999999,15.89763999,16.416929509999999,54.582094400000003,54.826457410000003,15.93477747,15.648542239999999,14.64762717,14.64762717,14.39497063,14.39497063,14.39497063,14.39497063,14.39497063,14.39497063,14.39497063,14.39497063,14.39497063,14.39497063,14.39497063,14.39497063,14.39497063,14.64762717,15.75812765,16.04498452,53.805067110000003,54.826457410000003,55.858921080000002,52.797452919999998,15.93477747,15.895966420000001,15.895966420000001,15.895966420000001,15.934199769999999,15.77719319,15.767627429999999,15.958550369999999]
["2023-08-16",2023,8,16,"Wednesday",15.895966420000001,15.895966420000001,15.99796366,15.883361000000001,15.27484467,14.64762717,14.64762717,14.64762717,14.64762717,14.64762717,14.64762717,14.64762717,15.648542239999999,15.93477747,15.9655158,53.746433029999999,47.307290389999999,15.895966420000001,15.927977719999999,15.994259830000001,14.64762717,14.64762717,14.39497063,14.39497063,14.39497063,14.39497063,14.39497063,14.39497063,14.64762717,14.64762717,14.64762717,15.466588120000001,15.6300822,15.994259830000001,52.738965370000003,59.620212690000002,60.112509449999997,60.420885480000003,61.20959156,61.20959156,60.113584879999998,60.113584879999998,59.470067569999998,58.882077610000003,55.79704212,53.746433029999999,53.746433029999999,56.840607110000001]
["2023-08-17",2023,8,17,"Thursday",50.669446610000001,50.309807849999999,51.778681800000001,16.92676561,16.913678300000001,16.746432800000001,16.580858169999999,17.266634230000001,16.580858169999999,16.913678300000001,51.663894419999998,57.896636530000002,62.249974139999999,62.249974139999999,62.249974139999999,62.249974139999999,62.249974139999999,62.249974139999999,37.036214149999999,32.535525219999997,24.013470290000001,21.037358439999998,20.643016759999998,15.895966420000001,15.93477747,16.254622390000002,16.580858169999999,23.68308876,26.111429170000001,32.089443180000004,37.098103109999997,42.537959450000002,62.249974139999999,62.249974139999999,63.52194291,190.97891715,190.97891715,189.06480726000001,188.64862603,188.64862603,190.08296658,190.97891715,186.93137687999999,146.21125759,62.872229189999999,62.286380610000002,62.286380610000002,62.286380610000002]
["2023-08-18",2023,8,18,"Friday",62.249974139999999,62.249974139999999,62.249974139999999,62.249974139999999,62.249974139999999,60.046992719999999,57.896636530000002,56.840607110000001,54.765722179999997,53.746433029999999,55.79704212,57.930104360000001,60.215635769999999,62.249974139999999,62.249974139999999,62.249974139999999,61.044594879999998,56.587710600000001,15.994259830000001,15.6300822,14.64762717,14.64762717,14.39497063,14.39497063,14.39497063,14.64762717,14.39497063,14.39497063,14.39497063,14.39497063,14.39497063,14.39497063,14.64762717,14.64762717,15.63875416,16.42963245,55.858921080000002,55.858736469999997,53.806037860000004,56.903643379999998,53.806037860000004,52.797452919999998,57.960843939999997,56.903643379999998,55.858921080000002,55.79704212,57.90994267,61.155837230000003]
["2023-08-19",2023,8,19,"Saturday",61.223534549999997,57.66991325,54.765722179999997,52.738965370000003,15.893761550000001,15.99724685,15.767627429999999,15.883361000000001,15.170271079999999,15.883361000000001,15.767627429999999,15.767627429999999,15.668259040000001,15.994259830000001,15.914326089999999,16.04498452,15.80885234,14.64762717,14.39497063,14.39497063,14.39497063,14.39497063,14.39497063,14.39497063,14.39497063,14.39497063,14.39497063,14.39497063,14.39497063,14.39497063,14.64762717,14.64762717,14.64762717,14.64762717,19.786710070000002,57.164335999999999,60.388983199999998,61.63406251,62.249974139999999,62.249974139999999,62.249974139999999,62.249974139999999,60.663938659999999,58.299932820000002,57.896636530000002,56.840607110000001,57.67976848,58.837420999999999]
["2023-08-20",2023,8,20,"Sunday",57.896636530000002,55.422366650000001,53.260364010000004,50.817024189999998,15.895966420000001,15.952397960000001,15.767627429999999,15.895966420000001,15.895966420000001,15.767627429999999,15.952397960000001,15.767627429999999,15.767627429999999,15.9772113,15.893761550000001,55.422366650000001,15.893761550000001,15.895966420000001,15.895966420000001,15.895966420000001,21.436327259999999,20.643016759999998,15.895966420000001,15.896935920000001,15.893761550000001,15.93751819,15.767627429999999,15.767627429999999,15.767627429999999,15.95269761,15.90801025,24.018535660000001,52.73265997,61.024397819999997,62.249974139999999,62.872229189999999,63.732733260000003,118.64957079,142.07216486999999,118.64957079,117.47440086,63.732733260000003,62.893037829999997,62.893037829999997,62.249974139999999,62.249974139999999,62.249974139999999,62.249974139999999]
["2023-08-21",2023,8,21,"Monday",62.249974139999999,62.249974139999999,62.249974139999999,62.249974139999999,62.249974139999999,62.249974139999999,62.249974139999999,62.249974139999999,62.249974139999999,62.249974139999999,62.249974139999999,62.249974139999999,62.249974139999999,62.872229189999999,62.893037829999997,114.02077104,62.893037829999997,62.249974139999999,62.249974139999999,62.249974139999999,56.587710600000001,49.57057631,37.9312963,46.087851450000002,42.457782709999996,35.982762209999997,34.10532225,33.494639190000001,33.494639190000001,33.494639190000001,34.10532225,38.867163060000003,56.420633309999999,61.27000219,62.249974139999999,62.249974139999999,62.249974139999999,62.249974139999999,62.249974139999999,62.249974139999999,62.249974139999999,62.249974139999999,62.249974139999999,62.249974139999999,62.249974139999999,62.249974139999999,62.249974139999999,62.249974139999999]
["2023-08-22",2023,8,22,"Tuesday",62.249974139999999,61.882275739999997,61.27000219,60.046992719999999,58.965355039999999,57.701132489999999,57.710969110000001,56.57538074,57.698152759999999,58.766242169999998,60.06399116,61.882275739999997,62.249974139999999,62.249974139999999,62.249974139999999,62.249974139999999,62.249974139999999,62.249974139999999,58.299932820000002,42.744003810000002,34.10532225,22.29429854,21.884986420000001,22.70849952,33.494639190000001,38.162946830000003,40.433857840000002,44.26193971,44.26193971,50.083399120000003,60.06399116,62.249974139999999,62.249974139999999,62.249974139999999,92.337337680000005,184.94061015,195.16192977,195.16192977,195.16192977,195.16192977,195.16192977,191.06867639999999,190.97891791000001,183.01283337999999,134.13659927,80.588591129999998,89.792611350000001,89.792611350000001]
["2023-08-23",2023,8,23,"Wednesday",63.371806710000001,62.89453005,62.872229189999999,62.249974139999999,62.249974139999999,62.249974139999999,62.249974139999999,62.249974139999999,62.249974139999999,62.249974139999999,62.249974139999999,62.249974139999999,62.249974139999999,100.96374465,114.67668385,117.46339218999999,62.893037829999997,62.249974139999999,59.843232450000002,56.73057859,44.3100612,40.024638719999999,32.891294010000003,38.113802149999998,52.770200940000002,56.02809603,57.891699889999998,57.1528335,57.723546450000001,57.723546450000001,59.38273942,61.536318450000003,62.249974139999999,62.270576830000003,100.96374465,191.56167044,191.56167044,191.56167044,191.56167044,179.98129761999999,109.40863483,62.893037829999997,62.604511430000002,62.249974139999999,62.249974139999999,62.249974139999999,62.249974139999999,62.249974139999999]
["2023-08-24",2023,8,24,"Thursday",60.211423320000002,57.896636530000002,55.473909630000001,53.746433029999999,15.895966420000001,15.895966420000001,15.895966420000001,15.895966420000001,15.895966420000001,15.895966420000001,52.738965370000003,54.765722179999997,58.226379909999999,62.249974139999999,62.249974139999999,62.249974139999999,60.046992719999999,53.407887809999998,38.3511047,15.89736222,15.893761550000001,15.893761550000001,15.893761550000001,15.767627429999999,15.93751819,31.608371040000002,39.06838054,53.289178980000003,57.1528335,57.1528335,55.46182245,60.215635769999999,62.249974139999999,62.249974139999999,62.893037829999997,106.51019229000001,191.56167044,191.56167044,187.07981036000001,178.15245429000001,174.58186125,149.30793552,97.781339590000002,86.589212079999996,62.893037829999997,62.360778150000002,62.249974139999999,62.430228759999999]
["2023-08-25",2023,8,25,"Friday",62.361890119999998,62.249974139999999,62.249974139999999,62.249974139999999,62.249974139999999,62.249974139999999,62.249974139999999,62.249974139999999,62.249974139999999,62.249974139999999,62.249974139999999,62.249974139999999,62.249974139999999,62.893037829999997,105.75838181,63.732733260000003,62.249974139999999,61.044594879999998,57.117788609999998,41.812377509999997,29.980142229999998,15.895966420000001,15.897549659999999,15.893761550000001,15.893761550000001,15.893761550000001,15.893761550000001,15.893761550000001,15.893761550000001,15.893761550000001,15.897632079999999,15.895966420000001,52.427345819999999,57.896636530000002,62.249974139999999,62.249974139999999,62.893037829999997,62.893037829999997,62.893037829999997,62.893037829999997,62.893037829999997,62.893037829999997,62.872229189999999,62.249974139999999,62.249974139999999,62.249974139999999,62.249974139999999,62.249974139999999]
["2023-08-26",2023,8,26,"Saturday",60.046992719999999,60.046992719999999,60.046992719999999,60.046992719999999,60.046992719999999,60.046992719999999,60.046992719999999,60.046992719999999,60.046992719999999,60.046992719999999,60.046992719999999,60.046992719999999,60.046992719999999,60.647044700000002,60.046992719999999,60.046992719999999,60.046992719999999,42.130500560000002,33.891179360000002,16.00600609,15.87061707,15.688598929999999,15.42653205,14.64762717,14.64762717,14.64762717,14.64762717,14.64762717,14.64762717,15.53018041,15.688598929999999,15.87061707,16.00600609,57.50093846,60.046992719999999,61.329438629999999,62.82098285,63.841947859999998,62.82098285,62.82098285,62.82098285,62.505893999999998,62.644832340000001,62.319009399999999,61.86578489,61.253276759999999,62.249974139999999,62.434422499999997]
["2023-08-27",2023,8,27,"Sunday",61.86578489,61.14178527,60.046992719999999,60.046992719999999,60.046992719999999,60.046992719999999,60.046992719999999,60.046992719999999,60.046992719999999,60.046992719999999,60.046992719999999,60.046992719999999,60.046992719999999,60.046992719999999,60.046992719999999,60.046992719999999,60.046992719999999,59.193680559999997,53.310942410000003,17.09395181,15.994259830000001,15.7738698,15.12242032,14.64762717,14.64762717,14.64762717,14.64762717,14.64762717,14.64762717,14.64762717,14.64762717,15.7738698,15.994259830000001,54.982637879999999,60.046992719999999,60.046992719999999,61.58262766,61.886801599999998,60.340347680000001,60.340347680000001,60.046992719999999,60.046992719999999,60.046992719999999,60.046992719999999,60.046992719999999,60.046992719999999,60.046992719999999,60.046992719999999]
["2023-08-28",2023,8,28,"Monday",60.046992719999999,60.046992719999999,60.046992719999999,60.046992719999999,60.046992719999999,60.046992719999999,60.046992719999999,60.046992719999999,60.046992719999999,60.046992719999999,60.046992719999999,60.046992719999999,60.046992719999999,62.705418309999999,62.82098285,62.249974139999999,60.046992719999999,58.885052190000003,54.03697536,33.504566529999998,15.90421576,15.93060762,15.787548019999999,15.787548019999999,15.93060762,15.895966420000001,15.893761550000001,15.896935920000001,15.895966420000001,15.895966420000001,15.94530453,53.732426740000001,60.046992719999999,60.046992719999999,62.82098285,145.36853825,182.82631975999999,183.06062073999999,178.81488593,159.21947714000001,141.12486910000001,136.97746093000001,84.793383989999995,64.992470049999994,62.82098285,62.249974139999999,62.249974139999999,62.82098285]
["2023-08-29",2023,8,29,"Tuesday",62.249974139999999,60.046992719999999,60.046992719999999,60.046992719999999,60.046992719999999,60.046992719999999,60.046992719999999,60.046992719999999,60.046992719999999,60.046992719999999,60.046992719999999,60.046992719999999,61.656531209999997,98.693146540000001,98.693146540000001,62.82098285,60.046992719999999,60.046992719999999,52.444416570000001,34.419361539999997,31.392099859999998,25.0305286,21.04435831,21.480477109999999,32.581438599999998,33.799359160000002,20.638725969999999,33.799359160000002,33.799359160000002,33.799359160000002,34.419361539999997,44.46327479,60.046992719999999,60.046992719999999,94.383823489999997,199.84814779999999,199.84814779999999,199.84814779999999,199.84814779999999,196.91890749999999,181.7094386,167.30161025000001,100.96374465,63.841947859999998,62.705418309999999,60.046992719999999,60.046992719999999,60.152090870000002]
["2023-08-30",2023,8,30,"Wednesday",60.046992719999999,60.046992719999999,60.046992719999999,60.046992719999999,60.046992719999999,60.046992719999999,60.046992719999999,58.965355039999999,58.865054860000001,58.865054860000001,60.046992719999999,60.046992719999999,60.046992719999999,60.473328289999998,61.58262766,60.046992719999999,60.046992719999999,54.718261849999998,33.799359160000002,27.866157999999999,15.897668319999999,15.893761550000001,15.893761550000001,15.893761550000001,15.893761550000001,15.893761550000001,15.893761550000001,15.767627429999999,15.93751819,15.893761550000001,15.893761550000001,15.898663450000001,52.570351420000001,60.046992719999999,60.046992719999999,62.82098285,68.778717929999999,110.9235868,68.098380559999995,62.82098285,60.41577539,60.046992719999999,60.046992719999999,60.046992719999999,59.47322389,55.121925670000003,54.576806730000001,15.895966420000001]
["2023-08-31",2023,8,31,"Thursday",15.895966420000001,16.00209418,15.82462149,15.77558043,15.59016765,14.64762717,14.64762717,14.64762717,14.64762717,14.64762717,14.64762717,15.12242032,15.79035139,16.104598710000001,55.121925670000003,57.361996599999998,56.374075750000003,56.228340099999997,54.05024693,34.491011800000003,16.256538330000001,15.923746209999999,15.895966420000001,15.895966420000001,15.895966420000001,16.579358079999999,16.91211143,16.91211143,16.915664929999998,16.92494121,16.92494121,52.005385080000003,54.642122899999997,57.929621279999999,60.046992719999999,60.046992719999999,60.046992719999999,60.046992719999999,60.046992719999999,60.046992719999999,60.046992719999999,60.046992719999999,60.046992719999999,59.29303341,59.09256766,55.070062630000002,56.107113750000003,57.156477969999997]
["2023-09-01",2023,9,1,"Friday",15.994259830000001,15.6300822,14.64762717,14.64762717,14.64762717,14.64762717,14.64762717,14.64762717,14.64762717,14.64762717,14.64762717,15.664499080000001,15.883361000000001,15.99796366,15.895966420000001,15.895966420000001,15.898828699999999,15.893761550000001,15.893761550000001,15.893761550000001,15.893761550000001,15.994259830000001,15.7738698,15.273752760000001,14.64762717,14.64762717,14.64762717,14.64762717,14.64762717,14.64762717,14.64762717,14.64762717,15.46482797,15.688598929999999,15.87061707,16.00600609,52.642122950000001,53.683198109999999,52.738965370000003,15.93656517,15.895966420000001,15.895966420000001,15.895966420000001,15.895966420000001,15.895966420000001,15.893761550000001,15.896935920000001,15.895966420000001]
["2023-09-02",2023,9,2,"Saturday",17.600640640000002,16.37514221,15.893761550000001,15.93751819,15.767627429999999,15.767627429999999,15.93751819,15.893761550000001,15.896935920000001,15.895966420000001,16.052680280000001,16.37514221,16.73450777,52.767805260000003,52.808332980000003,54.503962770000001,39.646754420000001,16.911387600000001,17.263514499999999,17.4358966,25.49791475,17.08374379,16.744169079999999,16.052680280000001,16.052680280000001,16.703921080000001,16.213133070000001,15.895966420000001,16.538730489999999,17.070404979999999,18.142998110000001,31.598408710000001,55.33245599,61.340490240000001,61.340490240000001,61.340490240000001,62.452280610000003,62.452280610000003,61.340490240000001,61.340490240000001,61.340490240000001,61.340490240000001,61.340490240000001,61.340490240000001,61.340490240000001,61.340490240000001,61.340490240000001,61.340490240000001]
["2023-09-03",2023,9,3,"Sunday",61.340490240000001,61.340490240000001,61.340490240000001,61.340490240000001,61.340490240000001,61.340490240000001,61.340490240000001,61.340490240000001,61.340490240000001,61.340490240000001,61.340490240000001,61.340490240000001,61.340490240000001,61.340490240000001,61.340490240000001,61.340490240000001,60.086063660000001,33.989487769999997,31.598408710000001,30.444954070000001,29.318254450000001,29.318254450000001,16.923840599999998,29.318254450000001,29.878318400000001,30.444954070000001,20.685532729999998,17.08374379,17.263514499999999,29.318254450000001,31.0182778,32.779582810000001,57.37479475,61.340490240000001,61.340490240000001,63.851902490000001,72.742447470000002,137.92596173999999,134.13659927,72.742447470000002,72.022253899999995,63.851902490000001,63.851902490000001,63.851902490000001,62.593567989999997,62.452280610000003,63.21947849,63.577759039999997]
["2023-09-04",2023,9,4,"Monday",61.340490240000001,61.340490240000001,61.340490240000001,61.340490240000001,61.340490240000001,61.340490240000001,61.340490240000001,60.526429630000003,61.13111937,61.13111937,61.340490240000001,61.340490240000001,61.340490240000001,61.974070879999999,62.452280610000003,61.340490240000001,61.340490240000001,61.340490240000001,54.661901970000002,15.895966420000001,15.895966420000001,15.895966420000001,15.93205747,15.93205747,15.93205747,16.09135912,15.895966420000001,15.895966420000001,16.590788379999999,16.426685190000001,48.748669509999999,53.79600052,58.020591490000001,61.340490240000001,61.340490240000001,61.360889090000001,62.452280610000003,62.452280610000003,61.340490240000001,61.340490240000001,61.340490240000001,61.340490240000001,61.340490240000001,61.340490240000001,61.340490240000001,61.340490240000001,61.340490240000001,61.340490240000001]
["2023-09-05",2023,9,5,"Tuesday",61.340490240000001,61.340490240000001,61.340490240000001,61.340490240000001,61.340490240000001,61.340490240000001,61.340490240000001,61.340490240000001,61.340490240000001,61.340490240000001,61.340490240000001,61.340490240000001,61.340490240000001,62.452280610000003,61.340490240000001,61.340490240000001,61.340490240000001,50.588933130000001,29.878318400000001,15.994259830000001,15.7738698,14.64762717,14.64762717,14.64762717,14.64762717,14.64762717,14.64762717,15.688598929999999,15.87061707,15.767627429999999,15.92286475,15.92286475,16.923840599999998,60.242139719999997,61.340490240000001,63.851902490000001,63.851902490000001,63.851902490000001,63.851902490000001,62.572759349999998,61.340490240000001,61.340490240000001,61.340490240000001,61.340490240000001,61.340490240000001,60.373270310000002,59.15698682,58.084795069999998]
["2023-09-06",2023,9,6,"Wednesday",54.943705559999998,17.78587954,17.070404979999999,15.895966420000001,15.896935920000001,15.893761550000001,15.919406410000001,15.893761550000001,15.77974506,15.736354970000001,15.767627429999999,15.767627429999999,15.99078048,16.41459802,16.417945840000002,15.994259830000001,15.7738698,14.64762717,14.39497063,14.39497063,14.39497063,14.39497063,14.39497063,14.39497063,14.39497063,14.39497063,14.39497063,14.64762717,14.64762717,14.64762717,15.883361000000001,15.58043906,15.84016027,16.052680280000001,55.978377190000003,59.15698682,60.238771960000001,61.340490240000001,57.025333660000001,52.910361969999997,16.744169079999999,16.242821070000002,15.8996665,15.893761550000001,15.893761550000001,15.90791456,15.893761550000001,15.893761550000001]
["2023-09-07",2023,9,7,"Thursday",15.736354970000001,14.64762717,14.64762717,15.664499080000001,15.883361000000001,15.58043906,15.84016027,15.767627429999999,15.58043906,15.84016027,15.767627429999999,15.959779559999999,15.913099430000001,17.4358966,54.943705559999998,53.921103809999998,16.57858045,15.994259830000001,14.64762717,14.64762717,14.39497063,14.39497063,14.39497063,14.39497063,14.64762717,14.64762717,14.64762717,14.64762717,15.664499080000001,15.883361000000001,15.944331630000001,15.767627429999999,15.96276729,16.252198509999999,57.446966860000003,61.340490240000001,61.340490240000001,61.340490240000001,61.340490240000001,61.340490240000001,61.340490240000001,61.3094587,60.526429630000003,61.14178527,61.340490240000001,61.13111937,61.340490240000001,61.340490240000001]
["2023-09-08",2023,9,8,"Friday",61.340490240000001,61.340490240000001,61.340490240000001,58.953642870000003,54.795464850000002,48.438709840000001,45.845123119999997,48.461122349999997,49.358218860000001,47.571400490000002,55.33245599,61.13111937,61.340490240000001,61.340490240000001,61.340490240000001,61.340490240000001,61.340490240000001,33.380878809999999,27.232118790000001,15.895966420000001,15.895966420000001,15.893761550000001,15.896935920000001,15.895966420000001,16.252198509999999,16.747584109999998,15.895966420000001,15.895966420000001,15.895966420000001,15.895966420000001,15.895966420000001,16.747584109999998,53.210560659999999,61.340490240000001,61.340490240000001,64.843660200000002,152.50472325000001,192.63338343000001,190.97891715,188.64862603,189.55636935999999,190.97891715,186.93137687999999,183.01283265000001,142.07216486999999,63.851902490000001,63.851902490000001,63.851902490000001]
["2023-09-09",2023,9,9,"Saturday",63.246936159999997,63.246936159999997,63.246936159999997,63.246936159999997,63.246936159999997,63.246936159999997,63.246936159999997,63.246936159999997,63.246936159999997,63.246936159999997,63.246936159999997,63.246936159999997,63.246936159999997,63.246936159999997,63.246936159999997,60.205944389999999,33.504566529999998,15.883361000000001,15.664499080000001,14.64762717,14.64762717,14.39497063,14.39497063,14.39497063,14.39497063,14.39497063,14.39497063,14.39497063,14.39497063,14.39497063,14.64762717,14.64762717,14.64762717,14.64762717,27.382001880000001,61.566075929999997,63.246936159999997,63.246936159999997,63.246936159999997,63.246936159999997,63.246936159999997,63.246936159999997,63.246936159999997,62.647557519999999,62.027867649999997,59.237129899999999,56.99162106,57.102588879999999]
["2023-09-10",2023,9,10,"Sunday",53.994153570000002,29.647672750000002,28.166622050000001,26.272707910000001,15.901823329999999,15.893761550000001,15.951932729999999,15.767627429999999,15.767627429999999,15.895966420000001,15.893761550000001,15.893761550000001,15.893761550000001,28.763459000000001,28.166622050000001,19.786710070000002,14.64762717,14.64762717,14.64762717,14.64762717,14.64762717,14.64762717,14.64762717,14.64762717,14.64762717,14.64762717,14.64762717,14.64762717,14.64762717,15.883361000000001,15.19189591,15.58898791,15.7738698,15.994259830000001,51.750683350000003,62.536887999999998,63.246936159999997,63.246936159999997,63.246936159999997,63.246936159999997,63.246936159999997,63.246936159999997,63.246936159999997,63.246936159999997,63.246936159999997,63.246936159999997,63.246936159999997,63.246936159999997]
["2023-09-11",2023,9,11,"Monday",63.246936159999997,63.246936159999997,63.246936159999997,63.246936159999997,63.246936159999997,63.246936159999997,63.246936159999997,63.246936159999997,63.246936159999997,63.246936159999997,63.246936159999997,63.246936159999997,63.246936159999997,63.246936159999997,63.246936159999997,63.246936159999997,63.246936159999997,45.858593640000002,28.21072113,26.535506829999999,22.248476,21.436327259999999,21.037358439999998,20.643016759999998,20.643016759999998,20.643016759999998,20.643016759999998,21.037358439999998,21.037358439999998,25.116341930000001,28.166622050000001,29.354511209999998,52.291470879999999,63.246936159999997,63.246936159999997,86.589212079999996,145.36853825,157.48080593,153.76714577000001,136.97746093000001,76.101800030000007,63.429832310000002,63.246936159999997,63.246936159999997,63.246936159999997,60.323752919999997,56.978657259999999,55.018140690000003]
["2023-09-12",2023,9,12,"Tuesday",29.060725009999999,26.012397750000002,15.994259830000001,15.7738698,14.64762717,14.64762717,14.64762717,14.64762717,14.39497063,14.39497063,14.64762717,14.64762717,14.64762717,15.883361000000001,15.883361000000001,14.64762717,14.39497063,14.39497063,14.408977180000001,14.443164879999999,0,0,0,0,0,0,0,0,0,9.7396571999999999,14.443164879999999,14.408977180000001,14.39497063,14.64762717,14.64762717,15.883361000000001,15.99796366,15.895966420000001,15.895966420000001,15.895966420000001,15.895966420000001,15.895966420000001,15.902509159999999,15.93751819,15.767627429999999,15.767627429999999,15.767627429999999,15.98185022]
["2023-09-13",2023,9,13,"Wednesday",15.893761550000001,15.893761550000001,15.958783390000001,15.767627429999999,15.767627429999999,15.883361000000001,14.64762717,15.664499080000001,15.883361000000001,15.944331630000001,15.919548799999999,15.895966420000001,27.61231785,53.564943300000003,53.479864579999997,38.853466070000003,28.492425860000001,19.786710070000002,14.64762717,14.64762717,14.64762717,14.64762717,14.64762717,14.64762717,14.64762717,14.64762717,14.64762717,14.64762717,14.64762717,14.64762717,15.688598929999999,15.87061707,26.272707910000001,30.252614009999999,62.536887999999998,63.246936159999997,63.246936159999997,63.246936159999997,63.246936159999997,63.246936159999997,63.246936159999997,63.246936159999997,63.246936159999997,63.246936159999997,63.246936159999997,63.246936159999997,63.246936159999997,63.246936159999997]
["2023-09-14",2023,9,14,"Thursday",63.246936159999997,63.246936159999997,62.536887999999998,60.323752919999997,55.229916600000003,54.222527909999997,53.227029549999997,53.227029549999997,52.243212219999997,53.227029549999997,55.61906699,58.163485600000001,62.536887999999998,63.246936159999997,63.246936159999997,59.507483149999999,29.564531129999999,22.74552422,14.64762717,14.64762717,14.64762717,14.64762717,14.64762717,14.64762717,14.64762717,14.64762717,14.64762717,14.64762717,14.64762717,14.64762717,14.64762717,14.64762717,14.64762717,28.48894228,62.536887999999998,63.246936159999997,63.246936159999997,63.246936159999997,63.246936159999997,63.246936159999997,63.246936159999997,63.246936159999997,63.246936159999997,63.246936159999997,60.199494530000003,29.953364690000001,29.060725009999999,29.354511209999998]
["2023-09-15",2023,9,15,"Friday",27.33919826,15.92052986,15.95014289,15.87061707,15.688598929999999,14.64762717,14.64762717,14.64762717,14.64762717,14.64762717,14.64762717,14.64762717,15.883361000000001,15.994259830000001,15.883361000000001,14.64762717,14.39497063,14.39497063,14.408977180000001,14.443164879999999,14.21374778,0,0,0,0,0,0,0,0,14.443164879999999,14.39497063,14.39903279,14.39497063,14.64762717,14.64762717,15.994259830000001,15.927977719999999,26.272707910000001,15.895966420000001,15.895966420000001,15.895966420000001,16.041906399999998,15.78642938,15.415655599999999,15.89462533,15.767627429999999,15.767627429999999,15.952397960000001]
["2023-09-16",2023,9,16,"Saturday",15.883361000000001,14.64762717,14.64762717,14.64762717,14.64762717,14.64762717,14.64762717,14.64762717,14.64762717,14.64762717,14.64762717,15.883361000000001,15.99796366,15.895966420000001,28.869822410000001,27.94365891,22.172827139999999,15.895966420000001,20.731776029999999,15.91101151,15.893761550000001,15.994259830000001,14.64762717,14.64762717,14.64762717,14.64762717,14.64762717,14.64762717,14.64762717,14.64762717,14.64762717,14.64762717,14.64762717,14.64762717,14.64762717,28.88165699,57.970736780000003,60.123845160000002,61.220038899999999,61.220038899999999,62.193039489999997,62.814379510000002,63.442086089999997,63.442086089999997,63.442086089999997,63.442086089999997,63.442086089999997,63.442086089999997]
["2023-09-17",2023,9,17,"Sunday",63.442086089999997,63.442086089999997,62.039769839999998,54.473455489999999,48.565342360000002,31.290892110000001,30.98153091,30.37194371,30.353489249999999,46.398773200000001,52.808332980000003,57.891699889999998,60.028501169999998,58.915620560000001,33.825298689999997,29.774239949999998,20.069128030000002,19.109898350000002,15.893761550000001,15.893761550000001,15.952397960000001,15.767627429999999,15.767627429999999,15.93751819,15.902509159999999,15.89736222,15.893761550000001,15.893761550000001,15.893761550000001,15.896935920000001,15.895966420000001,21.042356130000002,28.869822410000001,58.459414270000003,63.442086089999997,63.456391910000001,134.13659927,157.70101667,154.35875657,151.12301506,138.20127911,63.809784479999998,63.442086089999997,63.442086089999997,63.442086089999997,63.442086089999997,63.442086089999997,63.442086089999997]
["2023-09-18",2023,9,18,"Monday",63.442086089999997,63.442086089999997,63.442086089999997,63.442086089999997,60.127140150000002,53.227029549999997,52.243212219999997,50.309807849999999,31.613512929999999,31.290892110000001,31.613512929999999,52.809358439999997,55.871516939999999,56.916474819999998,30.381701499999998,16.04498452,15.80885234,14.64762717,14.39497063,14.39497063,14.39497063,14.39497063,14.39497063,14.39497063,14.39497063,14.39497063,14.39497063,14.39497063,14.39497063,14.39497063,14.39497063,14.39497063,14.39497063,15.614340049999999,16.04498452,55.810932649999998,58.593433089999998,59.769446299999998,59.044058749999998,55.871516939999999,30.394154489999998,28.020523730000001,15.90397565,15.93751819,15.767627429999999,15.893761550000001,15.893761550000001,15.994259830000001]
["2023-09-19",2023,9,19,"Tuesday",15.6300822,14.64762717,14.64762717,14.64762717,14.64762717,14.64762717,14.64762717,14.64762717,14.64762717,14.64762717,14.64762717,15.688598929999999,15.87061707,16.00600609,15.99796366,15.883361000000001,14.64762717,14.64762717,14.39497063,14.39497063,14.39497063,14.39497063,14.39497063,14.39497063,14.64762717,15.513559819999999,15.664499080000001,15.883361000000001,15.99796366,21.336043709999998,22.878581929999999,29.17083732,30.363699050000001,47.373165399999998,59.044058749999998,62.553498650000002,63.442086089999997,63.442086089999997,63.442086089999997,63.442086089999997,63.442086089999997,63.442086089999997,63.442086089999997,63.442086089999997,63.442086089999997,56.91254043,63.442086089999997,63.442086089999997]
["2023-09-20",2023,9,20,"Wednesday",55.229916600000003,55.805639880000001,51.832254599999999,29.449751639999999,28.30092952,15.895966420000001,15.895966420000001,15.895966420000001,15.895966420000001,28.30092952,28.869822410000001,49.527555110000002,59.044058749999998,62.333061979999997,59.674024009999997,58.014065649999999,28.058064699999999,22.114162520000001,15.95506123,15.767627429999999,15.883361000000001,14.64762717,14.64762717,15.883361000000001,15.994259830000001,14.64762717,14.64762717,14.64762717,15.664499080000001,15.883361000000001,15.767627429999999,15.95506123,15.91451573,51.430897530000003,61.223393960000003,63.442086089999997,63.442086089999997,63.442086089999997,63.442086089999997,63.442086089999997,63.442086089999997,63.442086089999997,63.442086089999997,63.442086089999997,63.442086089999997,63.442086089999997,63.442086089999997,63.442086089999997]
["2023-09-21",2023,9,21,"Thursday",63.442086089999997,63.442086089999997,63.442086089999997,63.442086089999997,63.442086089999997,62.814379510000002,62.249974139999999,62.249974139999999,62.328753159999998,62.814379510000002,63.442086089999997,63.442086089999997,63.442086089999997,63.442086089999997,63.442086089999997,63.442086089999997,56.879381770000002,31.514075219999999,15.89810589,15.893761550000001,15.893761550000001,15.893761550000001,15.93751819,15.767627429999999,15.893761550000001,15.93751819,15.767627429999999,15.767627429999999,15.93751819,15.893761550000001,15.90116022,22.18039542,32.69209687,59.384855860000002,63.442086089999997,63.442086089999997,125.26523708000001,147.69217953,147.69217953,144.62909859000001,65.743238719999994,65.743238719999994,64.23405459,63.442086089999997,63.442086089999997,63.442086089999997,63.442086089999997,63.442086089999997]
["2023-09-22",2023,9,22,"Friday",63.442086089999997,63.442086089999997,63.442086089999997,63.442086089999997,63.442086089999997,63.442086089999997,63.442086089999997,63.442086089999997,63.442086089999997,63.442086089999997,63.442086089999997,63.442086089999997,63.442086089999997,63.442086089999997,63.442086089999997,63.442086089999997,56.588929919999998,37.04790028,35.135161019999998,23.93953973,22.248476,15.92052986,15.95014289,15.87061707,15.688598929999999,14.64762717,14.64762717,14.64762717,14.64762717,14.64762717,15.688598929999999,15.87061707,29.2400065,57.284745729999997,63.442086089999997,63.442086089999997,63.442086089999997,63.442086089999997,63.59832136,63.442086089999997,63.442086089999997,63.442086089999997,63.442086089999997,63.442086089999997,63.442086089999997,63.442086089999997,63.442086089999997,63.442086089999997]
["2023-09-23",2023,9,23,"Saturday",132.96507786999999,132.96507786999999,78.18515902,73.342863699999995,72.579240229999996,71.861563590000003,71.861563590000003,71.861563590000003,71.861563590000003,71.861563590000003,71.861563590000003,71.861563590000003,72.642605979999999,71.861563590000003,67.032745169999998,59.977363369999999,31.185452779999999,15.994259830000001,15.7738698,14.64762717,14.64762717,14.64762717,14.64762717,14.39497063,14.39497063,14.39497063,14.64762717,14.64762717,14.64762717,14.64762717,14.64762717,14.64762717,14.64762717,19.786710070000002,60.950798470000002,69.408578180000006,71.861563590000003,71.861563590000003,72.644164180000004,72.644164180000004,71.861563590000003,71.861563590000003,71.861563590000003,70.447613419999996,70.447613419999996,70.447613419999996,71.861563590000003,71.861563590000003]
["2023-09-24",2023,9,24,"Sunday",71.861563590000003,71.861563590000003,69.751128159999993,67.702404759999993,66.821733760000001,66.369549829999997,66.821733760000001,66.821733760000001,65.657423420000001,65.657423420000001,65.062181080000002,65.712725590000005,65.712725590000005,64.802407239999994,42.023737859999997,24.121201500000002,15.896935920000001,15.893761550000001,15.895966420000001,15.919548799999999,15.944331630000001,15.883361000000001,15.664499080000001,14.64762717,14.64762717,14.64762717,14.64762717,14.39497063,14.64762717,14.64762717,14.64762717,14.64762717,15.80885234,16.04498452,56.887091390000002,65.843053299999994,69.896863809999999,71.861563590000003,71.467919069999994,69.498793800000001,68.299563489999997,66.967013179999995,65.712725590000005,65.657423420000001,63.779574420000003,60.935323089999997,62.447150880000002,65.062181080000002]
["2023-09-25",2023,9,25,"Monday",64.417826669999997,62.523525769999999,58.325593750000003,56.249409919999998,56.445499609999999,52.927087720000003,55.229916600000003,52.535127600000003,57.698152759999999,56.249409919999998,59.80723587,65.482377080000006,68.378623570000002,69.896863809999999,67.016746620000006,58.007280510000001,30.605035090000001,15.913116690000001,15.95948274,15.767627429999999,15.767627429999999,15.87061707,15.688598929999999,14.64762717,15.883361000000001,14.64762717,14.64762717,14.64762717,14.64762717,14.64762717,14.64762717,15.688598929999999,15.87061707,51.763656359999999,64.934285779999996,71.861563590000003,74.537527679999997,78.478380169999994,75.834243999999998,73.684852169999999,73.257283169999994,73.257283169999994,71.861563590000003,71.861563590000003,70.794025880000007,69.419600369999998,70.460316349999999,71.299717580000006]
["2023-09-26",2023,9,26,"Tuesday",69.384204539999999,68.000740660000005,66.821733760000001,65.657423420000001,64.507536520000002,64.507536520000002,65.657423420000001,65.657423420000001,65.712725590000005,66.369549829999997,68.378623570000002,70.460316349999999,72.186729,76.587445009999996,72.234728469999993,70.703622640000006,64.417826669999997,42.807116600000001,38.773138690000003,34.673098809999999,33.406794359999999,30.280924930000001,32.187627720000002,31.584276160000002,31.584276160000002,31.584276160000002,15.895966420000001,15.895966420000001,15.895966420000001,15.895966420000001,15.895966420000001,15.895966420000001,45.89515608,60.961143739999997,70.744969859999998,77.147752069999996,132.96507786999999,132.96507786999999,132.96507786999999,98.31219901,90.35822091,89.210963160000006,78.478380169999994,75.443879679999995,72.644164180000004,71.861563590000003,71.861563590000003,71.861563590000003]
["2023-09-27",2023,9,27,"Wednesday",70.403971339999998,68.378623570000002,66.369549829999997,64.507536520000002,63.779574420000003,60.452900370000002,63.779574420000003,64.417826669999997,63.779574420000003,64.289708939999997,65.657423420000001,68.378623570000002,71.861563590000003,72.644164180000004,69.164689120000006,64.417826669999997,41.266756430000001,32.798058930000003,16.00600609,15.87061707,15.688598929999999,14.64762717,14.64762717,14.64762717,14.64762717,14.64762717,14.64762717,14.64762717,14.64762717,15.664499080000001,15.883361000000001,15.99796366,50.341691640000001,65.062181080000002,72.644164180000004,94.383823489999997,146.07055266,166.39928606999999,164.59867145000001,157.49655558000001,145.36853825,141.12486910000001,132.96507786999999,88.443200419999997,75.834243999999998,71.861563590000003,70.723199780000002,69.271461119999998]
["2023-09-28",2023,9,28,"Thursday",66.369549829999997,63.105331300000003,54.762969910000002,15.895966420000001,15.896935920000001,15.893761550000001,15.895966420000001,15.895966420000001,15.895966420000001,15.895966420000001,15.895966420000001,55.593344039999998,59.755965789999998,61.975379889999999,56.207752190000001,36.564062610000001,15.944331630000001,15.883361000000001,14.64762717,14.64762717,14.64762717,14.39497063,14.39497063,14.39497063,14.39497063,14.39497063,14.39497063,14.39497063,14.39497063,14.39497063,14.64762717,14.64762717,14.64762717,14.64762717,54.824107660000003,65.843053299999994,70.627280999999996,71.861563590000003,71.861563590000003,71.861563590000003,71.861563590000003,71.861563590000003,71.861563590000003,71.151056960000005,70.627280999999996,69.43833703,69.751128159999993,71.151056960000005]
["2023-09-29",2023,9,29,"Friday",70.130706950000004,68.920572719999996,66.369549829999997,64.417826669999997,63.770562920000003,60.507213950000001,55.10582505,54.097395910000003,53.122929419999998,50.273886019999999,55.806938590000001,58.953642870000003,64.417826669999997,64.868412359999994,57.32104159,33.380878809999999,24.42734196,15.960554220000001,15.767627429999999,15.95506123,15.767627429999999,15.883361000000001,14.64762717,14.64762717,14.39497063,14.64762717,14.64762717,14.64762717,14.64762717,14.64762717,15.688598929999999,15.87061707,15.95014289,15.92052986,55.858921080000002,62.452280610000003,65.062181080000002,68.378623570000002,70.632777529999998,70.632777529999998,70.632777529999998,69.061498450000002,68.076153529999999,67.702404759999993,67.032745169999998,66.369549829999997,68.076153529999999,71.708213259999994]
["2023-09-30",2023,9,30,"Saturday",58.959557940000003,58.959557940000003,58.959557940000003,58.023189889999998,56.249409919999998,55.749879999999997,56.306583439999997,55.749879999999997,55.749879999999997,55.749879999999997,58.023189889999998,58.60266361,58.959557940000003,53.706866689999998,34.508789290000003,20.52142658,15.994259830000001,15.7738698,14.64762717,15.883361000000001,14.64762717,14.64762717,14.64762717,14.64762717,14.64762717,14.64762717,14.64762717,14.64762717,14.64762717,14.64762717,14.64762717,14.84515762,14.64762717,37.107009810000001,55.721683059999997,58.959557940000003,59.038684549999999,61.217821399999998,61.965105389999998,60.532945490000003,59.792683070000002,58.959557940000003,58.959557940000003,58.959557940000003,58.959557940000003,58.959557940000003,58.959557940000003,58.959557940000003]
["2023-10-01",2023,10,1,"Sunday",58.959557940000003,58.959557940000003,58.959557940000003,58.959557940000003,58.325593750000003,57.281227360000003,56.881523950000002,56.319160789999998,56.319160789999998,56.249409919999998,56.319160789999998,56.881523950000002,57.891699889999998,53.019754140000003,30.931552920000001,15.911779020000001,15.96073187,15.767627429999999,15.767627429999999,15.767627429999999,15.767627429999999,15.767627429999999,15.767627429999999,15.883361000000001,14.64762717,14.64762717,14.64762717,14.64762717,14.64762717,14.64762717,14.64762717,14.64762717,14.64762717,19.786710070000002,57.919703519999999,58.959557940000003,59.341174000000002,61.986122109999997,61.217821399999998,59.038684549999999,58.959557940000003,58.959557940000003,58.959557940000003,58.959557940000003,58.959557940000003,58.959557940000003,58.959557940000003,58.959557940000003]
["2023-10-02",2023,10,2,"Monday",58.959557940000003,58.026778880000002,55.229916600000003,54.222527909999997,53.444799289999999,52.243212219999997,50.87892789,45.796509350000001,15.895966420000001,15.895966420000001,15.895966420000001,15.895966420000001,15.927977719999999,15.994259830000001,15.7738698,15.621876670000001,14.64762717,14.64762717,14.64762717,14.39497063,14.39497063,14.39497063,14.39497063,14.39497063,14.39497063,14.39497063,14.64762717,14.64762717,15.75812765,16.04498452,22.036915539999999,27.174642160000001,37.696774390000002,58.959557940000003,60.121667369999997,82.392969109999996,114.42032333,115.56494141,76.101800030000007,61.372422579999999,60.121667369999997,58.959557940000003,58.959557940000003,58.959557940000003,57.598166059999997,55.866431509999998,55.210959260000003,56.885042319999997]
["2023-10-03",2023,10,3,"Tuesday",55.866431509999998,54.833829020000003,55.210959260000003,53.5793952,52.494867829999997,49.303783559999999,15.897549659999999,15.893761550000001,15.893761550000001,15.893761550000001,15.893761550000001,15.893761550000001,15.89736222,15.895966420000001,15.895966420000001,24.751345990000001,22.70870279,20.638725969999999,15.994259830000001,15.7738698,14.64762717,14.64762717,15.883361000000001,14.64762717,14.64762717,14.64762717,14.64762717,15.883361000000001,14.64762717,14.64762717,15.688598929999999,15.87061707,15.95014289,49.52935763,56.881523950000002,54.664959840000002,56.319160789999998,54.795279639999997,53.81327228,52.523971029999998,51.974975950000001,52.738965370000003,54.114785380000001,54.79866286,54.114785380000001,55.866431509999998,58.959557940000003,58.959557940000003]
["2023-10-04",2023,10,4,"Wednesday",58.959557940000003,58.959557940000003,58.959557940000003,58.023189889999998,55.64165105,54.625109870000003,55.201297959999998,54.655394080000001,54.655394080000001,53.5497072,58.484238519999998,58.959557940000003,58.959557940000003,58.959557940000003,58.959557940000003,58.959557940000003,58.959557940000003,58.959557940000003,58.959557940000003,58.959557940000003,58.023189889999998,51.46000755,40.929665219999997,42.980665999999999,40.651488729999997,30.35983216,15.895966420000001,15.895966420000001,15.895966420000001,30.915418649999999,15.895966420000001,50.867562579999998,54.084800719999997,55.866431509999998,57.968636979999999,58.959557940000003,58.959557940000003,58.959557940000003,58.959557940000003,58.959557940000003,58.036147790000001,58.959557940000003,58.026778880000002,57.453058949999999,56.319160789999998,55.866431509999998,55.866431509999998,56.91129428]
["2023-10-05",2023,10,5,"Thursday",55.866431509999998,54.664959840000002,53.5793952,15.897632079999999,15.893761550000001,15.893761550000001,15.893761550000001,15.893761550000001,15.893761550000001,15.893761550000001,15.893761550000001,15.893761550000001,51.488537020000003,52.21512001,15.895966420000001,15.919548799999999,15.944331630000001,15.883361000000001,15.46894925,15.883361000000001,14.64762717,14.64762717,14.64762717,14.64762717,14.64762717,14.39497063,14.64762717,14.64762717,14.64762717,14.39497063,14.64762717,14.64762717,14.64762717,14.64762717,19.623263850000001,55.765782139999999,58.959557940000003,58.959557940000003,58.959557940000003,58.959557940000003,58.959557940000003,58.959557940000003,58.959557940000003,58.959557940000003,57.968636979999999,56.91129428,57.462335230000001,57.968636979999999]
["2023-10-06",2023,10,6,"Friday",56.91129428,56.319160789999998,55.762332999999998,53.371305679999999,53.588772640000002,51.46000755,46.894647050000003,43.349061089999999,50.702335890000001,50.888299250000003,52.523971029999998,53.607522009999997,55.786736779999998,56.842440860000004,52.808332980000003,15.927977719999999,15.994259830000001,15.7738698,14.64762717,14.64762717,14.64762717,14.39497063,14.39497063,14.39497063,14.39497063,14.39497063,14.39497063,14.39497063,14.39497063,14.39497063,14.64762717,14.64762717,14.64762717,14.64762717,53.588772640000002,57.968636979999999,58.959557940000003,58.959557940000003,58.959557940000003,58.959557940000003,58.959557940000003,58.959557940000003,58.959557940000003,58.959557940000003,58.959557940000003,58.959557940000003,58.959557940000003,58.959557940000003]
["2023-10-07",2023,10,7,"Saturday",61.116511869999997,61.116511869999997,61.116511869999997,61.116511869999997,61.116511869999997,60.935323089999997,58.742533209999998,58.742533209999998,59.317804039999999,60.912183349999999,61.116511869999997,61.116511869999997,61.116511869999997,58.734869760000002,48.233245240000002,27.225815879999999,15.90073668,15.893761550000001,15.893761550000001,15.93751819,15.767627429999999,15.767627429999999,15.90624051,15.90461195,15.994259830000001,14.64762717,14.64762717,15.688598929999999,15.87061707,15.767627429999999,15.95707719,20.70797542,30.628877549999999,55.844959869999997,61.116511869999997,61.116511869999997,61.116511869999997,61.116511869999997,61.116511869999997,61.116511869999997,61.116511869999997,61.116511869999997,61.116511869999997,61.116511869999997,61.116511869999997,61.116511869999997,61.116511869999997,61.116511869999997]
["2023-10-08",2023,10,8,"Sunday",61.116511869999997,61.116511869999997,61.116511869999997,61.116511869999997,60.512088560000002,59.317804039999999,58.325593750000003,56.402853069999999,54.745251949999997,54.222527909999997,54.610136679999997,54.203283519999999,51.535955569999999,16.04498452,15.80885234,14.64762717,14.64762717,14.64762717,14.64762717,14.64762717,14.64762717,14.64762717,14.64762717,14.64762717,14.64762717,14.64762717,14.64762717,14.64762717,15.664499080000001,15.883361000000001,15.99796366,27.670143419999999,32.775570999999999,57.376808369999999,61.116511869999997,61.116511869999997,61.116511869999997,61.116511869999997,61.116511869999997,61.116511869999997,61.116511869999997,61.116511869999997,61.116511869999997,61.116511869999997,59.910145110000002,60.236866220000003,61.116511869999997,61.116511869999997]
["2023-10-09",2023,10,9,"Monday",61.116511869999997,60.935323089999997,58.689885580000002,57.281227360000003,61.116511869999997,59.899991700000001,58.325593750000003,58.325593750000003,59.307751019999998,60.236866220000003,61.116511869999997,61.116511869999997,61.116511869999997,61.116511869999997,56.830639499999997,15.895966420000001,15.895966420000001,15.893761550000001,15.896935920000001,15.90269661,15.93751819,15.767627429999999,15.893761550000001,15.893761550000001,16.04498452,15.10181968,15.883361000000001,15.944331630000001,15.916026520000001,15.895966420000001,30.393042250000001,43.856926909999999,58.766849360000002,61.116511869999997,61.116511869999997,62.043881280000001,62.043881280000001,61.335120590000002,61.116511869999997,61.116511869999997,61.116511869999997,61.116511869999997,61.116511869999997,61.116511869999997,61.116511869999997,61.116511869999997,61.116511869999997,61.116511869999997]
["2023-10-10",2023,10,10,"Tuesday",61.116511869999997,61.116511869999997,61.116511869999997,61.116511869999997,60.521551039999999,60.521551039999999,61.116511869999997,61.116511869999997,61.116511869999997,61.116511869999997,61.116511869999997,61.116511869999997,61.116511869999997,61.116511869999997,61.116511869999997,61.116511869999997,61.116511869999997,59.424584799999998,55.322140040000001,53.13474429,45.296253970000002,42.457782709999996,35.856162349999998,38.034436749999998,38.599903840000003,31.014481539999998,29.314666259999999,15.895966420000001,15.895966420000001,15.895966420000001,15.895966420000001,15.895966420000001,15.895966420000001,15.895966420000001,52.90573028,54.938895870000003,55.844959869999997,55.973476929999997,55.973476929999997,55.916219849999997,55.29245203,53.746433029999999,52.738965370000003,15.897549659999999,15.893761550000001,15.893761550000001,15.893761550000001,15.99724685]
["2023-10-11",2023,10,11,"Wednesday",15.767627429999999,15.883361000000001,14.64762717,14.64762717,14.64762717,14.64762717,14.64762717,14.64762717,14.64762717,15.664499080000001,15.883361000000001,15.99796366,53.825789829999998,54.203283519999999,16.04498452,15.80885234,15.613113800000001,14.64762717,14.64762717,14.39497063,14.39497063,14.39497063,14.39497063,14.39497063,14.39497063,14.39497063,14.39497063,14.39497063,14.39497063,14.39497063,14.39497063,14.39497063,14.64762717,14.64762717,15.80885234,16.04498452,54.938895870000003,56.442703039999998,58.079710419999998,57.579212699999999,57.02034175,55.973476929999997,54.745251949999997,52.591388649999999,15.895966420000001,15.895966420000001,51.637380450000002,52.616671889999999]
["2023-10-12",2023,10,12,"Thursday",15.895966420000001,50.309807849999999,50.669446610000001,15.895966420000001,15.895966420000001,15.895966420000001,50.309807849999999,51.53572149,53.666472050000003,55.87494453,60.236866220000003,61.116511869999997,61.116511869999997,61.116511869999997,59.036298049999999,31.014481539999998,15.994259830000001,15.7738698,14.64762717,14.64762717,14.64762717,14.64762717,14.39497063,14.39497063,14.39497063,14.39497063,14.39497063,14.39497063,14.39497063,14.39497063,14.64762717,14.64762717,14.64762717,15.80885234,16.04498452,55.884415670000003,59.625795699999998,60.236866220000003,59.15180831,58.163277119999997,57.02034175,55.884415670000003,54.938895870000003,54.203283519999999,53.13474429,53.564943300000003,54.745251949999997,57.02034175]
["2023-10-13",2023,10,13,"Friday",55.513252479999998,54.222527909999997,54.947151599999998,54.610136679999997,53.13474429,49.350882730000002,47.5564678,49.350882730000002,52.365162660000003,54.510567119999997,57.566005769999997,59.923103009999998,60.236866220000003,57.579212699999999,53.714708659999999,16.04498452,15.80885234,14.64762717,14.64762717,14.64762717,14.64762717,14.39497063,14.39497063,14.39497063,14.64762717,14.64762717,14.64762717,14.64762717,14.64762717,15.7738698,15.994259830000001,15.927977719999999,37.839708819999998,55.29245203,61.116511869999997,61.116511869999997,61.116511869999997,61.116511869999997,61.116511869999997,61.116511869999997,61.116511869999997,59.923103009999998,58.73135139,56.966210760000003,56.966210760000003,57.535113619999997,58.965355039999999,60.046992719999999]
["2023-10-14",2023,10,14,"Saturday",60.046992719999999,57.898566359999997,57.464326919999998,56.196520059999997,52.866831089999998,45.823093729999997,15.92522696,15.97796589,15.809601969999999,15.3606239,15.883361000000001,15.767627429999999,15.994259830000001,15.6300822,14.64762717,14.39497063,14.39497063,14.39497063,14.39497063,14.39497063,14.39497063,14.39497063,14.39497063,14.39497063,14.39497063,14.39497063,14.64762717,14.64762717,14.64762717,14.64762717,14.64762717,15.688598929999999,15.87061707,16.00600609,50.464701720000001,56.758418499999998,56.998732279999999,53.895950509999999,15.895966420000001,15.895966420000001,16.000783160000001,15.767627429999999,15.87061707,15.688598929999999,14.64762717,14.64762717,14.64762717,15.883361000000001]
["2023-10-15",2023,10,15,"Sunday",14.64762717,14.64762717,14.64762717,14.39497063,14.39497063,14.39497063,14.39497063,14.39497063,14.39497063,14.39497063,14.39497063,14.39497063,14.39497063,14.39497063,14.482122499999999,14.23971953,0,0,0,0,0,0,0,0,14.443164879999999,14.39497063,14.39497063,14.39614873,14.39497063,14.39497063,14.39497063,14.64762717,14.64762717,15.7738698,15.994259830000001,15.927977719999999,52.88568016,52.88568016,15.895966420000001,15.895966420000001,16.04498452,15.75812765,14.64762717,14.64762717,14.64762717,14.64762717,14.64762717,14.64762717]
["2023-10-16",2023,10,16,"Monday",14.64762717,14.64762717,14.64762717,14.39497063,14.39497063,14.39497063,14.39497063,14.39497063,14.39497063,14.39497063,14.64762717,14.64762717,15.859577030000001,16.04498452,15.994259830000001,15.6300822,14.64762717,14.39497063,14.39497063,14.39497063,14.39497063,14.39497063,14.39497063,14.39497063,14.39497063,14.64762717,14.64762717,15.664499080000001,15.883361000000001,15.944331630000001,15.919548799999999,32.395817979999997,44.622223390000002,55.639968240000002,55.694977160000001,58.476975170000003,61.311875919999999,61.311875919999999,59.129391060000003,56.196520059999997,16.04498452,15.80885234,15.37602229,15.87814397,15.883361000000001,14.64762717,14.64762717,15.883361000000001]
["2023-10-17",2023,10,17,"Tuesday",15.767627429999999,15.883361000000001,15.664499080000001,14.64762717,14.64762717,14.64762717,14.64762717,14.64762717,14.64762717,15.664499080000001,15.883361000000001,15.944331630000001,15.919548799999999,52.591388649999999,15.903551350000001,15.893761550000001,15.893761550000001,15.994259830000001,15.6300822,14.64762717,14.64762717,14.64762717,14.64762717,15.5607205,15.68519335,15.865678969999999,15.95239467,15.893761550000001,15.893761550000001,29.54878605,38.792787070000003,54.591286349999997,59.061049410000003,62.73199193,63.371806710000001,63.371806710000001,63.371806710000001,63.371806710000001,63.371806710000001,63.371806710000001,63.371806710000001,63.371806710000001,63.371806710000001,62.204704710000001,61.097321739999998,59.650872730000003,57.898566359999997,60.246530440000001]
["2023-10-18",2023,10,18,"Wednesday",60.848109530000002,59.844227410000002,58.476975170000003,57.281227360000003,56.196520059999997,55.639968240000002,56.249409919999998,57.281227360000003,58.325593750000003,59.844227410000002,62.735616759999999,63.371806710000001,63.371806710000001,63.371806710000001,63.371806710000001,63.371806710000001,63.046165760000001,61.416332529999998,57.75964604,44.059127699999998,38.533367869999999,34.380773980000001,31.792275409999998,36.525862670000002,29.29913333,31.015831439999999,35.850739959999999,31.950203500000001,39.518323639999998,55.639968240000002,39.461990319999998,50.35265587,52.369137539999997,57.92855102,60.214037759999997,63.371806710000001,63.371806710000001,63.371806710000001,63.371806710000001,63.371806710000001,63.371806710000001,63.371806710000001,63.371806710000001,63.371806710000001,63.371806710000001,63.371806710000001,63.371806710000001,63.371806710000001]
["2023-10-19",2023,10,19,"Thursday",63.348231439999999,62.069388590000003,61.14178527,60.092184109999998,59.061049410000003,59.061049410000003,59.061049410000003,59.061049410000003,60.214037759999997,61.311875919999999,63.371806710000001,63.371806710000001,63.371806710000001,63.371806710000001,63.371806710000001,63.242498759999997,60.339514800000003,46.495985099999999,38.448605620000002,37.163101320000003,35.514516980000003,32.164477650000002,30.05058502,23.955111110000001,15.895966420000001,15.895966420000001,15.895966420000001,15.895966420000001,15.895966420000001,15.895966420000001,15.893761550000001,15.896935920000001,49.785695099999998,56.758418499999998,62.423147659999998,63.371806710000001,63.371806710000001,63.371806710000001,63.371806710000001,63.371806710000001,63.371806710000001,63.371806710000001,63.371806710000001,63.371806710000001,63.371806710000001,63.371806710000001,63.371806710000001,63.371806710000001]
["2023-10-20",2023,10,20,"Friday",63.371806710000001,63.371806710000001,63.371806710000001,62.423147659999998,60.277731070000002,58.476975170000003,56.196520059999997,55.229916600000003,55.088687069999999,55.639968240000002,56.758418499999998,57.325740959999997,57.325740959999997,51.401176990000003,14.64762717,14.64762717,14.64762717,14.39497063,14.39497063,14.39903279,14.39497063,14.443164879999999,9.7396571999999999,14.443164879999999,14.39497063,14.39497063,14.39614873,14.39497063,14.39497063,14.39497063,14.64762717,15.7738698,15.994259830000001,15.927977719999999,53.895950509999999,55.952264200000002,56.998732279999999,58.216022610000003,58.057699479999997,58.057699479999997,58.057699479999997,55.952264200000002,52.738965370000003,15.767627429999999,15.767627429999999,15.60406236,15.994259830000001,15.895966420000001]
["2023-10-21",2023,10,21,"Saturday",15.895966420000001,15.895966420000001,15.902509159999999,15.93751819,15.767627429999999,15.893761550000001,15.896935920000001,15.895966420000001,15.893761550000001,15.896935920000001,15.895966420000001,15.895966420000001,53.210560659999999,59.999640939999999,48.7363912,29.941017989999999,15.895966420000001,15.895966420000001,15.895966420000001,15.895966420000001,15.927977719999999,15.994259830000001,15.7738698,15.58898791,14.64762717,14.64762717,14.64762717,14.64762717,14.64762717,14.64762717,14.64762717,14.64762717,14.64762717,14.64762717,19.623263850000001,60.332560860000001,65.00917862,67.752791459999997,68.324134779999994,68.634683780000003,67.752791459999997,66.821733760000001,66.317478919999999,64.366372769999998,65.657423420000001,66.941595939999999,68.333597249999997,69.523796520000005]
["2023-10-22",2023,10,22,"Sunday",69.523796520000005,68.333597249999997,68.324134779999994,66.313960550000004,63.060010650000002,62.436119959999999,61.81822279,62.436119959999999,63.689982469999997,64.246404420000005,65.658342939999997,66.895839109999997,64.356711469999993,60.6000668,31.44179613,15.95014289,15.87061707,15.688598929999999,14.64762717,14.64762717,14.64762717,14.64762717,14.64762717,14.64762717,14.64762717,14.64762717,14.64762717,14.64762717,14.64762717,14.64762717,14.64762717,14.64762717,15.6300822,15.994259830000001,58.44135129,65.661826529999999,70.050871630000003,70.050871630000003,70.050871630000003,70.050871630000003,70.050871630000003,69.320239409999999,68.116180119999996,67.657902309999997,66.96984879,65.658342939999997,66.821733760000001,68.324134779999994]
["2023-10-23",2023,10,23,"Monday",67.139520829999995,65.969673319999998,64.326124780000001,61.81822279,59.999640939999999,54.222527909999997,53.227029549999997,51.270871540000002,58.171978119999999,59.999640939999999,60.6000668,61.81822279,61.432559959999999,52.327837150000001,14.64762717,14.64762717,14.64762717,14.39497063,14.39497063,14.39497063,14.39497063,14.39497063,14.39497063,14.39497063,14.39497063,14.39497063,14.39497063,14.39497063,14.39497063,14.39497063,14.64762717,14.64762717,14.64762717,14.64762717,53.746433029999999,59.999640939999999,64.763694540000003,66.979681659999997,69.523796520000005,70.050871630000003,68.324134779999994,65.969673319999998,63.484607570000001,62.259666619999997,61.14178527,60.046992719999999,60.046992719999999,61.206233169999997]
["2023-10-24",2023,10,24,"Tuesday",60.6000668,61.206233169999997,60.196822390000001,58.965355039999999,53.227029549999997,53.227029549999997,54.610136679999997,54.610136679999997,57.90565119,60.332560860000001,63.673186800000003,64.999420830000005,67.139520829999995,65.969673319999998,60.6000668,28.06585591,15.896935920000001,15.893761550000001,15.927977719999999,15.994259830000001,15.6300822,14.64762717,14.64762717,14.64762717,14.64762717,14.64762717,14.39497063,14.39497063,14.39497063,14.39497063,14.64762717,14.64762717,14.64762717,14.64762717,19.786710070000002,59.24577918,64.968528680000006,67.139520829999995,68.324134779999994,68.324134779999994,67.139520829999995,66.313960550000004,64.579075419999995,64.326124780000001,63.442086089999997,63.689982469999997,64.517580510000002,65.648487720000006]
["2023-10-25",2023,10,25,"Wednesday",64.814317860000003,63.060010650000002,62.436119959999999,61.206233169999997,59.999640939999999,59.999640939999999,59.981427770000003,60.6000668,61.81822279,63.673186800000003,66.326663490000001,69.320239409999999,70.033182620000005,68.634683780000003,44.634646650000001,24.00637978,15.893761550000001,15.903551350000001,15.893761550000001,15.893761550000001,15.994259830000001,14.64762717,14.64762717,14.64762717,14.64762717,14.64762717,14.64762717,14.64762717,14.64762717,15.688598929999999,15.87061707,15.767627429999999,16.000783160000001,53.607522009999997,61.432559959999999,65.969673319999998,70.012783769999999,70.050871630000003,70.050871630000003,69.411045709999996,66.940675450000001,65.657423420000001,63.371806710000001,62.249974139999999,61.14178527,61.342171899999997,63.371806710000001,65.657423420000001]
["2023-10-26",2023,10,26,"Thursday",65.657423420000001,65.687962780000007,65.657423420000001,64.507536520000002,65.112823449999993,65.537321669999997,65.657423420000001,66.461151419999993,67.798678519999996,69.523796520000005,70.050871630000003,72.876257390000006,88.443200419999997,70.050871630000003,63.239522399999998,32.602384749999999,22.354076939999999,14.64762717,14.812268850000001,14.64762717,14.64762717,14.64762717,14.64762717,14.64762717,14.64762717,14.64762717,14.64762717,14.64762717,14.64762717,14.64762717,14.64762717,14.64762717,15.688598929999999,15.87061707,16.00600609,58.171978119999999,63.861721799999998,65.804078590000003,68.324134779999994,68.634683780000003,68.47577939,67.795089529999998,66.935171729999993,66.451197780000001,65.763022739999997,66.895839109999997,67.784936119999998,69.156086770000002]
["2023-10-27",2023,10,27,"Friday",67.752791459999997,65.951963539999994,65.667646450000007,64.289708939999997,63.83143759,62.57479026,63.15781424,63.15781424,63.83143759,65.794223369999997,69.169304800000006,70.050871630000003,70.050871630000003,70.050871630000003,63.239522399999998,30.20380098,21.913851730000001,14.64762717,14.64762717,15.294389750000001,15.258312009999999,14.64762717,14.64762717,14.64762717,14.64762717,14.64762717,14.64762717,14.64762717,14.64762717,14.64762717,14.64762717,15.613113800000001,15.80885234,16.04498452,57.960843939999997,63.442086089999997,70.050871630000003,70.050871630000003,70.050871630000003,70.050871630000003,70.050871630000003,69.271461119999998,68.076153529999999,66.895839109999997,65.730237549999998,66.606204270000006,68.076153529999999,70.012783769999999]
["2023-10-28",2023,10,28,"Saturday",63.63585629,63.63585629,62.686093419999999,60.959601110000001,61.14178527,61.18069852,60.830310650000001,59.60149097,59.60149097,60.309134780000001,62.521733560000001,62.065866759999999,59.440908700000001,57.210714660000001,31.427720529999998,28.186721370000001,15.96647355,15.767627429999999,15.994259830000001,15.6300822,14.64762717,14.64762717,14.39497063,14.39497063,14.39497063,14.39497063,14.39497063,14.39497063,14.39497063,14.39497063,14.64762717,14.64762717,14.64762717,14.64762717,19.786710070000002,55.004808250000004,57.42195967,59.222775079999998,61.154739300000003,61.408706770000002,61.396543080000001,61.154739300000003,61.154739300000003,61.14178527,62.249974139999999,63.006043509999998,63.63585629,63.63585629]
["2023-10-29",2023,10,29,"Sunday",63.63585629,63.63585629,63.63585629,63.63585629,61.765581709999999,59.938532700000003,58.749360090000003,58.749360090000003,59.345943130000002,60.537072299999998,61.396543080000001,62.509349409999999,59.445636450000002,58.244687499999998,43.459505909999997,36.397760439999999,32.125214059999998,15.919548799999999,15.944331630000001,15.883361000000001,15.664499080000001,14.64762717,14.64762717,14.64762717,14.64762717,14.64762717,14.64762717,14.64762717,14.64762717,14.64762717,15.53018041,15.688598929999999,15.87061707,51.316736650000003,58.149390959999998,62.382651209999999,63.63585629,63.63585629,63.63585629,63.63585629,63.63585629,63.63585629,63.63585629,62.382651209999999,62.382651209999999,62.382651209999999,63.63585629,63.63585629]
["2023-10-30",2023,10,30,"Monday",63.63585629,63.63585629,63.491436360000002,62.369301120000003,61.752363680000002,62.249974139999999,61.61581675,62.367486049999997,62.506112049999999,63.63585629,63.63585629,63.63585629,63.63585629,63.63585629,61.785778780000001,49.417766720000003,31.05900312,15.994259830000001,15.7738698,14.64762717,14.64762717,14.64762717,14.64762717,14.64762717,14.39497063,14.39497063,14.39497063,14.64762717,14.64762717,14.64762717,14.64762717,15.688598929999999,15.87061707,41.144832170000001,59.211044379999997,63.63585629,63.63585629,63.63585629,63.63585629,63.63585629,63.63585629,63.63585629,63.63585629,63.63585629,63.63585629,63.63585629,63.63585629,63.63585629]
["2023-10-31",2023,10,31,"Tuesday",63.63585629,63.63585629,63.63585629,63.63585629,63.63585629,63.63585629,63.63585629,63.63585629,63.63585629,63.63585629,63.63585629,63.63585629,63.63585629,63.63585629,54.228459350000001,29.789907119999999,21.039892070000001,15.994259830000001,15.7738698,14.64762717,14.64762717,14.64762717,14.64762717,14.64762717,14.64762717,14.64762717,14.64762717,14.64762717,14.64762717,14.64762717,14.64762717,14.64762717,15.80885234,16.04498452,59.222775079999998,63.63585629,63.63585629,63.63585629,63.63585629,63.63585629,63.63585629,63.63585629,63.63585629,63.63585629,63.63585629,63.63585629,63.63585629,63.63585629]
["2023-11-01",2023,11,1,"Wednesday",63.63585629,63.63585629,63.63585629,63.63585629,62.506112049999999,62.382651209999999,62.127177760000002,62.127177760000002,62.521733560000001,63.006043509999998,63.63585629,63.63585629,63.63585629,63.63585629,43.702169210000001,34.399096610000001,29.781524690000001,22.665918690000002,21.440198949999999,21.041158070000002,15.95443437,15.961638880000001,15.883361000000001,15.664499080000001,14.67422165,14.67422165,15.883361000000001,15.961638880000001,15.928598539999999,25.498709259999998,29.36383919,31.06650578,48.778737229999997,59.938532700000003,63.63585629,63.63585629,63.63585629,63.63585629,63.63585629,63.63585629,63.63585629,63.63585629,63.63585629,62.521733560000001,60.550030190000001,59.938532700000003,60.309134780000001,61.408706770000002]
["2023-11-02",2023,11,2,"Thursday",60.309134780000001,60.309134780000001,58.168504910000003,54.222527909999997,53.227029549999997,50.309807849999999,15.93730779,15.93730779,15.93730779,15.93730779,54.636928070000003,56.426412159999998,57.562752439999997,55.241508109999998,30.492290629999999,27.657344210000002,16.01100843,15.883361000000001,14.67422165,14.6687128,14.41867645,14.6687128,14.6687128,14.6687128,14.6687128,14.67422165,15.883361000000001,15.961638880000001,15.928598539999999,15.928598539999999,15.94343825,15.93730779,15.93730779,55.004808250000004,56.993495350000003,59.345943130000002,63.63585629,63.63585629,63.63585629,63.63585629,63.63585629,63.63585629,63.63585629,63.63585629,62.521733560000001,62.369301120000003,59.211044379999997,59.813250089999997]
["2023-11-03",2023,11,3,"Friday",58.72540695,57.891699889999998,54.09582193,44.935116469999997,15.928598539999999,15.928598539999999,15.928598539999999,15.928598539999999,15.94137718,15.928598539999999,15.94032908,15.93730779,49.914058850000004,45.981732059999999,30.492290629999999,29.924773940000001,29.36383919,15.93730779,15.93730779,15.96043835,15.994259830000001,14.67422165,14.6687128,14.67422165,14.67422165,14.6687128,14.6687128,14.6687128,14.67422165,14.6687128,14.67422165,14.67422165,14.67422165,14.67422165,14.67422165,15.7738698,15.994259830000001,15.96043835,15.93730779,15.93730779,15.942116349999999,15.928598539999999,15.928598539999999,15.928598539999999,15.960288569999999,15.80037677,15.928598539999999,15.928598539999999]
["2023-11-04",2023,11,4,"Saturday",15.9684545,15.80037677,15.883361000000001,14.67422165,14.67422165,14.67422165,15.883361000000001,15.80037677,15.80037677,15.80037677,15.970555299999999,15.928598539999999,15.928598539999999,15.994259830000001,14.67422165,14.6687128,14.6687128,14.6687128,14.4254734,14.39497063,14.39497063,14.39497063,14.39497063,14.39497063,14.39497063,14.39497063,14.39497063,14.39497063,14.39497063,14.39497063,14.39497063,14.4254734,14.67422165,14.67422165,19.70101674,58.242279240000002,62.20900056,64.776318309999994,64.776318309999994,64.776318309999994,64.776318309999994,64.776318309999994,64.776318309999994,64.776318309999994,64.776318309999994,64.776318309999994,64.776318309999994,64.776318309999994]
["2023-11-05",2023,11,5,"Sunday",64.776318309999994,64.776318309999994,64.776318309999994,64.776318309999994,64.776318309999994,64.776318309999994,64.776318309999994,64.776318309999994,64.776318309999994,64.776318309999994,64.135410620000002,64.135410620000002,59.402781500000003,56.169244939999999,25.18286397,22.824525359999999,16.01100843,15.883361000000001,14.67422165,14.67422165,14.67422165,14.67422165,14.67422165,14.6687128,14.41867645,14.41867645,14.41867645,14.41867645,14.6687128,14.67422165,15.883361000000001,15.961638880000001,36.884706000000001,55.272309300000003,62.251298630000001,64.776318309999994,64.776318309999994,64.776318309999994,64.776318309999994,64.776318309999994,64.776318309999994,64.776318309999994,64.776318309999994,64.776318309999994,64.776318309999994,64.776318309999994,64.776318309999994,64.776318309999994]
["2023-11-06",2023,11,6,"Monday",63.50100338,63.50100338,62.545804920000002,62.20900056,62.872998189999997,62.241145209999999,61.06292011,59.109282620000002,59.151384800000002,58.242279240000002,56.809056579999996,54.067299050000003,55.092673349999998,55.689608479999997,55.725071,55.689608479999997,53.79600052,37.589311189999997,15.994259830000001,15.7738698,14.67422165,14.42513664,14.39497063,14.39497063,14.39497063,14.39497063,14.42513664,14.6687128,14.6687128,14.6687128,14.67422165,14.67422165,15.80885234,16.04498452,56.130150270000001,58.224612440000001,59.317377999999998,60.405473059999998,60.405473059999998,60.4132429,59.785044759999998,59.31563568,59.151384800000002,58.137872870000002,58.529146500000003,58.529146500000003,58.529146500000003,59.317377999999998]
["2023-11-07",2023,11,7,"Tuesday",58.242279240000002,57.950221659999997,56.60930527,55.591533939999998,53.227029549999997,53.227029549999997,53.227029549999997,55.137835469999999,56.24665684,57.179945330000002,58.242279240000002,58.608506759999997,60.405473059999998,62.62160626,63.750136169999998,63.750136169999998,62.62160626,63.50100338,62.872998189999997,59.825694689999999,62.217917849999999,56.830639499999997,29.99157658,29.99157658,15.87347572,15.69057042,14.6687128,14.6687128,14.6687128,14.67422165,15.883361000000001,15.883361000000001,14.67422165,15.69057042,15.87347572,16.015516130000002,56.130150270000001,59.317377999999998,59.815936909999998,61.506801510000003,62.251298630000001,62.383580739999999,61.635810200000002,62.383275429999998,61.506801510000003,60.984974489999999,62.62160626,64.776318309999994]
["2023-11-08",2023,11,8,"Wednesday",64.135410620000002,61.59393034,59.704091380000001,56.809056579999996,55.10859559,56.617702379999997,57.660899790000002,57.376885190000003,57.950221659999997,57.950221659999997,58.529146500000003,60.378558689999998,62.62160626,60.405473059999998,56.24665684,14.67422165,14.6687128,14.39497063,14.39497063,14.39497063,14.39497063,14.39497063,14.39497063,14.39497063,14.39497063,14.43074036,14.39497063,14.41867645,14.41867645,14.41867645,14.41867645,14.6687128,14.67422165,14.67422165,15.7738698,15.994259830000001,53.0538168,57.179945330000002,59.190479709999998,60.984974489999999,62.251298630000001,61.500544609999999,60.984974489999999,60.378558689999998,60.297188890000001,60.981456119999997,62.872998189999997,64.776318309999994]
["2023-11-09",2023,11,9,"Thursday",64.776318309999994,64.776318309999994,64.124949900000004,62.862743369999997,61.59393034,59.771547320000003,60.872855219999998,61.99665993,63.750136169999998,64.776318309999994,64.776318309999994,64.776318309999994,64.776318309999994,64.776318309999994,55.689608479999997,33.507413970000002,22.559868470000001,19.59777528,15.9684545,15.80037677,15.883361000000001,14.67422165,14.67422165,14.6687128,14.6687128,14.6687128,14.6687128,14.6687128,14.67422165,15.664499080000001,15.883361000000001,15.961638880000001,15.95443437,37.462366430000003,59.80264313,64.776318309999994,64.776318309999994,64.776318309999994,64.776318309999994,64.776318309999994,64.776318309999994,64.776318309999994,64.776318309999994,64.776318309999994,64.776318309999994,64.776318309999994,64.776318309999994,64.776318309999994]
["2023-11-10",2023,11,10,"Friday",64.776318309999994,64.776318309999994,64.776318309999994,64.776318309999994,64.776318309999994,64.776318309999994,64.776318309999994,64.776318309999994,64.776318309999994,64.776318309999994,64.776318309999994,64.776318309999994,64.776318309999994,64.776318309999994,56.88608456,29.582848160000001,24.991851700000002,15.94211494,15.928598539999999,15.928598539999999,15.928598539999999,15.928598539999999,15.961638880000001,15.883361000000001,15.664499080000001,14.67422165,15.883361000000001,15.80037677,15.9684545,15.80037677,15.960288569999999,15.947564570000001,15.93730779,44.368651919999998,59.193894749999998,62.872998189999997,64.776318309999994,64.776318309999994,64.776318309999994,64.776318309999994,64.776318309999994,64.776318309999994,64.776318309999994,64.776318309999994,64.776318309999994,64.776318309999994,64.776318309999994,64.776318309999994]
["2023-11-22",2023,11,22,"Wednesday",66.632833009999999,66.632833009999999,66.632833009999999,65.320607330000001,65.320607330000001,63.369533050000001,62.7748153,62.633241529999999,61.536318450000003,61.662603179999998,64.873383360000005,66.029791709999998,65.331068049999999,62.7748153,57.337830480000001,57.911140660000001,38.89249822,33.791970249999999,32.403242900000002,15.93730779,16.01100843,15.883361000000001,14.67422165,14.6687128,14.41867645,14.41867645,14.41867645,14.6687128,14.6687128,15.883361000000001,15.480867760000001,15.994259830000001,15.928598539999999,49.914058850000004,54.781076370000001,59.29977006,62.603017479999998,63.401677710000001,64.873383360000005,64.873383360000005,64.034866019999996,63.401677710000001,61.539692789999997,60.298179300000001,58.224990439999999,57.16297187,58.48998503,58.224990439999999]
["2023-11-26",2023,11,26,"Sunday",63.334045539999998,63.334045539999998,62.259714969999997,62.087785259999997,60.866180370000002,60.452900370000002,60.452900370000002,60.452900370000002,60.452900370000002,61.163560660000002,61.473946849999997,62.087785259999997,60.264396179999999,39.332663959999998,31.608712430000001,26.748473619999999,21.348171839999999,15.95185098,15.9684545,15.80037677,15.883361000000001,14.67422165,14.6687128,14.6687128,14.41867645,14.42513664,14.39497063,14.39497063,14.41867645,14.39497063,14.39497063,14.42513664,14.41867645,14.6687128,14.67422165,19.70101674,57.342192369999999,61.411409470000002,62.727586639999998,64.00701042,65.305373889999998,65.930996410000006,65.299071010000006,64.792003070000007,64.646472930000002,64.792003070000007,65.930996410000006,65.930996410000006]
["2023-12-11",2023,12,11,"Monday",63.785367669999999,63.764460219999997,61.479322179999997,58.718609049999998,56.011613500000003,56.011613500000003,56.011613500000003,56.571663090000001,57.732393950000002,59.290876830000002,60.438856129999998,61.540793239999999,61.540793239999999,60.673471749999997,57.161212589999998,36.869085579999997,15.994259830000001,15.7738698,14.67422165,14.67422165,14.6687128,14.6687128,14.41867645,14.41867645,14.41867645,14.41867645,14.41867645,14.39497063,14.39497063,14.42513664,14.6687128,14.67422165,15.883361000000001,16.01100843,55.123120309999997,57.211545819999998,59.350159740000002,61.279317149999997,61.540793239999999,61.279317149999997,60.673471749999997,59.290876830000002,58.216258400000001,57.15439911,56.083094610000003,56.105073060000002,57.161212589999998,59.290876830000002]
["2023-12-27",2023,12,27,"Wednesday",63.555101720000003,62.3038946,61.484432480000002,60.341796899999999,59.982986859999997,59.982986859999997,59.872575490000003,60.341796899999999,61.076612429999997,62.3038946,63.869775259999997,66.132144819999994,68.153190109999997,68.37614284,68.37614284,64.333244010000001,62.3038946,57.636853600000002,41.221868989999997,15.93730779,15.93730779,15.93730779,15.93730779,30.32449265,15.93730779,15.93730779,15.93730779,15.928598539999999,50.40204559,58.515455000000003,62.3038946,63.812871170000001,64.830940269999999,66.173352089999995,66.173352089999995,67.346811459999998,68.37614284,68.37614284,68.37614284,68.37614284,68.37614284,68.37614284,68.37614284,68.37614284,68.37614284,68.37614284,68.37614284,68.37614284]
["2024-01-11",2024,1,11,"Thursday",59.290876830000002,58.74562289,58.198322470000001,56.456418409999998,56.456418409999998,56.60930527,56.60930527,57.15439911,57.589754249999999,58.74562289,61.127701029999997,62.355352029999999,61.73839778,61.479322179999997,54.25475994,34.504405409999997,15.94489183,15.928598539999999,15.9700565,15.80037677,15.80037677,15.80037677,15.994259830000001,14.67422165,14.67422165,14.6687128,14.6687128,14.6687128,14.67422165,14.67422165,15.883361000000001,15.80037677,15.9684545,15.95185098,51.778681800000001,54.797243080000001,58.216258400000001,61.479322179999997,62.355352029999999,62.355352029999999,62.355352029999999,62.355352029999999,60.378485769999998,58.216258400000001,57.020311110000002,55.897995379999998,56.105073060000002,56.456418409999998]
["2024-02-03",2024,2,3,"Saturday",54.894471129999999,54.894471129999999,54.894471129999999,54.350576359999998,54.350576359999998,55.229916600000003,56.249409919999998,57.281227360000003,57.693466170000001,58.269714639999997,58.851635170000002,59.4393119,59.4393119,55.997935740000003,44.611804530000001,15.994259830000001,15.7738698,14.67422165,14.67422165,14.6687128,14.6687128,14.6687128,14.6687128,14.6687128,14.67422165,15.664499080000001,15.883361000000001,16.01100843,29.80013757,33.154158680000002,46.170859540000002,54.894471129999999,63.72165459,63.72165459,82.392969109999996,180.32528594999999,192.62803427,190.9818258,190.9818258,188.64862603,190.7290165,188.64862603,188.64862603,154.43904024,84.793383989999995,65.67366543,65.67366543,65.67366543]
["2024-02-10",2024,2,10,"Saturday",15.945374190000001,15.928598539999999,15.9684545,15.80037677,15.883361000000001,15.664499080000001,14.67422165,14.67422165,14.67422165,14.67422165,15.883361000000001,14.67422165,14.67422165,14.67422165,14.67422165,14.6687128,14.6687128,14.6687128,14.67422165,14.67422165,14.67422165,14.6687128,14.67422165,14.6687128,14.41867645,14.42545747,14.39497063,14.39497063,14.39497063,14.39497063,14.39497063,14.39497063,14.39497063,14.39497063,14.42545747,14.6687128,14.67422165,19.70101674,56.117962640000002,57.566205629999999,58.722268929999998,59.308793199999997,58.229633010000001,60.499246970000002,62.608009129999999,62.369861469999996,64.857953350000003,64.878556040000007]
["2024-02-25",2024,2,25,"Sunday",15.93730779,15.93730779,15.93730779,15.93730779,15.93730779,15.93730779,15.94032908,15.928598539999999,15.928598539999999,15.94032908,15.93730779,15.93730779,15.93730779,16.04498452,15.80885234,14.67422165,14.39497063,14.39497063,14.39497063,14.39497063,14.39497063,14.39497063,14.39497063,14.39497063,14.39497063,14.39497063,14.39497063,14.425470499999999,14.6687128,14.67422165,15.883361000000001,19.894182310000001,25.50376331,38.637059809999997,63.452493050000001,64.776318309999994,64.776318309999994,64.776318309999994,64.776318309999994,64.776318309999994,64.776318309999994,64.776318309999994,63.779726500000002,62.203241560000002,59.7792508,57.656275639999997,56.881519349999998,57.449767819999998]
["2024-03-12",2024,3,12,"Tuesday",59.28233685,58.207873200000002,56.096991940000002,54.845366679999998,53.764613959999998,53.231913820000003,53.640921740000003,53.231913820000003,53.764613959999998,54.035359329999999,54.845366679999998,57.64033027,61.6832274,63.06760259,62.451278240000001,57.326053479999999,30.682784959999999,15.93730779,15.93730779,15.93730779,16.010377099999999,15.80037677,15.883361000000001,15.52428435,15.883361000000001,15.248191930000001,15.883361000000001,15.883361000000001,14.67422165,15.883361000000001,14.67422165,15.629336739999999,14.67422165,14.67422165,53.20599618,57.07038704,62.451278240000001,63.06760259,63.06760259,63.06760259,63.06760259,63.06760259,63.06760259,63.06760259,63.06760259,63.06760259,63.06760259,63.06760259]
["2024-03-27",2024,3,27,"Wednesday",68.25482255,68.25482255,68.25482255,68.25482255,68.25482255,68.25482255,68.25482255,68.25482255,68.25482255,68.25482255,71.068068460000006,72.577036870000001,76.308800020000007,91.694317429999998,76.291791189999998,68.25482255,52.819727710000002,32.318595590000001,15.96043835,15.994259830000001,15.7738698,14.67422165,14.67422165,14.67422165,14.67422165,14.67422165,14.67422165,14.67422165,14.67422165,15.69057042,15.87347572,16.015516130000002,39.735540559999997,63.034594259999999,68.25482255,72.566679629999996,76.291791189999998,76.291791189999998,73.291657569999998,71.816552029999997,71.068068460000006,71.068068460000006,68.936396999999999,68.25482255,68.25482255,68.25482255,68.25482255,68.936396999999999]
["2024-04-11",2024,4,11,"Thursday",62.431358170000003,62.431358170000003,62.431358170000003,62.431358170000003,60.161686840000002,59.38273942,60.149093950000001,60.161686840000002,60.452900370000002,61.38050226,62.431358170000003,62.431358170000003,62.431358170000003,62.431358170000003,62.431358170000003,62.431358170000003,56.686777749999997,33.861718320000001,26.38399115,22.77140434,15.912111769999999,15.960074629999999,15.767627429999999,15.767627429999999,15.767627429999999,15.883361000000001,14.64762717,15.688598929999999,15.87061707,15.767627429999999,15.95707719,15.91518424,49.4340677,60.773193339999999,62.431358170000003,62.431358170000003,113.76214406,113.76214406,62.431358170000003,62.431358170000003,62.431358170000003,62.431358170000003,62.431358170000003,62.431358170000003,62.431358170000003,62.431358170000003,62.431358170000003,62.431358170000003]
["2024-04-22",2024,4,22,"Monday",68.413214120000006,68.413214120000006,68.413214120000006,68.413214120000006,68.413214120000006,68.322660979999995,68.322660979999995,68.000740660000005,68.322660979999995,68.413214120000006,68.413214120000006,68.413214120000006,71.813673710000003,73.290287750000005,73.290287750000005,73.290287750000005,70.428472600000006,65.006889240000007,36.55222895,35.27980032,34.038322209999997,33.428838839999997,29.566543190000001,23.392365030000001,15.895966420000001,15.89736222,15.893761550000001,15.893761550000001,15.893761550000001,15.893761550000001,15.89736222,31.062843350000001,65.006889240000007,68.413214120000006,73.290287750000005,139.91032761,162.24364292000001,147.85867762000001,79.185422959999997,74.757940930000004,73.290287750000005,73.286698759999993,68.413214120000006,68.413214120000006,65.657423420000001,62.478872320000001,60.26779037,53.700545040000002]
["2024-05-11",2024,5,11,"Saturday",60.242139719999997,60.242139719999997,58.460620390000003,56.30491928,55.054671599999999,54.051611340000001,52.160102049999999,50.845088609999998,50.275234599999997,50.275234599999997,51.353678530000003,53.516104839999997,55.604408470000003,57.891699889999998,58.953642870000003,57.866790659999999,54.199945509999999,31.109405249999998,21.847693849999999,22.243851500000002,22.608303459999998,15.895966420000001,15.895966420000001,15.895966420000001,15.895966420000001,15.895966420000001,15.895966420000001,21.032985669999999,22.243851500000002,23.50908111,32.579309510000002,35.237244969999999,56.159637529999998,60.242139719999997,60.255894179999999,62.249974139999999,62.249974139999999,61.35052838,61.344968919999999,60.255894179999999,60.242139719999997,60.242139719999997,60.242139719999997,60.242139719999997,60.242139719999997,60.242139719999997,60.242139719999997,60.242139719999997]
["2024-05-26",2024,5,26,"Sunday",53.371305679999999,53.588772640000002,50.757302199999998,15.895966420000001,15.895966420000001,15.895966420000001,15.89736222,15.893761550000001,15.893761550000001,15.893761550000001,15.893761550000001,15.893761550000001,15.897549659999999,15.895966420000001,15.895966420000001,16.04498452,15.80885234,15.613113800000001,14.64762717,14.64762717,14.39497063,14.39497063,14.39497063,14.39497063,14.39497063,14.39497063,14.39497063,14.39497063,14.39497063,14.64762717,14.64762717,14.64762717,14.64762717,15.80885234,16.04498452,53.802984989999999,54.827196129999997,54.375153539999999,53.806762839999998,53.806762839999998,53.304389280000002,53.304389280000002,52.776685129999997,52.254002229999998,15.767627429999999,15.46454437,15.893761550000001,15.994259830000001]
["2024-06-11",2024,6,11,"Tuesday",57.896636530000002,57.854304679999998,56.734637939999999,55.69301849,55.05025947,54.505849259999998,54.580790540000002,53.588772640000002,52.903998430000001,52.903998430000001,55.600028350000002,56.715961729999997,59.6257351,60.046992719999999,60.046992719999999,60.046992719999999,60.046992719999999,52.903998430000001,16.04498452,15.80885234,14.64762717,14.64762717,14.64762717,14.64762717,14.39497063,14.64762717,14.39497063,14.64762717,14.64762717,14.64762717,14.64762717,14.64762717,19.786710070000002,56.17445352,60.046992719999999,60.046992719999999,60.046992719999999,59.056093609999998,57.69040682,55.619056450000002,55.1347016,53.842100879999997,52.380258079999997,15.89736222,15.893761550000001,15.893761550000001,15.893761550000001,16.00175265]
["2024-06-26",2024,6,26,"Wednesday",79.185422959999997,69.968861709999999,69.968861709999999,69.968861709999999,67.038898029999999,64.717179860000002,62.452280610000003,60.333068320000002,61.14178527,61.426599269999997,64.717179860000002,68.221736579999998,69.968861709999999,86.587544679999993,89.210963160000006,92.851570179999996,89.210963160000006,69.968861709999999,61.599195199999997,51.537084530000001,40.09238963,15.895966420000001,15.89736222,15.893761550000001,15.893761550000001,15.893761550000001,15.896935920000001,15.895966420000001,15.895966420000001,39.340864670000002,43.966950850000003,60.589359420000001,69.968861709999999,89.210963160000006,146.21125759,175.77987089000001,164.83733344999999,150.74295810999999,91.911469699999998,89.210963160000006,87.453656890000005,69.968861709999999,69.968861709999999,69.968861709999999,69.765610260000003,63.577759039999997,59.15698682,57.025333660000001]
["2024-07-12",2024,7,12,"Friday",171.67476923000001,46.257602419999998,44.335865669999997,42.947980399999999,42.947980399999999,42.947980399999999,42.947980399999999,42.947980399999999,42.947980399999999,42.947980399999999,42.947980399999999,42.947980399999999,131.43383564000001,175.31064692999999,183.15566042,192.25292780999999,192.25292780999999,187.12686041000001,140.74206183000001,42.947980399999999,42.947980399999999,40.582925539999998,24.75231368,23.874476430000001,23.874476430000001,23.874476430000001,23.874476430000001,24.304728260000001,25.191105669999999,32.843906959999998,39.712378219999998,42.947980399999999,42.947980399999999,166.50255630999999,192.25292780999999,195.77999016999999,195.87976054000001,195.87976054000001,195.87976054000001,195.77999016999999,195.77999016999999,195.77999016999999,192.25292780999999,192.25292780999999,182.94147482,177.65154444999999,177.65154444999999,185.43299658000001]
["2024-07-20",2024,7,20,"Saturday",43.99649368,43.99649368,43.99649368,43.99649368,43.99649368,43.99649368,43.99649368,43.99649368,43.99649368,43.99649368,43.99649368,43.99649368,43.99649368,43.99649368,43.99649368,43.99649368,43.99649368,43.99649368,43.99649368,41.589417859999998,29.705490040000001,18.245334639999999,15.895966420000001,15.895966420000001,15.895966420000001,15.895966420000001,15.895966420000001,16.683749939999998,21.799844159999999,28.1288476,30.89316561,43.401259539999998,43.99649368,43.99649368,131.56556208000001,163.69743328000001,167.32548324000001,160.18881646,128.83694120000001,45.581570759999998,43.99649368,43.99649368,43.99649368,43.99649368,43.99649368,43.99649368,42.891016720000003,43.80446061]
["2024-08-10",2024,8,10,"Saturday",45.219266840000003,45.219266840000003,45.219266840000003,44.35970691,43.54199655,40.876516260000002,35.601212080000003,36.281298800000002,35.601212080000003,15.94429774,15.895966420000001,15.895966420000001,15.895966420000001,15.895966420000001,38.300032250000001,39.095005569999998,33.622430319999999,28.674677290000002,20.35192524,15.99796366,15.883361000000001,15.339623899999999,15.280684129999999,15.6300822,15.994259830000001,15.94429774,15.786376730000001,15.767627429999999,15.883361000000001,14.64762717,15.994259830000001,15.893761550000001,15.91101151,37.36289575,43.54199655,45.219266840000003,45.219266840000003,45.219266840000003,45.219266840000003,45.219266840000003,43.677792959999998,43.54199655,42.018356509999997,42.609417219999997,41.257492280000001,43.54199655,43.54199655,45.21271496]
["2024-08-26",2024,8,26,"Monday",43.694670219999999,43.694670219999999,43.694670219999999,43.694670219999999,43.694670219999999,43.694670219999999,43.694670219999999,43.694670219999999,43.694670219999999,43.694670219999999,43.694670219999999,43.694670219999999,43.694670219999999,44.613937780000001,46.943690850000003,43.694670219999999,43.694670219999999,38.840844859999997,16.04498452,15.80885234,15.64600257,14.64762717,14.64762717,14.64762717,14.64762717,14.64762717,14.64762717,14.64762717,14.64762717,14.64762717,15.7738698,15.994259830000001,40.251257850000002,43.694670219999999,73.136417769999994,186.37875112,186.37875112,186.37875112,186.37875112,185.37235602000001,180.51603900999999,185.37235602000001,171.10294825,135.54910860000001,81.489325530000002,44.47413796,43.694670219999999,45.458017509999998]
["2024-09-10",2024,9,10,"Tuesday",16.04498452,15.80885234,15.24226386,14.64762717,14.64762717,14.39497063,14.39497063,14.39497063,14.39497063,14.39497063,14.39497063,14.39497063,14.64762717,14.64762717,14.64762717,14.39497063,14.482122499999999,14.23971953,13.261973510000001,0,0,0,0,0,0,0,0,0,0,0,0,13.62927374,14.23971953,14.482122499999999,14.64762717,14.64762717,15.664499080000001,15.883361000000001,15.944331630000001,15.95506123,15.767627429999999,15.883361000000001,15.664499080000001,14.794001489999999,14.64762717,14.64762717,14.64762717,15.883361000000001]
["2024-09-26",2024,9,26,"Thursday",43.106428710000003,38.973259030000001,15.95506123,15.767627429999999,15.883361000000001,15.52946337,15.611456260000001,15.45689355,15.767627429999999,15.767627429999999,15.973369079999999,15.893761550000001,15.904895720000001,16.00600609,15.87061707,15.688598929999999,14.64762717,14.64762717,14.39497063,14.39497063,14.39497063,14.400786249999999,14.423037470000001,14.26635375,14.26635375,14.125302250000001,14.26635375,14.427826749999999,14.39497063,14.397252330000001,14.39497063,14.39497063,14.39497063,14.64762717,15.3276307,42.238606050000001,47.091980800000002,50.531770190000003,49.655642890000003,49.655642890000003,49.655642890000003,49.655642890000003,49.655642890000003,48.034901189999999,47.080080379999998,45.95292559,47.193645160000003,48.886709400000001]
["2024-10-15",2024,10,15,"Tuesday",14.64762717,14.64762717,14.64762717,14.64762717,14.64762717,14.64762717,14.39497063,14.39497063,14.64762717,14.64762717,14.64762717,15.24206588,15.883361000000001,15.994259830000001,15.88476863,14.64762717,14.64762717,14.64762717,14.64762717,14.45365539,14.45365539,14.39497063,14.64762717,14.64762717,14.64762717,14.64762717,14.64762717,14.64762717,15.279864829999999,15.7738698,15.994259830000001,15.927977719999999,40.099950890000002,44.373516070000001,45.139448880000003,45.139448880000003,45.139448880000003,45.139448880000003,45.139448880000003,45.139448880000003,45.139448880000003,45.139448880000003,45.139448880000003,42.789849070000002,41.257492280000001,38.928053460000001,37.045566149999999,39.761308649999997]
["2024-10-25",2024,10,25,"Friday",46.096241079999999,45.280227349999997,45.280227349999997,42.625285750000003,42.06108141,40.668482279999999,41.073872889999997,39.92669283,41.419184950000002,44.882290099999999,46.922363580000003,46.922363580000003,46.922363580000003,46.922363580000003,27.659809589999998,15.883361000000001,15.664499080000001,14.64762717,14.39497063,14.56516897,14.421169409999999,14.39497063,14.39497063,14.39497063,14.39497063,14.39497063,14.39497063,14.39497063,14.39497063,14.39497063,14.39497063,14.39497063,14.64762717,15.49360014,15.971010850000001,40.582703260000002,46.922363580000003,46.922363580000003,46.922363580000003,46.922363580000003,46.922363580000003,46.922363580000003,46.922363580000003,46.096241079999999,44.47413796,46.096241079999999,46.096241079999999,46.922363580000003]
["2024-11-10",2024,11,10,"Sunday",46.189191860000001,46.13994933,43.454534010000003,42.728748490000001,39.193658810000002,38.469226120000002,37.75324423,37.75324423,37.75324423,38.307874849999997,39.874003569999999,36.64889419,15.994259830000001,15.7738698,14.6687128,14.425356839999999,14.39497063,14.39497063,14.408977180000001,14.443164879999999,14.21374778,13.5822954,13.163095889999999,0,13.85499971,13.99336504,14.443164879999999,14.39497063,14.39497063,14.39497063,14.39497063,14.39506972,14.42545402,14.67422165,15.560256969999999,39.164232720000001,43.755357609999997,46.178100499999999,46.189191860000001,46.189191860000001,44.967555859999997,43.719208049999999,39.679832009999998,37.045566149999999,38.198528090000003,39.655931760000001,41.718721559999999,42.798611049999998]
["2024-11-25",2024,11,25,"Monday",47.094981900000001,47.094981900000001,47.094981900000001,47.094981900000001,47.094981900000001,47.094981900000001,47.094981900000001,47.094981900000001,47.094981900000001,47.094981900000001,47.094981900000001,47.094981900000001,47.094981900000001,47.094981900000001,24.872878239999999,15.93730779,16.01100843,15.883361000000001,15.664499080000001,14.67422165,14.67422165,14.6687128,14.41867645,14.42513664,14.39497063,14.39497063,14.39497063,14.39497063,14.42513664,14.41867645,14.6687128,14.75689828,15.7738698,15.994259830000001,42.159111209999999,47.094981900000001,47.094981900000001,47.094981900000001,47.094981900000001,47.094981900000001,47.094981900000001,47.094981900000001,47.094981900000001,47.094981900000001,47.094981900000001,47.094981900000001,47.094981900000001,47.094981900000001]
["2024-12-10",2024,12,10,"Tuesday",37.482503229999999,15.93730779,15.93730779,15.94137718,15.928598539999999,15.928598539999999,15.928598539999999,15.928598539999999,15.94137718,15.93730779,39.18051337,41.440537589999998,39.923563090000002,16.04498452,15.80885234,14.67422165,14.6687128,14.538754389999999,14.425470499999999,14.39497063,14.39497063,14.39497063,14.39497063,14.39497063,14.39497063,14.39497063,14.39497063,14.39497063,14.39497063,14.6687128,14.67422165,15.80885234,16.04498452,39.03457118,42.205962579999998,45.3843216,46.197296819999998,46.197296819999998,46.197296819999998,46.197296819999998,46.197296819999998,46.197296819999998,46.197296819999998,44.522160169999999,44.522160169999999,43.773546789999997,44.522160169999999,44.522160169999999]
["2024-12-26",2024,12,26,"Thursday",15.93730779,15.93730779,15.93730779,15.93730779,15.93730779,15.93730779,15.93730779,15.93730779,15.93730779,15.93730779,16.04785953,36.763261669999999,16.01100843,15.883361000000001,14.67422165,14.6687128,14.408977180000001,14.443164879999999,14.21374778,7.8605818899999997,7.6878154299999997,7.6878154299999997,7.8422954899999997,7.9206593400000003,8.2610844300000004,14.443164879999999,14.39497063,14.39903279,14.39497063,14.39497063,14.39497063,14.44738218,14.67422165,15.614340049999999,16.04498452,43.775425560000002,46.199279609999998,46.199279609999998,46.199279609999998,46.199279609999998,46.199279609999998,46.199279609999998,46.199279609999998,46.199279609999998,46.199279609999998,46.199279609999998,46.199279609999998,46.199279609999998]
["2025-01-12",2025,1,12,"Sunday",14.67422165,14.67422165,14.67422165,14.6687128,14.6687128,14.6687128,14.6687128,14.6687128,14.6687128,14.6687128,14.6687128,14.6687128,14.443164879999999,14.460409439999999,14.30011191,8.0065196099999998,7.7532254600000003,7.6764400699999999,0,0,0,0,0,0,0,0,0,0,7.6003818499999998,8.0865050299999996,13.742409289999999,14.443164879999999,14.408977180000001,14.423110299999999,14.67422165,14.67422165,39.923563090000002,44.549271879999999,44.549271879999999,44.549271879999999,43.773546789999997,41.436129639999997,39.722384779999999,37.482503229999999,15.93730779,15.93730779,15.93730779,37.045566149999999]
["2025-01-25",2025,1,25,"Saturday",46.146014809999997,46.146014809999997,46.146014809999997,46.146014809999997,46.146014809999997,46.146014809999997,46.146014809999997,46.146014809999997,46.146014809999997,46.146014809999997,46.146014809999997,46.146014809999997,46.146014809999997,46.146014809999997,36.458545149999999,27.99719924,16.01100843,15.883361000000001,15.15852626,14.67422165,14.523578110000001,14.42545747,14.39497063,14.39497063,14.39497063,14.39497063,14.39497063,14.39497063,14.39497063,14.39497063,14.39497063,14.425470499999999,14.6687128,14.67422165,15.75812765,16.04498452,34.36033939,38.118137910000002,39.677914780000002,43.276545370000001,45.772553250000001,46.146014809999997,46.146014809999997,44.152695809999997,43.009321399999997,42.967184179999997,44.553116780000003,46.146014809999997]
["2025-02-09",2025,2,9,"Sunday",46.178100499999999,45.32160434,44.571637600000003,42.16100204,39.036094779999999,37.591456270000002,37.591456270000002,37.591456270000002,37.591456270000002,37.591456270000002,38.309562440000001,39.923563090000002,39.923563090000002,36.270464060000002,16.04498452,14.67422165,14.6687128,14.42543766,14.39497063,14.39497063,14.39903279,14.39497063,14.443164879999999,14.21374778,13.42757269,13.1633561,12.574644729999999,13.1633561,13.294814219999999,13.83384605,14.252544390000001,14.43501477,14.39497063,14.398545070000001,14.559672389999999,14.705263260000001,18.974231970000002,45.32160434,46.178100499999999,46.178100499999999,46.178100499999999,46.178100499999999,46.178100499999999,46.178100499999999,46.178100499999999,46.178100499999999,46.178100499999999,46.178100499999999]
["2025-02-24",2025,2,24,"Monday",15.95443437,15.961638880000001,15.883361000000001,14.67422165,14.67422165,14.6687128,14.6687128,14.6687128,14.6687128,14.6687128,14.67422165,15.883361000000001,16.01100843,16.04498452,14.67422165,14.42623169,14.39497063,14.443164879999999,14.164740289999999,14.04164606,14.1005144,14.443164879999999,14.39497063,14.39497063,14.395878160000001,14.39497063,14.42543755,14.67422165,15.6300822,15.994259830000001,20.622316179999999,31.558433659999999,47.357703860000001,47.802425749999998,47.802425749999998,185.43299658000001,187.96339577000001,186.94844402000001,181.11459077000001,179.064278,169.06808437000001,47.802425749999998,47.802425749999998,47.802425749999998,47.802425749999998,47.802425749999998,47.802425749999998,47.802425749999998]
["2025-03-12",2025,3,12,"Wednesday",46.146014809999997,46.146014809999997,46.146014809999997,46.146014809999997,46.002254379999997,45.134381210000001,44.776484240000002,44.776484240000002,45.205735410000003,46.146014809999997,46.146014809999997,46.146014809999997,81.489325530000002,81.489325530000002,46.146014809999997,46.146014809999997,38.193994549999999,15.994259830000001,15.6300822,14.67422165,14.67422165,14.67422165,14.67422165,14.67422165,14.67422165,14.67422165,14.6687128,14.67422165,14.67422165,16.04498452,15.928598539999999,36.239866139999997,38.588151070000002,41.448239239999999,46.146014809999997,46.146014809999997,76.099884279999998,81.489325530000002,81.489325530000002,46.146014809999997,46.146014809999997,46.146014809999997,46.146014809999997,46.146014809999997,46.146014809999997,46.146014809999997,46.146014809999997,46.146014809999997]
["2025-03-27",2025,3,27,"Thursday",45.571560320000003,45.571560320000003,45.571560320000003,43.968770880000001,43.580846370000003,43.580846370000003,43.580846370000003,43.580846370000003,43.54199655,43.580846370000003,43.580846370000003,44.760284550000002,45.571560320000003,45.571560320000003,42.949534800000002,15.994259830000001,14.968818990000001,14.6687128,14.39497063,14.39497063,14.39497063,14.39497063,14.39497063,14.39497063,14.39497063,14.39497063,14.39497063,14.39497063,14.39497063,14.39497063,14.6687128,14.67422165,14.70414903,38.252348210000001,45.571560320000003,45.571560320000003,45.571560320000003,45.571560320000003,45.571560320000003,45.571560320000003,45.571560320000003,45.571560320000003,45.571560320000003,45.571560320000003,45.571560320000003,45.571560320000003,45.571560320000003,45.571560320000003]
["2025-04-11",2025,4,11,"Friday",45.880828569999998,45.880828569999998,45.880828569999998,45.880828569999998,43.613569460000001,42.716614610000001,42.716614610000001,42.716614610000001,43.495435149999999,44.404061130000002,45.232751909999998,44.427507689999999,45.880828569999998,45.880828569999998,45.880828569999998,41.302138929999998,15.883361000000001,14.64762717,14.64762717,14.39497063,14.39497063,14.39497063,14.39497063,14.39497063,14.39497063,14.39497063,14.39497063,14.39497063,14.39497063,14.39497063,14.64762717,14.64762717,14.64762717,42.069482489999999,45.880828569999998,45.880828569999998,135.03936819,135.55227975,45.986506040000002,45.880828569999998,45.880828569999998,45.880828569999998,45.880828569999998,45.880828569999998,45.880828569999998,45.880828569999998,45.880828569999998,45.880828569999998]
["2025-04-26",2025,4,26,"Saturday",42.793976620000002,42.018356509999997,41.257492280000001,39.761308649999997,38.852694159999999,39.693257510000002,39.693257510000002,40.43563546,40.325065709999997,40.50495935,41.257492280000001,42.84604633,45.232751909999998,45.232751909999998,45.232751909999998,44.309718220000001,25.295330750000002,15.87061707,15.688598929999999,14.941636239999999,14.64762717,14.64762717,14.64762717,14.59860647,14.64762717,14.64762717,14.64762717,14.64762717,14.64762717,14.64762717,14.64762717,14.64762717,15.75812765,16.04498452,44.384100719999999,45.232751909999998,45.232751909999998,45.232751909999998,45.232751909999998,45.232751909999998,43.631997650000002,42.84604633,41.302138929999998,38.959590519999999,39.026383840000001,37.415192279999999,38.396616600000002,38.129575240000001]
["2025-05-11",2025,5,11,"Sunday",43.631997650000002,43.631997650000002,43.631997650000002,43.631997650000002,43.631997650000002,43.631997650000002,43.631997650000002,43.631997650000002,42.599409819999998,43.37609346,43.435107840000001,43.631997650000002,43.631997650000002,43.631997650000002,43.631997650000002,43.631997650000002,43.631997650000002,43.631997650000002,30.88813996,22.204858770000001,22.204858770000001,21.39960997,21.00407208,20.613148299999999,20.22675838,20.22675838,15.895966420000001,15.895966420000001,15.895966420000001,21.600381989999999,29.79791934,42.783484610000002,43.631997650000002,45.300801980000003,81.489325530000002,81.489325530000002,81.489325530000002,81.489325530000002,81.489325530000002,45.300801980000003,45.248208759999997,43.631997650000002,43.631997650000002,43.631997650000002,43.631997650000002,43.631997650000002,43.631997650000002,43.631997650000002]
["2025-05-12",2025,5,12,"Monday",44.42656968,44.42656968,42.090332549999999,40.109909799999997,37.75324423,15.895966420000001,15.895966420000001,15.895966420000001,15.896935920000001,15.893761550000001,15.893761550000001,15.893761550000001,15.89736222,39.401337060000003,41.669666120000002,41.377612790000001,15.994259830000001,15.7738698,14.64762717,14.39497063,14.39497063,14.39497063,14.39497063,14.39497063,14.39497063,14.39497063,14.39497063,14.39497063,14.39497063,14.39497063,14.39497063,14.64762717,14.64762717,41.669666120000002,44.42656968,44.822845989999998,44.822845989999998,44.42656968,44.42656968,44.42656968,44.42656968,44.42656968,44.42656968,44.42656968,44.42656968,43.63107643,44.42656968,44.42656968]
["2025-05-27",2025,5,27,"Tuesday",14.64762717,14.64762717,14.64762717,14.39497063,14.39497063,14.39497063,14.39497063,14.39497063,14.39497063,14.39497063,14.39497063,14.39497063,14.64762717,14.64762717,15.883361000000001,15.944331630000001,15.994259830000001,15.6300822,14.64762717,14.64762717,14.64762717,14.64762717,14.39497063,14.39497063,14.39497063,14.39497063,14.64762717,14.64762717,14.64762717,14.64762717,14.64762717,14.64762717,14.64762717,15.664499080000001,15.883361000000001,15.944331630000001,15.93088762,15.893761550000001,15.944331630000001,15.883361000000001,15.664499080000001,14.64762717,14.64762717,14.64762717,14.64762717,14.39497063,14.39497063,14.64762717]
["2025-06-11",2025,6,11,"Wednesday",14.64762717,14.64762717,14.64762717,14.64762717,14.64762717,14.64762717,14.64762717,14.64762717,14.64762717,14.64762717,14.64762717,14.64762717,14.64762717,15.582771749999999,15.883361000000001,15.99796366,15.895966420000001,15.895966420000001,15.895966420000001,36.564120860000003,41.225274589999998,30.35073165,25.858861480000002,27.787010380000002,29.250076580000002,27.646963299999999,15.895966420000001,27.646963299999999,15.895966420000001,32.048115170000003,37.445854009999998,41.332756570000001,41.419184950000002,41.664339839999997,83.215177400000002,84.996923240000001,137.29227736000001,149.9787096,162.3143445,156.66049987,137.29227736000001,84.996923240000001,84.996923240000001,84.996923240000001,45.177781699999997,42.756434769999998,41.986255139999997,43.535981329999998]
["2025-06-29",2025,6,29,"Sunday",41.982704429999998,41.982704429999998,41.982704429999998,41.982704429999998,41.982704429999998,41.982704429999998,41.982704429999998,41.982704429999998,41.982704429999998,41.982704429999998,41.982704429999998,41.982704429999998,41.982704429999998,42.437145690000001,43.084059269999997,44.350953939999997,42.037843039999998,41.982704429999998,40.782397150000001,38.389835939999998,32.75652539,15.90973129,15.94590666,15.767627429999999,15.767627429999999,15.854790270000001,15.91407186,15.893761550000001,15.896935920000001,36.01844165,36.81510883,39.979654879999998,41.982704429999998,79.182445200000004,182.94147482,184.59444647000001,184.59444647000001,184.59444647000001,184.59444647000001,180.61870859999999,179.5442736,179.06427729999999,175.31064694,154.07757473000001,79.182445200000004,79.182445200000004,79.182445200000004,79.182445200000004]
["2025-07-11",2025,7,11,"Friday",164.42321003000001,157.56481328000001,159.99894843000001,157.65347982,149.08719013000001,45.950810240000003,45.950810240000003,45.950810240000003,45.950810240000003,45.950810240000003,119.66620141,150.45957924000001,164.42321003000001,170.24260393,170.24260393,173.751464,173.751464,170.24260393,156.15375198999999,45.950810240000003,45.950810240000003,28.18949095,26.550638500000002,26.550638500000002,26.550638500000002,26.550638500000002,26.550638500000002,26.550638500000002,27.279479169999998,28.677754849999999,31.67690782,45.950810240000003,78.725175410000006,170.24260393,175.60143682,192.00109241000001,192.00109241000001,192.00109241000001,192.00109241000001,192.00109241000001,192.00109241000001,192.00109241000001,173.751464,173.751464,171.37593867000001,170.24260393,170.24260393,170.24260393]
["2025-07-27",2025,7,27,"Sunday",39.611238749999998,39.097893470000002,41.091938939999999,39.017535299999999,36.893577579999999,36.202013800000003,36.893577579999999,38.301192960000002,39.611238749999998,39.611238749999998,39.742433699999999,40.476042370000002,41.97002612,39.742433699999999,44.020749270000003,44.564663230000001,40.65404736,16.194086410000001,15.76257934,14.64762717,14.64762717,14.64762717,14.64762717,14.64762717,14.64762717,14.39497063,14.64762717,14.39497063,14.64762717,14.64762717,14.64762717,14.64762717,15.56308849,16.836890260000001,39.611238749999998,48.837183529999997,48.837183529999997,48.837183529999997,48.837183529999997,48.837183529999997,48.837183529999997,48.837183529999997,48.837183529999997,48.837183529999997,48.837183529999997,48.837183529999997,48.837183529999997,48.837183529999997]
["2025-08-11",2025,8,11,"Monday",15.80885234,14.64762717,14.64762717,14.64762717,14.64762717,14.39497063,14.39497063,14.39497063,14.39497063,14.64762717,14.64762717,14.64762717,14.64762717,37.931974330000003,40.861013589999999,44.725158669999999,44.564934090000001,41.297868149999999,29.42296825,19.328101490000002,18.76211005,16.04498452,15.80885234,15.060780810000001,14.64762717,14.64762717,15.3634366,15.21132942,15.80885234,16.04498452,19.148024119999999,30.502427010000002,41.307949059999999,47.094821500000002,48.659782329999999,48.659782329999999,48.659782329999999,48.659782329999999,48.659782329999999,48.659782329999999,47.992065770000004,46.338250909999999,43.869720030000003,42.09597299,40.861013589999999,39.972000819999998,39.097893470000002,40.58846475]
["2025-08-26",2025,8,26,"Tuesday",154.46565942999999,142.10467097,85.987032450000001,66.304177929999994,48.427473089999999,48.427473089999999,48.427473089999999,48.427473089999999,48.427473089999999,48.427473089999999,48.427473089999999,66.304177929999994,150.53227179999999,164.31590197,163.6118152,151.0092338,48.427473089999999,41.251889300000002,21.049709249999999,15.895966420000001,15.49613098,14.892082520000001,15.04080875,15.895966420000001,15.986895029999999,16.04498452,14.64762717,16.04498452,15.895966420000001,15.895966420000001,15.895966420000001,28.75629193,41.014596930000003,61.283355790000002,154.46565942999999,173.751464,173.751464,173.751464,173.751464,173.751464,170.24260393,170.24260393,161.73235359,154.46565942999999,109.57783753,62.213829029999999,66.304177929999994,104.08548548]
["2025-09-10",2025,9,10,"Wednesday",14.39497063,14.64762717,14.64762717,14.39497063,14.39497063,14.39497063,14.39497063,14.39497063,14.39497063,14.538717220000001,14.64762717,14.64762717,14.64762717,16.04498452,16.04498452,15.80885234,14.64762717,14.64762717,13.38853158,0,0,0,0,0,0,0,0,0,13.93157036,14.482122499999999,14.39497063,14.538717220000001,14.64762717,16.04498452,53.637847190000002,55.810485100000001,75.44140247,129.81741446000001,124.28051947,77.056701619999998,75.44140247,75.44140247,75.44140247,55.810485100000001,55.810485100000001,55.810485100000001,55.810485100000001,55.810485100000001]
["2025-09-25",2025,9,25,"Thursday",126.03557601999999,91.234758220000003,17.721835330000001,16.006965619999999,15.895966420000001,15.895966420000001,15.895966420000001,15.895966420000001,15.895966420000001,15.848689950000001,15.916754210000001,16.195350229999999,17.03068592,17.372719700000001,16.04498452,15.80885234,14.64762717,14.39497063,14.482122499999999,0,0,0,0,0,0,0,0,0,0,0,14.443164879999999,14.408977180000001,14.39497063,14.64762717,15.87667162,87.935648909999998,94.350120079999996,138.86757073999999,137.62942724000001,138.86757073999999,138.86757073999999,138.86757073999999,135.74454431000001,105.42412121,101.75417621,99.952883880000002,99.952883880000002,80.449493500000003]
["2025-10-10",2025,10,10,"Friday",15.895966420000001,15.895966420000001,15.895966420000001,15.895966420000001,15.895966420000001,15.895966420000001,15.895966420000001,15.895966420000001,15.895966420000001,15.895966420000001,37.116188010000002,39.742433699999999,39.742433699999999,16.341885789999999,15.71671057,14.50281238,14.39497063,14.443164879999999,14.21374778,13.76064152,0,0,0,0,0,0,14.036987209999999,14.443164879999999,14.39497063,14.39903279,14.39497063,14.39497063,14.64762717,14.902058540000001,39.252961380000002,43.76327431,47.23303361,47.23303361,46.959921479999998,43.76327431,41.21851925,39.742433699999999,38.301192960000002,16.018775569999999,15.895966420000001,16.018775569999999,37.820088259999999,39.252961380000002]
["2025-10-26",2025,10,26,"Sunday",53.443154560000004,53.443154560000004,53.443154560000004,52.520970910000003,51.623192529999997,47.186029529999999,41.30341044,42.056465070000002,44.687146130000002,44.687146130000002,45.512747730000001,45.677956469999998,41.945566130000003,38.725411940000001,15.72072232,14.790054899999999,14.64762717,14.39497063,14.39497063,14.39497063,14.39497063,14.40282511,14.413349609999999,14.35567618,14.073216390000001,13.934061489999999,13.934061489999999,13.796262949999999,14.21374778,14.443164879999999,14.408977180000001,14.39497063,14.643808160000001,14.64762717,16.04498452,44.716977110000002,50.711089209999997,53.443154560000004,53.443154560000004,51.610354559999998,50.711089209999997,48.945773010000003,48.945773010000003,48.079315749999999,46.849367780000001,45.553743339999997,48.061399399999999,50.728141979999997]
["2025-11-10",2025,11,10,"Monday",41.35384844,39.742433699999999,38.301192960000002,37.593256080000003,36.893577579999999,36.893577579999999,36.893577579999999,37.593256080000003,37.593256080000003,39.742433699999999,42.166543990000001,42.718090709999998,37.192315520000001,16.04498452,14.67422165,14.6687128,14.6687128,14.39497063,14.39497063,14.408977180000001,14.443164879999999,13.97216294,13.397455799999999,13.561540580000001,14.443164879999999,14.39497063,14.42623169,14.6687128,15.184878579999999,16.486347259999999,34.528201520000003,36.34625355,73.656003240000004,77.740212729999996,81.767885109999995,84.077265690000004,84.185014870000003,141.27499028,81.767885109999995,77.740212729999996,77.665796420000007,73.656003240000004,43.855431199999998,42.046953879999997,39.742433699999999,40.521424199999998,42.046953879999997,39.742433699999999]
["2025-11-26",2025,11,26,"Wednesday",15.93730779,15.965054240000001,15.968095740000001,15.802067470000001,15.304384949999999,15.457322270000001,15.152998800000001,15.304384949999999,15.75784979,15.971030819999999,15.971030819999999,39.274613129999999,38.781726290000002,15.98492287,14.6687128,14.418530179999999,14.39497063,14.39497063,14.39645842,14.39497063,14.400145699999999,14.418530179999999,13.298313780000001,0,0,0,0,0,0,0,0,13.8381334,14.21374778,14.443164879999999,14.408977180000001,14.6687128,15.003140350000001,40.272342340000002,51.560873200000003,72.622284769999993,52.358672650000003,51.781767090000002,48.844855879999997,47.959452069999998,46.271239639999997,47.091772650000003,51.463373359999999,55.186740149999999]
["2025-12-08",2025,12,8,"Monday",51.617115759999997,48.085614360000001,43.364184199999997,37.461709550000002,36.202013800000003,36.202013800000003,15.93730779,15.93730779,36.284724830000002,37.874752770000001,43.10234604,46.380215499999998,43.899487970000003,38.47639058,16.04498452,15.261405209999999,14.6687128,14.42495188,14.39497063,14.40885522,14.442573810000001,14.216561390000001,13.936819740000001,13.12953656,0,0,0,0,0,13.393460749999999,14.23971953,14.482122499999999,14.41867645,14.6687128,14.973531850000001,40.738740630000002,45.548377530000003,48.952185139999997,50.717732599999998,50.717732599999998,50.717732599999998,48.952185139999997,48.085614360000001,46.383899370000002,43.10234604,38.61209667,39.913200629999999,40.620289710000002]
["2025-12-25",2025,12,25,"Thursday",61.565215119999998,61.565215119999998,49.011481279999998,45.069730360000001,43.500796899999997,42.730728730000003,43.500796899999997,43.500796899999997,43.500796899999997,45.069730360000001,47.330662779999997,45.986927649999998,31.066896360000001,15.962388519999999,14.6687128,14.443164879999999,14.13033888,0,0,0,0,0,0,0,0,0,0,0,0,0,14.352586179999999,14.413998729999999,14.40295905,14.39497063,14.6687128,14.67422165,16.04498452,52.369251839999997,55.323407760000002,58.3866759,57.353092070000002,54.326856890000002,51.407778690000001,16.125005359999999,15.93730779,15.93730779,15.93730779,15.962388519999999]
["2026-01-10",2026,1,10,"Saturday",36.893577579999999,15.93730779,16.04498452,15.80885234,14.68395196,15.300881540000001,15.80885234,16.04498452,15.93730779,15.93730779,15.93730779,15.93730779,16.04498452,14.67422165,14.6687128,14.39903279,14.39497063,14.443164879999999,13.63877299,0,0,0,0,0,0,0,0,0,0,0,0,14.21374778,14.443164879999999,14.39497063,14.39903279,14.39497063,14.6687128,14.67422165,16.04498452,15.93730779,15.93730779,16.04498452,14.70414903,14.67422165,14.67422165,14.67422165,14.67422165,14.67422165]
["2026-01-25",2026,1,25,"Sunday",75.44140247,75.44140247,59.476490849999998,54.32245219,62.271417739999997,75.44140247,74.120164509999995,74.120164509999995,75.44140247,75.44140247,75.44140247,75.44140247,66.153388800000002,46.350011260000002,43.618452269999999,38.723469600000001,16.04498452,14.67422165,14.425459139999999,14.39497063,14.395312300000001,14.39497063,14.39497063,14.39497063,14.443164879999999,14.0468919,13.573261049999999,14.0468919,14.0468919,14.328848860000001,14.41898529,14.403987969999999,14.42392682,14.6687128,14.67422165,15.059282339999999,59.476490849999998,65.368851809999995,75.44140247,75.44140247,75.44140247,75.44140247,75.44140247,75.44140247,74.120164509999995,75.44140247,75.44140247,75.44140247]
["2026-02-10",2026,2,10,"Tuesday",14.67422165,14.67422165,14.6687128,14.6687128,14.42547422,14.39497063,14.39497063,14.39497063,14.39497063,14.39497063,14.39497063,14.39497063,14.39497063,14.408977180000001,14.443164879999999,0,0,0,0,0,0,0,0,0,0,0,0,0,13.89332926,0,0,13.219927309999999,0,12.959667059999999,13.76570746,14.443164879999999,14.39497063,14.6687128,14.67422165,15.269739639999999,14.67422165,14.6687128,14.67422165,14.6687128,14.52909816,14.6687128,14.6687128,14.67422165]
["2026-02-25",2026,2,25,"Wednesday",15.80885234,14.841714830000001,14.76520844,14.694824349999999,14.694824349999999,14.9901260099999,16.04498452,15.93730779,36.202013800000003,37.593256080000003,40.851834820000001,62.568739700000002,79.230672409999997,77.056701619999998,42.730728730000003,16.04498452,14.67422165,14.5494313,14.39497063,14.39497063,14.39497063,14.39497063,14.39497063,14.39497063,14.39497063,14.39497063,14.39497063,14.39497063,14.39497063,14.52903246,14.67422165,16.04498452,37.937935000000003,42.314022309999999,45.12026264,79.230672409999997,129.74990191000001,154.45766789000001,142.70647621000001,129.74990191000001,113.3249515,79.230672409999997,79.230672409999997,79.230672409999997,79.230672409999997,78.297266149999999,78.297266149999999,76.933004670000003]
["2026-03-07",2026,3,7,"Saturday",74.694604909999995,74.694604909999995,74.694604909999995,74.694604909999995,74.694604909999995,74.694604909999995,74.694604909999995,74.694604909999995,74.694604909999995,74.694604909999995,74.694604909999995,74.694604909999995,74.694604909999995,74.694604909999995,50.903772959999998,45.847704010000001,35.06361167,14.67422165,14.6687128,14.4254734,14.39497063,14.39497063,14.39497063,14.39497063,14.39497063,14.39497063,14.39497063,14.39497063,14.39497063,14.39497063,14.39497063,14.39497063,14.4254734,14.67422165,16.04498452,66.500167700000006,74.694604909999995,74.694604909999995,74.694604909999995,74.694604909999995,74.694604909999995,74.694604909999995,74.694604909999995,74.694604909999995,74.694604909999995,74.694604909999995,74.694604909999995,74.694604909999995]
["2026-03-27",2026,3,27,"Friday",46.476701540000001,41.555089000000002,16.274467099999999,15.73763361,14.67422165,14.67422165,14.67422165,14.6687128,14.6687128,14.67422165,15.331973059999999,16.0089176,37.167119540000002,43.10234604,37.877119649999997,16.04498452,15.80885234,14.67422165,14.6687128,14.67422165,14.67422165,15.8164129,14.6687128,14.6687128,14.6687128,14.6687128,14.6687128,14.6687128,14.6687128,14.6687128,14.6687128,14.6687128,15.710018460000001,15.77966097,16.04498452,15.93730779,15.93730779,16.04498452,15.719356469999999,15.77966097,15.62360503,16.04498452,15.469116,14.67422165,14.6687128,14.607712810000001,14.6687128,15.08216706]
["2026-04-11",2026,4,11,"Saturday",84.077265690000004,74.694604909999995,66.304177929999994,50.75657279,50.75657279,50.75657279,50.75657279,50.75657279,50.75657279,50.75657279,50.75657279,50.75657279,50.75657279,73.876775809999998,73.876775809999998,50.75657279,45.19073891,27.95350745,26.077533540000001,23.576645890000002,22.275143839999998,21.173110770000001,20.583676109999999,15.895966420000001,15.895966420000001,15.895966420000001,15.895966420000001,15.895966420000001,14.830652089999999,17.67584699,25.95974695,29.434528180000001,38.482697969999997,46.41942066,50.75657279,50.75657279,50.75657279,50.75657279,50.75657279,50.75657279,50.75657279,50.75657279,50.75657279,49.867650939999997,49.867650939999997,50.75657279,50.75657279,50.75657279]
["2026-04-26",2026,4,26,"Sunday",17.172739979999999,16.55441467,15.895966420000001,16.04498452,15.80885234,14.64762717,14.97883057,14.64762717,16.04498452,16.04498452,14.98443348,15.80885234,16.04498452,15.895966420000001,15.895966420000001,16.04498452,14.68405512,14.64762717,14.39497063,14.408977180000001,14.443164879999999,14.21374778,0,0,14.443164879999999,0,14.443164879999999,14.39497063,14.39903279,14.39497063,14.39497063,14.64762717,15.90924605,37.428796300000002,53.007731939999999,80.449493500000003,121.64656168,138.21178248999999,122.70255803000001,135.2494136,124.28051947,124.28051947,121.64656168,80.449493500000003,75.44140247,53.007731939999999,73.876775809999998,73.876775809999998]
["2026-05-12",2026,5,12,"Tuesday",58.036306770000003,43.936431380000002,43.118694920000003,40.270785490000002,37.437985429999998,37.437985429999998,36.969561380000002,37.67068089,38.883996310000001,41.099278679999998,48.173391500000001,61.097855129999999,66.304177929999994,71.641880040000004,108.91322784,78.725175410000006,55.512264369999997,34.687033970000002,15.85037676,15.047739399999999,14.64762717,14.64762717,14.64762717,14.64762717,14.64762717,14.64762717,14.64762717,14.64762717,15.01429909,15.80885234,16.04498452,38.920015239999998,66.304177929999994,84.077265690000004,170.24260393,170.24260393,170.24260393,170.24260393,170.24260393,170.24260393,170.24260393,165.56344963999999,149.68715886000001,146.51740917999999,145.49490928,84.077265690000004,87.631147799999994,138.86757073999999]
["2026-05-27",2026,5,27,"Wednesday",14.395388609999999,14.39497063,14.39497063,14.40917846,14.323627070000001,14.102157869999999,14.443164879999999,14.39497063,14.39497063,14.39497063,14.39497063,14.39497063,14.39497063,14.39497063,14.64762717,14.64762717,14.64762717,14.39497063,14.39497063,14.39497063,14.39497063,14.39497063,14.39497063,14.39497063,14.39497063,14.39497063,14.39497063,14.39497063,14.39497063,14.39497063,14.64762717,14.64762717,14.94180107,37.426315180000003,41.97002612,46.058019309999999,46.058019309999999,49.344882169999998,47.737891259999998,52.949232619999997,49.459643059999998,45.201966519999999,41.97002612,40.931737589999997,38.63327039,37.593256080000003,36.202013800000003,36.202013800000003]
["2026-06-08",2026,6,8,"Monday",14.39497063,14.39497063,14.39497063,14.39497063,14.39497063,14.39497063,14.39497063,14.39497063,14.39497063,14.39497063,14.39497063,14.39497063,14.39497063,14.39497063,14.39497063,14.39497063,14.64762717,14.39497063,14.39497063,14.482122499999999,14.200761910000001,10.092635319999999,10.092635319999999,14.02594017,14.443164879999999,14.408977180000001,14.39497063,14.39497063,14.39497063,14.39497063,14.39497063,14.64762717,15.85989223,49.594992869999999,57.124176089999999,62.174308490000001,59.961124099999999,58.874357760000002,57.800494790000002,56.739306749999997,53.62958716,49.594992869999999,49.594992869999999,49.594992869999999,49.594992869999999,49.594992869999999,49.594992869999999,49.594992869999999]
["2026-06-26",2026,6,26,"Friday",14.64762717,14.64762717,14.64762717,14.64762717,14.64762717,14.64762717,14.64762717,14.39497063,14.64762717,14.39497063,14.64762717,14.64762717,14.64762717,15.895966420000001,15.990008639999999,18.33264819,15.09888776,14.64762717,14.408977180000001,14.443164879999999,14.21374778,8.2738130299999995,8.2738130299999995,8.2738130299999995,8.2738130299999995,8.2738130299999995,8.2738130299999995,8.2738130299999995,8.2738130299999995,14.443164879999999,14.408977180000001,14.39497063,14.64762717,15.1552122399999,18.151158169999999,19.675758720000001,19.481224409999999,18.890474059999999,15.895966420000001,15.990008639999999,15.895966420000001,15.70608124,14.64762717,14.64762717,14.64762717,14.64762717,14.64762717,14.64762717]
["2026-07-11",2026,7,11,"Saturday",143.96014510000001,137.55521082999999,126.992034,77.309347399999993,47.245493359999998,43.743047339999997,43.743047339999997,43.743047339999997,43.743047339999997,43.743047339999997,43.743047339999997,43.743047339999997,43.743047339999997,43.800441800000002,57.837584900000003,44.475332899999998,43.743047339999997,36.459766700000003,14.64762717,14.64762717,14.39497063,14.39497063,14.39497063,14.39859304,14.38248035,14.39497063,14.39497063,14.39497063,14.39497063,14.39497063,14.39497063,14.39497063,14.64762717,56.185809079999999,115.65170483,137.55521082999999,137.55521082999999,126.992034,72.307543370000005,57.608046049999999,43.743047339999997,43.743047339999997,43.743047339999997,36.459766700000003,36.459766700000003,14.64762717,14.64762717,14.64762717]
["2026-07-27",2026,7,27,"Monday",48.14402389,44.573597360000001,42.38236843,40.963148269999998,40.334998349999999,40.575645090000002,38.018441250000002,38.71301089,38.487456729999998,36.459766700000003,40.421897190000003,40.51746464,46.408596189999997,57.41336768,48.235513330000003,48.288582589999997,42.088981230000002,38.961818870000002,37.032079809999999,35.857831609999998,14.64762717,14.408977180000001,14.443164879999999,13.796001990000001,13.381516250000001,12.701883280000001,7.7519526000000001,13.659563820000001,14.482122499999999,14.39497063,14.39497063,14.39497063,14.39497063,14.39497063,14.64762717,14.64762717,14.64762717,14.64762717,14.64762717,14.39497063,14.39497063,14.39497063,14.408977180000001,14.443164879999999,14.21374778,13.514342170000001,14.443164879999999,14.39497063]
["2026-08-11",2026,8,11,"Tuesday",14.64762717,14.64762717,14.64762717,14.64762717,14.64762717,14.538972530000001,14.39497063,14.39497063,14.39497063,14.39497063,14.39497063,14.39497063,14.64762717,14.64762717,14.64762717,14.64762717,14.482122499999999,13.1318523,0,0,0,0,0,0,0,0,0,0,0,0,0,0,0,0,14.200761910000001,14.482122499999999,14.39497063,14.39497063,14.39497063,14.39497063,14.39497063,14.39497063,14.39497063,14.39497063,14.39497063,14.39497063,14.39497063,14.39497063]
["2026-08-16",2026,8,16,"Sunday",14.76070305,14.64762717,14.64762717,14.39497063,14.39497063,14.39497063,14.39497063,14.39497063,14.39497063,14.39497063,14.39497063,14.39497063,14.39497063,14.64762717,14.39497063,28.969522139999999,14.408977180000001,14.443164879999999,14.21374778,13.632680969999999,14.443164879999999,14.18542242,12.801881,0,0,0,0,0,0,14.18542242,14.32707649,14.64762717,21.812462669999999,40.516962419999999,90.542157169999996,113.69324055,131.81139123,135.60305441,131.81139123,131.81139123,131.81139123,116.27571716,126.18862358,108.78759605,97.286166320000007,90.542157169999996,97.286166320000007,108.78759605]
["2026-09-10",2026,9,10,"Thursday",74.889139470000003,68.590860230000004,45.63410803,43.797775690000002,40.88786502,40.88786502,40.276359749999997,39.072145669999998,37.892358080000001,37.973157309999998,37.892358080000001,38.479245249999998,44.061768540000003,48.525321949999999,40.88786502,36.44858456,14.64762717,14.482122499999999,14.23971953,12.035421639999999,0,0,0,0,0,0,0,0,0,12.91175831,14.21374778,14.443164879999999,14.408977180000001,34.689748960000003,73.003619599999993,93.17998833,133.78606195,134.70253048999999,135.26733017000001,127.85378217,103.54588165,74.889139470000003,74.889139470000003,74.889139470000003,67.612456289999997,64.533188019999997,63.70246195,62.808982909999997]
["2026-09-25",2026,9,25,"Friday",49.176383999999999,42.67626353,40.42490385,38.79108154,37.013855159999999,35.896217880000002,35.671319689999997,30.848455659999999,30.369037259999999,28.06119764,28.06119764,28.583832940000001,36.459766700000003,36.266776129999997,32.02009915,14.64762717,14.443164879999999,12.448698569999999,0,0,0,0,0,0,0,0,0,0,10.68274046,14.200761910000001,14.482122499999999,14.39497063,14.39497063,14.39497063,14.64762717,40.833736620000003,45.420148230000002,67.601957549999995,68.618939479999995,48.844727579999997,50.342793589999999,42.400774069999997,38.844499069999998,37.892358080000001,36.459766700000003,36.459766700000003,37.646804899999999,39.806855929999998]
["2026-10-11",2026,10,11,"Sunday",14.39497063,14.39497063,14.443164879999999,9.1283365799999991,9.0379921900000006,8.40728337,8.6873523499999994,9.0379921900000006,9.3118458700000009,14.443164879999999,9.1283365799999991,9.3118458700000009,8.40728337,0,0,0,0,0,0,0,0,0,0,0,0,0,0,0,0,0,0,0,0,8.5671897399999999,14.23971953,14.482122499999999,14.39497063,14.39497063,14.39497063,14.39497063,14.482122499999999,14.200761910000001,8.49123758,7.7724209100000001,0,0,8.0076540699999992,8.16837357]
["2026-10-26",2026,10,26,"Monday",49.05984213,49.05984213,44.043390080000002,43.39887143,42.761165939999998,42.761165939999998,42.761165939999998,45.241193350000003,47.637315119999997,75.779768529999998,76.891947810000005,76.891947810000005,76.891947810000005,76.891947810000005,42.512808389999897,37.9661033,32.402063159999997,14.64762717,14.408977180000001,14.443164879999999,8.7510558899999999,8.2418663199999997,0,0,0,0,0,0,0,8.0483414199999999,14.21374778,14.443164879999999,14.408977180000001,14.64762717,41.078850090000003,73.849241280000001,76.891947810000005,76.891947810000005,76.891947810000005,76.891947810000005,76.891947810000005,76.891947810000005,76.891947810000005,76.891947810000005,76.891947810000005,76.891947810000005,76.891947810000005,78.356206520000001]
["2026-11-10",2026,11,10,"Tuesday",38.123258960000001,37.630376089999999,32.604815909999999,14.67422165,14.6687128,14.6687128,14.6687128,14.67422165,14.67422165,14.67422165,30.458486090000001,36.457132770000001,37.558461350000002,35.353206139999998,38.78264034,37.87192761,36.567254400000003,34.713107719999897,14.67422165,14.6687128,14.428873129999999,14.443164879999999,8.2496468099999998,7.1521967100000001,0,0,0,0,7.8497910099999997,9.3147809400000003,14.482122499999999,14.41867645,14.67422165,40.351019370000003,71.494471849999996,70.63475871,73.647499550000006,76.835773840000002,80.548035690000006,80.548035690000006,80.548035690000006,79.374022080000003,79.374022080000003,79.135953490000006,77.309347399999993,79.135953490000006,80.548035690000006,80.548035690000006]
["2026-11-17",2026,11,17,"Tuesday",14.6687128,14.6687128,14.6687128,14.6687128,14.42395934,14.39497063,14.39497063,14.42395934,14.41867645,14.6687128,14.67422165,32.209903400000002,38.45795055,38.715091219999998,34.553598800000003,38.372634150000003,38.060257749999998,32.209903400000002,19.40049578,14.790488570000001,14.6687128,14.6687128,24.202010380000001,14.67422165,22.657293679999999,31.430180620000002,46.61162101,52.628853149999998,48.290288279999999,49.475511079999997,56.101474459999999,58.244721030000001,57.843564600000001,62.955056339999999,75.548264489999994,75.548264489999994,81.221775559999998,87.176625650000005,83.000927739999995,81.031808909999995,79.135953490000006,75.548264489999994,75.548264489999994,52.687303159999999,46.018934690000002,50.811901749999997,46.95360385,51.547144869999997]
["2026-12-10",2026,12,10,"Thursday",43.99034382,43.39887143,42.91852926,42.77986464,42.91852926,42.91852926,39.97793179,42.761165939999998,41.938901799999996,42.91852926,58.20519427,71.144647789999993,71.144647789999993,46.018934690000002,44.869643000000003,43.0773072,44.043390080000002,45.955262589999997,43.069128509999999,40.11340105,36.840625170000003,37.402651280000001,34.649234329999999,14.6687128,14.39497063,14.39497063,14.39497063,14.39497063,14.39497063,14.39497063,14.39497063,14.39497063,14.39497063,14.39497063,14.39497063,14.407154050000001,14.4227583,14.6687128,14.67422165,14.84369483,42.91852926,14.6966748,14.67422165,14.6687128,14.41867645,14.41867645,14.6687128,14.67422165]
["2026-12-11",2026,12,11,"Friday",14.6687128,14.41867645,14.42395934,14.39497063,14.41867645,14.39497063,14.42395934,14.39497063,14.6687128,14.67422165,14.67422165,37.892358080000001,40.577413579999998,38.044079889999999,14.67422165,14.67422165,14.6687128,14.6687128,14.42395934,14.39497063,14.482122499999999,14.23971953,8.3320268800000008,7.1521967100000001,0,7.0813326999999999,7.6190966099999997,14.443164879999999,14.408977180000001,14.423110299999999,14.41867645,14.41867645,14.6687128,14.6687128,14.6687128,14.6687128,14.67422165,14.67422165,38.228886420000002,36.761515590000002,37.954430709999997,33.11147107,14.6966748,14.6966748,14.6966748,32.527337320000001,40.174012220000002,41.618220809999997]
["2026-12-26",2026,12,26,"Saturday",39.162947580000001,37.303347129999999,40.349068950000003,34.332009229999997,32.343326380000001,34.489942739999996,36.459302319999999,35.896217880000002,36.463993909999999,36.274810459999998,37.021550349999998,38.463565770000002,42.101143469999997,44.968625359999997,44.876581170000001,43.029136950000002,42.88141521,42.374794469999998,14.67422165,14.6687128,14.42395934,14.39497063,14.41867645,14.41867645,14.6687128,14.67422165,37.212413249999997,37.581306509999997,37.581306509999997,38.154632169999999,37.893211110000003,37.013855159999999,38.751839410000002,70.099244290000001,71.144647789999993,71.144647789999993,71.144647789999993,71.144647789999993,71.144647789999993,71.144647789999993,71.144647789999993,71.144647789999993,71.144647789999993,71.144647789999993,71.144647789999993,71.144647789999993,45.353308349999999,46.065943230000002]
["2027-01-10",2027,1,10,"Sunday",14.6687128,14.6687128,14.41867645,14.42513664,14.39497063,14.39497063,14.39497063,14.39497063,14.42513664,14.41867645,14.41867645,14.41867645,14.482122499999999,14.23971953,0,0,0,0,0,0,0,0,0,0,0,0,0,0,0,0,0,0,0,13.35530309,14.443164879999999,14.6687128,31.363577759999998,38.757735779999997,41.897858550000002,39.723959059999999,40.010616779999999,37.442911010000003,35.120280260000001,31.045229129999999,14.67422165,14.67422165,26.359476300000001,14.67422165]
["2027-01-26",2027,1,26,"Tuesday",71.159241820000005,71.159241820000005,71.159241820000005,71.159241820000005,71.159241820000005,65.556811210000006,56.40562757,49.090153829999998,49.090153829999998,48.198436309999998,57.23346291,64.222951159999994,55.165944789999998,45.66625157,41.036374279999997,35.906089420000001,14.6687128,14.42272462,14.41533971,14.42546823,9.0764671999999997,8.2496468099999998,7.5919569500000001,0,0,0,0,7.8216732100000002,8.6699882099999996,14.42546823,14.39868821,14.39979988,14.42546823,14.67422165,63.092744760000002,69.079000969999996,71.159241820000005,71.159241820000005,75.548264489999994,78.356206520000001,78.356206520000001,72.469391090000002,71.159241820000005,71.159241820000005,71.159241820000005,71.159241820000005,71.159241820000005,71.159241820000005]
["2027-02-14",2027,2,14,"Sunday",71.044978529999995,71.044978529999995,44.491924140000002,44.481083929999997,44.481083929999997,44.491924140000002,44.491924140000002,63.978721329999999,63.653961690000003,68.968078009999999,68.179112880000005,66.934401679999993,45.702167250000002,37.49969454,14.67422165,14.6687128,14.39497063,14.482122499999999,14.23971953,7.5075633599999998,0,0,0,0,0,0,0,0,7.8497910099999997,14.21374778,14.443164879999999,14.408977180000001,14.6687128,36.499429730000003,67.926208250000002,67.945921589999998,74.917718629999996,74.917718629999996,74.917718629999996,74.917718629999996,74.917718629999996,74.917718629999996,74.917718629999996,74.917718629999996,68.266487789999999,70.001039570000003,47.599476109999998,65.233272659999997]
["2027-02-24",2027,2,24,"Wednesday",14.67422165,14.6687128,14.6687128,14.6687128,14.6687128,14.67422165,14.67422165,32.538669990000002,37.311393150000001,37.311393150000001,39.076949159999998,48.116578799999999,61.504902260000001,46.448275719999998,38.186881460000002,29.549427550000001,14.6687128,14.423110299999999,14.408977180000001,14.443164879999999,14.044833629999999,8.7945141600000003,8.4195049199999996,8.40728337,8.40728337,8.49123758,8.7609077000000006,14.21374778,14.443164879999999,14.408977180000001,14.423110299999999,14.6687128,14.67422165,35.65067191,38.186881460000002,71.448619179999994,77.063915399999999,81.282321269999997,77.063915399999999,77.063915399999999,77.063915399999999,77.063915399999999,77.063915399999999,77.063915399999999,77.063915399999999,76.308349100000001,77.063915399999999,76.308349100000001]
["2027-03-12",2027,3,12,"Friday",70.624698850000001,70.624698850000001,61.146129549999998,46.397578420000002,46.163850629999999,44.894131489999999,43.438235880000001,45.052245749999997,45.883978149999997,59.386771690000003,70.624698850000001,70.624698850000001,70.624698850000001,70.624698850000001,66.190666649999997,34.288626610000001,14.67422165,14.6687128,14.6687128,14.408977180000001,14.443164879999999,14.21374778,8.7279839100000007,7.9997870200000003,7.4689588699999998,0,0,0,0,0,0,7.9997870200000003,14.443164879999999,14.428873129999999,28.366843100000001,38.401606940000001,50.248540349999999,55.429481770000002,44.043390080000002,43.812670009999998,42.003164400000003,39.779495529999998,37.73004066,36.463067619999997,35.489034109999999,35.345857729999999,35.902416520000003,36.472007849999997]
["2027-03-27",2027,3,27,"Saturday",39.319125929999998,36.951934899999998,14.67422165,14.67422165,14.6687128,14.6687128,14.6687128,14.4254734,14.39497063,14.39497063,14.39497063,14.39497063,14.39497063,14.39497063,14.482122499999999,14.1019288,0,0,0,0,0,0,0,0,0,0,0,0,0,0,7.39495638,14.1019288,14.482122499999999,14.67422165,41.76893784,62.788173540000003,63.73273846,60.928378309999999,38.025047669999999,31.37035229,14.67422165,14.6687128,14.6687128,14.41867645,14.6687128,14.41867645,14.67422165,14.67422165]
["2027-04-12",2027,4,12,"Monday",41.944472419999997,41.938000299999999,40.848046650000001,39.762407590000002,37.021550349999998,36.459766700000003,35.903680710000003,35.353206139999998,35.903680710000003,14.64762717,14.64762717,14.64762717,14.64762717,38.363605040000003,14.64762717,14.64762717,14.39497063,14.39497063,14.39497063,14.39903279,14.39497063,14.443164879999999,8.7223728000000005,8.3320268800000008,9.1164480599999997,14.482122499999999,14.39497063,14.39497063,14.39497063,14.39497063,14.39497063,14.64762717,35.241529309999997,43.085540539999997,68.28534956,70.856304280000003,68.051794909999998,67.036895880000003,43.437511999999998,34.716616340000002,14.64762717,14.64762717,14.64762717,14.64762717,14.64762717,14.64762717,14.64762717,14.64762717]
["2027-04-27",2027,4,27,"Tuesday",14.64762717,14.64762717,14.64762717,14.39497063,14.39497063,14.39497063,14.39497063,14.39497063,14.39497063,14.39497063,14.39497063,14.39497063,14.39497063,14.39497063,14.39497063,14.482122499999999,8.9053619699999995,0,0,0,0,0,0,0,0,0,0,0,0,0,0,7.1521967100000001,9.3571932499999999,14.482122499999999,14.64762717,14.64762717,14.64762717,14.64762717,14.64762717,14.64762717,14.64762717,14.39497063,14.39497063,14.39497063,14.39497063,14.39497063,14.39497063,14.39497063]
["2027-05-14",2027,5,14,"Friday",99.511125199999995,83.000927739999995,79.135953490000006,64.231344480000004,64.231344480000004,64.231344480000004,64.231344480000004,64.231344480000004,64.231344480000004,64.231344480000004,64.231344480000004,81.031808909999995,99.511125199999995,122.65320756,143.96014510000001,137.55521082999999,69.765593920000001,60.684517769999999,36.12320845,34.335033189999997,14.64762717,14.64762717,14.64762717,14.64762717,14.64762717,14.64762717,14.64762717,14.64762717,14.64762717,14.64762717,37.023605070000002,46.714667030000001,64.231344480000004,125.32136288,168.80271074999999,168.80271074999999,168.80271074999999,168.80271074999999,168.80271074999999,168.80271074999999,147.44726986000001,143.96014510000001,143.96014510000001,143.96014510000001,135.48651416000001,121.48712175,131.81139123,137.55521082999999]
["2027-05-27",2027,5,27,"Thursday",14.64762717,14.39497063,14.39497063,14.39497063,14.39497063,14.39497063,14.39497063,14.39497063,14.39497063,14.39497063,14.39497063,14.64762717,14.64762717,41.019405499999998,45.440237490000001,47.898702059999998,38.80319068,33.842903999999997,20.296109189999999,14.64762717,14.64762717,14.47958798,14.10320555,14.39497063,14.39497063,14.39497063,14.121632399999999,14.474243850000001,14.39497063,14.64762717,14.64762717,31.508334489999999,34.855435970000002,59.274902160000003,67.612456289999997,67.612456289999997,67.612456289999997,67.612456289999997,67.612456289999997,67.049757290000002,66.179501579999993,63.433631269999999,49.630336679999999,14.64762717,14.64762717,14.64762717,14.64762717,14.64762717]
["2027-06-11",2027,6,11,"Friday",67.494737839999999,67.494737839999999,67.494737839999999,67.494737839999999,67.289852420000003,59.350589280000001,63.115336589999998,64.797237260000003,67.494737839999999,67.494737839999999,67.494737839999999,67.494737839999999,87.711238080000001,106.41580832,115.65170483,113.66110654000001,110.33110352999999,67.494737839999999,42.040936350000003,38.775277039999999,34.506330939999998,14.64762717,14.64762717,14.64762717,14.64762717,14.64762717,14.64762717,14.64762717,14.64762717,34.702734380000003,38.054807719999999,40.174012220000002,67.822466259999999,111.19867133,143.96014510000001,143.96014510000001,143.96014510000001,143.96014510000001,143.96014510000001,143.96014510000001,143.96014510000001,143.96014510000001,136.51862969000001,134.93464327000001,131.81139123,115.65170483,115.05707904,116.1955383]
["2027-06-26",2027,6,26,"Saturday",8.4992936500000003,8.2496468099999998,8.1680856800000008,7.6787799899999998,7.8900793399999998,7.9688640800000003,8.8652337499999998,8.8652337499999998,14.443164879999999,14.39497063,14.39497063,14.39497063,14.39497063,14.39506972,14.39497063,14.39497063,14.39497063,14.39497063,14.39497063,14.482122499999999,8.1874956900000004,14.443164879999999,8.3518264700000007,7.8497910099999997,14.200761910000001,14.482122499999999,14.39497063,14.39497063,14.39497063,14.39497063,14.64762717,14.64762717,14.64762717,16.544665859999999,39.564391530000002,37.916957760000003,39.329523270000003,36.968442469999999,17.274744009999999,16.544665859999999,14.64762717,14.64762717,14.64762717,14.39497063,14.39497063,14.39497063,14.39497063,14.39497063]
["2027-07-12",2027,7,12,"Monday",37.69125356,36.46289402,34.54660449,29.482880049999999,32.20847638,32.193907609999997,32.546873990000002,29.74019638,34.273352129999999,34.805948890000003,37.333759999999998,40.261959220000001,60.428806870000003,65.171518239999997,69.225785060000007,65.171518239999997,65.171518239999997,65.171518239999997,65.171518239999997,65.171518239999997,65.171518239999997,63.724062779999997,60.974492120000001,48.146868929999997,47.468966629999997,48.146868929999997,65.171518239999997,65.171518239999997,65.171518239999997,65.171518239999997,65.171518239999997,107.97479912999999,135.76127726999999,166.56349016999999,173.97923621999999,175.05367301999999,174.27084757,173.97923621999999,173.97923621999999,173.97923621999999,173.97923621999999,173.97923621999999,172.19599036,166.10543960000001,150.57042687000001,146.26162486999999,148.20826172,148.29680739]
["2027-07-26",2027,7,26,"Monday",14.125800379999999,14.39497063,8.7854870700000003,8.4948777500000006,8.0781460599999999,8.4108788699999995,8.4108788699999995,8.4108788699999995,8.6125185700000007,8.4108788699999995,8.8733074100000007,14.39497063,14.40509492,14.40112184,14.64762717,14.64762717,14.64762717,14.39497063,14.39497063,14.39497063,14.39497063,14.408977180000001,14.443164879999999,8.4430235200000006,8.6985620000000008,14.21374778,14.443164879999999,14.408977180000001,14.39497063,14.482122499999999,8.8733074100000007,14.443164879999999,14.408977180000001,14.39497063,14.64762717,81.974665470000005,86.93349096,89.580788690000006,85.770653909999993,62.325878639999999,58.910006580000001,46.030354690000003,43.786026790000001,14.64762717,14.39497063,14.39497063,14.39497063,14.64762717]
["2027-08-11",2027,8,11,"Wednesday",14.39497063,8.7520385699999999,7.8878427100000001,7.8878427100000001,0,0,7.32423263,0,0,0,7.6861205200000002,8.2402771900000005,14.443164879999999,14.408977180000001,14.64762717,14.64762717,14.64762717,14.64762717,14.39497063,14.482122499999999,14.23971953,0,0,0,0,0,0,0,0,0,7.1798459899999996,8.6816151000000001,14.64762717,27.660451859999998,91.130398740000004,106.75342542999999,106.75342542999999,106.75342542999999,106.75342542999999,106.75342542999999,106.75342542999999,106.75342542999999,106.75342542999999,102.11805488,97.333113249999997,95.881218239999995,97.612479329999999,101.26947133]
["2027-08-26",2027,8,26,"Thursday",108.12697428,108.12697428,108.12697428,107.0969731,95.155701210000004,68.225041410000003,65.171518239999997,62.325878639999999,60.974492120000001,62.325878639999999,98.006415309999994,108.12697428,108.12697428,119.69783604,119.69783604,108.12697428,71.905542550000007,29.620241050000001,14.64762717,14.64762717,14.64762717,14.64762717,14.64762717,14.64762717,14.64762717,31.55416511,36.677949030000001,37.416920390000001,39.14917252,39.144001940000003,39.4759131,81.083113179999998,108.12697428,112.06927017,143.80789859000001,157.80714628000001,160.31528435000001,160.31528435000001,160.31528435000001,160.31528435000001,160.31528435000001,160.31528435000001,156.56447829000001,132.88749965,124.90319814,113.1457073,114.90009468,115.04255427]
["2027-09-10",2027,9,10,"Friday",41.630609739999997,38.277687550000003,35.356820679999998,30.911119670000001,28.411880539999999,14.64762717,14.64762717,14.64762717,14.64762717,14.64762717,34.551035859999999,37.53503388,41.182925949999998,74.842139639999999,77.378255080000002,32.911619129999998,20.484282409999999,14.39497063,14.482122499999999,8.7960523199999994,8.6654444399999999,14.21374778,14.443164879999999,14.408977180000001,14.64762717,14.64762717,14.39497063,14.39497063,14.64762717,14.64762717,14.64762717,30.54393468,36.963566849999999,97.887493550000002,100.28496669,123.51402419999999,131.19846680000001,131.19846680000001,131.19846680000001,131.19846680000001,131.19846680000001,131.19846680000001,131.19846680000001,131.19846680000001,121.85941944,116.43796804,119.51966382000001,118.98421801000001]
["2027-09-26",2027,9,26,"Sunday",119.69783604,119.69783604,119.69783604,119.69783604,119.38378064,117.64810934,115.92902542,114.22629225,112.20812254000001,111.43243943,111.43243943,100.50364251000001,91.939681780000001,51.626085600000003,33.440594320000002,14.64762717,14.482122499999999,8.7774626500000004,7.2867891499999997,0,0,0,0,0,0,0,0,0,0,0,0,7.3596769599999998,14.482122499999999,14.64762717,39.325442860000003,70.896267839999993,75.141462110000006,78.257367090000002,76.932856049999998,65.537075189999996,61.031793180000001,47.84275787,43.667206030000003,40.920837140000003,39.723066430000003,37.416920390000001,39.144001940000003,40.920837140000003]
["2027-10-11",2027,10,11,"Monday",67.126711229999998,66.326629490000002,63.834072429999999,63.834072429999999,66.998848890000005,66.670896170000006,65.715474069999999,66.670896170000006,69.837010469999996,106.73975965,109.83043092,111.39891464,110.84470991000001,69.837010469999996,40.80430741,14.64762717,14.64762717,14.39497063,14.39497063,14.408977180000001,14.443164879999999,8.5852202799999997,8.5852202799999997,7.8626052099999999,8.2692506399999992,0,8.2692506399999992,14.443164879999999,14.408977180000001,14.39497063,14.64762717,36.164060210000002,38.52908876,116.77244567,116.77244567,120.27053653999999,123.26584810999999,117.3293714,116.77244567,116.77244567,116.77244567,116.77244567,116.77244567,116.77244567,116.77244567,116.77244567,116.77244567,116.77244567]
["2027-10-27",2027,10,27,"Wednesday",100.55242465000001,100.55242465000001,100.87633624999999,93.148477819999997,84.918790680000001,86.310679910000005,88.573844719999997,89.852916190000002,102.03588205,105.06714905,105.06714905,105.06714905,105.06714905,73.662833579999997,33.922985789999998,14.64762717,14.39497063,14.482122499999999,14.23971953,8.8356567800000008,7.7135388499999999,0,0,0,0,0,0,0,0,7.8684446499999998,8.4590929300000006,14.23971953,14.482122499999999,14.64762717,36.851923390000003,55.251494829999999,75.141462110000006,78.436087720000003,79.556230159999998,73.498645370000006,63.229539389999999,56.069445950000002,44.15611844,40.322898479999999,39.144001940000003,38.562884080000003,39.786354719999999,41.890628489999997]
["2027-11-10",2027,11,10,"Wednesday",47.180724750000003,43.599472349999999,40.314517080000002,39.20540905,38.448853100000001,37.874886940000003,38.626490080000004,40.645880609999999,40.893330710000001,40.297077559999998,54.476793790000002,68.543400399999996,68.543400399999996,65.466957500000007,14.67422165,14.17568647,0,0,0,0,0,0,0,0,0,0,0,0,0,0,0,0,8.4152382699999997,8.0821058299999997,14.443164879999999,14.408977180000001,14.39497063,14.42494743,14.67422165,38.658188170000003,53.187290040000001,53.005429020000001,45.108626749999999,37.912162389999999,38.962956599999998,36.966989419999997,38.126969520000003,53.005429020000001]
["2027-11-25",2027,11,25,"Thursday",14.6687128,14.67422165,14.67422165,14.67422165,14.67422165,14.6687128,14.6687128,14.6687128,14.67422165,33.843613410000003,37.0387694,37.165833419999998,35.681015610000003,16.752926200000001,14.443164879999999,8.3241637500000003,0,0,0,0,0,0,0,0,0,0,0,0,0,0,0,0,0,0,7.9206593400000003,14.200761910000001,14.482122499999999,14.6687128,14.41867645,14.6687128,14.6687128,14.6687128,14.42547424,14.39497063,14.39497063,14.39497063,14.39497063,14.39497063]
["2027-12-11",2027,12,11,"Saturday",44.229173510000003,40.314517080000002,39.135865590000002,38.554868509999999,37.409143020000002,33.207686389999999,36.842350449999998,30.903479449999999,36.5280202,37.4236784,46.37878954,49.034838729999997,51.264134650000003,47.512320410000001,23.602446430000001,14.67422165,14.67422165,14.460252929999999,14.42513664,14.39497063,14.39497063,14.39497063,14.39497063,14.42513664,14.6687128,14.6687128,14.41867645,14.460252929999999,18.674103840000001,21.289217130000001,31.079314870000001,36.5352733,36.218389350000002,57.742928050000003,76.228865549999995,75.368712970000004,75.743266969999993,75.743266969999993,77.327020669999996,77.327020669999996,77.327020669999996,75.141462110000006,74.064653230000005,71.942205749999999,70.896267839999993,47.461294359999997,50.338686070000001,48.547393919999998]
["2027-12-26",2027,12,26,"Sunday",51.63205962,45.919307699999997,45.27276921,44.646614749999998,44.623346150000003,43.989630329999997,43.989630329999997,43.989630329999997,43.989630329999997,44.014777080000002,46.363163929999999,43.98125727,19.343582980000001,14.482122499999999,0,0,0,0,0,0,0,0,0,0,0,0,0,0,0,0,0,0,0,14.443164879999999,14.67422165,30.241951879999998,68.93398096,77.094436549999998,77.094436549999998,77.094436549999998,77.094436549999998,77.094436549999998,77.094436549999998,75.126801529999995,69.837010469999996,46.889110049999999,47.561619690000001,47.561619690000001]
["2028-01-10",2028,1,10,"Monday",44.015428030000002,44.787018209999999,41.18801345,42.35871375,41.748534640000003,42.134106850000002,42.125348979999998,42.740721540000003,42.740721540000003,43.759679419999998,49.150704619999999,51.16586856,48.006460189999999,41.844624690000003,26.283014550000001,22.997663930000002,14.67422165,14.6687128,14.39497063,14.408977180000001,14.443164879999999,14.21374778,13.25352498,7.5436688900000002,0,7.5436688900000002,13.25352498,0,7.4689588699999998,14.101745640000001,14.27516166,14.46937988,14.41944887,14.6687128,26.141227669999999,36.445042460000003,40.05123064,48.664493299999997,59.021929569999998,68.225041410000003,68.225041410000003,66.670896170000006,52.92571135,48.458668430000003,47.095022559999997,43.37113402,47.756469019999997,49.892669689999998]
["2028-01-24",2028,1,24,"Monday",67.575005700000006,50.82963917,45.825739589999998,45.635062750000003,44.971593489999997,44.314464839999999,44.971593489999997,45.635062750000003,46.988397290000002,68.557463100000007,104.02548715,108.67921256,108.67921256,108.67921256,68.557463100000007,44.743331740000002,40.996697019999999,35.180679759999997,14.67422165,14.425470499999999,14.39497063,14.39497063,14.39497063,14.39497063,14.39497063,14.39497063,14.39497063,14.39497063,14.39497063,14.42545747,14.6687128,14.67422165,55.622239149999999,96.449894580000006,104.02548715,108.67921256,108.67921256,134.16424523000001,134.67503780000001,134.16424523000001,108.67921256,108.67921256,108.67921256,108.67921256,108.67921256,108.67921256,108.67921256,108.67921256]
["2028-02-09",2028,2,9,"Wednesday",14.67422165,14.67422165,14.67422165,14.67422165,14.67422165,14.67422165,14.67422165,14.67422165,14.67422165,14.67422165,35.197064789999999,35.765019119999998,41.73397963,42.366427510000001,35.761480929999998,14.6687128,14.6687128,14.6687128,14.41867645,14.42513664,14.39497063,14.39497063,14.39497063,14.39497063,14.42513664,14.41867645,14.6687128,14.6687128,14.6687128,14.889042209999999,34.926531930000003,36.092631130000001,40.585764689999998,53.285032030000004,81.592526950000007,81.592526950000007,81.592526950000007,81.592526950000007,81.592526950000007,81.592526950000007,81.592526950000007,81.592526950000007,81.592526950000007,81.592526950000007,47.467114760000001,46.786890960000001,45.787971310000003,47.47129442]
["2028-02-25",2028,2,25,"Friday",43.549171700000002,43.793201860000003,42.749607349999998,42.134106850000002,42.134106850000002,39.00687379,41.515914119999998,39.579477070000003,41.124716139999997,42.53557361,47.670013519999998,50.943428230000002,75.793663480000006,54.301455310000001,44.346412309999998,18.399823810000001,14.67422165,14.482122499999999,13.71948686,0,0,0,0,0,0,0,0,0,0,0,0,0,0,14.363625170000001,14.43757433,14.67422165,36.950274559999997,42.748028619999999,43.486883779999999,42.863698370000002,42.310381419999999,41.030047500000002,40.300864199999999,39.836680960000002,38.66580149,38.66580149,38.66580149,39.248470249999997]
["2028-03-11",2028,3,11,"Saturday",90.951869020000004,90.951869020000004,90.951869020000004,90.951869020000004,90.951869020000004,90.951869020000004,90.951869020000004,90.951869020000004,90.951869020000004,90.951869020000004,90.951869020000004,90.951869020000004,90.951869020000004,90.951869020000004,63.724062779999997,46.52473603,32.609861719999998,26.841075589999999,14.67422165,14.41867645,14.482122499999999,9.2986351799999998,6.21051778,3.6436251099999999,0,0,0,0,0,0,7.7188583399999997,9.2065731500000005,14.482122499999999,14.6687128,49.888782800000001,85.126955820000006,90.951869020000004,90.951869020000004,90.951869020000004,90.951869020000004,90.951869020000004,90.951869020000004,90.951869020000004,90.951869020000004,90.951869020000004,90.951869020000004,90.951869020000004,90.951869020000004]
["2028-03-26",2028,3,26,"Sunday",39.195357880000003,37.418472569999999,38.564483789999997,38.564483789999997,44.497734209999997,42.816739200000001,39.145625760000001,42.239457979999997,40.922534669999997,44.099377789999998,49.73604813,54.898429120000003,60.397901230000002,60.167573879999999,41.152439029999996,35.625384089999997,33.29635949,14.6687128,14.482122499999999,8.0873313299999996,0,0,0,0,0,0,0,0,7.2959670399999998,8.3320268800000008,14.482122499999999,14.39497063,14.6687128,14.67422165,60.974492120000001,100.08344719999999,74.10461085,64.827657079999994,62.878908959999997,49.447050900000001,44.539561740000003,14.67422165,14.67422165,14.41867645,14.482122499999999,8.8652337499999998,7.3688930700000004,0]
["2028-04-11",2028,4,11,"Tuesday",32.192049449999999,14.64762717,14.39497063,14.64762717,14.64762717,14.39497063,14.39497063,14.39497063,14.39497063,14.39497063,14.64762717,14.64762717,37.558022110000003,45.885539420000001,42.542126940000003,33.962541389999998,14.64762717,8.6617005299999992,7.1521967100000001,0,0,0,0,0,8.5842059000000006,14.482122499999999,14.443164879999999,8.7774626500000004,14.443164879999999,14.408977180000001,14.39497063,14.39497063,14.64762717,44.876961039999998,68.192379509999995,90.608180129999994,90.608180129999994,90.608180129999994,90.608180129999994,82.431597139999994,81.270969870000002,78.983973000000006,75.054039220000007,64.295264599999996,45.002532109999997,43.976859240000003,44.82340533,45.475082469999997]
["2028-04-22",2028,4,22,"Saturday",36.851923390000003,36.664707710000002,36.292151169999997,35.74233203,32.555406519999998,33.910523169999998,35.737531590000003,35.737531590000003,36.708299480000001,38.370578469999998,37.335063849999997,43.92103796,48.060667189999997,52.45385272,39.053339260000001,36.284607600000001,24.06358234,14.478815320000001,14.119876290000001,14.443164879999999,9.0609673300000004,0,0,0,0,0,0,0,0,0,0,14.200761910000001,14.482122499999999,14.64762717,58.132184979999998,66.257226130000006,67.807358500000007,59.667592409999997,43.474023250000002,40.420312469999999,34.687284769999998,14.64762717,14.64762717,14.64762717,14.64762717,14.64762717,14.64762717,14.64762717]
["2028-05-11",2028,5,11,"Thursday",9.0172277800000007,10.596456379999999,8.4992936500000003,8.3518264700000007,8.3518264700000007,8.3518264700000007,8.3518264700000007,8.3518264700000007,8.3518264700000007,8.3518264700000007,8.3518264700000007,8.3518264700000007,8.3518264700000007,14.443164879999999,14.408977180000001,14.39497063,14.39497063,14.39497063,14.39497063,14.39497063,14.39497063,14.39497063,14.39497063,14.39497063,14.39497063,14.12161118,14.47425001,14.39497063,14.64762717,14.64762717,31.31154742,27.648151800000001,56.125160999999999,102.42535257,107.18075569,107.18075569,107.18075569,107.18075569,107.18075569,107.18075569,107.18075569,107.18075569,107.18075569,107.18075569,99.109815269999999,43.325657030000002,43.591477820000001,43.591477820000001]
["2028-05-26",2028,5,26,"Friday",14.64762717,14.39497063,14.29477778,14.39497063,14.39497063,14.39497063,14.39497063,14.39497063,14.39497063,14.39497063,14.39497063,14.39497063,14.39497063,14.39497063,14.39497063,14.39497063,14.39497063,14.39497063,14.39497063,14.395312300000001,14.39497063,14.39497063,14.39497063,14.443164879999999,8.1874956900000004,0,0,7.6952524499999999,8.0263999500000001,8.0831513899999994,8.7223728000000005,14.21374778,14.443164879999999,14.64762717,36.131553340000004,84.65517251,92.561469130000006,92.561469130000006,93.997953440000003,95.447783259999994,96.911145439999999,98.388230329999999,98.388230329999999,98.388230329999999,97.072172760000001,96.911145439999999,69.837010469999996,69.350820979999995]
["2028-06-10",2028,6,10,"Saturday",87.625747529999998,69.837010469999996,69.837010469999996,69.837010469999996,60.016589629999999,55.320842210000002,14.64762717,14.64762717,14.64762717,14.64762717,14.64762717,14.64762717,20.52882846,52.9859315,69.837010469999996,69.837010469999996,69.837010469999996,14.64762717,14.64762717,14.39497063,14.408977180000001,14.443164879999999,8.6682650199999998,8.4976428100000003,8.4976428100000003,8.5825212700000009,8.6682650199999998,14.39497063,14.40509492,14.40112184,14.39497063,20.52882846,69.837010469999996,69.837010469999996,143.41616529000001,142.41968245999999,139.29481984,134.67503780000001,132.88749965,131.19846680000001,131.19846680000001,111.06573525,98.485311909999993,69.837010469999996,69.837010469999996,69.837010469999996,66.41763048,66.670896170000006]
["2028-06-26",2028,6,26,"Monday",83.05152339,83.05152339,51.076550730000001,48.599749719999998,46.918234210000001,46.636847170000003,46.572335070000001,45.94174761,45.94174761,46.483636619999999,46.947809820000003,48.599749719999998,87.586355889999993,113.58238952000001,118.08554913,124.90319814,113.58238952000001,50.571039110000001,45.919307699999997,44.195559500000002,43.37113402,42.134106850000002,40.322898479999999,38.352011519999998,36.851923390000003,36.292151169999997,36.292151169999997,37.416920390000001,38.562884080000003,39.144001940000003,46.347449840000003,96.147828419999996,113.58238952000001,134.67503780000001,142.95567027000001,166.31686551000001,146.29617114999999,143.65175617,138.77616058999999,138.77616058999999,134.67503780000001,134.67503780000001,131.19846680000001,113.58238952000001,113.58238952000001,113.58238952000001,108.26519173,95.526250719999993]
["2028-07-04",2028,7,4,"Tuesday",38.511723510000003,37.457698039999997,36.419692830000002,35.397345389999998,32.56706363,32.00695992,31.627583319999999,31.070234670000001,31.443291120000001,30.509199630000001,31.30695304,32.420785240000001,48.550036810000002,86.233184949999995,93.143533320000003,94.015905309999994,65.140041120000006,40.669341979999999,33.501247489999997,30.267808590000001,31.543253350000001,30.620099079999999,30.620099079999999,31.543253350000001,31.543253350000001,30.620099079999999,24.61414237,16.018432489999999,15.39426696,16.509628280000001,30.009398919999999,32.514589430000001,55.253330259999998,94.015905309999994,110.35789033,112.15190572,112.01272452000001,94.015905309999994,94.015905309999994,94.015905309999994,94.015905309999994,93.143533320000003,90.562395710000004,86.233184949999995,33.398227740000003,31.812400149999998,32.771500670000002,31.96001266]
["2028-07-25",2028,7,25,"Tuesday",14.64762717,14.64762717,14.64762717,14.64762717,14.39497063,14.39497063,14.39497063,14.39497063,14.39497063,14.39497063,14.39497063,24.996740089999999,35.988682099999998,40.148972579999999,43.525872210000003,62.124638730000001,29.512158840000001,14.482122499999999,14.200761910000001,0,0,0,0,0,0,0,0,0,14.443038939999999,14.39497063,14.39903279,14.64742809,55.371029280000002,117.98643801,137.00007461000001,138.04264637,138.04264637,138.04264637,138.04264637,138.04264637,138.04264637,134.73684349999999,134.73684349999999,122.41011904,113.02405209,98.652615979999993,97.123967879999995,101.96354777000001]
["2028-07-26",2028,7,26,"Wednesday",92.362094080000006,82.715549699999997,73.085710079999998,70.228188639999999,66.793449100000004,66.308411620000001,66.308411620000001,68.044287139999994,74.720109129999997,89.009622410000006,98.504310270000005,138.04264637,138.04264637,140.78743861999999,141.52487742,141.34939642000001,141.34939642000001,138.04264637,108.52377991,68.671463349999996,61.904111190000002,42.536058140000002,36.549849170000002,35.572775110000002,36.658370140000002,40.5163832,41.979047729999998,46.057746520000002,68.758059160000002,85.313888379999995,111.35086452,117.28017973,138.04264637,149.36614673,161.87003056,171.24114999,171.24114999,171.24114999,171.24114999,171.24114999,171.24114999,171.24114999,171.24114999,161.87003056,157.63621773,153.46877258999999,153.46877258999999,153.46877258999999]
["2028-08-10",2028,8,10,"Thursday",123.56714563,121.80901040000001,120.3998502,111.38722964,105.71528628999999,105.25450373,105.25450373,103.05950932,102.50150575000001,102.50150575000001,114.21538404,115.94041056,120.3998502,123.56714563,123.56714563,123.56714563,123.56714563,75.000173279999998,31.278397429999998,30.81554109,18.614425059999999,14.64762717,14.184551300000001,12.79044949,13.177972909999999,5.33267281,5.1959847699999999,5.0614735299999998,4.9290874999999996,14.23971953,14.482122499999999,14.64762717,28.94042456,84.384586999999996,105.29661919999999,123.56714563,123.56714563,123.56714563,123.56714563,123.56714563,114.21538404,108.22330082000001,105.29661919999999,102.4147612,96.781459209999994,94.028062719999994,84.384586999999996,84.426238269999999]
["2028-08-26",2028,8,26,"Saturday",113.02405209,113.02405209,113.02405209,58.99191218,68.019125389999999,52.701722590000003,52.701722590000003,54.976900149999999,56.094788129999998,82.676696759999999,83.07471443,86.648324070000001,113.02405209,113.02405209,113.02405209,81.768413620000004,57.845141570000003,39.3240093,37.4190842,34.005433189999998,30.936204589999999,28.983254939999998,26.152631620000001,16.01890612,15.68698389,16.01890612,15.3627617,14.97873075,16.51488801,29.91167081,30.76504564,33.455889220000003,55.421421129999999,113.02405209,121.04779564,138.04264637,138.04264637,138.04264637,138.04264637,138.04264637,138.04264637,138.04264637,137.66587322000001,137.66587322000001,134.23291617999999,133.42121474000001,134.23291617999999,137.66587322000001]
["2028-09-10",2028,9,10,"Sunday",105.79930425000001,101.2038282,66.628744800000007,64.826904330000005,53.277252840000003,36.173350820000003,34.955428679999997,34.111969219999999,34.516183099999999,33.798825090000001,34.066260499999999,35.146060159999998,36.161149979999998,42.169471219999998,36.024056340000001,22.717805179999999,0,0,0,0,0,0,0,0,0,0,0,0,0,0,0,0,14.443164879999999,16.155093319999999,63.052659970000001,111.18425344000001,117.14162704,120.19320974999999,120.19320974999999,120.19320974999999,120.19320974999999,120.19320974999999,120.11707862,114.13903166999999,114.13903166999999,114.13903166999999,117.14162704,117.14162704]
["2028-10-01",2028,10,1,"Sunday",45.231824670000002,45.231824670000002,40.311448830000003,41.091333300000002,35.876857700000002,25.47570928,20.453282720000001,20.31668372,19.55663002,19.752267230000001,19.945098309999999,29.418682270000001,30.18504982,18.384497580000001,14.64762717,7.5362612799999997,0,0,0,0,0,0,0,0,0,0,0,0,0,0,0,0,14.443164879999999,23.637632060000001,62.314101549999997,70.984501449999996,70.984501449999996,70.984501449999996,70.984501449999996,70.984501449999996,70.984501449999996,70.984501449999996,70.984501449999996,70.984501449999996,49.568110390000001,45.779086370000002,44.91568856,46.032896180000002]
["2028-10-10",2028,10,10,"Tuesday",112.59782903,112.59782903,112.59782903,112.59782903,112.59782903,112.59782903,112.46343322,112.46343322,111.37452943,109.58075015999999,109.58075015999999,112.46343322,112.59782903,112.59782903,112.59782903,70.145779750000003,50.507382419999999,44.425213190000001,43.446577900000001,42.131834789999999,40.33636911,35.636525769999999,28.05396876,27.191679300000001,28.055417240000001,26.631118910000001,27.284524269999999,29.184169470000001,29.778515120000002,31.42408691,31.6689489,32.262139099999999,37.535652259999999,71.561617960000007,75.330106110000003,77.449826610000002,79.602516660000006,77.449826610000002,79.602516660000006,77.669948790000007,77.449826610000002,75.330106110000003,71.186589769999998,69.161357789999997,46.203224929999998,33.378009830000003,33.011971580000001,32.810905630000001]
["2028-10-25",2028,10,25,"Wednesday",126.73377148,126.19442254000001,126.19442254000001,126.82468449,124.83202839,126.19442254000001,126.19442254000001,126.19442254000001,126.19442254000001,126.82468449,126.82468449,127.12896566000001,126.82468449,121.39834845,41.086705299999998,19.37332855,14.64762717,14.64762717,14.482122499999999,14.23971953,0,0,0,0,0,0,0,0,0,0,14.23971953,14.482122499999999,27.468918219999999,30.674463540000001,54.529917240000003,82.428141580000002,116.98994406,119.98191848,123.02393153,120.79863628,93.411428630000003,73.894487089999998,73.295458010000004,59.94646668,51.543987989999998,50.237602780000003,43.604743390000003,58.183839650000003]
["2028-11-09",2028,11,9,"Thursday",41.398023010000003,42.475880689999997,43.099469839999998,42.436246439999998,45.422903320000003,42.436246439999998,52.565222110000001,63.726672059999999,55.353393789999998,45.516031810000001,59.710514459999999,64.213977360000001,58.745754169999998,35.879752310000001,8.8151496999999992,0,0,0,0,0,0,0,0,0,0,0,0,0,0,0,0,0,8.0609484899999995,14.6687128,42.369704200000001,120.02162136,126.21197358000001,126.21197358000001,127.54023488999999,126.44821210000001,126.44821210000001,126.21197358000001,126.21197358000001,126.21197358000001,126.21197358000001,126.21197358000001,126.21197358000001,126.21197358000001]
["2028-11-25",2028,11,25,"Saturday",14.443164879999999,0,0,0,0,0,0,0,0,0,0,0,0,0,0,0,0,0,0,0,0,0,0,0,0,0,0,0,0,0,0,0,0,0,14.6687128,32.07310674,42.917732010000002,45.002840659999997,42.872868840000002,42.809220340000003,37.922769270000003,34.501197910000002,39.202305029999998,38.27526125,36.478065659999999,33.37471661,38.821157079999999,41.784370529999997]
["2028-12-10",2028,12,10,"Sunday",43.187766680000003,41.034168129999998,39.28048647,32.420830160000001,31.469637989999999,32.744812799999998,39.968776009999999,43.030337400000001,45.865983720000003,49.352866030000001,48.045820759999998,46.944757350000003,44.789112670000002,33.816678860000003,30.403125559999999,29.001237339999999,28.251186130000001,14.67422165,14.482122499999999,14.200761910000001,0,0,0,0,14.443164879999999,14.408977180000001,14.39497063,14.42494743,14.67422165,28.985632720000002,31.469637989999999,32.787600439999999,32.744812799999998,39.522230569999998,53.195794249999999,53.142049780000001,48.873175680000003,49.594427899999999,47.204917420000001,48.920491140000003,65.355429009999995,66.557942260000004,66.645632359999993,64.983698380000007,49.802645169999998,50.478037440000001,51.087882389999997,66.645632359999993]
["2029-01-02",2029,1,2,"Tuesday",39.054855119999999,46.064390629999998,47.242123530000001,47.23230392,47.247600859999999,47.242123530000001,50.249876829999998,47.452555009999998,51.377295320000002,51.5133613,51.081396980000001,49.886274419999999,49.007348010000001,47.785257770000001,44.99274295,40.866423990000001,36.12242767,17.90927147,14.6687128,14.443164879999999,0,0,0,0,0,0,0,14.443164879999999,14.408977180000001,14.39497063,14.39497063,14.425356839999999,14.41867645,14.6687128,14.6687128,15.35141177,33.550704199999998,67.916797200000005,69.782261460000001,70.904914809999994,71.677199049999999,71.788666180000007,73.602314039999996,46.063918000000001,40.532504719999999,39.100467340000002,43.847861020000003,59.383292660000002]
["2029-01-09",2029,1,9,"Tuesday",45.718886429999998,47.23230392,47.242123530000001,47.006882849999997,47.349567110000002,47.25538383,47.242123530000001,47.242123530000001,51.043067149999999,51.513268449999998,51.08130491,49.88618451,49.007259679999997,47.474397119999999,43.748873179999997,41.336208730000003,27.84070281,22.609772499999998,14.6687128,14.443164879999999,0,0,0,0,0,0,0,14.443164879999999,14.39497063,14.39903279,14.39497063,14.425310120000001,14.41867645,14.6687128,14.6687128,22.371674179999999,32.767013579999997,51.549686729999998,52.965597109999997,53.817704849999998,54.403878110000001,54.488483039999998,55.86506413,52.965597109999997,40.051279729999997,38.505885769999999,44.906538519999998,52.965597109999997]
["2029-01-24",2029,1,24,"Wednesday",127.47031939,125.09582041,124.2339783,120.08509008999999,97.747242819999997,72.206434939999994,70.317830060000006,68.458830239999998,70.405291969999993,83.284395840000002,107.36219440000001,114.13903166999999,112.46343322,72.206434939999994,45.129837369999997,38.057389200000003,36.154880499999997,32.69486766,14.67422165,14.42585375,14.396836199999999,14.39497063,14.39497063,13.84379189,13.524251230000001,13.21617299,14.23971953,14.482122499999999,14.41867645,14.41867645,14.6687128,14.67422165,30.448237649999999,34.040503039999997,56.219340959999997,91.748802179999998,110.15663729000001,127.47031939,127.47031939,127.47031939,114.13903166999999,106.7439746,61.213803710000001,43.295064310000001,38.0791343,37.630657540000001,36.364305850000001,37.384265399999997]
["2029-02-09",2029,2,9,"Friday",121.39834845,79.22003642,79.22003642,77.244536060000001,77.244536060000001,69.580064160000006,77.244536060000001,77.244536060000001,88.937820200000004,122.70578454,125.81685829,125.81685829,126.19442254000001,126.19442254000001,121.39834845,44.421169509999999,42.184980170000003,37.285161359999996,36.828170589999999,31.449051879999999,27.972439260000002,27.224662039999998,24.380003009999999,22.157992289999999,14.67422165,14.67422165,14.6687128,14.67422165,14.67422165,14.67422165,14.67422165,14.6687128,14.67422165,30.5154557,32.401561800000003,33.715544299999998,34.91650258,39.119685930000003,39.73122377,39.044453279999999,41.31136549,42.816646550000002,41.432355889999997,39.415522789999997,38.099242680000003,37.333571149999997,36.870950260000001,35.361079340000003]
["2029-02-24",2029,2,24,"Saturday",14.67422165,14.6687128,14.42545747,14.39497063,14.39497063,14.39497063,14.39497063,14.39497063,14.39497063,14.39497063,14.39497063,14.42545747,14.6687128,14.443164879999999,0,0,0,0,0,0,0,0,0,0,0,0,0,0,0,0,0,0,0,0,0,0,14.443164879999999,14.67422165,18.456989910000001,18.05789309,14.67422165,14.6687128,14.41867645,14.482122499999999,14.23971953,0,0,0]
["2029-03-12",2029,3,12,"Monday",100.05413639,100.05413639,82.391315180000007,82.391315180000007,75.734095350000004,60.358381870000002,53.770449309999997,44.017105409999999,44.24486023,44.775839210000001,58.745754169999998,80.279446089999993,109.58075015999999,109.18944380000001,106.36279819000001,58.745754169999998,36.378416260000002,35.906811840000003,34.625749939999999,32.017643880000001,29.673557779999999,20.617002859999999,14.428873129999999,14.443164879999999,6.59271209,4.2259528499999996,4.0066205899999998,4.0066205899999998,6.2540704299999996,14.443164879999999,14.6687128,21.030949490000001,22.102183910000001,66.395121750000001,106.76846853000001,113.99283978,126.19442254000001,126.19442254000001,126.19442254000001,126.19442254000001,126.19442254000001,126.19442254000001,126.19442254000001,126.19442254000001,126.19442254000001,122.08281438,123.74952915,124.08124587]
["2029-04-01",2029,4,1,"Sunday",16.119900900000001,15.805648529999999,15.547803119999999,15.547803119999999,15.43516384,15.61927665,16.419665869999999,15.85985281,16.54897549,21.785239010000002,24.803907179999999,25.100914620000001,29.37144679,30.08386659,19.894118030000001,17.0089483,14.39497063,14.482122499999999,14.23971953,0,0,0,0,0,0,14.40152557,14.423947890000001,14.39497063,15.32201933,17.476131479999999,29.07913696,71.278212679999996,76.586817350000004,106.47454037999999,112.06756781999999,112.06756781999999,112.06756781999999,91.567607100000004,80.609865200000002,80.609865200000002,80.609865200000002,80.609865200000002,82.671432600000003,75.353262839999999,48.458783939999897,47.003135380000003,48.20522313,48.783528889999999]
["2029-04-10",2029,4,10,"Tuesday",51.02767455,37.908427770000003,33.44037702,35.727439179999998,34.561997730000002,33.772371030000002,32.426341610000001,28.065907230000001,14.64762717,14.64762717,30.055259329999998,32.579059119999997,39.604475030000003,44.5655389,41.356842100000001,29.204260290000001,14.443164879999999,0,0,0,0,0,0,0,0,0,0,0,0,14.482122499999999,14.39497063,14.39497063,27.193125299999998,40.058436239999999,74.015799139999999,116.71934133000001,116.90318837,116.90318837,96.263714840000006,86.311296690000006,86.311296690000006,75.744277019999998,82.077963580000002,73.894487089999998,46.929390300000001,46.929390300000001,43.845054019999999,47.430021459999999]
["2029-04-26",2029,4,26,"Thursday",30.13846921,34.38765574,30.210639969999999,29.703961450000001,26.584198059999999,26.59029628,14.64762717,14.64762717,32.638831539999998,38.030276950000001,39.903254130000001,36.145190749999998,38.139065879999997,40.841646930000003,40.437164709999998,41.121998939999997,40.968372500000001,40.813089470000001,41.184056429999998,40.102066149999999,35.418724689999998,25.090901800000001,15.2642173,22.70492179,24.32857083,31.80476337,32.681572459999998,32.291524289999998,32.970349659999997,33.430534539999996,36.636533350000001,40.613979710000002,45.785596460000001,66.563448190000003,70.248918119999999,109.18514115000001,120.19320974999999,126.44821210000001,124.01675674000001,120.96007548,120.96007548,105.46189859,76.000780180000007,74.052714429999995,64.164646739999995,48.600952749999998,59.281176950000003,47.10261036]
["2029-05-11",2029,5,11,"Friday",40.999652920000003,37.902588299999998,37.247769980000001,36.802906139999997,33.944855240000003,16.488076320000001,14.64762717,14.64762717,14.64762717,16.488076320000001,34.381404019999998,36.174515339999999,38.537730750000001,42.714624980000004,41.989865139999999,42.626800809999999,39.828700099999999,38.669076060000002,36.75609103,35.181778270000002,32.852118320000002,31.606503790000001,29.997384230000002,31.087108010000001,32.756543720000003,32.756543720000003,37.049489880000003,35.360090210000003,36.976399960000002,35.472228219999998,35.376406189999997,36.469341280000002,42.081895520000003,70.405291969999993,109.58075015999999,118.31964087999999,114.04678370000001,116.98994406,106.55224619000001,103.40708110999999,79.71897869,79.71897869,77.713458130000006,61.239385929999997,44.448703909999999,44.035656379999999,42.682924640000003,42.682924640000003]
["2029-05-26",2029,5,26,"Saturday",73.191371430000004,73.191371430000004,73.191371430000004,73.191371430000004,73.191371430000004,68.758059160000002,67.170994309999998,66.354287220000003,72.226871450000004,73.191371430000004,73.191371430000004,73.191371430000004,73.191371430000004,73.191371430000004,73.191371430000004,60.127688640000002,30.982029610000001,29.255815940000002,14.94219082,14.482122499999999,0,0,0,0,0,0,0,0,0,14.184551300000001,14.64762717,14.64762717,24.569565600000001,49.085614249999999,51.982180460000002,53.463735360000001,54.610032799999999,53.463735360000001,53.463735360000001,52.89455324,51.982180460000002,50.522974050000002,50.522974050000002,35.148468229999999,36.725469519999997,32.634996909999998,32.47944828,34.795672740000001]
["2029-06-13",2029,6,13,"Wednesday",66.814535719999995,48.661078920000001,42.461996630000002,39.092816849999998,37.391696879999998,36.280895039999997,35.115350759999998,35.5340998,35.115350759999998,28.37641352,28.37641352,41.219291159999997,62.169924700000003,83.952008759999998,83.952008759999998,73.894487089999998,50.176767120000001,39.214639859999998,37.874802549999998,38.409599,40.512234900000003,41.134001329999997,39.550100630000003,41.2373671,41.5888682,41.5888682,40.512234900000003,43.530082270000001,42.682924640000003,44.150779499999999,54.861459850000003,83.952008759999998,83.952008759999998,126.19442254000001,128.89105140999999,128.89105140999999,132.28172039,134.71449547,132.28172039,135.72770814,133.42121474000001,132.28172039,121.8516364,100.47831858000001,91.468212640000004,83.952008759999998,83.952008759999998,83.952008759999998]
["2029-06-25",2029,6,25,"Monday",132.34999970999999,131.04151218999999,127.81206788,124.83793726,123.59375808999999,123.59375808999999,122.35021436,119.86373804,119.93924815,121.13896859,126.10684653,128.22610152999999,137.79241529000001,137.79241529000001,137.79241529000001,137.79241529000001,137.79241529000001,127.36641511000001,45.937344719999999,44.954331379999999,43.72005042,41.57570149,40.529765810000001,39.500756490000001,38.305013359999997,37.491899609999997,37.491899609999997,38.48826596,42.325420139999999,42.731653119999997,44.620899180000002,93.212592959999995,137.79241529000001,137.79241529000001,138.04264637,138.04264637,138.04264637,138.04264637,138.04264637,138.04264637,137.79241529000001,137.79241529000001,137.79241529000001,137.79241529000001,130.50099359999999,125.10025541,93.212592959999995,77.669948790000007]
["2029-07-11",2029,7,11,"Wednesday",146.36200675000001,140.78513677999999,128.61195283000001,117.56220704,99.560505190000001,94.625057859999998,93.996198489999998,90.614727740000006,91.855732669999995,91.855732669999995,117.56220704,132.15741922000001,136.14178534000001,140.18580366,146.36200675000001,149.85111782999999,149.85111782999999,122.4704818,117.56220704,85.110423740000002,76.314158680000006,71.17369515,71.17369515,71.17369515,72.289744069999998,76.22459327,78.546227180000002,82.497686479999999,117.56220704,128.04548767,141.62134725999999,165.81892805000001,179.50332349999999,208.05758169999999,295.98834869000001,303.62680325000002,303.62680325000002,303.62680325000002,303.62680325000002,303.62680325000002,303.62680325000002,303.62680325000002,303.62680325000002,295.98834869000001,216.10002302000001,198.78272192,198.78272192,198.78272192]
["2029-07-26",2029,7,26,"Thursday",161.04053286000001,153.01000594000001,149.85111782999999,148.87215792000001,146.36200675000001,146.36200675000001,146.36200675000001,146.36200675000001,146.36200675000001,146.36200675000001,146.36200675000001,146.36200675000001,146.36200675000001,149.85111782999999,149.85111782999999,149.85111782999999,146.36200675000001,82.445675890000004,51.880468209999997,42.187271600000003,40.20994932,38.029555999999999,35.008984009999999,34.050824849999998,34.050824849999998,34.852053640000001,37.221415649999997,37.204816870000002,40.067796090000002,43.883356169999999,47.006564070000003,69.406011910000004,146.36200675000001,146.36200675000001,147.83522357999999,149.85111782999999,153.44135212,149.85111782999999,149.85111782999999,148.87215792000001,148.87215792000001,146.36200675000001,146.36200675000001,146.36200675000001,146.36200675000001,146.36200675000001,146.36200675000001,146.36200675000001]
["2029-08-10",2029,8,10,"Friday",14.64762717,14.64762717,14.64762717,14.64762717,14.64762717,14.64762717,14.39497063,14.39497063,14.64762717,14.64762717,14.64762717,14.64762717,14.64762717,58.708619970000001,60.452527869999997,36.186623830000002,20.376487220000001,8.3731764799999997,0,0,0,0,0,0,0,0,0,0,0,0,0,0,0,28.321615609999998,35.054404630000001,38.138609670000001,39.218637059999999,39.198658590000001,39.198658590000001,39.198658590000001,40.275324449999999,41.522685549999998,43.609024920000003,41.576876830000003,40.463395140000003,40.02132976,42.896428409999999,45.376734550000002]
["2029-08-26",2029,8,26,"Sunday",120.64410221,113.90374194,108.59885976,108.59885976,108.59885976,108.59885976,108.59885976,87.031690949999998,73.761479750000007,73.761479750000007,75.580357710000001,77.472349789999996,97.926931969999998,108.59885976,108.59885976,76.712551189999999,65.410055099999994,46.711075710000003,41.160224730000003,38.774422039999997,35.160465709999997,27.53745748,25.189188189999999,14.64762717,14.39497063,14.39497063,14.39497063,14.39497063,14.39497063,14.39497063,14.39497063,14.64762717,30.61203948,61.507281470000002,108.59885976,108.82807536999999,111.72023697,134.56269964000001,115.44722138,114.65920239,108.59885976,108.59885976,108.59885976,73.910954590000003,65.628535279999994,51.608470539999999,61.211001179999997,62.762940559999997]
["2029-09-10",2029,9,10,"Monday",103.46538382,103.46538382,103.46538382,96.450879200000003,96.932818580000003,98.588534030000005,73.837451950000002,74.488600509999998,74.488600509999998,74.488600509999998,111.76512646,115.58690862,115.58690862,115.58690862,115.58690862,115.58690862,35.832888920000002,26.829854600000001,14.64762717,8.3277191800000008,2.5388429700000001,0,0,0,0,0,0,2.5275069600000002,8.3277191800000008,14.522256110000001,27.060860269999999,30.857277329999999,72.597411100000002,115.58690862,127.63673835,149.85111782999999,149.85111782999999,149.85111782999999,149.85111782999999,149.85111782999999,149.85111782999999,149.85111782999999,146.36200675000001,115.58690862,115.58690862,111.89991732,100.78692002,50.921358470000001]
["2029-09-25",2029,9,25,"Tuesday",43.778198490000001,43.586308780000003,43.586308780000003,42.479696969999999,42.729548000000001,41.880828610000002,41.583911000000001,43.828896110000002,43.586308780000003,43.586308780000003,49.291551579999997,65.95428939,81.656323790000002,83.709492929999996,81.494048849999999,47.017187980000003,36.541340939999998,36.85582737,36.213541900000003,35.885217760000003,33.311858139999998,32.274241060000001,32.552107149999998,32.274241060000001,32.091916140000002,32.091916140000002,29.705776230000001,26.500100010000001,25.571168660000001,26.596157139999999,28.911662329999999,28.911662329999999,36.393268249999998,81.498946829999994,131.98575912999999,146.36200675000001,146.36229639000001,146.36229639000001,146.36229639000001,146.36229639000001,146.36229639000001,146.36229639000001,146.36229639000001,146.36200675000001,124.83407317,97.941873689999994,99.482004599999996,100.44670077000001]
["2029-10-10",2029,10,10,"Wednesday",14.64762717,14.64762717,14.460141269999999,14.39497063,14.39497063,14.482122499999999,8.6362601300000001,8.4815148199999992,14.184551300000001,14.64762717,14.64762717,31.85204645,33.452256239999997,34.537529890000002,14.64762717,14.64762717,11.22439883,0,0,0,0,0,0,0,0,0,0,0,0,0,0,0,0,12.27079663,13.54337842,31.13948366,33.879240719999999,34.936351969999997,36.0027258,34.820902009999998,34.830459079999997,34.820902009999998,34.820902009999998,34.302331950000003,14.64762717,14.64762717,14.64762717,14.64762717]
["2029-10-25",2029,10,25,"Thursday",62.509490200000002,62.509490200000002,64.914859980000003,64.914859980000003,72.320177150000006,72.320177150000006,75.679934840000001,101.3737637,113.28945449,113.28945449,113.28945449,113.28945449,113.28945449,113.28945449,41.916621769999999,23.434062699999998,14.482122499999999,0,0,0,0,0,0,0,0,0,0,0,0,0,0,0,14.64762717,28.481268020000002,49.55238868,96.37020038,106.98885925,113.28945449,113.28945449,113.28945449,113.28945449,113.28945449,113.28945449,113.28945449,112.89993246,112.89993246,113.28945449,113.28945449]
["2029-11-10",2029,11,10,"Saturday",107.91996781,107.21311956,107.21311956,107.21311956,107.21311956,107.21311956,73.81656735,79.367713820000006,107.21311956,107.21311956,107.21311956,107.21311956,56.897248689999998,26.66269136,13.960795409999999,0,0,0,0,0,0,0,0,0,0,0,0,0,0,0,0,0,0,15.05384214,35.614258909999997,99.099057139999999,107.21311956,107.21311956,107.21311956,107.21311956,107.21311956,107.21311956,107.21311956,107.21311956,107.21311956,107.21311956,107.21311956,107.21311956]
["2029-11-25",2029,11,25,"Sunday",43.115303390000001,43.713894709999998,43.902673069999999,43.902673069999999,43.860950610000003,43.657211140000001,43.326109809999998,43.657211140000001,43.404260129999997,43.844780309999997,43.991866909999999,43.902673069999999,43.902673069999999,43.284530340000003,35.301071440000001,28.552277749999998,14.6687128,0,0,0,0,0,0,0,0,0,0,0,0,0,0,0,0,0,15.310957800000001,38.770325069999998,41.673562019999999,50.82170249,79.341052309999995,90.635920720000001,92.171468689999998,92.974926170000003,90.635920720000001,90.514101460000006,79.380615410000004,119.19056612,125.24127774999999,128.39034832999999]
["2029-12-08",2029,12,8,"Saturday",42.222735640000003,36.050627929999997,35.314017010000001,35.181373880000002,35.012671060000002,33.392184210000003,34.960725070000002,32.518790559999999,35.924605370000002,36.41079199,46.002380340000002,45.446089110000003,47.127087299999999,38.939290700000001,37.02942496,34.219688830000003,34.21968579,24.379357880000001,14.67422165,14.6687128,14.41867645,14.6687128,22.825674800000002,28.342316140000001,31.413334259999999,23.681484090000001,20.442966569999999,18.873975380000001,23.20262005,34.626365270000001,36.097861680000001,35.380709080000003,37.812215440000003,49.657144889999998,49.657144889999998,49.657144889999998,49.657144889999998,49.657144889999998,50.916148620000001,50.916148620000001,50.916148620000001,49.657144889999998,48.418850740000003,47.20075937,44.823239010000002,40.971528880000001,41.5387305,42.631467999999998]
["2029-12-25",2029,12,25,"Tuesday",60.567448380000002,59.999220020000003,59.513532580000003,58.515619170000001,57.056422329999997,56.001860970000003,57.056422329999997,57.056422329999997,57.056422329999997,58.515619170000001,59.217616120000002,58.515619170000001,49.081029409999999,41.039015859999999,23.076858349999998,0,0,0,0,0,0,0,0,0,0,0,0,0,0,0,0,0,14.67422165,18.38848552,35.327610790000001,38.212607300000002,46.310396779999998,51.45201599,54.20887115,55.621032290000002,55.621032290000002,54.20887115,52.819379560000002,51.45201599,50.202919540000003,50.106256039999998,50.577431699999998,50.577431699999998]
["2030-01-09",2030,1,9,"Wednesday",40.189324790000001,40.189324790000001,38.94427803,38.94427803,38.94427803,37.904478330000003,38.067300439999997,38.067300439999997,38.251147899999999,38.363294089999997,39.405049499999997,43.238893230000002,42.163488729999997,39.811385549999997,31.43257616,28.978092839999999,16.055745259999998,14.6687128,14.41867645,14.482122499999999,14.19153234,14.26222224,0,0,0,0,0,0,0,0,0,14.482122499999999,14.67422165,24.3949748,33.740431719999997,37.260239300000002,41.51222714,43.812338709999999,47.326858469999998,48.537225319999997,48.537225319999997,48.071070880000001,47.147651779999997,45.824989279999997,45.624128020000001,44.465778059999998,45.624128020000001,46.801531900000001]
["2030-01-25",2030,1,25,"Friday",59.648831059999999,56.761341049999999,57.08647852,53.612393599999997,52.224500849999998,50.85853607,49.513983639999999,49.366664190000002,48.190344009999997,52.465550880000002,53.734702110000001,61.402077409999997,57.326662089999999,52.224500849999998,50.85853607,40.176120189999999,39.478425059999999,39.309612649999998,39.05829696,38.895230179999999,40.176120189999999,40.06733268,40.348686319999999,40.178773489999998,40.87093642,42.546124200000001,43.176102640000003,44.417350880000001,40.599664089999997,42.72985954,46.887133030000001,48.190344009999997,52.314112180000002,83.157832040000002,87.660612490000005,97.114261080000006,129.49648142999999,134.09127032999999,134.09127032999999,135.09656074,135.09656074,135.09656074,117.88846988,97.114261080000006,97.114261080000006,97.114261080000006,97.114261080000006,97.114261080000006]
["2030-02-09",2030,2,9,"Saturday",33.410506869999999,31.504469230000002,32.104295970000003,30.58245003,29.673931700000001,14.67422165,14.6687128,14.6687128,14.6687128,14.6687128,30.561410599999999,14.67422165,14.67422165,14.6687128,14.482122499999999,0,0,0,0,0,0,0,0,0,0,0,0,0,0,0,0,0,0,0,0,14.6687128,29.675637420000001,37.404061470000002,39.32370967,41.500975930000003,42.615614219999998,42.615614219999998,41.500975930000003,41.500975930000003,41.095639370000001,40.403810300000004,40.403810300000004,41.500975930000003]
["2030-02-24",2030,2,24,"Sunday",13.814121930000001,13.814121930000001,10.15104657,7.9997870200000003,0,0,0,10.15104657,14.03665303,14.17752276,14.6687128,14.6687128,14.6687128,0,0,0,0,0,0,0,0,0,0,0,0,0,0,0,0,0,0,0,0,0,25.42431341,37.536181560000003,56.3855322,111.75911309,94.383594630000005,45.094199660000001,39.1994221,37.237205869999997,35.662839460000001,33.849164299999998,27.435682849999999,24.34105138,21.973626840000001,14.67422165]
["2030-02-25",2030,2,25,"Monday",14.6687128,12.758098670000001,0,0,0,0,0,0,0,0,0,14.482122499999999,14.67422165,12.758098670000001,0,0,0,0,0,0,0,0,0,0,0,0,0,0,0,0,13.10454489,22.918031599999999,35.47951913,36.633832740000003,46.537731549999997,61.583108639999999,111.75911309,111.75911309,111.75911309,111.75911309,69.633796840000002,54.23053676,50.439751749999999,47.335345480000001,42.88385048,46.018422690000001,46.018422690000001,46.018422690000001]
["2030-03-11",2030,3,11,"Monday",58.07029301,57.56266651,58.07029301,56.595947639999999,56.595947639999999,56.595947639999999,50.141423860000003,45.410674409999999,46.84641568,46.752789210000003,51.581604579999997,56.595947639999999,61.618457110000001,61.402077409999997,56.595947639999999,47.829225149999999,40.590534949999999,40.007316009999997,38.949638419999999,37.908411659999999,37.260710830000001,35.854088040000001,32.517841879999999,14.67422165,14.482122499999999,0,0,0,14.482122499999999,14.67422165,33.17049884,34.879685729999999,35.873798880000002,38.903406500000003,48.96107061,75.580357710000001,84.406642700000006,84.406642700000006,96.37020038,84.406642700000006,84.406642700000006,101.70600382000001,101.70600382000001,84.406642700000006,83.98917969,81.836353840000001,76.19002519,76.19002519]
["2030-03-26",2030,3,26,"Tuesday",41.194541770000001,41.194541770000001,37.734328990000002,33.836004979999998,33.682202889999999,33.933635809999998,32.954733240000003,31.504469230000002,32.743981890000001,36.515295309999999,42.998466120000003,45.086696670000002,48.497454859999998,58.81257111,50.162988290000001,38.551455449999999,33.310991780000002,31.640590670000002,8.5625484000000007,0,0,0,0,0,0,0,0,0,0,0,0,14.67422165,30.055595400000001,40.278940669999997,57.07113768,107.21311956,123.02129866999999,129.06353483000001,129.09023879,128.57338363,127.82037750000001,124.84901759,109.98436954,79.945161540000001,79.072064769999997,79.072064769999997,81.060255229999996,83.082262299999996]
["2030-04-11",2030,4,11,"Thursday",60.441362920000003,58.970376690000002,50.61314557,49.371740979999998,49.127080659999997,47.915800500000003,47.915800500000003,48.150925819999998,48.150925819999998,50.994965389999997,58.247880019999997,58.970376690000002,86.606879259999999,115.70752434000001,93.075874990000003,52.249291450000001,41.10877301,35.255857120000002,33.643686780000003,33.643686780000003,33.369729919999997,32.35132084,28.57568157,27.15372494,31.366996260000001,33.643686780000003,30.791084949999998,32.376869560000003,31.646912069999999,33.071975100000003,34.059075540000002,34.811603269999999,39.0772792,54.702597150000003,115.70752434000001,128.06688396999999,128.53649381,128.53649381,128.53649381,128.53649381,128.06688396999999,115.70752434000001,115.70752434000001,115.70752434000001,70.839329759999998,69.087685489999998,69.087685489999998,69.087685489999998]
["2030-04-26",2030,4,26,"Friday",39.961556450000003,37.859324770000001,26.293879239999999,14.64762717,14.64762717,14.64762717,14.64762717,14.64762717,14.64762717,14.64762717,14.64762717,30.895165160000001,33.004077770000002,38.387970719999998,35.003719709999999,34.354610090000001,30.354756519999999,0,0,0,0,0,0,0,0,0,0,0,0,0,0,0,14.64762717,30.58245003,44.921322449999998,48.30470519,50.162988290000001,51.238096040000002,51.238096040000002,51.525164449999998,51.525164449999998,51.525164449999998,51.238096040000002,50.162988290000001,50.162988290000001,47.668361730000001,46.11737317,47.936079659999997]
["2030-05-23",2030,5,23,"Thursday",142.20582057999999,139.04687369999999,136.36154134,117.65463037000001,102.98604911,102.98604911,102.98604911,102.98604911,102.98604911,102.98604911,102.98604911,102.98604911,114.1102877,139.04687369999999,142.66909618,102.98604911,63.507728790000002,44.928552150000002,34.698841780000002,33.509569140000004,32.548725830000002,31.074731880000002,29.845322960000001,30.20242434,29.34317661,30.091611449999998,30.091611449999998,31.619434290000001,32.406779540000002,32.994584570000001,34.340662270000003,39.2328568,56.384053229999999,102.98604911,103.08983336999999,102.98604911,102.98604911,102.98604911,102.98604911,102.98604911,102.98604911,102.98604911,100.33396969,56.504160400000004,51.300009109999998,48.478263099999999,47.099074559999998,47.099074559999998]
["2030-05-26",2030,5,26,"Sunday",34.400395959999997,34.400395959999997,34.400395959999997,33.40802849,31.020819209999999,29.673931700000001,30.895165160000001,31.841073640000001,32.016738680000003,32.027425600000001,33.028900100000001,31.86643849,33.458542610000002,33.689818340000002,34.400395959999997,32.927145420000002,25.16330864,14.64762717,0,0,0,0,0,0,0,0,0,0,0,0,0,14.64762717,14.64762717,32.650812000000002,38.479330070000003,40.853058570000002,40.853058570000002,39.657440770000001,40.853058570000002,39.657440770000001,39.657440770000001,40.853058570000002,38.270473189999997,33.434296639999999,31.822054489999999,31.550524800000002,31.822054489999999,14.64762717]
["2030-06-10",2030,6,10,"Monday",17.406993539999998,17.597000999999999,17.64477892,14.64762717,14.64762717,17.330344620000002,17.357649200000001,17.357649200000001,17.597000999999999,17.035822719999999,14.64762717,17.597000999999999,14.64762717,14.64762717,14.64762717,14.64762717,17.357649200000001,14.64762717,14.64762717,14.64762717,14.64762717,14.64762717,14.64762717,14.64762717,14.64762717,14.64762717,14.64762717,14.64762717,14.64762717,14.64762717,14.64762717,32.11697891,47.416369699999997,69.235156270000004,73.025258960000002,86.799839590000005,86.799839590000005,85.393567750000003,85.393567750000003,83.110772019999999,73.025258960000002,73.025258960000002,73.025258960000002,73.025258960000002,73.025258960000002,71.030887669999998,71.220144129999994,72.338460560000001]
["2030-06-26",2030,6,26,"Wednesday",113.09630894999999,111.3289815,84.387976899999998,82.31816637,80.282684869999997,79.441954920000001,78.280685379999994,78.280685379999994,78.280685379999994,80.282684869999997,81.494048849999999,84.387976899999998,117.96135197,134.26327251000001,134.26327251000001,134.26327251000001,124.64409023,62.514307520000003,43.449250120000002,41.41927536,40.759033889999998,40.0841499,25.814892799999999,23.676684689999998,23.121867600000002,23.676684689999998,26.123769800000002,39.144118929999998,40.759033889999998,41.109814810000003,42.94294739,59.473122060000001,85.514286010000006,134.26327251000001,134.26327251000001,135.98259148,134.26327251000001,134.26327251000001,134.26327251000001,124.58764914,121.52680979,98.852052630000003,83.78133588,76.919036849999998,57.990048090000002,56.53117048,41.641681349999999,41.641681349999999]
["2030-07-11",2030,7,11,"Thursday",201.19521706,199.63384676999999,199.26597330999999,190.71656043999999,168.81368689999999,168.81368689999999,168.81368689999999,168.81368689999999,168.81368689999999,168.81368689999999,185.96068491,199.26597330999999,206.76332504999999,233.39959091,234.01771887999999,234.01771887999999,234.01771887999999,216.75877419,199.26597330999999,168.81368689999999,150.38751067999999,127.43470515999999,108.90201079000001,102.557103,99.172998460000002,96.759384549999993,95.923723949999996,99.172998460000002,102.557103,145.64396312,150.38751067999999,168.81368689999999,186.52367249,213.20239728000001,234.01771887999999,234.01771887999999,234.01771887999999,234.01771887999999,234.01771887999999,234.01771887999999,234.01771887999999,230.24118784999999,223.60703355999999,206.76332504999999,201.19521706,199.26597330999999,199.26597330999999,196.47883775]
["2030-07-27",2030,7,27,"Saturday",150.38751067999999,149.78696404999999,112.28178455,106.77170184000001,105.75895468,106.77170184000001,98.517816949999997,101.06022738999999,101.06022738999999,108.30946276,112.32823243,115.17619446,118.07218827,125.72971945,149.78696404999999,150.38751067999999,118.07218827,112.32823243,98.517816949999997,81.656104189999994,79.582939179999997,46.295401560000002,39.856785189999997,39.516601770000001,39.347617069999998,39.347617069999998,39.726386789999999,40.758015620000002,42.100732290000003,75.535656309999993,85.548689159999995,98.517816949999997,115.17619446,150.38751067999999,150.38751067999999,153.42972126000001,153.41332564000001,150.59108358,150.38751067999999,150.38751067999999,150.38751067999999,149.78696404999999,125.68100142,113.54501947,107.62744763000001,104.0608775,104.0608775,101.39357026]
["2030-08-20",2030,8,20,"Tuesday",57.466198970000001,51.588926389999997,53.780982160000001,43.303537439999999,43.303537439999999,42.145919450000001,42.145919450000001,42.145919450000001,43.303537439999999,43.303537439999999,54.426723719999998,59.722408430000002,62.922400230000001,64.561552030000001,69.643489270000003,71.394607329999999,50.64912468,32.244628679999998,14.64762717,8.45317498,8.45317498,8.45317498,8.45317498,8.45317498,8.45317498,8.45317498,8.45317498,14.64762717,14.64762717,14.64762717,31.749404030000001,40.28241336,54.60066097,90.62771936,133.52766954000001,150.38751067999999,150.38751067999999,153.87995081,156.34433028000001,158.83641569,158.83641569,158.83641569,156.34433028000001,153.87995081,150.38751067999999,150.38751067999999,150.38751067999999,150.38751067999999]
["2030-08-25",2030,8,25,"Sunday",133.52766954000001,133.52766954000001,133.52766954000001,133.52766954000001,133.52766954000001,133.52766954000001,133.52766954000001,133.52766954000001,133.52766954000001,133.52766954000001,133.52766954000001,133.52766954000001,133.52766954000001,133.52766954000001,133.52766954000001,83.336190040000005,71.916608780000004,66.711889920000004,52.687213610000001,46.274559250000003,42.717043699999998,37.965638980000001,34.773111210000003,31.396599729999998,31.396599729999998,31.396599729999998,31.396599729999998,31.396599729999998,31.396599729999998,31.396599729999998,31.396599729999998,32.315977250000003,42.45406921,61.757826559999998,98.438919830000003,132.30387275999999,133.52766954000001,133.52766954000001,133.52766954000001,133.52766954000001,133.52766954000001,133.52766954000001,133.52766954000001,73.710532209999997,71.916608780000004,70.15268743,71.916608780000004,73.710532209999997]
["2030-09-10",2030,9,10,"Tuesday",44.525229609999997,36.657664779999998,32.782055829999997,30.930640539999999,30.02541518,29.13408561,29.133444789999999,29.133444789999999,28.871487139999999,28.995518440000001,29.133444789999999,29.133444789999999,32.24756283,33.836597910000002,29.133444789999999,14.64762717,0,0,0,0,0,0,0,0,0,0,0,0,0,0,0,0,0,0,14.64762717,28.844314109999999,34.61133624,34.830794769999997,36.310900840000002,35.880895780000003,35.456333839999999,32.820993199999997,30.00278745,29.133444789999999,28.50481563,14.64762717,28.828281860000001,29.41174019]
["2030-09-25",2030,9,25,"Wednesday",107.80204155,85.921272849999994,67.692089820000007,65.938824120000007,65.938824120000007,65.550269940000007,65.938824120000007,83.280363769999994,84.815692330000005,91.108698599999997,128.69574179,142.05447321,150.38751067999999,145.59795020999999,132.37680871000001,59.627932469999998,43.865203909999998,41.092569750000003,39.994397990000003,36.88949934,34.031080869999997,31.941323270000002,29.891046639999999,26.641976549999999,27.360281740000001,27.496031389999999,30.01210459,29.04978118,31.767006569999999,31.90343008,36.836054140000002,39.61706057,43.698770869999997,113.29529334999999,143.71460268000001,163.33467897,163.33467897,163.33467897,163.33467897,163.33467897,163.33467897,163.33467897,159.03286585999999,151.00319372999999,150.38751067999999,147.12831864,143.71460268000001,140.16097135000001]
["2030-10-10",2030,10,10,"Thursday",33.674390109999997,34.123085609999997,33.973861960000001,33.818990919999997,34.119760360000001,34.4398841,34.753623609999998,35.402517840000002,36.302831789999999,37.257831250000002,43.38156704,49.004391519999999,51.489685029999997,41.001219650000003,33.520389659999999,0,0,0,0,0,0,0,0,0,0,0,0,0,0,0,0,0,14.93380546,31.748922010000001,33.527654679999998,42.023458560000002,47.706531490000003,46.600860109999999,49.816728609999998,46.600860109999999,45.428504609999997,45.428504609999997,44.275121319999997,39.102256029999999,34.587811700000003,34.438098279999998,35.363040939999998,37.257831250000002]
["2030-10-26",2030,10,26,"Saturday",121.30764386,119.92708510999999,116.93647806,113.99466277000001,108.25270786999999,107.45256943,107.45256943,108.25270786999999,108.25270786999999,111.10045483,113.99466277000001,113.99466277000001,89.608120560000003,57.386897050000002,41.483091649999999,38.955841249999999,29.219245350000001,14.64762717,0,0,0,0,0,0,0,0,0,0,0,0,0,0,0,28.939586649999999,31.501742969999999,44.760583969999999,73.033415360000006,85.553129159999997,89.606332780000002,91.157153429999994,90.810870710000003,92.012990630000004,94.458282780000005,87.974640960000002,87.265584079999996,88.492338029999999,85.369486030000004,91.990497469999994]
["2030-11-17",2030,11,17,"Sunday",39.135877389999997,40.077438270000002,40.077438270000002,38.674011270000001,38.217938940000003,36.799487319999997,35.853352139999998,35.014813070000002,34.950317769999998,35.597290749999999,37.844241169999997,33.027924149999997,14.6687128,0,0,0,0,0,0,0,0,0,0,0,0,0,0,0,0,0,0,0,0,0,31.866458479999999,38.039253559999999,41.492064689999999,45.320618029999999,42.562834029999998,41.492064689999999,39.402093469999997,38.039253559999999,35.554658709999998,32.335567089999998,25.30007299,23.752696799999999,14.67422165,14.67422165]
["2030-11-25",2030,11,25,"Monday",104.01597707000001,121.91441862000001,144.46749007,144.46749007,144.46749007,144.46749007,144.46749007,144.46749007,144.46749007,144.46749007,144.46749007,144.46749007,144.46749007,144.46749007,49.842327210000001,48.497270290000003,44.730209850000001,41.078061929999997,25.77980505,20.57050546,14.6687128,0,0,0,0,0,0,0,0,0,14.672463110000001,32.604640209999999,41.272718050000002,49.606199770000003,122.38356754,153.8278823,153.8278823,153.8278823,153.8278823,153.8278823,153.8278823,153.8278823,153.8278823,153.8278823,153.8278823,153.8278823,153.8278823,153.8278823]
["2030-12-10",2030,12,10,"Tuesday",58.359023350000001,57.598317729999998,56.890863279999998,55.446462429999997,54.025248670000003,66.01268537,70.270112040000001,77.448996879999996,79.486406840000001,79.486406840000001,84.977344919999993,83.336190040000005,78.716796239999994,75.444033219999994,49.895277929999999,47.173958030000001,37.797349310000001,35.14518838,34.588432539999999,31.33633584,28.542140109999998,14.67422165,14.6687128,0,0,0,0,0,0,14.67422165,33.749429579999997,36.684463919999999,40.765677920000002,47.248198629999997,49.895277929999999,61.215360930000003,68.799516609999998,83.661767940000004,83.661767940000004,83.661767940000004,83.005985390000006,72.448789950000005,56.890863279999998,54.025248670000003,51.015169559999997,50.522082589999997,44.524179279999998,50.871456109999997]
["2030-12-25",2030,12,25,"Wednesday",107.89879512,107.89879512,105.27281791999999,82.803096269999998,63.312669919999998,61.747137379999998,77.421128879999998,76.742971470000001,76.794412890000004,102.6907583,105.27281791999999,64.904605660000001,61.001812389999998,46.044954760000003,29.04842906,0,0,0,0,0,0,0,0,0,0,0,0,0,0,0,0,0,14.67422165,24.882977180000001,33.373960449999998,39.037811159999997,54.293447550000003,58.692697279999997,92.780374190000003,95.197337250000004,95.849138830000001,95.197337250000004,92.780374190000003,89.169021889999996,78.716796239999994,58.59092922,59.035049600000001,58.413819279999998]
["2031-01-10",2031,1,10,"Friday",37.33775533,39.726386789999999,39.956529789999998,39.726386789999999,40.782135779999997,40.782135779999997,40.782135779999997,40.782135779999997,40.782135779999997,41.559094870000003,44.637168729999999,47.351777800000001,42.053383349999997,34.842391450000001,33.445019340000002,28.391576449999999,14.6687128,0,0,0,0,0,0,0,0,0,0,14.6687128,14.67422165,28.220005310000001,31.976328760000001,33.993658369999999,35.103924159999998,41.41186312,44.305032869999998,57.808419809999997,111.17845560000001,122.16278335,122.21201275999999,122.16278335,122.16278335,114.9717127,105.51690279,72.453100860000006,59.249331419999997,49.882925739999997,44.919503450000001,43.731961849999998]
["2031-01-25",2031,1,25,"Saturday",135.20211006,131.93167152000001,101.63612508999999,94.625972189999999,90.288363329999996,90.288363329999996,114.9717127,133.3316293,138.57465832,138.57465832,138.57465832,138.57465832,138.57465832,76.794412890000004,60.794636660000002,46.334531669999997,44.042505550000001,40.943728399999998,38.671097580000001,35.499035339999999,31.330693019999998,19.373179310000001,17.78671842,17.273614999999999,14.84707169,14.67422165,14.67422165,14.6687128,14.6687128,14.67422165,31.92677226,38.606790019999998,41.477514630000002,44.352025339999997,96.371468849999999,114.06763675000001,136.76834772999999,138.57465832,138.57465832,138.57465832,136.76834772999999,138.57465832,138.57465832,128.62482066999999,126.95520888999999,128.62482066999999,125.64173362,85.930343210000004]
["2031-02-14",2031,2,14,"Friday",51.057674939999998,50.817976080000001,50.817976080000001,49.58119816,49.58119816,49.58119816,49.58119816,49.58119816,49.58119816,53.298655629999999,64.741951270000001,122.21201275999999,122.21201275999999,122.21201275999999,62.398747649999997,42.036526670000001,14.67422165,14.6687128,0,0,0,0,0,0,0,0,0,0,0,0,0,0,14.6687128,28.085316819999999,31.58227437,43.69752999,58.012766370000001,64.831269629999994,78.716796239999994,82.803096269999998,66.448452860000003,62.654602449999999,49.174509970000003,47.413945120000001,46.225039780000003,45.992928339999999,45.992928339999999,47.169180420000004]
["2031-02-24",2031,2,24,"Monday",23.475220960000001,14.67422165,0,0,0,0,0,0,0,0,14.277386829999999,21.540606530000002,23.411053240000001,14.67422165,0,0,0,0,0,0,0,0,0,0,0,0,0,0,0,0,14.6687128,26.04510565,35.226329659999998,38.94644589,62.900825670000003,128.2457383,128.2457383,128.2457383,128.2457383,128.2457383,128.2457383,78.716796239999994,69.637703090000002,66.357099030000001,50.92643348,64.788533749999999,65.553437819999999,65.509526269999995]
["2031-03-11",2031,3,11,"Tuesday",111.22031502,103.901551,96.216368840000001,85.138140770000007,92.64722209,93.699768989999995,91.222618409999995,88.78399675,88.78399675,89.027346190000003,96.923993499999995,106.31600493000001,109.82443504,99.805512800000002,69.807062400000007,60.196237400000001,42.81817118,25.532863209999999,14.76717346,14.67422165,14.6687128,8.6478680200000007,6.6703776899999996,6.4130593100000004,6.4100066900000003,0.82519756,6.0618028300000004,0.84871668,5.89164026,7.9288385000000003,9.2418233799999996,29.183742509999998,29.860265940000001,39.508813429999996,63.426941759999998,106.31600493000001,115.02097877,115.02097877,115.02097877,115.02097877,115.02097877,115.02097877,115.02097877,115.02097877,115.02097877,115.02097877,115.02097877,115.02097877]
["2031-03-27",2031,3,27,"Thursday",130.95509881000001,130.95509881000001,109.89854158999999,107.22389574,104.59398142000001,102.00768579,99.463932610000001,96.961680759999993,94.499922819999995,94.499922819999995,94.499922819999995,96.961680759999993,99.463932610000001,99.463932610000001,72.175709240000003,18.62758972,0,0,0,0,0,0,0,0,0,0,0,0,0,0,0,14.67422165,33.027455209999999,70.830867370000007,93.587914019999999,114.67251254999999,120.35825841,114.13622058999999,119.34738738999999,121.30764386,112.26766683,109.26815053999999,109.26815053999999,94.033161129999996,91.930219519999994,91.726780120000001,89.458651810000006,89.458651810000006]
["2031-04-11",2031,4,11,"Friday",64.512856439999993,45.63548557,44.852440350000002,44.430878849999999,44.187239159999997,43.587048170000003,43.587048170000003,43.587048170000003,43.587048170000003,43.587048170000003,43.587048170000003,44.003317060000001,44.654892359999998,45.588319679999998,44.654892359999998,34.780134490000002,14.64762717,0,0,0,0,0,0,0,0,0,0,0,0,12.628453,26.24678853,33.032731419999998,44.147856140000002,67.901668209999997,98.101185599999994,122.16278335,122.16278335,122.16278335,122.16278335,122.16278335,122.16278335,88.726600700000006,86.567225050000005,71.403830880000001,69.638228190000007,69.638228190000007,67.901668209999997,67.901668209999997]
["2031-04-28",2031,4,28,"Monday",105.31543287,105.31543287,105.31543287,105.31543287,105.31543287,78.828040509999994,76.527075830000001,74.946318099999999,76.794412890000004,77.019252640000005,105.31543287,105.31543287,105.31543287,107.17185872,107.98559288,105.31543287,94.570962489999999,51.344711949999997,44.053579999999997,44.053579999999997,44.176965690000003,47.339481910000003,44.246098400000001,40.89635878,37.93762298,35.283445020000002,29.694732160000001,30.501903349999999,32.886755350000001,35.998972389999999,40.402906799999997,47.59933899,69.127294969999994,105.31543287,109.4628129,122.96770792,122.96770792,122.96770792,122.96770792,111.87542911,105.31543287,105.31543287,101.60324298,72.662150999999994,69.127294969999994,49.04765553,47.720341650000002,46.484979610000003]
["2031-05-11",2031,5,11,"Sunday",68.943291700000003,66.883656079999994,64.50569136,64.50569136,62.112997540000002,62.112997540000002,62.112997540000002,62.112997540000002,63.823523160000001,63.823523160000001,63.823523160000001,65.502494960000007,67.208859180000005,68.216879219999996,67.208859180000005,67.208859180000005,66.682733299999995,46.834592360000002,43.374325900000002,42.945307390000004,42.945307390000004,42.945307390000004,45.176975949999999,44.748464900000002,43.188746129999998,44.029978720000003,43.303356989999997,41.854969939999997,45.223136609999997,67.095551850000007,71.456410250000005,94.798309459999999,109.27029555999999,109.27029555999999,114.54883078,119.6743527,117.42905014,117.42905014,117.42905014,114.54883078,114.54883078,111.71638157,109.27029555999999,109.27029555999999,109.27029555999999,101.2280047,94.798309459999999,94.798309459999999]
["2031-05-26",2031,5,26,"Monday",8.4894749399999991,8.40728337,13.12629052,0,0,0,0,0,0,0,13.03720613,13.53293169,13.90554596,14.64762717,41.244943130000003,26.90176314,13.84607374,0,0,0,0,0,0,0,0,0,0,0,0,0,0,0,14.076188670000001,53.59243318,57.645823749999998,58.992581780000002,57.494820439999998,57.494820439999998,57.494820439999998,56.479006300000002,57.494820439999998,57.494820439999998,54.570854519999997,44.715510330000001,34.68207383,32.079579690000003,30.417463900000001,30.6006833]
["2031-06-11",2031,6,11,"Wednesday",88.859246229999997,86.331233749999996,69.979433209999996,64.677070779999994,64.119162939999995,62.242632380000003,62.242632380000003,62.242632380000003,62.242632380000003,60.393579350000003,60.393579350000003,81.387078810000006,83.840788349999997,87.228549479999998,89.023657479999997,89.023657479999997,73.936242780000001,75.99127403,75.99127403,74.946318099999999,82.352729310000001,73.168287289999995,55.357683360000003,83.520440370000003,86.765278390000006,86.765278390000006,86.765278390000006,89.023657479999997,89.023657479999997,89.023657479999997,89.023657479999997,89.023657479999997,107.68259333,124.76816407,134.35139982999999,137.81855340999999,141.34321179,144.66303726000001,142.87430140000001,148.57086194999999,146.75059286999999,144.92681755000001,134.84530508,127.06914798,122.46582569,122.46582569,119.41191037999999,119.41191037999999]
["2031-06-26",2031,6,26,"Thursday",42.469817059999997,40.126435770000001,38.127642999999999,37.486250759999997,35.354966640000001,26.519004630000001,24.898008310000002,24.604166330000002,25.496780690000001,25.801851460000002,34.673120730000001,36.466869350000003,37.746326860000003,40.288309810000001,42.469817059999997,42.469817059999997,37.185845909999998,0,0,0,0,0,0,0,0,0,0,0,0,0,0,14.64762717,32.382416200000002,41.370378170000002,60.678598520000001,60.678598520000001,59.165463729999999,57.677015740000002,43.816438210000001,44.209526439999998,43.587048170000003,41.725020739999998,40.288309810000001,38.174663670000001,36.999919490000003,33.548586980000003,32.391678110000001,32.607781719999998]
["2031-07-11",2031,7,11,"Friday",178.30314278,178.91723232000001,170.64766997000001,155.58074765999999,155.58074765999999,155.58074765999999,152.08690215999999,152.08690215999999,152.08690215999999,152.08690215999999,152.08690215999999,152.08690215999999,155.58074765999999,170.64766997000001,186.89412449,170.64766997000001,163.53644077000001,152.08690215999999,71.777421239999995,71.777421239999995,68.898291080000007,66.923304110000004,66.923304110000004,66.923304110000004,66.923304110000004,66.923304110000004,66.923304110000004,66.923304110000004,66.923304110000004,66.923304110000004,66.923304110000004,71.777421239999995,71.777421239999995,155.58074765999999,200.08884438999999,201.50537958999999,201.50537958999999,201.50537958999999,201.50537958999999,201.50537958999999,201.50537958999999,201.50537958999999,201.50537958999999,201.50537958999999,176.33302168,170.64766997000001,170.64766997000001,170.64766997000001]
["2031-07-16",2031,7,16,"Wednesday",34.610142590000002,33.662899299999999,32.128558429999998,29.705878800000001,25.34307952,25.34307952,14.64762717,24.590208109999999,24.590208109999999,26.657040769999998,31.235036749999999,35.410486079999998,48.293248990000002,52.013029099999997,53.495463219999998,55.000776780000002,40.826721890000002,27.699936610000002,14.64762717,0,0,0,0,0,0,0,0,0,0,0,0,0,0,14.64762717,52.013029099999997,57.67288843,59.761367620000001,70.504358449999998,70.504358449999998,68.47024175,53.495463219999998,52.013029099999997,50.552956739999999,49.114743930000003,46.301962349999997,14.64762717,14.64762717,14.64762717]
["2031-08-10",2031,8,10,"Sunday",37.704757530000002,34.878636870000001,32.184386289999999,30.456992270000001,30.456992270000001,29.612986410000001,30.913571699999999,31.131421759999998,32.423456760000001,30.517431370000001,31.823065969999998,33.519271910000001,32.324819859999998,33.215125440000001,31.31402426,20.364596420000002,14.06107194,0,0,0,0,0,0,0,0,0,0,0,0,0,0,0,0,14.64762717,29.17616074,33.609427650000001,37.636407910000003,37.636407910000003,37.709599949999998,36.764470979999999,35.019528110000003,33.332390779999997,32.832320109999998,31.127027900000002,28.781711940000001,27.962882950000001,27.962882950000001,27.962882950000001]
["2031-08-25",2031,8,25,"Monday",59.205513920000001,60.354193359999996,60.682365529999998,59.205513920000001,59.205513920000001,59.089020120000001,57.753361599999998,57.753361599999998,57.753361599999998,57.753361599999998,57.753361599999998,59.205513920000001,68.898291080000007,100.35882497999999,100.35882497999999,67.34882073,44.460018599999998,38.88279266,36.885536729999998,34.005246730000003,34.950410320000003,33.074558809999999,32.158016510000003,33.074558809999999,35.910389950000003,36.885536729999998,36.885536729999998,36.885536729999998,37.876212989999999,37.876212989999999,39.905661809999998,41.478583370000003,57.335464829999999,100.35882497999999,152.08690215999999,169.33336370999999,169.33336370999999,169.33336370999999,169.33336370999999,169.33336370999999,169.33336370999999,169.33336370999999,155.58074765999999,152.08690215999999,152.08690215999999,151.43813115,151.43813115,152.08690215999999]
["2031-09-10",2031,9,10,"Wednesday",25.192033120000001,27.1696293,28.00147411,19.352644309999999,19.352644309999999,19.31306695,14.64762717,19.23046106,25.066971980000002,29.241838420000001,30.561732110000001,30.8248684,32.158016510000003,33.821363310000002,33.074558809999999,20.284495540000002,0,0,0,0,0,0,0,0,0,0,0,0,0,0,0,19.269861680000002,31.455286430000001,36.058117150000001,57.753361599999998,98.169935409999994,102.64607051999999,102.64607051999999,102.64607051999999,102.64607051999999,102.64607051999999,102.64607051999999,102.64607051999999,102.64607051999999,100.10794088999999,97.611561420000001,97.611561420000001,99.032491340000007]
["2031-09-25",2031,9,25,"Thursday",127.70721464,96.384659310000004,54.782011269999998,53.31754334,47.59118659,46.304178610000001,45.036881819999998,45.036881819999998,45.036881819999998,41.723598070000001,46.304178610000001,47.59118659,50.226204629999998,50.226204629999998,36.688084119999999,31.453675650000001,14.64762717,0,0,0,0,0,0,0,0,0,0,0,0,0,0,0,0,30.710235189999999,45.036881819999998,90.14253051,90.14253051,92.563589620000002,95.023514219999996,95.566906619999997,97.523247749999996,97.523247749999996,99.844264559999999,97.523247749999996,95.023514219999996,95.023514219999996,95.023514219999996,95.023514219999996]
["2031-09-26",2031,9,26,"Friday",55.754182620000002,43.577510240000002,41.842327189999999,41.556720069999997,41.556720069999997,37.8812091,38.33847153,37.003916799999999,36.789697060000002,31.33021999,36.704389220000003,36.980410769999999,38.411640230000003,38.411640230000003,36.745890009999997,27.42154609,0,0,0,0,0,0,0,0,0,0,0,0,0,0,0,0,18.361247299999999,35.724781890000003,36.73435654,40.149304090000001,52.242682590000001,53.680131869999997,54.598308039999999,52.945823060000002,54.338640929999997,52.992738260000003,48.613941189999998,39.443304769999997,37.396147689999999,37.396147689999999,38.411640230000003,41.099337550000001]
["2031-10-13",2031,10,13,"Monday",0,0,0,0,0,0,0,0,0,0,0,0,0,0,0,0,0,0,0,0,0,0,0,0,0,0,0,0,0,0,0,0,6.27066166,27.166005429999998,26.422500360000001,27.661299369999998,27.704831680000002,27.704831680000002,27.395680760000001,25.690295920000001,24.25877376,14.64762717,14.64762717,0,0,0,0,0]
["2031-10-25",2031,10,25,"Saturday",100.06376442,97.523247749999996,95.023514219999996,92.563589620000002,90.14253051,88.416359880000002,88.416359880000002,88.416359880000002,90.14253051,92.144048900000001,95.023514219999996,95.023514219999996,61.751991390000001,55.754182620000002,41.272750639999998,40.491530709999999,27.938403149999999,14.64762717,0,0,0,0,0,0,0,0,0,0,0,0,0,0,0,14.64762717,29.811460279999999,42.559637789999996,51.308597280000001,60.623979830000003,63.575013980000001,64.744397800000002,63.353669750000002,63.81748769,64.062334640000003,63.185404560000002,61.940668199999998,61.326459219999997,60.935926309999999,62.58064005]
["2031-11-10",2031,11,10,"Monday",42.845303270000002,41.7417576,41.7417576,40.671825320000004,40.671825320000004,41.7417576,42.573756340000003,42.829145820000001,43.934420690000003,45.095282419999997,59.921628390000002,58.916872099999999,42.829145820000001,39.212796650000001,14.6687128,0,0,0,0,0,0,0,0,0,0,0,0,0,14.67422165,45.278772650000001,48.543513539999999,61.509314400000001,65.652659479999997,110.15839412,110.15839412,110.15839412,110.15839412,110.15839412,110.15839412,110.15839412,82.628695160000007,65.672539970000003,63.011576990000002,61.929613459999999,61.13866264,61.056582079999998,58.916872099999999,42.837294790000001]
["2031-11-25",2031,11,25,"Tuesday",155.56930399000001,155.56930399000001,155.56930399000001,155.56930399000001,155.56930399000001,155.56930399000001,155.56930399000001,155.56930399000001,155.56930399000001,155.56930399000001,155.56930399000001,155.56930399000001,155.56930399000001,155.56930399000001,155.56930399000001,61.786314820000001,47.277951180000002,46.1024958,45.422457989999998,42.344046120000002,34.869073630000003,14.67422165,14.67422165,29.681364370000001,14.67422165,14.67422165,27.408098160000002,31.253454009999999,33.676259739999999,33.676259739999999,35.586237230000002,45.890797820000003,46.531770639999998,46.907257219999998,59.169705639999997,59.169705639999997,60.834687199999998,76.623140480000004,87.080979150000005,69.560516579999998,51.767208840000002,46.457372880000001,46.06973404,43.859709379999998,42.92384972,42.76598517,43.076058570000001,44.168205909999998]
["2031-12-11",2031,12,11,"Thursday",42.715089390000003,52.932556150000003,52.932556150000003,52.932556150000003,52.932556150000003,53.281310570000002,47.928455620000001,53.648185550000001,53.159643780000003,53.847540590000001,54.699195639999999,54.28628664,54.544509619999999,46.209215639999996,47.244178320000003,42.780871050000002,49.516737489999997,48.405149950000002,45.918726249999999,42.569291909999997,42.569291909999997,52.032833619999998,43.639655509999997,40.317706809999997,32.681402939999998,34.43389208,34.470473830000003,33.548986970000001,33.685185730000001,40.574020419999997,41.098926489999997,39.38926214,41.452643309999999,44.352227990000003,46.56358109,53.971471059999999,54.366627289999997,55.110422450000002,59.895854479999997,61.541008269999999,63.212154599999998,61.541008269999999,58.2760915,54.908561880000001,49.416711190000001,46.376305369999997,46.758513229999998,48.427227780000003]
["2031-12-26",2031,12,26,"Friday",59.651453320000002,59.122803359999999,59.054331140000002,59.054331140000002,58.760048429999998,58.760048429999998,58.921359160000002,58.921359160000002,58.77252618,58.820174729999998,59.376681019999999,59.631657840000003,58.271028899999997,40.762895970000002,25.66186506,0,0,0,0,0,0,0,0,0,0,0,0,0,0,0,12.173731699999999,22.339167570000001,33.671120700000003,39.14592682,54.073889999999999,60.76851276,101.22736282,105.0890086,111.34957355,107.77662101,105.6195328,105.0890086,101.22736282,101.22736282,101.22736282,96.341341319999998,96.341341319999998,96.341341319999998]
["2032-01-10",2032,1,10,"Saturday",35.316274180000001,36.461199829999998,38.393027770000003,34.299303770000002,34.005246730000003,36.05840594,34.38744827,38.393027770000003,38.393027770000003,36.356173910000003,37.366680680000002,36.356173910000003,31.470329069999998,26.293838229999999,0,0,0,0,0,0,0,0,0,0,0,0,0,0,0,0,0,0,0,0,14.67422165,29.696930640000001,35.210934450000003,39.604975369999998,49.693074369999998,57.032869359999999,48.864977420000002,44.129278030000002,42.746288499999999,42.475202240000002,39.099025869999998,38.393027770000003,30.120540399999999,30.159271029999999]
["2032-01-25",2032,1,25,"Sunday",61.636613740000001,61.445670929999999,61.636613740000001,59.744710380000001,61.636613740000001,61.709593980000001,61.636613740000001,61.636613740000001,61.636613740000001,62.12803761,62.603407990000001,62.733583510000003,61.803534239999998,61.636613740000001,61.539228399999999,47.675036470000002,43.181779059999997,39.431487969999999,35.600541610000001,31.476386040000001,26.172816950000001,14.67422165,14.6687128,14.6687128,0,0,0,0,0,0,0,14.6687128,29.3472574,40.143988729999997,43.775728149999999,75.694949679999993,80.145826409999998,105.6195328,105.6195328,105.6195328,93.740978080000005,93.740978080000005,96.138368819999997,93.740978080000005,93.174129879999995,93.740978080000005,96.138368819999997,105.6195328]
["2032-02-09",2032,2,9,"Monday",87.732661919999998,75.184773449999994,72.216921690000007,72.150536919999993,72.940202990000003,72.152134219999994,72.130138520000003,74.118029410000005,74.337584820000004,74.340664129999993,87.732661919999998,105.2712057,105.2712057,71.306763040000007,54.92071713,32.805252760000002,14.67422165,0,0,0,0,0,0,0,0,0,0,0,0,0,0,0,23.22826456,29.053884010000001,29.490110319999999,43.247555910000003,62.713995590000003,80.757415390000006,95.466736929999996,97.523247749999996,87.732661919999998,87.732661919999998,87.171362270000003,71.506833850000007,61.467664759999998,52.179753939999998,50.842273050000003,43.039737529999996]
["2032-02-24",2032,2,24,"Tuesday",52.130357590000003,53.928039640000001,53.031762800000003,51.884338929999998,52.074875859999999,51.778733189999997,52.298519040000002,52.555690630000001,53.031762800000003,54.354613299999997,68.314387449999998,81.524324089999993,116.1014121,116.1014121,75.694949679999993,51.895113440000003,43.244750000000003,39.540776739999998,28.0118559,14.6687128,0,0,0,0,0,0,0,0,0,0,0,0,14.6687128,25.496969249999999,29.61105427,41.949716049999999,45.46145138,52.620757830000002,52.985001089999997,53.464599139999997,54.18260403,55.594080900000002,54.18260403,53.008155799999997,52.781429199999998,52.523136800000003,52.213576019999998,51.427084720000003]
["2032-03-11",2032,3,11,"Thursday",64.808311700000004,64.808311700000004,68.636564079999999,70.144361500000002,79.481970739999994,81.865045850000001,90.421923329999998,92.833834229999994,95.149527280000001,95.149527280000001,95.149527280000001,95.149527280000001,116.05464416,116.05464416,95.149527280000001,66.285188309999995,49.270159270000001,43.260142139999999,42.871056119999999,38.159209580000002,35.506843600000003,34.510121009999999,33.092519780000003,28.631849939999999,14.67422165,14.67422165,14.67422165,14.67422165,14.6687128,14.67422165,14.67422165,32.124024220000003,34.075515240000001,42.323470210000004,60.888809219999999,79.720330689999997,95.149527280000001,95.149527280000001,95.149527280000001,95.149527280000001,95.149527280000001,95.149527280000001,95.149527280000001,95.149527280000001,88.522931580000005,85.333379039999997,84.327750890000004,89.449811729999993]
["2032-03-23",2032,3,23,"Tuesday",47.90563555,47.398225259999997,44.680786070000003,36.248878240000003,35.20318657,36.248878240000003,34.42519661,34.1729196,36.248878240000003,37.310343629999998,49.093333690000001,50.195217820000003,53.078546250000002,57.574370289999997,54.553845330000001,41.721302569999999,26.301098140000001,14.6687128,0,0,0,0,0,0,0,0,0,0,0,0,0,0,22.584880980000001,48.733933270000001,54.202588810000002,82.293382339999994,107.77662101,116.07802813000001,116.1014121,116.07802813000001,116.07802813000001,113.41451272,113.41451272,93.178556900000004,80.443296860000004,80.443296860000004,82.465965620000006,84.523037419999994]
["2032-04-10",2032,4,10,"Saturday",123.05973485,121.30652190000001,119.935374,119.935374,119.935374,119.935374,119.935374,119.935374,119.935374,119.935374,119.935374,119.935374,119.935374,119.935374,115.00876388,65.853007509999998,47.125464340000001,44.979704679999998,44.979704679999998,42.920871079999998,42.750427539999997,42.63467292,42.372561359999999,41.659665070000003,41.332621529999997,41.309135060000003,40.945219059999999,40.635616759999998,40.810100519999999,41.657613670000003,41.887065630000002,42.200135680000002,51.714782210000003,70.504358449999998,114.00254163,119.935374,119.935374,119.935374,119.935374,119.935374,119.935374,119.935374,119.935374,114.00254163,73.261183450000004,73.261183450000004,70.504358449999998,76.645158629999997]
["2032-04-25",2032,4,25,"Sunday",44.045130999999998,31.807543819999999,30.889973810000001,29.985938619999999,29.985938619999999,29.095140959999998,29.095140959999998,29.095140959999998,29.095140959999998,29.599011610000002,29.985938619999999,29.985938619999999,30.889973810000001,31.807543819999999,32.738954909999997,29.31997861,0,0,0,0,0,0,0,0,0,0,0,0,0,0,0,0,30.524396379999999,48.339709069999998,72.288645759999994,101.42950842,103.97985513,103.97985513,103.97985513,103.97985513,103.97985513,103.97985513,103.97985513,80.270578009999994,77.978818149999995,77.978818149999995,77.978818149999995,77.978818149999995]
["2032-05-10",2032,5,10,"Monday",62.142249339999999,59.04087655,47.498659600000003,45.152862450000001,44.646685660000003,43.995496109999998,41.890667219999997,40.806790669999998,40.632251779999997,40.632251779999997,40.632251779999997,40.632251779999997,44.646685660000003,45.588616809999998,46.58899813,44.991834279999999,40.458473490000003,19.323778180000001,0,0,0,0,0,0,0,0,0,14.64762717,14.64762717,14.64762717,14.64762717,33.367768750000003,61.558231810000002,88.371498599999995,99.212612109999995,106.83110962000001,104.70579356,104.70579356,106.72021468,104.70579356,101.93767557,101.93767557,99.212612109999995,96.529606459999997,88.371498599999995,88.371498599999995,88.371498599999995,88.371498599999995]
["2032-05-26",2032,5,26,"Wednesday",0,0,0,0,0,0,0,0,0,0,0,0,12.255104129999999,28.34444384,28.700776730000001,14.64762717,14.64762717,0,0,0,0,0,0,0,0,0,0,0,0,0,0,0,0,26.77790237,35.54453582,36.504978850000001,36.494962319999999,37.49736601,38.51560714,39.550064030000001,38.51560714,37.634549210000003,36.504978850000001,35.508029430000001,34.53621192,31.966060630000001,29.323182039999999,32.461331889999997]
["2032-06-10",2032,6,10,"Thursday",70.504358449999998,70.504358449999998,70.504358449999998,68.189283340000003,66.441443289999995,64.721438070000005,38.411640230000003,37.396147689999999,38.411640230000003,38.411640230000003,38.411640230000003,38.411640230000003,39.443304769999997,68.189283340000003,70.504358449999998,70.504358449999998,68.898291080000007,66.441443289999995,38.900453669999997,37.396147689999999,36.994072209999999,34.442986769999997,32.392263499999999,30.710235189999999,29.811460279999999,29.811460279999999,29.811460279999999,25.529138369999998,25.275989240000001,28.925845880000001,31.622466159999998,53.407872380000001,70.504358449999998,81.03589479,103.49824125000001,105.87181394,106.63121648000001,109.52683528,126.76328027,140.21880503,136.55129367999999,132.71051815999999,126.79372289,101.1292139,96.293488359999998,95.416348580000005,92.80490322,90.910974330000002]
["2032-06-20",2032,6,20,"Sunday",83.342139430000003,80.353043850000006,78.382199389999997,76.44404256,74.64534716,73.297063629999997,72.662591969999994,72.662591969999994,71.973375329999996,70.817763049999996,72.662591969999994,88.659196460000004,95.374329660000001,115.56608205000001,122.14271633,111.85406282,72.170181479999997,63.73861402,62.984715299999998,62.984715299999998,63.439484659999998,62.984715299999998,62.984715299999998,62.984715299999998,62.984715299999998,62.984715299999998,62.984715299999998,62.984715299999998,62.984715299999998,62.984715299999998,62.984715299999998,63.73861402,76.44404256,152.08690215999999,172.01896755000001,195.59769750999999,195.59769750999999,195.59769750999999,195.59769750999999,195.59769750999999,195.59769750999999,195.59769750999999,195.59769750999999,172.01896755000001,155.58074765999999,152.08690215999999,152.08690215999999,151.43813115]
["2032-07-10",2032,7,10,"Saturday",199.04949819000001,168.63640255000001,153.71554107,150.2232368,149.62735183000001,89.631544320000003,89.631544320000003,89.631544320000003,89.631544320000003,89.631544320000003,89.631544320000003,89.631544320000003,99.672769930000001,109.7032028,115.61904336000001,89.631544320000003,80.774358280000001,55.507955150000001,36.929004249999998,35.012342529999998,34.076370079999997,32.247429879999999,32.247429879999999,32.247429879999999,32.247429879999999,32.247429879999999,32.247429879999999,32.247429879999999,32.247429879999999,32.247429879999999,32.247429879999999,44.939937989999997,70.755018129999996,110.7675486,153.71554107,153.71554107,153.71554107,153.71554107,153.71554107,153.71554107,153.71554107,150.2232368,150.2232368,129.70367211000001,109.70786722,89.631544320000003,89.631544320000003,89.631544320000003]
["2032-07-25",2032,7,25,"Sunday",94.229142600000003,89.482784539999997,89.482784539999997,68.434008739999996,66.662420909999994,66.693308169999995,66.693308169999995,68.434008739999996,68.434008739999996,69.75433452,70.234266149999996,70.234266149999996,82.642255509999998,70.234266149999996,96.660876909999999,82.642255509999998,68.434008739999996,8.1149290100000009,0,0,0,0,0,0,0,0,0,0,0,0,0,0,8.1149290100000009,50.817715929999999,70.234266149999996,94.229142600000003,96.660876909999999,101.46134676,101.64635259000001,101.46134676,99.087513009999995,98.581639569999993,99.132942979999996,96.660876909999999,96.660876909999999,99.132942979999996,101.46134676,101.64635259000001]
["2032-08-10",2032,8,10,"Tuesday",38.437279670000002,36.913187180000001,37.431928360000001,34.938651249999999,33.247415510000003,32.348306000000001,31.945963599999999,31.4629668,31.4629668,31.4629668,31.846422889999999,33.085061400000001,44.667664199999997,55.404061159999998,45.880614799999996,34.727623510000001,20.138547620000001,0,0,0,0,0,0,0,0,0,0,0,0,0,0,0,0,0,8.9279162500000009,48.763794859999997,50.153621880000003,51.564899070000003,52.998126880000001,51.564899070000003,51.564899070000003,50.153621880000003,50.153621880000003,38.877362159999997,36.681705399999998,28.413165320000001,28.268496110000001,29.771631379999999]
["2032-08-25",2032,8,25,"Wednesday",199.41671879,199.04949819000001,199.04949819000001,198.85275763999999,168.63640255000001,153.71554107,153.71554107,150.2232368,150.2232368,153.71554107,173.76506859,187.03864279000001,199.41671879,205.91122175000001,203.25625289999999,153.71554107,150.2232368,41.885040099999998,39.830693410000002,35.549577229999997,32.384852000000002,32.384852000000002,32.384852000000002,32.384852000000002,32.384852000000002,32.384852000000002,32.384852000000002,32.384852000000002,32.384852000000002,32.384852000000002,32.384852000000002,35.918296140000002,52.081726930000002,150.2232368,168.63640255000001,199.04949819000001,199.04949819000001,199.04949819000001,199.04949819000001,199.04949819000001,199.04949819000001,199.04949819000001,199.04949819000001,168.63640255000001,150.71303746999999,150.2232368,150.2232368,150.2232368]
["2032-09-09",2032,9,9,"Thursday",120.32930260000001,102.4701616,74.6470305,72.816139230000005,63.781221360000004,64.662712869999893,63.781221360000004,63.050226709999997,58.873841089999999,60.1522218,62.398279240000001,63.753189249999998,71.09373592,74.6470305,55.696681339999998,36.209742179999999,18.716944000000002,6.2150179999999997,0,0,0,0,0,0,0,0,0,0,0,0,0,6.1429199299999997,26.03648046,45.1903431,103.86371192,120.32930260000001,120.32930260000001,120.32930260000001,120.32930260000001,120.32930260000001,120.32930260000001,120.32930260000001,120.32930260000001,116.01722931,109.31959449999999,103.86371192,101.29113291,101.20145847000001]
["2032-09-21",2032,9,21,"Tuesday",150.2232368,150.2232368,150.2232368,46.308411759999998,47.007510369999999,42.938198849999999,42.938198849999999,149.62735183000001,50.621301799999998,149.62735183000001,150.2232368,150.2232368,150.2232368,150.2232368,150.2232368,150.2232368,36.423689109999998,35.507364559999999,34.605868880000003,33.718844990000001,33.718844990000001,32.836907310000001,31.986840709999999,31.986840709999999,31.986840709999999,31.986840709999999,31.986840709999999,31.986840709999999,31.986840709999999,31.986840709999999,31.986840709999999,31.986840709999999,31.986840709999999,42.948628460000002,125.22404924,150.2232368,150.2232368,150.2232368,150.2232368,150.2232368,150.2232368,150.2232368,150.2232368,150.2232368,150.2232368,150.2232368,150.2232368,150.2232368]
["2032-10-09",2032,10,9,"Saturday",40.84934861,40.84934861,39.830693410000002,37.22789787,8.6477158299999992,8.4944671700000001,5.7388469000000004,0,0,0,0,0,0,0,0,0,0,0,0,0,0,0,0,0,0,0,0,0,0,0,0,0,0,0,0,8.4992936500000003,17.979183930000001,17.979183930000001,17.979183930000001,8.8095358099999999,8.6044142600000004,8.2676384600000006,5.1751447099999996,0,0,0,0,0]
["2032-10-25",2032,10,25,"Monday",86.167180569999999,87.032100999999997,83.668213050000006,80.625048500000005,78.967570820000006,82.320006599999999,82.320006599999999,85.827566899999994,90.409465620000006,106.83398673000001,115.97875461,115.97875461,115.97875461,115.97875461,66.203680669999997,51.910294499999999,36.695057560000002,34.769924260000003,30.166375469999998,20.651421129999999,0,0,0,0,0,0,0,0,0,0,8.1887374600000005,26.02291125,31.991950549999999,35.724946490000001,57.073698399999998,91.751696460000005,150.2232368,150.2232368,150.2232368,150.2232368,150.2232368,150.2232368,150.2232368,150.2232368,150.2232368,150.2232368,150.2232368,150.2232368]
["2032-11-09",2032,11,9,"Tuesday",40.142052059999997,38.267281070000003,37.286407199999999,35.519599300000003,35.518812969999999,35.371151300000001,35.371151300000001,35.589983750000002,35.518812969999999,35.518812969999999,35.446909339999998,36.321154010000001,37.692122550000001,37.286407199999999,38.267281070000003,37.286407199999999,8.90319957,0,0,0,0,0,0,0,0,0,0,0,0,8.7636456000000003,30.812959580000001,34.436040480000003,37.456130270000003,51.340937719999999,54.012783220000003,79.229856909999995,82.816227580000003,123.08286385,129.37676271999999,132.60400064000001,133.56144302999999,132.60400064000001,132.60400064000001,129.37676271999999,126.20349804999999,129.37676271999999,138.34392604999999,153.65954550999999]
["2032-11-24",2032,11,24,"Wednesday",34.432808430000001,34.432808430000001,41.586563519999999,41.502705519999999,33.588264070000001,33.588264070000001,33.588264070000001,33.588264070000001,37.175612479999998,34.768536500000003,42.428069270000002,46.146663099999998,45.02357284,41.26049098,27.427192399999999,7.6231198600000001,0,0,0,0,0,0,0,0,0,0,0,0,0,0,0,0,0,0,0,27.30850474,30.34675915,45.02357284,153.05806863000001,153.05806863000001,153.05806863000001,153.05806863000001,153.05806863000001,153.05806863000001,153.05806863000001,153.05806863000001,153.05806863000001,153.05806863000001]
["2032-12-10",2032,12,10,"Friday",76.553617619999997,74.507137119999996,69.520512229999994,50.021185940000002,49.047226039999998,48.652158559999997,69.087022660000002,49.047226039999998,53.934670509999997,78.112489019999998,82.816227580000003,83.377326569999994,84.943844499999997,54.028723919999997,48.992119930000001,36.628706989999998,36.599373620000001,34.573587949999997,32.717961170000002,28.702637840000001,23.05624542,0,0,0,0,0,0,0,0,0,0,0,0,0,0,8.5309557900000001,34.634434659999997,37.99744226,40.28922772,39.559914540000001,39.475413750000001,38.76163098,38.463572800000001,38.463572800000001,37.467845689999997,38.463572800000001,39.475413750000001,40.503762879999996]
["2032-12-19",2032,12,19,"Sunday",110.52216803,110.52216803,110.52216803,110.47733894,110.23887714999999,107.06966903999999,107.05920854999999,107.02609173,107.06966903999999,107.06157868,108.14201452,79.658372270000001,37.88822004,0,0,0,0,0,0,0,0,0,0,0,0,0,0,0,0,0,0,0,0,0,16.106240499999998,45.96351971,71.46774216,112.45956328,112.45956328,112.45956328,112.45956328,112.45956328,112.45956328,112.45956328,110.32895019999999,106.48182088,91.525352269999999,99.712633289999999]
["2033-01-08",2033,1,8,"Saturday",36.103917150000001,34.6664551,34.724754359999999,35.918296140000002,36.600301459999997,36.799270669999999,36.872843179999997,36.543553539999998,38.171886600000001,37.504885549999997,40.31465583,39.019244180000001,35.284924959999998,25.002226069999999,8.1149290100000009,8.1388344900000007,8.2919938000000002,14.840408829999999,15.248028939999999,22.719422470000001,22.719422470000001,27.27836083,30.269877009999998,11.97050497,8.5676044699999991,0,0,0,0,0,0,0,0,0,8.4020000499999998,26.1055381,33.510072999999998,42.442653239999999,52.936691510000003,55.643633579999999,57.031635880000003,57.031635880000003,57.031635880000003,55.187218459999997,52.936691510000003,54.278844630000002,54.278844630000002,56.202167770000003]
["2033-01-24",2033,1,24,"Monday",61.278060529999998,61.278060529999998,61.278060529999998,61.278060529999998,65.254172980000007,65.778288189999998,71.847040430000007,80.224072289999995,93.940912539999999,94.627734759999996,130.13226424999999,130.13226424999999,130.13226424999999,105.13929822,81.979207529999996,50.151362859999999,48.878071030000001,44.146076839999999,38.046421309999999,33.723064800000003,30.98176041,30.123212479999999,29.277615310000002,27.624118509999999,26.81566282,26.81566282,26.01904511,27.624118509999999,28.444678060000001,29.944420560000001,30.98176041,32.738917090000001,42.808994660000003,46.73480498,66.647356340000002,112.52130013999999,130.13226424999999,130.13226424999999,130.13226424999999,130.13226424999999,130.13226424999999,130.13226424999999,130.13226424999999,130.13226424999999,130.13226424999999,130.13226424999999,121.22544186,121.22544186]
["2033-02-08",2033,2,8,"Tuesday",27.993501070000001,27.253433959999999,27.253433959999999,26.524877650000001,26.524877650000001,25.807565650000001,26.524877650000001,32.973829520000002,35.094635869999998,36.60367806,38.430396450000003,38.585672080000002,40.632338560000001,40.632338560000001,38.38588884,25.807565650000001,13.163006620000001,12.783286,12.783286,12.783286,13.548455130000001,13.548455130000001,13.163006620000001,13.163006620000001,12.783286,8.2788386599999999,7.74434369,0,0,0,0,0,0,0,8.5007266399999999,23.720551350000001,34.683338810000002,39.431344719999998,40.632338560000001,40.186995279999998,39.60072503,39.60072503,38.585672080000002,34.70566299,27.254150299999999,27.993501070000001,27.720090880000001,27.993501070000001]
["2033-02-24",2033,2,24,"Thursday",53.693619759999997,53.693619759999997,53.693619759999997,53.693619759999997,53.693619759999997,48.812381600000002,49.968461380000001,50.049967260000003,55.054963989999997,56.439267710000003,57.847116700000001,89.631544320000003,153.65954550999999,87.260469369999996,53.693619759999997,8.5840158599999992,0,0,0,0,0,0,0,0,0,0,0,0,0,0,0,0,0,0,0,26.104201589999999,50.167900279999998,84.99082104,115.50913158,115.50913158,115.50913158,115.50913158,115.50913158,115.50913158,114.48258659,114.48258659,115.01498209,115.50913158]
["2033-03-02",2033,3,2,"Wednesday",84.99082104,85.315982649999995,82.816227580000003,66.735578910000001,66.049036999999998,66.049036999999998,66.812110489999995,68.457797670000005,82.816227580000003,92.031596739999998,96.6990464,110.52216803,110.52216803,110.52216803,53.693619759999997,31.434400409999999,8.45580423,8.0571235800000007,7.4230026000000002,6.3947742999999999,0,0,0,0,0,0,0,0,0,0,0,0,8.2496468099999998,32.253059159999999,46.562323630000002,71.988643819999993,147.33109256,153.65954550999999,153.65954550999999,153.65954550999999,153.65954550999999,153.65954550999999,153.65954550999999,153.65954550999999,153.65954550999999,147.41656849,106.44571793,75.639600470000005]
["2033-03-25",2033,3,25,"Friday",127.21739114,126.2034603,126.43678687000001,124.53967532999999,123.9130875,126.52465855,129.37672402000001,129.70599849000001,139.91835502999999,153.65954550999999,153.71554107,153.71554107,153.71554107,153.71554107,153.71554107,153.71554107,89.185927950000007,80.062796449999993,75.38042892,73.484054909999998,49.288150969999997,46.67328139,46.67328139,45.395882640000004,44.137899230000002,44.137899230000002,43.921601799999998,43.921601799999998,53.481220399999998,61.028942469999997,67.5858214,84.99082104,98.173658720000006,130.13226424999999,153.65954550999999,153.71554107,157.71988777000001,161.99279680000001,153.71554107,153.71554107,153.65954550999999,151.41166792999999,135.26728417000001,121.46917173,103.17240353,97.244955529999999,96.885350579999994,97.244955529999999]
["2033-04-10",2033,4,10,"Sunday",150.2232368,149.62735183000001,132.03993202999999,128.3668845,108.80736776000001,99.132942979999996,96.660876909999999,94.229142600000003,91.836761010000004,89.56207508,89.482784539999997,87.166295779999999,87.166295779999999,87.166295779999999,61.512986120000001,37.277818029999999,0,0,0,0,0,0,0,0,0,0,0,0,0,0,0,0,0,55.009563669999999,66.489790510000006,91.836761010000004,101.35872979,101.99982428,104.06549775000001,104.06549775000001,106.68212385,109.70430398000001,109.70430398000001,106.68212385,101.64635259000001,101.35872979,99.132942979999996,99.132942979999996]
["2033-04-25",2033,4,25,"Monday",66.693308169999995,62.748000959999999,58.552018510000003,58.552018510000003,58.552018510000003,58.552018510000003,58.054450269999997,58.552018510000003,57.005571009999997,58.225800540000002,58.552018510000003,60.12461579,63.052060130000001,64.710737449999996,64.996349159999994,44.778997070000003,36.683798430000003,22.799563769999999,8.1497872999999998,1.30126404,1.30126404,0,0,0,0,0,0,0,0,0,0,0,0,39.21706116,53.979852610000002,68.227697379999995,91.612441329999996,94.022441560000004,94.022441560000004,73.635509810000002,67.624005170000004,65.85525663,59.231094220000003,52.502480679999998,51.047563490000002,50.745499909999999,48.203076279999998,48.203076279999998]
["2033-05-10",2033,5,10,"Tuesday",150.2232368,147.03652144,122.72719272000001,122.70143935,122.70143935,122.70143935,115.26688086999999,107.40569205,99.054059940000002,95.890103400000001,93.903922899999998,91.63544134,100.42767739,107.40569205,101.23010596,68.231049870000007,44.176415329999998,1.5886974700000001,0,0,0,0,0,0,0,0,0,0,0,0,0,8.2434416299999995,54.984058130000001,84.680145460000006,101.49226994,110.52216803,110.52216803,110.52216803,110.52216803,110.52216803,110.52216803,110.52216803,110.52216803,102.81356241,91.541546319999995,83.809403739999993,68.231049870000007,68.04204756]
["2033-05-11",2033,5,11,"Wednesday",57.308725170000002,39.275200900000002,37.257788499999997,33.234579770000003,33.143735589999999,36.68583374,34.978830440000003,34.978830440000003,34.978830440000003,36.317493290000002,35.150520559999997,23.851842390000002,31.842114259999999,57.308725170000002,61.328717089999998,60.379389189999998,22.779287719999999,1.9092272100000001,0,0,0,0,0,0,0,0,0,0,0,0,0,8.6044142600000004,60.379389189999998,92.369714169999995,112.38631463999999,122.70143935,122.70143935,122.70143935,122.70143935,122.70143935,122.70143935,111.65274429999999,104.57802241,94.022441560000004,80.285139520000001,76.025795950000003,73.945049670000003,73.17989068]
["2033-05-30",2033,5,30,"Monday",26.340772019999999,26.540487219999999,26.959022040000001,8.3859512200000008,8.3859512200000008,8.3660707300000006,8.3518264700000007,8.35009245,26.219740680000001,26.219740680000001,27.672617809999998,29.415215180000001,31.937048570000002,57.136367960000001,60.393476540000002,50.895802289999999,20.250054070000001,0,0,0,0,0,0,0,0,0,0,0,0,0,0,0,8.4743294200000001,68.93711236,75.748563050000001,76.383050100000006,74.413979260000005,74.413979260000005,76.30066601,74.413979260000005,76.30066601,76.30066601,72.558326969999996,65.212053850000004,39.67902522,34.104721920000003,31.430951199999999,32.110262710000001]
["2033-06-10",2033,6,10,"Friday",135.08339896000001,125.33722573999999,103.30812292,103.30812292,103.30812292,103.30812292,103.30812292,103.30812292,103.30812292,103.30812292,103.30812292,135.08339896000001,141.93425221000001,153.71554107,162.14376669999999,162.17301107,150.2232368,103.30812292,103.30812292,103.30812292,103.30812292,49.652404619999999,44.095594060000003,42.965327819999999,42.965327819999999,42.965327819999999,42.965327819999999,42.965327819999999,42.965327819999999,42.965327819999999,88.591338199999996,103.30812292,128.45792757999999,168.63640255000001,192.83107317,192.83107317,192.83107317,192.83107317,192.83107317,192.83107317,192.83107317,192.83107317,192.83107317,168.63640255000001,166.86121295999999,153.71554107,150.2232368,150.2232368]
["2033-06-25",2033,6,25,"Saturday",194.07253695,168.63640255000001,168.63640255000001,168.63640255000001,158.84041364000001,155.47286510000001,153.71554107,153.71554107,153.71554107,152.82024086000001,153.71554107,153.71554107,156.77805744,168.63640255000001,168.63640255000001,178.5524035,168.63640255000001,152.19837301999999,150.2232368,150.2232368,150.2232368,150.2232368,150.2232368,150.2232368,150.2232368,150.2232368,150.2232368,150.2232368,150.2232368,150.2232368,150.2232368,150.2232368,155.47286510000001,174.53428194,199.41671879,206.53821592,205.91122175000001,206.53821592,248.51330597,254.46692472000001,254.46692472000001,254.46692472000001,228.84096350999999,203.25625289999999,199.04949819000001,174.70188486999999,173.33082880000001,168.63640255000001]
["2033-07-10",2033,7,10,"Sunday",6.8212170399999996,7.7970995199999997,0,0,0,0,0,0,8.0896771699999999,8.0896771699999999,8.3299766700000006,8.3299766700000006,20.305497880000001,23.725424350000001,24.863942000000002,8.5739009599999996,8.2592120999999992,0,0,0,0,0,0,0,0,0,0,0,0,0,0,0,8.4020000499999998,34.246777229999999,51.221994590000001,56.985144869999999,58.484223059999998,58.484223059999998,60.602367030000003,60.007758699999997,60.007758699999997,60.007758699999997,58.484223059999998,56.985144869999999,54.058042389999997,41.34212591,54.058042389999997,43.580694569999999]
["2033-07-26",2033,7,26,"Tuesday",0,0,0,0,0,0,0,0,0,0,0,7.5758328700000002,17.27689968,53.919461329999997,56.762358970000001,57.10127524,8.4020000499999998,0,0,0,0,0,0,0,0,0,0,0,0,0,0,0,50.831515529999997,74.664354799999998,105.48762164999999,125.00675488,125.00675488,125.00675488,125.00675488,125.00675488,123.24656958,113.74845251000001,101.85905255,95.716652539999998,74.9392256,72.568430699999993,72.568430699999993,74.9392256]
["2033-08-10",2033,8,10,"Wednesday",0,0,0,0,0,0,0,0,0,0,0,0,7.78536392,36.31258605,48.164838340000003,40.346567180000001,27.746540029999998,8.4414602300000006,0,0,0,0,0,0,0,0,0,0,0,0,0,0,0,35.831338410000001,54.103723500000001,66.995977659999994,95.981849960000005,98.39522058,100.84963959,98.911097560000002,96.740866690000004,95.951841040000005,91.274202650000007,88.977982949999998,88.977982949999998,63.65236676,63.335894150000001,63.65236676]
["2033-08-31",2033,8,31,"Wednesday",193.31269216999999,193.31269216999999,193.31269216999999,192.28372390000001,177.79893548000001,163.93819070999999,149.35851943,149.35851943,149.35851943,163.93819070999999,184.01745445,188.68301993,197.15887179999899,199.96477497999999,197.15887179999899,145.86981539000001,145.39746934999999,25.532736010000001,24.246642309999999,8.5509712600000007,8.4584409300000001,8.4584409300000001,8.4584409300000001,8.4584409300000001,8.4584409300000001,8.4584409300000001,8.4584409300000001,8.4584409300000001,8.4584409300000001,8.4584409300000001,8.4584409300000001,21.794476159999999,53.214339760000001,145.39746934999999,163.93819070999999,182.34607729999999,182.34607729999999,182.34607729999999,182.34607729999999,182.34607729999999,182.34607729999999,182.34607729999999,182.34607729999999,163.93819070999999,145.39746934999999,145.39746934999999,145.39746934999999,138.00311203999999]
["2033-09-09",2033,9,9,"Friday",56.349899669999999,35.022544430000004,31.290151219999998,30.017703470000001,31.076960549999999,30.229475170000001,28.210078540000001,8.9239786100000007,29.304124689999998,29.610121979999999,31.72018285,39.16862811,59.43463173,68.134231159999999,71.64838872,34.565442930000003,8.2893182900000006,0,0,0,0,0,0,0,0,7.8079230500000003,7.6171539900000003,7.7297560799999996,7.7433685900000002,7.6975160000000002,8.2946777600000008,8.6107278100000002,51.774300220000001,86.180542860000003,147.92118513,151.61100428,155.18637580999999,155.18637580999999,155.18637580999999,155.18637580999999,155.18637580999999,155.18637580999999,155.18637580999999,155.18637580999999,155.18637580999999,153.39097357,153.39097357,151.61100428]
["2033-09-24",2033,9,24,"Saturday",145.86981539000001,145.86981539000001,145.86981539000001,145.86981539000001,145.86981539000001,145.86981539000001,145.86981539000001,145.86981539000001,145.86981539000001,145.86981539000001,145.86981539000001,145.86981539000001,145.86981539000001,145.86981539000001,53.341501350000001,37.385456300000001,8.0001807800000009,0,0,0,0,0,0,0,0,0,0,0,0,0,0,0,8.4380859400000006,40.717931280000002,55.765883160000001,145.86981539000001,145.86981539000001,145.86981539000001,145.86981539000001,145.86981539000001,145.86981539000001,145.86981539000001,145.86981539000001,145.86981539000001,145.86981539000001,145.86981539000001,145.86981539000001,145.86981539000001]
["2033-10-10",2033,10,10,"Monday",83.572637929999999,84.291365839999997,85.657315120000007,89.085624820000007,94.806159870000002,96.769327099999998,98.811507860000006,109.45262605000001,117.35744668,118.98753711000001,118.98753711000001,118.98753711000001,118.98753711000001,99.455912409999996,67.416107569999994,25.823130769999999,11.63621004,8.6888598800000008,7.8414491399999999,7.8414491399999999,7.8414491399999999,7.8414491399999999,7.8414491399999999,7.8414491399999999,7.8414491399999999,7.8414491399999999,8.0743751600000007,9.5654433000000001,16.12498725,25.596353610000001,45.11212905,55.785218129999997,66.846904739999999,125.95089050999999,155.18637580999999,155.18637580999999,155.18637580999999,155.18637580999999,155.18637580999999,155.18637580999999,155.18637580999999,155.18637580999999,155.18637580999999,155.18637580999999,155.18637580999999,155.18637580999999,155.18637580999999,155.18637580999999]
["2033-10-25",2033,10,25,"Tuesday",100.75631167,101.38420452,106.33496433000001,109.19092181000001,99.293015199999999,95.427102399999995,96.638650510000005,94.025252469999998,105.1878189,108.86362446,116.89066962,116.49723937,116.89066962,89.858931479999995,22.110003089999999,14.809454280000001,0,0,0,0,0,0,0,0,0,0,0,0,0,0,0,0,0,0,79.998342739999998,113.64213859,128.60562813000001,135.4271454,135.4271454,135.4271454,135.4271454,135.4271454,135.4271454,135.4271454,135.4271454,135.4271454,135.4271454,135.4271454]
["2033-11-09",2033,11,9,"Wednesday",120.28523997000001,120.28523997000001,120.28523997000001,120.28523997000001,114.0427658,111.26726026999999,109.10877098,105.19873027,100.61806181999999,98.063472099999998,95.549891439999996,112.78188274,108.15934432,83.563895779999996,52.201689850000001,0,0,0,0,0,0,0,0,0,0,0,0,0,0,0,0,0,0,0,0,6.3675615900000002,6.7671562400000003,62.158324440000001,65.683686269999995,87.679547450000001,95.549891439999996,95.549891439999996,95.549891439999996,90.060485909999997,90.060485909999997,67.487813880000004,69.320445739999997,92.479341460000001]
["2033-11-28",2033,11,28,"Monday",155.18637580999999,155.18637580999999,155.18637580999999,155.18637580999999,155.18637580999999,155.18637580999999,155.18637580999999,155.18637580999999,155.18637580999999,155.18637580999999,155.18637580999999,155.18637580999999,155.18637580999999,155.18637580999999,40.589116619999999,31.865955599999999,8.2175007900000008,7.6424236900000002,0,0,0,0,0,0,0,0,0,0,0,0,0,8.30953023,26.587751319999999,38.626725739999998,106.32578316,168.10173610000001,168.10173610000001,168.10173610000001,168.10173610000001,168.10173610000001,168.10173610000001,168.10173610000001,168.10173610000001,168.10173610000001,168.10173610000001,168.10173610000001,168.10173610000001,168.10173610000001]
["2033-12-09",2033,12,9,"Friday",0,0,0,0,0,0,0,0,0,0,0,0,0,0,0,0,0,0,0,0,0,0,0,0,0,0,0,0,0,0,0,9.4760641799999998,39.966627289999998,101.76447146,101.68061346,102.26499262999999,109.62518307000001,109.62518307000001,109.62518307000001,109.62518307000001,109.62518307000001,109.62518307000001,107.47674862,105.35783574,104.15050955,105.31425843,84.291365839999997,103.88287998]
["2033-12-25",2033,12,25,"Sunday",105.47428059000001,105.47428059000001,105.47428059000001,105.47428059000001,105.47428059000001,104.38360731,104.38129646,104.38360731,104.38360731,105.47428059000001,105.47428059000001,103.8049492,75.151313160000001,0,0,0,0,0,0,0,0,0,0,0,0,0,0,0,0,0,0,0,0,0,2.1435068099999999,64.445613879999996,98.266182079999993,107.54533245,107.54533245,107.54533245,107.54533245,107.54533245,107.54533245,107.54533245,107.54533245,106.94674539,105.41615157,104.33493486]
["2034-01-09",2034,1,9,"Monday",149.19845307,149.19845307,149.19845307,149.19845307,149.19845307,149.19845307,149.19845307,149.19845307,149.19845307,149.19845307,149.19845307,149.19845307,149.19845307,146.66289712,68.683887240000004,49.441724139999998,21.515537630000001,8.0873313299999996,0,0,0,0,0,0,0,0,0,0,0,0,7.7412998000000002,8.2788386599999999,8.5259319599999994,8.4643770899999993,36.36848234,60.464791179999999,77.923698340000001,104.11455985000001,149.19845307,149.19845307,149.19845307,149.19845307,149.19845307,149.19845307,149.19845307,148.09539656000001,149.19845307,149.19845307]
["2034-01-24",2034,1,24,"Tuesday",118.77030284999999,108.61308477999999,106.73377194,106.73377194,104.57145265,106.73377194,113.77184887999999,116.75234742000001,124.77455814,124.77455814,124.77455814,124.77455814,124.77455814,119.16156891,82.008578029999995,67.104202880000003,51.669972790000003,49.015889770000001,17.834547740000001,17.36305394,14.982302669999999,14.65890568,14.65890568,14.65890568,14.65890568,14.65890568,14.65890568,14.65890568,14.65890568,14.65890568,36.911365009999997,48.264478189999998,53.66032268,83.395045379999999,98.958138129999995,107.14917809000001,124.77455814,124.77455814,124.77455814,124.77455814,124.77455814,124.77455814,124.77455814,124.77455814,121.42976638,115.74442578999999,115.74442578999999,115.74442578999999]
["2034-02-09",2034,2,9,"Thursday",57.527646279999999,65.906198329999995,57.527646279999999,57.527646279999999,58.962644320000003,70.689889500000007,81.867424260000007,113.69367681,127.70479315,137.50741388,137.50741388,137.50741388,137.50741388,137.50741388,137.50741388,68.355768609999998,54.729051069999997,39.784843039999998,35.65910418,17.714361709999999,12.48997537,11.47734017,11.22898663,11.22898663,11.22898663,11.22898663,11.22898663,11.22898663,11.22898663,12.49669632,29.084276859999999,30.369533359999998,43.204391180000002,48.122536359999998,109.81122153,121.54076449999999,149.19845307,149.19845307,149.19845307,149.19845307,149.19845307,149.19845307,149.19845307,149.19845307,149.19845307,149.19845307,149.19845307,149.19845307]
["2034-02-23",2034,2,23,"Thursday",106.9144809,81.765297739999994,81.765297739999994,81.765297739999994,81.765297739999994,81.765297739999994,81.765297739999994,81.848964190000004,83.838369299999997,85.946403860000004,107.32318904,107.32318904,107.32318904,107.32318904,81.765297739999994,8.3031527199999999,0,0,0,0,0,0,0,0,0,0,0,0,0,0,0,0,0,0,0,19.78700371,75.747373999999994,94.705528779999995,110.68164806999999,110.68164806999999,110.68164806999999,110.68164806999999,110.68164806999999,110.68164806999999,110.68164806999999,110.20815061,110.68164806999999,110.68164806999999]
["2034-03-11",2034,3,11,"Saturday",149.19845307,149.19845307,149.19845307,149.19845307,149.19845307,149.19845307,149.19845307,149.19845307,149.19845307,149.19845307,149.35851943,149.35851943,149.35851943,149.35851943,141.19410446000001,119.41349778999999,83.775535660000003,66.260194519999999,48.887613369999997,30.928850359999998,30.069636630000002,22.82346025,14.54385415,14.54385415,14.54385415,14.54385415,14.54385415,14.54385415,14.54385415,14.54385415,14.54385415,21.63101808,52.97524773,71.388560709999993,114.46692584,137.17740721999999,141.19410446000001,141.19410446000001,141.19410446000001,141.19410446000001,141.19410446000001,141.19410446000001,141.19410446000001,141.19410446000001,141.19410446000001,141.19410446000001,141.19410446000001,141.19410446000001]
["2034-03-26",2034,3,26,"Sunday",109.81577974,111.61976348,112.76522539,112.76522539,112.76522539,112.76522539,110.60831996,112.76522539,114.60212296,115.34183496999999,115.34183496999999,115.34183496999999,115.34183496999999,115.34183496999999,115.34183496999999,89.595284210000003,75.386305300000004,44.718754369999999,20.39175307,11.74814862,8.4743294200000001,8.0456671600000007,6.1270533399999998,6.1270533399999998,6.1270533399999998,6.1270533399999998,6.1270533399999998,6.1270533399999998,6.8056701500000001,8.3660707300000006,65.065124510000004,79.032064629999994,100.22617205,109.81577974,111.19647584000001,112.76863268,112.76863268,112.76863268,112.76863268,112.76863268,111.63535643,105.84134117000001,95.974472570000003,82.031942090000001,62.610479069999997,0,0,0]
["2034-04-10",2034,4,10,"Monday",132.36491193000001,126.71103871,126.71103871,123.62722023000001,121.80364901,119.59410914,117.61302412000001,117.61302412000001,117.61302412000001,117.61302412000001,117.61302412000001,120.59497639,123.62722023000001,126.71103877,129.77128812000001,126.71103871,97.997590389999999,94.546747879999998,79.123853209999993,41.637462329999998,62.731813899999999,31.84315904,32.351453370000002,32.351453370000002,33.590556810000002,35.963741429999999,35.963741429999999,36.891843520000002,83.843427239999997,92.227769969999997,92.227769969999997,112.7686954,123.62722023000001,145.86981539000001,145.86981539000001,145.86981539000001,145.86981539000001,145.86981539000001,145.86981539000001,145.86981539000001,145.86981539000001,145.86981539000001,145.86981539000001,145.86981539000001,145.86981539000001,145.86981539000001,145.86981539000001,145.86981539000001]
["2034-04-26",2034,4,26,"Wednesday",145.86981539000001,145.86981539000001,145.86981539000001,145.86981539000001,145.86981539000001,145.86981539000001,145.86981539000001,145.86981539000001,145.86981539000001,145.86981539000001,145.86981539000001,145.86981539000001,145.86981539000001,145.86981539000001,145.86981539000001,145.86981539000001,145.86981539000001,145.86981539000001,145.86981539000001,145.86981539000001,145.86981539000001,145.86981539000001,81.182560219999999,77.264057129999998,77.264057129999998,69.438197059999993,54.493899579999997,55.239521840000002,55.459954809999999,56.531182129999998,66.848638050000005,67.952838679999999,96.128800499999997,120.69940276,137.18982510999999,145.86981539000001,145.86981539000001,145.86981539000001,145.86981539000001,145.86981539000001,133.88177647000001,123.73427229000001,120.69940276,115.53566927,109.05105715000001,103.50513888,96.44266356,93.46653148]
["2034-05-09",2034,5,9,"Tuesday",153.60930171000001,149.70931859000001,149.35851943,149.04047976000001,145.86981539000001,145.86981539000001,145.86981539000001,144.15290845000001,125.32564499,122.0812729,118.88816015,118.88816015,122.0812729,122.0812729,128.6225207,86.554681729999999,11.757734900000001,7.7412998000000002,0,0,0,0,0,0,0,0,0,0,0,0,0,7.7412998000000002,66.721917430000005,103.51306527,128.6225207,128.6225207,128.6225207,128.6225207,128.6225207,128.6225207,128.6225207,128.6225207,128.6225207,128.6225207,128.6225207,121.6910278,105.96973358,93.364449260000001]
["2034-05-25",2034,5,25,"Thursday",163.93819070999999,163.93819070999999,163.93819070999999,149.35851943,145.86981539000001,119.80949869,112.64032259,109.10437207,109.10437207,109.10437207,115.62267405999999,145.86981539000001,149.35851943,159.45074792,163.93819070999999,145.86981539000001,100.7106886,69.658462279999995,18.35034388,15.585269609999999,14.271812600000001,15.85018283,15.85018283,16.182215419999999,15.86353291,15.84983194,15.83937145,15.73863528,15.73863528,15.84983194,50.657835409999997,61.66161864,90.099955379999997,101.78919681000001,106.82652786,104.58503107,101.78919681000001,100.7106886,100.7106886,100.7106886,100.7106886,100.7106886,100.7106886,92.002717630000006,80.087529099999998,71.774418220000001,69.64220272,69.64220272]
["2034-06-10",2034,6,10,"Saturday",145.86981539000001,143.02123297,136.69533401000001,108.83159431999999,108.83159431999999,106.57514703,101.10080143,93.206118230000001,90.655164560000003,88.142983139999998,90.655164560000003,93.206118230000001,108.83159431999999,108.83159431999999,115.25380018,119.50411097999999,112.01847832999999,108.83159431999999,105.69206843000001,99.550930289999997,48.593764890000003,48.56102886,48.56102886,48.56102886,48.56102886,48.56102886,48.56102886,48.56102886,48.56102886,74.193188899999996,102.5988528,108.83159431999999,128.47187507000001,145.86981539000001,163.93819070999999,163.93819070999999,163.93819070999999,163.93819070999999,163.93819070999999,163.93819070999999,161.49740869999999,150.83410893000001,145.86981539000001,135.85159421,132.13347859999999,122.04730782,118.40211031,115.9224186]
["2034-06-25",2034,6,25,"Sunday",164.31437109000001,157.67711732999999,156.068817,154.28276872999999,153.89944954000001,150.62871271,150.75684727999999,150.28134889,150.75684727999999,150.31404254,150.32436935999999,150.970099,154.56850008000001,163.93819070999999,174.34083887,180.09776726999999,149.35851943,148.91373730999999,147.35003735999999,147.35003735999999,147.35003735999999,147.35003735999999,147.35003735999999,147.35003735999999,147.35003735999999,147.35003735999999,147.35003735999999,147.35003735999999,147.35003735999999,147.35003735999999,147.35003735999999,148.91373730999999,163.93819070999999,198.11701377,306.45189441000002,306.45189441000002,306.45189441000002,306.45189441000002,306.45189441000002,306.45189441000002,306.45189441000002,306.45189441000002,306.45189441000002,306.45189441000002,199.96477497999999,193.31269216999999,189.23155709,163.93819070999999]
["2034-07-11",2034,7,11,"Tuesday",182.27062230000001,171.71966592999999,169.32060113,149.54408745000001,149.54408745000001,149.54408745000001,149.54408745000001,149.54408745000001,149.54408745000001,170.65715184999999,181.07756445999999,187.72022982999999,190.63836990999999,196.8394442,222.04434968999999,215.19742392000001,197.43719436000001,149.54408745000001,147.06855798999999,143.58174615999999,143.58174615999999,128.86326256999999,128.86326256999999,128.86326256999999,128.86326256999999,128.86326256999999,128.86326256999999,128.86326256999999,128.86326256999999,128.86326256999999,128.86326256999999,128.86326256999999,145.09453321999999,181.07756445999999,226.37995622,253.35815328999999,242.65699111999999,247.09336562999999,253.35815328999999,253.35815328999999,253.35815328999999,242.65699111999999,227.727554,190.29754428000001,163.29109611000001,150.67744003000001,149.54408745000001,146.81535033]
["2034-07-26",2034,7,26,"Wednesday",99.306111189999996,99.306111189999996,96.299990930000007,96.263917579999998,91.994860360000004,92.390066959999999,92.57552982,92.83264337,104.9383411,107.82067261,116.28254714000001,143.58174615999999,147.06855798999999,149.54408745000001,150.80212177000001,150.80212177000001,149.54408745000001,126.11031367,95.10605013,89.329867429999993,86.972300259999997,84.697484849999995,65.770631719999997,64.555566749999997,86.972300259999997,89.283633499999993,89.283633499999993,94.019428160000004,105.36264258999999,116.99133216,132.61470222,129.33553816,145.80242749000001,150.80212177000001,172.04041119999999,172.04041119999999,172.04041119999999,172.04041119999999,172.04041119999999,172.04041119999999,172.04041119999999,172.04041119999999,172.04041119999999,172.04041119999999,172.04041119999999,167.63064026999999,167.63064026999999,167.63064026999999]
["2034-08-06",2034,8,6,"Sunday",57.917869580000001,56.197293039999998,8.4412705700000004,0,0,0,0,0,0,0,0,0,0,0,0,0,0,0,0,0,0,0,0,0,0,0,0,0,0,0,0,0,0,0,0,42.97816684,48.360661589999999,49.75741601,49.75741601,33.622657699999998,30.68288051,34.387535759999999,28.25650787,27.483156900000001,0,0,0,0]
["2034-08-25",2034,8,25,"Friday",149.54408745000001,149.54408745000001,149.54408745000001,149.54408745000001,147.06855798999999,147.06855798999999,147.06855798999999,147.06855798999999,147.06855798999999,147.06855798999999,149.54408745000001,149.54408745000001,190.63836990999999,195.20484845999999,195.20484845999999,149.54408745000001,147.06855798999999,138.64265252999999,93.04390918,67.790403010000006,59.565946449999998,58.133304039999999,58.133304039999999,58.133304039999999,58.133304039999999,58.133304039999999,58.133304039999999,58.133304039999999,58.133304039999999,58.133304039999999,58.133304039999999,59.678226240000001,87.092154609999994,143.58174615999999,147.06855798999999,169.90067209,169.90067209,169.90067209,169.90067209,169.90067209,169.90067209,169.90067209,169.90067209,149.54408745000001,149.54408745000001,147.06855798999999,147.06855798999999,147.06855798999999]
["2034-09-09",2034,9,9,"Saturday",149.54408745000001,148.20286067000001,147.06855798999999,144.73695372,144.62567797,144.62567797,144.62567797,144.62567797,143.58174615999999,143.58174615999999,122.28318992,119.3071338,120.8575668,122.66150282,106.5372158,68.464135499999998,10.64280583,0,0,0,0,0,0,0,0,0,0,0,0,0,0,0,10.656234469999999,58.673801050000002,90.362664690000003,110.51753855,110.51753855,110.51753855,110.51753855,110.51753855,110.51753855,110.51753855,108.08128017,97.951866289999998,91.601379739999999,87.999172160000001,87.999172160000001,87.999172160000001]
["2034-09-24",2034,9,24,"Sunday",147.75436188,147.75436188,147.75436188,147.06855798999999,146.16054602,144.06982944000001,144.06982944000001,143.58174615999999,143.58174615999999,143.58174615999999,143.58174615999999,143.58174615999999,141.5686594,109.55482051,78.02850248,29.851410179999998,12.534044400000001,0,0,0,0,0,0,0,0,0,0,0,0,0,0,0,13.53461927,35.18934453,76.452381790000004,107.90957207,113.42757768,113.42757768,113.42757768,113.42757768,113.42757768,113.42757768,113.42757768,113.42757768,112.56569432000001,88.641220039999993,86.746337659999995,110.13706129000001]
["2034-10-10",2034,10,10,"Tuesday",149.54408745000001,149.54408745000001,149.54408745000001,149.54408745000001,149.54408745000001,149.54408745000001,149.54408745000001,149.54408745000001,149.54408745000001,149.54408745000001,149.54408745000001,149.54408745000001,149.54408745000001,149.54408745000001,147.06855798999999,143.58174615999999,111.47875922,99.268833330000007,98.071465979999999,79.029644180000005,67.624217799999997,63.694823290000002,60.382721429999997,52.486438970000002,51.869062020000001,47.439753789999997,45.24311522,29.951225910000002,43.311599960000002,46.677591,51.71112961,51.71112961,64.4622849,69.596309629999993,79.551849700000005,98.473667879999994,104.13022121,104.13022121,109.96411458999999,107.02448321,104.13022121,104.13022121,98.473667879999994,76.195763560000003,67.306478510000005,64.247954160000006,61.947401069999998,61.947401069999998]
["2034-10-25",2034,10,25,"Wednesday",146.65380074999999,147.06855798999999,147.06855798999999,147.06855798999999,147.06855798999999,147.06855798999999,147.06855798999999,147.06855798999999,147.06855798999999,147.06855798999999,147.06855798999999,147.06855798999999,147.06855798999999,147.06855798999999,109.62976051,64.48574447,51.484260679999998,51.484260679999998,20.88462835,19.305677320000001,16.84232965,11.71283813,11.71283813,11.71283813,11.71283813,11.71283813,11.71283813,11.71283813,11.71283813,21.30089555,21.95305901,38.046644469999997,47.01740109,74.777451679999999,107.12677712,113.92473414,136.65201347000001,136.65201347000001,136.65201347000001,136.65201347000001,136.65201347000001,136.65201347000001,136.65201347000001,121.63145409000001,110.93947713999999,110.58636368000001,110.64257492,119.3050916]
["2034-11-07",2034,11,7,"Tuesday",128.43960949999999,127.58838781,122.33058509,125.35634643,128.30712524,129.5888645,130.15897889999999,132.11906582,132.11906582,132.11906582,135.39299484,135.39299484,135.39299484,135.39299484,135.39299484,130.32357286000001,128.69398551,129.0477726,129.0477726,127.59035071,126.26293366,91.360451749999996,36.750414149999997,32.75809812,16.571909789999999,16.182223700000002,16.182223700000002,16.182223700000002,16.182223700000002,17.188067449999998,24.117802510000001,19.788267529999999,24.04526946,53.055012329999997,77.93035922,122.39510608000001,128.9977939,132.11906582,132.11906582,132.11906582,132.11906582,132.11906582,132.11906582,132.11906582,132.11906582,130.17937728999999,129.12734298000001,129.0477726]
["2034-11-24",2034,11,24,"Friday",0,0,0,0,0,0,0,0,0,0,0,0,0,0,0,0,0,0,0,0,0,0,0,0,0,0,0,0,0,0,0,0,0,0,0,0,0,17.508927020000002,18.94252822,38.075129799999999,39.067001009999998,24.862462000000001,18.456989910000001,17.508927020000002,0,0,0,0]
["2034-12-09",2034,12,9,"Saturday",121.73075815999999,120.17369715,94.576540199999997,88.093559020000001,86.793243489999995,81.717254609999998,89.937819500000003,79.661462659999998,112.36274625,112.36274625,122.04124908999999,122.58554211000001,122.58554211000001,121.51933371,106.24336594,81.551427290000007,78.015476609999993,81.676252320000003,80.85557163,21.688913660000001,21.688913660000001,21.684111120000001,118.76235398,121.01952437,121.53926043,118.61415734000001,21.688913660000001,19.016100309999999,81.901600079999994,120.38568241,119.13418144000001,95.815646360000002,118.84806694,121.01952437,122.58554211000001,122.58554211000001,122.58554211000001,122.58554211000001,122.58554211000001,122.58554211000001,122.58554211000001,122.58554211000001,122.58554211000001,122.07154405,121.50322669000001,120.26723285,120.26723285,121.33433359999999]
["2034-12-10",2034,12,10,"Sunday",120.32384227999999,119.12348197,118.06130501,118.06130501,118.06130501,119.63500695,120.98724837,122.58554211000001,122.58554211000001,123.12248870000001,122.58554211000001,122.95701969,122.58554211000001,121.73075815999999,119.12348197,75.667126670000002,22.146739459999999,11.982913099999999,11.982913099999999,11.982913099999999,11.982913099999999,11.982913099999999,11.982913099999999,11.982913099999999,11.982913099999999,11.982913099999999,11.982913099999999,11.982913099999999,11.982913099999999,21.599116980000002,76.520854130000004,86.96842092,90.29008675,120.53721586,121.56256583,121.67449464000001,121.67449464000001,121.67449464000001,121.67449464000001,121.67449464000001,121.67449464000001,121.67449464000001,121.67449464000001,121.67449464000001,121.67449464000001,121.67449464000001,121.67449464000001,121.67449464000001]
["2034-12-25",2034,12,25,"Monday",136.90068119,136.90068119,136.90068119,136.90068119,136.90068119,136.46904266000001,136.90068119,136.90068119,136.90068119,136.90068119,136.90068119,136.90068119,131.62761748,80.487460049999996,0,0,0,0,0,0,0,0,0,0,0,0,0,0,0,0,0,0,0,0,17.60230121,66.677328880000005,102.14018093,120.23531675,123.23452592,123.23452592,123.23452592,123.23452592,123.23452592,123.23452592,123.23452592,122.18299673999999,123.23452592,123.23452592]
["2035-01-19",2035,1,19,"Friday",152.35459428999999,152.35459428999999,152.35459428999999,152.35459428999999,147.06855798999999,125.14643884,114.31609349999999,111.46540707,109.07898654,104.2042099,106.33484513000001,104.86359978,99.916807739999996,74.411488090000006,80.323279319999997,86.536726959999996,65.350134690000004,59.89721823,61.429067359999998,62.986535580000002,33.025860569999999,25.571449900000001,28.683996409999999,24.214815389999998,24.214815389999998,24.547872340000001,22.075542859999999,26.862033029999999,49.548984169999997,49.84140103,64.100720960000004,72.504159369999996,63.40907275,59.964570309999999,8.0924074899999994,63.145976900000001,87.952617430000004,90.427523890000003,90.819425140000007,91.209546810000006,95.493723950000003,95.493723950000003,92.940924350000003,92.940924350000003,71.891368189999994,68.779906229999995,62.268746559999997,60.433834070000003]
["2035-01-24",2035,1,24,"Wednesday",137.80173149000001,137.80173149000001,137.80173149000001,129.15277151999999,111.21549167000001,108.07188393,106.79154440000001,106.33484513000001,107.14940771000001,106.75409806,109.14063461000001,112.66309499,108.24170232,104.40667827999999,92.034647050000004,63.686332720000003,60.358805050000001,33.176517529999998,22.414326299999999,0,0,0,0,0,0,0,0,0,0,0,0,0,0,0,58.904806309999998,77.582698120000003,102.77716864,104.38394707,104.38394707,104.38394707,104.38394707,104.38394707,102.77716864,89.283255929999996,78.923828169999993,78.923828169999993,71.546644950000001,69.655158830000005]
["2035-02-08",2035,2,8,"Thursday",109.7266374,110.76898487,112.46371286999999,110.76898487,112.46371286999999,114.49070777999999,118.90438378,126.49169729,146.85379415,146.85379415,146.85379415,146.85379415,146.85379415,146.85379415,146.85379415,118.49225212,109.7266374,80.866572250000004,75.884506470000005,38.676690090000001,33.63338486,32.76459294,30.196037570000001,30.196037570000001,30.196037570000001,30.196037570000001,30.196037570000001,30.196037570000001,30.196037570000001,30.196037570000001,44.077306780000001,61.297671119999997,81.676252320000003,96.705670819999995,119.20882331,131.12708764999999,146.85379415,148.36406901000001,148.36406901000001,148.36406901000001,148.36406901000001,148.36406901000001,148.36406901000001,148.36406901000001,148.36406901000001,148.36406901000001,148.36406901000001,147.06855798999999]
["2035-02-24",2035,2,24,"Saturday",86.959239069999995,86.959239069999995,83.012584669999995,39.354019299999997,39.354019299999997,38.372652930000001,38.622052050000001,38.372652930000001,38.372652930000001,39.354019299999997,56.604282339999997,59.565437979999999,73.052546199999995,56.604282339999997,0,0,0,0,0,0,0,0,0,0,0,0,0,0,0,0,0,0,0,0,0,0,8.1683257600000001,63.861478929999997,89.163997449999997,86.959239069999995,86.959239069999995,68.155915539999995,61.401831020000003,58.308997239999997,34.603472699999998,23.38529488,0,0]
["2035-03-11",2035,3,11,"Sunday",147.06855798999999,147.06855798999999,146.88459721000001,146.85379415,145.18931789999999,144.30664383999999,144.30664383999999,143.18983772999999,129.4587918,121.12918953,118.63834768,118.56866397,109.98121917,104.44142297,79.856260280000001,74.547774849999996,37.605653940000003,30.857775019999998,28.872932049999999,28.872932049999999,28.872932049999999,28.872932049999999,28.872932049999999,28.872932049999999,28.872932049999999,28.872932049999999,28.872932049999999,36.150198170000003,35.990653260000002,69.186487299999996,67.942556039999999,67.942556039999999,76.872440109999999,86.378286500000002,91.251232639999998,104.18824976000001,118.99954199,132.23903959,135.68391549,135.68391549,135.68391549,135.68391549,135.68391549,135.68391549,135.68391549,131.14112055999999,124.6646669,130.60506619]
["2035-03-26",2035,3,26,"Monday",146.85379415,146.85379415,136.41296485999999,130.78692774999999,127.60391267999999,126.27388334,124.47413125999999,124.47413125999999,123.44106931,124.47413125999999,124.47413125999999,127.60391267999999,130.78692774999999,146.85379415,146.85379415,146.85379415,119.96010164,118.91324982,116.81846805000001,105.88596522,112.13760223,104.21250892,84.43064717,84.43064717,84.76739954,90.929361979999996,104.61885165,104.61885165,106.45345275,116.95391655,118.94809724,127.60391267999999,131.8139827,147.06855798999999,149.54408745000001,149.54408745000001,149.54408745000001,149.54408745000001,149.54408745000001,149.54408745000001,149.54408745000001,149.54408745000001,149.54408745000001,149.54408745000001,149.54408745000001,149.54408745000001,149.54408745000001,149.54408745000001]
["2035-04-18",2035,4,18,"Wednesday",0,0,0,0,0,0,0,0,0,0,0,0,45.515523520000002,49.005146510000003,10.64710064,0,0,0,0,0,0,0,0,0,0,0,0,0,0,0,17.738149020000002,57.550065429999997,90.142471080000007,96.628700230000007,100.6920714,100.6920714,100.6920714,100.6920714,100.6920714,100.6920714,99.279223229999999,96.628700230000007,99.22396569,96.628700230000007,91.817993619999996,76.420742680000004,61.117045210000001,60.837521479999999]
["2035-04-25",2035,4,25,"Wednesday",106.39328247,103.34229401,100.74883138,97.991441559999998,100.74883138,95.383277620000001,93.587907819999998,103.83292824,103.16378784,106.39328247,109.28239249000001,112.21751236,112.28000597,115.64916672,115.64916672,81.366699299999993,57.040083469999999,22.290581270000001,16.70273852,16.518859169999999,16.518859169999999,8.8141446200000004,14.7084834,12.90733105,12.015729139999999,0,0,0,0,0,0,0,0,16.518859169999999,92.601443320000001,106.39328247,109.28239249000001,112.21751236,114.66201259,112.21751236,106.70917713999999,103.54910887,97.991441559999998,89.966966720000002,87.371639290000005,84.814594819999996,77.921039089999994,79.375923709999995]
["2035-05-11",2035,5,11,"Friday",93.806978150000006,91.402500720000006,91.402500720000006,93.806978150000006,93.806978150000006,91.402500720000006,89.03631523,87.821379149999999,87.821379149999999,87.445678209999997,90.497200599999999,104.36988654,119.51587272,125.85524993999999,119.51587272,116.42190132,106.33814206,86.707514209999999,86.707514209999999,86.707514209999999,87.071621660000005,86.707514209999999,85.183341760000005,84.415218600000003,85.225631050000004,85.959211120000006,88.532949590000001,91.402500720000006,91.402500720000006,89.03631523,85.60434875,87.970090260000006,93.806978150000006,129.10314672999999,143.58174615999999,143.58174615999999,143.58174615999999,143.58174615999999,143.58174615999999,143.58174615999999,143.58174615999999,143.58174615999999,143.58174615999999,142.64716031,132.40491180999999,132.40491180999999,132.40491180999999,129.10314672999999]
["2035-05-26",2035,5,26,"Saturday",128.93071323000001,128.93071323000001,128.93071323000001,128.20216103000001,122.93987669000001,119.68970233,119.68970233,119.56925217,119.68970233,118.39110546000001,116.49008028999999,116.49008028999999,119.68970233,119.68970233,121.16287661,91.535440899999998,70.313918349999994,65.350134690000004,34.874664080000002,10.926306090000001,1.2321242100000001,0,0,0,0,0,0,0,0,0,0,0,0,69.020546609999997,72.466146420000001,73.968009069999994,77.664533950000006,75.455006859999997,75.455006859999997,73.27831406,73.27831406,73.191923810000006,73.27831406,72.189110499999998,72.300357489999996,69.020546609999997,69.674979550000003,72.147268659999995]
["2035-06-10",2035,6,10,"Sunday",119.33875021,119.33875021,117.74998099,109.51690078999999,106.31174649,106.31174649,103.15352437999999,106.31174649,106.31174649,106.31174649,106.31174649,109.51690078999999,106.31174649,113.46890972,114.40003786,112.77004126999999,78.889020110000004,65.912636320000004,65.912636320000004,66.812492480000003,75.564485329999997,71.891368189999994,65.630775349999993,64.792482759999999,65.350134690000004,65.630775349999993,65.350134690000004,65.070706439999995,65.650655830000005,74.117312630000001,82.843392850000001,88.768914199999998,119.33875021,124.5261232,124.5261232,119.42465682,119.33875021,119.33875021,119.33875021,119.33875021,119.33875021,119.33875021,116.83944249,106.31174649,70.086727730000007,66.732787149999993,66.120650769999997,61.400395850000002]
["2035-06-26",2035,6,26,"Tuesday",149.54408745000001,145.09453321999999,143.58174615999999,143.17432965,129.18918954,130.82514438999999,129.18918954,132.46464309000001,143.58174615999999,143.58174615999999,147.06855798999999,149.54408745000001,149.54408745000001,149.54408745000001,154.8523836,156.14512296000001,149.54408745000001,147.06855798999999,132.46464309000001,122.79859951,122.41015709,122.41452832,122.79859951,122.79859951,125.96761453000001,132.46464309000001,135.79533819,135.79533819,135.79533819,139.18268423000001,143.58174615999999,149.54408745000001,152.78283766000001,190.63836990999999,216.64036533999999,237.86098106,216.97022978999999,216.64036533999999,209.92049116999999,194.30830735999999,190.63836990999999,190.29754428000001,187.20666170000001,161.03668639,152.48080413,149.54408745000001,149.54408745000001,149.54408745000001]
["2035-07-16",2035,7,16,"Monday",90.460338919999998,86.923355220000005,66.650724190000005,63.629062609999998,65.112300579999996,17.10838193,63.629062609999998,66.476626550000006,66.476626550000006,66.476626550000006,58.192554770000001,58.192554770000001,83.251847010000006,95.559764709999996,100.63438868,81.383353220000004,84.296881429999999,82.013451900000007,76.041249289999996,63.545334969999999,29.05596165,15.63026236,15.172822439999999,17.10838193,14.19712114,14.19712114,14.19712114,14.19712114,17.10838193,26.244643450000002,27.414983070000002,58.874404740000003,74.802018720000007,109.37282700999999,115.42855693999999,115.42855693999999,115.42855693999999,115.42855693999999,114.10838699,114.10838699,112.37696013,112.37696013,109.37282700999999,100.63438868,92.285518379999999,77.731548480000001,8.9223025000000007,8.8967967600000009]
["2035-07-26",2035,7,26,"Thursday",161.39335009999999,157.17200516,157.17200516,157.17200516,157.17200516,157.17200516,157.17200516,157.17200516,157.17200516,157.17200516,157.17200516,157.17200516,157.17200516,157.17200516,157.17200516,157.17200516,149.00341788,113.80894192,86.089796300000003,77.731548480000001,77.317280659999994,70.666472089999999,68.837592509999993,68.732404889999998,68.457091399999996,68.732404889999998,69.883241119999994,69.191804680000004,72.000722780000004,74.715103639999995,77.195081939999994,98.002299600000001,145.94060218999999,157.17200516,157.17200516,157.17200516,157.17200516,157.17200516,161.39335009999999,161.39335009999999,161.39335009999999,157.17200516,157.17200516,157.17200516,157.17200516,157.17200516,157.17200516,157.17200516]
["2035-08-10",2035,8,10,"Friday",8.7726976600000004,8.9297719099999995,7.9993296000000003,0,0,0,0,0,0,0,7.9651200800000002,8.5760389999999997,8.9534803200000006,76.200597720000005,72.813600159999993,51.19041971,8.8638697900000007,0,0,0,0,0,0,0,0,0,0,0,0,0,0,0,0,8.9919479899999999,54.211191530000001,60.53685016,65.993997399999998,65.547653400000002,67.271980979999995,69.024440970000001,69.905923900000005,74.457672759999994,78.233848019999996,74.457672759999994,68.12076587,58.27376125,68.404312570000002,70.138630660000004]
["2035-08-25",2035,8,25,"Saturday",145.94060218999999,145.94060218999999,145.94060218999999,145.94060218999999,145.94060218999999,145.94060218999999,145.94060218999999,145.94060218999999,145.94060218999999,145.94060218999999,145.94060218999999,145.94060218999999,145.94060218999999,149.42936477000001,145.94060218999999,145.94060218999999,81.37900123,56.574258520000001,51.138223080000003,44.517923639999999,41.833066369999997,41.833066369999997,41.833066369999997,41.833066369999997,41.833066369999997,41.833066369999997,41.833066369999997,41.833066369999997,41.833066369999997,41.833066369999997,41.833066369999997,44.818845469999999,59.848639179999999,100.44014584,145.94060218999999,145.94060218999999,149.42936477000001,149.42936477000001,149.42936477000001,149.42936477000001,149.42936477000001,149.42936477000001,149.42936477000001,149.42936477000001,149.42936477000001,149.42936477000001,149.42936477000001,149.42936477000001]
["2035-09-10",2035,9,10,"Monday",87.793897229999999,87.793897229999999,90.019817470000007,90.019817470000007,91.312103089999994,92.030928439999997,88.863360889999996,74.863386399999996,74.863386399999996,87.848955869999998,112.29423556,119.02957115,123.03556158000001,123.03556158000001,123.03556158000001,123.03556158000001,51.458841829999997,25.674383209999998,20.553210839999998,20.553210839999998,20.553210839999998,20.553210839999998,20.553210839999998,20.553210839999998,20.553210839999998,20.553210839999998,20.553210839999998,20.553210839999998,20.553210839999998,24.5686532,25.92809711,46.21990426,63.610780339999998,145.94060218999999,147.06006226,147.06006226,147.06006226,147.06006226,147.06006226,147.06006226,147.06006226,147.06006226,147.06006226,147.06006226,145.94060218999999,112.93623986999999,66.05073797,58.887007160000003]
["2035-09-25",2035,9,25,"Tuesday",145.94060218999999,145.94060218999999,113.8207427,70.838826049999994,71.955451699999998,68.729066000000003,68.729066000000003,95.210562199999998,79.085979309999999,112.84902083,145.94060218999999,145.94060218999999,156.86738138000001,156.86738138000001,145.94060218999999,145.94060218999999,63.75503466,62.151125090000001,60.573171559999999,56.771250930000001,54.480884400000001,54.480884400000001,56.288585679999997,55.988895900000003,55.988895900000003,54.508711609999999,50.535866540000001,48.97100064,48.97100064,48.97100064,48.97100064,48.97100064,48.97100064,74.343160359999999,142.09756895000001,157.17200516,157.17200516,157.17200516,157.17200516,157.17200516,157.17200516,157.17200516,157.17200516,157.17200516,157.17200516,156.49989346000001,156.49989346000001,149.42936477000001]
["2035-10-13",2035,10,13,"Saturday",29.483306899999999,29.190017229999999,28.913119389999999,8.8012823600000001,3.0923208199999999,0,0,0,0,0,0,0,0,0,0,0,0,0,0,0,0,0,0,0,0,0,0,0,0,0,0,0,0,0,0,0,8.5760389999999997,18.94252822,19.318493719999999,8.5760389999999997,0,0,0,0,0,0,0,0]
["2035-10-25",2035,10,25,"Thursday",125.39556456,131.29209832999999,145.94060218999999,145.94060218999999,145.94060218999999,145.94060218999999,145.94060218999999,145.94060218999999,147.06006226,147.06006226,147.06006226,147.06006226,147.06006226,145.94060218999999,76.316188420000003,51.139185740000002,13.078397620000001,8.2679041899999994,0,0,0,0,0,0,0,0,0,0,0,0,0,7.6662644899999997,36.532187829999998,47.328567509999999,77.603078890000006,102.27795033,121.86515780000001,133.31731697999999,145.94060218999999,145.94060218999999,145.94060218999999,145.94060218999999,145.94060218999999,145.94060218999999,145.94060218999999,145.94060218999999,145.94060218999999,145.94060218999999]
["2035-11-09",2035,11,9,"Friday",149.42936477000001,149.42936477000001,149.42936477000001,149.42936477000001,149.42936477000001,149.27099061000001,124.83423517999999,127.91251181,115.43566405999999,137.9208673,148.32965274,149.27099061000001,124.36087522,97.045474400000003,11.86013324,0,0,0,0,0,0,0,0,0,0,0,0,0,0,0,8.7636456000000003,21.60901655,22.526752070000001,47.833919119999997,71.22231026,90.975253129999999,97.045474400000003,149.27099061000001,149.27099061000001,149.27099061000001,149.27099061000001,149.27099061000001,149.27099061000001,149.27099061000001,149.27099061000001,149.27099061000001,149.27099061000001,149.27099061000001]
["2035-11-25",2035,11,25,"Sunday",98.427135890000002,98.145055619999994,98.145055619999994,91.165294590000002,91.155011939999994,90.732768449999995,88.210744360000007,91.155011939999994,90.732768449999995,91.122458109999997,91.122458109999997,91.556870140000001,90.260189839999995,40.987437679999999,29.973871710000001,25.662582189999998,0,0,0,0,0,0,0,0,0,0,0,0,0,0,0,0,0,0,25.34958799,37.723543710000001,50.987015470000003,97.123664779999999,149.27099061000001,149.27099061000001,149.27099061000001,149.27099061000001,149.27099061000001,149.27099061000001,149.27099061000001,149.27099061000001,149.27099061000001,149.27099061000001]
["2035-12-10",2035,12,10,"Monday",107.56427512,106.6135779,101.27155465,98.806867310000001,94.353645520000001,96.383400109999997,94.000127539999994,91.656057860000004,94.000127539999994,96.383400109999997,107.53144103,101.27155465,98.806867310000001,67.378400020000001,53.732781869999997,45.606273180000002,33.115136739999997,24.188851410000002,26.409233090000001,11.54285883,0,0,0,0,0,0,0,0,0,0,0,0,11.54285883,35.281337700000002,44.534734499999999,72.409906820000003,90.891407310000005,106.15763971,106.15763971,106.15763971,106.15763971,106.15763971,106.15763971,106.15763971,105.73595578,105.25168527,106.15763971,106.15763971]
["2035-12-25",2035,12,25,"Tuesday",102.83291920000001,102.83291920000001,102.83291920000001,102.83291920000001,102.83291920000001,101.0253402,102.83291920000001,102.83291920000001,102.83291920000001,102.83291920000001,102.83291920000001,102.83291920000001,66.758879030000003,43.784639509999998,0,0,0,0,0,0,0,0,0,0,0,0,0,0,0,0,0,0,0,0,22.292034399999999,35.378204449999998,53.429637,71.22231026,98.432940900000006,98.566645089999994,98.566645089999994,98.566645089999994,98.566645089999994,96.149069890000007,93.771591610000002,91.433220899999995,93.771591610000002,93.771591610000002]
["2036-01-09",2036,1,9,"Wednesday",62.262026779999999,61.021443359999999,59.425388990000002,59.425388990000002,60.097088599999999,52.26461235,49.087529289999999,49.503109360000003,52.555452440000003,55.094605250000001,65.965844219999994,69.398787819999995,56.813877179999999,47.453747649999997,37.080843960000003,6.9653169100000003,0,0,0,0,0,0,0,0,0,0,0,0,0,0,0,0,0,0,22.659551700000002,45.663214189999998,79.795249530000007,88.943949669999995,98.566645089999994,98.566645089999994,98.566645089999994,98.566645089999994,98.566645089999994,98.566645089999994,92.826175989999996,92.797764130000004,92.797764130000004,92.826175989999996]
["2036-01-24",2036,1,24,"Thursday",48.022230309999998,47.791780299999999,47.997102949999999,48.022230309999998,49.409210139999999,49.409210139999999,50.961220009999998,52.440002649999997,56.68611344,65.793044330000001,75.169998649999997,73.628702399999995,64.47794537,48.022230309999998,34.651939339999998,0,0,0,0,0,0,0,0,0,0,0,0,0,6.37960393,12.49316076,21.176119669999999,31.324565669999998,45.715003629999998,55.1745473,77.896208680000001,137.54351457000001,149.27099061000001,149.27099061000001,149.27099061000001,149.27099061000001,149.27099061000001,149.27099061000001,149.27099061000001,149.27099061000001,139.83343307999999,110.98509686,105.21516776,102.99942346]
["2036-02-08",2036,2,8,"Friday",149.27099061000001,149.27099061000001,149.27099061000001,149.27099061000001,149.27099061000001,119.97335301,149.27099061000001,149.27099061000001,149.27099061000001,149.27099061000001,149.27099061000001,149.27099061000001,149.27099061000001,149.27099061000001,149.27099061000001,69.087603450000003,41.14316127,34.9490269,35.378318120000003,34.599105119999997,34.431716510000001,34.431716510000001,30.651519589999999,27.30035582,23.04670321,22.854639880000001,22.18576917,23.417111030000001,23.708889460000002,0,0,0,0,0,29.077344879999998,33.856392319999998,35.123508729999998,43.90729924,48.389229200000003,47.464987749999999,65.359257900000003,66.214459869999999,65.064922710000005,46.416937390000001,42.758876119999996,39.419953219999996,36.094568350000003,35.42468169]
["2036-02-24",2036,2,24,"Sunday",0,0,0,0,0,0,0,0,0,0,0,0,0,0,0,0,0,0,0,0,0,0,0,0,0,0,0,0,0,0,0,0,0,0,0,30.985518460000002,78.679913780000007,98.526940499999995,98.526940499999995,89.667841379999999,60.816677339999998,35.43939005,31.386506520000001,26.57146861,6.3110060600000004,0,0,0]
["2036-03-10",2036,3,10,"Monday",138.37039349,140.13395949,140.13395949,140.13395949,139.40187101999999,134.29946921999999,134.29946921999999,116.31189178,132.64407267000001,132.64407267000001,137.50137812,140.00956425999999,140.13395949,140.13395949,131.65889383000001,107.38030026,83.014717939999997,82.034104929999998,75.96620935,71.636506339999997,66.335799179999995,45.99176774,43.350744810000002,35.326282669999998,31.772566770000001,31.563216990000001,31.563216990000001,31.563216990000001,31.563216990000001,31.563216990000001,31.563216990000001,31.563216990000001,35.600232929999997,60.903590579999999,84.681551319999997,122.73294471,133.00728409000001,140.13395949,140.13395949,140.13395949,140.13395949,140.13395949,140.13395949,140.13395949,140.13395949,140.13395949,140.13395949,140.13395949]
["2036-03-27",2036,3,27,"Thursday",149.42936477000001,149.42936477000001,149.42936477000001,149.27099061000001,123.86815197,119.61503804,118.30902508,114.97426028,114.97426028,112.10716121999999,112.10716121999999,115.44356202,117.88930952,117.88930952,83.579612830000002,0,0,0,0,0,0,0,0,0,0,0,0,0,0,0,0,0,0,71.954552250000006,110.04602335,119.61503804,119.61503804,119.61503804,119.61503804,119.61503804,119.61503804,119.61503804,119.61503804,119.61503804,119.61503804,119.61503804,118.63157854000001,117.65678913000001]
["2036-04-09",2036,4,9,"Wednesday",114.09185921,118.63157854000001,121.41123526,121.59078327,121.59078327,119.20881385,121.59078327,121.41123526,121.59078327,121.59078327,121.59078327,145.94060218999999,146.22364329999999,146.22364329999999,146.22364329999999,145.94060218999999,121.59078327,39.589061350000001,39.589061350000001,39.589061350000001,39.589061350000001,39.589061350000001,39.9655974,42.79714697,59.854245769999999,83.832715859999993,40.478098879999997,39.589061350000001,39.589061350000001,39.589061350000001,39.589061350000001,39.843227370000001,79.069829089999999,121.59078327,147.41981668,147.41981668,147.41981668,147.41981668,147.41981668,147.41981668,147.41981668,147.41981668,147.41981668,147.41981668,147.41981668,147.41981668,147.41981668,147.41981668]
["2036-04-24",2036,4,24,"Thursday",58.528075520000002,8.9239786100000007,8.5739009599999996,8.1847984900000004,8.5739009599999996,8.7774626500000004,59.317983290000001,62.868579680000003,68.39996988,72.294008669999997,79.796874840000001,89.633735849999994,95.510194580000004,102.79541989000001,82.359400949999994,63.247105869999999,8.5739009599999996,0,0,0,0,0,0,0,0,0,0,0,8.0112616200000009,14.612047029999999,41.891312380000002,66.635954810000001,86.645485390000005,119.08913353,122.05975174,122.05975174,122.05975174,122.05975174,122.05975174,122.05975174,122.05975174,122.05975174,122.05975174,122.05975174,113.00022767999999,109.82050197,100.99292472,94.881760099999994]
["2036-05-10",2036,5,10,"Saturday",95.638933719999997,87.365857559999995,72.761622950000003,64.880986149999998,60.618493399999998,58.192554770000001,55.416816930000003,50.702855970000002,52.482062749999997,51.432664269999997,51.218467060000002,55.935930499999998,58.325515109999998,74.920132280000004,62.229460779999997,8.7482353100000001,0,0,0,0,0,0,0,0,0,0,0,0,0,0,0,0,62.091519949999999,82.17829614,137.33237198,141.59711719000001,141.59711719000001,141.59711719000001,141.59711719000001,141.59711719000001,141.59711719000001,141.59711719000001,141.59711719000001,141.59711719000001,109.76882329999999,91.796680850000001,89.562587399999998,88.464229279999998]
["2036-05-25",2036,5,25,"Sunday",83.339139900000006,80.027557779999995,77.268927529999999,69.905923900000005,8.6699882099999996,8.5840158599999992,8.6699882099999996,56.945281850000001,72.547197010000005,74.768353899999994,77.022517890000003,73.245288270000003,73.245288270000003,71.101669810000004,73.245288270000003,41.089162680000001,0,0,0,0,0,0,0,0,0,0,0,0,0,0,0,0,0,8.1149290100000009,65.993997399999998,75.007552039999993,75.007552039999993,75.007552039999993,77.268927529999999,77.268927529999999,77.268927529999999,77.268927529999999,77.268927529999999,77.23430707,9.0057437199999999,8.3859512200000008,8.4219659199999999,0]
["2036-06-10",2036,6,10,"Tuesday",120.50525315,120.50525315,120.50525315,120.50525315,120.50525315,120.50525315,120.50525315,120.50525315,120.50525315,120.50525315,120.50525315,120.50525315,136.56913159999999,143.06948473,143.06948473,139.69173866,111.30200627000001,87.297863239999998,68.597000660000006,43.630506939999997,37.381150339999998,37.381150339999998,37.381150339999998,37.381150339999998,37.381150339999998,37.381150339999998,37.381150339999998,37.381150339999998,37.381150339999998,37.381150339999998,37.381150339999998,82.498569430000003,120.50525315,142.79807882,147.41981668,147.41981668,147.41981668,145.94060218999999,145.94060218999999,141.80711969000001,137.87744602999999,127.70084018,124.06779880000001,120.50525315,120.50525315,116.43427545999999,111.63606971,111.07760854999999]
["2036-06-24",2036,6,24,"Tuesday",114.93685596,102.80129736000001,100.27985750000001,98.984876270000001,99.705168409999999,100.27985750000001,100.27985750000001,102.80129736000001,105.36562373,108.96046253999999,130.18103103000001,145.94060218999999,149.42936477000001,152.95161123,152.95161123,152.95161123,152.95161123,145.94060218999999,90.979539239999994,79.991221999999993,79.991221999999993,79.991221999999993,84.88330053,95.361404680000007,97.800237229999993,102.80129736000001,105.36562373,105.36562373,105.36562373,107.15157223,130.18103103000001,151.64637841999999,152.95161123,158.03659553,193.75617317999999,193.75617317999999,193.75617317999999,193.75617317999999,193.40597285000001,177.80481308,158.03659553,157.17200516,157.17200516,152.95161123,152.95161123,152.95161123,152.95161123,149.42936477000001]
["2036-07-09",2036,7,9,"Wednesday",149.61828535999999,149.61828535999999,146.21144559000001,135.76682122,132.86484669999999,133.40468114999999,132.86484669999999,132.86484669999999,134.65946761000001,142.64942701999999,143.80022292000001,149.61828535999999,152.59739898000001,156.96820399000001,162.77058522999999,165.52260329000001,156.96820399000001,137.35161707,132.86484669999999,132.86484669999999,132.86484669999999,132.86484669999999,132.86484669999999,137.30674291,144.27035468,153.11008934,156.96820399000001,156.96820399000001,162.15997873000001,158.21342486,177.19886839,198.25231163000001,203.18696668000001,289.61487586999999,534.72684243000003,534.72684243000003,534.72684243000003,534.72684243000003,534.72684243000003,534.72684243000003,534.72684243000003,534.72684243000003,534.72684243000003,534.72684243000003,534.72684243000003,350.20491478999998,350.20491478999998,495.80061820999998]
["2036-07-10",2036,7,10,"Thursday",332.22341067000002,332.22341067000002,332.22341067000002,332.22341067000002,332.22341067000002,332.22341067000002,332.22341067000002,332.22341067000002,332.22341067000002,332.22341067000002,332.22341067000002,332.22341067000002,534.72684243000003,534.72684243000003,534.72684243000003,534.72684243000003,534.72684243000003,534.72684243000003,534.72684243000003,332.22341067000002,332.22341067000002,332.22341067000002,332.22341067000002,332.22341067000002,332.22341067000002,332.22341067000002,332.22341067000002,332.22341067000002,332.22341067000002,332.22341067000002,332.22341067000002,332.22341067000002,534.72684243000003,534.72684243000003,534.72684243000003,534.72684243000003,534.72684243000003,534.72684243000003,534.72684243000003,534.72684243000003,534.72684243000003,534.72684243000003,534.72684243000003,534.72684243000003,472.50705584000002,263.83409044000001,216.7327995,208.25536281000001]
["2036-07-25",2036,7,25,"Friday",156.96820399000001,156.96820399000001,156.96820399000001,153.11008934,149.61828535999999,145.64506449999999,132.61357551,126.31610372999999,120.28593303,117.77457166000001,129.02730793999999,142.10393969,149.61828535999999,153.11008934,156.96820399000001,156.96820399000001,116.68335843,110.07862473,86.948950319999994,84.698056280000003,84.698056280000003,59.34739665,57.05795182,58.264098969999999,58.836993,63.5818005,61.112640140000003,63.5818005,82.482725160000001,84.698056280000003,82.482725160000001,105.02750338,145.70892387999999,156.96820399000001,156.96820399000001,159.87091927,161.13971405999999,161.13971405999999,161.13971405999999,161.13971405999999,161.13971405999999,161.13971405999999,161.13971405999999,161.13971405999999,156.96820399000001,156.96820399000001,156.96820399000001,156.96820399000001]
["2036-08-09",2036,8,9,"Saturday",74.285880480000003,59.894200920000003,59.505754860000003,59.248472800000002,53.578021190000001,48.050817719999998,33.938118469999999,34.830910670000002,48.727703630000001,55.596651360000003,57.744388639999997,57.744388639999997,58.012151510000002,65.803715490000002,69.758438130000002,90.038240709999997,95.727553760000006,90.038240709999997,57.251653789999999,56.516690279999999,8.3553793699999996,0,8.2389667000000006,8.4716598600000008,58.373508309999998,8.4634763999999993,7.5992038900000001,8.4998174100000004,8.4998174100000004,0,8.6517087999999998,8.6147175399999991,8.6517087999999998,58.74274175,87.734303019999999,90.038240709999997,67.445155900000003,67.445155900000003,67.445155900000003,67.445155900000003,87.734303019999999,87.734303019999999,65.803715490000002,57.795394100000003,51.895556790000001,64.662230870000002,56.831760590000002,58.026518969999998]
["2036-08-25",2036,8,25,"Monday",112.31320682,141.96645950999999,149.61828535999999,141.96645950999999,138.64495052999999,138.64495052999999,112.74148289999999,145.41632485,141.96645950999999,145.41632485,149.00213345,149.61828535999999,149.61828535999999,152.73208215,152.73208215,149.61828535999999,58.548341290000003,27.43216576,27.43216576,27.43216576,27.43216576,27.43216576,27.43216576,27.43216576,27.43216576,27.43216576,27.43216576,27.43216576,27.43216576,27.43216576,27.43216576,27.43216576,66.4956301,149.61828535999999,156.96820399000001,170.64479241000001,170.64479241000001,170.64479241000001,170.64479241000001,170.64479241000001,170.64479241000001,170.64479241000001,170.64479241000001,156.96820399000001,156.96820399000001,156.96820399000001,156.96820399000001,156.96820399000001]
["2036-09-21",2036,9,21,"Sunday",149.61828535999999,149.61828535999999,149.61828535999999,149.61828535999999,149.61828535999999,149.61828535999999,149.61828535999999,149.61828535999999,149.61828535999999,149.03956736000001,149.61828535999999,147.31770638,147.31770638,84.201454440000006,67.738622989999996,21.546829819999999,0,0,0,0,0,0,0,0,0,0,0,0,0,0,0,0,4.01347188,48.57180915,79.999158859999994,86.354875399999997,110.00207148,110.00207148,110.00207148,110.00207148,110.00207148,110.00207148,110.00207148,110.00207148,92.733587700000001,86.354875399999997,84.855828770000002,93.034900190000002]
["2036-09-24",2036,9,24,"Wednesday",156.96820399000001,156.96820399000001,153.11008934,153.11008934,149.61828535999999,149.61828535999999,149.61828535999999,149.61828535999999,149.61828535999999,156.96820399000001,156.96820399000001,156.96820399000001,157.15333007999999,156.96820399000001,149.61828535999999,81.332265640000003,60.00190645,50.770156499999999,48.463730679999998,46.555324239999997,46.555324239999997,46.555324239999997,46.555324239999997,46.555324239999997,46.555324239999997,46.555324239999997,46.555324239999997,46.555324239999997,46.555324239999997,46.555324239999997,46.664459579999999,48.463730679999998,70.105195069999994,113.83548030999999,156.96820399000001,179.97295573,179.97295573,179.97295573,179.97295573,179.97295573,179.97295573,179.97295573,179.97295573,161.13778446000001,156.96820399000001,156.96820399000001,153.11008934,149.61828535999999]
["2036-10-09",2036,10,9,"Thursday",64.20165575,65.843589280000003,65.843589280000003,65.843589280000003,67.512982969999996,68.151655759999997,68.444296350000002,69.210531509999996,69.349717010000006,70.936953220000007,87.734303019999999,96.402370349999998,96.402370349999998,75.350451969999995,56.956288739999998,0,0,0,0,0,0,0,0,0,0,0,0,0,0,0,0,0,0,4.8078095999999997,53.762563849999999,69.464492419999999,81.997152549999996,86.22631767,87.734303019999999,87.734303019999999,87.734303019999999,86.22631767,81.997152549999996,69.329836520000001,62.586510359999998,61.716671050000002,64.20165575,67.512982969999996]
["2036-10-24",2036,10,24,"Friday",130.26693943000001,130.26693943000001,126.10463923,121.46286191,107.33827096,100.45240922000001,116.05143415000001,120.26030722,130.26693943000001,130.26693943000001,130.26693943000001,130.26693943000001,130.26693943000001,130.26693943000001,46.617938070000001,0,0,0,0,0,0,0,0,0,0,0,0,0,0,0,0,0,0,41.723712229999997,97.180895379999995,126.42567076,143.91439252000001,143.91439252000001,143.91439252000001,143.91439252000001,143.91439252000001,143.91439252000001,143.91439252000001,143.91439252000001,143.91439252000001,143.91439252000001,143.91439252000001,143.91439252000001]
["2036-11-09",2036,11,9,"Sunday",142.68586822,142.68586822,142.68586822,142.68586822,142.68586822,142.68586822,142.68586822,142.68586822,142.68586822,142.68586822,142.68586822,128.09876123000001,109.73992862,54.867090189999999,0,0,0,0,0,0,0,0,0,0,0,0,0,0,0,0,0,0,0,17.62676098,54.168412269999997,85.284652449999996,91.997800400000003,97.037560830000004,97.037560830000004,97.037560830000004,97.037560830000004,97.037560830000004,89.174255650000006,78.168972929999995,69.978581059999996,65.223391079999999,65.223391079999999,65.223391079999999]
["2036-12-03",2036,12,3,"Wednesday",96.367274929999994,96.367274929999994,96.367274929999994,96.367274929999994,95.755528409999997,96.367274929999994,96.367274929999994,96.367274929999994,96.367274929999994,96.367274929999994,96.367274929999994,96.367274929999994,93.983316709999997,15.36725627,0,0,0,0,0,0,0,0,0,0,0,0,0,0,0,0,0,0,0,0,0,33.60764099,57.187091840000001,95.136494200000001,95.974712800000006,95.974712800000006,95.727553760000006,87.734303019999999,78.06660651,40.410176819999997,35.945098969999997,26.665092300000001,12.25200486,11.9385884]
["2036-12-08",2036,12,8,"Monday",100.71746855000001,100.71746855000001,100.71746855000001,100.71746855000001,100.06996372,100.06996372,100.06996372,99.748589960000004,100.06996372,100.24320709,100.71746855000001,100.71746855000001,100.06996372,97.410863660000004,71.9241004,62.242619869999999,23.80777123,9.0769269399999999,9.0769269399999999,0,0,0,0,0,0,0,0,0,0,0,0,0,8.3241637500000003,48.20977809,74.242385740000003,88.738245770000006,98.539198020000001,105.96273051,105.96273051,105.96273051,105.96273051,105.96273051,105.96273051,105.96273051,105.96273051,99.008886799999999,99.434152350000005,101.32135332999999]
["2036-12-24",2036,12,24,"Wednesday",137.73675073999999,136.73455612999999,136.70200231000001,136.24677972999999,136.03244648,135.00890002,135.00890002,135.00890002,136.73455612999999,139.10973109,153.03963211000001,153.03963211000001,153.03963211000001,153.03963211000001,153.03963211000001,135.45073348,134.43159485000001,75.461026140000001,64.238418449999998,55.938686179999998,55.938686179999998,55.938686179999998,55.938686179999998,55.938686179999998,48.447645039999998,51.745860469999997,50.39241483,50.840323310000002,70.693441530000001,76.784555179999998,76.950692239999995,80.570587509999996,94.890892390000005,135.5317096,135.72416054000001,136.16004279000001,153.03963211000001,153.03963211000001,153.03963211000001,153.03963211000001,153.03963211000001,153.03963211000001,153.03963211000001,153.03963211000001,153.03963211000001,153.03963211000001,153.03963211000001,153.03963211000001]
["2037-01-08",2037,1,8,"Thursday",97.037560830000004,97.037560830000004,97.037560830000004,95.13386199,95.13386199,95.13386199,95.13386199,95.13386199,97.037560830000004,97.037560830000004,97.037560830000004,97.037560830000004,95.13386199,79.308153570000002,67.37223333,43.823459909999997,39.500928569999999,39.104944379999999,36.959372020000004,20.134823350000001,31.046245240000001,36.959372020000004,36.959372020000004,5.0356008699999997,2.3913815299999999,2.25243255,2.25243255,5.0356008699999997,0,32.391030530000002,32.426984089999998,33.069083679999999,34.795967619999999,39.237917039999999,54.674420990000002,71.045994930000006,83.935046110000002,92.818550189999996,95.335700829999993,96.402370349999998,96.402370349999998,94.928018550000004,94.928018550000004,92.617716459999997,88.112065450000003,75.722659059999998,71.663826619999995,71.045994930000006]
["2037-01-24",2037,1,24,"Saturday",153.03963211000001,153.03963211000001,153.03963211000001,153.03963211000001,153.03963211000001,153.03963211000001,153.03963211000001,153.03963211000001,153.03963211000001,153.03963211000001,153.03963211000001,153.03963211000001,153.03963211000001,153.03963211000001,147.31299339,74.905176969999999,56.149856739999997,45.465341170000002,26.989138969999999,19.706854249999999,17.547665080000002,14.57553188,8.2034015199999999,8.2034015199999999,8.2034015199999999,8.2034015199999999,8.2034015199999999,8.2034015199999999,8.2034015199999999,8.2034015199999999,8.2034015199999999,8.3452101499999998,55.321569230000001,59.484655979999999,97.363180080000006,116.31406733,132.62192289000001,132.62192289000001,132.62192289000001,132.62192289000001,132.62192289000001,132.62192289000001,132.62192289000001,132.62192289000001,132.62192289000001,132.62192289000001,132.62192289000001,132.62192289000001]
["2037-02-08",2037,2,8,"Sunday",68.111020359999998,64.944339780000007,75.907996789999999,62.956268090000002,62.462208510000004,55.056487910000001,52.311400980000002,53.748233290000002,55.059699190000003,55.207766790000001,55.207766790000001,56.690543740000003,55.207766790000001,39.514875830000001,15.47830664,0,0,0,0,0,0,0,0,0,0,0,0,0,0,0,0,0,0,0,0,37.966251679999999,59.728084930000001,96.44121878,119.53487479,119.53487479,119.53487479,119.53487479,119.53487479,119.53487479,119.53487479,119.53487479,119.53487479,119.53487479]
["2037-03-02",2037,3,2,"Monday",116.11412559999999,116.11412559999999,116.11412559999999,113.28820853000001,110.5095529,113.28820853000001,121.42781170000001,122.67456179,128.44988787,146.20645815,153.11008934,153.11008934,153.11008934,153.11008934,153.11008934,153.03963211000001,83.327918190000005,80.448217549999995,47.600278709999998,47.600278709999998,47.600278709999998,47.600278709999998,47.600278709999998,47.600278709999998,47.600278709999998,47.600278709999998,78.738331149999993,79.761773169999998,79.729533090000004,81.160303839999997,83.813289069999996,151.80317758000001,153.03963211000001,153.11008934,153.11008934,153.11008934,153.11008934,153.11008934,153.11008934,153.11008934,153.11008934,153.11008934,153.11008934,153.11008934,153.11008934,153.11008934,153.11008934,153.11008934]
["2037-03-10",2037,3,10,"Tuesday",141.36525632999999,141.36525632999999,137.70565823000001,127.62851662999999,130.55856155000001,130.55856155000001,129.63689445,130.55856155000001,133.55180965,130.55856155000001,134.10387982,134.10387982,137.70565823000001,131.80837299999999,87.938718609999995,61.942190920000002,21.598193049999999,22.20594651,22.20594651,22.20594651,22.823152799999999,22.20594651,18.13855482,18.13855482,18.13855482,18.13855482,18.13855482,18.13855482,18.13855482,18.13855482,18.13855482,18.13855482,18.13855482,22.20594651,76.539158090000001,121.37504054,148.86357153,153.03963211000001,153.03963211000001,153.03963211000001,153.03963211000001,153.03963211000001,153.03963211000001,153.03963211000001,153.03963211000001,153.03963211000001,153.03963211000001,153.03963211000001]
["2037-03-25",2037,3,25,"Wednesday",153.11008934,153.11008934,153.11008934,153.11008934,153.11008934,153.11008934,153.11008934,153.11008934,153.11008934,153.11008934,153.11008934,153.11008934,153.11008934,153.11008934,153.11008934,139.00155420999999,11.436280399999999,9.5066629799999998,9.2076144800000002,9.0231905799999996,9.0231905799999996,9.0231905799999996,9.0231905799999996,9.0231905799999996,9.0231905799999996,9.0231905799999996,9.0231905799999996,9.0231905799999996,9.0231905799999996,9.0231905799999996,9.0231905799999996,9.0231905799999996,9.10375932,86.927329950000001,135.87887587,153.11008934,153.11008934,153.11008934,153.11008934,153.11008934,153.11008934,153.11008934,153.11008934,153.11008934,153.11008934,153.11008934,153.11008934,153.11008934]
["2037-04-10",2037,4,10,"Friday",117.47998431000001,112.28986204,112.87336476999999,114.95713236,116.97745338999999,115.11328182,117.98472442000001,117.98472442000001,121.50844305,128.27494282999999,121.70812255,123.7967013,148.81559655999999,148.81559655999999,121.70812255,75.599814499999994,43.318787639999996,34.57922198,34.57922198,34.57922198,34.57922198,34.57922198,34.57922198,34.57922198,34.57922198,34.57922198,34.57922198,34.57922198,34.831015620000002,34.980587829999997,45.247877080000002,55.85778543,78.633025290000006,104.09598724999999,149.61828535999999,149.61828535999999,149.61828535999999,149.61828535999999,149.61828535999999,149.61828535999999,149.61828535999999,149.61828535999999,149.61828535999999,149.61828535999999,149.61828535999999,149.61828535999999,149.61828535999999,149.61828535999999]
["2037-04-25",2037,4,25,"Saturday",112.35474995,112.35474995,112.35474995,112.35474995,107.12598746,112.35474995,112.35474995,112.35474995,112.35474995,112.35474995,112.35474995,112.35474995,112.35474995,112.35474995,108.29225426000001,74.087169959999997,0,0,0,0,0,0,0,0,0,0,0,0,0,0,0,0,53.790353179999997,76.430465499999997,97.599080069999999,97.599080069999999,97.599080069999999,97.599080069999999,97.599080069999999,97.599080069999999,97.599080069999999,97.599080069999999,95.000048870000001,94.959709149999995,94.100402819999999,89.801315630000005,87.280477640000001,89.733770410000005]
["2037-05-10",2037,5,10,"Sunday",76.810680219999995,68.562785649999995,67.634322409999996,62.73004092,59.734867819999998,58.756932749999997,59.914296270000001,60.914940809999997,63.899254319999997,63.899254319999997,65.932820129999996,68.258970550000001,79.853196510000004,79.853196510000004,74.911382349999997,55.903277250000002,41.549157950000001,41.549157950000001,42.115994440000001,62.462208510000004,73.105270790000006,70.202769399999994,79.853196510000004,74.729735689999998,74.729735689999998,79.853196510000004,78.703527629999996,75.882688860000002,74.729735689999998,75.419981949999993,112.87336476999999,120.18621489,145.86647818,145.86647818,145.86647818,145.86647818,145.86647818,145.86647818,145.86647818,145.86647818,145.86647818,145.86647818,145.86647818,145.86647818,144.42173718000001,117.26119371999999,96.575455329999997,87.478618220000001]
["2037-05-20",2037,5,20,"Wednesday",155.82972810999999,153.11008934,151.04515699999999,150.86463681999999,149.61828535999999,149.61828535999999,150.86463681999999,149.61828535999999,150.86463681999999,150.86463681999999,153.11008934,156.96820399000001,156.96820399000001,167.70013854999999,181.15263773000001,166.65871333000001,148.52601074,123.70135519,97.504979910000003,91.066049629999995,91.066049629999995,91.066049629999995,94.954675620000003,96.91858028,96.928615550000004,96.928615550000004,96.91858028,94.954675620000003,97.504979910000003,97.504979910000003,103.20491763,137.82593747999999,153.11008934,173.64039550000001,190.49594288,190.49594288,190.49594288,190.49594288,190.49594288,190.49594288,190.49594288,190.49594288,190.49594288,190.49594288,190.49594288,183.87065462999999,167.46904477999999,168.1198077]
["2037-06-09",2037,6,9,"Tuesday",130.72446814,130.72446814,130.72446814,130.72446814,130.72446814,130.72446814,130.72446814,130.72446814,130.72446814,130.72446814,130.72446814,135.27744867999999,146.66345182000001,149.03956736000001,149.03956736000001,149.03956736000001,117.58859545999999,85.843268969999997,60.616071920000003,43.680957329999998,43.680957329999998,43.680957329999998,43.680957329999998,43.680957329999998,43.680957329999998,43.680957329999998,43.680957329999998,43.680957329999998,43.680957329999998,43.680957329999998,43.680957329999998,84.727351220000003,130.72446814,149.61828535999999,151.95597393,153.11008934,153.11008934,149.80072371,149.61828535999999,149.03956736000001,143.80022292000001,138.69641184,134.80302585000001,130.72446814,130.72446814,128.23354703999999,124.19963958,120.40997591999999]
["2037-06-24",2037,6,24,"Wednesday",148.03932196,148.03932196,148.03932196,147.08979589,146.46083217,145.11631654999999,112.42076317999999,102.0432883,102.0432883,121.95858081999999,146.46083217,147.17437566999999,148.03932196,148.03932196,149.03956736000001,149.61828535999999,148.03932196,70.366079029999995,44.167072339999997,44.167072339999997,44.167072339999997,44.167072339999997,44.167072339999997,44.167072339999997,44.167072339999997,44.167072339999997,44.167072339999997,44.167072339999997,45.317640910000001,53.477704559999999,57.189444770000001,83.860989660000001,147.83885218,149.61828535999999,149.61828535999999,149.61828535999999,149.61828535999999,149.61828535999999,149.61828535999999,148.49721319,148.03932196,148.03932196,148.03932196,146.46083217,83.860989660000001,78.920738790000001,59.554548939999997,55.685040950000001]
["2037-07-10",2037,7,10,"Friday",206.84901542,206.08902232,202.19579675,201.82021994999999,195.71987404000001,186.19852671000001,182.88174824000001,181.55531683000001,181.55531683000001,181.55531683000001,181.55531683000001,181.55531683000001,190.91939095000001,203.36879970999999,222.64725675,312.38031895,206.08902232,159.02991642999999,152.3258213,152.3258213,152.3258213,152.3258213,152.3258213,152.3258213,152.3258213,152.3258213,152.3258213,152.3258213,152.3258213,152.3258213,152.3258213,152.3258213,152.3258213,166.98384199,304.99353357000001,304.99353357000001,304.99353357000001,304.99353357000001,304.99353357000001,304.99353357000001,304.99353357000001,304.99353357000001,304.99353357000001,304.99353357000001,304.99353357000001,208.78319431,202.19579675,201.82021994999999]
["2037-07-25",2037,7,25,"Saturday",152.3258213,152.3258213,152.3258213,142.91993220000001,125.50402438,123.03162709999999,136.75644220999999,148.68750259000001,149.52812607999999,152.3258213,152.3258213,152.3258213,152.3258213,152.3258213,152.3258213,152.3258213,152.3258213,152.3258213,94.531246850000002,94.869657040000007,94.531246850000002,56.777850340000001,54.167794790000002,54.723700540000003,59.022750700000003,60.567024830000001,81.9937003,87.743782469999999,85.555726500000006,83.403368659999998,107.36052362,120.59867839,152.3258213,155.81986438000001,159.02991642999999,159.02991642999999,159.02991642999999,159.02991642999999,159.02991642999999,159.02991642999999,159.02991642999999,152.3258213,152.3258213,152.3258213,152.3258213,120.77169241999999,117.64071656,110.82513206]
["2037-08-10",2037,8,10,"Monday",25.335874019999999,20.960178070000001,19.277365920000001,8.8442170299999994,8.9326912699999994,8.5786593500000006,20.285096200000002,21.474488260000001,21.501598229999999,19.953387580000001,21.01288388,25.990966409999999,26.852403370000001,29.342326409999998,31.373051619999998,22.125576410000001,0,0,0,0,0,0,0,0,0,0,0,0,0,0,0,0,10.29513242,30.851736590000002,44.829254890000001,84.338150130000002,86.042456959999996,86.042456959999996,86.458751190000001,86.042456959999996,56.327463590000001,47.184101890000001,44.829254890000001,42.549411020000001,39.262620439999999,37.155324829999998,36.125698810000003,37.155324829999998]
["2037-08-17",2037,8,17,"Monday",155.81986438000001,155.81986438000001,155.81986438000001,155.81986438000001,155.81986438000001,155.81986438000001,155.81986438000001,155.81986438000001,155.81986438000001,155.81986438000001,155.81986438000001,155.81986438000001,155.81986438000001,155.81986438000001,155.81986438000001,155.81986438000001,155.81986438000001,102.9268112,8.5984729200000007,8.3695990400000007,8.3373749900000007,2.2784475099999999,0,0,0,0,0,0,0,0,0,0,22.023182460000001,38.30390302,72.108321439999997,89.297381979999997,89.297381979999997,89.297381979999997,89.529482740000006,89.297381979999997,86.375338060000004,83.763811050000001,82.642457680000007,72.32373767,63.510880810000003,56.870668129999999,56.870668129999999,59.983908339999999]
["2037-09-08",2037,9,8,"Tuesday",40.813040569999998,36.44534049,30.773598570000001,25.540488079999999,8.8521134499999992,8.62287581,8.5179416400000001,8.4020000499999998,8.3660707300000006,8.3660707300000006,8.1620202299999995,8.4380859400000006,8.5309557900000001,8.8839782700000001,8.0112616200000009,0,0,0,0,0,0,0,0,0,0,0,0,0,0,0,0,0,0,0,0,0,8.2676384600000006,8.5840158599999992,9.0172277800000007,9.0172277800000007,25.540488079999999,8.5472933399999995,8.5107315400000001,8.5472933399999995,0,0,0,8.3606651299999992]
["2037-09-24",2037,9,24,"Thursday",136.42474583000001,129.48670680000001,80.202398720000005,66.736986310000006,58.746028000000003,48.960125310000002,46.603099290000003,45.294890580000001,45.294890580000001,45.294890580000001,46.603099290000003,47.93134388,49.280088190000001,36.656592920000001,22.387922190000001,0,0,0,0,0,0,0,0,0,0,0,0,0,0,0,0,0,0,0,38.587758479999998,75.656003209999994,86.042456959999996,90.836988950000006,93.203326110000006,94.581470760000002,94.581470760000002,94.581470760000002,94.581470760000002,94.581470760000002,94.581470760000002,86.042456959999996,83.896826739999995,86.042456959999996]
["2037-10-09",2037,10,9,"Friday",33.673620049999997,34.78156568,36.373973120000002,34.060268729999997,33.195513329999997,34.060268729999997,23.68033685,26.40028659,29.352154949999999,42.119773209999998,59.55900595,86.042456959999996,59.548100349999999,7.5910114200000001,0,0,0,0,0,0,0,0,0,0,0,0,0,0,0,0,0,0,0,0,23.665395459999999,45.788955309999999,51.97553611,60.136904010000002,75.915125529999997,60.352564200000003,60.048191080000002,51.742373129999997,51.185825569999999,46.325851380000003,36.373973120000002,29.348555480000002,25.71531658,37.312661890000001]
["2037-10-25",2037,10,25,"Sunday",102.49688376,102.49688376,102.49688376,102.49688376,102.49688376,102.49688376,102.49688376,102.49688376,102.49688376,102.49688376,102.49688376,102.49688376,102.49688376,85.681212990000006,62.454394530000002,12.293068509999999,8.6967331399999992,8.1537265300000001,5.2533351000000001,4.7220429599999996,0,0,0,0,0,0,0,0,0,0,5.9773096600000004,7.7629465399999997,8.5007266399999999,40.515078920000001,90.207866640000006,107.57865102,119.33233335,119.33233335,119.33233335,119.33233335,119.33233335,119.33233335,119.33233335,119.33233335,119.33233335,117.29321206,118.4070811,119.33233335]
["2037-10-29",2037,10,29,"Thursday",124.08413242,123.69162353999999,120.93376316,110.07208298,104.35920357000001,94.78402801,91.639380790000004,90.894131459999997,92.189888600000003,91.778736429999995,96.117993170000005,101.56940627,42.525404600000002,16.327016910000001,0,0,0,0,0,0,0,0,0,0,0,0,0,0,0,0,0,7.8216732100000002,17.74412534,30.47734243,42.033062430000001,42.033062430000001,44.285239769999997,47.803582149999997,50.248040320000001,50.248040320000001,51.501452270000001,51.501452270000001,49.015590779999997,34.535568670000004,30.47734243,25.81350578,21.470103819999999,21.925348629999998]
["2037-11-23",2037,11,23,"Monday",155.81986438000001,155.81986438000001,155.81986438000001,155.81986438000001,155.81986438000001,155.81986438000001,155.81986438000001,155.81986438000001,155.81986438000001,155.81986438000001,155.81986438000001,155.81986438000001,155.81986438000001,155.81986438000001,32.94709932,8.0151696500000007,0,0,0,0,0,0,0,0,0,0,0,0,0,0,0,0,0,21.510695890000001,34.969316579999997,161.31583921999999,162.06043586999999,162.06043586999999,162.06043586999999,162.06043586999999,162.06043586999999,162.06043586999999,162.06043586999999,162.06043586999999,162.06043586999999,162.06043586999999,162.06043586999999,162.06043586999999]
["2037-12-09",2037,12,9,"Wednesday",57.917797640000003,54.879255450000002,58.011189000000002,52.563140730000001,51.362025770000002,51.719225199999997,50.494629009999997,52.283129289999998,53.376333969999997,54.493680070000003,60.909087210000003,59.651874499999998,57.998837610000002,50.494629009999997,40.978835689999997,8.1388344900000007,0,0,0,0,0,0,0,0,0,0,0,0,0,0,0,38.879269049999998,50.494629009999997,61.847058019999999,88.900906890000002,98.396903679999994,100.87099848,100.87099848,100.87099848,100.87099848,100.87099848,100.87099848,100.87099848,96.967842219999994,90.71441274,71.09688577,71.000443899999993,69.353070029999998]
["2037-12-24",2037,12,24,"Thursday",123.56763484,120.57647849999999,117.61906116999999,117.61906116999999,117.61906116999999,114.71069436000001,114.71069436000001,109.03631075,106.26799029999999,85.274882869999999,54.33213404,27.867342560000001,16.129079709999999,0,0,0,0,0,0,0,0,0,0,0,0,0,0,0,0,0,0,0,18.559613689999999,35.672771040000001,122.08043499,129.09855069,139.99493405000001,139.99493405000001,139.99493405000001,139.99493405000001,139.99493405000001,139.99493405000001,139.99493405000001,139.99493405000001,139.99493405000001,139.99493405000001,139.99493405000001,139.99493405000001]
["2038-01-08",2038,1,8,"Friday",32.322492859999997,30.43694052,32.740484199999997,33.868151300000001,34.750429169999997,35.550946660000001,34.750429169999997,34.750429169999997,34.069396019999999,33.692880760000001,35.868578309999997,35.831425449999998,28.233081389999999,19.85555682,0,0,0,0,0,0,0,0,0,0,0,0,0,0,0,0,0,0,8.1620202299999995,8.4944671700000001,23.87410779,37.531475200000003,80.201594459999995,95.166313099999996,95.166313099999996,95.166313099999996,95.166313099999996,95.166313099999996,95.166313099999996,86.330547089999996,41.707103670000002,38.93787245,38.93787245,31.93856783]
["2038-01-24",2038,1,24,"Sunday",117.06534182999999,111.53611026,112.65142649000001,85.371717169999997,112.65142649000001,117.06534182999999,117.06534182999999,115.47141324,117.06534182999999,117.06534182999999,117.06534182999999,117.06534182999999,114.08063401,86.032099479999999,39.232932169999998,28.407842980000002,23.294066860000001,20.018565150000001,8.1847984900000004,0,0,0,0,0,0,0,0,0,0,0,0,0,8.1847984900000004,8.2199635999999998,56.092213100000002,101.8429166,114.98206419,123.78498282,130.01248784000001,130.01248784000001,130.01248784000001,130.01248784000001,130.01248784000001,130.01248784000001,130.01248784000001,130.01248784000001,130.01248784000001,130.01248784000001]
["2038-01-26",2038,1,26,"Tuesday",134.33175653000001,134.33175653000001,134.33175653000001,134.33175653000001,134.33175653000001,129.82233593000001,126.70643174999999,124.13037539,125.95792114,127.41404813,129.53898634000001,134.33175653000001,124.20564705,58.819340799999999,34.766950379999997,23.76251632,16.356593539999999,8.5472933399999995,0,0,0,0,0,0,0,0,0,0,0,0,0,0,0,8.4020000499999998,22.374087039999999,35.523247259999998,77.389052410000005,111.430938,141.55514013000001,141.55514013000001,141.55514013000001,141.55514013000001,141.55514013000001,141.55514013000001,141.55514013000001,141.55514013000001,141.55514013000001,141.55514013000001]
["2038-02-08",2038,2,8,"Monday",123.02785399,123.02785399,123.02785399,123.02785399,123.02785399,123.02785399,120.44957737,106.48584114000001,97.549053259999994,97.549053259999994,101.68214287000001,103.72628498,97.549053259999994,51.923353390000003,24.785090360000002,0,0,0,0,0,0,0,0,0,0,0,0,0,0,0,0,0,0,0,0,23.095525330000001,52.510395549999998,86.042456959999996,94.581470760000002,94.543371480000005,90.485920859999993,90.442277579999995,90.518658189999996,86.042456959999996,80.201594459999995,33.633215120000003,31.56076874,30.726393399999999]
["2038-02-23",2038,2,23,"Tuesday",139.76999345999999,139.75698262,139.14922308999999,138.43838145999999,139.03286700000001,124.13198545,139.03286700000001,139.62993195000001,140.91717535999999,141.55514013000001,141.55514013000001,141.55514013000001,141.55514013000001,141.55514013000001,141.55514013000001,82.487331999999995,0,0,0,0,0,0,0,0,0,0,0,0,0,0,0,0,0,0,0,11.193490929999999,18.14985454,37.215099289999998,80.201594459999995,84.338150130000002,86.042456959999996,86.042456959999996,86.345366549999994,84.547990810000002,82.252720490000002,80.201594459999995,78.183932549999994,76.198922440000004]
["2038-03-10",2038,3,10,"Wednesday",155.81413219999999,155.81413219999999,155.81413219999999,155.81413219999999,155.81413219999999,155.81413219999999,155.81413219999999,155.81413219999999,155.81413219999999,155.81413219999999,155.81413219999999,155.81413219999999,155.81413219999999,155.81413219999999,155.81413219999999,155.81413219999999,38.10875798,38.10875798,38.10875798,38.10875798,38.10875798,38.10875798,38.10875798,38.10875798,38.10875798,38.10875798,38.10875798,38.10875798,38.10875798,38.10875798,38.10875798,68.770985820000007,52.919797930000001,71.956628719999998,150.51648415,155.81413219999999,155.81413219999999,155.81413219999999,155.81413219999999,155.81413219999999,155.81413219999999,155.81413219999999,155.81413219999999,155.81413219999999,155.81413219999999,155.81413219999999,155.81413219999999,155.81413219999999]
["2038-03-26",2038,3,26,"Friday",119.7742174,111.10596762,105.56093138,96.408542819999994,100.19250751,100.19250751,102.8551745,100.19250751,97.571909239999997,94.992390490000005,97.818379559999997,102.8551745,108.31083269,111.10596762,108.31083269,74.620352100000005,21.066727449999998,11.76890227,16.895717479999998,17.907044410000001,29.657177090000001,31.048442649999998,29.38201677,20.19677664,21.62764452,38.230392879999997,25.963282790000001,57.085738220000003,48.13805387,59.64937072,56.183500189999997,56.183500189999997,89.937934339999998,94.992390490000005,89.952787509999993,92.452992859999995,89.952787509999993,94.992390490000005,102.8551745,94.992390490000005,91.508448819999998,92.437726850000004,94.992390490000005,87.476427439999995,57.903654430000003,8.3660707300000006,41.937287380000001,66.899601200000006]
["2038-04-10",2038,4,10,"Saturday",155.81986438000001,155.81986438000001,155.81986438000001,155.81986438000001,155.81986438000001,154.66028675999999,154.66028675999999,154.66028675999999,154.66028675999999,154.66028675999999,154.66028675999999,154.66028675999999,155.81986438000001,155.81986438000001,154.66028675999999,152.3258213,98.717263470000006,33.582758069999997,28.466369790000002,27.969713909999999,28.466369790000002,32.653198420000002,32.653198420000002,27.969713909999999,27.773572080000001,27.09236091,26.422448039999999,26.422448039999999,26.422448039999999,27.259276499999999,60.502540639999999,65.121669740000002,68.758480809999995,90.220140200000003,111.06234859,125.02453066,125.02453066,125.99919112000001,125.99919112000001,125.99919112000001,125.99919112000001,125.99919112000001,125.99919112000001,121.98175741,118.6614876,113.79205184,103.8947841,106.52892507999999]
["2038-04-25",2038,4,25,"Sunday",21.252062429999999,27.765865229999999,28.279995060000001,26.521690370000002,20.17102242,26.42034349,27.647123149999999,25.022388660000001,28.814126460000001,38.718436949999997,40.868997720000003,44.92931111,68.919068589999995,55.168475909999998,50.979521550000001,0,0,0,0,0,0,0,0,0,0,7.8079230500000003,0,0,8.2238989900000004,27.647123149999999,89.836987010000001,111.39507536000001,120.39904275000001,120.39904275000001,140.69929174000001,140.69929174000001,140.69929174000001,136.38682252999999,136.38682252999999,129.44053837000001,136.38682252999999,140.09277759,140.69929174000001,140.69929174000001,127.98402040000001,114.66425558,110.71264195000001,116.88252136]
["2038-05-10",2038,5,10,"Monday",64.434968519999998,61.274609499999997,59.733100919999998,49.820206679999998,43.24236561,40.366800069999996,35.316838939999997,33.653007119999998,32.960096129999997,31.398969050000002,32.731959619999998,36.408954729999998,39.865688349999999,51.658594659999999,53.810616690000003,36.59906161,7.6787799899999998,0,0,0,0,0,0,0,0,0,1.8091094400000001,0,7.6787799899999998,7.6787799899999998,7.6787799899999998,7.6787799899999998,56.240810670000002,135.45562766,140.34245138,148.48014964000001,147.10999537999999,147.10999537999999,147.10999537999999,147.10999537999999,143.26224060000001,143.26224060000001,140.34245138,140.34245138,140.34245138,140.34245138,140.34245138,140.34245138]
["2038-05-25",2038,5,25,"Tuesday",0,0,0,0,0,0,0,0,0,0,0,8.4020000499999998,0,0,8.2676384600000006,6.3283525799999998,0,0,0,0,0,0,0,0,0,0,0,0,0,0,0,0,0,8.4992936500000003,53.038793320000003,54.662666969999997,53.038793320000003,53.038793320000003,54.662666969999997,54.662666969999997,33.731433330000002,8.5107315400000001,8.4380859400000006,7.6787799899999998,0,0,0,0]
["2038-06-10",2038,6,10,"Thursday",152.3258213,152.3258213,149.18389074999999,127.00503763,118.4070811,118.4070811,118.05932362999999,113.53697996,116.49466028000001,116.49466028000001,113.53697996,110.62677956,110.62677956,118.4070811,118.4070811,118.4070811,117.88231191,103.78816380000001,86.63870532,87.010868389999999,91.382426769999995,86.727576420000005,83.661423760000005,84.246624690000004,88.59130691,83.654835610000006,73.690506310000004,65.374450850000002,63.222002009999997,63.777907769999999,73.558742519999996,83.903333829999994,118.4070811,140.92438000000001,152.3258213,152.3258213,152.3258213,155.22454753,155.81986438000001,155.82774871000001,156.25683368,155.81986438000001,155.81986438000001,152.3258213,152.3258213,148.92836007,144.94711143000001,142.83575055]
["2038-06-25",2038,6,25,"Friday",0,0,0,0,0,0,0,0,0,0,0,0,8.1388344900000007,35.265911699999997,37.992566289999999,35.988933289999999,0,0,0,0,0,0,0,0,0,0,0,0,0,0,0,0,0,45.907248500000001,57.235052639999999,57.235052639999999,51.174032199999999,53.758931820000001,50.122004109999999,51.569629689999999,51.569629689999999,48.696051740000001,34.667332770000002,8.7221796999999999,8.2676384600000006,0,0,0]
["2038-07-10",2038,7,10,"Saturday",8.3746496199999996,8.3746496199999996,0,8.1497872999999998,0,0,0,0,0,0,0,0,0,0,0,0,0,0,0,0,0,0,0,0,0,0,0,0,0,0,0,0,0,0,16.599147309999999,27.493690099999998,27.584399139999999,29.072990709999999,28.277293459999999,26.819996849999999,25.263275220000001,24.42381949,18.646551639999998,9.2077999899999998,8.5842059000000006,8.2696517299999996,0,7.6205852399999996]
["2038-07-27",2038,7,27,"Tuesday",0,0,0,7.9651200800000002,0,0,0,0,0,0,0,6.0722426599999997,48.187737460000001,58.034302250000003,63.130913890000002,55.67421349,0,0,0,0,0,0,0,0,0,0,0,0,0,0,0,0,8.1149290100000009,90.028968399999997,134.4471748,147.21448968999999,147.21448968999999,147.21448968999999,147.21448968999999,147.21448968999999,147.21448968999999,147.21448968999999,143.48198891000001,119.22512605,93.888927670000001,87.564969989999994,87.564969989999994,90.028968399999997]
["2038-08-09",2038,8,9,"Monday",0,0,0,0,0,0,0,0,0,0,0,8.4341370399999995,29.670855530000001,32.126794660000002,31.295111120000001,26.209288359999999,8.5472933399999995,0,0,0,0,0,0,0,0,0,0,0,0,0,0,0,0,6.7543823500000002,26.570467870000002,29.670855530000001,32.971937320000002,36.677699930000003,37.444885229999997,36.300378279999997,34.422718199999998,32.971937320000002,32.971937320000002,30.476567729999999,18.473067090000001,8.0001807800000009,0,0]
["2038-08-25",2038,8,25,"Wednesday",168.75264519999999,160.56532005,160.56532005,160.56532005,160.56532005,160.56532005,160.56532005,160.56532005,160.56532005,160.56532005,160.56532005,160.56532005,204.37718867000001,204.37718867000001,204.37718867000001,204.37718867000001,160.56532005,157.76184533,157.76184533,157.76184533,157.76184533,157.76184533,157.76184533,157.76184533,157.76184533,157.76184533,157.76184533,157.76184533,157.76184533,157.76184533,157.76184533,157.76184533,160.56532005,204.37718867000001,204.37718867000001,204.37718867000001,204.37718867000001,204.37718867000001,204.37718867000001,204.37718867000001,204.37718867000001,204.37718867000001,204.37718867000001,204.37718867000001,160.56532005,160.56532005,160.56532005,157.76184533]
["2038-09-09",2038,9,9,"Thursday",0,0,0,0,0,0,0,0,0,0,0,7.5978777400000004,19.900145500000001,23.001493979999999,23.45546204,14.64630045,0,0,0,0,0,0,0,0,0,8.1847984900000004,0,8.0681978500000007,14.555851179999999,16.30728465,26.357313550000001,23.037165000000002,25.51767087,30.392797479999999,45.441190890000001,56.602397689999997,84.108918599999996,55.078972559999997,53.87032482,53.87032482,55.224841939999997,53.87032482,53.87032482,55.224841939999997,49.08637323,35.666398979999997,29.64863244,34.319457919999998]
["2038-09-24",2038,9,24,"Friday",157.76184533,157.76184533,157.76184533,157.76184533,155.45583278999999,154.26619758000001,154.26619758000001,154.26619758000001,155.45583278999999,155.45583278999999,155.45583278999999,157.76184533,157.76184533,157.76184533,113.20098645,8.0583439499999994,0,0,0,0,0,0,0,0,0,0,0,0,0,0,0,0,0,22.655282280000002,104.98064668000001,157.76184533,157.76184533,157.76184533,157.76184533,157.76184533,157.76184533,157.76184533,157.76184533,157.76184533,157.76184533,157.76184533,157.76184533,157.76184533]
["2038-10-08",2038,10,8,"Friday",63.876850159999996,66.610992870000004,63.876850159999996,49.483628920000001,48.260047110000002,48.260047110000002,47.056592219999999,48.260047110000002,51.391492249999999,56.207096139999997,74.048621440000005,77.747217539999994,77.747217539999994,57.95187087,39.778236489999998,23.799267820000001,8.1537265300000001,7.5343568599999999,0,0,0,0,0,0,0,0,0,0,0,0,0,0,0,7.6752424299999999,26.868686189999998,51.528735339999997,82.449982590000005,85.370206139999993,85.370206139999993,85.370206139999993,85.370206139999993,84.896175339999999,84.523107510000003,71.055660810000006,66.454205200000004,63.457855879999997,66.967528450000003,84.082752999999997]
["2038-10-24",2038,10,24,"Sunday",138.67160953999999,138.67160953999999,138.67160953999999,138.67160953999999,138.67160953999999,138.67160953999999,138.67160953999999,138.67160953999999,138.67160953999999,138.67160953999999,138.67160953999999,138.67160953999999,134.62429379,11.901512650000001,8.1537265300000001,0,0,0,0,0,0,0,0,0,0,0,0,0,0,0,0,0,0,0,8.6888598800000008,94.963241490000001,138.67160953999999,138.67160953999999,138.67160953999999,138.67160953999999,138.67160953999999,138.67160953999999,138.67160953999999,138.67160953999999,138.67160953999999,138.67160953999999,138.67160953999999,138.67160953999999]
["2038-11-08",2038,11,8,"Monday",157.80249885000001,157.80249885000001,157.80249885000001,157.80249885000001,157.80249885000001,153.86739725000001,153.86739725000001,146.18823911999999,144.87512498000001,142.44111573999999,140.61446745999999,135.26961176,86.283065919999999,37.130051289999997,27.675110190000002,25.58061305,24.904335719999999,8.8390831399999996,7.7970995199999997,0,0,0,0,0,0,0,0,0,0,0,0,0,7.7970995199999997,25.959651319999999,114.13579355,123.69043986,132.78839601000001,133.71273830000001,133.71273830000001,133.71273830000001,133.71273830000001,133.71273830000001,133.71273830000001,133.71273830000001,133.71273830000001,133.71273830000001,128.63572557000001,133.67215586]
["2038-11-24",2038,11,24,"Wednesday",157.80249885000001,157.80249885000001,157.80249885000001,157.80249885000001,157.80249885000001,157.80249885000001,157.80249885000001,157.80249885000001,157.80249885000001,157.80249885000001,157.80249885000001,157.80249885000001,157.80249885000001,156.45541882000001,7.6752424299999999,0,0,0,0,0,0,0,0,0,0,0,0,0,0,0,0,0,9.3923919599999994,18.66007506,84.108918599999996,84.108918599999996,138.16585923,138.16585923,138.16585923,138.16585923,138.16585923,138.16585923,138.16585923,138.16585923,84.108918599999996,35.611176550000003,23.785670809999999,21.399602340000001]
["2038-12-09",2038,12,9,"Thursday",0,0,0,0,0,0,0,0,0,0,0,0,0,0,0,0,0,0,0,0,0,0,0,0,0,0,0,0,0,0,0,0,0,0,0,16.691403520000001,94.076750099999998,94.076750099999998,94.076750099999998,94.076750099999998,94.076750099999998,94.076750099999998,84.108918599999996,21.705209570000001,18.699637190000001,15.98941108,10.843983079999999,8.6346501399999998]
["2038-12-25",2038,12,25,"Saturday",26.419154150000001,26.419154150000001,24.972172830000002,21.186803319999999,21.163178179999999,21.725600440000001,21.725600440000001,22.124312110000002,22.297124360000002,25.111618870000001,27.42144575,22.877972700000001,0,0,0,0,0,0,0,0,0,0,0,0,0,0,0,0,0,0,0,0,0,0,0,0,8.2592120999999992,30.94329055,96.698382679999995,96.698382679999995,96.698382679999995,96.698382679999995,96.698382679999995,96.698382679999995,96.698382679999995,96.698382679999995,96.698382679999995,96.698382679999995]
["2039-01-05",2039,1,5,"Wednesday",84.108918599999996,84.108918599999996,84.108918599999996,84.108918599999996,84.108918599999996,84.108918599999996,84.108918599999996,84.108918599999996,84.108918599999996,84.108918599999996,84.108918599999996,84.108918599999996,29.353769400000001,20.543767620000001,0,0,0,0,0,0,0,0,0,0,0,0,0,0,0,0,0,0,0,0,0,22.363197469999999,38.4721312,82.324999140000003,92.418801329999994,92.418801329999994,92.418801329999994,91.396067700000003,84.523107510000003,84.108918599999996,83.575901079999994,82.045952619999994,81.274079479999997,80.017202150000003]
["2039-01-23",2039,1,23,"Sunday",25.960620290000001,25.602697039999999,25.328806029999999,24.707558420000002,23.47151985,18.42843783,18.42843783,18.42843783,18.42843783,24.096614559999999,24.096614559999999,24.096614559999999,18.125355949999999,16.203883529999999,8.0456671600000007,0,0,0,0,0,0,0,0,0,0,0,0,0,0,0,0,0,0,0,0,15.53815305,31.526668220000001,90.776112749999996,96.971552680000002,96.971552680000002,96.971552680000002,96.971552680000002,96.971552680000002,96.971552680000002,96.971552680000002,61.158375419999999,44.402137340000003,60.636248000000002]
["2039-02-08",2039,2,8,"Tuesday",15.7686572,15.7686572,15.7686572,15.3370856,15.7686572,15.3370856,15.7686572,16.457480709999999,16.839794959999999,17.518016360000001,20.106810549999999,20.976521099999999,20.753596890000001,18.03043611,4.0702031200000004,0,0,0,0,0,0,0,0,0,0,0,0,0,0,0,0,0,0,0,0,0,12.93244411,17.999182059999999,21.087901930000001,19.796014499999998,18.98450154,17.368694779999998,16.652095880000001,16.206941350000001,13.93886174,13.95595604,8.5840158599999992,11.525678839999999]
["2039-02-23",2039,2,23,"Wednesday",138.66114906000001,138.66114906000001,138.66114906000001,138.66114906000001,137.56574749000001,138.62803224000001,137.73750458000001,138.32927893999999,138.66114906000001,138.66114906000001,138.66114906000001,138.66114906000001,138.66114906000001,138.66114906000001,35.831035300000003,19.05400818,0,0,0,0,0,0,0,0,0,0,0,0,0,0,0,0,0,0,0,20.88805219,29.977601490000001,53.026887760000001,91.166699679999994,92.418801329999994,92.418801329999994,92.418801329999994,92.418801329999994,85.100104729999998,84.108918599999996,38.496133129999997,37.55923696,36.798949479999997]
["2039-03-11",2039,3,11,"Friday",126.40818957,126.40818957,123.03052015999999,122.25495340000001,122.25495340000001,97.433625899999996,48.874812929999997,47.67604497,48.874812929999997,53.143847700000002,68.409711799999997,122.25495340000001,122.25495340000001,122.25495340000001,46.4971593,24.911739279999999,19.317651130000002,19.317651130000002,19.317651130000002,19.317651130000002,19.317651130000002,19.317651130000002,19.317651130000002,19.317651130000002,24.911739279999999,24.911739279999999,32.523282760000001,34.67301784,37.378132479999998,109.88796154000001,121.04564598,157.80249885000001,157.80249885000001,157.80249885000001,157.80249885000001,157.80249885000001,157.80249885000001,157.80249885000001,157.80249885000001,157.80249885000001,157.80249885000001,157.80249885000001,157.80249885000001,157.80249885000001,157.80249885000001,157.80249885000001,157.80249885000001,157.80249885000001]
["2039-03-26",2039,3,26,"Saturday",102.10703531999999,101.04375017,98.372445999999997,93.153521949999998,88.249921939999993,87.598504680000005,81.023175739999999,78.685854860000006,78.685854860000006,78.685854860000006,81.023175739999999,81.023175739999999,83.532365609999999,88.226415919999994,65.541139650000005,0,0,0,0,0,0,0,0,0,0,0,0,0,0,0,0,0,8.1149290100000009,88.249921939999993,93.153521949999998,101.04375017,109.31704075,109.31704075,109.31704075,109.31704075,109.31704075,109.31704075,109.31704075,109.31704075,109.31704075,106.20443272,101.04375017,103.75759558]
["2039-04-04",2039,4,4,"Monday",154.26619758000001,154.26619758000001,154.26619758000001,154.26619758000001,154.26619758000001,154.26619758000001,154.26619758000001,154.26619758000001,154.26619758000001,154.26619758000001,154.26619758000001,154.26619758000001,154.26619758000001,154.26619758000001,154.26619758000001,154.26619758000001,154.26619758000001,100.14043698,49.452300569999998,91.546391259999993,152.94951786999999,100.57050474,49.110095289999997,49.110095289999997,49.110095289999997,49.110095289999997,49.110095289999997,49.110095289999997,49.110095289999997,49.110095289999997,49.110095289999997,49.110095289999997,49.110095289999997,62.920044590000003,95.430213570000006,154.26619758000001,154.26619758000001,154.26619758000001,154.26619758000001,154.26619758000001,154.26619758000001,154.26619758000001,154.26619758000001,154.26619758000001,154.26619758000001,154.26619758000001,154.26619758000001,154.26619758000001]
["2039-04-25",2039,4,25,"Monday",77.495496160000002,72.245338619999998,70.291608670000002,69.65552812,70.291608670000002,70.033691200000007,71.199313689999997,74.229694519999995,76.245402170000006,76.245402170000006,78.293210509999994,78.293210509999994,85.748379439999994,86.117390150000006,81.210513489999997,55.182550419999998,13.706688740000001,4.2465783000000004,4.2465783000000004,4.2465783000000004,4.2465783000000004,4.2465783000000004,4.2465783000000004,4.2465783000000004,4.2465783000000004,4.2465783000000004,4.2465783000000004,4.2465783000000004,4.2465783000000004,4.2465783000000004,4.2465783000000004,4.2465783000000004,4.2465783000000004,4.2465783000000004,64.607244829999999,90.743565649999994,93.207707540000001,94.393837039999994,95.711091550000006,93.207707540000001,92.297355659999994,90.743565649999994,84.860600250000005,65.320961949999997,60.958454740000001,59.174426410000002,8.9539182299999993,8.7566540100000001]
["2039-05-10",2039,5,10,"Tuesday",160.56532005,160.56532005,158.24728449,157.76184533,154.26619758000001,154.26619758000001,147.55696032,147.55696032,144.82346516000001,129.06692200000001,120.55213858,120.55213858,129.06692200000001,138.18068407000001,124.9832205,72.848732209999994,0,0,0,0,0,0,0,0,0,0,0,0,0,0,0,0,54.063823730000003,101.65403852999999,124.9832205,124.9832205,124.9832205,124.9832205,124.9832205,124.9832205,124.9832205,124.9832205,124.9832205,124.9832205,124.9832205,119.29252314,109.77312273,103.16273585]
["2039-05-25",2039,5,25,"Wednesday",154.26619758000001,154.26619758000001,154.26619758000001,154.26619758000001,154.16389383999999,154.16389383999999,154.26619758000001,154.18422901,154.26619758000001,154.26619758000001,157.76184533,158.26087794,160.56532005,160.56532005,160.90796756,160.56532005,107.02351078,79.142365359999999,57.49771587,57.49771587,57.49771587,60.700522659999997,66.458498930000005,66.458498930000005,66.458498930000005,68.224667429999997,66.458498930000005,66.458498930000005,69.515192069999998,67.868119730000004,69.67174962,95.933430630000004,116.53219185,166.65537301000001,166.65537301000001,166.65537301000001,166.65537301000001,166.65537301000001,166.65537301000001,166.65537301000001,166.65537301000001,166.65537301000001,166.65537301000001,166.65537301000001,166.65537301000001,166.65537301000001,166.65537301000001,166.65537301000001]
["2039-06-10",2039,6,10,"Friday",154.49267233,154.49267233,154.49267233,154.26619758000001,154.26619758000001,125.46183614,124.29666084,123.55530296000001,128.61645245,131.37703053000001,143.58089978999999,154.26619758000001,160.56532005,162.25426202,172.91390211000001,166.44353064000001,157.76184533,111.81391954,70.66580458,111.81391954,111.81391954,80.997345940000002,76.769900449999994,86.916708639999996,84.338586570000004,91.897147189999998,93.823367849999997,99.866363320000005,95.792659009999994,102.0332911,104.19141748,111.81391954,154.26619758000001,172.91390211000001,172.91390211000001,172.91390211000001,172.91390211000001,172.91390211000001,172.91390211000001,172.91390211000001,172.91390211000001,172.91390211000001,172.91390211000001,172.91390211000001,172.91390211000001,161.25517166,160.56532005,160.56532005]
["2039-06-25",2039,6,25,"Saturday",204.37718867000001,175.24428320999999,172.91390211000001,170.94601139,162.56157694000001,160.56532005,160.56532005,159.87848782,159.19081765999999,159.51120714999999,160.56532005,160.56532005,160.56532005,165.33707208999999,175.24428320999999,204.37718867000001,160.56532005,157.76184533,156.48515893000001,156.48515893000001,156.48515893000001,156.48515893000001,156.48515893000001,156.48515893000001,156.48515893000001,156.48515893000001,156.48515893000001,156.48515893000001,156.48515893000001,156.48515893000001,156.48515893000001,156.48515893000001,160.56532005,185.9854278,211.43360261000001,278.75405481000001,276.82705695999999,278.75405481000001,278.75405481000001,278.75405481000001,278.75405481000001,278.75405481000001,278.75405481000001,278.75405481000001,211.43360261000001,204.37718867000001,183.77736872,186.63345708]
["2039-07-06",2039,7,6,"Wednesday",73.91487257,19.539287099999999,73.91487257,76.177903200000003,80.805607760000001,80.805607760000001,71.356192890000003,73.540885149999994,18.36833678,18.266392629999999,18.266392629999999,18.266392629999999,78.474563180000004,97.17216268,108.75361144999999,85.573986379999994,18.808985969999998,0,0,0,0,0,0,0,0,0,0,0,0,0,17.974715700000001,18.266392629999999,75.371571459999998,118.32212187,121.61084264,121.61084264,121.61084264,121.61084264,121.61084264,121.61084264,121.61084264,121.61084264,121.61084264,121.61084264,121.61084264,121.61084264,121.61084264,121.61084264]
["2039-07-25",2039,7,25,"Monday",20.866901339999998,20.866901339999998,20.866901339999998,20.866901339999998,20.866901339999998,111.29796792,106.66163895,104.42782757000001,96.009398709999999,96.009398709999999,94.025130369999999,100.1189219,109.92726801000001,114.23353596,114.23353596,112.46862388,86.811231820000003,22.88373528,21.033166210000001,21.640646889999999,20.866901339999998,20.434780459999999,19.845286909999999,19.631462880000001,19.631462880000001,19.631462880000001,19.631462880000001,19.845286909999999,19.631462880000001,19.631462880000001,19.631462880000001,58.281560120000002,79.790953930000001,103.75155626,112.46862388,114.23353596,114.23353596,114.23353596,114.23353596,114.23353596,114.23353596,114.23353596,112.5394522,99.057544489999998,84.435299479999998,82.095479220000001,8.7925725200000002,8.9949027699999995]
["2039-08-09",2039,8,9,"Tuesday",0,0,0,0,0,0,0,0,0,7.78536392,7.78536392,8.4944671700000001,66.403857909999999,70.322382189999999,76.428722260000001,8.7221796999999999,0,0,0,0,0,0,0,0,0,0,0,0,0,0,0,0,0,8.5840158599999992,82.658764829999996,89.370769699999997,89.370769699999997,90.189596100000003,90.189596100000003,86.828204560000003,84.32342276,82.658764829999996,82.658764829999996,79.423889669999994,8.1149290100000009,7.5000445300000003,0,7.5000445300000003]
["2039-08-25",2039,8,25,"Thursday",163.43432203,158.27937105999999,156.13160597999999,156.13160597999999,156.13160597999999,156.13160597999999,154.78329567,154.78329567,154.78329567,154.78329567,155.70876908,156.13160597999999,156.13160597999999,158.27937105999999,159.98164177999999,141.04778322999999,83.543620680000004,83.543620680000004,83.543620680000004,83.543620680000004,83.543620680000004,83.543620680000004,83.543620680000004,83.543620680000004,84.784176700000003,91.942385529999996,85.452641130000003,87.619201340000004,87.619201340000004,84.784176700000003,85.452641130000003,154.78329567,156.13160597999999,168.45793853000001,186.69493553999999,203.77901725999999,203.77901725999999,203.77901725999999,203.77901725999999,203.77901725999999,203.77901725999999,203.77901725999999,203.77901725999999,203.77901725999999,203.77901725999999,178.99513489,168.15552030000001,172.49920646999999]
["2039-09-09",2039,9,9,"Friday",83.783927689999999,80.543948420000007,78.390795830000002,78.390795830000002,82.731119669999998,84.316434619999995,73.492315509999997,71.527671699999999,77.991093550000002,78.681614510000003,84.953122210000004,87.545819899999998,91.400445660000003,93.701273509999993,92.665154860000001,8.5975485999999997,7.7297560799999996,7.7297560799999996,7.7297560799999996,7.7297560799999996,7.7297560799999996,7.7297560799999996,7.7297560799999996,7.7297560799999996,7.7297560799999996,8.1484581299999999,7.7297560799999996,7.7433685900000002,7.8414491399999999,7.7433685900000002,7.7433685900000002,7.8414491399999999,63.728074810000003,123.18249437999999,158.27937105999999,163.43432203,163.43432203,163.43432203,163.43432203,163.43432203,163.43432203,163.43432203,163.43432203,163.43432203,163.43432203,163.43432203,163.43432203,163.43432203]
["2039-09-13",2039,9,13,"Tuesday",91.400445660000003,78.405930269999999,68.956656940000002,64.208023220000001,62.300583959999997,8.9509839499999995,8.6733569900000003,8.5872217800000001,8.4581375600000008,8.4581375600000008,8.4743294200000001,8.62818255,8.7960523199999994,62.300583959999997,8.4152382699999997,0,0,0,0,0,0,0,0,0,0,0,0,0,0,0,0,0,0,0,0,7.9651200800000002,8.5840158599999992,66.162742679999994,68.188428549999998,68.188428549999998,68.188428549999998,8.9279162500000009,8.9279162500000009,8.7520385699999999,8.0456671600000007,0,0,8.4152382699999997]
["2039-09-24",2039,9,24,"Saturday",163.43432203,163.43432203,163.43432203,163.43432203,163.43432203,163.43432203,163.43432203,163.43432203,163.43432203,163.43432203,163.43432203,163.43432203,163.43432203,154.78329567,102.84133279,0,0,0,0,0,0,0,0,0,0,0,0,0,0,0,0,0,7.8633782400000003,59.619576979999998,109.31742645,158.27937105999999,158.27937105999999,158.27937105999999,158.27937105999999,158.27937105999999,158.27937105999999,158.27937105999999,158.27937105999999,158.27937105999999,158.27937105999999,158.27937105999999,158.27937105999999,158.27937105999999]
["2039-10-09",2039,10,9,"Sunday",123.19969648999999,123.19969648999999,123.19969648999999,123.19969648999999,123.19969648999999,123.19969648999999,122.86611074,117.14139068,122.86611074,123.19969648999999,123.19969648999999,123.19969648999999,117.44407343,74.974890549999998,0,0,0,0,0,0,0,0,0,0,0,0,0,0,0,0,0,0,0,81.993105020000002,128.11180822,146.88364881999999,146.88364881999999,146.88364881999999,146.88364881999999,146.88364881999999,146.88364881999999,146.88364881999999,146.88364881999999,146.88364881999999,146.88364881999999,139.75106124999999,136.99129697000001,146.88364881999999]
["2039-10-25",2039,10,25,"Tuesday",132.01338046999999,135.59820435,141.30587197,141.30587197,139.24011752000001,132.01338046999999,132.01338046999999,128.51957818,135.59820435,141.30587197,141.30587197,141.30587197,141.30587197,116.93414285999999,0,0,0,0,0,0,0,0,0,0,0,0,0,0,0,0,0,0,0,0,76.797862949999995,131.89717752999999,154.78329567,154.78329567,154.78329567,154.78329567,154.78329567,154.78329567,154.78329567,154.78329567,154.78329567,154.78329567,154.78329567,154.78329567]
["2039-11-09",2039,11,9,"Wednesday",158.27937105999999,158.27937105999999,158.27937105999999,158.27937105999999,158.27937105999999,158.27937105999999,158.27937105999999,158.27937105999999,154.09955696,150.38002175,147.83595772999999,147.83595772999999,146.52545383,67.648587309999996,0,0,0,0,0,0,0,0,0,0,0,0,0,0,0,0,0,0,0,0,0,7.5000445300000003,30.903393690000001,43.450389219999998,51.318711020000002,65.062938029999998,72.149912860000001,82.662949830000002,88.416161680000002,78.53743738,66.79201879,49.532844070000003,51.080725979999997,60.788733379999996]
["2039-11-24",2039,11,24,"Thursday",22.482813570000001,22.017727480000001,20.272981909999999,19.93756496,19.93756496,19.345433109999998,17.720305580000002,8.3205391100000003,14.250363780000001,18.94921785,19.435988080000001,18.94921785,8.3302969699999991,0,0,0,0,0,0,0,0,0,0,0,0,0,0,0,0,0,0,0,0,0,0,0,0,7.9089349200000001,16.174853970000001,17.173642489999999,17.173642489999999,16.590355949999999,16.590355949999999,15.30672041,10.42420815,0,0,0]
["2039-12-15",2039,12,15,"Thursday",97.626658910000003,101.33924831,101.33924831,101.33924831,108.43962359,108.29942303999999,103.88732552,119.40683399,119.40683399,110.11155823,120.48848952,118.98178108,98.394270500000005,120.48848952,63.138307879999999,60.090761039999997,63.138307879999999,120.48848952,58.473412690000004,120.00621336,119.33228523,120.48848952,117.46180102,34.452455190000002,25.010188329999998,25.99824083,29.54452199,25.99824083,25.088491550000001,52.461638659999998,54.019983349999997,50.926280689999999,50.926280689999999,49.413404540000002,25.916143550000001,84.144007259999995,84.144007259999995,96.847068269999994,110.57799658,116.38657548,118.3876053,113.45859428999999,107.74364138,96.847068269999994,89.109386470000004,86.607971820000003,89.109386470000004,91.649111559999994]
["2039-12-24",2039,12,24,"Saturday",70.181073870000006,69.238136729999994,68.228531919999995,52.971534869999999,52.745035829999999,54.120544940000002,54.120544940000002,55.558826019999998,55.558826019999998,55.558826019999998,73.814968179999994,57.020382779999998,0,0,0,0,0,0,0,0,0,0,0,0,0,0,0,0,0,0,0,0,0,0,0,0,40.859016830000002,79.493464000000003,136.57449631,136.57449631,136.57449631,136.57449631,136.57449631,136.57449631,136.57449631,136.57449631,136.57449631,136.57449631]
["2040-01-09",2040,1,9,"Monday",136.57449631,136.57449631,136.57449631,136.57449631,136.57449631,136.57449631,136.57449631,136.57449631,136.57449631,136.57449631,136.57449631,136.57449631,136.57449631,135.39891188000001,7.6097437299999999,0,0,0,0,0,0,0,0,0,0,0,0,0,0,0,0,0,0,0,7.4712707099999998,64.229752970000007,93.80321137,137.62198634000001,137.62198634000001,137.62198634000001,137.62198634000001,137.62198634000001,137.62198634000001,137.62198634000001,137.62198634000001,137.62198634000001,137.62198634000001,137.62198634000001]
["2040-01-24",2040,1,24,"Tuesday",144.23697953999999,144.23697953999999,144.23697953999999,144.23697953999999,144.23697953999999,144.23697953999999,144.23697953999999,144.23697953999999,144.23697953999999,144.23697953999999,144.23697953999999,144.23697953999999,144.23697953999999,144.23697953999999,104.16408875,52.506516269999999,8.3660707300000006,7.8751194599999996,6.5137543999999998,6.5137543999999998,6.5137543999999998,6.5137543999999998,6.5137543999999998,6.5137543999999998,6.5137543999999998,6.5137543999999998,6.5137543999999998,6.5137543999999998,6.5137543999999998,6.5137543999999998,6.5137543999999998,6.5137543999999998,8.0577679,52.24385161,95.936397240000005,141.49443109000001,148.50671191000001,148.50671191000001,148.50671191000001,148.50671191000001,148.50671191000001,148.50671191000001,148.50671191000001,148.50671191000001,148.50671191000001,148.50671191000001,148.50671191000001,148.50671191000001]
["2040-02-08",2040,2,8,"Wednesday",14.48071723,14.519434410000001,9.8978764199999993,10.17298433,15.511286589999999,16.25435757,23.354750299999999,23.988948629999999,23.782713640000001,23.988948629999999,25.287887850000001,26.88802836,26.629211439999999,17.710468949999999,0,0,0,0,0,0,0,0,0,0,0,0,0,0,0,0,0,0,0,8.60460475,48.468779849999997,137.3792311,137.3792311,137.3792311,137.3792311,137.3792311,137.3792311,137.3792311,137.3792311,137.3792311,137.3792311,136.97758707,130.59916623999999,130.59916623999999]
["2040-02-24",2040,2,24,"Friday",137.16121543,137.16121543,137.16121543,137.16121543,137.16121543,137.16121543,137.16121543,137.16121543,137.16121543,137.16121543,137.16121543,137.16121543,137.16121543,137.16121543,135.40872848999999,8.2238989900000004,0,0,0,0,0,0,0,0,0,0,0,0,0,0,0,0,0,0,0,0,17.24671545,82.658764829999996,90.189596100000003,85.847775540000001,90.189596100000003,83.013802909999995,82.658764829999996,82.658764829999996,23.003868359999998,21.493051099999999,20.533989179999999,21.493051099999999]
["2040-03-13",2040,3,13,"Tuesday",152.30581705,152.30581705,152.30581705,145.75317471,149.3280891,149.62663966,145.75317471,149.62663966,149.62663966,149.62663966,152.30581705,149.62663966,152.30581705,152.30581705,93.172450580000003,1.3153639100000001,1.3153639100000001,1.3153639100000001,1.3153639100000001,1.3153639100000001,1.3153639100000001,1.3153639100000001,1.3153639100000001,1.3153639100000001,1.3153639100000001,1.3153639100000001,1.3153639100000001,1.3153639100000001,1.3153639100000001,1.3153639100000001,1.3153639100000001,1.3153639100000001,1.3153639100000001,8.1149290100000009,79.1061452,134.59091577000001,157.22681807999999,159.46731697000001,159.46731697000001,159.46731697000001,159.46731697000001,159.46731697000001,159.46731697000001,159.46731697000001,159.46731697000001,159.46731697000001,159.46731697000001,159.46731697000001]
["2040-03-24",2040,3,24,"Saturday",136.57449631,132.9638621,130.70574450000001,129.40938668000001,128.3432474,122.46375165000001,112.43525040999999,109.19176783,109.19176783,109.19176783,112.43525040999999,109.19176783,115.72765923999999,122.46375165000001,91.522914659999998,7.8751194599999996,0,0,0,0,0,0,0,0,0,0,0,0,0,0,0,0,8.1149290100000009,120.73401072,125.90976996000001,136.57449631,136.57449631,136.57449631,136.57449631,136.57449631,136.57449631,136.57449631,136.57449631,136.57449631,136.57449631,136.57449631,136.57449631,136.57449631]
["2040-04-09",2040,4,9,"Monday",140.48904683999999,140.48904683999999,140.48904683999999,140.48904683999999,140.48904683999999,140.48904683999999,140.48904683999999,140.48904683999999,140.48904683999999,140.48904683999999,140.48904683999999,140.48904683999999,140.48904683999999,140.48904683999999,134.66051392,77.607202939999993,0,0,0,0,0,0,0,0,0,0,0,0,0,0,0,0,0,8.5107315400000001,109.71702113000001,129.74933407,129.74933407,129.74933407,129.74933407,129.74933407,129.74933407,129.74933407,129.74933407,129.74933407,129.74933407,129.74933407,129.74933407,129.74933407]
["2040-04-24",2040,4,24,"Tuesday",162.27910772999999,162.27910772999999,162.27910772999999,162.27910772999999,162.27910772999999,162.27910772999999,162.27910772999999,162.27910772999999,162.27910772999999,162.27910772999999,162.27910772999999,162.27910772999999,162.27910772999999,162.27910772999999,162.27910772999999,162.27910772999999,162.27910772999999,162.27910772999999,161.80245968,162.27910772999999,162.27910772999999,162.27910772999999,162.27910772999999,162.27910772999999,162.27910772999999,158.27937105999999,156.13665598,154.78329567,110.03414271,110.03414271,109.60557081,108.72649635000001,154.78329567,162.27910772999999,162.27910772999999,162.27910772999999,162.27910772999999,162.27910772999999,162.27910772999999,162.27910772999999,162.27910772999999,162.27910772999999,162.27910772999999,162.27910772999999,162.27910772999999,162.27910772999999,162.27910772999999,162.27910772999999]
["2040-05-10",2040,5,10,"Thursday",110.66177238,107.37432328,64.363528979999998,63.71562084,64.996512249999995,107.37432328,110.66177238,113.99807405,113.99807405,124.31123207,117.38432536000001,117.38432536000001,117.38432536000001,124.31123207,131.45195433999999,100.36299123000001,55.291770759999999,55.291770759999999,55.291770759999999,55.291770759999999,57.837163820000001,55.291770759999999,61.67168281,61.407921899999998,59.876600070000002,55.291770759999999,55.291770759999999,55.644641640000003,62.202675550000002,88.524056689999995,120.56303914,133.50563683999999,154.78329567,158.27937105999999,158.27937105999999,158.27937105999999,158.27937105999999,158.27937105999999,158.27937105999999,158.27937105999999,158.27937105999999,158.27937105999999,158.27937105999999,158.27937105999999,158.27937105999999,158.27937105999999,158.27937105999999,158.27937105999999]
["2040-05-25",2040,5,25,"Friday",120.45878712,104.68531444,120.45878712,120.45878712,51.430988810000002,51.430988810000002,51.430988810000002,51.430988810000002,51.430988810000002,51.430988810000002,91.957479969999994,51.430988810000002,51.430988810000002,51.430988810000002,89.493816170000002,86.312853309999994,51.430988810000002,51.430988810000002,51.430988810000002,51.430988810000002,51.430988810000002,51.430988810000002,61.323098889999997,61.323098889999997,51.430988810000002,51.430988810000002,51.430988810000002,69.120402299999995,77.307670549999997,88.232124080000006,89.006958170000004,104.97613874,131.68859208999999,154.78329567,154.78329567,154.78329567,155.73251035999999,156.13160597999999,156.13160597999999,156.13160597999999,156.13160597999999,156.13160597999999,156.13160597999999,156.13160597999999,156.13160597999999,156.13160597999999,155.73251035999999,154.78329567]
["2040-06-10",2040,6,10,"Sunday",146.87782240999999,146.87782240999999,146.87782240999999,134.69248590999999,128.04228759,121.43108821,121.43108821,121.43108821,121.43108821,121.43108821,125.3959815,130.75053542000001,136.36176391000001,141.26757839000001,145.46385562,131.68859208999999,92.867205630000001,47.083272020000003,47.61731632,79.888045719999994,92.12124163,93.147286769999994,80.381000360000002,52.993471820000003,85.350247659999994,88.963631129999996,82.814732550000002,88.132589179999997,90.83091958,93.569348050000002,93.569348050000002,104.73529519,140.58526961999999,146.87782240999999,146.87782240999999,146.87782240999999,146.87782240999999,146.87782240999999,146.87782240999999,146.87782240999999,146.87782240999999,146.87782240999999,146.87782240999999,133.52292550999999,43.25951396,8.5676044699999991,8.5676044699999991,8.5676044699999991]
["2040-06-24",2040,6,24,"Sunday",190.7827308,188.31569746,183.61969196000001,179.18761187999999,175.95019994,171.38639487,169.98398791,169.98398791,169.98398791,169.42516617999999,171.11875189,175.95019994,182.87144444,192.57133654,197.54094906,191.54416297,163.43432203,161.81075282,161.81075282,161.81075282,161.81075282,161.81075282,161.81075282,161.81075282,161.81075282,161.81075282,161.81075282,161.81075282,161.81075282,161.81075282,161.81075282,161.81075282,164.89343208,209.39992767000001,313.81698313999999,313.81698313999999,313.81698313999999,313.81698313999999,313.81698313999999,313.81698313999999,313.81698313999999,313.81698313999999,313.81698313999999,313.81698313999999,212.78699295000001,205.05860476999999,194.16380412000001,180.64009056]
["2040-07-09",2040,7,9,"Monday",143.17759672,137.42772721,143.17759672,137.42772721,151.82029743000001,143.89991168,153.98253242000001,148.8818977,153.98253242000001,154.32254856,154.73449478000001,156.86786147999999,156.86786147999999,156.86786147999999,156.86786147999999,156.86786147999999,156.86786147999999,156.86786147999999,156.86786147999999,156.86786147999999,156.86786147999999,156.86786147999999,156.86681433000001,156.86786147999999,156.86786147999999,156.86786147999999,156.86786147999999,156.86786147999999,156.86786147999999,156.86786147999999,156.86786147999999,156.86786147999999,173.16213769999999,207.88318416999999,265.65505773000001,275.75585038000003,272.28168878999998,272.28168878999998,275.75585038000003,275.75585038000003,275.75585038000003,275.75585038000003,275.75585038000003,240.53593663999999,211.68968452999999,203.11402534999999,188.78062449999999,193.56695506]
["2040-07-24",2040,7,24,"Tuesday",64.429529349999996,95.641166650000002,96.497692209999997,97.417672940000003,93.336339820000006,72.893532980000003,85.460147340000006,92.505482150000006,93.336339820000006,83.061171509999994,84.596970819999996,97.712758179999994,102.94343431999999,132.4946703,140.56559156,118.07705323,0,0,0,0,0,0,0,0,0,0,0,0,0,0,0,0,97.822918329999993,153.98253242000001,156.86786147999999,158.53968107,158.53968107,158.53968107,158.53968107,158.53968107,158.53968107,157.47794558999999,156.86786147999999,156.86786147999999,153.98253242000001,146.29490013,148.40597399000001,151.82029743000001]
["2040-08-09",2040,8,9,"Thursday",152.01615452999999,152.01615452999999,152.01615452999999,152.01615452999999,152.01615452999999,152.01615452999999,152.01615452999999,152.01615452999999,152.01615452999999,152.01615452999999,152.01615452999999,152.01615452999999,152.01615452999999,152.01615452999999,152.01615452999999,152.01615452999999,124.24177650999999,57.330417820000001,32.661990150000001,32.263870689999997,32.263870689999997,31.444724000000001,29.731362969999999,29.731362969999999,30.63872714,28.953720409999999,28.953720409999999,28.953720409999999,28.953720409999999,28.953720409999999,28.953720409999999,28.953720409999999,32.263870689999997,107.72540856000001,128.89132035,128.89132035,128.89132035,128.89132035,128.89132035,128.89132035,128.89132035,128.89132035,128.89132035,128.89132035,125.36370013,115.09772341999999,115.09772341999999,115.09772341999999]
["2040-08-22",2040,8,22,"Wednesday",175.24486322999999,175.18842190999999,175.24486322999999,164.93538685999999,163.90934378,175.24486322999999,167.02788254000001,163.42589253,175.24486322999999,179.03453385,177.06766708000001,182.92207185000001,204.38554436000001,204.38554436000001,204.38554436000001,204.38554436000001,157.47794558999999,156.86786147999999,156.86786147999999,156.86786147999999,156.86786147999999,156.86786147999999,156.86786147999999,156.86786147999999,156.86786147999999,156.86786147999999,156.86786147999999,156.86786147999999,156.86786147999999,156.86786147999999,156.86786147999999,156.86786147999999,156.86786147999999,204.00338336999999,204.38554436000001,204.38554436000001,204.38554436000001,204.38554436000001,204.38554436000001,204.38554436000001,204.38554436000001,204.38554436000001,204.38554436000001,204.38554436000001,187.26869310999999,175.24486322999999,169.03890484999999,160.356042]
["2040-09-08",2040,9,8,"Saturday",156.86786147999999,156.86786147999999,156.86786147999999,156.86786147999999,156.86786147999999,156.86786147999999,156.86786147999999,156.86786147999999,156.86786147999999,156.86786147999999,153.98253242000001,153.98253242000001,153.98253242000001,156.86786147999999,94.963241490000001,64.179526319999994,0,0,0,0,0,0,0,0,0,0,0,0,0,0,0,0,0,71.615279150000006,98.692500839999994,113.03203598,113.03203598,113.03203598,113.03203598,113.03203598,113.03203598,113.03203598,113.03203598,110.18844621,107.39087422,107.39087422,107.39087422,107.39087422]
["2040-09-23",2040,9,23,"Sunday",156.86786147999999,156.86786147999999,156.86786147999999,156.86786147999999,156.86786147999999,156.86786147999999,156.86786147999999,156.86786147999999,156.86786147999999,156.86786147999999,156.86786147999999,156.86786147999999,156.86786147999999,148.35665277999999,113.45914775999999,0,0,0,0,0,0,0,0,0,0,0,0,0,0,0,0,0,0,87.130200830000007,137.43760707000001,153.98253242000001,153.98253242000001,153.98253242000001,153.98253242000001,153.98253242000001,153.98253242000001,153.98253242000001,153.98253242000001,153.98253242000001,153.98253242000001,153.98253242000001,153.98253242000001,153.98253242000001]
["2040-10-08",2040,10,8,"Monday",153.98253242000001,153.98253242000001,153.98253242000001,153.98253242000001,153.98253242000001,153.98253242000001,153.98253242000001,153.98253242000001,153.98253242000001,153.98253242000001,153.98253242000001,153.98253242000001,153.98253242000001,153.98253242000001,92.265526899999998,32.00785501,32.00785501,32.00785501,32.00785501,32.00785501,32.00785501,32.00785501,32.00785501,32.00785501,32.00785501,32.00785501,32.00785501,32.00785501,32.00785501,32.00785501,32.00785501,85.685705290000001,92.269672709999995,156.86786147999999,157.47794558999999,157.47794558999999,157.47794558999999,157.47794558999999,157.47794558999999,157.47794558999999,157.47794558999999,157.47794558999999,157.47794558999999,157.47794558999999,157.47794558999999,157.47794558999999,157.47794558999999,157.47794558999999]
["2040-10-24",2040,10,24,"Wednesday",156.86786147999999,156.86786147999999,156.86786147999999,156.86786147999999,156.86786147999999,156.86786147999999,156.86786147999999,156.86786147999999,156.86786147999999,156.86786147999999,156.86786147999999,156.86786147999999,156.86786147999999,156.86786147999999,102.07989311999999,1.6013599999999999E-2,1.561427E-2,1.561427E-2,1.561427E-2,1.561427E-2,1.561427E-2,1.561427E-2,1.561427E-2,1.561427E-2,1.561427E-2,1.561427E-2,1.561427E-2,1.561427E-2,1.561427E-2,1.561427E-2,1.561427E-2,1.561427E-2,1.561427E-2,81.002215250000006,123.56527484999999,150.93830123000001,150.93830123000001,150.93830123000001,150.93830123000001,150.93830123000001,150.93830123000001,150.93830123000001,150.93830123000001,150.93830123000001,150.93830123000001,150.93830123000001,150.93830123000001,150.93830123000001]
["2040-11-08",2040,11,8,"Thursday",115.37065645,118.29575588,118.29575588,118.29575588,118.29575588,118.29575588,118.29575588,118.29575588,118.29575588,118.29575588,118.29575588,118.29575588,118.29575588,90.261067530000005,0,0,0,0,0,0,0,0,0,0,0,0,0,0,0,0,0,0,0,0,69.832299879999994,121.27018803999999,157.51181794999999,159.66222243000001,159.66222243000001,159.66222243000001,159.66222243000001,159.66222243000001,159.66222243000001,159.66222243000001,159.66222243000001,159.66222243000001,159.66222243000001,159.66222243000001]
["2040-11-23",2040,11,23,"Friday",9.0338272600000007,13.34265999,13.34265999,13.34265999,0,0,0,0,0,15.699921639999999,0,0,0,0,0,0,0,0,0,0,0,0,0,0,0,0,0,0,0,0,0,0,0,0,0,0,0,18.94252822,61.085443089999998,64.982391449999994,78.207123089999996,63.400888350000002,60.316572659999999,19.435988080000001,0,0,0,0]
["2040-12-08",2040,12,8,"Saturday",139.33545609999999,132.52034834,92.520679849999993,85.48543162,85.119929920000004,62.939615680000003,73.861564209999997,68.221928309999996,116.37878175,113.53663569,139.33545609999999,139.33545609999999,139.33545609999999,139.33545609999999,131.38934778999999,130.26811941,90.540793179999994,128.80775756,127.7086734,128.25703607,90.700240309999998,84.393622989999997,139.33545609999999,139.33545609999999,139.33545609999999,139.33268354,130.26811941,129.50968609,131.95361858000001,139.33545609999999,137.55545993000001,129.71113029,130.28783025000001,139.33545609999999,139.33545609999999,139.33545609999999,139.33545609999999,139.33545609999999,139.33545609999999,139.33545609999999,139.33545609999999,139.33545609999999,139.33545609999999,139.33545609999999,139.33545609999999,131.03453868,131.03453868,131.95361858000001]
["2040-12-23",2040,12,23,"Sunday",156.61081333000001,156.61081333000001,156.61081333000001,156.61081333000001,156.61081333000001,156.61081333000001,156.61081333000001,156.61081333000001,156.61081333000001,156.61081333000001,156.61081333000001,156.61081333000001,149.76647824,0,0,0,0,0,0,0,0,0,0,0,0,0,0,0,0,0,0,0,0,0,0,0,150.83466537999999,153.62697205000001,153.62697205000001,153.62697205000001,153.62697205000001,153.62697205000001,153.62697205000001,153.62697205000001,153.62697205000001,153.62697205000001,153.62697205000001,153.62697205000001]
["2041-01-08",2041,1,8,"Tuesday",137.12280129000001,137.12280129000001,137.12280129000001,137.12280129000001,137.12280129000001,137.12280129000001,137.12280129000001,137.12280129000001,137.12280129000001,137.12280129000001,137.12280129000001,137.12280129000001,137.12280129000001,135.32397718999999,104.76120744000001,87.612846529999999,5.14334253,0,0,0,0,0,0,0,0,0,0,0,0,0,0,0,0,0,0,0,82.5637124,105.21105976,110.13359102,110.13359102,110.13359102,110.13359102,110.13359102,110.13359102,106.57235334000001,106.53913157,106.53913157,106.57235334000001]
["2041-01-23",2041,1,23,"Wednesday",153.46807398000001,153.46807398000001,153.46807398000001,153.46807398000001,153.39785959,149.13718596000001,139.42448271999999,141.69410149999999,145.38528525000001,141.69410149999999,152.95131416999999,153.46807398000001,149.59466502999999,119.15082073000001,100.95390501,69.536157639999999,0,0,0,0,0,0,0,0,0,0,0,0,0,0,0,0,0,0,0,83.664475510000003,101.38739719,104.83568452,104.83568452,104.83568452,104.83568452,104.83568452,104.14929478000001,102.46318994000001,101.38739719,101.38739719,101.38739719,101.38739719]
["2041-02-07",2041,2,7,"Thursday",153.68816246,157.47794558999999,157.47794558999999,157.47794558999999,157.47794558999999,157.47794558999999,157.47794558999999,157.47794558999999,157.47794558999999,157.47794558999999,157.47794558999999,157.47794558999999,157.47794558999999,157.47794558999999,157.47794558999999,136.34673867999999,43.89102381,24.650887520000001,19.77525048,19.77525048,19.77525048,19.77525048,19.77525048,19.77525048,19.77525048,19.77525048,19.77525048,19.77525048,19.77525048,19.77525048,43.89102381,43.89102381,49.43164487,69.536157639999999,100.72950683000001,134.39987174999999,157.51181794999999,157.51181794999999,157.51181794999999,157.51181794999999,157.51181794999999,157.51181794999999,157.51181794999999,157.51181794999999,157.51181794999999,157.51181794999999,157.51181794999999,157.51181794999999]
["2041-02-20",2041,2,20,"Wednesday",140.45645662999999,140.45645662999999,140.45645662999999,140.45645662999999,140.45645662999999,140.45645662999999,140.45645662999999,140.45645662999999,140.45645662999999,140.45645662999999,140.45645662999999,140.45645662999999,140.45645662999999,140.45645662999999,132.50053539999999,50.293092700000003,0,0,0,0,0,0,0,0,0,0,0,0,0,0,0,0,0,0,0,55.792280689999998,83.632995809999997,133.64117819000001,133.64117819000001,133.64117819000001,133.64117819000001,133.64117819000001,133.64117819000001,133.64117819000001,133.64117819000001,133.64117819000001,133.64117819000001,133.64117819000001]
["2041-03-09",2041,3,9,"Saturday",159.66222243000001,159.66222243000001,159.66222243000001,159.66222243000001,159.66222243000001,159.66222243000001,159.66222243000001,159.66222243000001,159.66222243000001,159.66222243000001,159.66222243000001,159.66222243000001,159.66222243000001,159.66222243000001,159.66222243000001,157.47794558999999,90.959473509999995,80.589961070000001,64.071365110000002,65.774094309999995,65.774094309999995,55.086712560000002,50.509093470000003,50.509093470000003,50.509093470000003,50.509093470000003,50.509093470000003,50.509093470000003,50.509093470000003,50.509093470000003,50.509093470000003,50.509093470000003,55.94889156,81.302910999999995,122.09738049000001,158.60611101999999,159.66222243000001,159.66222243000001,159.66222243000001,159.66222243000001,159.66222243000001,159.66222243000001,159.66222243000001,159.66222243000001,159.66222243000001,159.66222243000001,159.66222243000001,159.66222243000001]
["2041-03-25",2041,3,25,"Monday",0,0,0,0,0,0,0,0,0,0,0,0,0,8.5259319599999994,0,0,0,0,0,0,0,0,0,0,0,0,0,0,0,0,0,0,0,0,0,109.7694284,116.2469763,116.2469763,116.2469763,116.2469763,116.2469763,116.2469763,116.2469763,116.2469763,116.2469763,109.7694284,107.25475812000001,109.7694284]
["2041-04-09",2041,4,9,"Tuesday",123.78958454000001,123.78958454000001,123.78958454000001,123.78958454000001,123.78958454000001,123.10997791,109.19624214,96.737216410000002,94.15117497,96.737216410000002,112.32565646,117.14515333,123.78958454000001,125.12232344,108.54049695,0,0,0,0,0,0,0,0,0,0,0,0,0,0,0,0,0,0,89.394193000000001,140.56444826000001,156.86786147999999,156.86786147999999,156.86786147999999,156.86786147999999,156.86786147999999,156.86786147999999,156.86786147999999,156.86786147999999,156.86786147999999,156.86786147999999,153.98253242000001,126.66775969,153.98253242000001]
["2041-04-24",2041,4,24,"Wednesday",156.86786147999999,156.86786147999999,156.86786147999999,156.86786147999999,156.86786147999999,156.86786147999999,156.86786147999999,156.86786147999999,156.86786147999999,156.86786147999999,156.86786147999999,156.86786147999999,156.86786147999999,156.86786147999999,156.86786147999999,156.86786147999999,156.86786147999999,156.86786147999999,156.86786147999999,156.86786147999999,156.86786147999999,156.86786147999999,156.86786147999999,156.86786147999999,156.86786147999999,154.64387453000001,153.31386491000001,153.97229374,126.82842196,116.16089565,121.09231165999999,115.64154723999999,153.98253242000001,156.86786147999999,156.86786147999999,156.86786147999999,156.86786147999999,156.86786147999999,156.86786147999999,156.86786147999999,156.86786147999999,156.86786147999999,156.86786147999999,156.86786147999999,153.98253242000001,150.69013484000001,145.58502811,143.02661287000001]
["2041-04-25",2041,4,25,"Thursday",139.28566153,135.60335196,131.97831600000001,131.97831600000001,131.97831600000001,131.97831600000001,132.74383413999999,141.69620101999999,143.02661287000001,143.02661287000001,146.82761804,146.82761804,150.69013484000001,153.97229374,146.68396403,100.94870039,68.231758990000003,31.66133417,31.66133417,31.66133417,31.66133417,32.601817019999999,34.525666270000002,33.556486579999998,32.601817019999999,31.66133417,31.66133417,31.66133417,31.242910169999998,31.242910169999998,31.242910169999998,31.242910169999998,31.242910169999998,91.178577529999998,120.32303672,126.19739615,126.19739615,126.19739615,126.19739615,126.19739615,126.19739615,126.19739615,126.19739615,118.20541557,114.88723811,111.61873894,105.22637878,105.22637878]
["2041-05-20",2041,5,20,"Monday",114.76861003,112.5538554,118.03965396,112.40134885000001,110.8053956,110.8053956,110.08701988999999,110.8053956,110.8053956,110.08701988999999,110.8053956,118.86298214999999,128.20519336000001,147.83428022999999,147.83428022999999,141.35833903,114.10811563,85.423901319999999,84.814677290000006,91.098037079999997,98.126087830000003,88.416110939999996,100.20672018,98.126087830000003,88.416110939999996,80.281461930000006,79.576001989999995,79.405163790000003,88.604513769999997,92.350879219999996,92.350879219999996,98.638886139999997,138.97385456000001,156.86786147999999,157.47794558999999,157.47794558999999,157.47794558999999,157.47794558999999,157.47794558999999,157.47794558999999,157.47794558999999,157.47794558999999,157.47794558999999,157.47794558999999,156.86786147999999,156.86786147999999,156.86786147999999,156.86786147999999]
["2041-05-25",2041,5,25,"Saturday",156.86786147999999,156.86786147999999,156.86786147999999,156.86786147999999,156.86786147999999,156.86786147999999,156.11669258000001,156.11669258000001,156.11669258000001,153.98253242000001,153.98253242000001,153.98253242000001,153.98253242000001,156.11669258000001,156.86786147999999,136.56151403999999,84.332998709999998,42.768478809999998,7.03467179,7.03467179,0,0,0,0,0,0,0,0,0,0,0,0,7.03467179,82.247906790000002,91.016449899999998,91.016449899999998,91.016449899999998,91.016449899999998,91.016449899999998,91.016449899999998,91.016449899999998,91.016449899999998,91.016449899999998,91.016449899999998,91.016449899999998,81.413285299999998,91.016449899999998,91.016449899999998]
["2041-06-09",2041,6,9,"Sunday",156.86786147999999,156.86786147999999,156.86786147999999,153.98253242000001,153.98253242000001,152.46437961999999,146.54546821,146.54546821,146.54546821,152.46437961999999,153.98253242000001,153.98253242000001,153.98253242000001,155.34728964000001,156.86786147999999,153.98253242000001,110.50301662,88.543129339999993,83.799076470000003,93.584053839999996,121.03472268,123.04095253,109.07820083,103.00011352,110.80432149000001,116.092342,110.03252385,112.83348121,116.092342,119.45051664,119.40111389,139.26944058999999,156.86786147999999,156.86786147999999,156.86786147999999,156.86786147999999,156.86786147999999,156.86786147999999,156.86786147999999,156.86786147999999,156.86786147999999,156.86786147999999,156.86786147999999,153.98253242000001,142.31798909,132.16972140999999,132.16972140999999,83.799076470000003]
["2041-06-24",2041,6,24,"Monday",194.90515259,185.29599246000001,190.81041984999999,185.29599246000001,181.44284633000001,181.44284633000001,181.44284633000001,181.44284633000001,181.44284633000001,181.44284633000001,181.44284633000001,181.44284633000001,204.00338336999999,209.19395682999999,304.35059947000002,304.73063674999997,204.00338336999999,181.44284633000001,156.86786147999999,156.86786147999999,156.86786147999999,153.98253242000001,153.98253242000001,153.98253242000001,153.98253242000001,156.86786147999999,156.86786147999999,156.86786147999999,156.86786147999999,156.86786147999999,156.86786147999999,156.86786147999999,180.65393484000001,195.23483451999999,210.75730562000001,214.63334768999999,208.3210756,208.3210756,207.95619852999999,204.20073841999999,204.00338336999999,195.47844889000001,190.72100975000001,181.58784373,181.44284633000001,181.42977961,157.54155347,156.86786147999999]
["2041-07-10",2041,7,10,"Wednesday",156.38019595,156.38019595,156.38019595,156.38019595,156.38019595,156.38019595,156.38019595,156.38019595,156.38019595,156.38019595,156.38019595,156.38019595,156.38019595,156.97932029,200.73220723,173.54108676999999,156.38019595,156.38019595,156.38019595,156.38019595,156.38019595,156.38019595,156.38019595,156.38019595,156.38019595,156.97932029,159.57310666000001,167.61182629999999,203.72703404999999,189.68186372,172.62005366,187.53887381000001,203.72703404999999,500,557.50978215999999,557.50978215999999,557.50978215999999,557.50978215999999,557.50978215999999,557.50978215999999,557.50978215999999,557.50978215999999,557.50978215999999,557.50978215999999,557.50978215999999,557.50978215999999,553.61105556999996,557.50978215999999]
["2041-08-01",2041,8,1,"Thursday",193.15435873000001,174.18163895000001,160.72672718999999,156.38019595,156.38019595,156.38019595,156.38019595,156.38019595,153.48431914,153.08254916999999,153.48431914,153.48431914,156.38019595,156.38019595,156.38019595,153.48431914,61.336550780000003,0,0,0,0,0,0,0,0,0,0,0,0,0,0,0,0,8.4449494699999992,80.883491860000007,83.251979689999999,83.251979689999999,85.656466449999996,88.097779149999994,88.097779149999994,88.097779149999994,88.097779149999994,88.097779149999994,85.656466449999996,83.251979689999999,83.251979689999999,83.251979689999999,83.251979689999999]
["2041-08-08",2041,8,8,"Thursday",152.79589301999999,152.79589301999999,152.79589301999999,152.79589301999999,152.79589301999999,152.79589301999999,152.79589301999999,152.79589301999999,152.79589301999999,152.79589301999999,152.79589301999999,152.79589301999999,152.79589301999999,152.79589301999999,152.79589301999999,152.79589301999999,98.930287840000005,9.1122956399999993,9.1122956399999993,9.1122956399999993,9.1122956399999993,8.8830541699999994,8.6575225000000007,8.6575225000000007,8.6733569900000003,8.5179416400000001,8.4688538700000002,8.4688538700000002,8.4688538700000002,8.4688538700000002,8.4688538700000002,8.4688538700000002,9.1122956399999993,103.25139405,113.88672762,117.22163963,117.22163963,117.22163963,117.22163963,117.22163963,117.22163963,117.22163963,117.22163963,113.88672762,113.88672762,110.60137346,107.36448066,104.17498479]
["2041-08-24",2041,8,24,"Saturday",156.38019595,156.38019595,156.38019595,156.38019595,156.38019595,156.38019595,156.38019595,156.38019595,156.38019595,156.38019595,156.38019595,156.38019595,156.38019595,156.38019595,156.38019595,156.38019595,130.78380239000001,86.44484783,82.258076079999995,75.486036679999998,73.394213010000001,72.54536315,72.54536315,73.36400811,79.285887130000006,84.685306229999995,81.885129090000007,72.618742760000003,76.326062629999996,72.618742760000003,72.54536315,72.54536315,95.968637079999993,153.48431914,156.38019595,157.46981335000001,162.57009936,169.75527113000001,173.39001611,173.39001611,173.39001611,173.39001611,173.39001611,167.51664656,162.57009936,157.46981335000001,157.46981335000001,157.77044495999999]
["2041-09-08",2041,9,8,"Sunday",98.252921580000006,96.333431079999997,95.655398829999996,93.098277229999994,90.580621480000005,82.718188369999993,77.682663059999996,79.512346640000004,80.425951650000002,80.425951650000002,80.425951650000002,83.980378160000001,82.204292559999999,86.866578390000001,60.151904450000004,0,0,0,0,0,0,0,0,0,0,0,0,0,0,0,0,0,0,0,81.476444720000003,138.91134271999999,152.71913097000001,153.48431914,156.38019595,156.38019595,156.38019595,156.38019595,156.38019595,153.48431914,149.74890834999999,146.07596963,142.46394878000001,145.30458616999999]
["2041-09-24",2041,9,24,"Tuesday",156.38019595,156.38019595,156.38019595,154.85616721,153.48431914,153.48431914,153.48431914,156.38019595,153.48431914,156.38019595,156.38019595,156.38019595,156.38019595,156.38019595,156.38019595,153.48431914,79.381788549999996,79.036249269999999,79.036249269999999,79.039731489999994,79.420336820000003,79.761356840000005,79.901820810000004,79.761356840000005,80.460587369999999,81.014580089999995,80.806082040000007,79.719963930000006,79.719963930000006,79.719963930000006,79.716451739999997,76.933844609999994,80.689614829999996,105.85426403,156.38019595,165.21664584999999,169.44200028,169.44200028,169.44200028,169.44200028,169.44200028,169.44200028,169.44200028,169.44200028,169.44200028,156.38019595,156.38019595,156.38019595]
["2041-10-09",2041,10,9,"Wednesday",8.6362592800000009,7.9993296000000003,7.9651200800000002,7.9651200800000002,7.9651200800000002,7.9651200800000002,7.9651200800000002,7.9651200800000002,7.9651200800000002,65.28675844,67.865979050000007,91.13720026,91.13720026,75.238772350000005,59.27534412,0,0,0,0,0,0,0,0,0,0,0,0,0,0,0,0,0,0,8.4683300999999993,62.823388270000002,71.752672989999994,87.4339358,87.4339358,87.811102169999998,87.891571200000001,87.891571200000001,87.891571200000001,87.891571200000001,87.4339358,84.202826830000006,83.259414079999999,83.259414079999999,87.129201850000001]
["2041-10-29",2041,10,29,"Tuesday",156.38019595,156.38019595,156.38019595,156.38019595,156.38019595,156.38019595,156.38019595,156.38019595,156.38019595,156.38019595,156.38019595,156.38019595,156.38019595,114.44985241000001,0,0,0,0,0,0,0,0,0,0,0,0,0,0,0,0,0,0,0,8.8690003799999992,115.515531,153.48431914,156.38019595,156.97932029,156.97932029,156.97932029,156.97932029,156.97932029,156.97932029,156.97932029,156.97932029,156.97932029,156.97932029,156.97932029]
["2041-11-08",2041,11,8,"Friday",157.0012826,157.0012826,157.0012826,157.0012826,157.0012826,157.0012826,157.0012826,157.0012826,157.0012826,157.0012826,157.0012826,157.0012826,156.97932029,130.24843770000001,49.013882709999997,21.152769209999999,21.152769209999999,21.152769209999999,21.152769209999999,21.152769209999999,21.152769209999999,21.152769209999999,21.152769209999999,21.152769209999999,21.152769209999999,21.152769209999999,21.152769209999999,21.152769209999999,21.152769209999999,21.152769209999999,21.152769209999999,21.152769209999999,21.152769209999999,48.804285559999997,101.28326826999999,112.20725969999999,129.69128860000001,157.0012826,157.0012826,157.0012826,157.0012826,157.0012826,157.0012826,157.0012826,157.0012826,157.0012826,157.0012826,157.0012826]
["2041-11-23",2041,11,23,"Saturday",0,0,0,0,0,0,0,0,0,0,0,0,0,0,0,0,0,0,0,0,0,0,0,0,0,0,0,0,0,0,0,0,0,0,0,84.708503570000005,84.708503570000005,85.481234060000006,87.025048870000006,84.708503570000005,84.708503570000005,84.708503570000005,84.708503570000005,84.708503570000005,84.346217499999995,84.378771330000006,84.708503570000005,84.708503570000005]
["2041-12-08",2041,12,8,"Sunday",91.696889889999994,91.304768199999998,90.914344189999994,91.304768199999998,91.716855760000001,130.24392126000001,130.92171625,130.92171625,130.92171625,130.92171625,130.92171625,130.92171625,130.92171625,130.92171625,91.304768199999998,34.949928620000001,34.949928620000001,34.949928620000001,34.949928620000001,34.949928620000001,34.949928620000001,34.949928620000001,34.949928620000001,34.949928620000001,34.949928620000001,34.949928620000001,34.949928620000001,34.949928620000001,34.949928620000001,88.79760666,89.404369239999994,89.832941790000007,90.525606879999998,129.68692675,129.68692675,129.68692675,129.68692675,129.68692675,129.68692675,129.68692675,129.68692675,129.68692675,129.68692675,129.68692675,129.68692675,129.68692675,129.68692675,129.68692675]
["2041-12-24",2041,12,24,"Tuesday",132.11813079999999,132.11813079999999,132.11813079999999,132.11813079999999,132.11813079999999,132.11813079999999,132.11813079999999,132.11813079999999,132.11813079999999,132.11813079999999,132.11813079999999,132.11813079999999,132.11813079999999,132.11813079999999,76.305766570000003,0,0,0,0,0,0,0,0,0,0,0,0,0,0,0,0,0,0,0,64.772648099999998,107.86678073,132.11813079999999,132.11813079999999,132.11813079999999,132.11813079999999,132.11813079999999,132.11813079999999,132.11813079999999,132.11813079999999,132.11813079999999,132.11813079999999,132.11813079999999,132.11813079999999]
["2042-01-08",2042,1,8,"Wednesday",80.928472229999997,80.928472229999997,80.928472229999997,80.928472229999997,80.928472229999997,76.572135739999993,76.244591720000003,76.572135739999993,76.921518070000005,80.210681149999999,80.928472229999997,80.928472229999997,76.592446870000003,59.77060161,0,0,0,0,0,0,0,0,0,0,0,0,0,0,0,0,0,0,0,0,0,64.637855689999995,87.053965919999996,101.51536251,106.11149242,106.11149242,106.11149242,106.11149242,106.11149242,105.28076249999999,105.28076249999999,105.28076249999999,105.28076249999999,105.28076249999999]
["2042-01-30",2042,1,30,"Thursday",119.59546288999999,90.624192679999993,77.764865900000004,77.053720819999995,75.581906480000001,73.431629369999996,64.763585430000006,67.671009560000002,71.033645109999995,69.089528770000001,75.611120490000005,77.764865900000004,76.291338449999998,46.824361150000001,2.0818169000000002,0,0,0,0,0,0,0,0,0,0,0,0,0,0,0,0,0,0,0,0,0,44.134180139999998,79.758457289999996,82.280243330000005,87.025048870000006,86.835917219999999,86.835917219999999,84.540227020000003,80.055139560000001,79.758457289999996,75.638341859999997,75.638341859999997,75.638341859999997]
["2042-02-07",2042,2,7,"Friday",157.0012826,157.0012826,157.0012826,157.0012826,157.0012826,157.0012826,157.0012826,157.0012826,157.0012826,157.0012826,157.0012826,157.0012826,157.0012826,157.0012826,157.0012826,83.030986350000006,81.497382790000003,4.6465190300000003,10.74714204,12.20713932,12.20713932,48.471128030000003,11.00808466,8.9428629900000001,8.4628834200000007,0,0,9.0838275199999998,7.7698617199999997,7.32488487,4.6465190300000003,0,0,0,4.6465190300000003,58.297467109999999,66.780104309999999,84.54442426,86.396341620000001,86.396341620000001,86.396341620000001,86.396341620000001,86.396341620000001,86.396341620000001,85.272232560000006,82.044524749999994,73.747012699999999,71.219847799999997]
["2042-02-22",2042,2,22,"Saturday",1.2122049500000001,1.1629715300000001,1.1158428499999999,0.17686655000000001,0.17686655000000001,0,0,0,0,0,0,0.32903057000000002,0,0,0,0,0,0,0,0,0,0,0,0,0,0,0,0,0,0,0,0,0,0,0,0,0,1.38801124,22.029184390000001,21.493051099999999,20.965884259999999,7.7584682200000001,1.42809615,1.1668262199999999,0.15964937000000001,0,0,0]
["2042-03-10",2042,3,10,"Monday",157.0012826,157.0012826,157.0012826,157.0012826,157.0012826,157.0012826,157.0012826,156.9978069,157.0012826,156.9978069,157.0012826,157.0012826,157.0012826,157.0012826,146.09580761000001,106.33714848,35.862284260000003,35.862284260000003,35.862284260000003,35.862284260000003,35.862284260000003,35.862284260000003,35.862284260000003,35.862284260000003,35.862284260000003,35.338033150000001,35.040641340000001,35.040641340000001,35.040641340000001,35.040641340000001,35.040641340000001,35.040641340000001,35.040641340000001,35.862284260000003,102.60031758,137.72920044,154.34353589,157.0012826,157.0012826,157.0012826,157.0012826,157.0012826,157.0012826,157.0012826,157.0012826,157.0012826,157.0012826,157.0012826]
["2042-03-25",2042,3,25,"Tuesday",105.07622223,105.07622223,102.00103015000001,102.00103015000001,102.00103015000001,102.00103015000001,98.970867260000006,101.79731406000001,108.19745474,108.19745474,112.02487443,112.02487443,112.02487443,112.02487443,112.02487443,79.663083540000002,0,0,0,0,0,0,0,0,0,0,0,0,0,0,0,0,0,8.4743294200000001,124.53181905,156.97932029,159.16572719000001,159.16572719000001,159.16572719000001,159.16572719000001,159.16572719000001,159.16572719000001,159.16572719000001,159.16572719000001,159.16572719000001,159.16572719000001,159.16572719000001,159.16572719000001]
["2042-04-10",2042,4,10,"Thursday",156.38019595,156.38019595,156.38019595,156.38019595,156.38019595,156.38019595,156.38019595,156.38019595,156.38019595,156.38019595,156.38019595,156.38019595,156.38019595,156.38019595,156.38019595,153.48431914,53.635217060000002,53.635217060000002,53.635217060000002,53.635217060000002,53.635217060000002,53.635217060000002,53.635217060000002,53.635217060000002,53.635217060000002,53.635217060000002,53.635217060000002,53.635217060000002,53.635217060000002,53.635217060000002,53.635217060000002,53.635217060000002,53.635217060000002,149.49444228999999,156.38019595,156.38019595,156.38019595,156.38019595,156.38019595,156.38019595,156.38019595,156.38019595,156.38019595,156.38019595,156.38019595,156.38019595,156.38019595,156.38019595]
["2042-04-29",2042,4,29,"Tuesday",108.82155385999999,91.827412010000003,89.28274596,86.77646489,84.307706760000002,77.712978519999993,67.905318089999994,59.084520840000003,59.084520840000003,51.606960790000002,12.30008013,12.30008013,59.6762759,100.51011018,84.307706760000002,9.0157974400000001,8.4531747900000003,8.4531747900000003,8.4531747900000003,8.4531747900000003,8.4531747900000003,8.4531747900000003,8.4531747900000003,8.4531747900000003,8.4531747900000003,8.4531747900000003,8.4531747900000003,8.4531747900000003,8.4531747900000003,8.4531747900000003,8.4531747900000003,8.4531747900000003,8.8446028699999992,95.900156080000002,102.80388167,102.80388167,102.80388167,102.80388167,102.80388167,102.80388167,102.80388167,102.80388167,101.81608377000001,95.900156080000002,53.703191519999997,9.0731122600000003,9.0731122600000003,9.0731122600000003]
["2042-05-09",2042,5,9,"Friday",154.62813856,153.48431914,156.38019595,156.38019595,156.38019595,154.2500154,153.48431914,153.48431914,153.48431914,153.48431914,156.38019595,156.38019595,156.38019595,156.38019595,156.38019595,152.51338247000001,114.60436433,104.63456461,104.63456461,110.1309395,128.92590829,123.33592589,109.14384735,106.29304703,109.63113343000001,122.65394250999999,128.92590829,153.48431914,152.79589301999999,153.48431914,148.71017491999999,146.69372813000001,154.37855417,156.38019595,156.38019595,156.38019595,156.38019595,156.38019595,156.38019595,156.38019595,156.38019595,156.38019595,156.38019595,156.38019595,156.38019595,156.38019595,156.38019595,156.38019595]
["2042-05-25",2042,5,25,"Sunday",87.673835249999996,87.673835249999996,87.673835249999996,85.543244049999998,8.9574078900000007,8.5199915599999994,8.7106174200000002,8.9576061899999999,85.543244049999998,87.673835249999996,87.673835249999996,87.673835249999996,87.673835249999996,87.673835249999996,87.673835249999996,63.142619680000003,0,0,0,0,0,0,0,0,0,0,0,0,0,0,0,0,0,8.4835498299999994,82.077731679999999,82.077731679999999,82.077731679999999,82.077731679999999,85.543244049999998,85.543244049999998,85.543244049999998,85.543244049999998,83.907744940000001,82.077731679999999,79.311460859999997,8.7299824600000004,8.6926526000000006,0]
["2042-06-09",2042,6,9,"Monday",62.093054950000003,62.093054950000003,62.093054950000003,62.093054950000003,62.093054950000003,62.093054950000003,62.093054950000003,62.093054950000003,62.093054950000003,62.093054950000003,62.093054950000003,62.093054950000003,62.093054950000003,62.093054950000003,62.093054950000003,62.093054950000003,62.093054950000003,62.093054950000003,62.093054950000003,62.093054950000003,62.093054950000003,62.093054950000003,62.093054950000003,62.093054950000003,62.093054950000003,62.093054950000003,62.093054950000003,62.093054950000003,62.093054950000003,62.093054950000003,62.093054950000003,88.494096010000007,118.89407975,156.38019595,156.53279683,156.53279683,156.38019595,156.38019595,156.38019595,156.38019595,156.38019595,156.38019595,156.38019595,156.38019595,154.0290359,154.0290359,154.0290359,154.0290359]
["2042-06-24",2042,6,24,"Tuesday",156.38019595,153.48431914,153.48431914,140.84491277999999,142.40941738000001,142.40941738000001,142.40941738000001,153.48431914,153.48431914,154.05303427999999,156.38019595,156.38019595,156.38019595,157.06211848000001,161.59799229999999,156.97932029,156.38019595,154.35068526000001,98.422022290000001,98.139347040000004,98.139347040000004,98.170618829999995,133.06233146,142.40941738000001,153.42932854,153.51273129,154.39279371999999,153.73265441000001,153.69999723000001,154.39279371999999,154.39279371999999,156.38019595,161.08010464,197.96318076,204.51025103000001,204.51025103000001,204.51025103000001,204.51025103000001,204.51025103000001,203.34685309,202.20746808000001,197.28626204,192.44735965999999,164.35217827,160.12005975,156.97932029,156.38019595,156.38019595]
["2042-07-11",2042,7,11,"Friday",231.56098,233.72751731,228.37554484,224.24695853,212.85843065,211.09052844999999,209.22962276999999,209.22962276999999,209.13373844,209.13373844,209.13373844,209.13373844,211.73421877000001,298.05003837999999,337.37259136,337.37259136,211.09052844999999,158.01680578,158.01680578,158.01680578,158.01680578,158.01680578,158.01680578,158.01680578,158.01680578,158.01680578,158.01680578,158.01680578,158.01680578,158.01680578,158.01680578,158.01680578,158.01680578,203.10967486999999,304.77167437999998,304.77167437999998,304.77167437999998,304.77167437999998,304.77167437999998,304.77167437999998,304.77167437999998,304.77167437999998,304.77167437999998,304.77167437999998,304.77167437999998,250.27061813,212.85843065,212.85843065]
["2042-07-24",2042,7,24,"Thursday",182.35283831999999,182.35283831999999,182.35283831999999,178.90122266,178.90122266,178.90122266,169.71177137999999,169.71177137999999,166.88372969,165.22508357000001,165.22508357000001,164.23360603,164.23360603,165.22508357000001,169.71177137999999,161.09478923,157.51047143,125.18090367000001,84.136849720000001,80.227930850000007,95.619639320000005,86.350193500000003,80.227930850000007,80.227930850000007,80.227930850000007,83.861769789999997,99.723871750000001,81.619923060000005,80.227930850000007,83.160291090000001,92.480325640000004,107.19097738000001,157.51047143,158.01680578,164.23360603,174.26991090000001,174.26991090000001,178.90122266,182.35283831999999,182.35283831999999,182.35283831999999,182.35283831999999,182.35283831999999,174.26991090000001,169.71177137999999,164.23360603,160.80818045000001,160.80818045000001]
["2042-08-09",2042,8,9,"Saturday",114.70669081,110.10813726000001,103.0101415,95.761102010000002,97.557920010000004,97.557920010000004,95.125130100000007,97.557920010000004,114.70669081,114.70669081,114.70669081,114.70669081,114.70669081,114.70669081,114.70669081,114.70669081,114.70669081,114.70669081,114.70669081,114.70669081,114.68287530000001,84.014609070000006,114.70669081,114.70669081,114.70669081,114.70669081,114.70669081,114.70669081,114.70669081,24.971317280000001,114.70669081,114.70669081,114.70669081,114.70669081,114.70669081,114.70669081,105.10456194,114.70669081,114.70669081,105.10456194,114.70669081,114.70669081,102.54658913999999,97.017613589999996,94.648296560000006,105.10456194,97.557920010000004,100.03139659999999]
["2042-08-24",2042,8,24,"Sunday",158.01680578,158.01680578,158.01680578,158.01680578,158.01680578,158.01680578,158.01680578,158.01680578,158.01680578,158.01680578,158.01680578,158.01680578,158.01680578,158.01680578,158.01680578,157.51047143,125.28817275999999,101.82674136999999,105.92896824,98.786472720000006,91.824739640000004,69.342076359999993,66.937808880000006,65.26441878,64.99437983,72.099216940000005,62.259110360000001,62.259110360000001,62.259110360000001,62.259110360000001,62.259110360000001,62.259110360000001,64.531423020000005,95.803322989999998,154.01503138999999,158.01680578,158.01680578,158.01680578,158.01680578,158.01680578,158.01680578,158.01680578,158.01680578,158.01680578,157.51047143,154.01503138999999,136.63561390999999,138.8408058]
["2042-09-08",2042,9,8,"Monday",148.49580964,148.55769950000001,152.29303891000001,153.31154502000001,154.01503138999999,154.01503138999999,154.01503138999999,154.01503138999999,154.01503138999999,154.01503138999999,156.09191175000001,156.09191175000001,156.09191175000001,156.09191175000001,156.09191175000001,156.09191175000001,53.940971930000003,53.940971930000003,53.940971930000003,53.940971930000003,53.940971930000003,53.940971930000003,53.940971930000003,53.940971930000003,53.940971930000003,53.940971930000003,53.940971930000003,53.940971930000003,53.940971930000003,53.940971930000003,53.940971930000003,53.940971930000003,69.870377989999994,154.01503138999999,158.01680578,158.01680578,158.01680578,158.01680578,158.01680578,158.01680578,158.01680578,158.01680578,158.01680578,158.01680578,158.01680578,152.81557913,130.80743502999999,96.887492739999999]
["2042-09-24",2042,9,24,"Wednesday",158.01680578,158.01680578,158.01680578,158.01680578,158.01680578,158.01680578,158.01680578,158.01680578,158.01680578,158.01680578,158.01680578,161.85670361999999,161.85670361999999,161.85670361999999,157.51047143,117.20138102,62.321382440000001,57.97632625,57.97632625,57.97632625,57.97632625,57.97632625,57.97632625,57.97632625,57.97632625,57.97632625,57.97632625,57.97632625,57.97632625,57.97632625,57.97632625,57.97632625,71.385573440000002,134.55668784,158.01680578,161.85670361999999,161.85670361999999,161.85670361999999,161.85670361999999,161.85670361999999,161.85670361999999,161.85670361999999,161.85670361999999,161.85670361999999,158.01680578,158.01680578,158.01680578,157.82050280000001]
["2042-10-08",2042,10,8,"Wednesday",0,0,0,0,0,0,0,0,0,81.857757469999996,82.68080526,82.68080526,82.68080526,82.68080526,56.838140369999998,0,0,0,0,0,0,0,0,0,0,0,0,0,0,0,0,0,0,0,65.803620850000001,79.181354310000003,85.747508789999998,85.747508789999998,86.115714890000007,86.262566230000004,86.262566230000004,86.115714890000007,86.262566230000004,85.747508789999998,85.298330030000002,85.032107010000004,85.032107010000004,85.032107010000004]
["2042-10-23",2042,10,23,"Thursday",154.82428983,156.15745292,156.15745292,156.15745292,156.15745292,156.15745292,156.15745292,156.15745292,156.15745292,156.15745292,156.15745292,156.15745292,156.15745292,154.01503138999999,7.5984037500000001,0,0,0,0,0,0,0,0,0,0,0,0,0,0,0,0,0,0,0,61.426485370000002,123.56777782,148.49835682,149.84792865,149.84792865,149.84792865,149.84792865,149.84792865,149.84792865,149.84792865,149.84792865,149.84792865,149.84792865,149.84792865]
["2042-11-08",2042,11,8,"Saturday",157.54512069,157.54512069,157.54512069,157.54512069,157.54512069,157.54512069,157.54512069,157.54512069,157.54512069,157.54512069,157.54512069,157.54512069,155.83694262,151.51468591,0,0,0,0,0,0,0,0,0,0,0,0,0,0,0,0,0,0,0,0,52.231973330000002,112.33845886,154.12098,155.46064386,155.46064386,155.46064386,155.46064386,155.46064386,155.46064386,155.46064386,155.46064386,155.46064386,155.46064386,155.46064386]
["2042-11-23",2042,11,23,"Sunday",130.80743502999999,130.80743502999999,130.80743502999999,130.80743502999999,130.80743502999999,130.80743502999999,130.80743502999999,130.80743502999999,130.80743502999999,130.80743502999999,130.80743502999999,130.80743502999999,130.80743502999999,81.278059589999998,0,0,0,0,0,0,0,0,0,0,0,0,0,0,0,0,0,0,0,0,0,55.575331640000002,86.526826679999999,157.54512069,159.51701365,159.51701365,159.51701365,159.51701365,159.51701365,159.51701365,159.51701365,159.51701365,159.51701365,159.51701365]
["2042-11-24",2042,11,24,"Monday",159.51701365,159.51701365,159.51701365,159.51701365,159.51701365,159.51701365,159.51701365,159.51701365,159.51701365,159.51701365,159.51701365,159.51701365,159.51701365,159.51701365,126.99223936,24.405553430000001,24.405553430000001,24.405553430000001,24.405553430000001,24.405553430000001,24.405553430000001,24.405553430000001,24.405553430000001,24.405553430000001,24.405553430000001,24.405553430000001,24.405553430000001,24.405553430000001,24.405553430000001,24.405553430000001,24.405553430000001,24.405553430000001,24.405553430000001,24.405553430000001,128.03481762999999,160.89013736999999,160.89013736999999,160.89013736999999,160.89013736999999,160.89013736999999,160.89013736999999,160.89013736999999,160.89013736999999,160.89013736999999,160.89013736999999,160.89013736999999,160.89013736999999,160.89013736999999]
["2042-12-09",2042,12,9,"Tuesday",156.46068595,156.46068595,156.46068595,156.46068595,156.46068595,156.46068595,156.46068595,156.46068595,156.46068595,156.46068595,156.46068595,156.46068595,156.46068595,139.75363776,83.103463820000002,58.077149120000001,0,0,0,0,0,0,0,0,0,0,0,0,0,0,0,0,0,59.855280669999999,73.704899209999994,112.97960129000001,126.3488018,130.80743502999999,130.80743502999999,130.80743502999999,130.80743502999999,130.80743502999999,130.80743502999999,130.80743502999999,127.59166652,127.59166652,122.33442202000001,109.51231765999999]
["2043-01-05",2043,1,5,"Monday",156.20068856,156.20068856,156.20068856,156.20068856,156.20068856,156.20068856,156.20068856,156.20068856,156.20068856,156.20068856,156.20068856,156.20068856,156.20068856,156.20068856,0,0,0,0,0,0,0,0,0,0,0,0,0,0,0,0,0,0,0,0,0,63.810621619999999,153.20057112999999,157.51047143,157.51047143,157.51047143,157.51047143,157.51047143,157.51047143,157.51047143,157.51047143,157.51047143,157.51047143,157.51047143]
["2043-01-08",2043,1,8,"Thursday",130.80743502999999,130.80743502999999,130.80743502999999,130.80743502999999,130.80743502999999,130.80743502999999,130.80743502999999,130.80743502999999,130.80743502999999,130.80743502999999,130.80743502999999,130.80743502999999,130.80743502999999,79.916794710000005,0,0,0,0,0,0,0,0,0,0,0,0,0,0,0,0,0,0,0,0,45.698182500000001,67.671009560000002,87.82024758,90.913973429999999,90.913973429999999,90.913973429999999,90.913973429999999,90.913973429999999,90.913973429999999,90.913973429999999,90.913973429999999,90.913973429999999,90.368766579999999,90.368766579999999]
["2043-01-23",2043,1,23,"Friday",137.32472763000001,137.32472763000001,137.32472763000001,137.32472763000001,137.32472763000001,130.53169767,127.21763132,120.7478308,120.7478308,125.91850463999999,128.67649856,135.56999407000001,133.9002777,94.684585580000004,48.040128809999999,17.6395126,17.6395126,17.6395126,17.6395126,17.6395126,17.6395126,17.6395126,17.6395126,17.6395126,17.6395126,17.6395126,17.6395126,17.6395126,17.6395126,17.6395126,17.6395126,17.6395126,17.6395126,39.549140270000002,57.911057460000002,124.72889461,152.10235415,157.51047143,157.51047143,157.51047143,157.51047143,157.51047143,157.51047143,157.51047143,157.51047143,157.51047143,157.51047143,157.51047143]
["2043-02-08",2043,2,8,"Sunday",90.596467140000001,90.596467140000001,90.018174579999993,86.462617050000006,84.840425400000001,81.52613728,81.52613728,81.52613728,83.739979869999999,83.739979869999999,83.739979869999999,85.989078500000005,83.07563012,0,0,0,0,0,0,0,0,0,0,0,0,0,0,0,0,0,0,0,0,0,0,0,82.224023360000004,157.51047143,157.51047143,157.51047143,157.51047143,157.51047143,157.51047143,157.51047143,157.51047143,157.51047143,157.51047143,157.51047143]
["2043-02-23",2043,2,23,"Monday",0,0,0,0,0,0,0,0,0,0,0,0,0,0,0,0,0,0,0,0,0,0,0,0,0,0,0,0,0,0,0,0,0,0,0,132.75946703,132.75946703,132.75946703,132.75946703,132.75946703,132.75946703,132.75946703,132.75946703,132.75946703,132.75946703,132.75946703,132.75946703,132.75946703]
["2043-03-10",2043,3,10,"Tuesday",149.52379238,149.52379238,149.52379238,149.52379238,149.52379238,149.52379238,149.52379238,149.52379238,149.52379238,149.52379238,149.52379238,149.52379238,149.52379238,149.52379238,108.76551469,6.3862074499999997,6.3862074499999997,6.3862074499999997,6.3862074499999997,6.3862074499999997,6.3862074499999997,6.3862074499999997,6.3862074499999997,6.3862074499999997,6.3862074499999997,6.3862074499999997,6.3862074499999997,6.3862074499999997,6.3862074499999997,6.3862074499999997,6.3862074499999997,6.3862074499999997,6.3862074499999997,6.3862074499999997,100.20042219,130.37748533999999,152.4934428,160.35859335000001,160.89013736999999,160.89013736999999,160.89013736999999,160.89013736999999,160.89013736999999,160.89013736999999,160.89013736999999,160.89013736999999,160.89013736999999,160.89013736999999]
["2043-03-25",2043,3,25,"Wednesday",161.60999297999999,162.92888536000001,162.92888536000001,162.92888536000001,162.92888536000001,162.92888536000001,162.92888536000001,162.92888536000001,162.92888536000001,162.92888536000001,162.92888536000001,162.92888536000001,162.92888536000001,162.92888536000001,160.89013736999999,157.51047143,0,0,0,0,0,0,0,0,0,0,0,0,0,0,0,0,0,0,156.54515825999999,160.89013736999999,160.89013736999999,160.89013736999999,160.89013736999999,160.89013736999999,160.89013736999999,160.89013736999999,160.89013736999999,160.89013736999999,160.89013736999999,160.89013736999999,160.89013736999999,160.89013736999999]
["2043-04-09",2043,4,9,"Thursday",158.01680578,158.01680578,158.01680578,158.01680578,158.01680578,158.01680578,158.01680578,158.01680578,158.01680578,158.01680578,158.01680578,158.01680578,158.01680578,158.01680578,158.01680578,152.57720963,56.748131610000002,55.288397760000002,55.288397760000002,55.288397760000002,55.288397760000002,55.288397760000002,55.288397760000002,55.288397760000002,55.288397760000002,55.525798180000002,55.288397760000002,55.288397760000002,55.288397760000002,55.288397760000002,55.288397760000002,55.288397760000002,55.288397760000002,152.3721553,158.01680578,158.01680578,158.01680578,158.01680578,158.01680578,158.01680578,158.01680578,158.01680578,158.01680578,158.01680578,158.01680578,158.01680578,158.01680578,157.51047143]
["2043-04-24",2043,4,24,"Friday",101.61605566999999,99.061274659999995,3.9223002299999998,3.9223002299999998,3.9223002299999998,3.9223002299999998,3.9223002299999998,3.9223002299999998,96.636163049999993,92.144478739999997,105.17220672000001,104.53315623,111.40917453,114.68690771,116.87061176,98.204430389999999,0,0,0,0,0,0,0,0,0,0,0,0,0,0,0,0,0,0,118.04008579000001,128.06920400999999,128.06920400999999,128.06920400999999,128.06920400999999,128.06920400999999,128.06920400999999,128.06920400999999,128.06920400999999,128.06920400999999,128.06920400999999,128.06920400999999,128.06920400999999,128.06920400999999]
["2043-05-10",2043,5,10,"Sunday",138.54917928,127.46296217,124.36084382,121.31060617,114.31707623,114.31707623,121.31060617,121.31060617,127.46296217,124.36084382,127.46296217,127.46296217,144.00117494,154.01503138999999,154.01503138999999,135.71838129,110.42401986,137.15034743000001,154.01503138999999,154.01503138999999,157.51047143,157.51047143,158.01680578,157.51047143,157.51047143,158.01680578,157.51047143,157.51047143,157.51047143,157.51047143,158.01680578,157.51047143,158.01680578,158.01680578,158.01680578,158.01680578,158.01680578,158.01680578,158.01680578,158.01680578,158.01680578,158.01680578,158.01680578,158.01680578,158.01680578,158.01680578,158.01680578,157.51047143]
["2043-05-25",2043,5,25,"Monday",0,0,75.624483720000001,0,0,0,0,0,0,0,75.301148940000004,74.979199039999997,86.87680039,86.87680039,86.87680039,86.135500280000002,0,0,0,0,0,0,0,0,0,0,0,0,0,0,0,0,0,103.10507508000001,103.10507508000001,103.10507508000001,103.10507508000001,103.10507508000001,103.10507508000001,103.10507508000001,103.10507508000001,103.10507508000001,103.10507508000001,103.10507508000001,103.10507508000001,93.540213789999996,87.774670790000002,84.159376469999998]
["2043-06-06",2043,6,6,"Saturday",165.76856119999999,158.48230181,158.01680578,158.01680578,158.01680578,157.51047143,157.51047143,157.51047143,157.16910156,154.01503138999999,152.86754814,154.01503138999999,154.01503138999999,157.51047143,157.51047143,157.51047143,157.51047143,148.63137452999999,132.3115463,132.3115463,123.86155309999999,92.742786429999995,91.197935119999997,123.86155309999999,132.3115463,136.30055913999999,143.31116850000001,150.62767267000001,154.01503138999999,154.01503138999999,154.01503138999999,154.97810670000001,157.51047143,158.01680578,192.90129553,192.90129553,191.5078886,190.36924241,192.90129553,192.90129553,185.39001471,180.30720395,163.88040457,158.01680578,158.01680578,157.51047143,157.51047143,157.51047143]
["2043-06-24",2043,6,24,"Wednesday",158.01680578,158.01680578,157.51047143,157.51047143,156.00778455,154.01503138999999,154.01503138999999,154.01503138999999,154.01503138999999,154.01503138999999,154.01503138999999,154.01503138999999,154.67640657000001,158.01680578,158.01680578,158.01680578,154.01503138999999,64.995879380000005,59.305367330000003,59.305367330000003,59.305367330000003,59.305367330000003,59.305367330000003,59.305367330000003,75.500170310000001,77.431059160000004,81.054925420000004,86.610792599999996,81.390531989999999,81.448794039999996,62.331859350000002,153.97292292,154.01503138999999,158.01680578,158.01680578,158.01680578,158.01680578,158.01680578,158.01680578,158.01680578,156.95869880000001,156.03302001,155.33045648999999,154.01503138999999,135.96993653000001,117.43380745,81.249388569999994,81.249388569999994]
["2043-07-09",2043,7,9,"Thursday",365.68850565999998,365.68850565999998,365.68850565999998,365.68850565999998,365.68850565999998,365.68850565999998,365.68850565999998,365.68850565999998,365.68850565999998,365.68850565999998,365.68850565999998,365.68850565999998,365.68850565999998,365.68850565999998,365.68850565999998,365.68850565999998,365.68850565999998,365.68850565999998,365.68850565999998,233.59994402999999,233.59994402999999,233.59994402999999,233.59994402999999,233.59994402999999,233.59994402999999,233.59994402999999,233.59994402999999,233.59994402999999,233.59994402999999,233.59994402999999,233.59994402999999,233.59994402999999,365.68850565999998,365.68850565999998,365.68850565999998,365.68850565999998,365.68850565999998,365.68850565999998,365.68850565999998,365.68850565999998,365.68850565999998,365.68850565999998,365.68850565999998,365.68850565999998,338.32433465000003,278.14575686000001,233.27525552,253.60341697999999]
["2043-07-25",2043,7,25,"Saturday",158.13634961,158.02336600999999,157.63182365,156.18331348999999,156.18331348999999,156.18331348999999,156.18331348999999,156.18331348999999,156.18331348999999,156.18331348999999,156.18331348999999,156.86796991,157.63182365,158.13634961,158.13634961,158.13634961,156.18331348999999,154.13628334000001,128.07814567,148.00085770999999,154.13628334000001,148.00085770999999,111.97078259,97.265365169999995,146.6244734,135.97484147,148.00085770999999,154.13628334000001,154.13628334000001,153.42935616,154.13628334000001,154.13628334000001,156.86796991,158.13634961,164.73317209999999,164.73317209999999,164.73317209999999,164.73317209999999,164.73317209999999,164.73317209999999,163.09966385000001,158.13634961,158.13634961,158.13634961,157.63182365,156.18331348999999,156.18331348999999,156.18331348999999]
["2043-08-09",2043,8,9,"Sunday",83.267483549999994,77.083992280000004,76.415125689999996,72.406157930000006,74.394931029999995,72.406157930000006,74.394931029999995,72.406157930000006,74.394931029999995,72.406157930000006,70.448078940000002,72.406157930000006,66.621204180000007,67.307044059999996,65.569339569999997,0,0,0,0,0,0,0,0,0,0,0,0,0,0,0,0,0,0,0,61.962712099999997,71.716249259999998,78.308303519999996,78.308303519999996,78.308303519999996,78.308303519999996,78.308303519999996,78.308303519999996,78.308303519999996,75.642173080000006,71.191291359999994,65.569339569999997,60.826254120000002,58.292420579999998]
["2043-08-25",2043,8,25,"Tuesday",158.13634961,158.13634961,158.13634961,158.13634961,158.13634961,158.13634961,158.13634961,158.13634961,158.13634961,158.13634961,158.13634961,167.43192934999999,179.08165880999999,194.96884785,194.96884785,158.13634961,157.63182365,91.463807489999994,91.463807489999994,91.463807489999994,91.463807489999994,121.62253493999999,148.00085770999999,154.13628334000001,154.13628334000001,154.13628334000001,91.463807489999994,154.13628334000001,154.13628334000001,148.00085770999999,148.00085770999999,148.00085770999999,154.13628334000001,158.13634961,194.96884785,194.96884785,194.96884785,194.96884785,194.96884785,194.96884785,194.96884785,194.96884785,194.96884785,194.96884785,194.96884785,187.34860775999999,182.67671845000001,187.34860775999999]
["2043-09-03",2043,9,3,"Thursday",0,0,0,0,0,0,0,0,0,0,0,8.1028585300000007,48.326625810000003,52.763505029999997,53.304447490000001,32.458202499999999,0,0,0,0,0,0,0,0,0,37.283209419999999,27.928593530000001,43.737305220000003,55.267638079999998,59.001390600000001,69.0458821,55.834679620000003,64.368168209999993,82.712816570000001,82.712816570000001,86.079765519999995,84.867516030000004,82.712816570000001,82.712816570000001,82.712816570000001,82.712816570000001,82.712816570000001,82.712816570000001,82.712816570000001,82.712816570000001,82.712816570000001,70.57033131,82.712816570000001]
["2043-09-23",2043,9,23,"Wednesday",158.13634961,158.13634961,158.13634961,158.13634961,158.13634961,158.13634961,158.13634961,158.13634961,158.13634961,158.13634961,158.13634961,158.13634961,158.13634961,158.13634961,148.00085770999999,86.393655260000003,33.960369540000002,33.960369540000002,33.960369540000002,33.960369540000002,33.960369540000002,33.960369540000002,33.960369540000002,33.960369540000002,33.960369540000002,33.960369540000002,33.960369540000002,33.960369540000002,33.960369540000002,33.960369540000002,33.960369540000002,33.960369540000002,34.198836620000002,115.9685582,157.63182365,158.13634961,158.13634961,158.13634961,158.13634961,158.13634961,158.13634961,158.13634961,158.13634961,158.13634961,158.13634961,158.13634961,157.63182365,154.22611171]
["2043-10-09",2043,10,9,"Friday",78.308303519999996,80.035263740000005,78.308303519999996,78.308303519999996,74.467495339999999,74.467495339999999,74.467495339999999,51.773384049999997,76.371973909999994,80.035263740000005,80.035263740000005,80.035263740000005,80.035263740000005,0,0,0,0,0,0,0,0,0,0,0,0,0,0,0,0,0,0,0,0,0,38.095104689999999,78.308303519999996,80.63531519,85.42049025,86.045090889999997,85.42049025,84.909085279999999,82.279766330000001,82.279766330000001,78.308303519999996,78.308303519999996,78.308303519999996,78.308303519999996,78.308303519999996]
["2043-10-24",2043,10,24,"Saturday",148.00085770999999,148.00085770999999,148.00085770999999,148.00085770999999,148.00085770999999,148.00085770999999,148.00085770999999,148.00085770999999,148.00085770999999,148.00085770999999,148.00085770999999,148.00085770999999,148.00085770999999,8.4743294200000001,0,0,0,0,0,0,0,0,0,0,0,0,0,0,0,0,0,0,0,0,0,8.5840158599999992,106.86066712,122.77624122,127.06389374,127.06389374,127.06389374,127.06389374,127.06389374,127.06389374,127.06389374,127.06389374,127.06389374,127.06389374]
["2043-11-08",2043,11,8,"Sunday",128.66865838999999,128.66865838999999,128.66865838999999,128.66865838999999,128.66865838999999,128.66865838999999,128.66865838999999,128.66865838999999,128.66865838999999,128.66865838999999,128.66865838999999,128.66865838999999,8.3810435600000002,0,0,0,0,0,0,0,0,0,0,0,0,0,0,0,0,0,0,0,0,0,7.6424236900000002,77.162669370000003,90.688225320000001,90.688225320000001,90.688225320000001,90.688225320000001,90.688225320000001,90.688225320000001,90.688225320000001,90.677809980000006,75.51926958,65.894508279999997,64.83902741,67.403151379999997]
["2043-11-24",2043,11,24,"Tuesday",161.01189038999999,161.01189038999999,161.01189038999999,161.01189038999999,161.01189038999999,161.01189038999999,161.01189038999999,161.01189038999999,161.01189038999999,161.01189038999999,161.01189038999999,161.01189038999999,161.01189038999999,161.01189038999999,150.24506656,78.308303519999996,57.142325540000002,57.110223300000001,57.387686840000001,7.6231198600000001,2.44221493,2.44221493,2.44221493,2.6421793400000002,2.44221493,2.44221493,6.1674150399999998,40.931040189999997,44.563215200000002,44.563215200000002,43.913648629999997,58.269866950000001,58.269866950000001,69.383000580000001,70.005763040000005,71.648399850000004,71.648399850000004,78.308303519999996,81.797181989999999,81.797181989999999,81.797181989999999,78.308303519999996,77.587675759999996,75.68465836,67.622875539999995,61.953336229999998,55.042642720000003,57.634101309999998]
["2043-12-01",2043,12,1,"Tuesday",129.23460011,129.23460011,129.23460011,129.23460011,129.23460011,129.23460011,129.23460011,129.23460011,129.23460011,129.23460011,129.23460011,129.23460011,129.23460011,68.248274249999994,0,0,0,0,0,0,0,0,0,0,0,0,0,0,0,0,0,0,0,0,0,8.0233160899999998,68.873283520000001,87.28147482,89.23992226,89.23992226,89.23992226,89.23992226,89.23992226,87.068053689999999,86.654211340000003,86.654211340000003,86.654211340000003,86.654211340000003]
["2043-12-24",2043,12,24,"Thursday",131.47418397999999,131.47418397999999,131.47418397999999,131.47418397999999,131.47418397999999,131.17739208,129.87662582999999,129.23460011,124.91849046,110.85726264,97.811131509999996,20.988238259999999,0,0,0,0,0,0,0,0,0,0,0,0,0,0,0,0,0,0,0,0,0,0,36.762650780000001,128.21706402000001,129.87662582999999,129.87662582999999,129.87662582999999,129.87662582999999,129.87662582999999,129.87662582999999,129.87662582999999,129.87662582999999,129.87662582999999,129.87662582999999,129.87662582999999,129.87662582999999]
["2044-01-08",2044,1,8,"Friday",70.890655260000003,70.890655260000003,74.579892079999993,74.579892079999993,78.308303519999996,78.308303519999996,76.470785379999995,74.579892079999993,73.119515379999996,70.735149530000001,70.735149530000001,64.643523369999997,42.580184260000003,0,0,0,0,0,0,0,0,0,0,0,0,0,0,0,0,0,0,0,0,0,0,55.676899900000002,78.308303519999996,82.504147860000003,89.23992226,89.23992226,89.23992226,89.23992226,89.23992226,89.058878989999997,78.308303519999996,68.005678459999999,65.970825619999999,59.154783819999999]
["2044-01-23",2044,1,23,"Saturday",142.14223122000001,142.14223122000001,142.14223122000001,142.14223122000001,142.14223122000001,142.14223122000001,142.14223122000001,142.14223122000001,142.14223122000001,142.14223122000001,142.14223122000001,142.14223122000001,142.14223122000001,142.14223122000001,135.72699779999999,10.22676356,7.6424236900000002,0,0,0,0,0,0,0,0,0,0,0,0,0,0,0,0,0,10.41805922,101.93363863,123.06801511,125.90422005000001,125.90422005000001,125.90422005000001,125.90422005000001,125.90422005000001,125.90422005000001,125.90422005000001,125.90422005000001,125.90422005000001,125.90422005000001,125.90422005000001]
["2044-02-08",2044,2,8,"Monday",129.23460011,129.23460011,129.23460011,129.23460011,129.23460011,129.23460011,129.23460011,129.23460011,129.23460011,129.23460011,129.23460011,129.23460011,129.23460011,80.759939299999999,37.748198619999997,0,0,0,0,0,0,0,0,0,0,0,0,0,0,0,0,0,0,0,0,38.806971689999997,63.653293480000002,82.26133462,86.079765519999995,86.079765519999995,86.079765519999995,86.079765519999995,86.079765519999995,82.26133462,78.308303519999996,78.308303519999996,72.577826340000001,68.922053379999994]
["2044-02-23",2044,2,23,"Tuesday",129.23460011,129.23460011,129.23460011,129.23460011,129.23460011,129.23460011,129.23460011,129.23460011,129.23460011,129.23460011,129.23460011,129.23460011,129.23460011,129.23460011,129.23460011,82.696718270000005,0,0,0,0,0,0,0,0,0,0,0,0,0,0,0,0,0,0,0,0,8.6848661099999998,78.467492480000004,82.661430379999999,82.661430379999999,84.456015030000003,84.825499039999997,84.825499039999997,82.661430379999999,82.661430379999999,82.661430379999999,82.661430379999999,82.661430379999999]
["2044-02-27",2044,2,27,"Saturday",45.166640129999998,34.179473639999998,8.3388227700000002,0,0,0,0,0,0,0,0,0,0,0,0,0,0,0,0,0,0,0,0,0,0,0,0,0,0,0,0,0,0,0,54.731823210000002,129.23460011,129.23460011,129.23460011,129.23460011,129.23460011,129.23460011,129.23460011,129.23460011,129.23460011,129.23460011,129.23460011,129.23460011,129.23460011]
["2044-02-28",2044,2,28,"Sunday",129.23460011,94.1751699,86.651778320000005,83.690539189999996,78.037985329999998,66.268931899999998,67.963735249999999,66.268931899999998,66.268931899999998,70.855858940000005,72.343495469999993,77.87152648,77.368260250000006,45.193874600000001,0,0,0,0,0,0,0,0,0,0,0,0,0,0,0,0,0,7.8751194599999996,86.651778320000005,157.66937150999999,157.66937150999999,157.66937150999999,157.66937150999999,157.66937150999999,157.66937150999999,157.66937150999999,157.66937150999999,157.63182365,157.63182365,157.63182365,150.24506656,116.67139532,99.078038320000005,92.267692019999998]
["2044-02-29",2044,2,29,"Monday",104.72444666,104.72444666,104.72444666,102.17572488,102.17572488,99.669628639999999,102.17572488,102.17572488,104.72444666,120.34199305999999,157.63182365,157.66937150999999,157.66937150999999,157.66937150999999,157.63182365,113.23074822,77.538543730000001,60.13328242,60.13328242,60.13328242,60.13328242,60.13328242,60.13328242,60.13328242,60.13328242,86.651778320000005,86.651778320000005,93.012746930000006,86.651778320000005,76.876884520000004,86.651778320000005,112.26423715,150.24506656,157.66937150999999,160.95983946000001,161.01189038999999,161.01189038999999,161.01189038999999,161.01189038999999,161.01189038999999,161.01189038999999,161.01189038999999,161.01189038999999,161.01189038999999,161.01189038999999,161.01189038999999,161.01189038999999,161.01189038999999]
["2044-03-01",2044,3,1,"Tuesday",161.01189038999999,161.01189038999999,161.01189038999999,161.01189038999999,161.01189038999999,161.01189038999999,161.01189038999999,161.01189038999999,161.01189038999999,161.01189038999999,161.01189038999999,161.01189038999999,161.01189038999999,161.01189038999999,161.01189038999999,157.66937150999999,41.641924619999998,40.748311440000002,41.764757459999998,108.4567845,40.748311440000002,30.9431838,39.748864750000003,36.848360509999999,34.992294459999997,32.317301639999997,30.9431838,30.9431838,30.9431838,30.60278147,30.60278147,30.60278147,30.60278147,30.9431838,73.502335160000001,109.3904445,122.51285181,122.51285181,122.51285181,122.51285181,122.51285181,122.51285181,122.51285181,122.51285181,118.42300505999999,109.3904445,109.3904445,109.3904445]
["2044-03-02",2044,3,2,"Wednesday",111.48722487000001,111.48722487000001,108.31545482,105.19081829,102.11227241,102.11227241,105.19081829,105.19081829,105.19081829,105.19081829,99.078804829999996,99.078804829999996,105.19081829,109.1946557,59.142603889999997,0,0,0,0,0,0,0,0,0,0,0,0,0,0,0,0,0,0,0,0,0,126.22323579,150.24506656,157.54738358,157.54738358,157.54738358,157.54738358,157.54738358,157.54738358,157.54738358,157.54738358,157.54738358,157.54738358]
["2044-03-03",2044,3,3,"Thursday",157.54738358,157.54738358,157.54738358,157.54738358,157.54738358,157.54738358,157.54738358,157.54738358,157.54738358,157.54738358,157.54738358,157.54738358,157.54738358,157.54738358,155.98513022,0,0,0,0,0,0,0,0,0,0,0,0,0,0,0,0,0,0,0,0,71.922267059999996,161.01189038999999,161.01189038999999,161.01189038999999,161.01189038999999,161.01189038999999,161.01189038999999,161.01189038999999,161.01189038999999,161.01189038999999,158.14276215999999,159.02258893999999,161.01189038999999]
["2044-03-04",2044,3,4,"Friday",158.20972669,158.14276215999999,157.66937150999999,157.66937150999999,157.66937150999999,150.77877576,149.24496479000001,143.69268887000001,148.65455505,149.29311355999999,150.24506656,153.86076589000001,157.63182365,157.58803750000001,98.813461160000003,59.65534779,59.113136990000001,59.113136990000001,59.113136990000001,59.113136990000001,59.113136990000001,59.113136990000001,59.113136990000001,59.113136990000001,59.146216690000003,59.146216690000003,70.143844990000005,73.730682770000001,75.569857369999994,155.79312336999999,157.63182365,157.66937150999999,161.01189038999999,161.01189038999999,161.01189038999999,161.01189038999999,161.01189038999999,161.01189038999999,161.01189038999999,161.01189038999999,161.01189038999999,161.01189038999999,161.01189038999999,161.01189038999999,161.01189038999999,161.01189038999999,161.01189038999999,161.01189038999999]
["2044-03-05",2044,3,5,"Saturday",161.01189038999999,161.01189038999999,161.01189038999999,161.01189038999999,161.01189038999999,161.01189038999999,161.01189038999999,161.01189038999999,161.01189038999999,161.01189038999999,161.01189038999999,161.01189038999999,161.01189038999999,161.01189038999999,157.66937150999999,150.24506656,57.644991509999997,43.765912239999999,43.765912239999999,43.765912239999999,43.765912239999999,43.765912239999999,43.765912239999999,42.60886825,41.469820599999998,41.469820599999998,41.469820599999998,41.469820599999998,41.469820599999998,41.469820599999998,41.469820599999998,41.469820599999998,41.469820599999998,43.765912239999999,89.508417629999997,153.11469740999999,158.20972669,158.20972669,158.20972669,158.20972669,158.20972669,158.20972669,158.20972669,158.20972669,158.20972669,158.20972669,158.20972669,158.20972669]
["2044-03-06",2044,3,6,"Sunday",158.20972669,158.20972669,158.20972669,158.20972669,158.20972669,158.20972669,158.20972669,158.20972669,158.20972669,157.63182365,157.19123070000001,156.95747277000001,150.24506656,137.09068545,58.47547127,23.821757099999999,23.821757099999999,23.821757099999999,23.821757099999999,23.821757099999999,23.821757099999999,23.821757099999999,23.821757099999999,23.821757099999999,23.821757099999999,23.821757099999999,23.821757099999999,23.821757099999999,23.821757099999999,23.821757099999999,23.821757099999999,23.821757099999999,23.821757099999999,70.423106439999998,120.5708298,135.26474282000001,146.46098129000001,157.25742739,157.25742739,157.25742739,157.25742739,157.25742739,157.25742739,157.25742739,157.25742739,157.25742739,157.25742739,157.25742739]
["2044-03-07",2044,3,7,"Monday",157.25742739,157.25742739,157.25742739,157.25742739,157.25742739,157.25742739,157.25742739,157.25742739,157.25742739,157.25742739,157.25742739,157.25742739,157.25742739,157.25742739,150.24506656,73.730682770000001,23.821757099999999,23.821757099999999,23.821757099999999,23.821757099999999,23.821757099999999,23.821757099999999,23.821757099999999,23.821757099999999,23.821757099999999,23.821757099999999,23.821757099999999,23.821757099999999,23.821757099999999,23.821757099999999,23.821757099999999,23.821757099999999,23.821757099999999,23.821757099999999,71.70697586,141.35331432999999,157.25742739,157.25742739,157.25742739,157.25742739,157.25742739,157.25742739,157.25742739,157.25742739,157.25742739,157.25742739,157.25742739,157.25742739]
["2044-03-08",2044,3,8,"Tuesday",157.25742739,157.25742739,157.25742739,157.25742739,157.25742739,157.25742739,153.18642015,157.25742739,157.25742739,157.25742739,157.25742739,157.25742739,157.25742739,157.25742739,98.807709579999994,8.4352356000000004,8.4352356000000004,8.4352356000000004,8.4352356000000004,8.4352356000000004,8.4352356000000004,8.4352356000000004,8.4352356000000004,8.4352356000000004,8.4352356000000004,8.4352356000000004,8.4352356000000004,8.4352356000000004,8.4352356000000004,8.4352356000000004,8.4352356000000004,8.4352356000000004,8.4352356000000004,8.4352356000000004,66.549498560000004,134.46346471999999,153.11469740999999,158.20972669,161.01189038999999,161.01189038999999,161.01189038999999,161.01189038999999,161.01189038999999,161.01189038999999,161.01189038999999,161.01189038999999,161.01189038999999,161.01189038999999]
["2044-03-09",2044,3,9,"Wednesday",161.01189038999999,161.01189038999999,161.01189038999999,161.01189038999999,161.01189038999999,161.01189038999999,161.01189038999999,161.01189038999999,161.01189038999999,161.01189038999999,161.01189038999999,161.01189038999999,161.01189038999999,161.01189038999999,161.01189038999999,157.66937150999999,57.892510809999997,57.892510809999997,57.892510809999997,57.892510809999997,57.892510809999997,57.892510809999997,57.892510809999997,57.892510809999997,57.892510809999997,57.892510809999997,57.892510809999997,57.892510809999997,57.892510809999997,57.892510809999997,57.892510809999997,57.892510809999997,57.892510809999997,108.69117563,156.53012663000001,161.01189038999999,161.01189038999999,161.01189038999999,161.01189038999999,161.01189038999999,161.01189038999999,161.01189038999999,161.01189038999999,161.01189038999999,161.01189038999999,161.01189038999999,161.01189038999999,161.01189038999999]
["2044-03-10",2044,3,10,"Thursday",161.01189038999999,161.01189038999999,161.01189038999999,161.01189038999999,161.01189038999999,161.01189038999999,161.01189038999999,161.01189038999999,161.01189038999999,161.01189038999999,161.01189038999999,161.01189038999999,161.01189038999999,161.01189038999999,161.01189038999999,149.54023566000001,46.710225940000001,38.545092019999998,38.545092019999998,38.545092019999998,38.545092019999998,38.545092019999998,38.545092019999998,38.545092019999998,38.545092019999998,38.545092019999998,38.545092019999998,38.545092019999998,38.545092019999998,38.545092019999998,38.545092019999998,38.545092019999998,38.545092019999998,38.545092019999998,116.56328907,152.9761675,161.01189038999999,161.01189038999999,161.01189038999999,161.01189038999999,161.01189038999999,161.01189038999999,161.01189038999999,161.01189038999999,161.01189038999999,161.01189038999999,161.01189038999999,161.01189038999999]
["2044-03-11",2044,3,11,"Friday",161.01189038999999,161.01189038999999,161.01189038999999,161.01189038999999,161.01189038999999,161.01189038999999,161.01189038999999,161.01189038999999,161.01189038999999,161.01189038999999,161.01189038999999,161.01189038999999,161.01189038999999,161.01189038999999,157.63182365,0,0,0,0,0,0,0,0,0,0,0,0,0,0,0,0,0,0,0,0,99.292147549999996,110.10753604,110.10753604,110.10753604,110.10753604,110.10753604,110.10753604,110.10753604,110.10753604,110.10753604,110.10753604,110.10753604,110.10753604]
["2044-03-12",2044,3,12,"Saturday",104.05696915999999,96.184463070000007,93.742437890000005,91.339614769999997,88.975057250000006,96.329638720000005,96.329638720000005,102.44359498999999,101.43916855000001,106.71818755,109.96888457999999,110.10753604,110.10753604,110.10753604,109.01762564000001,0,0,0,0,0,0,0,0,0,0,0,0,0,0,0,0,0,0,0,8.2081965500000003,128.98386117999999,154.89503547000001,154.89503547000001,154.89503547000001,154.89503547000001,154.89503547000001,154.89503547000001,154.89503547000001,154.89503547000001,150.24506656,150.24506656,147.65624572999999,150.24506656]
["2044-03-13",2044,3,13,"Sunday",147.65624572999999,144.28590561999999,147.29785749999999,147.29785749999999,147.29785749999999,148.71702651999999,147.29785749999999,148.71702651999999,150.24506656,150.12931022999999,150.24506656,151.06494556000001,154.89503547000001,154.89503547000001,150.24506656,112.37679927000001,86.050986219999999,53.610712370000002,53.610712370000002,53.610712370000002,53.610712370000002,53.610712370000002,53.610712370000002,53.610712370000002,53.610712370000002,53.610712370000002,53.610712370000002,53.610712370000002,53.610712370000002,53.610712370000002,53.610712370000002,53.610712370000002,63.44337848,107.13701249,152.74134366999999,161.01189038999999,161.01189038999999,161.01189038999999,161.01189038999999,161.01189038999999,161.01189038999999,161.01189038999999,161.01189038999999,161.01189038999999,161.01189038999999,161.01189038999999,161.01189038999999,161.01189038999999]
["2044-03-14",2044,3,14,"Monday",161.01189038999999,161.01189038999999,161.01189038999999,161.01189038999999,161.01189038999999,161.01189038999999,161.01189038999999,161.01189038999999,161.01189038999999,161.01189038999999,161.01189038999999,161.01189038999999,161.01189038999999,161.01189038999999,161.01189038999999,127.34631149000001,55.069078099999999,55.069078099999999,55.069078099999999,55.069078099999999,55.069078099999999,55.069078099999999,55.069078099999999,55.069078099999999,55.069078099999999,55.069078099999999,55.069078099999999,55.069078099999999,55.069078099999999,55.069078099999999,55.069078099999999,55.069078099999999,55.069078099999999,55.069078099999999,110.06524675,150.24506656,157.66937150999999,161.01189038999999,161.01189038999999,161.01189038999999,161.01189038999999,161.01189038999999,161.01189038999999,161.01189038999999,161.01189038999999,158.50905986000001,158.27465716,161.01189038999999]
["2044-03-15",2044,3,15,"Tuesday",159.02258893999999,161.01189038999999,161.01189038999999,161.01189038999999,161.01189038999999,161.01189038999999,161.01189038999999,161.01189038999999,161.01189038999999,161.01189038999999,161.01189038999999,161.01189038999999,161.01189038999999,161.01189038999999,161.01189038999999,158.55553101000001,109.63673125,65.585875770000001,67.221882269999995,65.585875770000001,65.585875770000001,63.977230300000002,63.17211983,62.940905530000002,62.940905530000002,62.940905530000002,62.940905530000002,62.940905530000002,62.940905530000002,62.940905530000002,62.940905530000002,62.940905530000002,62.940905530000002,86.704654829999996,129.35518666999999,157.66937150999999,161.01189038999999,161.01189038999999,161.01189038999999,161.01189038999999,161.01189038999999,161.01189038999999,161.01189038999999,161.01189038999999,161.01189038999999,161.01189038999999,161.01189038999999,161.01189038999999]
["2044-03-16",2044,3,16,"Wednesday",161.01189038999999,161.01189038999999,161.01189038999999,161.01189038999999,161.01189038999999,161.01189038999999,161.01189038999999,161.01189038999999,161.01189038999999,161.01189038999999,161.01189038999999,161.01189038999999,161.01189038999999,161.01189038999999,161.01189038999999,150.24506656,66.866513659999995,63.284047690000001,62.403812260000002,63.558833839999998,66.866513659999995,65.199071590000003,65.199071590000003,61.945140029999997,58.794847930000003,57.892510809999997,57.892510809999997,57.892510809999997,57.892510809999997,57.892510809999997,57.892510809999997,57.892510809999997,57.892510809999997,57.892510809999997,130.94884845999999,150.84654642999999,159.19858386999999,161.01189038999999,161.01189038999999,161.01189038999999,161.01189038999999,161.01189038999999,161.01189038999999,161.01189038999999,161.01189038999999,161.01189038999999,161.01189038999999,161.01189038999999]
["2044-03-17",2044,3,17,"Thursday",161.01189038999999,161.01189038999999,161.01189038999999,161.01189038999999,161.01189038999999,161.01189038999999,161.01189038999999,161.01189038999999,161.01189038999999,161.01189038999999,161.01189038999999,161.01189038999999,161.01189038999999,161.01189038999999,161.01189038999999,157.63182365,81.518071509999999,64.326318409999999,67.673939079999997,67.673939079999997,65.986362339999999,67.673939079999997,64.326318409999999,62.940905530000002,62.940905530000002,62.940905530000002,62.940905530000002,62.940905530000002,62.940905530000002,62.940905530000002,69.695594639999996,99.977061599999999,112.31404740000001,150.24506656,157.66937150999999,161.01189038999999,161.01189038999999,161.01189038999999,161.01189038999999,161.01189038999999,161.01189038999999,161.01189038999999,161.01189038999999,161.01189038999999,161.01189038999999,161.01189038999999,161.01189038999999,161.01189038999999]
["2044-03-18",2044,3,18,"Friday",161.01189038999999,161.01189038999999,161.01189038999999,161.01189038999999,161.01189038999999,161.01189038999999,161.01189038999999,161.01189038999999,161.01189038999999,161.01189038999999,161.01189038999999,161.01189038999999,161.01189038999999,161.01189038999999,161.01189038999999,159.02258893999999,131.17109016000001,113.44536468,84.235607060000007,90.096793669999997,79.951707350000007,73.510902860000002,82.07646475,81.246974129999998,106.85616639,104.03119877,98.512062589999999,90.545558249999999,88.639614890000004,89.718357729999994,96.334671479999997,118.39535385000001,126.9008257,156.31170341000001,159.19858386999999,161.01189038999999,161.01189038999999,161.01189038999999,161.01189038999999,161.01189038999999,161.01189038999999,161.01189038999999,161.01189038999999,159.02258893999999,157.66937150999999,157.63182365,150.24506656,150.24506656]
["2044-03-19",2044,3,19,"Saturday",142.93094260999999,139.06566258999999,139.06566258999999,131.51134909000001,129.10814478,127.81965701999999,118.85732652,107.41448090999999,105.21806574999999,105.21806574999999,108.43949732999999,108.43949732999999,120.60085208,121.81485284999999,92.62346814,8.3660707300000006,8.3660707300000006,8.3660707300000006,8.3660707300000006,8.3660707300000006,8.3660707300000006,8.3660707300000006,8.3660707300000006,8.3660707300000006,8.3660707300000006,8.3660707300000006,8.3660707300000006,8.3660707300000006,8.3660707300000006,8.3660707300000006,8.3660707300000006,8.3660707300000006,8.3660707300000006,112.40175492,135.25958130000001,146.85681331999999,150.24506656,150.24506656,150.24506656,150.24506656,150.24506656,150.24506656,150.24506656,150.24506656,150.24506656,150.24506656,146.85681331999999,150.24506656]
["2044-03-20",2044,3,20,"Sunday",150.24506656,150.24506656,150.24506656,150.24506656,150.24506656,150.24506656,150.24506656,150.24506656,150.24506656,150.24506656,150.24506656,150.24506656,150.24506656,150.24506656,150.24506656,83.969992610000006,54.921827489999998,53.500036729999998,50.362601329999997,50.355734130000002,50.355734130000002,50.355734130000002,50.355734130000002,50.355734130000002,50.355734130000002,50.355734130000002,50.355734130000002,50.355734130000002,50.355734130000002,50.355734130000002,82.931588980000001,102.94256503,129.50568668,142.93094260999999,150.24506656,150.24506656,150.24506656,150.24506656,150.24506656,150.24506656,150.24506656,150.24506656,150.24506656,135.25958130000001,105.21806574999999,0,0,0]
["2044-03-21",2044,3,21,"Monday",0,0,0,0,0,0,0,0,0,0,0,0,0,0,0,0,0,0,0,0,0,0,0,0,0,0,0,0,0,0,0,0,0,0,0,50.140369909999997,117.07131154,117.07131154,117.07131154,117.07131154,117.07131154,117.07131154,117.07131154,117.07131154,117.07131154,66.235696000000004,66.235696000000004,113.59345311]
["2044-03-22",2044,3,22,"Tuesday",66.235696000000004,92.513134780000001,84.873012680000002,64.580456639999994,96.737046989999996,66.520270539999999,51.00750738,96.737046989999996,117.57429583,118.86907395999999,118.86907395999999,118.86907395999999,118.86907395999999,118.86907395999999,118.86907395999999,0,0,0,0,0,0,0,0,0,0,0,0,0,0,0,0,0,0,0,125.28672321000001,157.66937150999999,159.02258893999999,159.02258893999999,159.02258893999999,159.02258893999999,159.02258893999999,159.02258893999999,159.02258893999999,159.02258893999999,159.02258893999999,159.02258893999999,159.02258893999999,159.02258893999999]
["2044-03-23",2044,3,23,"Wednesday",161.01189038999999,161.01189038999999,161.01189038999999,161.01189038999999,161.01189038999999,161.01189038999999,161.01189038999999,161.01189038999999,161.01189038999999,161.01189038999999,161.01189038999999,161.01189038999999,161.01189038999999,161.01189038999999,161.01189038999999,150.24506656,0,0,0,0,0,0,0,0,0,0,0,0,0,0,0,0,0,0,153.58353278000001,161.01189038999999,161.01189038999999,161.01189038999999,161.01189038999999,161.01189038999999,161.01189038999999,161.01189038999999,161.01189038999999,161.01189038999999,161.01189038999999,161.01189038999999,161.01189038999999,161.01189038999999]
["2044-03-24",2044,3,24,"Thursday",158.14276215999999,158.14276215999999,158.14276215999999,158.14276215999999,158.14276215999999,158.14276215999999,157.66937150999999,157.63182365,154.70661863999999,150.77877576,150.77877576,154.39097408000001,154.70661863999999,154.70661863999999,104.79483612,0,0,0,0,0,0,0,0,0,0,0,0,0,0,0,0,0,0,8.3320268800000008,146.91398691000001,154.70661863999999,154.70661863999999,154.70661863999999,154.70661863999999,154.70661863999999,154.70661863999999,154.70661863999999,154.70661863999999,154.70661863999999,154.70661863999999,154.70661863999999,154.70661863999999,154.70661863999999]
["2044-03-25",2044,3,25,"Friday",150.77877576,150.77877576,150.77877576,150.77877576,150.77877576,150.77877576,150.77877576,150.77877576,150.77877576,150.77877576,150.77877576,150.77877576,150.77877576,150.77877576,150.77877576,121.36874919,67.794554910000002,47.120179589999999,47.150076990000002,59.779064269999999,67.794554910000002,67.794554910000002,64.346784009999993,66.631476449999994,94.40452062,106.58455917000001,95.572345760000005,95.572345760000005,95.572345760000005,95.572345760000005,91.098137510000001,90.315409369999998,139.36759395999999,142.17707063,136.98803529,137.57642987,138.77137768,139.36759395999999,142.17707063,142.17707063,142.17707063,142.17707063,139.36759395999999,124.96826916000001,108.16386559999999,35.648729729999999,108.16386559999999,128.48476231000001]
["2044-03-26",2044,3,26,"Saturday",98.261664429999996,98.261664429999996,92.923902369999993,58.474005320000003,60.16285371,8.2105933699999998,7.9770050499999998,8.2105933699999998,7.9770050499999998,7.7468879199999998,7.2967622900000002,0,0,0,0,0,0,0,0,0,0,0,0,0,0,0,0,0,0,0,0,0,0,0,0,85.214712509999998,90.315409369999998,90.315409369999998,90.315409369999998,90.315409369999998,90.315409369999998,87.745969590000001,86.368619530000004,85.214712509999998,85.214712509999998,83.273547840000006,80.263391859999999,8.7774626500000004]
["2044-03-27",2044,3,27,"Sunday",4.8344862900000001,4.8344862900000001,4.8344862900000001,4.8344862900000001,4.8344862900000001,4.8344862900000001,4.8344862900000001,4.8344862900000001,8.6699882099999996,82.720793299999997,85.214712509999998,85.214712509999998,85.214712509999998,85.214712509999998,0,0,0,0,0,0,0,0,0,0,0,0,0,0,0,0,0,0,0,134.10135896,161.01189038999999,161.01189038999999,161.01189038999999,161.01189038999999,161.01189038999999,161.01189038999999,161.01189038999999,161.01189038999999,161.01189038999999,161.01189038999999,161.01189038999999,161.01189038999999,161.01189038999999,161.01189038999999]
["2044-03-28",2044,3,28,"Monday",161.01189038999999,161.01189038999999,161.01189038999999,161.01189038999999,161.01189038999999,161.01189038999999,161.01189038999999,161.01189038999999,161.01189038999999,161.01189038999999,161.01189038999999,161.01189038999999,161.01189038999999,161.01189038999999,161.01189038999999,161.01189038999999,161.01189038999999,150.24506656,134.09417414999999,150.24506656,157.66937150999999,157.63182365,143.6027982,135.70204931000001,89.549700659999999,137.59993589000001,88.33402323,88.231720460000005,62.971061859999999,62.971061859999999,62.971061859999999,62.971061859999999,62.971061859999999,135.84211081999999,157.63182365,161.01189038999999,161.01189038999999,161.01189038999999,161.01189038999999,161.01189038999999,161.01189038999999,161.01189038999999,161.01189038999999,161.01189038999999,161.01189038999999,161.01189038999999,161.01189038999999,161.01189038999999]
["2044-03-29",2044,3,29,"Tuesday",161.01189038999999,161.01189038999999,161.01189038999999,161.01189038999999,161.01189038999999,159.02258893999999,157.66937150999999,157.63182365,150.24506656,148.44437558999999,151.58776306999999,154.80638114000001,157.63182365,155.36904315999999,42.146027629999999,0,0,0,0,0,0,0,0,0,0,0,0,0,0,0,0,0,0,7.8751194599999996,115.31152178000001,127.69056539,130.83767922000001,130.83767922000001,130.83767922000001,130.83767922000001,130.83767922000001,130.83767922000001,130.83767922000001,130.83767922000001,127.69056539,127.69056539,125.60010991999999,124.47270992999999]
["2044-03-30",2044,3,30,"Wednesday",114.06795414,108.41949794,105.51810995,97.367211449999999,95.168152460000002,92.141337719999996,89.587972359999995,89.587972359999995,89.587972359999995,92.141337719999996,97.367211449999999,107.76510460999999,113.53927649000001,119.50340919,63.982354319999999,0,0,0,0,0,0,0,0,0,0,0,0,0,0,0,0,0,0,102.75821718,153.70282337,157.66937150999999,157.66937150999999,157.66937150999999,157.66937150999999,157.66937150999999,157.66937150999999,157.66937150999999,157.66937150999999,157.66937150999999,157.66937150999999,157.66937150999999,157.66937150999999,157.66937150999999]
["2044-03-31",2044,3,31,"Thursday",157.66937150999999,157.66937150999999,157.66937150999999,157.66937150999999,157.66937150999999,157.66937150999999,157.66588102,157.63182365,157.63182365,157.63182365,157.66937150999999,157.66937150999999,157.66937150999999,157.66937150999999,157.66937150999999,150.24506656,60.13328242,60.13328242,60.13328242,60.13328242,118.42856479,60.13328242,60.13328242,60.13328242,77.897353499999994,109.31570262,69.064828739999996,67.327338670000003,67.327338670000003,65.265723940000001,63.576155190000001,89.029683059999996,86.386892590000002,137.97312873000001,157.63182365,157.66937150999999,157.66937150999999,157.66937150999999,157.66937150999999,157.66937150999999,157.66937150999999,157.66937150999999,157.66937150999999,157.66937150999999,157.66937150999999,157.63182365,150.24506656,145.36587951000001]
["2044-04-01",2044,4,1,"Friday",137.97312873000001,130.81215,127.31519553,89.587972359999995,87.073123190000004,82.155539250000004,8.6044142600000004,0,0,0,0,8.0802226299999997,8.6044142600000004,77.381968990000004,0,0,0,0,0,0,0,0,0,0,0,0,0,0,0,0,0,0,0,0,0,90.57051251,90.57051251,90.57051251,90.57051251,90.57051251,90.57051251,90.57051251,90.57051251,90.57051251,90.57051251,90.57051251,90.57051251,90.57051251]
["2044-04-02",2044,4,2,"Saturday",95.061259489999998,95.061259489999998,95.061259489999998,95.061259489999998,95.061259489999998,8.5840158599999992,8.5842059000000006,8.1497872999999998,8.5840158599999992,85.740002610000005,95.061259489999998,95.061259489999998,95.061259489999998,95.061259489999998,95.061259489999998,0,0,0,0,0,0,0,0,0,0,0,0,0,0,0,0,0,0,117.65857508000001,158.13634961,158.13634961,158.13634961,158.13634961,158.13634961,158.13634961,158.13634961,158.13634961,158.13634961,158.13634961,158.13634961,158.13634961,158.13634961,158.13634961]
["2044-04-03",2044,4,3,"Sunday",158.13634961,158.13634961,158.13634961,158.13634961,158.13634961,158.13634961,158.13634961,157.63182365,154.13628334000001,154.08297009,148.00085770999999,146.16833471000001,146.16833471000001,147.02298536999999,90.859990300000007,0,0,0,0,0,0,0,0,0,0,0,0,0,0,0,0,0,0,8.6044142600000004,117.14323588000001,141.67275957000001,141.67275957000001,141.67275957000001,141.67275957000001,141.67275957000001,141.67275957000001,141.67275957000001,141.67275957000001,141.67275957000001,141.67275957000001,141.67275957000001,141.67275957000001,141.67275957000001]
["2044-04-04",2044,4,4,"Monday",141.67275957000001,141.67275957000001,141.67275957000001,141.67275957000001,141.67275957000001,141.67275957000001,141.67275957000001,141.67275957000001,141.67275957000001,141.67275957000001,141.67275957000001,141.67275957000001,141.67275957000001,141.67275957000001,141.67275957000001,31.468345979999999,0,0,0,0,0,0,0,0,0,0,0,0,0,0,0,0,0,0,107.42475201000001,129.23460011,129.23460011,129.23460011,129.23460011,129.23460011,129.23460011,129.23460011,129.23460011,129.23460011,129.23460011,129.23460011,129.23460011,129.23460011]
["2044-04-05",2044,4,5,"Tuesday",124.74385312,124.74385312,124.74385312,124.74385312,124.74385312,123.872212,121.26091218000001,113.01897875,97.367211449999999,105.5299716,118.524621,124.74385312,124.74385312,124.74385312,102.42988622,0,0,0,0,0,0,0,0,0,0,0,0,0,0,0,0,0,0,0,138.65398311999999,157.63182365,158.13634961,158.13634961,158.13634961,158.13634961,158.13634961,158.13634961,158.13634961,158.13634961,157.63182365,154.13628334000001,148.00085770999999,154.13628334000001]
["2044-04-06",2044,4,6,"Wednesday",154.13628334000001,154.13628334000001,154.13628334000001,154.80638114000001,157.63182365,157.63182365,157.63182365,157.63182365,158.13634961,158.13634961,158.13634961,158.13634961,158.13634961,158.13634961,158.13634961,154.13628334000001,153.42935616,60.525531059999999,60.525531059999999,60.525531059999999,82.47307386,129.23460011,143.36200987999999,144.64312074,145.26450238000001,153.42935616,90.258988610000003,82.827247540000002,73.043591120000002,60.525531059999999,60.525531059999999,60.525531059999999,60.525531059999999,148.00085770999999,158.13634961,158.13634961,158.13634961,158.13634961,158.13634961,158.13634961,158.13634961,158.13634961,158.13634961,158.13634961,158.13634961,158.13634961,158.13634961,158.13634961]
["2044-04-07",2044,4,7,"Thursday",158.13634961,158.13634961,158.13634961,158.13634961,158.13634961,158.13634961,158.13634961,158.13634961,158.13634961,158.13634961,158.13634961,158.13634961,158.13634961,158.13634961,158.13634961,148.53118885999999,42.772446719999998,42.772446719999998,42.772446719999998,42.772446719999998,42.772446719999998,42.772446719999998,42.772446719999998,42.772446719999998,42.772446719999998,42.772446719999998,42.772446719999998,42.772446719999998,42.772446719999998,42.772446719999998,42.772446719999998,42.772446719999998,42.772446719999998,148.00085770999999,158.13634961,158.13634961,158.13634961,158.13634961,158.13634961,158.13634961,158.13634961,158.13634961,158.13634961,158.13634961,158.13634961,158.13634961,158.13634961,158.13634961]
["2044-04-08",2044,4,8,"Friday",157.63182365,154.97108463000001,157.63182365,157.63182365,158.13634961,157.63182365,157.63182365,157.63182365,158.13634961,158.13634961,158.13634961,158.13634961,158.13634961,158.13634961,154.13628334000001,35.65728369,24.56891482,24.56891482,24.56891482,24.56891482,24.56891482,24.56891482,24.56891482,24.56891482,24.56891482,26.729964030000001,26.729964030000001,26.729964030000001,26.729964030000001,26.729964030000001,26.729964030000001,26.729964030000001,79.632171459999995,142.90639324,158.13634961,158.13634961,158.13634961,158.13634961,158.13634961,158.13634961,158.13634961,158.13634961,158.13634961,158.13634961,158.13634961,158.13634961,158.13634961,158.13634961]
["2044-04-09",2044,4,9,"Saturday",158.13634961,158.13634961,158.13634961,158.13634961,158.13634961,158.13634961,158.13634961,158.13634961,158.13634961,158.13634961,158.13634961,158.13634961,158.13634961,158.13634961,158.13634961,154.13628334000001,111.40612211,57.937820590000001,57.937820590000001,57.937820590000001,82.120430260000006,89.731634279999994,126.56922197,81.674606909999994,57.937820590000001,57.937820590000001,57.937820590000001,57.937820590000001,57.937820590000001,57.937820590000001,57.937820590000001,99.123141720000007,129.30568192999999,139.27814602000001,151.18903660000001,155.05564013,155.05564013,155.05564013,155.05564013,155.05564013,155.05564013,155.05564013,155.05564013,154.13628334000001,154.13628334000001,154.13628334000001,153.90480210000001,154.13628334000001]
["2044-04-10",2044,4,10,"Sunday",148.10896547999999,151.78592474000001,148.00085770999999,148.00085770999999,148.00085770999999,148.00085770999999,148.00085770999999,148.00085770999999,148.00085770999999,150.34341757000001,154.13628334000001,154.13628334000001,154.13628334000001,154.15521390999999,148.00085770999999,81.697260740000004,38.439188639999998,38.439188639999998,35.65728369,35.65728369,35.65728369,35.65728369,35.65728369,35.65728369,35.65728369,35.65728369,35.65728369,35.65728369,35.65728369,35.65728369,38.439188639999998,56.801962140000001,90.766769909999994,132.19499400999999,150.34341757000001,150.34341757000001,150.34341757000001,150.34341757000001,150.34341757000001,150.34341757000001,150.34341757000001,150.34341757000001,150.34341757000001,150.34341757000001,150.34341757000001,150.34341757000001,150.34341757000001,150.34341757000001]
["2044-04-11",2044,4,11,"Monday",150.34341757000001,150.34341757000001,150.34341757000001,150.34341757000001,150.34341757000001,148.00085770999999,144.89096914999999,134.77679835999999,131.32217509,116.95647835,116.27883178,118.0410045,125.33390773000001,132.19499400999999,70.16480335,4.2366552999999998,0,0,0,0,0,0,0,0,4.2366552999999998,4.2366552999999998,4.1883190199999998,4.1207024900000002,4.2366552999999998,4.2366552999999998,4.2366552999999998,4.2366552999999998,74.081871919999998,85.83614489,86.079765519999995,86.079765519999995,86.079765519999995,86.079765519999995,86.079765519999995,85.83614489,85.83614489,85.83614489,85.83614489,85.83614489,83.426614330000007,83.426614330000007,85.83614489,85.83614489]
["2044-04-12",2044,4,12,"Tuesday",85.83614489,85.83614489,85.83614489,85.83614489,83.426614330000007,78.714972399999994,76.411276520000001,74.141313030000006,76.411276520000001,74.141313030000006,76.411276520000001,77.828187020000001,78.714972399999994,81.053158199999999,43.779089650000003,0,0,0,0,0,0,0,0,0,0,0,0,0,0,0,0,0,0,64.751061620000002,83.723852640000004,86.079765519999995,86.079765519999995,86.079765519999995,86.079765519999995,86.079765519999995,82.382149580000004,78.308303519999996,78.308303519999996,68.519988929999997,59.306149650000002,8.7221796999999999,8.3031527199999999,8.3031527199999999]
["2044-04-13",2044,4,13,"Wednesday",8.1149290100000009,0,0,0,0,0,0,0,0,0,0,0,8.4743294200000001,63.357002469999998,0,0,0,0,0,0,0,0,0,0,0,0,0,0,0,0,0,0,97.937024039999997,120.91348833000001,120.91348833000001,120.91348833000001,120.91348833000001,120.91348833000001,120.91348833000001,120.91348833000001,120.91348833000001,120.91348833000001,120.91348833000001,120.91348833000001,120.91348833000001,109.94702085999999,106.86066712,106.86066712]
["2044-04-14",2044,4,14,"Thursday",103.82052091,92.710066580000003,8.5840158599999992,8.5840158599999992,8.5840158599999992,8.5840158599999992,75.754093370000007,94.601847480000004,109.94702085999999,116.26262989999999,122.77624122,129.23460011,129.23460011,129.23460011,117.47967623,0,0,0,0,0,0,0,0,0,0,0,0,0,0,0,0,0,90.238920669999999,129.23460011,129.23460011,129.23460011,129.23460011,129.23460011,129.23460011,129.23460011,129.23460011,129.23460011,129.23460011,129.23460011,129.23460011,129.23460011,128.68183759999999,128.13148390999999]
["2044-04-15",2044,4,15,"Friday",127.78454444,126.1423187,120.45824761,120.45824761,120.45824761,120.45824761,126.49471938000001,126.49471938000001,126.49471938000001,126.56737563,129.23460011,129.23460011,129.23460011,129.23460011,129.23460011,0,0,0,0,0,0,0,0,0,0,0,0,0,0,0,0,0,66.3696178,126.56737563,129.23460011,129.23460011,129.23460011,129.23460011,129.23460011,129.23460011,129.23460011,129.23460011,129.23460011,129.23460011,129.23460011,129.23460011,129.23460011,129.23460011]
["2044-04-16",2044,4,16,"Saturday",109.90289172,109.90289172,109.90289172,109.90289172,86.019152890000001,74.04572967,63.211239249999998,57.717886059999998,56.118442700000003,52.991394470000003,52.991394470000003,52.991394470000003,52.991394470000003,53.070990639999998,0,0,0,0,0,0,0,0,0,0,0,0,0,0,0,0,0,0,0,56.032464210000001,103.29833755,108.83317518,108.83317518,108.83317518,108.83317518,108.83317518,106.04354355,100.59650433,96.046177330000006,86.490445679999993,56.963395910000003,51.601866469999997,50.543659650000002,53.166747090000001]
["2044-04-17",2044,4,17,"Sunday",49.659187039999999,56.325038220000003,57.717886059999998,54.22618816,53.112908959999999,54.27621336,63.211239249999998,77.277678350000002,101.26953023,106.04354355,106.04354355,108.83317518,108.83317518,108.83317518,94.438202709999999,21.367410159999999,21.367410159999999,20.730691920000002,21.367410159999999,21.367410159999999,21.367410159999999,21.367410159999999,21.367410159999999,21.367410159999999,21.367410159999999,80.63531519,80.290495899999996,120.17309781,120.68919877,121.85685734,124.40627696,130.34741514999999,157.63182365,158.13634961,158.13634961,158.13634961,158.13634961,158.13634961,158.13634961,158.13634961,158.13634961,158.13634961,158.13634961,158.13634961,158.13634961,155.49885229,154.13628334000001,154.13628334000001]
["2044-04-18",2044,4,18,"Monday",157.63182365,157.63182365,157.63182365,157.63182365,155.49885229,155.49885229,155.49885229,155.49885229,155.49885229,157.50851975,157.50851975,157.50851975,157.63182365,157.63182365,157.63182365,155.89968657,155.49885229,154.13628334000001,148.00085770999999,148.00085770999999,154.13628334000001,114.17676219000001,109.53125147999999,107.27201805999999,116.62999849000001,120.25767758000001,120.28995358,120.28995358,154.13628334000001,154.13628334000001,154.13628334000001,155.49885229,157.50851975,158.13634961,158.13634961,158.13634961,158.13634961,158.13634961,158.13634961,158.13634961,158.13634961,158.13634961,158.13634961,158.13634961,158.13634961,158.13634961,158.13634961,158.13634961]
["2044-04-19",2044,4,19,"Tuesday",158.13634961,158.13634961,158.13634961,158.13634961,158.13634961,158.13634961,158.13634961,158.13634961,158.13634961,158.13634961,158.13634961,158.13634961,158.13634961,158.13634961,158.13634961,158.13634961,158.13634961,158.13634961,157.63182365,158.13634961,158.13634961,158.13634961,157.63182365,158.13634961,157.63182365,155.61760629,154.13628334000001,154.13628334000001,129.23460011,129.23460011,121.87003654999999,119.57979256,154.13628334000001,157.63182365,158.13634961,158.13634961,158.13634961,158.13634961,158.13634961,158.13634961,158.13634961,158.13634961,158.13634961,158.13634961,158.13634961,158.13634961,158.13634961,158.13634961]
["2044-04-20",2044,4,20,"Wednesday",158.13634961,158.13634961,158.13634961,158.13634961,158.13634961,158.13634961,158.13634961,158.13634961,158.13634961,158.13634961,158.13634961,158.13634961,158.13634961,158.13634961,158.13634961,158.13634961,158.13634961,157.63182365,154.13628334000001,154.13628334000001,157.63182365,154.13628334000001,154.13628334000001,154.13628334000001,154.13628334000001,154.13628334000001,145.18853551000001,145.38392250999999,145.38392250999999,130.83337539999999,121.36475685000001,115.30772868,148.00085770999999,154.13628334000001,157.63182365,158.13634961,158.13634961,158.13634961,158.13634961,158.13634961,158.13634961,158.13634961,157.63182365,154.13628334000001,154.13628334000001,152.45794003,148.00085770999999,148.00085770999999]
["2044-04-21",2044,4,21,"Thursday",111.42119352,104.94716997,8.5472933399999995,8.5472933399999995,8.5472933399999995,8.5472933399999995,99.501583819999993,109.10771056,121.50122677,128.48053589,135.67865513000001,143.10603832000001,143.10603832000001,146.0084866,124.46861548,8.5472933399999995,8.5472933399999995,8.5472933399999995,8.5472933399999995,8.5472933399999995,8.5472933399999995,8.5472933399999995,8.5472933399999995,8.5472933399999995,8.5472933399999995,8.5472933399999995,8.5472933399999995,8.5472933399999995,8.5472933399999995,8.5472933399999995,8.5472933399999995,8.5472933399999995,124.46861548,146.0084866,146.0084866,146.0084866,146.0084866,146.0084866,146.0084866,146.0084866,146.0084866,146.0084866,146.0084866,146.0084866,146.0084866,146.0084866,146.0084866,146.0084866]
["2044-04-22",2044,4,22,"Friday",105.91453174,99.122843279999998,12.117584709999999,12.117584709999999,12.117584709999999,12.117584709999999,12.117584709999999,12.117584709999999,88.567319699999999,102.76810976,102.76810976,109.10771056,112.34869626,118.97844803,119.83482723,89.810688229999997,3.5347868099999999,3.34277041,3.34277041,3.34277041,3.34277041,3.34277041,3.34277041,3.34277041,3.34277041,3.34277041,3.34277041,3.34277041,3.34277041,3.34277041,3.34277041,3.34277041,3.34277041,3.3518461500000001,119.83482723,130.10953223000001,130.10953223000001,130.10953223000001,130.10953223000001,130.10953223000001,130.10953223000001,130.10953223000001,130.10953223000001,130.10953223000001,130.10953223000001,130.10953223000001,130.10953223000001,130.10953223000001]
["2044-04-23",2044,4,23,"Saturday",133.16688257999999,133.16688257999999,133.16688257999999,133.16688257999999,133.16688257999999,133.16688257999999,133.16688257999999,133.16688257999999,133.16688257999999,133.16688257999999,133.16688257999999,133.16688257999999,133.16688257999999,133.16688257999999,133.16688257999999,0,0,0,0,0,0,0,0,0,0,0,0,0,0,0,0,0,0,97.050489139999996,113.08064369,113.08064369,113.08064369,113.08064369,113.08064369,113.08064369,113.08064369,113.08064369,113.08064369,113.08064369,113.08064369,113.08064369,113.08064369,113.08064369]
["2044-04-24",2044,4,24,"Sunday",105.14257821,105.14257821,103.82052091,100.82555225999999,100.82555225999999,100.82555225999999,100.82555225999999,97.874761550000002,95.039948929999994,97.874761550000002,97.874761550000002,100.82555225999999,103.82052091,105.14257821,95.569201969999995,0,0,0,0,0,0,0,0,0,0,0,0,0,0,0,0,0,0,146.65719073,154.13628334000001,154.13628334000001,154.13628334000001,154.13628334000001,154.13628334000001,154.13628334000001,154.13628334000001,154.13628334000001,154.13628334000001,154.13628334000001,154.13628334000001,154.13628334000001,154.13628334000001,154.13628334000001]
["2044-04-25",2044,4,25,"Monday",135.67865513000001,132.05160612,131.28776191,131.28776191,134.72084315999999,132.05160612,135.67865513000001,143.10603832000001,143.10603832000001,143.10603832000001,146.90915426999999,146.90915426999999,146.90915426999999,146.90915426999999,146.90915426999999,103.03085007999999,34.197910569999998,26.61050934,26.61050934,26.61050934,26.61050934,26.61050934,27.425235730000001,27.425235730000001,26.61050934,26.61050934,26.61050934,26.61050934,8.8652337499999998,8.8652337499999998,8.8652337499999998,8.8652337499999998,8.8652337499999998,24.957058409999998,116.32331686000001,116.32331686000001,116.32331686000001,116.32331686000001,116.32331686000001,116.32331686000001,116.32331686000001,116.32331686000001,116.32331686000001,116.32331686000001,116.32331686000001,114.16405867,111.42119352,108.16030762]
["2044-04-26",2044,4,26,"Tuesday",116.32331686000001,113.85977914999999,111.7605999,100.38320763999999,96.30101621,85.390671850000004,80.260751650000003,8.7106174200000002,8.7106174200000002,8.7106174200000002,8.7106174200000002,8.7106174200000002,8.7106174200000002,99.711638239999999,97.958653859999998,7.94289646,7.94289646,7.94289646,7.94289646,7.94289646,7.94289646,7.94289646,7.94289646,7.94289646,7.94289646,7.94289646,7.94289646,7.94289646,7.94289646,7.94289646,7.94289646,7.94289646,7.94289646,105.63967784,105.63967784,105.63967784,105.63967784,105.63967784,105.63967784,105.63967784,105.63967784,105.63967784,105.63967784,105.63967784,12.86024514,12.86024514,12.86024514,12.86024514]
["2044-04-27",2044,4,27,"Wednesday",8.5676044699999991,8.5676044699999991,8.5676044699999991,8.5676044699999991,8.5676044699999991,8.5676044699999991,8.5676044699999991,82.864334080000006,85.401367820000004,89.599136909999999,56.438039629999999,90.547738480000007,87.976102699999998,90.547738480000007,90.547738480000007,89.949709720000001,8.5676044699999991,8.5676044699999991,8.5676044699999991,8.5676044699999991,8.5676044699999991,8.5676044699999991,8.5676044699999991,8.5676044699999991,8.5676044699999991,8.5676044699999991,89.242191340000005,146.81605536999999,154.13628334000001,157.63182365,158.13634961,158.13634961,158.13634961,158.13634961,158.13634961,158.13634961,158.13634961,158.13634961,158.13634961,158.13634961,158.13634961,158.13634961,158.13634961,158.13634961,157.63182365,135.50217445999999,130.93700756999999,144.92161340000001]
["2044-04-28",2044,4,28,"Thursday",143.56987978000001,144.13125650000001,141.15243262999999,141.15243262999999,134.85028881,134.85028881,128.23625085,121.47431324999999,130.93700756999999,130.93700756999999,124.40225099,109.31255766,100.68018259,106.00824664,109.31255766,106.39034411999999,92.352500419999998,63.46944104,89.82490937,103.51323112999999,112.28094061,94.000722830000001,84.032298150000003,84.420618759999996,87.005769650000005,92.435527969999995,87.141782559999996,87.143711749999994,87.128432770000003,85.886412079999999,87.141782559999996,91.84987649,100.79870035,135.35159388,148.00085770999999,154.13628334000001,154.76576313999999,158.13634961,158.13634961,158.13634961,158.13634961,158.13634961,158.13634961,157.63182365,154.13628334000001,154.13628334000001,157.63182365,158.13634961]
["2044-04-29",2044,4,29,"Friday",158.13634961,158.13634961,158.13634961,158.13634961,158.13634961,158.13634961,158.13634961,158.13634961,158.13634961,158.13634961,157.63182365,154.76576313999999,154.76576313999999,157.63182365,154.76576313999999,124.59748243,87.305562140000006,60.525531059999999,60.525531059999999,60.525531059999999,60.525531059999999,60.525531059999999,60.525531059999999,84.553046010000003,86.591057559999996,86.998072300000004,86.591057559999996,60.525531059999999,60.525531059999999,60.525531059999999,60.525531059999999,60.525531059999999,117.91011098,150.75925895,158.13634961,158.13634961,158.13634961,158.13634961,158.13634961,158.13634961,158.13634961,158.13634961,158.13634961,158.13634961,158.13634961,158.13634961,158.13634961,158.13634961]
["2044-04-30",2044,4,30,"Saturday",157.63182365,154.76576313999999,154.13628334000001,154.13628334000001,153.45771275000001,150.75925895,146.75792441999999,148.00085770999999,148.00085770999999,144.15278601,125.39150671,108.95470769000001,108.25317966,117.08766396999999,120.07516583,109.31255766,55.879632260000001,55.879632260000001,55.879632260000001,55.879632260000001,55.879632260000001,55.879632260000001,55.879632260000001,55.879632260000001,56.913399609999999,55.879632260000001,55.879632260000001,55.879632260000001,55.879632260000001,55.879632260000001,55.879632260000001,55.879632260000001,115.29659585,154.13628334000001,158.13634961,158.13634961,158.13634961,158.13634961,158.13634961,158.13634961,158.13634961,158.13634961,158.13634961,158.13634961,158.13634961,158.13634961,158.13634961,158.13634961]
["2044-05-01",2044,5,1,"Sunday",158.13634961,158.13634961,158.13634961,158.13634961,158.13634961,158.13634961,158.13634961,158.13634961,158.13634961,158.13634961,158.13634961,158.13634961,158.13634961,158.13634961,158.13634961,158.13634961,120.07516583,55.879632260000001,55.879632260000001,55.879632260000001,55.879632260000001,55.879632260000001,55.879632260000001,55.879632260000001,55.879632260000001,55.879632260000001,55.879632260000001,55.879632260000001,55.879632260000001,55.879632260000001,55.879632260000001,55.879632260000001,129.61843690000001,158.13634961,158.13634961,158.13634961,158.13634961,158.13634961,158.13634961,158.13634961,158.13634961,158.13634961,158.13634961,158.13634961,158.13634961,158.13634961,158.13634961,158.13634961]
["2044-05-02",2044,5,2,"Monday",158.13634961,158.13634961,158.13634961,158.13634961,158.13634961,158.13634961,158.13634961,158.13634961,158.13634961,158.13634961,158.13634961,158.13634961,158.13634961,158.13634961,158.13634961,158.13634961,158.13634961,148.00085770999999,85.159010539999997,140.44042572000001,148.00085770999999,148.00085770999999,148.00085770999999,154.13628334000001,154.13628334000001,154.13628334000001,148.00085770999999,140.67583524,85.647232590000002,85.372606509999997,85.153361689999997,85.287529660000004,156.13478388999999,158.13634961,158.13634961,158.13634961,158.13634961,158.13634961,158.13634961,158.13634961,158.13634961,158.13634961,158.13634961,158.13634961,158.13634961,158.13634961,158.13634961,158.13634961]
["2044-05-03",2044,5,3,"Tuesday",158.13634961,158.13634961,158.13634961,158.13634961,158.13634961,158.13634961,158.13634961,158.13634961,158.13634961,158.13634961,157.63182365,155.45103284000001,157.63182365,157.63182365,157.63182365,103.46600881000001,7.9876085100000003,7.9876085100000003,7.9876085100000003,7.9876085100000003,7.9876085100000003,7.9876085100000003,7.9876085100000003,7.9876085100000003,7.9876085100000003,7.9876085100000003,7.9876085100000003,7.9876085100000003,7.9876085100000003,7.9876085100000003,7.9876085100000003,7.9876085100000003,84.426658790000005,148.00085770999999,158.13634961,158.13634961,158.13634961,158.13634961,158.13634961,158.13634961,158.13634961,158.13634961,158.13634961,158.13634961,158.13634961,154.13628334000001,151.42574640000001,145.96885029000001]
["2044-05-04",2044,5,4,"Wednesday",142.69650261000001,139.13809739000001,132.1940438,122.1893846,122.1893846,132.01864033999999,138.75900962,139.13809739000001,135.63774753999999,135.63774753999999,125.75705103,102.6519637,125.06203057,135.63774753999999,126.0102289,109.72790959,48.697881260000003,48.697881260000003,48.697881260000003,48.697881260000003,48.697881260000003,48.697881260000003,48.697881260000003,48.697881260000003,48.697881260000003,48.697881260000003,48.697881260000003,48.697881260000003,48.697881260000003,48.697881260000003,48.697881260000003,48.697881260000003,126.0102289,158.13634961,158.13634961,158.13634961,158.13634961,158.13634961,158.13634961,158.13634961,158.13634961,158.13634961,158.13634961,154.04258924000001,146.04758530999999,127.11532982999999,116.42621118,112.96751685]
["2044-05-05",2044,5,5,"Thursday",112.96751685,112.96751685,112.96751685,109.72790959,112.96751685,116.42621118,116.42621118,123.49894601,123.49894601,134.51425775000001,127.11532982999999,127.11532982999999,130.78667949000001,138.29936631000001,148.00085770999999,108.81728387,60.525531059999999,60.525531059999999,60.525531059999999,60.525531059999999,148.00085770999999,92.395713009999994,148.00085770999999,95.736316389999999,86.220076599999999,60.525531059999999,60.525531059999999,62.274985299999997,73.509135749999999,96.964264439999994,148.00085770999999,148.00085770999999,157.63182365,158.13634961,158.13634961,158.13634961,158.13634961,158.13634961,158.13634961,158.13634961,158.13634961,158.13634961,158.13634961,158.13634961,158.13634961,158.13634961,158.13634961,158.13634961]
["2044-05-06",2044,5,6,"Friday",156.86447364,154.13628334000001,157.63182365,158.13634961,158.13634961,157.63182365,157.63182365,157.63182365,157.63182365,157.63182365,158.13634961,158.13634961,158.13634961,158.13634961,158.13634961,153.70097816000001,111.67988283,108.81728387,109.72790959,120.5525471,136.51488748,136.51488748,120.5525471,114.58918507999999,120.5525471,133.07107880999999,139.48152486000001,148.00085770999999,149.99335393000001,153.70097816000001,149.38030071,148.00085770999999,154.13628334000001,158.13634961,158.13634961,158.13634961,158.13634961,158.13634961,158.13634961,158.13634961,158.13634961,158.13634961,158.13634961,158.13634961,158.13634961,158.13634961,158.13634961,157.63182365]
["2044-05-07",2044,5,7,"Saturday",154.13628334000001,148.00085770999999,133.99103471000001,124.47645251,118.4209431,110.08719479,98.364019310000003,96.332782269999996,93.863562970000004,91.433666650000006,91.433666650000006,106.8931822,105.51278373,147.02298536999999,48.697881260000003,48.697881260000003,48.697881260000003,48.697881260000003,48.697881260000003,48.697881260000003,48.697881260000003,48.697881260000003,48.697881260000003,48.697881260000003,48.697881260000003,48.697881260000003,48.697881260000003,48.697881260000003,48.697881260000003,48.697881260000003,48.697881260000003,48.697881260000003,48.907106460000001,154.13628334000001,158.13634961,158.13634961,158.13634961,158.13634961,158.13634961,158.13634961,158.13634961,158.13634961,158.13634961,158.13634961,155.2171894,154.13628334000001,154.13628334000001,148.00085770999999]
["2044-05-08",2044,5,8,"Sunday",147.98943356999999,136.31729005,127.55503555,124.45067636,117.02138074,120.88255334999999,124.45067636,124.45067636,148.00085770999999,127.55503555,148.00085770999999,148.00085770999999,148.00085770999999,154.13628334000001,154.13628334000001,148.00085770999999,119.48195214,148.00085770999999,148.00085770999999,154.13628334000001,154.13628334000001,154.13628334000001,157.63182365,154.59034788,154.13628334000001,157.63182365,157.63182365,155.46339563000001,154.13628334000001,157.63182365,157.63182365,154.13628334000001,158.13634961,158.13634961,158.13634961,158.13634961,158.13634961,158.13634961,158.13634961,158.13634961,158.13634961,158.13634961,158.13634961,158.13634961,158.13634961,158.13634961,157.63182365,157.4470221]
["2044-05-09",2044,5,9,"Monday",157.63182365,154.8125211,154.13628334000001,142.98277651999999,119.54417816,115.44398384,112.53971579,112.53971579,109.68244747,106.87104712999999,106.87104712999999,104.10441910999999,112.35573108,143.41832364999999,139.44724106000001,91.115129589999995,42.522520120000003,40.359987930000003,40.359987930000003,40.359987930000003,40.359987930000003,40.359987930000003,40.359987930000003,40.359987930000003,40.763306880000002,47.245428269999998,47.245428269999998,47.245428269999998,47.245428269999998,47.245428269999998,47.245428269999998,47.245428269999998,125.0621435,154.13628334000001,158.13634961,158.13634961,158.13634961,158.13634961,158.13634961,158.13634961,158.13634961,158.13634961,158.13634961,158.13634961,158.13634961,157.63182365,156.18331348999999,157.63182365]
["2044-05-10",2044,5,10,"Tuesday",156.18331348999999,154.13628334000001,154.13628334000001,154.13628334000001,156.18331348999999,156.18331348999999,157.63182365,157.63182365,158.13634961,158.13634961,158.13634961,158.13634961,158.13634961,158.13634961,158.13634961,158.13634961,138.58813397,68.348345010000003,60.525531059999999,60.555647860000001,64.096004919999999,64.837559690000006,73.484871249999998,83.148944090000001,74.555618350000003,83.148944090000001,83.148944090000001,80.996422850000002,83.148944090000001,86.700968140000001,101.34257192,132.54921691999999,158.13634961,162.83927672999999,190.99774210000001,196.92876501000001,196.47108976000001,200.32398885000001,200.32398885000001,200.32398885000001,200.32398885000001,200.32398885000001,200.32398885000001,196.92876501000001,187.34860775999999,173.55975519,169.89983283999999,173.55975519]
["2044-05-11",2044,5,11,"Wednesday",173.95450285000001,173.95450285000001,173.95450285000001,173.95450285000001,171.49504232999999,169.11104015999999,167.75764301999999,167.75764301999999,167.75764301999999,167.75764301999999,167.75764301999999,167.75764301999999,173.55975519,186.69864949999999,191.17762074999999,158.13634961,154.13628334000001,154.13628334000001,154.13628334000001,154.13628334000001,154.13628334000001,154.13628334000001,154.13628334000001,154.13628334000001,154.13628334000001,154.13628334000001,154.13628334000001,154.13628334000001,154.13628334000001,154.13628334000001,154.13628334000001,157.63182365,158.13634961,179.96262085999999,209.29773646999999,209.29773646999999,209.29773646999999,209.29773646999999,209.29773646999999,209.29773646999999,209.29773646999999,209.29773646999999,209.29773646999999,209.29773646999999,204.58876366999999,197.3766636,192.53554389999999,192.56343889999999]
["2044-05-12",2044,5,12,"Thursday",192.53554389999999,192.53554389999999,191.19214454999999,187.77471704999999,187.34860775999999,181.21475507,179.94876422999999,176.65586679,176.65586679,181.21475507,186.10417297999999,192.53554389999999,202.30012464999999,209.29773646999999,209.29773646999999,204.20599164000001,158.13634961,154.13628334000001,154.13628334000001,154.13628334000001,154.13628334000001,154.13628334000001,154.13628334000001,154.13628334000001,154.13628334000001,154.13628334000001,154.13628334000001,154.13628334000001,154.13628334000001,154.13628334000001,154.13628334000001,154.13628334000001,158.13634961,187.77471704999999,209.29773646999999,209.29773646999999,209.29773646999999,209.29773646999999,209.29773646999999,209.29773646999999,209.29773646999999,209.29773646999999,209.29773646999999,209.29773646999999,204.20599164000001,187.77471704999999,175.99189627999999,173.55975519]
["2044-05-13",2044,5,13,"Friday",171.4889297,167.17068320999999,164.73317209999999,159.35887672999999,159.04467668000001,158.13634961,158.13634961,158.13634961,158.13634961,158.13634961,159.04467668000001,163.41481107000001,169.11104015999999,183.09220189999999,192.53554389999999,164.89478484,154.13628334000001,137.18532661,103.4996763,103.4996763,103.4996763,103.4996763,109.00722331999999,126.16202421,135.75619220999999,132.90359638000001,138.68060112000001,141.36782084000001,138.58813397,138.58813397,135.10161976000001,153.66330248,158.13634961,169.49566956999999,209.29773646999999,209.29773646999999,209.29773646999999,209.29773646999999,209.29773646999999,209.29773646999999,209.29773646999999,209.29773646999999,209.29773646999999,209.29773646999999,205.41011961999999,192.53554389999999,187.77471704999999,192.30037217]
["2044-05-14",2044,5,14,"Saturday",173.55975519,169.11104015999999,167.75764301999999,159.14059354,158.13634961,158.13634961,158.13634961,158.13634961,158.13634961,158.13634961,158.13634961,158.13634961,158.13634961,164.73317209999999,167.75764301999999,158.13634961,148.00085770999999,72.796457829999994,64.281257429999997,64.281257429999997,64.281257429999997,64.281257429999997,64.281257429999997,64.281257429999997,64.281257429999997,64.281257429999997,64.281257429999997,77.397629260000002,84.183539089999996,82.025731390000004,87.469081930000002,125.6830717,154.13628334000001,158.13634961,163.13861990000001,163.13861990000001,163.13861990000001,163.13861990000001,163.13861990000001,163.13861990000001,163.13861990000001,163.13861990000001,163.13861990000001,163.13861990000001,158.13634961,158.13634961,158.13634961,158.13634961]
["2044-05-15",2044,5,15,"Sunday",158.13634961,158.13634961,158.13634961,158.13634961,158.13634961,157.63182365,157.63182365,155.73024337999999,154.13628334000001,154.13628334000001,154.13628334000001,154.13628334000001,154.13628334000001,154.13628334000001,138.08476819000001,78.734597300000004,43.242249229999999,39.586322289999998,39.586322289999998,39.586322289999998,39.586322289999998,39.586322289999998,39.586322289999998,39.586322289999998,39.586322289999998,39.586322289999998,39.586322289999998,49.930344390000002,49.930344390000002,49.930344390000002,49.930344390000002,81.855879659999999,109.13182467999999,154.13628334000001,154.13628334000001,154.13628334000001,154.13628334000001,154.13628334000001,154.13628334000001,154.13628334000001,154.13628334000001,154.13628334000001,154.13628334000001,148.00085770999999,135.03567652000001,111.76997412999999,102.57591596,104.10968964]
["2044-05-16",2044,5,16,"Monday",115.04290186999999,115.04290186999999,123.4320175,123.4320175,117.47619709999999,112.66525978,112.66525978,116.61954661999999,115.91926198,112.66525978,117.47619709999999,130.79288093,132.54798794999999,142.69834158,142.69834158,143.58317172,104.77772697,77.873913779999995,70.903954409999997,93.797309760000005,108.06553812,97.822671,108.06553812,104.83757111,89.897026429999997,78.552726579999998,69.480957459999999,57.195648210000002,57.195648210000002,57.195648210000002,57.195648210000002,57.195648210000002,125.0621435,148.00085770999999,154.13628334000001,154.13628334000001,154.13628334000001,158.13634961,158.13634961,158.13634961,158.13634961,158.13634961,157.63182365,154.13628334000001,154.13628334000001,154.13628334000001,154.13628334000001,154.13628334000001]
["2044-05-17",2044,5,17,"Tuesday",154.13628334000001,154.13628334000001,154.13628334000001,154.13628334000001,154.13628334000001,154.13628334000001,154.13628334000001,154.13628334000001,154.13628334000001,154.13628334000001,154.13628334000001,154.13628334000001,154.13628334000001,156.53853982999999,158.13634961,156.42478912000001,142.06733858000001,90.163769560000006,70.477931420000004,68.671428329999998,78.273571680000003,83.468156120000003,79.180725649999999,82.602638040000002,89.751876850000002,91.64491056,94.923274059999997,96.177343660000005,98.760486520000001,96.177343660000005,113.98131139,154.13628334000001,154.13628334000001,158.13634961,158.13634961,158.13634961,158.13634961,160.78934451999999,169.49566956999999,169.49566956999999,170.46493132000001,169.49566956999999,169.49566956999999,159.42297538,158.13634961,158.13634961,158.13634961,158.13634961]
["2044-05-18",2044,5,18,"Wednesday",158.13634961,158.13634961,158.13634961,158.13634961,158.13634961,158.13634961,158.13634961,158.13634961,158.13634961,158.13634961,158.13634961,158.13634961,165.90811316,183.99123096,194.05113772999999,172.17075495,158.13634961,145.69398229000001,94.30504741,94.456675059999995,100.69517414000001,129.83904656000001,138.10293429999999,138.33633456999999,138.33633456999999,138.33633456999999,138.10293429999999,138.10293429999999,138.33633456999999,138.10293429999999,138.58813397,157.63182365,158.13634961,186.35674517999999,194.05113772999999,194.05113772999999,194.05113772999999,194.05113772999999,194.05113772999999,194.05113772999999,194.05113772999999,194.05113772999999,194.05113772999999,194.05113772999999,194.05113772999999,194.05113772999999,194.05113772999999,194.05113772999999]
["2044-05-19",2044,5,19,"Thursday",189.16931971,184.36650409000001,177.73173356000001,169.11104015999999,163.41481107000001,159.14059354,158.13634961,158.13634961,158.13634961,158.13634961,158.13634961,158.13634961,159.14059354,169.49566956999999,178.08105101000001,158.13634961,147.59648135,75.719286389999994,60.525531059999999,60.525531059999999,60.555647860000001,65.339281769999999,80.996422850000002,82.29168962,92.801350260000007,93.499537270000005,90.374072369999993,86.182176049999995,79.939096280000001,71.85938385,69.868059790000004,96.432725860000005,149.12893733000001,158.13634961,158.13634961,158.13634961,158.13634961,158.13634961,158.13634961,157.63182365,157.63182365,156.18331348999999,154.13628334000001,148.00085770999999,138.74397091,131.86521024000001,127.23343824,123.50978646999999]
["2044-05-20",2044,5,20,"Friday",127.23343824,127.23343824,131.01283891,127.23343824,123.50978646999999,123.50978646999999,119.8406591,123.50978646999999,127.23343824,127.23343824,127.23343824,123.50978646999999,93.488257129999994,93.075836690000003,93.499537270000005,92.162927490000001,60.079420429999999,60.079420429999999,60.079420429999999,60.079420429999999,60.079420429999999,60.079420429999999,70.903954409999997,78.791070140000002,61.369544810000001,60.079420429999999,60.079420429999999,80.164128300000002,83.587229600000001,92.701303640000006,105.76951758,138.10293429999999,138.93047756000001,154.93337706,158.13634961,158.13634961,158.13634961,158.13634961,158.13634961,158.13634961,158.13634961,158.13634961,158.13634961,158.13634961,158.13634961,158.13634961,158.13634961,158.13634961]
["2044-05-21",2044,5,21,"Saturday",158.13634961,158.13634961,158.13634961,158.13634961,157.63182365,154.93337706,154.13628334000001,154.13628334000001,154.13628334000001,154.13628334000001,154.13628334000001,154.13628334000001,154.13628334000001,154.13628334000001,154.93337706,148.00085770999999,76.869879479999994,8.4581375600000008,0,0,0,0,0,0,0,0,0,0,0,0,0,0,0,8.0802226299999997,78.308303519999996,78.308303519999996,78.308303519999996,78.308303519999996,78.308303519999996,78.308303519999996,78.308303519999996,78.308303519999996,78.308303519999996,78.308303519999996,8.6905909000000001,0,8.1847984900000004,78.308303519999996]
["2044-05-22",2044,5,22,"Sunday",78.308303519999996,78.308303519999996,78.308303519999996,60.079420429999999,8.5472933399999995,0,8.1847984900000004,8.5472933399999995,78.308303519999996,78.308303519999996,78.308303519999996,78.308303519999996,78.308303519999996,78.308303519999996,78.308303519999996,71.42250593,0,0,0,0,0,0,0,0,0,0,0,0,0,0,0,0,0,0,78.308303519999996,78.308303519999996,78.308303519999996,78.308303519999996,78.308303519999996,78.308303519999996,78.308303519999996,81.678828420000002,81.329471560000002,78.308303519999996,75.563286860000005,8.3302969699999991,8.0923685499999998,0]
["2044-05-23",2044,5,23,"Monday",0,0,8.2592120999999992,0,0,0,0,0,8.2109240900000007,7.8751194599999996,8.2496468099999998,8.2238989900000004,8.2692506399999992,78.308303519999996,78.308303519999996,8.1874956900000004,0,0,0,0,0,0,0,0,0,0,0,0,0,0,0,0,0,89.703050919999995,89.703050919999995,89.703050919999995,89.703050919999995,89.703050919999995,89.703050919999995,89.703050919999995,89.703050919999995,89.703050919999995,89.703050919999995,89.703050919999995,88.071466009999995,76.906444750000006,50.948500260000003,49.499034389999998]
["2044-05-24",2044,5,24,"Tuesday",73.513950460000004,68.571724669999995,49.444062449999997,45.277981570000001,65.331919040000002,66.697483129999995,65.331919040000002,66.697483129999995,73.82361856,60.079420429999999,76.049300070000001,80.601382860000001,76.049300070000001,73.82361856,78.308303519999996,8.7480416499999993,0,0,0,0,0,0,0,0,0,0,0,0,0,0,0,0,8.4992936500000003,76.049300070000001,78.308303519999996,78.308303519999996,78.308303519999996,78.308303519999996,78.308303519999996,78.308303519999996,78.308303519999996,76.049300070000001,73.82361856,8.5309557900000001,0,0,7.9089349200000001,0]
["2044-05-25",2044,5,25,"Wednesday",0,0,0,0,0,0,0,0,8.2946777600000008,0,8.4581375600000008,0,8.2322789600000004,8.9051648199999995,44.37113652,0,0,0,0,0,0,0,0,0,0,0,0,0,0,0,0,0,0,9.3571932499999999,86.259908490000001,86.259908490000001,86.259908490000001,86.259908490000001,86.259908490000001,86.259908490000001,86.259908490000001,86.259908490000001,86.259908490000001,86.259908490000001,86.259908490000001,86.259908490000001,83.899065289999996,80.412423880000006]
["2044-05-26",2044,5,26,"Thursday",79.284215189999998,77.790286870000003,76.040842269999999,77.790286870000003,79.284215189999998,81.574104829999996,80.719054929999999,81.574104829999996,81.574104829999996,86.259908490000001,86.259908490000001,86.259908490000001,86.259908490000001,86.259908490000001,86.259908490000001,86.259908490000001,0,0,0,0,0,0,0,0,0,0,0,0,0,0,0,0,103.86429119,157.63182365,158.13634961,158.13634961,158.13634961,158.13634961,158.13634961,158.13634961,158.13634961,158.13634961,156.42478912000001,154.13628334000001,154.13628334000001,154.13628334000001,152.42476221000001,150.57148631999999]
["2044-05-27",2044,5,27,"Friday",148.38674076000001,150.91636319,148.00085770999999,142.60664149999999,131.48638930000001,133.90455827,129.20914698999999,125.03927336,129.91062941999999,135.03567652000001,141.28021937,148.00085770999999,154.13628334000001,154.13628334000001,154.13628334000001,145.38206664000001,139.70692072,86.039098240000001,70.005390169999998,108.72507975000001,150.51401978999999,148.00085770999999,148.00085770999999,143.24904007999999,146.85089839,148.00085770999999,143.24904007999999,148.00085770999999,148.00085770999999,148.00085770999999,148.00085770999999,154.13628334000001,154.93337706,158.13634961,158.13634961,158.13634961,158.13634961,158.13634961,158.13634961,160.42447200000001,160.42447200000001,158.13634961,158.13634961,158.13634961,158.13634961,158.13634961,157.63182365,158.13634961]
["2044-05-28",2044,5,28,"Saturday",158.13634961,157.63182365,158.13634961,157.63182365,154.19768872,154.19768872,157.63182365,157.63182365,158.13634961,158.13634961,158.13634961,158.13634961,158.13634961,158.13634961,158.13634961,158.13634961,154.13628334000001,154.13628334000001,154.13628334000001,154.13628334000001,154.13628334000001,154.13628334000001,154.13628334000001,154.36256804000001,157.63182365,157.63182365,157.63182365,158.13634961,158.13634961,158.13634961,158.13634961,158.13634961,164.73317209999999,204.20599164000001,204.20599164000001,204.20599164000001,204.20599164000001,204.20599164000001,204.20599164000001,204.20599164000001,204.20599164000001,204.20599164000001,204.20599164000001,204.20599164000001,204.20599164000001,201.11845059999999,201.11845059999999,204.20599164000001]
["2044-05-29",2044,5,29,"Sunday",204.20599164000001,204.20599164000001,201.11845059999999,196.05883750999999,196.05883750999999,196.05883750999999,196.05883750999999,196.05883750999999,194.80277425,188.57654291,185.54930042000001,182.67671845000001,182.67671845000001,189.61907413,187.34860775999999,181.99644569,163.27313859,158.13634961,158.13634961,158.13634961,158.70495398,158.70495398,163.27313859,163.27313859,163.27313859,163.0260189,163.27313859,163.27313859,163.27313859,163.41481107000001,171.4889297,178.08105101000001,204.20599164000001,204.20599164000001,204.20599164000001,204.20599164000001,204.20599164000001,204.20599164000001,204.20599164000001,204.20599164000001,204.20599164000001,204.20599164000001,204.20599164000001,204.20599164000001,204.20599164000001,204.20599164000001,204.20599164000001,204.20599164000001]
["2044-05-30",2044,5,30,"Monday",191.08110407999999,194.05957798,194.05957798,196.05883750999999,196.05883750999999,196.05883750999999,196.05883750999999,196.05883750999999,170.51806608999999,192.72710502999999,170.41747903999999,166.05805844,161.66796421000001,158.13634961,158.13634961,158.13634961,154.13628334000001,154.13628334000001,132.12838877999999,140.92448031999999,137.91673079,125.99379931,135.60422069000001,132.74468454999999,129.33154081000001,122.95827059,122.69835196,122.69835196,117.09815088000001,110.02127710000001,110.01225372,120.12295564999999,154.08987887999999,154.13628334000001,154.13628334000001,154.13628334000001,154.13628334000001,154.13628334000001,158.13634961,158.13634961,158.13634961,158.13634961,158.13634961,157.63182365,154.13628334000001,154.13628334000001,148.00085770999999,142.41001613]
["2044-05-31",2044,5,31,"Tuesday",113.11717552,113.11717552,110.01225372,106.96366027000001,101.003400009999,101.003400009999,98.089698409999997,98.089698409999997,98.089698409999997,103.96105328,110.01225372,119.44476578,125.98346595,132.74468454999999,148.39941583000001,146.91182739999999,36.499338250000001,36.499338250000001,36.499338250000001,36.499338250000001,36.499338250000001,36.499338250000001,36.499338250000001,36.499338250000001,36.499338250000001,36.499338250000001,36.499338250000001,36.499338250000001,36.499338250000001,36.499338250000001,36.499338250000001,36.499338250000001,102.77828228,154.13628334000001,154.13628334000001,154.13628334000001,154.13628334000001,154.13628334000001,154.13628334000001,154.36256804000001,154.13628334000001,154.13628334000001,154.13628334000001,154.13628334000001,154.13628334000001,154.13628334000001,154.13628334000001,154.13628334000001]
["2044-06-01",2044,6,1,"Wednesday",154.96969333999999,156.58141712,154.96969333999999,154.96969333999999,154.96969333999999,156.58141712,154.96969333999999,156.58141712,156.58141712,156.58141712,157.63182365,157.63182365,158.13634961,158.13634961,158.13634961,158.13634961,154.96969333999999,154.13628334000001,60.555568399999999,61.06024962,148.00085770999999,148.00085770999999,148.00085770999999,153.42935616,148.00085770999999,148.00085770999999,71.041439049999994,69.857356080000002,64.975059229999999,111.47198547000001,148.00085770999999,154.13628334000001,154.96969333999999,158.13634961,180.24175987999999,180.24175987999999,175.57574492000001,189.80216788999999,189.80216788999999,189.80216788999999,184.9832849,180.24175987999999,167.69916130999999,158.13634961,158.13634961,157.63182365,158.13634961,158.13634961]
["2044-06-02",2044,6,2,"Thursday",158.13634961,157.63182365,157.63182365,157.63182365,157.63182365,158.13634961,158.13634961,158.13634961,158.13634961,158.13634961,158.13634961,158.13634961,158.13634961,159.09363013000001,170.98345049,164.89478484,158.13634961,154.96969333999999,154.96969333999999,154.96969333999999,154.96969333999999,154.96969333999999,154.96969333999999,154.96969333999999,154.96969333999999,154.96969333999999,154.96969333999999,154.96969333999999,154.96969333999999,154.96969333999999,154.96969333999999,157.63182365,167.98954207,198.48371857000001,198.48371857000001,198.48371857000001,198.48371857000001,198.48371857000001,198.48371857000001,198.48371857000001,198.48371857000001,198.48371857000001,198.48371857000001,197.41547792,189.52039008,180.24175987999999,171.4889297,183.48438923]
["2044-06-03",2044,6,3,"Friday",169.11104015999999,167.75764301999999,167.75764301999999,160.62606524,160.62606524,158.13634961,158.13634961,158.13634961,158.13634961,159.08492580000001,164.89478484,172.17075495,188.39233551000001,198.48371857000001,198.48371857000001,196.92876501000001,158.13634961,154.96969333999999,154.13628334000001,154.13628334000001,154.96969333999999,154.96969333999999,154.13628334000001,154.13628334000001,154.13628334000001,154.13628334000001,154.13628334000001,154.13628334000001,154.13628334000001,154.13628334000001,154.13628334000001,158.13634961,158.13634961,198.48371857000001,198.48371857000001,198.48371857000001,198.48371857000001,198.48371857000001,198.48371857000001,198.48371857000001,198.48371857000001,198.48371857000001,198.48371857000001,198.48371857000001,198.48371857000001,187.93829217999999,183.7478582,173.94110882999999]
["2044-06-04",2044,6,4,"Saturday",163.41481107000001,158.13634961,158.13634961,158.13634961,157.63182365,157.63182365,154.96969333999999,154.96969333999999,154.13628334000001,154.13628334000001,154.13628334000001,154.13628334000001,154.13628334000001,154.96969333999999,154.96969333999999,154.96969333999999,154.96969333999999,148.00085770999999,132.70108518000001,132.70108518000001,128.75891025999999,101.05207781999999,101.33536979,132.70108518000001,136.70184209000001,140.76249659000001,144.88440395000001,148.00085770999999,149.06896068,153.98289421999999,149.66039708,154.13628334000001,154.96969333999999,158.13634961,186.07684904000001,186.07684904000001,183.07303297000001,180.65013078999999,185.04003123999999,183.07303297000001,178.28464223,172.35137542000001,161.81279964000001,158.13634961,158.13634961,154.96969333999999,154.96969333999999,154.96969333999999]
["2044-06-05",2044,6,5,"Sunday",154.96969333999999,154.13628334000001,154.13628334000001,153.98289421999999,148.00085770999999,148.00085770999999,147.94198584,147.94198584,147.94198584,148.00085770999999,148.00085770999999,149.66039708,149.66039708,153.98289421999999,153.98289421999999,143.84957095999999,101.4861939,58.867567620000003,73.062867560000001,98.649777850000007,110.52845924,107.46556102,97.018946639999996,96.739389790000004,100.42392372,107.6513429,101.1798175,104.54586438,107.6513429,110.80366595,112.61017379,135.32383074000001,154.13628334000001,154.96969333999999,154.13628334000001,154.13628334000001,154.13628334000001,154.13628334000001,154.13628334000001,154.13628334000001,154.13628334000001,153.98289421999999,153.42935616,139.58674250000001,61.19590522,58.867567620000003,58.867567620000003,58.867567620000003]
["2044-06-06",2044,6,6,"Monday",58.867567620000003,58.867567620000003,58.867567620000003,58.867567620000003,58.867567620000003,58.867567620000003,58.867567620000003,58.867567620000003,58.867567620000003,58.867567620000003,58.867567620000003,58.867567620000003,58.867567620000003,58.867567620000003,58.867567620000003,58.867567620000003,58.867567620000003,58.867567620000003,58.867567620000003,58.867567620000003,58.867567620000003,58.867567620000003,58.867567620000003,58.867567620000003,58.867567620000003,58.867567620000003,58.867567620000003,58.867567620000003,58.867567620000003,58.867567620000003,58.867567620000003,95.665767720000005,141.88574856,157.63182365,157.63182365,157.63182365,157.63182365,157.63182365,157.63182365,157.63182365,157.63182365,157.63182365,157.63182365,154.96969333999999,154.96969333999999,154.96969333999999,154.96969333999999,154.96969333999999]
["2044-06-07",2044,6,7,"Tuesday",154.96969333999999,154.96969333999999,154.96969333999999,154.13628334000001,154.13628334000001,154.13628334000001,154.96969333999999,154.96969333999999,154.96969333999999,154.96969333999999,154.96969333999999,154.96969333999999,157.38413843999999,157.63182365,157.63182365,157.63182365,144.23276068000001,76.408312969999997,58.867567620000003,58.867567620000003,58.867567620000003,58.867567620000003,58.867567620000003,63.15063267,68.018627089999995,68.018627089999995,70.069296019999996,58.867567620000003,58.867567620000003,58.867567620000003,58.867567620000003,104.54586438,147.89736672000001,154.96969333999999,158.13634961,158.13634961,157.63182365,157.63182365,158.08508868999999,154.96969333999999,154.96969333999999,154.96969333999999,154.96969333999999,154.13628334000001,154.13628334000001,153.98289421999999,148.00085770999999,149.06896068]
["2044-06-08",2044,6,8,"Wednesday",154.13628334000001,154.13628334000001,154.13628334000001,154.13628334000001,154.13628334000001,153.98289421999999,153.98289421999999,153.98289421999999,148.00085770999999,148.38059317,148.00085770999999,148.00085770999999,148.00085770999999,148.00085770999999,149.66039708,148.00085770999999,139.13171994999999,125.79174836,128.59341609000001,139.12242651,150.17532656,154.13628334000001,154.13628334000001,154.13628334000001,154.13628334000001,154.13628334000001,154.13628334000001,157.63182365,157.63182365,157.63182365,157.63182365,158.13634961,158.13634961,176.61977683999999,191.08110407999999,196.05883750999999,203.43665099,203.43665099,204.58876366999999,206.26198036,206.26198036,204.20599164000001,204.20599164000001,203.43665099,186.65229502,181.91338407999999,171.34693519000001,169.11104015999999]
["2044-06-09",2044,6,9,"Thursday",158.13634961,158.13634961,158.13634961,157.63182365,154.13628334000001,154.13628334000001,154.13628334000001,154.13628334000001,154.13628334000001,154.13628334000001,154.13628334000001,154.13628334000001,154.13628334000001,154.13628334000001,157.63182365,157.63182365,154.13628334000001,141.89542148999999,132.04719378999999,137.93164296,145.94742022,139.12242651,139.12242651,141.41947536999999,148.00085770999999,139.93561499,128.01215083,125.79174836,125.79174836,125.79174836,125.79174836,132.54798794999999,154.13628334000001,157.63182365,158.13634961,158.13634961,158.13634961,158.13634961,158.13634961,158.13634961,158.37159259000001,158.13634961,158.13634961,158.13634961,158.13634961,158.13634961,154.13628334000001,154.13628334000001]
["2044-06-10",2044,6,10,"Friday",154.13628334000001,154.13628334000001,154.13628334000001,154.13628334000001,154.13628334000001,154.13628334000001,157.63182365,157.63182365,158.13634961,158.13634961,158.13634961,158.13634961,158.13634961,167.35377113000001,203.43665099,181.36345241999999,158.13634961,154.13628334000001,142.74661717000001,142.74661717000001,148.00085770999999,146.43042281999999,146.43042281999999,139.12242651,146.43042281999999,146.43042281999999,135.55641531000001,135.55641531000001,139.42023098999999,153.42935616,148.00085770999999,154.13628334000001,158.13634961,167.35377113000001,208.52822108000001,211.90037373999999,205.67129021,220.32837345999999,226.24597987000001,230.43734334999999,230.73266022000001,230.73266022000001,230.73266022000001,225.38126523,204.58876366999999,203.43665099,183.53785707,187.57045704000001]
["2044-06-11",2044,6,11,"Saturday",180.33952883000001,176.61977683999999,176.61977683999999,176.61977683999999,181.36345241999999,181.36345241999999,176.61977683999999,176.61977683999999,171.95046137,176.61977683999999,181.36345241999999,181.36345241999999,186.18327866000001,186.18327866000001,190.32711811999999,181.91338407999999,158.13634961,155.49885229,154.13628334000001,154.13628334000001,157.85461097999999,157.63182365,157.63182365,157.63182365,157.63182365,158.13634961,158.13634961,158.13634961,158.13634961,158.13634961,158.13634961,167.66536825,199.97848253000001,228.65102673999999,268.37503269000001,268.37503269000001,268.37503269000001,268.37503269000001,268.37503269000001,268.37503269000001,268.37503269000001,263.82994065000003,256.54009735,230.73266022000001,203.43665099,181.36345241999999,171.95046137,171.95046137]
["2044-06-12",2044,6,12,"Sunday",167.35377113000001,163.19122254000001,162.82802480000001,161.84488128999999,162.36865116999999,162.36865116999999,162.57673464000001,162.82802480000001,166.05676176,162.82802480000001,162.82802480000001,167.35377113000001,169.23185064,171.95046137,176.61977683999999,174.62862347000001,158.13634961,158.13634961,157.63182365,158.13634961,158.13634961,158.13634961,157.63182365,157.63182365,158.13634961,158.13634961,158.13634961,158.13634961,158.13634961,158.13634961,158.13634961,158.13634961,181.36345241999999,221.32661881999999,263.82994065000003,268.37503269000001,263.82994065000003,268.37503269000001,268.37503269000001,268.37503269000001,268.37503269000001,268.37503269000001,268.37503269000001,267.22723133,253.60341697999999,213.16222381,205.81353537000001,204.68964635]
["2044-06-13",2044,6,13,"Monday",206.72893350000001,204.20599164000001,204.20599164000001,204.20599164000001,203.43665099,203.43665099,203.43665099,197.18487228000001,188.14165492999999,184.8294353,189.09113944000001,203.43665099,206.35694784,232.25858217000001,250.88980343,211.49153197999999,186.63516436,154.13628334000001,154.13628334000001,150.17532656,150.17532656,150.17532656,150.17532656,153.42935616,150.17532656,150.17532656,150.17532656,150.17532656,150.17532656,150.17532656,150.17532656,150.17532656,156.42478912000001,163.23849738000001,181.36345241999999,181.36345241999999,171.95046137,164.01633088,163.58227883000001,159.63174092,158.13634961,158.13634961,158.13634961,154.13628334000001,154.13628334000001,154.13628334000001,152.28937063999999,150.17532656]
["2044-06-14",2044,6,14,"Tuesday",152.28937063999999,154.13628334000001,154.13628334000001,154.13628334000001,154.13628334000001,154.13628334000001,155.2171894,157.63182365,157.63182365,158.13634961,158.13634961,158.13634961,162.82802480000001,181.36345241999999,191.08110407999999,201.11845059999999,173.55975519,159.04467668000001,157.63182365,157.63182365,158.13634961,158.13634961,158.13634961,158.13634961,158.13634961,158.13634961,158.13634961,158.13634961,158.13634961,157.63182365,157.63182365,158.13634961,158.13634961,203.43665099,230.73266022000001,262.00996457000002,268.37705054999998,268.59795126,268.59795126,262.00996457000002,258.59298394000001,246.71366836000001,249.87177417000001,211.25614952000001,203.43665099,203.43665099,196.05883750999999,191.08110407999999]
["2044-06-15",2044,6,15,"Wednesday",181.36345241999999,176.42356183000001,175.19016621,175.19016621,173.55975519,173.55975519,175.19016621,175.19016621,175.19016621,175.19016621,175.19016621,190.32711811999999,194.01455324,208.52822108000001,211.25614952000001,211.90037373999999,175.19016621,157.63182365,157.63182365,157.63182365,157.63182365,157.63182365,157.63182365,158.13634961,158.13634961,158.13634961,158.13634961,158.13634961,158.13634961,158.13634961,158.13634961,158.13634961,182.67765568999999,256.88533534999999,314.66547946999998,314.66547946999998,314.66547946999998,314.66547946999998,314.66547946999998,314.66547946999998,314.66547946999998,314.66547946999998,314.66547946999998,314.66547946999998,314.66547946999998,241.71504942999999,214.73831905,209.29773646999999]
["2044-06-16",2044,6,16,"Thursday",209.42848412000001,208.52822108000001,204.58876366999999,204.58876366999999,204.20599164000001,204.20599164000001,199.06870412000001,194.01455324,194.01455324,194.01455324,194.01455324,192.01896166,199.06870412000001,214.80793324000001,251.08138453999999,211.49153197999999,192.01896166,175.19016621,175.19016621,175.19016621,175.19016621,175.19016621,175.19016621,175.19016621,175.19016621,175.19016621,175.19016621,175.19016621,175.19016621,177.59565569,179.02825933,182.67671845000001,209.42848412000001,314.66547946999998,314.66547946999998,314.66547946999998,314.66547946999998,314.66547946999998,314.66547946999998,314.66547946999998,314.66547946999998,314.66547946999998,314.66547946999998,314.66547946999998,314.66547946999998,314.66547946999998,307.00733672000001,307.00733672000001]
["2044-06-17",2044,6,17,"Friday",307.00733672000001,303.24592646999997,293.11265205000001,279.81387895,282.24653188000002,279.81387895,231.87384184999999,231.87384184999999,222.30625307,220.17121040000001,221.37123163000001,244.34428886000001,265.97235094000001,299.47727092000002,314.66547946999998,314.66547946999998,211.90037373999999,159.49758856,158.13634961,158.13634961,158.13634961,158.13634961,158.13634961,158.13634961,158.13634961,158.13634961,158.13634961,158.13634961,158.13634961,158.13634961,158.13634961,158.13634961,158.93813918000001,204.20599164000001,230.28313395999999,255.78658483999999,254.69262246,275.84939566000003,275.84939566000003,275.84939566000003,275.84939566000003,275.84939566000003,275.84939566000003,275.84939566000003,213.19707172,199.56617039,197.60445709999999,201.84105346000001]
["2044-06-18",2044,6,18,"Saturday",201.84105346000001,192.09863107000001,192.01896166,192.01896166,187.30925200999999,182.67671845000001,181.63079751999999,177.69852362,175.99189627999999,174.47504079000001,174.47504079000001,176.18230517999999,178.12224534000001,190.56126404,192.09863107000001,198.63811269999999,174.47504079000001,158.13634961,158.13634961,158.13634961,158.13634961,158.13634961,158.13634961,158.13634961,158.13634961,158.13634961,158.13634961,158.13634961,158.13634961,158.13634961,158.13634961,158.13634961,168.90832671999999,204.20599164000001,218.51516486,218.51516486,213.19707172,223.58296068000001,274.30578817999998,274.30578817999998,274.30578817999998,274.30578817999998,274.30578817999998,219.29742214999999,208.52822108000001,201.84105346000001,195.35274238,195.35274238]
["2044-06-19",2044,6,19,"Sunday",187.30925200999999,185.84925519999999,181.99644569,176.85845366999999,174.47504079000001,174.47504079000001,174.47504079000001,174.47504079000001,174.47504079000001,173.55975519,173.55975519,174.47504079000001,174.47504079000001,178.08105101000001,182.67671845000001,187.30925200999999,158.13634961,158.13634961,158.13634961,158.13634961,158.13634961,158.13634961,158.13634961,158.13634961,158.13634961,158.13634961,158.13634961,158.13634961,158.13634961,158.13634961,158.13634961,158.13634961,169.23258507,209.29773646999999,304.21737438000002,304.21737438000002,304.21737438000002,304.21737438000002,304.21737438000002,304.21737438000002,304.21737438000002,304.21737438000002,304.21737438000002,304.21737438000002,211.84610025999999,204.20599164000001,192.01896166,187.30925200999999]
["2044-06-20",2044,6,20,"Monday",179.07039576,186.15852409999999,192.01896166,182.67765568999999,174.47504079000001,158.13634961,158.13634961,158.13634961,158.13634961,158.13634961,158.13634961,158.13634961,174.47504079000001,204.20599164000001,211.25614952000001,266.50366463,174.47504079000001,158.13634961,152.96565072999999,152.96565072999999,93.545882520000006,93.03994582,93.545882520000006,96.652367639999994,135.40262765,148.00085770999999,148.00085770999999,126.04882112,142.47153320999999,117.09815088000001,98.143549870000001,152.96565072999999,157.63182365,182.67765568999999,196.80877755,196.80877755,196.80877755,196.80877755,196.80877755,196.80877755,192.01896166,187.30925200999999,179.55115821999999,173.64115649999999,158.13634961,158.13634961,154.13628334000001,152.96565072999999]
["2044-06-21",2044,6,21,"Tuesday",152.96565072999999,145.58233619999999,141.98252142999999,139.70692072,139.70692072,143.24904007999999,143.24904007999999,146.85089839,148.00085770999999,150.51401978999999,152.96565072999999,154.13628334000001,158.13634961,158.13634961,164.89478484,158.13634961,154.13628334000001,126.56922197,91.987171059999994,91.987171059999994,91.987171059999994,91.987171059999994,123.19373238,143.24904007999999,146.85089839,150.51401978999999,152.96565072999999,150.51401978999999,150.51401978999999,152.96565072999999,152.96565072999999,154.13628334000001,162.64543245999999,192.01896166,195.59192031000001,195.59192031000001,195.59192031000001,195.59192031000001,195.59192031000001,195.59192031000001,192.01896166,187.30925200999999,182.67765568999999,173.64115649999999,160.87095450000001,158.13634961,158.13634961,158.13634961]
["2044-06-22",2044,6,22,"Wednesday",158.13634961,158.13634961,158.13634961,158.13634961,158.13634961,158.13634961,158.13634961,157.63182365,157.56478952000001,157.63182365,157.84551490000001,158.13634961,158.13634961,158.13634961,158.13634961,158.13634961,158.13634961,67.964699190000005,60.079420429999999,60.079420429999999,60.079420429999999,60.079420429999999,60.079420429999999,61.459914519999998,66.131451799999994,66.131451799999994,67.808143939999994,69.513114020000003,69.513114020000003,76.383325790000001,67.808143939999994,148.00085770999999,157.60744281999999,158.13634961,158.13634961,158.13634961,158.13634961,158.13634961,158.13634961,158.13634961,158.13634961,158.13634961,158.13634961,157.63182365,148.00085770999999,126.56922197,68.075896510000007,66.58626246]
["2044-06-23",2044,6,23,"Thursday",62.228046239999998,60.098755089999997,56.627606499999999,50.42271787,42.071421790000002,40.919971109999999,40.919971109999999,39.786021470000001,38.669176870000001,38.669176870000001,37.569053179999997,42.912017480000003,48.356222080000002,60.814174229999999,71.7189774,49.617769989999999,0,0,0,0,0,0,0,0,0,0,0,0,0,0,0,0,0,76.415125689999996,78.308303519999996,78.308303519999996,78.308303519999996,78.308303519999996,78.308303519999996,78.308303519999996,78.308303519999996,78.308303519999996,78.308303519999996,64.849435499999998,45.661702570000003,35.417488659999997,7.78536392,7.9556620799999997]
["2044-06-24",2044,6,24,"Friday",6.7543823500000002,3.2913944700000002,3.2913944700000002,6.5595349000000001,7.5000445300000003,7.78536392,3.1001510900000002,0,3.1001510900000002,7.2772393600000003,7.78536392,7.5000445300000003,8.5107315400000001,56.23888049,61.326689799999997,50.849856080000002,0,0,0,0,0,0,0,0,0,0,0,0,0,0,0,0,0,57.544331239999998,68.519988929999997,66.621204180000007,64.751061620000002,68.519988929999997,68.519988929999997,68.519988929999997,68.519988929999997,66.621204180000007,62.908918020000002,54.867149019999999,8.2676384600000006,0,0,0]
["2044-06-25",2044,6,25,"Saturday",0,5.1486047199999998,5.8918534600000001,5.3062380899999999,5.4662139400000003,5.4662139400000003,5.4662139400000003,6.2553125100000004,7.78536392,35.417488659999997,8.5472933399999995,40.073132749999999,44.453712760000002,55.957204079999997,8.6044142600000004,8.0802226299999997,0,0,0,0,0,0,2.73312154,0,7.0206412,8.4743294200000001,7.78536392,7.9844717200000002,8.0583439499999994,7.78536392,7.78536392,48.105940339999997,132.79605103,157.63182365,158.13634961,158.13634961,158.13634961,158.13634961,157.4563545,154.13628334000001,137.96745031,128.18101236999999,138.87341860000001,111.03193632,95.644138310000002,61.06158456,61.06158456,61.06158456]
["2044-06-26",2044,6,26,"Sunday",158.13634961,158.13634961,158.13634961,158.13634961,158.13634961,158.13634961,158.13634961,158.13634961,158.13634961,158.13634961,158.13634961,158.13634961,158.13634961,158.13634961,158.13634961,158.13634961,158.13634961,149.03486520999999,126.107063,132.79605103,139.70692072,143.24904007999999,148.00085770999999,154.13628334000001,156.13590588,157.63182365,157.63182365,157.63182365,157.63182365,158.13634961,156.29486335999999,158.13634961,158.13634961,187.30925200999999,187.30925200999999,187.30925200999999,187.30925200999999,187.30925200999999,187.30925200999999,187.30925200999999,187.30925200999999,187.30925200999999,187.30925200999999,187.30925200999999,187.30925200999999,176.29406825999999,171.84975362,173.26727728]
["2044-06-27",2044,6,27,"Monday",186.80207788000001,187.30925200999999,187.30925200999999,187.30925200999999,184.91639551,181.81067540999999,166.87879986999999,166.29254422,166.29254422,162.18062807999999,166.87879986999999,171.07480559999999,186.80207788000001,187.30925200999999,187.30925200999999,187.30925200999999,186.50815732000001,158.13634961,156.26241327,154.8870517,154.13628334000001,148.00085770999999,152.78851562,154.13628334000001,154.13628334000001,154.14517570000001,156.13590588,154.13628334000001,154.13628334000001,154.13628334000001,154.13628334000001,157.74233265000001,158.13634961,187.30925200999999,187.30925200999999,187.30925200999999,187.30925200999999,187.30925200999999,187.30925200999999,187.30925200999999,187.30925200999999,187.30925200999999,187.30925200999999,173.64115649999999,159.86885401999999,158.13634961,158.13634961,158.13634961]
["2044-06-28",2044,6,28,"Tuesday",158.13634961,157.94768042000001,157.63182365,157.62883070999999,156.80117325000001,156.09738358000001,154.13628334000001,156.13060535,156.81021935000001,158.13634961,158.13634961,158.13634961,158.13634961,159.64706344999999,164.89478484,159.43250767000001,158.13634961,154.13628334000001,85.060477390000003,85.029959529999999,85.566414089999995,91.987171059999994,148.00085770999999,153.42935616,154.13628334000001,154.43197635999999,155.55214807999999,154.13628334000001,154.13628334000001,156.22012398999999,155.46829008,158.13634961,164.89478484,187.30925200999999,187.30925200999999,187.30925200999999,187.30925200999999,187.30925200999999,187.30925200999999,187.30925200999999,187.30925200999999,187.30925200999999,187.30925200999999,178.12224534000001,164.89478484,160.62606524,158.13634961,158.13634961]
["2044-06-29",2044,6,29,"Wednesday",156.16870449699999,155.36406686500001,154.441855175,152.62560844199999,151.4916421225,150.47005608149999,147.0087076005,146.65829392149999,145.64117037150001,145.65902406699999,146.59471158349999,150.0172624425,155.0991966755,166.13137613149999,174.66713453599999,170.20542709399999,144.82218377949999,124.580922298,111.9932743355,112.57083956549999,115.21920856,114.986454701,119.57047633000001,121.559362564499,124.4496339545,124.874668660499,120.3513188395,118.4900759265,119.2602874725,121.6822532705,121.8948213035,134.65896387399999,145.39044669800001,177.65767790499899,189.72085472649999,192.882447555,192.38085650599999,194.68565535350001,195.04010195749899,194.65063496849999,193.77246148750001,192.26094767000001,190.9866242185,184.85313495400001,172.52129749700001,164.43961531349899,154.873483889,154.56541652190401]
["2044-06-30",2044,6,30,"Thursday",156.16870449699999,155.36406686500001,154.441855175,152.62560844199999,151.4916421225,150.47005608149999,147.0087076005,146.65829392149999,145.64117037150001,145.65902406699999,146.59471158349999,150.0172624425,155.0991966755,166.13137613149999,174.66713453599999,170.20542709399999,144.82218377949999,124.580922298,111.9932743355,112.57083956549999,115.21920856,114.986454701,119.57047633000001,121.559362564499,124.4496339545,124.874668660499,120.3513188395,118.4900759265,119.2602874725,121.6822532705,121.8948213035,134.65896387399999,145.39044669800001,177.65767790499899,189.72085472649999,192.882447555,192.38085650599999,194.68565535350001,195.04010195749899,194.65063496849999,193.77246148750001,192.26094767000001,190.9866242185,184.85313495400001,172.52129749700001,164.43961531349899,154.873483889,154.56541652190401]

{"sheet":"OLTC_Taps","index":6,"n_rows":175,"n_cols":19,"rows_kept":175,"cut":false,"hidden":false,"merged":[]}
[null,null,null,"Voltage PQ Management Strategy",null,null,null,"Section Check:",{"$f":"IF(COUNTA($A$8:$A$210)=COUNTIF($A$8:$A$210,0),\"Ok\",\"Check\")","v":"Ok"},null,null,"Overall Check:","Ok",null,"Legend:","Input","Internal","Select","Calculation"]
[null,null,null,{"$f":"RIGHT(CELL(\"filename\",D1),LEN(CELL(\"filename\",D1))-FIND(\"]\",CELL(\"filename\",D1)))","v":"OLTC_Taps"},null,"Zone Substation OLTC Tap Positions"]
[]
[]
[]
[null,"Copyright Jemena Limited. All rights reserved. Jemena is not liable for any loss caused by reliance on this document."]
[]
[null,"General Assumptions"]
[]
[null,null,{"$f":"B8","v":"General Assumptions"}]
[]
[null,null,null,{"$f":"C10","v":"General Assumptions"},"Source","Unit","Basis"]
[]
[null,null,null,"Inflation Rate","AM","Per cent","n/a",null,null,0.02]
[]
[null,"Zone Substation OLTC Tap Positions"]
[]
[null,null,"Summary"]
[]
[null,null,null,"Item",null,"Source","Unit","Input $",null,"Cost ($)",{"$f":"\"Convert to $\"&L20","v":"Convert to $2021"},2021,null,"Assumed 0.7 USD:AUD, and 34% overheads"]
[]
[null,null,null,"Cost for upgrade from T3 to E3 device A$",null,"AM","$'000",2018,null,{"$f":"(6957+1600+4900)/0.7*1.34/1000","v":25.760542857142855},{"$f":"J22*(1+$J$14)^($L$20-$H22)","v":27.337294164342854},null,{"$f":"COUNTIF(H70:H135,\"DRMCC-T3\")","v":13},"TX having DRMCC-T3",null,null,"Source: http://cityofbatavia.net/AgendaCenter/ViewFile/Item/11920?fileID=8448"]
[null,null,null,"Cost for install one DRMCC-E3 device A$",null,"AM","$'000",2018,null,{"$f":"485510/2/1000","v":242.755},{"$f":"J23*(1+$J$14)^($L$20-$H23)","v":257.61354803999996},null,{"$f":"COUNTIF(H70:H135,\"<>DRMCC-E3\")-M22","v":20},"TX not having DRMCC-E3",null,null,"Source: BAA-PSA-000004 DR VR at CS"]
[null,null,null,"Cost of 240 new access points ",null,"AM","$'000",2021,null,{"$f":"2000","v":2000},{"$f":"J24*(1+$J$14)^($L$20-$H24)","v":2000},null,null,null,null,null,"Source: Lawrence Law meeting 15/11/21"]
[null,null,null,"Total cost to upgrade VRRs and AP",null,"AM","$'000",null,null,null,{"$f":"K22*M22\n+K23*M23\n+K24","v":7507.6557849364553}]
[]
[null,null,null,"OSII ADMS VVC data pre-processor integration with Itron SensorIQ ",null,"AM","$'000",2021,null,500,{"$f":"J27*(1+$J$14)^($L$20-$H27)","v":500}]
[null,null,null,"VVC reconfiguration to set-point control ",null,"AM","$'000",2021,null,500,{"$f":"J28*(1+$J$14)^($L$20-$H28)","v":500}]
[]
[null,null,null,"Total cost of VVC w/o tap changes maintenance",null,"AM","$'000",2021,null,{"$f":"K25+J27+J28","v":8507.6557849364544},{"$f":"J30*(1+$J$14)^($L$20-$H30)","v":8507.6557849364544}]
[null,null,null,"Additional tap changer maintenance costs",null,"AM","$'000",2021,null,100,{"$f":"J31*(1+$J$14)^($L$20-$H31)","v":100},null,"per annum"]
[]
[null,null,null,"Installed cost of 8MVAr 22kV reactor",null,"AM","$'000",2019,null,{"$f":"6500/100*8","v":520},{"$f":"J33*(1+$J$14)^($L$20-$H33)","v":541.00800000000004},null,"Source: https://aemo.com.au/-/media/files/electricity/nem/planning_and_forecasting/victorian_transmission/2019/reactive-power-rit-t/victorian-reactive-power-support-pacr.pdf"]
[null,null,null,"Number of reactors required",null,"AM","$'000","N/A",null,4]
[null,null,null,"Total cost of reactors",null,"AM","$'000",null,null,null,{"$f":"K33*J34","v":2164.0320000000002}]
[]
[null,null,null,"One off tap changes",null,"AM","$'000",2021,null,20,{"$f":"J37*(1+$J$14)^($L$20-$H37)","v":20}]
[]
[]
[]
[]
[]
[]
[]
[]
[]
[]
[]
[]
[]
[]
[]
[]
[]
[]
[]
[]
[]
[]
[]
[]
[]
[]
[]
[]
[null,null,"Inputs"]
[]
[null,null,null,"ZSS","ZSS TX","2022-12-18T13:30:00","Tx Tap Position","Tx VR relay","Note: The following ZSS don't have tap position in SCADA: EP, FW, NH No.1 & No.2 Tx, ST, TH."]
[]
[null,null,null,{"$f":"TRIM(LEFT(E70,3))","v":"AW"},"AW No1","\\\\HISY\\AW_DNP.1TRTAP",4,"DRMCC-E3"]
[null,null,null,"AW","AW No2","\\\\HISY\\AW_DNP.2TRTAP",4,"DRMCC-E3"]
[null,null,null,"AW","AW No3","\\\\HISY\\AW_DNP.3TRTAP",4,"DRMCC-E3"]
[null,null,null,"AW","AW No4","\\\\HISY\\AW_DNP.4TRTAP",14,"DRMCC-E3"]
[null,null,null,"BD","BD No1","\\\\HISY\\BD_DNP.1TRTAP",4,"DRMCC-E3"]
[null,null,null,"BD","BD No2","\\\\HISY\\BD_DNP.2TRTAP",3,"DRMCC-E3"]
[null,null,null,"BD","BD No3","\\\\HISY\\BD_DNP.3TRTAP",4,"DRMCC-E3"]
[null,null,null,"BD","BD No4","\\\\HISY\\BD_DNP.4TRTAP",3,"DRMCC-E3"]
[null,null,null,"BMS","BMS No1","\\\\HISY\\BMS_1.1TRTAP",4,"DRMCC-E3"]
[null,null,null,"BMS","BMS No2","\\\\HISY\\BMS_1.2TRTAP",4,"DRMCC-E3"]
[null,null,null,"BY","BY No1","\\\\HISY\\BY_DNP.1TRTAP",4,"KVGC202 ?"]
[null,null,null,"BY","BY No2","\\\\HISY\\BY_DNP.2TR_TPI",5,"DRMCC-T3"]
[null,null,null,"CN","CN No1","\\\\HISY\\CN_1.1TRTAP",6,"CDG11-1055 ?"]
[null,null,null,"CN","CN No2","\\\\HISY\\CN_1.2TRTAP",3,"CDG11-1055 ?"]
[null,null,null,"CN","CN No3","\\\\HISY\\CN_1.3TRTAP",3,"CDG11-1055 ?"]
[null,null,null,"CS","CS No1","\\\\HISY\\CS_1.1TRTAP",3,"DRMCC-E3"]
[null,null,null,"CS","CS No2","\\\\HISY\\CS_1.2TRTAP",3,"DRMCC-E3"]
[null,null,null,"COO","COO No1","\\\\HISY\\COO_DNP.1TRTAPPOS",4,"DRMCC-T3"]
[null,null,null,"COO","COO No2","\\\\HISY\\COO_DNP.2TRTAP",3,"DRMCC-T3"]
[null,null,null,"EP A","EP No1","-",4,"CDG11-521 ?"]
[null,null,null,"EP A","EP No2","-",4,"CDG11-521 ?"]
[null,null,null,"EP B","EP No3","-",4,"CDG11-521 ?"]
[null,null,null,"EP B","EP No4","-",4,"CDG11-521 ?"]
[null,null,null,{"$f":"TRIM(LEFT(E93,3))","v":"EPN"},"EPN No1","\\\\HISY\\EPN_1.3TRTAP",4,"DRMCC-E3"]
[null,null,null,"ES","ES No2","\\\\HISY\\ES_1.2TRTAP",5,"DRMCC-E3"]
[null,null,null,"ES","ES No3","\\\\HISY\\ES_1.3TRTAP",5,"DRMCC-E3"]
[null,null,null,"FE","FE No1","\\\\HISY\\FE_1.1TRTAP",4,"DRMCC-T3"]
[null,null,null,"FE","FE No2","\\\\HISY\\FE_1.2TRTAP",4,"DRMCC-T3"]
[null,null,null,"FW","FW No1","-",4,"CDG11-520 ?"]
[null,null,null,"FW","FW No2","-",4,"CDG11-520 ?"]
[null,null,null,"FW","FW No3","-",4,"CDG11-520 ?"]
[null,null,null,"FF","FF No1","\\\\HISY\\FF_DNP.1TRTAP",6,"DRMCC-E3"]
[null,null,null,"FF","FF No2","\\\\HISY\\FF_DNP.2TRTAP",6,"DRMCC-E3"]
[null,null,null,"FF","FF No3","\\\\HISY\\FF_DNP.3TRTAP",9,"DRMCC-E3"]
[null,null,null,"FT","FT No1","\\\\HISY\\FT_1.1TRTAP",6,"DRMCC-E3"]
[null,null,null,"FT","FT No2","\\\\HISY\\FT_1.2TRTAP",6,"DRMCC-E3"]
[null,null,null,"HB","HB No1","\\\\HISY\\HB_1.1TRTAP",4,"DRMCC-T3"]
[null,null,null,"HB","HB No3","\\\\HISY\\HB_1.3TRTAP",4,"DRMCC-T3"]
[null,null,null,"NH","NH No1","-",4,"CDG11-1054 ?"]
[null,null,null,"NH","NH No2","-",4,"CDG11-1054 ?"]
[null,null,null,"NH","NH No3","\\\\HISY\\NH_DNP.3TR_TPI",3,"GP3 - 1511 ?"]
[null,null,null,"NS","NS No1","\\\\HISY\\NS_1.1TRTAP",6,"DRMCC-E3"]
[null,null,null,"NS","NS No2","\\\\HISY\\NS_1.2TRTAP",6,"DRMCC-E3"]
[null,null,null,"NS","NS No3","\\\\HISY\\NS_1.3TRTAP",6,"DRMCC-E3"]
[null,null,null,"NT","NT No1","\\\\HISY\\NT_1.1TRTAP",3,"DRMCC-T3"]
[null,null,null,"NT","NT No3","\\\\HISY\\NT_1.3TRTAP",3,"DRMCC-T3"]
[null,null,null,"PTN","PTN No1","\\\\HISY\\PTN_1.1TRTAP",4,"DRMCC-E3"]
[null,null,null,"PTN","PTN No2","\\\\HISY\\PTN_1.2TRTAP",4,"DRMCC-E3"]
[null,null,null,"PV","PV No1","\\\\HISY\\PV_1.1TRTAP",5,"DRMCC-T3"]
[null,null,null,"PV","PV No2","\\\\HISY\\PV_1.2TRTAP",5,"DRMCC-T3"]
[null,null,null,"PV","PV No3","\\\\HISY\\PV_1.TR3TAPPOS",null,"?"]
[null,null,null,"SBY","SBY No1","\\\\HISY\\SBY_DNP.1TRTAP",2,"DRMCC-E3"]
[null,null,null,"SBY","SBY No2","\\\\HISY\\SBY_DNP.2TRTAP",2,"DRMCC-E3"]
[null,null,null,"SBY","SBY No3","\\\\HISY\\SBY_DNP.3TRTAP",2,"DRMCC-E3"]
[null,null,null,"SHM","SHM No1","\\\\HISY\\SHM.1TRTAP",1,"DRMCC-T3"]
[null,null,null,"SHM","SHM No2","\\\\HISY\\SHM.2TRTAP",1,"DRMCC-T3"]
[null,null,null,"ST","ST No1","-",2,"2V161K - 2415 ?"]
[null,null,null,"ST","ST No2","-",2,"?"]
[null,null,null,"ST","ST No3","-",2,"?"]
[null,null,null,"TH","TH No1","-",6,"?"]
[null,null,null,"TH","TH No2","-",6,"?"]
[null,null,null,"TMA","TMA No1","\\\\HISY\\TMA_1.1TRTAP",3,"DRMCC-E3"]
[null,null,null,"TMA","TMA No2","\\\\HISY\\TMA_1.2TRTAP",3,"DRMCC-E3"]
[null,null,null,"YVE","YVE No1","\\\\HISY\\YVE_1.1TRTAP",3,"DRMCC-E3"]
[null,null,null,"YVE","YVE No2","\\\\HISY\\YVE_1.2TRTAP",3,"DRMCC-E3"]
[null,null,null,"YVE","YVE No3","\\\\HISY\\YVE_1.4TRTAP",5,"DRMCC-E3"]
[]
[]
[null,null,"Calculation"]
[]
[null,null,null,"Calculation Metrics",null,null,"Factors"]
[]
[null,null,null,"HV Cable Charging Factor",null,null,{"$f":"10*G143","v":0.4}]
[null,null,null,"PV growth factor",null,null,0.04]
[]
[null,null,null,"ZSS",null,"Min tap","2023 Actual","Margin",2028,2033,null,"Rank",null,"2028 delta tap pa","2033 delta tap pa"]
[]
[null,null,null,"SBY",null,null,{"$f":"IF(OR(Do_Nothing!$K$35=1,Do_Nothing!$Q$35=1),999,_xlfn.MINIFS($G$70:$G$135,$D$70:$D$135,$D147))","v":2},{"$f":"(G147-1)*1.25%","v":1.2500000000000001E-2},{"$f":"ROUND(MAX(1,$G147-$G$142*VLOOKUP($D147,Cable_Charging!$D$51:$AQ$81,41-1,FALSE)-$G$143*SUMPRODUCT(PV_Uptake!$W$50:$W$80*(PV_Uptake!$D$50:$D$80=$D147))),0)","v":1},{"$f":"ROUND(MAX(1,$I147-$G$142*VLOOKUP($D147,Cable_Charging!$D$51:$AR$81,42-1,FALSE)-$G$143*SUMPRODUCT(PV_Uptake!$X$50:$X$80*(PV_Uptake!$D$50:$D$80=$D147))),0)","v":1},null,1,null,{"$f":"(-$G$142*VLOOKUP($D147,Cable_Charging!$D$51:$AQ$81,41-1,FALSE)-$G$143*SUMPRODUCT(PV_Uptake!$W$50:$W$80*(PV_Uptake!$D$50:$D$80=$D147)))*1.25%/5","v":-2.2581915913678498E-3},{"$f":"(-$G$142*VLOOKUP($D147,Cable_Charging!$D$51:$AR$81,42-1,FALSE)-$G$143*SUMPRODUCT(PV_Uptake!$X$50:$X$80*(PV_Uptake!$D$50:$D$80=$D147)))*1.25%/5","v":-1.993424515767654E-3}]
[null,null,null,"SHM",null,null,{"$f":"IF(OR(Do_Nothing!$K$35=1,Do_Nothing!$Q$35=1),999,_xlfn.MINIFS($G$70:$G$135,$D$70:$D$135,$D148))","v":1},0,{"$f":"ROUND(MAX(1,$G148-$G$142*VLOOKUP($D148,Cable_Charging!$D$51:$AQ$81,41-1,FALSE)-$G$143*SUMPRODUCT(PV_Uptake!$W$50:$W$80*(PV_Uptake!$D$50:$D$80=$D148))),0)","v":1},{"$f":"ROUND(MAX(1,$I148-$G$142*VLOOKUP($D148,Cable_Charging!$D$51:$AR$81,42-1,FALSE)-$G$143*SUMPRODUCT(PV_Uptake!$X$50:$X$80*(PV_Uptake!$D$50:$D$80=$D148))),0)","v":1},null,{"$f":"L147+1","v":2},null,{"$f":"(-$G$142*VLOOKUP($D148,Cable_Charging!$D$51:$AQ$81,41-1,FALSE)-$G$143*SUMPRODUCT(PV_Uptake!$W$50:$W$80*(PV_Uptake!$D$50:$D$80=$D148)))*1.25%/5","v":-2.5125929029395254E-3},{"$f":"(-$G$142*VLOOKUP($D148,Cable_Charging!$D$51:$AR$81,42-1,FALSE)-$G$143*SUMPRODUCT(PV_Uptake!$X$50:$X$80*(PV_Uptake!$D$50:$D$80=$D148)))*1.25%/5","v":-1.7264944235951449E-3}]
[null,null,null,"COO",null,null,{"$f":"IF(OR(Do_Nothing!$K$35=1,Do_Nothing!$Q$35=1),999,_xlfn.MINIFS($G$70:$G$135,$D$70:$D$135,$D149))","v":3},2.5000000000000001E-2,{"$f":"ROUND(MAX(1,$G149-$G$142*VLOOKUP($D149,Cable_Charging!$D$51:$AQ$81,41-1,FALSE)-$G$143*SUMPRODUCT(PV_Uptake!$W$50:$W$80*(PV_Uptake!$D$50:$D$80=$D149))),0)","v":1},{"$f":"ROUND(MAX(1,$I149-$G$142*VLOOKUP($D149,Cable_Charging!$D$51:$AR$81,42-1,FALSE)-$G$143*SUMPRODUCT(PV_Uptake!$X$50:$X$80*(PV_Uptake!$D$50:$D$80=$D149))),0)","v":1},null,{"$f":"L148+1","v":3},null,{"$f":"(-$G$142*VLOOKUP($D149,Cable_Charging!$D$51:$AQ$81,41-1,FALSE)-$G$143*SUMPRODUCT(PV_Uptake!$W$50:$W$80*(PV_Uptake!$D$50:$D$80=$D149)))*1.25%/5","v":-4.0765525219476819E-3},{"$f":"(-$G$142*VLOOKUP($D149,Cable_Charging!$D$51:$AR$81,42-1,FALSE)-$G$143*SUMPRODUCT(PV_Uptake!$X$50:$X$80*(PV_Uptake!$D$50:$D$80=$D149)))*1.25%/5","v":-3.9965499482607246E-3}]
[null,null,null,"ST",null,null,{"$f":"IF(OR(Do_Nothing!$K$35=1,Do_Nothing!$Q$35=1),999,_xlfn.MINIFS($G$70:$G$135,$D$70:$D$135,$D150))","v":2},1.2500000000000001E-2,{"$f":"ROUND(MAX(1,$G150-$G$142*VLOOKUP($D150,Cable_Charging!$D$51:$AQ$81,41-1,FALSE)-$G$143*SUMPRODUCT(PV_Uptake!$W$50:$W$80*(PV_Uptake!$D$50:$D$80=$D150))),0)","v":1},{"$f":"ROUND(MAX(1,$I150-$G$142*VLOOKUP($D150,Cable_Charging!$D$51:$AR$81,42-1,FALSE)-$G$143*SUMPRODUCT(PV_Uptake!$X$50:$X$80*(PV_Uptake!$D$50:$D$80=$D150))),0)","v":1},null,{"$f":"L149+1","v":4},null,{"$f":"(-$G$142*VLOOKUP($D150,Cable_Charging!$D$51:$AQ$81,41-1,FALSE)-$G$143*SUMPRODUCT(PV_Uptake!$W$50:$W$80*(PV_Uptake!$D$50:$D$80=$D150)))*1.25%/5","v":-3.9412479601502858E-3},{"$f":"(-$G$142*VLOOKUP($D150,Cable_Charging!$D$51:$AR$81,42-1,FALSE)-$G$143*SUMPRODUCT(PV_Uptake!$X$50:$X$80*(PV_Uptake!$D$50:$D$80=$D150)))*1.25%/5","v":-3.0462285030881569E-3}]
[null,null,null,"BD",null,null,{"$f":"IF(OR(Do_Nothing!$K$35=1,Do_Nothing!$Q$35=1),999,_xlfn.MINIFS($G$70:$G$135,$D$70:$D$135,$D151))","v":3},2.5000000000000001E-2,{"$f":"ROUND(MAX(1,$G151-$G$142*VLOOKUP($D151,Cable_Charging!$D$51:$AQ$81,41-1,FALSE)-$G$143*SUMPRODUCT(PV_Uptake!$W$50:$W$80*(PV_Uptake!$D$50:$D$80=$D151))),0)","v":2},{"$f":"ROUND(MAX(1,$I151-$G$142*VLOOKUP($D151,Cable_Charging!$D$51:$AR$81,42-1,FALSE)-$G$143*SUMPRODUCT(PV_Uptake!$X$50:$X$80*(PV_Uptake!$D$50:$D$80=$D151))),0)","v":1},null,{"$f":"L150+1","v":5},null,{"$f":"(-$G$142*VLOOKUP($D151,Cable_Charging!$D$51:$AQ$81,41-1,FALSE)-$G$143*SUMPRODUCT(PV_Uptake!$W$50:$W$80*(PV_Uptake!$D$50:$D$80=$D151)))*1.25%/5","v":-2.248447919548376E-3},{"$f":"(-$G$142*VLOOKUP($D151,Cable_Charging!$D$51:$AR$81,42-1,FALSE)-$G$143*SUMPRODUCT(PV_Uptake!$X$50:$X$80*(PV_Uptake!$D$50:$D$80=$D151)))*1.25%/5","v":-1.8880018816591793E-3}]
[null,null,null,"NH",null,null,{"$f":"IF(OR(Do_Nothing!$K$35=1,Do_Nothing!$Q$35=1),999,_xlfn.MINIFS($G$70:$G$135,$D$70:$D$135,$D152))","v":3},2.5000000000000001E-2,{"$f":"ROUND(MAX(1,$G152-$G$142*VLOOKUP($D152,Cable_Charging!$D$51:$AQ$81,41-1,FALSE)-$G$143*SUMPRODUCT(PV_Uptake!$W$50:$W$80*(PV_Uptake!$D$50:$D$80=$D152))),0)","v":2},{"$f":"ROUND(MAX(1,$I152-$G$142*VLOOKUP($D152,Cable_Charging!$D$51:$AR$81,42-1,FALSE)-$G$143*SUMPRODUCT(PV_Uptake!$X$50:$X$80*(PV_Uptake!$D$50:$D$80=$D152))),0)","v":1},null,null,null,{"$f":"(-$G$142*VLOOKUP($D152,Cable_Charging!$D$51:$AQ$81,41-1,FALSE)-$G$143*SUMPRODUCT(PV_Uptake!$W$50:$W$80*(PV_Uptake!$D$50:$D$80=$D152)))*1.25%/5","v":-1.4455811722709666E-3},{"$f":"(-$G$142*VLOOKUP($D152,Cable_Charging!$D$51:$AR$81,42-1,FALSE)-$G$143*SUMPRODUCT(PV_Uptake!$X$50:$X$80*(PV_Uptake!$D$50:$D$80=$D152)))*1.25%/5","v":-2.0935852470995745E-3}]
[null,null,null,"CN",null,null,{"$f":"IF(OR(Do_Nothing!$K$35=1,Do_Nothing!$Q$35=1),999,_xlfn.MINIFS($G$70:$G$135,$D$70:$D$135,$D153))","v":3},2.5000000000000001E-2,{"$f":"ROUND(MAX(1,$G153-$G$142*VLOOKUP($D153,Cable_Charging!$D$51:$AQ$81,41-1,FALSE)-$G$143*SUMPRODUCT(PV_Uptake!$W$50:$W$80*(PV_Uptake!$D$50:$D$80=$D153))),0)","v":2},{"$f":"ROUND(MAX(1,$I153-$G$142*VLOOKUP($D153,Cable_Charging!$D$51:$AR$81,42-1,FALSE)-$G$143*SUMPRODUCT(PV_Uptake!$X$50:$X$80*(PV_Uptake!$D$50:$D$80=$D153))),0)","v":2},null,null,null,{"$f":"(-$G$142*VLOOKUP($D153,Cable_Charging!$D$51:$AQ$81,41-1,FALSE)-$G$143*SUMPRODUCT(PV_Uptake!$W$50:$W$80*(PV_Uptake!$D$50:$D$80=$D153)))*1.25%/5","v":-1.2860388314106688E-3},{"$f":"(-$G$142*VLOOKUP($D153,Cable_Charging!$D$51:$AR$81,42-1,FALSE)-$G$143*SUMPRODUCT(PV_Uptake!$X$50:$X$80*(PV_Uptake!$D$50:$D$80=$D153)))*1.25%/5","v":-1.0878022174815902E-3}]
[null,null,null,"AW",null,null,{"$f":"IF(OR(Do_Nothing!$K$35=1,Do_Nothing!$Q$35=1),999,_xlfn.MINIFS($G$70:$G$135,$D$70:$D$135,$D154))","v":4},3.7500000000000006E-2,{"$f":"ROUND(MAX(1,$G154-$G$142*VLOOKUP($D154,Cable_Charging!$D$51:$AQ$81,41-1,FALSE)-$G$143*SUMPRODUCT(PV_Uptake!$W$50:$W$80*(PV_Uptake!$D$50:$D$80=$D154))),0)","v":3},{"$f":"ROUND(MAX(1,$I154-$G$142*VLOOKUP($D154,Cable_Charging!$D$51:$AR$81,42-1,FALSE)-$G$143*SUMPRODUCT(PV_Uptake!$X$50:$X$80*(PV_Uptake!$D$50:$D$80=$D154))),0)","v":2},null,null,null,{"$f":"(-$G$142*VLOOKUP($D154,Cable_Charging!$D$51:$AQ$81,41-1,FALSE)-$G$143*SUMPRODUCT(PV_Uptake!$W$50:$W$80*(PV_Uptake!$D$50:$D$80=$D154)))*1.25%/5","v":-1.5771178707858363E-3},{"$f":"(-$G$142*VLOOKUP($D154,Cable_Charging!$D$51:$AR$81,42-1,FALSE)-$G$143*SUMPRODUCT(PV_Uptake!$X$50:$X$80*(PV_Uptake!$D$50:$D$80=$D154)))*1.25%/5","v":-1.6766762892633288E-3}]
[null,null,null,"YVE",null,null,{"$f":"IF(OR(Do_Nothing!$K$35=1,Do_Nothing!$Q$35=1),999,_xlfn.MINIFS($G$70:$G$135,$D$70:$D$135,$D155))","v":3},2.5000000000000001E-2,{"$f":"ROUND(MAX(1,$G155-$G$142*VLOOKUP($D155,Cable_Charging!$D$51:$AQ$81,41-1,FALSE)-$G$143*SUMPRODUCT(PV_Uptake!$W$50:$W$80*(PV_Uptake!$D$50:$D$80=$D155))),0)","v":3},{"$f":"ROUND(MAX(1,$I155-$G$142*VLOOKUP($D155,Cable_Charging!$D$51:$AR$81,42-1,FALSE)-$G$143*SUMPRODUCT(PV_Uptake!$X$50:$X$80*(PV_Uptake!$D$50:$D$80=$D155))),0)","v":3},null,null,null,{"$f":"(-$G$142*VLOOKUP($D155,Cable_Charging!$D$51:$AQ$81,41-1,FALSE)-$G$143*SUMPRODUCT(PV_Uptake!$W$50:$W$80*(PV_Uptake!$D$50:$D$80=$D155)))*1.25%/5","v":-7.1109498666703974E-4},{"$f":"(-$G$142*VLOOKUP($D155,Cable_Charging!$D$51:$AR$81,42-1,FALSE)-$G$143*SUMPRODUCT(PV_Uptake!$X$50:$X$80*(PV_Uptake!$D$50:$D$80=$D155)))*1.25%/5","v":-6.7348500668029567E-4}]
[null,null,null,"TMA",null,null,{"$f":"IF(OR(Do_Nothing!$K$35=1,Do_Nothing!$Q$35=1),999,_xlfn.MINIFS($G$70:$G$135,$D$70:$D$135,$D156))","v":3},2.5000000000000001E-2,{"$f":"ROUND(MAX(1,$G156-$G$142*VLOOKUP($D156,Cable_Charging!$D$51:$AQ$81,41-1,FALSE)-$G$143*SUMPRODUCT(PV_Uptake!$W$50:$W$80*(PV_Uptake!$D$50:$D$80=$D156))),0)","v":3},{"$f":"ROUND(MAX(1,$I156-$G$142*VLOOKUP($D156,Cable_Charging!$D$51:$AR$81,42-1,FALSE)-$G$143*SUMPRODUCT(PV_Uptake!$X$50:$X$80*(PV_Uptake!$D$50:$D$80=$D156))),0)","v":3},null,null,null,{"$f":"(-$G$142*VLOOKUP($D156,Cable_Charging!$D$51:$AQ$81,41-1,FALSE)-$G$143*SUMPRODUCT(PV_Uptake!$W$50:$W$80*(PV_Uptake!$D$50:$D$80=$D156)))*1.25%/5","v":-5.0676363059120385E-4},{"$f":"(-$G$142*VLOOKUP($D156,Cable_Charging!$D$51:$AR$81,42-1,FALSE)-$G$143*SUMPRODUCT(PV_Uptake!$X$50:$X$80*(PV_Uptake!$D$50:$D$80=$D156)))*1.25%/5","v":-2.8911535089054297E-4}]
[null,null,null,"NT",null,null,{"$f":"IF(OR(Do_Nothing!$K$35=1,Do_Nothing!$Q$35=1),999,_xlfn.MINIFS($G$70:$G$135,$D$70:$D$135,$D157))","v":3},2.5000000000000001E-2,{"$f":"ROUND(MAX(1,$G157-$G$142*VLOOKUP($D157,Cable_Charging!$D$51:$AQ$81,41-1,FALSE)-$G$143*SUMPRODUCT(PV_Uptake!$W$50:$W$80*(PV_Uptake!$D$50:$D$80=$D157))),0)","v":3},{"$f":"ROUND(MAX(1,$I157-$G$142*VLOOKUP($D157,Cable_Charging!$D$51:$AR$81,42-1,FALSE)-$G$143*SUMPRODUCT(PV_Uptake!$X$50:$X$80*(PV_Uptake!$D$50:$D$80=$D157))),0)","v":3},null,null,null,{"$f":"(-$G$142*VLOOKUP($D157,Cable_Charging!$D$51:$AQ$81,41-1,FALSE)-$G$143*SUMPRODUCT(PV_Uptake!$W$50:$W$80*(PV_Uptake!$D$50:$D$80=$D157)))*1.25%/5","v":-6.2129658467328561E-4},{"$f":"(-$G$142*VLOOKUP($D157,Cable_Charging!$D$51:$AR$81,42-1,FALSE)-$G$143*SUMPRODUCT(PV_Uptake!$X$50:$X$80*(PV_Uptake!$D$50:$D$80=$D157)))*1.25%/5","v":-6.6901312186915429E-4}]
[null,null,null,"CS",null,null,{"$f":"IF(OR(Do_Nothing!$K$35=1,Do_Nothing!$Q$35=1),999,_xlfn.MINIFS($G$70:$G$135,$D$70:$D$135,$D158))","v":3},2.5000000000000001E-2,{"$f":"ROUND(MAX(1,$G158-$G$142*VLOOKUP($D158,Cable_Charging!$D$51:$AQ$81,41-1,FALSE)-$G$143*SUMPRODUCT(PV_Uptake!$W$50:$W$80*(PV_Uptake!$D$50:$D$80=$D158))),0)","v":3},{"$f":"ROUND(MAX(1,$I158-$G$142*VLOOKUP($D158,Cable_Charging!$D$51:$AR$81,42-1,FALSE)-$G$143*SUMPRODUCT(PV_Uptake!$X$50:$X$80*(PV_Uptake!$D$50:$D$80=$D158))),0)","v":3},null,null,null,{"$f":"(-$G$142*VLOOKUP($D158,Cable_Charging!$D$51:$AQ$81,41-1,FALSE)-$G$143*SUMPRODUCT(PV_Uptake!$W$50:$W$80*(PV_Uptake!$D$50:$D$80=$D158)))*1.25%/5","v":-1.0378679499365817E-3},{"$f":"(-$G$142*VLOOKUP($D158,Cable_Charging!$D$51:$AR$81,42-1,FALSE)-$G$143*SUMPRODUCT(PV_Uptake!$X$50:$X$80*(PV_Uptake!$D$50:$D$80=$D158)))*1.25%/5","v":-9.1143769491277855E-4}]
[null,null,null,"FW",null,null,{"$f":"IF(OR(Do_Nothing!$K$35=1,Do_Nothing!$Q$35=1),999,_xlfn.MINIFS($G$70:$G$135,$D$70:$D$135,$D159))","v":4},3.7500000000000006E-2,{"$f":"ROUND(MAX(1,$G159-$G$142*VLOOKUP($D159,Cable_Charging!$D$51:$AQ$81,41-1,FALSE)-$G$143*SUMPRODUCT(PV_Uptake!$W$50:$W$80*(PV_Uptake!$D$50:$D$80=$D159))),0)","v":4},{"$f":"ROUND(MAX(1,$I159-$G$142*VLOOKUP($D159,Cable_Charging!$D$51:$AR$81,42-1,FALSE)-$G$143*SUMPRODUCT(PV_Uptake!$X$50:$X$80*(PV_Uptake!$D$50:$D$80=$D159))),0)","v":3},null,null,null,{"$f":"(-$G$142*VLOOKUP($D159,Cable_Charging!$D$51:$AQ$81,41-1,FALSE)-$G$143*SUMPRODUCT(PV_Uptake!$W$50:$W$80*(PV_Uptake!$D$50:$D$80=$D159)))*1.25%/5","v":-1.0610950025064371E-3},{"$f":"(-$G$142*VLOOKUP($D159,Cable_Charging!$D$51:$AR$81,42-1,FALSE)-$G$143*SUMPRODUCT(PV_Uptake!$X$50:$X$80*(PV_Uptake!$D$50:$D$80=$D159)))*1.25%/5","v":-1.3112395205471235E-3}]
[null,null,null,"HB",null,null,{"$f":"IF(OR(Do_Nothing!$K$35=1,Do_Nothing!$Q$35=1),999,_xlfn.MINIFS($G$70:$G$135,$D$70:$D$135,$D160))","v":4},3.7500000000000006E-2,{"$f":"ROUND(MAX(1,$G160-$G$142*VLOOKUP($D160,Cable_Charging!$D$51:$AQ$81,41-1,FALSE)-$G$143*SUMPRODUCT(PV_Uptake!$W$50:$W$80*(PV_Uptake!$D$50:$D$80=$D160))),0)","v":4},{"$f":"ROUND(MAX(1,$I160-$G$142*VLOOKUP($D160,Cable_Charging!$D$51:$AR$81,42-1,FALSE)-$G$143*SUMPRODUCT(PV_Uptake!$X$50:$X$80*(PV_Uptake!$D$50:$D$80=$D160))),0)","v":4},null,null,null,{"$f":"(-$G$142*VLOOKUP($D160,Cable_Charging!$D$51:$AQ$81,41-1,FALSE)-$G$143*SUMPRODUCT(PV_Uptake!$W$50:$W$80*(PV_Uptake!$D$50:$D$80=$D160)))*1.25%/5","v":-7.4422467460077686E-4},{"$f":"(-$G$142*VLOOKUP($D160,Cable_Charging!$D$51:$AR$81,42-1,FALSE)-$G$143*SUMPRODUCT(PV_Uptake!$X$50:$X$80*(PV_Uptake!$D$50:$D$80=$D160)))*1.25%/5","v":-9.2941232966265439E-4}]
[null,null,null,"PTN",null,null,{"$f":"IF(OR(Do_Nothing!$K$35=1,Do_Nothing!$Q$35=1),999,_xlfn.MINIFS($G$70:$G$135,$D$70:$D$135,$D161))","v":4},3.7500000000000006E-2,{"$f":"ROUND(MAX(1,$G161-$G$142*VLOOKUP($D161,Cable_Charging!$D$51:$AQ$81,41-1,FALSE)-$G$143*SUMPRODUCT(PV_Uptake!$W$50:$W$80*(PV_Uptake!$D$50:$D$80=$D161))),0)","v":4},{"$f":"ROUND(MAX(1,$I161-$G$142*VLOOKUP($D161,Cable_Charging!$D$51:$AR$81,42-1,FALSE)-$G$143*SUMPRODUCT(PV_Uptake!$X$50:$X$80*(PV_Uptake!$D$50:$D$80=$D161))),0)","v":4},null,null,null,{"$f":"(-$G$142*VLOOKUP($D161,Cable_Charging!$D$51:$AQ$81,41-1,FALSE)-$G$143*SUMPRODUCT(PV_Uptake!$W$50:$W$80*(PV_Uptake!$D$50:$D$80=$D161)))*1.25%/5","v":-7.7174016101563163E-4},{"$f":"(-$G$142*VLOOKUP($D161,Cable_Charging!$D$51:$AR$81,42-1,FALSE)-$G$143*SUMPRODUCT(PV_Uptake!$X$50:$X$80*(PV_Uptake!$D$50:$D$80=$D161)))*1.25%/5","v":-9.264113490947334E-4}]
[null,null,null,"FE",null,null,{"$f":"IF(OR(Do_Nothing!$K$35=1,Do_Nothing!$Q$35=1),999,_xlfn.MINIFS($G$70:$G$135,$D$70:$D$135,$D162))","v":4},3.7500000000000006E-2,{"$f":"ROUND(MAX(1,$G162-$G$142*VLOOKUP($D162,Cable_Charging!$D$51:$AQ$81,41-1,FALSE)-$G$143*SUMPRODUCT(PV_Uptake!$W$50:$W$80*(PV_Uptake!$D$50:$D$80=$D162))),0)","v":4},{"$f":"ROUND(MAX(1,$I162-$G$142*VLOOKUP($D162,Cable_Charging!$D$51:$AR$81,42-1,FALSE)-$G$143*SUMPRODUCT(PV_Uptake!$X$50:$X$80*(PV_Uptake!$D$50:$D$80=$D162))),0)","v":4},null,null,null,{"$f":"(-$G$142*VLOOKUP($D162,Cable_Charging!$D$51:$AQ$81,41-1,FALSE)-$G$143*SUMPRODUCT(PV_Uptake!$W$50:$W$80*(PV_Uptake!$D$50:$D$80=$D162)))*1.25%/5","v":-9.8239774577707452E-4},{"$f":"(-$G$142*VLOOKUP($D162,Cable_Charging!$D$51:$AR$81,42-1,FALSE)-$G$143*SUMPRODUCT(PV_Uptake!$X$50:$X$80*(PV_Uptake!$D$50:$D$80=$D162)))*1.25%/5","v":-1.0340774580723828E-3}]
[null,null,null,"BMS",null,null,{"$f":"IF(OR(Do_Nothing!$K$35=1,Do_Nothing!$Q$35=1),999,_xlfn.MINIFS($G$70:$G$135,$D$70:$D$135,$D163))","v":4},3.7500000000000006E-2,{"$f":"ROUND(MAX(1,$G163-$G$142*VLOOKUP($D163,Cable_Charging!$D$51:$AQ$81,41-1,FALSE)-$G$143*SUMPRODUCT(PV_Uptake!$W$50:$W$80*(PV_Uptake!$D$50:$D$80=$D163))),0)","v":4},{"$f":"ROUND(MAX(1,$I163-$G$142*VLOOKUP($D163,Cable_Charging!$D$51:$AR$81,42-1,FALSE)-$G$143*SUMPRODUCT(PV_Uptake!$X$50:$X$80*(PV_Uptake!$D$50:$D$80=$D163))),0)","v":4},null,null,null,{"$f":"(-$G$142*VLOOKUP($D163,Cable_Charging!$D$51:$AQ$81,41-1,FALSE)-$G$143*SUMPRODUCT(PV_Uptake!$W$50:$W$80*(PV_Uptake!$D$50:$D$80=$D163)))*1.25%/5","v":-6.1919640925497542E-4},{"$f":"(-$G$142*VLOOKUP($D163,Cable_Charging!$D$51:$AR$81,42-1,FALSE)-$G$143*SUMPRODUCT(PV_Uptake!$X$50:$X$80*(PV_Uptake!$D$50:$D$80=$D163)))*1.25%/5","v":-6.046345999556656E-4}]
[null,null,null,"EPN",null,null,{"$f":"IF(OR(Do_Nothing!$K$35=1,Do_Nothing!$Q$35=1),999,_xlfn.MINIFS($G$70:$G$135,$D$70:$D$135,$D164))","v":4},3.7500000000000006E-2,{"$f":"ROUND(MAX(1,$G164-$G$142*VLOOKUP($D164,Cable_Charging!$D$51:$AQ$81,41-1,FALSE)-$G$143*SUMPRODUCT(PV_Uptake!$W$50:$W$80*(PV_Uptake!$D$50:$D$80=$D164))),0)","v":4},{"$f":"ROUND(MAX(1,$I164-$G$142*VLOOKUP($D164,Cable_Charging!$D$51:$AR$81,42-1,FALSE)-$G$143*SUMPRODUCT(PV_Uptake!$X$50:$X$80*(PV_Uptake!$D$50:$D$80=$D164))),0)","v":4},null,null,null,{"$f":"(-$G$142*VLOOKUP($D164,Cable_Charging!$D$51:$AQ$81,41-1,FALSE)-$G$143*SUMPRODUCT(PV_Uptake!$W$50:$W$80*(PV_Uptake!$D$50:$D$80=$D164)))*1.25%/5","v":-3.181464722881114E-4},{"$f":"(-$G$142*VLOOKUP($D164,Cable_Charging!$D$51:$AR$81,42-1,FALSE)-$G$143*SUMPRODUCT(PV_Uptake!$X$50:$X$80*(PV_Uptake!$D$50:$D$80=$D164)))*1.25%/5","v":-3.4144011995451538E-4}]
[null,null,null,"BY",null,null,{"$f":"IF(OR(Do_Nothing!$K$35=1,Do_Nothing!$Q$35=1),999,_xlfn.MINIFS($G$70:$G$135,$D$70:$D$135,$D165))","v":4},3.7500000000000006E-2,{"$f":"ROUND(MAX(1,$G165-$G$142*VLOOKUP($D165,Cable_Charging!$D$51:$AQ$81,41-1,FALSE)-$G$143*SUMPRODUCT(PV_Uptake!$W$50:$W$80*(PV_Uptake!$D$50:$D$80=$D165))),0)","v":4},{"$f":"ROUND(MAX(1,$I165-$G$142*VLOOKUP($D165,Cable_Charging!$D$51:$AR$81,42-1,FALSE)-$G$143*SUMPRODUCT(PV_Uptake!$X$50:$X$80*(PV_Uptake!$D$50:$D$80=$D165))),0)","v":4},null,null,null,{"$f":"(-$G$142*VLOOKUP($D165,Cable_Charging!$D$51:$AQ$81,41-1,FALSE)-$G$143*SUMPRODUCT(PV_Uptake!$W$50:$W$80*(PV_Uptake!$D$50:$D$80=$D165)))*1.25%/5","v":-6.5970915792156002E-4},{"$f":"(-$G$142*VLOOKUP($D165,Cable_Charging!$D$51:$AR$81,42-1,FALSE)-$G$143*SUMPRODUCT(PV_Uptake!$X$50:$X$80*(PV_Uptake!$D$50:$D$80=$D165)))*1.25%/5","v":-6.4426088559981789E-4}]
[null,null,null,"EP A",null,null,{"$f":"IF(OR(Do_Nothing!$K$35=1,Do_Nothing!$Q$35=1),999,_xlfn.MINIFS($G$70:$G$135,$D$70:$D$135,$D166))","v":4},3.7500000000000006E-2,{"$f":"ROUND(MAX(1,$G166-$G$142*VLOOKUP($D166,Cable_Charging!$D$51:$AQ$81,41-1,FALSE)-$G$143*SUMPRODUCT(PV_Uptake!$W$50:$W$80*(PV_Uptake!$D$50:$D$80=$D166))),0)","v":4},{"$f":"ROUND(MAX(1,$I166-$G$142*VLOOKUP($D166,Cable_Charging!$D$51:$AR$81,42-1,FALSE)-$G$143*SUMPRODUCT(PV_Uptake!$X$50:$X$80*(PV_Uptake!$D$50:$D$80=$D166))),0)","v":4},null,null,null,{"$f":"(-$G$142*VLOOKUP($D166,Cable_Charging!$D$51:$AQ$81,41-1,FALSE)-$G$143*SUMPRODUCT(PV_Uptake!$W$50:$W$80*(PV_Uptake!$D$50:$D$80=$D166)))*1.25%/5","v":-8.3656002723423666E-6},{"$f":"(-$G$142*VLOOKUP($D166,Cable_Charging!$D$51:$AR$81,42-1,FALSE)-$G$143*SUMPRODUCT(PV_Uptake!$X$50:$X$80*(PV_Uptake!$D$50:$D$80=$D166)))*1.25%/5","v":-1.0375699772068872E-6}]
[null,null,null,"EP B",null,null,{"$f":"IF(OR(Do_Nothing!$K$35=1,Do_Nothing!$Q$35=1),999,_xlfn.MINIFS($G$70:$G$135,$D$70:$D$135,$D167))","v":4},3.7500000000000006E-2,{"$f":"ROUND(MAX(1,$G167-$G$142*VLOOKUP($D167,Cable_Charging!$D$51:$AQ$81,41-1,FALSE)-$G$143*SUMPRODUCT(PV_Uptake!$W$50:$W$80*(PV_Uptake!$D$50:$D$80=$D167))),0)","v":4},{"$f":"ROUND(MAX(1,$I167-$G$142*VLOOKUP($D167,Cable_Charging!$D$51:$AR$81,42-1,FALSE)-$G$143*SUMPRODUCT(PV_Uptake!$X$50:$X$80*(PV_Uptake!$D$50:$D$80=$D167))),0)","v":4},null,null,null,{"$f":"(-$G$142*VLOOKUP($D167,Cable_Charging!$D$51:$AQ$81,41-1,FALSE)-$G$143*SUMPRODUCT(PV_Uptake!$W$50:$W$80*(PV_Uptake!$D$50:$D$80=$D167)))*1.25%/5","v":-2.528688359825615E-4},{"$f":"(-$G$142*VLOOKUP($D167,Cable_Charging!$D$51:$AR$81,42-1,FALSE)-$G$143*SUMPRODUCT(PV_Uptake!$X$50:$X$80*(PV_Uptake!$D$50:$D$80=$D167)))*1.25%/5","v":-2.7733137333308663E-4}]
[null,null,null,"PV",null,null,{"$f":"IF(OR(Do_Nothing!$K$35=1,Do_Nothing!$Q$35=1),999,_xlfn.MINIFS($G$70:$G$135,$D$70:$D$135,$D168))","v":5},0.05,{"$f":"ROUND(MAX(1,$G168-$G$142*VLOOKUP($D168,Cable_Charging!$D$51:$AQ$81,41-1,FALSE)-$G$143*SUMPRODUCT(PV_Uptake!$W$50:$W$80*(PV_Uptake!$D$50:$D$80=$D168))),0)","v":5},{"$f":"ROUND(MAX(1,$I168-$G$142*VLOOKUP($D168,Cable_Charging!$D$51:$AR$81,42-1,FALSE)-$G$143*SUMPRODUCT(PV_Uptake!$X$50:$X$80*(PV_Uptake!$D$50:$D$80=$D168))),0)","v":4},null,null,null,{"$f":"(-$G$142*VLOOKUP($D168,Cable_Charging!$D$51:$AQ$81,41-1,FALSE)-$G$143*SUMPRODUCT(PV_Uptake!$W$50:$W$80*(PV_Uptake!$D$50:$D$80=$D168)))*1.25%/5","v":-9.7755946161622509E-4},{"$f":"(-$G$142*VLOOKUP($D168,Cable_Charging!$D$51:$AR$81,42-1,FALSE)-$G$143*SUMPRODUCT(PV_Uptake!$X$50:$X$80*(PV_Uptake!$D$50:$D$80=$D168)))*1.25%/5","v":-1.4502781595282699E-3}]
[null,null,null,"ES",null,null,{"$f":"IF(OR(Do_Nothing!$K$35=1,Do_Nothing!$Q$35=1),999,_xlfn.MINIFS($G$70:$G$135,$D$70:$D$135,$D169))","v":5},0.05,{"$f":"ROUND(MAX(1,$G169-$G$142*VLOOKUP($D169,Cable_Charging!$D$51:$AQ$81,41-1,FALSE)-$G$143*SUMPRODUCT(PV_Uptake!$W$50:$W$80*(PV_Uptake!$D$50:$D$80=$D169))),0)","v":5},{"$f":"ROUND(MAX(1,$I169-$G$142*VLOOKUP($D169,Cable_Charging!$D$51:$AR$81,42-1,FALSE)-$G$143*SUMPRODUCT(PV_Uptake!$X$50:$X$80*(PV_Uptake!$D$50:$D$80=$D169))),0)","v":5},null,null,null,{"$f":"(-$G$142*VLOOKUP($D169,Cable_Charging!$D$51:$AQ$81,41-1,FALSE)-$G$143*SUMPRODUCT(PV_Uptake!$W$50:$W$80*(PV_Uptake!$D$50:$D$80=$D169)))*1.25%/5","v":-6.0284207593337767E-4},{"$f":"(-$G$142*VLOOKUP($D169,Cable_Charging!$D$51:$AR$81,42-1,FALSE)-$G$143*SUMPRODUCT(PV_Uptake!$X$50:$X$80*(PV_Uptake!$D$50:$D$80=$D169)))*1.25%/5","v":-4.7432247923824149E-4}]
[null,null,null,"FT",null,null,{"$f":"IF(OR(Do_Nothing!$K$35=1,Do_Nothing!$Q$35=1),999,_xlfn.MINIFS($G$70:$G$135,$D$70:$D$135,$D170))","v":6},6.25E-2,{"$f":"ROUND(MAX(1,$G170-$G$142*VLOOKUP($D170,Cable_Charging!$D$51:$AQ$81,41-1,FALSE)-$G$143*SUMPRODUCT(PV_Uptake!$W$50:$W$80*(PV_Uptake!$D$50:$D$80=$D170))),0)","v":6},{"$f":"ROUND(MAX(1,$I170-$G$142*VLOOKUP($D170,Cable_Charging!$D$51:$AR$81,42-1,FALSE)-$G$143*SUMPRODUCT(PV_Uptake!$X$50:$X$80*(PV_Uptake!$D$50:$D$80=$D170))),0)","v":6},null,null,null,{"$f":"(-$G$142*VLOOKUP($D170,Cable_Charging!$D$51:$AQ$81,41-1,FALSE)-$G$143*SUMPRODUCT(PV_Uptake!$W$50:$W$80*(PV_Uptake!$D$50:$D$80=$D170)))*1.25%/5","v":-7.0853408529925554E-4},{"$f":"(-$G$142*VLOOKUP($D170,Cable_Charging!$D$51:$AR$81,42-1,FALSE)-$G$143*SUMPRODUCT(PV_Uptake!$X$50:$X$80*(PV_Uptake!$D$50:$D$80=$D170)))*1.25%/5","v":-7.4334717127097743E-4}]
[null,null,null,"NS",null,null,{"$f":"IF(OR(Do_Nothing!$K$35=1,Do_Nothing!$Q$35=1),999,_xlfn.MINIFS($G$70:$G$135,$D$70:$D$135,$D171))","v":6},6.25E-2,{"$f":"ROUND(MAX(1,$G171-$G$142*VLOOKUP($D171,Cable_Charging!$D$51:$AQ$81,41-1,FALSE)-$G$143*SUMPRODUCT(PV_Uptake!$W$50:$W$80*(PV_Uptake!$D$50:$D$80=$D171))),0)","v":6},{"$f":"ROUND(MAX(1,$I171-$G$142*VLOOKUP($D171,Cable_Charging!$D$51:$AR$81,42-1,FALSE)-$G$143*SUMPRODUCT(PV_Uptake!$X$50:$X$80*(PV_Uptake!$D$50:$D$80=$D171))),0)","v":6},null,null,null,{"$f":"(-$G$142*VLOOKUP($D171,Cable_Charging!$D$51:$AQ$81,41-1,FALSE)-$G$143*SUMPRODUCT(PV_Uptake!$W$50:$W$80*(PV_Uptake!$D$50:$D$80=$D171)))*1.25%/5","v":-5.1577844513570764E-4},{"$f":"(-$G$142*VLOOKUP($D171,Cable_Charging!$D$51:$AR$81,42-1,FALSE)-$G$143*SUMPRODUCT(PV_Uptake!$X$50:$X$80*(PV_Uptake!$D$50:$D$80=$D171)))*1.25%/5","v":-5.6117071681065082E-4}]
[null,null,null,"FF",null,null,{"$f":"IF(OR(Do_Nothing!$K$35=1,Do_Nothing!$Q$35=1),999,_xlfn.MINIFS($G$70:$G$135,$D$70:$D$135,$D172))","v":6},6.25E-2,{"$f":"ROUND(MAX(1,$G172-$G$142*VLOOKUP($D172,Cable_Charging!$D$51:$AQ$81,41-1,FALSE)-$G$143*SUMPRODUCT(PV_Uptake!$W$50:$W$80*(PV_Uptake!$D$50:$D$80=$D172))),0)","v":6},{"$f":"ROUND(MAX(1,$I172-$G$142*VLOOKUP($D172,Cable_Charging!$D$51:$AR$81,42-1,FALSE)-$G$143*SUMPRODUCT(PV_Uptake!$X$50:$X$80*(PV_Uptake!$D$50:$D$80=$D172))),0)","v":6},null,null,null,{"$f":"(-$G$142*VLOOKUP($D172,Cable_Charging!$D$51:$AQ$81,41-1,FALSE)-$G$143*SUMPRODUCT(PV_Uptake!$W$50:$W$80*(PV_Uptake!$D$50:$D$80=$D172)))*1.25%/5","v":-4.1318176178515643E-4},{"$f":"(-$G$142*VLOOKUP($D172,Cable_Charging!$D$51:$AR$81,42-1,FALSE)-$G$143*SUMPRODUCT(PV_Uptake!$X$50:$X$80*(PV_Uptake!$D$50:$D$80=$D172)))*1.25%/5","v":-3.290254096679121E-4}]
[null,null,null,"TH",null,null,{"$f":"IF(OR(Do_Nothing!$K$35=1,Do_Nothing!$Q$35=1),999,_xlfn.MINIFS($G$70:$G$135,$D$70:$D$135,$D173))","v":6},6.25E-2,{"$f":"ROUND(MAX(1,$G173-$G$142*VLOOKUP($D173,Cable_Charging!$D$51:$AQ$81,41-1,FALSE)-$G$143*SUMPRODUCT(PV_Uptake!$W$50:$W$80*(PV_Uptake!$D$50:$D$80=$D173))),0)","v":6},{"$f":"ROUND(MAX(1,$I173-$G$142*VLOOKUP($D173,Cable_Charging!$D$51:$AR$81,42-1,FALSE)-$G$143*SUMPRODUCT(PV_Uptake!$X$50:$X$80*(PV_Uptake!$D$50:$D$80=$D173))),0)","v":6},null,null,null,{"$f":"(-$G$142*VLOOKUP($D173,Cable_Charging!$D$51:$AQ$81,41-1,FALSE)-$G$143*SUMPRODUCT(PV_Uptake!$W$50:$W$80*(PV_Uptake!$D$50:$D$80=$D173)))*1.25%/5","v":-1.3923534550513067E-4},{"$f":"(-$G$142*VLOOKUP($D173,Cable_Charging!$D$51:$AR$81,42-1,FALSE)-$G$143*SUMPRODUCT(PV_Uptake!$X$50:$X$80*(PV_Uptake!$D$50:$D$80=$D173)))*1.25%/5","v":-1.1207209122920641E-4}]
[]
[null,"End"]

{"sheet":"Cable_Charging","index":7,"n_rows":83,"n_cols":46,"rows_kept":83,"cut":false,"hidden":false,"merged":[]}
[null,null,null,"Voltage PQ Management Strategy",null,null,null,"Section Check:",{"$f":"IF(COUNTA($A$8:$A$210)=COUNTIF($A$8:$A$210,0),\"Ok\",\"Check\")","v":"Ok"},null,null,"Overall Check:","Ok",null,"Legend:","Input","Internal","Select","Calculation"]
[null,null,null,{"$f":"RIGHT(CELL(\"filename\",D1),LEN(CELL(\"filename\",D1))-FIND(\"]\",CELL(\"filename\",D1)))","v":"Cable_Charging"},null,"Cable Charging"]
[]
[]
[]
[null,"Copyright Jemena Limited. All rights reserved. Jemena is not liable for any loss caused by reliance on this document."]
[]
[null,"Cable Charging"]
[]
[null,null,"Summary"]
[]
[]
[]
[]
[]
[]
[]
[]
[]
[]
[]
[]
[]
[]
[]
[]
[]
[]
[]
[]
[]
[]
[]
[]
[]
[]
[]
[]
[]
[null,null,"Inputs"]
[]
[null,null,null,"MVAr Conversion","Source","Unit"]
[]
[null,null,null,"Charging A/km","AM","A/km",null,null,null,1.2,{"$f":"F44","v":"A/km"}]
[null,null,null,"MVAr/km (22 kV)","AM","MVAr/km",null,null,null,{"$f":"SQRT(3)*22*J44/1000","v":4.5726141319818357E-2},{"$f":"F45","v":"MVAr/km"}]
[]
[null,null,null,"Zone Substation HV cable lengths (km)",null,null,null,null,null,null,null,null,null,null,null,null,null,null,null,null,null,null,null,null,"Zone Substation HV cable charging (MVAr)"]
[null,null,null,null,null,null,null,null,null,null,null,null,null,null,null,null,null,null,null,null,null,null,null,null,null,null,null,null,null,null,null,null,null,null,null,null,null,null,null,null,null,null,"Growth to"]
[null,null,null,"Neutral",{"$f":"PV_Uptake!F49","v":"2023 Actual"},{"$f":"PV_Uptake!G49","v":2024},{"$f":"PV_Uptake!H49","v":2025},{"$f":"PV_Uptake!I49","v":2026},{"$f":"PV_Uptake!J49","v":2027},{"$f":"PV_Uptake!K49","v":2028},{"$f":"PV_Uptake!L49","v":2029},{"$f":"PV_Uptake!M49","v":2030},{"$f":"PV_Uptake!N49","v":2031},{"$f":"PV_Uptake!O49","v":2032},{"$f":"PV_Uptake!P49","v":2033},{"$f":"PV_Uptake!Q49","v":2034},{"$f":"PV_Uptake!R49","v":2035},{"$f":"PV_Uptake!S49","v":2036},{"$f":"PV_Uptake!T49","v":2037},{"$f":"PV_Uptake!U49","v":2038},{"$f":"PV_Uptake!V49","v":2039},"kV",2022,null,{"$f":"D49","v":"Neutral"},"2023 Actual",2024,2025,2026,2027,2028,2029,2030,2031,2032,2033,2034,2035,2036,2037,2038,2039,{"$f":"AE49","v":2028},{"$f":"AJ49","v":2033},null,"Check"]
[]
[null,null,null,"COO",146.83239500000002,152,158,162.33108745825942,166.80259069474181,171.41450970944715,176.16684450237543,181.05959507352668,186.09276142290085,191.26634355049796,196.58034145631805,201.89433936213814,207.20833726795823,212.52233517377832,217.8363330795984,223.15033098541849,228.46432889123858,22,102.81061800000001,null,{"$f":"D51","v":"COO"},{"$f":"E51*$J$45*($V51/22)^2","v":6.7140788440973909},{"$f":"F51*$J$45*($V51/22)^2","v":6.9503734806123907},{"$f":"G51*$J$45*($V51/22)^2","v":7.2247303285313},{"$f":"H51*$J$45*($V51/22)^2","v":7.4227742457161634},{"$f":"I51*$J$45*($V51/22)^2","v":7.6272388346195825},{"$f":"J51*$J$45*($V51/22)^2","v":7.8381240952415565},{"$f":"K51*$J$45*($V51/22)^2","v":8.0554300275820836},{"$f":"L51*$J$45*($V51/22)^2","v":8.2791566316411682},{"$f":"M51*$J$45*($V51/22)^2","v":8.5093039074188059},{"$f":"N51*$J$45*($V51/22)^2","v":8.7458718549149985},{"$f":"O51*$J$45*($V51/22)^2","v":8.988860474129746},{"$f":"P51*$J$45*($V51/22)^2","v":9.2318490933444952},{"$f":"Q51*$J$45*($V51/22)^2","v":9.4748377125592427},{"$f":"R51*$J$45*($V51/22)^2","v":9.7178263317739901},{"$f":"S51*$J$45*($V51/22)^2","v":9.9608149509887394},{"$f":"T51*$J$45*($V51/22)^2","v":10.203803570203487},{"$f":"U51*$J$45*($V51/22)^2","v":10.446792189418236},{"$f":"AE51-Z51","v":1.1240452511441656},{"$f":"AJ51-AE51","v":1.1507363788881895},null,{"$f":"W51>E51","v":false}]
[null,null,null,"ST",116,{"$f":"E52+MAX(0,$E52-$W52)","v":121},126,131,136,141,146,151,156,161,166,171,176,181,186,191,196,22,111,null,"ST",5.3042323930989292,5.5328630996980213,5.7614938062971133,5.9901245128962044,6.2187552194952964,6.4473859260943884,6.6760166326934804,6.9046473392925716,7.1332780458916636,7.3619087524907556,7.5905394590898476,7.8191701656889387,8.0478008722880308,8.2764315788871219,8.5050622854862148,8.7336929920853059,8.9623236986843988,1.1431535329954592,1.1431535329954592,null,false]
[null,null,null,"KLO",76.424530000000004,{"$f":"E53+MAX(0,$E53-$W53)+4","v":81.709024000000014},86.993518000000023,92.278012000000032,97.562506000000042,102.84700000000005,108.13149400000006,{"$f":"K53+MAX(0,$E53-$W53)+2","v":111.41598800000007},114.70048200000008,117.98497600000009,121.2694700000001,124.55396400000011,127.83845800000012,{"$f":"Q53+MAX(0,$E53-$W53)","v":129.12295200000011},{"$f":"R53+MAX(0,$E53-$W53)","v":130.40744600000011},{"$f":"S53+MAX(0,$E53-$W53)","v":131.6919400000001},{"$f":"T53+MAX(0,$E53-$W53)","v":132.9764340000001},22,75.140035999999995,null,"KLO",3.494598859080698,3.7362383785284305,3.9778778979761631,4.2195174174238961,4.4611569368716282,4.7027964563193612,4.9444359757670933,5.0946232125751898,5.2448104493832854,5.3949976861913811,5.5451849229994767,5.6953721598075733,5.8455593966156689,5.9042943507841272,5.9630293049525864,6.0217642591210447,6.080499213289503,1.2081975972386632,0.84238846668011558,null,false]
[null,null,null,"SHM",90.635358999999994,99,102.92552763974017,105.35204707425292,107.37582246516835,108.73685381248649,110.08514111620732,111.42068437633084,112.74348359285705,114.05353876578596,115.35084989511753,116.64816102444911,117.94547215378068,119.24278328311226,120.54009441244384,121.83740554177541,123.13471667110699,22,88.502043000000015,null,"SHM",4.1444052342064701,4.5268879906620176,4.706387222271629,4.8173425928494451,4.9098820323740151,4.9721167441021867,5.0337687198918424,5.0948379597429811,5.1553244636556039,5.2152282316297098,5.2745492636652989,5.3338702957008879,5.393191327736476,5.4525123597720651,5.5118333918076541,5.5711544238432431,5.6304754558788312,0.82771150989571662,0.30243251956311212,null,false]
[null,null,null,"SBY",72.27306999999999,{"$f":"E55+MAX(0,$E55-$W55)","v":75.237279999999984},78.201489999999978,81.165699999999973,84.129909999999967,87.094119999999961,90.058329999999955,93.02253999999995,95.986749999999944,98.950959999999938,101.91516999999993,104.87937999999993,107.84358999999992,110.80779999999992,113.77200999999991,116.7362199999999,119.7004299999999,22,69.308859999999996,null,"SBY",3.3047686124371243,3.4403104977987424,3.575852383160361,3.7113942685219796,3.8469361538835982,3.9824780392452168,4.118019924606835,4.2535618099684536,4.3891036953300722,4.5246455806916908,4.6601874660533094,4.795729351414928,4.9312712367765466,5.0668131221381643,5.2023550074997829,5.3378968928614015,5.4734387782230201,0.67770942680809254,0.67770942680809254,null,false]
[null,null,null,"BD",47.133100000000006,{"$f":"E56+MAX(0,$E56-$W56)","v":49.266200000000012},51.399300000000018,53.532400000000024,55.66550000000003,57.798600000000036,59.931700000000042,62.064800000000048,64.197900000000061,66.331000000000074,68.464100000000087,70.5972000000001,72.730300000000113,74.863400000000127,76.99650000000014,79.129600000000153,81.262700000000166,22,45,null,"BD",2.1552147914411308,2.2527532234904357,2.3502916555397406,2.4478300875890455,2.54536851963835,2.6429069516876549,2.7404453837369598,2.8379838157862647,2.9355222478355696,3.0330606798848749,3.1305991119341798,3.2281375439834852,3.3256759760327901,3.4232144080820954,3.5207528401314003,3.6182912721807057,3.7158297042300106,0.48769216024652406,0.48769216024652495,null,false]
[null,null,null,"YVE",38.999806000000007,{"$f":"E57+MAX(0,$E57-$W57)","v":41.071186000000012},43.142566000000016,45.213946000000021,47.285326000000026,49.356706000000031,51.428086000000036,53.499466000000041,55.570846000000046,57.642226000000051,59.713606000000055,61.78498600000006,63.856366000000065,65.92774600000007,67.999126000000075,70.07050600000008,72.141886000000085,22,36.928426000000002,null,"YVE",1.7833106406015002,1.8780268552085457,1.9727430698155914,2.0674592844226369,2.1621754990296824,2.2568917136367279,2.3516079282437734,2.4463241428508193,2.5410403574578648,2.6357565720649103,2.7304727866719558,2.8251890012790013,2.9199052158860472,3.0146214304930927,3.1093376451001382,3.2040538597071837,3.2987700743142292,0.47358107303522767,0.4735810730352279,null,false]
[null,null,null,"AW",46.950377000000003,{"$f":"E58+MAX(0,$E58-$W58)","v":47.900754000000006},48.851131000000009,49.801508000000013,50.751885000000016,51.702262000000019,52.652639000000022,53.603016000000025,54.553393000000028,55.503770000000031,56.454147000000034,57.404524000000038,58.354901000000041,59.305278000000044,60.255655000000047,61.20603200000005,62.156409000000053,22,46,null,"AW",2.1468595737207496,2.1903166467298547,2.2337737197389598,2.2772307927480648,2.3206878657571703,2.3641449387662754,2.4076020117753805,2.4510590847844855,2.494516157793591,2.5379732308026961,2.5814303038118012,2.6248873768209062,2.6683444498300113,2.7118015228391168,2.7552585958482219,2.7987156688573269,2.842172741866432,0.21728536504552576,0.21728536504552576,null,false]
[null,null,null,"FE",16.63447,{"$f":"E59+MAX(0,$E59-$W59)","v":18.874827},21.115183999999999,23.355540999999999,25.595897999999998,27.836254999999998,30.076611999999997,32.316969,34.557326000000003,36.797683000000006,39.038040000000009,41.278397000000012,43.518754000000015,45.759111000000019,47.999468000000022,50.239825000000025,52.480182000000028,22,14.394113000000001,null,"FE",0.76063012600027891,0.86307300678912313,0.96551588757796747,1.0679587683668117,1.1704016491556559,1.2728445299445001,1.3752874107333446,1.477730291522189,1.5801731723110335,1.6826160530998777,1.7850589338887222,1.8875018146775666,1.9899446954664111,2.0923875762552555,2.1948304570441,2.2972733378329444,2.3997162186217889,0.51221440394422124,0.51221440394422202,null,false]
[null,null,null,"NH",34.682274999999997,{"$f":"E60+MAX(0,$E60-$W60)","v":34.872661999999991},35.063048999999985,35.253435999999979,35.443822999999973,35.634209999999968,35.824596999999962,36.014983999999956,36.20537099999995,36.395757999999944,36.586144999999938,36.776531999999932,36.966918999999926,37.15730599999992,37.347692999999914,37.538079999999908,37.728466999999902,22,34.491888000000003,null,"NH",1.5858866079428031,1.5945922708102591,1.6032979336777151,1.6120035965451711,1.6207092594126271,1.6294149222800831,1.6381205851475391,1.6468262480149949,1.6555319108824509,1.6642375737499069,1.6729432366173629,1.6816488994848189,1.6903545623522749,1.6990602252197309,1.7077658880871869,1.7164715509546429,1.7251772138220989,4.3528314337279994E-2,4.3528314337279772E-2,null,false]
[null,null,null,"TMA",28.433087,{"$f":"E61+MAX(0,$E61-$W61)","v":28.866174000000001},29.299261000000001,29.732348000000002,30.165435000000002,30.598522000000003,31.031609000000003,31.464696000000004,31.897783000000004,32.330870000000004,32.763957000000005,33.197044000000005,33.630131000000006,34.063218000000006,34.496305000000007,34.929392000000007,35.362479000000008,22,28,null,"TMA",1.3001353543206902,1.3199387516864665,1.3397421490522425,1.3595455464180188,1.3793489437837949,1.3991523411495712,1.4189557385153473,1.4387591358811236,1.4585625332468997,1.478365930612676,1.498169327978452,1.5179727253442283,1.5377761227100044,1.5575795200757807,1.577382917441557,1.5971863148073331,1.6169897121731094,9.9016986828881048E-2,9.9016986828880826E-2,null,false]
[null,null,null,"FW",9.989255,{"$f":"E62+MAX(0,$E62-$W62)","v":11.373447000000001},12.757639000000001,14.141831000000002,15.526023000000002,16.910215000000001,18.294407,19.678598999999998,21.062790999999997,22.446982999999996,23.831174999999995,25.215366999999993,26.599558999999992,27.983750999999991,29.36794299999999,30.752134999999988,32.136326999999987,22,8.6050629999999995,null,"FW",0.45677008580970213,0.52006384481546419,0.58335760382122614,0.64665136282698821,0.70994512183275027,0.77323888083851222,0.83653263984427417,0.89982639885003612,0.96312015785579808,1.02641391686156,1.0897076758673221,1.1530014348730839,1.216295193878846,1.2795889528846078,1.3428827118903699,1.4061764708961317,1.4694702299018938,0.31646879502881009,0.31646879502880987,null,false]
[null,null,null,"BMS",12,{"$f":"E63+MAX(0,$E63-$W63)","v":12.944640999999999},13.889281999999998,14.833922999999997,15.778563999999996,16.723204999999993,17.66784599999999,18.612486999999987,19.557127999999985,20.501768999999982,21.446409999999979,22.391050999999976,23.335691999999973,24.28033299999997,25.224973999999968,26.169614999999965,27.114255999999962,22,11.055359000000001,null,"BMS",0.54871369583782026,0.59190848370031479,0.63510327156280921,0.67829805942530375,0.72149284728779828,0.76468763515029259,0.80788242301278701,0.85107721087528143,0.89427199873777585,0.93746678660027027,0.9806615744627647,1.023856362325259,1.0670511501877535,1.1102459380502478,1.1534407259127422,1.1966355137752367,1.239830301637731,0.21597393931247233,0.21597393931247211,null,false]
[null,null,null,"CN",17.239027999999998,{"$f":"E64+MAX(0,$E64-$W64)","v":17.478055999999995},17.717083999999993,17.95611199999999,18.195139999999988,18.434167999999985,18.673195999999983,18.912223999999981,19.151251999999978,19.390279999999976,19.629307999999973,19.868335999999971,20.107363999999968,20.346391999999966,20.585419999999964,20.824447999999961,21.063475999999959,22,17,null,"CN",0.78827423054430545,0.79920405865169897,0.81013388675909237,0.82106371486648577,0.83199354297387929,0.84292337108127269,0.85385319918866609,0.86478302729605949,0.87571285540345301,0.88664268351084641,0.89757251161823981,0.90850233972563321,0.91943216783302673,0.93036199594042013,0.94129182404781353,0.95222165215520693,0.96315148026260045,5.4649140536967233E-2,5.4649140536967122E-2,null,false]
[null,null,null,"BY",16.474688,{"$f":"E65+MAX(0,$E65-$W65)","v":16.700708000000002},16.926728000000004,17.152748000000006,17.378768000000008,17.60478800000001,17.830808000000012,18.056828000000014,18.282848000000016,18.508868000000017,18.734888000000019,18.960908000000021,19.186928000000023,19.412948000000025,19.638968000000027,19.864988000000029,20.091008000000031,22,16.248667999999999,null,"BY",0.75332391168791568,0.76365893414902108,0.77399395661012649,0.784328979071232,0.79466400153233741,0.80499902399344281,0.81533404645454821,0.82566906891565373,0.83600409137675913,0.84633911383786453,0.85667413629896993,0.86700915876007545,0.87734418122118085,0.88767920368228626,0.89801422614339166,0.90834924860449717,0.91868427106560258,5.1675112305527127E-2,5.1675112305527127E-2,null,false]
[null,null,null,"NT",17.147680000000001,{"$f":"E66+MAX(0,$E66-$W66)","v":17.295360000000002},17.443040000000003,17.590720000000005,17.738400000000006,17.886080000000007,18.033760000000008,18.181440000000009,18.32912000000001,18.476800000000011,18.624480000000013,18.772160000000014,18.919840000000015,19.067520000000016,19.215200000000017,19.362880000000018,19.510560000000019,22,17,null,"NT",0.78409723898702288,0.79085007553713371,0.79760291208724454,0.80435574863735537,0.8111085851874662,0.81786142173757703,0.82461425828768786,0.83136709483779869,0.83811993138790952,0.84487276793802035,0.85162560448813118,0.85837844103824201,0.86513127758835284,0.87188411413846367,0.8786369506885745,0.88538978723868533,0.89214262378879616,3.376418275055415E-2,3.376418275055415E-2,null,false]
[null,null,null,"FT",35.620919999999998,{"$f":"E67+MAX(0,$E67-$W67)","v":39.165499999999994},42.710079999999991,46.254659999999987,49.799239999999983,53.34381999999998,56.888399999999976,60.432979999999972,63.977559999999968,67.522139999999965,71.066719999999961,74.611299999999957,78.155879999999954,81.70045999999995,85.245039999999946,88.789619999999942,92.334199999999939,11,32.076340000000002,null,"FT",0.40720180546548601,0.44772179696533643,0.48824178846518679,0.52876177996503715,0.56928177146488756,0.60980176296473798,0.6503217544645884,0.69084174596443881,0.73136173746428912,0.77188172896413954,0.81240172046398995,0.85292171196384037,0.89344170346369078,0.9339616949635412,0.97448168646339151,1.015001677963242,1.0555216694630924,0.20259995749925197,0.20259995749925197,null,false]
[null,null,null,"TT",10.017883000000001,{"$f":"E68+MAX(0,$E68-$W68)","v":10.435166000000002},10.852449000000004,11.269732000000005,11.687015000000006,12.104298000000007,12.521581000000008,12.938864000000009,13.356147000000011,13.773430000000012,14.190713000000013,14.607996000000014,15.025279000000015,15.442562000000017,15.859845000000018,16.277128000000019,16.69441100000002,22,9.6006,null,"TT",0.45807913378340592,0.47715987521176373,0.49624061664012159,0.51532135806847934,0.53440209949683726,0.55348284092519506,0.57256358235355287,0.59164432378191067,0.61072506521026848,0.62980580663862629,0.64888654806698409,0.6679672894953419,0.6870480309236997,0.70612877235205762,0.72520951378041543,0.74429025520877323,0.76337099663713104,9.540370714178914E-2,9.5403707141789029E-2,null,false]
[null,null,null,"PTN",9.0536699999999986,{"$f":"E69+MAX(0,$E69-$W69)","v":9.5021799999999974},9.9506899999999963,10.399199999999995,10.847709999999994,11.296219999999993,11.744729999999992,12.193239999999991,12.641749999999989,13.090259999999988,13.538769999999987,13.987279999999986,14.435789999999985,14.884299999999984,15.332809999999983,15.781319999999981,16.229829999999978,22,8.6051599999999997,null,"PTN",0.41398939388299982,0.43449802552635147,0.45500665716970318,0.47551528881305483,0.49602392045640653,0.51653255209975824,0.53704118374310983,0.55754981538646153,0.57805844702981324,0.59856707867316494,0.61907571031651654,0.63958434195986824,0.66009297360321995,0.68060160524657165,0.70111023688992336,0.72161886853327495,0.74212750017662654,0.10254315821675841,0.1025431582167583,null,false]
[null,null,null,"CS",11.619751000000001,{"$f":"E70+MAX(0,$E70-$W70)","v":11.739502000000002},11.859253000000002,11.979004000000003,12.098755000000004,12.218506000000005,12.338257000000006,12.458008000000007,12.577759000000007,12.697510000000008,12.817261000000009,12.93701200000001,13.056763000000011,13.176514000000012,13.296265000000012,13.416016000000013,13.535767000000014,22,11.5,null,"CS",0.53132637632710067,0.5368021274762903,0.54227787862547994,0.54775362977466957,0.55322938092385909,0.55870513207304873,0.56418088322223836,0.56965663437142799,0.57513238552061752,0.58060813666980715,0.58608388781899678,0.59155963896818642,0.59703539011737594,0.60251114126656558,0.60798689241575521,0.61346264356494484,0.61893839471413437,2.7378755745948058E-2,2.7378755745948058E-2,null,false]
[null,null,null,"TH",11.593963,{"$f":"E71+MAX(0,$E71-$W71)","v":11.687926000000001},11.781889000000001,11.875852000000002,11.969815000000002,12.063778000000003,12.157741000000003,12.251704000000004,12.345667000000004,12.439630000000005,12.533593000000005,12.627556000000006,12.721519000000006,12.815482000000006,12.909445000000007,13.003408000000007,13.097371000000008,22,11.5,null,"TH",0.53014719059474524,0.53444375601157934,0.53874032142841344,0.54303688684524754,0.54733345226208163,0.55163001767891584,0.55592658309574994,0.56022314851258403,0.56451971392941813,0.56881627934625223,0.57311284476308633,0.57740941017992042,0.58170597559675463,0.58600254101358873,0.59029910643042283,0.59459567184725692,0.59889223726409102,2.1482827084170597E-2,2.1482827084170486E-2,null,false]
[null,null,null,"SA",8.2072019999999988,{"$f":"E72+MAX(0,$E72-$W72)","v":8.3144039999999979},8.421605999999997,8.5288079999999962,8.6360099999999953,8.7432119999999944,8.8504139999999936,8.9576159999999927,9.0648179999999918,9.172019999999991,9.2792219999999901,9.3864239999999892,9.4936259999999884,9.6008279999999875,9.7080299999999866,9.8152319999999857,9.9224339999999849,22,8.1,null,"SA",0.37528367849229582,0.38018561229406295,0.38508754609583007,0.38998947989759719,0.39489141369936431,0.39979334750113144,0.40469528130289856,0.40959721510466568,0.4144991489064328,0.41940108270819998,0.4243030165099671,0.42920495031173422,0.43410688411350135,0.43900881791526847,0.44391075171703559,0.44881268551880271,0.45371461932056983,2.4509669008835611E-2,2.4509669008835666E-2,null,false]
[null,null,null,"EPN",4.4782790000000006,{"$f":"E73+MAX(0,$E73-$W73)","v":4.911099000000001},5.3439190000000014,5.7767390000000018,6.2095590000000023,6.6423790000000027,7.0751990000000031,7.5080190000000036,7.940839000000004,8.3736590000000035,8.8064790000000031,9.2392990000000026,9.6721190000000021,10.104939000000002,10.537759000000001,10.970579000000001,11.403399,22,4.0454590000000001,null,"EPN",0.20477441842357486,0.22456560690961866,0.24435679539566246,0.26414798388170624,0.28393917236775007,0.30373036085379385,0.32352154933983768,0.34331273782588145,0.36310392631192528,0.38289511479796901,0.40268630328401278,0.42247749177005656,0.44226868025610033,0.46205986874214405,0.48185105722818783,0.50164224571423155,0.52143343420027533,9.8955942430218991E-2,9.8955942430218935E-2,null,false]
[null,null,null,"ES",17.232171000000001,{"$f":"E74+MAX(0,$E74-$W74)","v":18.881500000000003},20.530829000000004,22.180158000000006,23.829487000000007,25.478816000000009,27.128145000000011,28.777474000000012,30.426803000000014,32.076132000000015,33.725461000000017,35.374790000000019,37.02411900000002,38.673448000000022,40.322777000000023,41.972106000000025,43.621435000000027,11,15.582841999999999,null,"ES",0.19699017159831891,0.21584453433253761,0.23469889706675631,0.25355325980097498,0.27240762253519368,0.29126198526941238,0.31011634800363108,0.32897071073784978,0.34782507347206842,0.36667943620628712,0.38553379894050582,0.40438816167472452,0.42324252440894322,0.44209688714316192,0.46095124987738062,0.47980561261159926,0.49865997534581796,9.4271813671093468E-2,9.4271813671093441E-2,null,false]
[null,null,null,"NS",14.496848999999997,{"$f":"E75+MAX(0,$E75-$W75)","v":14.993697999999995},15.490546999999992,15.98739599999999,16.484244999999987,16.981093999999985,17.477942999999982,17.974791999999979,18.471640999999977,18.968489999999974,19.465338999999972,19.962187999999969,20.459036999999967,20.955885999999964,21.452734999999961,21.949583999999959,22.446432999999956,11,14,null,"NS",0.16572124151651682,0.17140098841366941,0.177080735310822,0.18276048220797456,0.18844022910512714,0.19411997600227973,0.19979972289943229,0.20547946979658488,0.21115921669373747,0.21683896359089003,0.22251871048804261,0.2281984573851952,0.23387820428234776,0.23955795117950035,0.24523769807665294,0.25091744497380553,0.25659719187095809,2.8398734485762911E-2,2.8398734485762883E-2,null,false]
[null,null,null,"PV",7.5769859999999998,{"$f":"E76+MAX(0,$E76-$W76)","v":7.6026660000000001},7.6283460000000005,7.6540260000000009,7.6797060000000013,7.7053860000000016,7.731066000000002,7.7567460000000024,7.7824260000000027,7.8081060000000031,7.8337860000000035,7.8594660000000038,7.8851460000000042,7.9108260000000046,7.9365060000000049,7.9621860000000053,7.9878660000000057,11,7.5513059999999994,null,"PV",8.6616583153571305E-2,8.6910144980844539E-2,8.7203706808117773E-2,8.7497268635391021E-2,8.7790830462664254E-2,8.8084392289937488E-2,8.8377954117210736E-2,8.867151594448397E-2,8.8965077771757203E-2,8.9258639599030437E-2,8.9552201426303685E-2,8.9845763253576919E-2,9.0139325080850152E-2,9.04328869081234E-2,9.0726448735396634E-2,9.1020010562669867E-2,9.1313572389943115E-2,1.4678091363661827E-3,1.4678091363661966E-3,null,false]
[null,null,null,"WT",1.5371079999999999,{"$f":"E77+MAX(0,$E77-$W77)","v":1.5742159999999998},1.6113239999999998,1.6484319999999997,1.6855399999999996,1.7226479999999995,1.7597559999999994,1.7968639999999994,1.8339719999999993,1.8710799999999992,1.9081879999999991,1.945295999999999,1.9824039999999989,2.0195119999999989,2.0566199999999988,2.0937279999999987,2.1308359999999986,22,1.5,null,"WT",7.028601763182335E-2,7.1982823283919167E-2,7.3679628936014985E-2,7.5376434588110802E-2,7.707324024020662E-2,7.8770045892302437E-2,8.0466851544398241E-2,8.2163657196494058E-2,8.3860462848589876E-2,8.5557268500685693E-2,8.7254074152781511E-2,8.8950879804877328E-2,9.0647685456973146E-2,9.2344491109068963E-2,9.404129676116478E-2,9.5738102413260584E-2,9.7434908065356401E-2,8.4840282604790873E-3,8.4840282604790734E-3,null,false]
[null,null,null,"HB",6.8733880000000003,{"$f":"E78+MAX(0,$E78-$W78)","v":6.8769880000000008},6.8805880000000013,6.8841880000000018,6.8877880000000022,6.8913880000000027,6.8949880000000032,6.8985880000000037,6.9021880000000042,6.9057880000000047,6.9093880000000052,6.9129880000000057,6.9165880000000062,6.9201880000000067,6.9237880000000072,6.9273880000000077,6.9309880000000081,11,6.8697879999999998,null,"HB",7.8573377758485913E-2,7.8614531285673764E-2,7.8655684812861601E-2,7.8696838340049438E-2,7.8737991867237289E-2,7.8779145394425126E-2,7.8820298921612977E-2,7.8861452448800815E-2,7.8902605975988652E-2,7.8943759503176503E-2,7.898491303036434E-2,7.9026066557552177E-2,7.9067220084740028E-2,7.9108373611927865E-2,7.9149527139115702E-2,7.9190680666303553E-2,7.9231834193491391E-2,2.0576763593921354E-4,2.0576763593921354E-4,null,false]
[null,null,null,"FF",6.1391630000000008,{"$f":"E79+MAX(0,$E79-$W79)","v":6.9540330000000017},7.7689030000000026,8.5837730000000043,9.3986430000000052,10.213513000000006,11.028383000000007,11.843253000000008,12.658123000000009,13.47299300000001,14.28786300000001,15.102733000000011,15.917603000000012,16.732473000000013,17.547343000000012,18.362213000000011,19.17708300000001,6.6,5.3242929999999999,null,"FF",2.5264821143106003E-2,2.8618298613061244E-2,3.1971776083016483E-2,3.5325253552971725E-2,3.867873102292696E-2,4.2032208492882195E-2,4.5385685962837437E-2,4.8739163432792672E-2,5.2092640902747907E-2,5.5446118372703156E-2,5.8799595842658391E-2,6.2153073312613633E-2,6.5506550782568868E-2,6.8860028252524103E-2,7.2213505722479338E-2,7.5566983192434573E-2,7.8920460662389794E-2,1.6767387349776192E-2,1.6767387349776196E-2,null,false]
[null,null,null,"EP B",4,{"$f":"E80+MAX(0,$E80-$W80)","v":4},4,4,4,4,4,4,4,4,4,4,4,4,4,4,4,6.6,4,null,"EP B",1.6461410875134606E-2,1.6461410875134606E-2,1.6461410875134606E-2,1.6461410875134606E-2,1.6461410875134606E-2,1.6461410875134606E-2,1.6461410875134606E-2,1.6461410875134606E-2,1.6461410875134606E-2,1.6461410875134606E-2,1.6461410875134606E-2,1.6461410875134606E-2,1.6461410875134606E-2,1.6461410875134606E-2,1.6461410875134606E-2,1.6461410875134606E-2,1.6461410875134606E-2,0,0,null,false]
[null,null,null,"EP A",4,{"$f":"E81+MAX(0,$E81-$W81)","v":4},4,4,4,4,4,4,4,4,4,4,4,4,4,4,4,6.6,4,null,"EP A",1.6461410875134606E-2,1.6461410875134606E-2,1.6461410875134606E-2,1.6461410875134606E-2,1.6461410875134606E-2,1.6461410875134606E-2,1.6461410875134606E-2,1.6461410875134606E-2,1.6461410875134606E-2,1.6461410875134606E-2,1.6461410875134606E-2,1.6461410875134606E-2,1.6461410875134606E-2,1.6461410875134606E-2,1.6461410875134606E-2,1.6461410875134606E-2,1.6461410875134606E-2,0,0,null,false]
[]
[null,"End"]

{"sheet":"Curtailment","index":8,"n_rows":150,"n_cols":56,"rows_kept":150,"cut":false,"hidden":false,"merged":[[40,6,42,6],[43,5,45,5],[43,6,45,6],[37,5,39,5],[37,6,39,6],[40,5,42,5],[46,6,48,6],[52,4,54,4],[49,5,51,5],[49,6,51,6],[52,5,54,5],[52,6,54,6],[46,5,48,5],[37,4,39,4],[40,4,42,4],[43,4,45,4],[46,4,48,4],[49,4,51,4]]}
[null,null,null,"Voltage PQ Management Strategy",null,null,null,"Section Check:",{"$f":"IF(COUNTA($A$8:$A$277)=COUNTIF($A$8:$A$277,0),\"Ok\",\"Check\")","v":"Ok"},null,null,"Overall Check:","Ok",null,"Legend:","Input","Internal","Select","Calculation"]
[null,null,null,{"$f":"RIGHT(CELL(\"filename\",D1),LEN(CELL(\"filename\",D1))-FIND(\"]\",CELL(\"filename\",D1)))","v":"Curtailment"},"Typical JEN Residential Solar PV System Model and AS4777 Voltage Curtailment Analysis"]
[]
[]
[]
[null,"Copyright Jemena Limited. All rights reserved. Jemena is not liable for any loss caused by reliance on this document."]
[]
[null,"Typical JEN Residential Solar PV System Model and AS4777 Voltage Curtailment Analysis"]
[]
[null,null,"Inputs"]
[]
[null,null,null,"MVAr Conversion","Source","Unit"]
[]
[null,null,null,"Typical JEN Residential Inverter Rating (VA)","AM","VA",null,null,5000]
[null,null,null,"Typical JEN Residential PV Panel Rating (W)","AM","W",null,null,5000,null,null,null,null,null,null,null,null,null,"V-P","V","P"]
[null,null,null,"Panel Direction Adjustment (h)","AM","h",null,null,7,null,null,null,null,null,null,null,null,null,"V1",207,1]
[null,null,null,"PV Output Cloud Factor","AM","%",null,null,0.15,null,null,null,null,null,null,null,null,null,"V2",220,1]
[null,null,null,null,null,null,null,null,null,null,null,null,null,null,null,null,null,null,"V3",253,1]
[null,null,null,null,null,null,null,null,"Summer","Winter","Shoulder","Annual",null,null,null,null,null,null,"V3'",258,{"$f":"(20%-100%)/(260-253)*(T19-253)+100%","v":0.42857142857142849}]
[null,null,null,"Seasonal Adjustment","AM","Factor",null,null,0.06,0.5,{"$f":"AVERAGE(I20,J20)","v":0.28000000000000003},null,null,null,null,null,null,null,"V>",258,0]
[null,null,null,"Cloud Likelihood","AM","%",null,null,0.15,0.3,{"$f":"AVERAGE(I21:J21)","v":0.22499999999999998},null,null,null,null,null,null,null,"V>'",276,0]
[null,null,null,"PV Output Shading Factor","AM","%",null,null,0.05,0.1,{"$f":"AVERAGE(I22:J22)","v":7.5000000000000011E-2}]
[null,null,null,"Capacity Factor","AM","%",null,null,{"$f":"(1-(1-$I$17)*I$21-I$22)","v":0.82250000000000001},{"$f":"(1-(1-$I$17)*J$21-J$22)","v":0.64500000000000002},{"$f":"(1-(1-$I$17)*K$21-K$22)","v":0.73375000000000012},null,null,null,null,null,null,null,"Source: AS 4777.2 Table 3.6 and Table 4.3 Australia A"]
[null,null,null,"Generated Energy (kWh pa)","AM","kWh p.a.",null,null,null,null,null,{"$f":"(G29+G30+G31*2)/4*365","v":6436.8095494446834}]
[]
[null,null,"Calculations"]
[]
[null,null,null,null,null,"Peak W","kWh/d","hh",1,{"$f":"I28+1","v":2},3,4,5,6,7,8,9,10,11,12,13,14,15,16,17,18,19,20,21,22,23,24,25,26,27,28,29,30,31,32,33,34,35,36,37,38,39,40,41,42,43,44,45,46,47,48]
[null,null,null,"Summer Expected Normal Generated Energy",null,{"$f":"MAX(I29:BD29)*2","v":3865.75},{"$f":"SUM(I29:BD29)/1000","v":28.534687533996024},"Wh",{"$f":"MIN($I$14,MAX(0,$I$15*(SIN((I$28/2-$I$16)*PI()/12)-$I$20)))/2*$I$23","v":0},0,0,0,0,0,0,0,0,0,0,0,0,0,145.01948275248105,408.8216614920583,663.51780780071579,904.74999999999977,1128.3906883991817,1330.6133188148381,1507.9578059738524,1657.3897365317519,1776.3522887263334,1862.8099803068969,1915.2834961998979,1932.875,1915.2834961998979,1862.8099803068969,1776.3522887263337,1657.3897365317521,1507.9578059738524,1330.6133188148385,1128.3906883991822,904.74999999999977,663.51780780071613,408.82166149205887,145.01948275248191,0,0,0,0,0,0,0,0,0,0,0]
[null,null,null,"Winter Expected Normal Generated Energy",null,1612.5,8.4059533875854715,"Wh",{"$f":"MIN($I$14,MAX(0,$I$15*(SIN((I$28/2-$I$16)*PI()/12)-$J$20)))/2*$J$23","v":0},0,0,0,0,0,0,0,0,0,0,0,0,0,0,0,0,0,175.37780427656207,333.95968466330777,473.03226121961666,590.21596360240721,683.50574617444988,751.30539489112266,792.45483896526923,806.25,792.45483896526923,751.30539489112266,683.50574617445,590.21596360240744,473.03226121961666,333.95968466330794,175.37780427656241,0,0,0,0,0,0,0,0,0,0,0,0,0,0,0]
[null,null,null,"Shoulder Expected Normal Generated Energy",null,2641.5000000000005,16.799868851234915,"Wh",{"$f":"MIN($I$14,MAX(0,$I$15*(SIN((I$28/2-$I$16)*PI()/12)-$K$20)))/2*$K$23","v":0},0,0,0,0,0,0,0,0,0,0,0,0,0,0,0,188.35992124471156,403.56249999999989,603.07174633787201,783.47400173907306,941.68253359673463,1074.9903500670796,1181.1165174503917,1258.2451875990098,1305.0566675825837,1320.7500000000002,1305.0566675825837,1258.2451875990098,1181.1165174503919,1074.9903500670798,941.68253359673463,783.47400173907317,603.07174633787247,403.56249999999989,188.35992124471173,0,0,0,0,0,0,0,0,0,0,0,0,0]
[null,null,null,"Summer Expected Normal Curtailed Generated Energy",null,0,0,"Wh",{"$f":"MAX(0,$I$15*(SIN((I$28/2-$I$16)*PI()/12)-$I$20)-$I$14)/2*$I$23","v":0},0,0,0,0,0,0,0,0,0,0,0,0,0,0,0,0,0,0,0,0,0,0,0,0,0,0,0,0,0,0,0,0,0,0,0,0,0,0,0,0,0,0,0,0,0,0,0]
[null,null,null,"Winter Expected Normal Curtailed Generated Energy",null,0,0,"Wh",{"$f":"MAX(0,$I$15*(SIN((I$28/2-$I$16)*PI()/12)-$J$20)-$I$14)/2*$J$23","v":0},0,0,0,0,0,0,0,0,0,0,0,0,0,0,0,0,0,0,0,0,0,0,0,0,0,0,0,0,0,0,0,0,0,0,0,0,0,0,0,0,0,0,0,0,0,0,0]
[null,null,null,"Shoulder Expected Normal Curtailed Generated Energy",null,0,0,"Wh",{"$f":"MAX(0,$I$15*(SIN((I$28/2-$I$16)*PI()/12)-$K$20)-$I$14)/2*$K$23","v":0},0,0,0,0,0,0,0,0,0,0,0,0,0,0,0,0,0,0,0,0,0,0,0,0,0,0,0,0,0,0,0,0,0,0,0,0,0,0,0,0,0,0,0,0,0,0,0]
[]
[null,null,null,"Expected Voltage Curtailed Generated Energy (Wh)"]
[null,null,null,null,"Annual Voltage-Induced Curtailed Energy (kWh pa)","Bin (V)","AS4777","Season",{"$f":"I28","v":1},2,3,4,5,6,7,8,9,10,11,12,13,14,15,16,17,18,19,20,21,22,23,24,25,26,27,28,29,30,31,32,33,34,35,36,37,38,39,40,41,42,43,44,45,46,47,48]
[null,null,null,null,{"$f":"(SUM(I38:BD38)+SUM(I39:BD39)+SUM(I40:BD40)*2)/4*365/1000","v":0},253.5,{"$f":"IF($F38<258,MIN(100%,(20%-100%)/(260-253)*($F38-253)+100%),0%)","v":0.94285714285714284},"Summer",{"$f":"MAX(0,$I$15*(SIN((I$28/2-$I$16)*PI()/12)-$I$20)-$I$14*$G38)/2*$I$23-I$32","v":0},0,0,0,0,0,0,0,0,0,0,0,0,0,0,0,0,0,0,0,0,0,0,0,0,0,0,0,0,0,0,0,0,0,0,0,0,0,0,0,0,0,0,0,0,0,0,0]
[null,null,null,null,null,null,null,"Winter",{"$f":"MAX(0,$I$15*(SIN((I$28/2-$I$16)*PI()/12)-$J$20)-$I$14*$G38)/2*$J$23-I$33","v":0},0,0,0,0,0,0,0,0,0,0,0,0,0,0,0,0,0,0,0,0,0,0,0,0,0,0,0,0,0,0,0,0,0,0,0,0,0,0,0,0,0,0,0,0,0,0,0]
[null,null,null,null,null,null,null,"Shoulder",{"$f":"MAX(0,$I$15*(SIN((I$28/2-$I$16)*PI()/12)-$K$20)-$I$14*$G38)/2*$K$23-I$34","v":0},0,0,0,0,0,0,0,0,0,0,0,0,0,0,0,0,0,0,0,0,0,0,0,0,0,0,0,0,0,0,0,0,0,0,0,0,0,0,0,0,0,0,0,0,0,0,0]
[null,null,null,null,{"$f":"(SUM(I41:BD41)+SUM(I42:BD42)+SUM(I43:BD43)*2)/4*365/1000","v":101.79088340504609},{"$f":"F38+1","v":254.5},{"$f":"IF($F41<258,MIN(100%,(20%-100%)/(260-253)*($F41-253)+100%),0%)","v":0.82857142857142851},{"$f":"H38","v":"Summer"},{"$f":"MAX(0,$I$15*(SIN((I$28/2-$I$16)*PI()/12)-$I$20)-$I$14*$G41)/2*$I$23-I$32","v":0},0,0,0,0,0,0,0,0,0,0,0,0,0,0,0,0,0,0,0,0,0,72.60228872633364,159.05998030689716,211.53349619989802,229.12500000000026,211.53349619989802,159.05998030689716,72.60228872633401,0,0,0,0,0,0,0,0,0,0,0,0,0,0,0,0,0,0,0]
[null,null,null,null,null,null,null,"Winter",{"$f":"MAX(0,$I$15*(SIN((I$28/2-$I$16)*PI()/12)-$J$20)-$I$14*$G41)/2*$J$23-I$33","v":0},0,0,0,0,0,0,0,0,0,0,0,0,0,0,0,0,0,0,0,0,0,0,0,0,0,0,0,0,0,0,0,0,0,0,0,0,0,0,0,0,0,0,0,0,0,0,0]
[null,null,null,null,null,null,null,"Shoulder",{"$f":"MAX(0,$I$15*(SIN((I$28/2-$I$16)*PI()/12)-$K$20)-$I$14*$G41)/2*$K$23-I$34","v":0},0,0,0,0,0,0,0,0,0,0,0,0,0,0,0,0,0,0,0,0,0,0,0,0,0,0,0,0,0,0,0,0,0,0,0,0,0,0,0,0,0,0,0,0,0,0,0]
[null,null,null,null,{"$f":"(SUM(I44:BD44)+SUM(I45:BD45)+SUM(I46:BD46)*2)/4*365/1000","v":295.39230098374736},{"$f":"F41+1","v":255.5},{"$f":"IF($F44<258,MIN(100%,(20%-100%)/(260-253)*($F44-253)+100%),0%)","v":0.71428571428571419},"Summer",{"$f":"MAX(0,$I$15*(SIN((I$28/2-$I$16)*PI()/12)-$I$20)-$I$14*$G44)/2*$I$23-I$32","v":0},0,0,0,0,0,0,0,0,0,0,0,0,0,0,0,0,0,0,0,39.207805973852402,188.63973653175191,307.60228872633348,394.05998030689699,446.53349619989791,464.12500000000011,446.53349619989791,394.05998030689699,307.60228872633388,188.63973653175228,39.207805973852402,0,0,0,0,0,0,0,0,0,0,0,0,0,0,0,0,0]
[null,null,null,null,null,null,null,"Winter",{"$f":"MAX(0,$I$15*(SIN((I$28/2-$I$16)*PI()/12)-$J$20)-$I$14*$G44)/2*$J$23-I$33","v":0},0,0,0,0,0,0,0,0,0,0,0,0,0,0,0,0,0,0,0,0,0,0,0,0,0,0,0,0,0,0,0,0,0,0,0,0,0,0,0,0,0,0,0,0,0,0,0]
[null,null,null,null,null,null,null,"Shoulder",{"$f":"MAX(0,$I$15*(SIN((I$28/2-$I$16)*PI()/12)-$K$20)-$I$14*$G44)/2*$K$23-I$34","v":0},0,0,0,0,0,0,0,0,0,0,0,0,0,0,0,0,0,0,0,0,0,0,0,0,10.482142857142978,0,0,0,0,0,0,0,0,0,0,0,0,0,0,0,0,0,0,0,0,0,0]
[null,null,null,null,{"$f":"(SUM(I47:BD47)+SUM(I48:BD48)+SUM(I49:BD49)*2)/4*365/1000","v":748.73925910670107},{"$f":"F44+1","v":256.5},{"$f":"IF($F47<258,MIN(100%,(20%-100%)/(260-253)*($F47-253)+100%),0%)","v":0.6},"Summer",{"$f":"MAX(0,$I$15*(SIN((I$28/2-$I$16)*PI()/12)-$I$20)-$I$14*$G47)/2*$I$23-I$32","v":0},0,0,0,0,0,0,0,0,0,0,0,0,0,0,0,0,0,0,96.863318814838124,274.20780597385226,423.63973653175179,542.60228872633343,629.05998030689693,681.53349619989774,699.125,681.53349619989774,629.05998030689693,542.60228872633377,423.63973653175213,274.20780597385226,96.863318814838493,0,0,0,0,0,0,0,0,0,0,0,0,0,0,0,0]
[null,null,null,null,null,null,null,"Winter",{"$f":"MAX(0,$I$15*(SIN((I$28/2-$I$16)*PI()/12)-$J$20)-$I$14*$G47)/2*$J$23-I$33","v":0},0,0,0,0,0,0,0,0,0,0,0,0,0,0,0,0,0,0,0,0,0,0,0,0,0,0,0,0,0,0,0,0,0,0,0,0,0,0,0,0,0,0,0,0,0,0,0]
[null,null,null,null,null,null,null,"Shoulder",{"$f":"MAX(0,$I$15*(SIN((I$28/2-$I$16)*PI()/12)-$K$20)-$I$14*$G47)/2*$K$23-I$34","v":0},0,0,0,0,0,0,0,0,0,0,0,0,0,0,0,0,0,0,0,0,0,80.491517450391626,157.62018759900968,204.43166758258343,220.12500000000003,204.43166758258343,157.62018759900968,80.491517450391797,0,0,0,0,0,0,0,0,0,0,0,0,0,0,0,0,0,0,0]
[null,null,null,null,{"$f":"(SUM(I50:BD50)+SUM(I51:BD51)+SUM(I52:BD52)*2)/4*365/1000","v":1408.4432328880057},{"$f":"F47+1","v":257.5},{"$f":"IF($F50<258,MIN(100%,(20%-100%)/(260-253)*($F50-253)+100%),0%)","v":0.48571428571428565},"Summer",{"$f":"MAX(0,$I$15*(SIN((I$28/2-$I$16)*PI()/12)-$I$20)-$I$14*$G50)/2*$I$23-I$32","v":0},0,0,0,0,0,0,0,0,0,0,0,0,0,0,0,0,0,129.64068839918187,331.86331881483818,509.20780597385232,658.63973653175185,777.60228872633343,864.05998030689693,916.53349619989785,934.12500000000011,916.53349619989785,864.05998030689693,777.60228872633377,658.63973653175219,509.20780597385232,331.86331881483858,129.64068839918224,0,0,0,0,0,0,0,0,0,0,0,0,0,0,0]
[null,null,null,null,null,null,null,"Winter",{"$f":"MAX(0,$I$15*(SIN((I$28/2-$I$16)*PI()/12)-$J$20)-$I$14*$G50)/2*$J$23-I$33","v":0},0,0,0,0,0,0,0,0,0,0,0,0,0,0,0,0,0,0,0,0,0,0,0,9.2405532509835382,23.035714285714327,9.2405532509835382,0,0,0,0,0,0,0,0,0,0,0,0,0,0,0,0,0,0,0,0,0]
[null,null,null,null,null,null,null,"Shoulder",{"$f":"MAX(0,$I$15*(SIN((I$28/2-$I$16)*PI()/12)-$K$20)-$I$14*$G50)/2*$K$23-I$34","v":0},0,0,0,0,0,0,0,0,0,0,0,0,0,0,0,0,0,0,0,50.700390739591668,184.0082072099367,290.13437459324888,367.26304474186691,414.07452472544065,429.76785714285728,414.07452472544065,367.26304474186691,290.13437459324905,184.00820720993684,50.700390739591668,0,0,0,0,0,0,0,0,0,0,0,0,0,0,0,0,0]
[null,null,null,null,{"$f":"(SUM(I53:BD53)+SUM(I54:BD54)+SUM(I55:BD55)*2)/4*365/1000","v":1820.1972369199436},257.99999000000003,{"$f":"IF($F53<258,MIN(100%,(20%-100%)/(260-253)*($F53-253)+100%),0%)","v":0.42857257142856853},{"$f":"H47","v":"Summer"},{"$f":"MAX(0,$I$15*(SIN((I$28/2-$I$16)*PI()/12)-$I$20)-$I$14*$G53)/2*$I$23-I$32","v":0},0,0,0,0,0,0,0,0,0,0,0,0,0,0,0,0,23.497650000005798,247.1383383991878,449.36096881484411,626.70545597385831,776.13738653175778,895.09993872633936,981.55763030690287,1034.0311461999038,1051.6226500000059,1034.0311461999038,981.55763030690287,895.0999387263397,776.13738653175812,626.70545597385831,449.36096881484451,247.13833839918817,23.497650000005798,0,0,0,0,0,0,0,0,0,0,0,0,0,0]
[null,null,null,null,null,null,null,{"$f":"H48","v":"Winter"},{"$f":"MAX(0,$I$15*(SIN((I$28/2-$I$16)*PI()/12)-$J$20)-$I$14*$G53)/2*$J$23-I$33","v":0},0,0,0,0,0,0,0,0,0,0,0,0,0,0,0,0,0,0,0,0,0,0,60.232123462555904,101.38156753670248,115.17672857143327,101.38156753670248,60.232123462555904,0,0,0,0,0,0,0,0,0,0,0,0,0,0,0,0,0,0,0,0]
[null,null,null,null,null,null,null,{"$f":"H49","v":"Shoulder"},{"$f":"MAX(0,$I$15*(SIN((I$28/2-$I$16)*PI()/12)-$K$20)-$I$14*$G53)/2*$K$23-I$34","v":0},0,0,0,0,0,0,0,0,0,0,0,0,0,0,0,0,0,0,0,155.51972288245412,288.82753935279914,394.95370673611131,472.08237688472934,518.89385686830315,534.58718928571977,518.89385686830315,472.08237688472934,394.95370673611149,288.82753935279931,155.51972288245412,0,0,0,0,0,0,0,0,0,0,0,0,0,0,0,0,0]
[]
[null,null,null,null,"Inverter Voltage","Annual Generated Energy (kWh pa)"]
[null,null,null,null,250,{"$f":"F59","v":6436.8095494446834}]
[null,null,null,null,{"$f":"F38","v":253.5},{"$f":"$L$24-E38","v":6436.8095494446834}]
[null,null,null,null,{"$f":"E59+1","v":254.5},{"$f":"$L$24-E41","v":6335.0186660396375}]
[null,null,null,null,{"$f":"E60+1","v":255.5},{"$f":"$L$24-E44","v":6141.4172484609362}]
[null,null,null,null,{"$f":"E61+1","v":256.5},{"$f":"$L$24-E47","v":5688.0702903379824}]
[null,null,null,null,{"$f":"E62+1","v":257.5},{"$f":"$L$24-E50","v":5028.3663165566777}]
[null,null,null,null,257.99999000000003,{"$f":"$L$24-E53","v":4616.6123125247395}]
[null,null,null,null,258,0]
[null,null,null,null,260,0]
[]
[]
[]
[]
[]
[]
[]
[]
[]
[]
[]
[]
[]
[]
[]
[]
[]
[]
[]
[null,null,null,null,null,null,null,null,"Curtailment MWh pa",null,null,null,null,null,null,null,null,null,null,null,"V99%",null,null,null,null,null,null,null,null,null,null,null,"No. PV"]
[null,null,null,null,"ZSS",null,null,null,{"$f":"PV_Uptake!F49","v":"2023 Actual"},{"$f":"V87","v":2024},2025,2026,2027,2028,2029,2030,2031,2032,2033,null,{"$f":"I87","v":"2023 Actual"},{"$f":"PV_Uptake!G49","v":2024},{"$f":"PV_Uptake!H49","v":2025},{"$f":"PV_Uptake!I49","v":2026},{"$f":"PV_Uptake!J49","v":2027},{"$f":"PV_Uptake!K49","v":2028},{"$f":"PV_Uptake!L49","v":2029},{"$f":"PV_Uptake!M49","v":2030},{"$f":"PV_Uptake!N49","v":2031},{"$f":"PV_Uptake!O49","v":2032},{"$f":"PV_Uptake!P49","v":2033},null,{"$f":"U87","v":"2023 Actual"},2024,2025,2026,2027,2028,2029,2030,2031,2032,2033]
[null,null,null,{"$f":"IF(LEN(E88)=2,E88&\"0\",E88)","v":"ST0"},"ST",null,null,null,{"$f":"AG88/1000*\nIF(U88>=258,4.8%*$L$24+9.6%*$E$53+14.4%*$E$50+19.2%*$E$47+24%*$E$44+28%*$E$41,\nIF(U88>=257,6.7%*$E$53+13.4%*$E$50+20.1%*$E$47+26.8%*$E$44+33%*$E$41,\nIF(U88>=256,10%*$E$50+20%*$E$47+30%*$E$44+40%*$E$41,\nIF(U88>=255,16.7%*$E$47+33.3%*$E$44+50%*$E$41,\nIF(U88>=254,33.3%*$E$44+66.7%*$E$41,0)))))","v":2062.7399334811134},{"$f":"AH88/1000*\nIF(V88>=258,4.8%*$L$24+9.6%*$E$53+14.4%*$E$50+19.2%*$E$47+24%*$E$44+28%*$E$41,\nIF(V88>=257,6.7%*$E$53+13.4%*$E$50+20.1%*$E$47+26.8%*$E$44+33%*$E$41,\nIF(V88>=256,10%*$E$50+20%*$E$47+30%*$E$44+40%*$E$41,\nIF(V88>=255,16.7%*$E$47+33.3%*$E$44+50%*$E$41,\nIF(V88>=254,33.3%*$E$44+66.7%*$E$41,0)))))","v":2414.3846514307338},{"$f":"AI88/1000*\nIF(W88>=258,4.8%*$L$24+9.6%*$E$53+14.4%*$E$50+19.2%*$E$47+24%*$E$44+28%*$E$41,\nIF(W88>=257,6.7%*$E$53+13.4%*$E$50+20.1%*$E$47+26.8%*$E$44+33%*$E$41,\nIF(W88>=256,10%*$E$50+20%*$E$47+30%*$E$44+40%*$E$41,\nIF(W88>=255,16.7%*$E$47+33.3%*$E$44+50%*$E$41,\nIF(W88>=254,33.3%*$E$44+66.7%*$E$41,0)))))","v":2734.8443437915416},{"$f":"AJ88/1000*\nIF(X88>=258,4.8%*$L$24+9.6%*$E$53+14.4%*$E$50+19.2%*$E$47+24%*$E$44+28%*$E$41,\nIF(X88>=257,6.7%*$E$53+13.4%*$E$50+20.1%*$E$47+26.8%*$E$44+33%*$E$41,\nIF(X88>=256,10%*$E$50+20%*$E$47+30%*$E$44+40%*$E$41,\nIF(X88>=255,16.7%*$E$47+33.3%*$E$44+50%*$E$41,\nIF(X88>=254,33.3%*$E$44+66.7%*$E$41,0)))))","v":3030.8003469190135},{"$f":"AK88/1000*\nIF(Y88>=258,4.8%*$L$24+9.6%*$E$53+14.4%*$E$50+19.2%*$E$47+24%*$E$44+28%*$E$41,\nIF(Y88>=257,6.7%*$E$53+13.4%*$E$50+20.1%*$E$47+26.8%*$E$44+33%*$E$41,\nIF(Y88>=256,10%*$E$50+20%*$E$47+30%*$E$44+40%*$E$41,\nIF(Y88>=255,16.7%*$E$47+33.3%*$E$44+50%*$E$41,\nIF(Y88>=254,33.3%*$E$44+66.7%*$E$41,0)))))","v":3311.1203672483302},{"$f":"AL88/1000*\nIF(Z88>=258,4.8%*$L$24+9.6%*$E$53+14.4%*$E$50+19.2%*$E$47+24%*$E$44+28%*$E$41,\nIF(Z88>=257,6.7%*$E$53+13.4%*$E$50+20.1%*$E$47+26.8%*$E$44+33%*$E$41,\nIF(Z88>=256,10%*$E$50+20%*$E$47+30%*$E$44+40%*$E$41,\nIF(Z88>=255,16.7%*$E$47+33.3%*$E$44+50%*$E$41,\nIF(Z88>=254,33.3%*$E$44+66.7%*$E$41,0)))))","v":3597.7775257075418},{"$f":"AM88/1000*\nIF(AA88>=258,4.8%*$L$24+9.6%*$E$53+14.4%*$E$50+19.2%*$E$47+24%*$E$44+28%*$E$41,\nIF(AA88>=257,6.7%*$E$53+13.4%*$E$50+20.1%*$E$47+26.8%*$E$44+33%*$E$41,\nIF(AA88>=256,10%*$E$50+20%*$E$47+30%*$E$44+40%*$E$41,\nIF(AA88>=255,16.7%*$E$47+33.3%*$E$44+50%*$E$41,\nIF(AA88>=254,33.3%*$E$44+66.7%*$E$41,0)))))","v":5898.1493900487376},{"$f":"AN88/1000*\nIF(AB88>=258,4.8%*$L$24+9.6%*$E$53+14.4%*$E$50+19.2%*$E$47+24%*$E$44+28%*$E$41,\nIF(AB88>=257,6.7%*$E$53+13.4%*$E$50+20.1%*$E$47+26.8%*$E$44+33%*$E$41,\nIF(AB88>=256,10%*$E$50+20%*$E$47+30%*$E$44+40%*$E$41,\nIF(AB88>=255,16.7%*$E$47+33.3%*$E$44+50%*$E$41,\nIF(AB88>=254,33.3%*$E$44+66.7%*$E$41,0)))))","v":8564.9664167673764},{"$f":"AO88/1000*\nIF(AC88>=258,4.8%*$L$24+9.6%*$E$53+14.4%*$E$50+19.2%*$E$47+24%*$E$44+28%*$E$41,\nIF(AC88>=257,6.7%*$E$53+13.4%*$E$50+20.1%*$E$47+26.8%*$E$44+33%*$E$41,\nIF(AC88>=256,10%*$E$50+20%*$E$47+30%*$E$44+40%*$E$41,\nIF(AC88>=255,16.7%*$E$47+33.3%*$E$44+50%*$E$41,\nIF(AC88>=254,33.3%*$E$44+66.7%*$E$41,0)))))","v":14543.624580016049},{"$f":"AP88/1000*\nIF(AD88>=258,4.8%*$L$24+9.6%*$E$53+14.4%*$E$50+19.2%*$E$47+24%*$E$44+28%*$E$41,\nIF(AD88>=257,6.7%*$E$53+13.4%*$E$50+20.1%*$E$47+26.8%*$E$44+33%*$E$41,\nIF(AD88>=256,10%*$E$50+20%*$E$47+30%*$E$44+40%*$E$41,\nIF(AD88>=255,16.7%*$E$47+33.3%*$E$44+50%*$E$41,\nIF(AD88>=254,33.3%*$E$44+66.7%*$E$41,0)))))","v":15139.961599416565},{"$f":"AQ88/1000*\nIF(AE88>=258,4.8%*$L$24+9.6%*$E$53+14.4%*$E$50+19.2%*$E$47+24%*$E$44+28%*$E$41,\nIF(AE88>=257,6.7%*$E$53+13.4%*$E$50+20.1%*$E$47+26.8%*$E$44+33%*$E$41,\nIF(AE88>=256,10%*$E$50+20%*$E$47+30%*$E$44+40%*$E$41,\nIF(AE88>=255,16.7%*$E$47+33.3%*$E$44+50%*$E$41,\nIF(AE88>=254,33.3%*$E$44+66.7%*$E$41,0)))))","v":15732.277674799378},null,{"$f":"IF(OR(Do_Nothing!$Q$35=1,AND(Do_Nothing!$N$35=1,VLOOKUP($D88,Table!$A$4:$E$34,COLUMN(Table!$E:$E),FALSE)<37)),253,VLOOKUP($D88,Table!$A$4:$J$34,COLUMN(Table!J:J),FALSE))","v":255.00662529834463},{"$f":"(1-MIN(0,VLOOKUP($E88,OLTC_Taps!$D$147:$H$173,6-1,FALSE)+VLOOKUP($E88,OLTC_Taps!$D$147:$N$173,12-1,FALSE)*(V$87-$V$87+1)))*$U88","v":255.00662529834463},{"$f":"(1-MIN(0,VLOOKUP($E88,OLTC_Taps!$D$147:$H$173,6-1,FALSE)+VLOOKUP($E88,OLTC_Taps!$D$147:$N$173,12-1,FALSE)*(W$87-$V$87+1)))*$U88","v":255.00662529834463},{"$f":"(1-MIN(0,VLOOKUP($E88,OLTC_Taps!$D$147:$H$173,6-1,FALSE)+VLOOKUP($E88,OLTC_Taps!$D$147:$N$173,12-1,FALSE)*(X$87-$V$87+1)))*$U88","v":255.00662529834463},{"$f":"(1-MIN(0,VLOOKUP($E88,OLTC_Taps!$D$147:$H$173,6-1,FALSE)+VLOOKUP($E88,OLTC_Taps!$D$147:$N$173,12-1,FALSE)*(Y$87-$V$87+1)))*$U88","v":255.83921984924297},{"$f":"(1-MIN(0,VLOOKUP($E88,OLTC_Taps!$D$147:$H$173,6-1,FALSE)+VLOOKUP($E88,OLTC_Taps!$D$147:$O$173,13-1,FALSE)*(Z$87-$V$87+1)))*$U88","v":255.70308473441602},{"$f":"(1-MIN(0,VLOOKUP($E88,OLTC_Taps!$D$147:$H$173,6-1,FALSE)+VLOOKUP($E88,OLTC_Taps!$D$147:$O$173,13-1,FALSE)*(AA$87-$V$87+1)))*$U88","v":256.47989318487618},{"$f":"(1-MIN(0,VLOOKUP($E88,OLTC_Taps!$D$147:$H$173,6-1,FALSE)+VLOOKUP($E88,OLTC_Taps!$D$147:$O$173,13-1,FALSE)*(AB$87-$V$87+1)))*$U88","v":257.2567016353363},{"$f":"(1-MIN(0,VLOOKUP($E88,OLTC_Taps!$D$147:$H$173,6-1,FALSE)+VLOOKUP($E88,OLTC_Taps!$D$147:$O$173,13-1,FALSE)*(AC$87-$V$87+1)))*$U88","v":258.03351008579642},{"$f":"(1-MIN(0,VLOOKUP($E88,OLTC_Taps!$D$147:$H$173,6-1,FALSE)+VLOOKUP($E88,OLTC_Taps!$D$147:$O$173,13-1,FALSE)*(AD$87-$V$87+1)))*$U88","v":258.8103185362566},{"$f":"(1-MIN(0,VLOOKUP($E88,OLTC_Taps!$D$147:$H$173,6-1,FALSE)+VLOOKUP($E88,OLTC_Taps!$D$147:$O$173,13-1,FALSE)*(AE$87-$V$87+1)))*$U88","v":259.58712698671673},null,{"$f":"SUMIFS(PV_Uptake!F$50:F$80,PV_Uptake!$D$50:$D$80,$E88)/$I$15*1000000","v":7519.9996948242188},{"$f":"SUMIFS(PV_Uptake!G$50:G$80,PV_Uptake!$D$50:$D$80,$E88)/$I$15*1000000","v":8801.9684630368047},{"$f":"SUMIFS(PV_Uptake!H$50:H$80,PV_Uptake!$D$50:$D$80,$E88)/$I$15*1000000","v":9970.2479681946952},{"$f":"SUMIFS(PV_Uptake!I$50:I$80,PV_Uptake!$D$50:$D$80,$E88)/$I$15*1000000","v":11049.195933023224},{"$f":"SUMIFS(PV_Uptake!J$50:J$80,PV_Uptake!$D$50:$D$80,$E88)/$I$15*1000000","v":12071.140790498339},{"$f":"SUMIFS(PV_Uptake!K$50:K$80,PV_Uptake!$D$50:$D$80,$E88)/$I$15*1000000","v":13116.188549133873},{"$f":"SUMIFS(PV_Uptake!L$50:L$80,PV_Uptake!$D$50:$D$80,$E88)/$I$15*1000000","v":14045.680232501511},{"$f":"SUMIFS(PV_Uptake!M$50:M$80,PV_Uptake!$D$50:$D$80,$E88)/$I$15*1000000","v":14923.173678801972},{"$f":"SUMIFS(PV_Uptake!N$50:N$80,PV_Uptake!$D$50:$D$80,$E88)/$I$15*1000000","v":15643.770285013979},{"$f":"SUMIFS(PV_Uptake!O$50:O$80,PV_Uptake!$D$50:$D$80,$E88)/$I$15*1000000","v":16285.216940393837},{"$f":"SUMIFS(PV_Uptake!P$50:P$80,PV_Uptake!$D$50:$D$80,$E88)/$I$15*1000000","v":16922.338489319267}]
[null,null,null,"CS0","CS",null,null,null,1194.2701886006341,1364.08547788327,1533.1710871457428,1699.8036589614023,1866.2942203954256,2042.9320014439784,2206.4897505122722,2368.2476733920107,2508.8893217880054,2642.7515665374285,2785.4110564274642,null,{"$f":"IF(OR(Do_Nothing!$Q$35=1,AND(Do_Nothing!$N$35=1,VLOOKUP($D89,Table!$A$4:$E$34,COLUMN(Table!$E:$E),FALSE)<37)),253,VLOOKUP($D89,Table!$A$4:$J$34,COLUMN(Table!J:J),FALSE))","v":256.23853352444286},{"$f":"(1-MIN(0,VLOOKUP($E89,OLTC_Taps!$D$147:$H$173,6-1,FALSE)+VLOOKUP($E89,OLTC_Taps!$D$147:$N$173,12-1,FALSE)*(V$87-$V$87+1)))*$U89","v":256.23853352444286},{"$f":"(1-MIN(0,VLOOKUP($E89,OLTC_Taps!$D$147:$H$173,6-1,FALSE)+VLOOKUP($E89,OLTC_Taps!$D$147:$N$173,12-1,FALSE)*(W$87-$V$87+1)))*$U89","v":256.23853352444286},{"$f":"(1-MIN(0,VLOOKUP($E89,OLTC_Taps!$D$147:$H$173,6-1,FALSE)+VLOOKUP($E89,OLTC_Taps!$D$147:$N$173,12-1,FALSE)*(X$87-$V$87+1)))*$U89","v":256.23853352444286},{"$f":"(1-MIN(0,VLOOKUP($E89,OLTC_Taps!$D$147:$H$173,6-1,FALSE)+VLOOKUP($E89,OLTC_Taps!$D$147:$N$173,12-1,FALSE)*(Y$87-$V$87+1)))*$U89","v":256.23853352444286},{"$f":"(1-MIN(0,VLOOKUP($E89,OLTC_Taps!$D$147:$H$173,6-1,FALSE)+VLOOKUP($E89,OLTC_Taps!$D$147:$O$173,13-1,FALSE)*(Z$87-$V$87+1)))*$U89","v":256.23853352444286},{"$f":"(1-MIN(0,VLOOKUP($E89,OLTC_Taps!$D$147:$H$173,6-1,FALSE)+VLOOKUP($E89,OLTC_Taps!$D$147:$O$173,13-1,FALSE)*(AA$87-$V$87+1)))*$U89","v":256.23853352444286},{"$f":"(1-MIN(0,VLOOKUP($E89,OLTC_Taps!$D$147:$H$173,6-1,FALSE)+VLOOKUP($E89,OLTC_Taps!$D$147:$O$173,13-1,FALSE)*(AB$87-$V$87+1)))*$U89","v":256.23853352444286},{"$f":"(1-MIN(0,VLOOKUP($E89,OLTC_Taps!$D$147:$H$173,6-1,FALSE)+VLOOKUP($E89,OLTC_Taps!$D$147:$O$173,13-1,FALSE)*(AC$87-$V$87+1)))*$U89","v":256.23853352444286},{"$f":"(1-MIN(0,VLOOKUP($E89,OLTC_Taps!$D$147:$H$173,6-1,FALSE)+VLOOKUP($E89,OLTC_Taps!$D$147:$O$173,13-1,FALSE)*(AD$87-$V$87+1)))*$U89","v":256.23853352444286},{"$f":"(1-MIN(0,VLOOKUP($E89,OLTC_Taps!$D$147:$H$173,6-1,FALSE)+VLOOKUP($E89,OLTC_Taps!$D$147:$O$173,13-1,FALSE)*(AE$87-$V$87+1)))*$U89","v":256.23853352444286},null,{"$f":"SUMIFS(PV_Uptake!F$50:F$80,PV_Uptake!$D$50:$D$80,$E89)/$I$15*1000000","v":2844.0000534057626},{"$f":"SUMIFS(PV_Uptake!G$50:G$80,PV_Uptake!$D$50:$D$80,$E89)/$I$15*1000000","v":3248.3932103301813},{"$f":"SUMIFS(PV_Uptake!H$50:H$80,PV_Uptake!$D$50:$D$80,$E89)/$I$15*1000000","v":3651.0487286229732},{"$f":"SUMIFS(PV_Uptake!I$50:I$80,PV_Uptake!$D$50:$D$80,$E89)/$I$15*1000000","v":4047.862655376151},{"$f":"SUMIFS(PV_Uptake!J$50:J$80,PV_Uptake!$D$50:$D$80,$E89)/$I$15*1000000","v":4444.3384027652164},{"$f":"SUMIFS(PV_Uptake!K$50:K$80,PV_Uptake!$D$50:$D$80,$E89)/$I$15*1000000","v":4864.9784417870305},{"$f":"SUMIFS(PV_Uptake!L$50:L$80,PV_Uptake!$D$50:$D$80,$E89)/$I$15*1000000","v":5254.4700756945931},{"$f":"SUMIFS(PV_Uptake!M$50:M$80,PV_Uptake!$D$50:$D$80,$E89)/$I$15*1000000","v":5639.6756562239252},{"$f":"SUMIFS(PV_Uptake!N$50:N$80,PV_Uptake!$D$50:$D$80,$E89)/$I$15*1000000","v":5974.5955590793747},{"$f":"SUMIFS(PV_Uptake!O$50:O$80,PV_Uptake!$D$50:$D$80,$E89)/$I$15*1000000","v":6293.3711886230194},{"$f":"SUMIFS(PV_Uptake!P$50:P$80,PV_Uptake!$D$50:$D$80,$E89)/$I$15*1000000","v":6633.0963201206914}]
[null,null,null,"SBY","SBY",null,null,null,1188.8185194123248,1361.9886209991503,1534.7001457969316,1705.8126086896973,1875.9750627004248,2055.8727234798916,2220.7847574339517,3645.4483081161834,3855.6524602501281,5534.9773507707177,5811.9158078027158,null,{"$f":"IF(OR(Do_Nothing!$Q$35=1,AND(Do_Nothing!$N$35=1,VLOOKUP($D90,Table!$A$4:$E$34,COLUMN(Table!$E:$E),FALSE)<37)),253,VLOOKUP($D90,Table!$A$4:$J$34,COLUMN(Table!J:J),FALSE))","v":255.91421115288816},{"$f":"(1-MIN(0,VLOOKUP($E90,OLTC_Taps!$D$147:$H$173,6-1,FALSE)+VLOOKUP($E90,OLTC_Taps!$D$147:$N$173,12-1,FALSE)*(V$87-$V$87+1)))*$U90","v":255.91421115288816},{"$f":"(1-MIN(0,VLOOKUP($E90,OLTC_Taps!$D$147:$H$173,6-1,FALSE)+VLOOKUP($E90,OLTC_Taps!$D$147:$N$173,12-1,FALSE)*(W$87-$V$87+1)))*$U90","v":255.91421115288816},{"$f":"(1-MIN(0,VLOOKUP($E90,OLTC_Taps!$D$147:$H$173,6-1,FALSE)+VLOOKUP($E90,OLTC_Taps!$D$147:$N$173,12-1,FALSE)*(X$87-$V$87+1)))*$U90","v":255.91421115288816},{"$f":"(1-MIN(0,VLOOKUP($E90,OLTC_Taps!$D$147:$H$173,6-1,FALSE)+VLOOKUP($E90,OLTC_Taps!$D$147:$N$173,12-1,FALSE)*(Y$87-$V$87+1)))*$U90","v":255.91421115288816},{"$f":"(1-MIN(0,VLOOKUP($E90,OLTC_Taps!$D$147:$H$173,6-1,FALSE)+VLOOKUP($E90,OLTC_Taps!$D$147:$O$173,13-1,FALSE)*(Z$87-$V$87+1)))*$U90","v":255.91421115288816},{"$f":"(1-MIN(0,VLOOKUP($E90,OLTC_Taps!$D$147:$H$173,6-1,FALSE)+VLOOKUP($E90,OLTC_Taps!$D$147:$O$173,13-1,FALSE)*(AA$87-$V$87+1)))*$U90","v":255.91421115288816},{"$f":"(1-MIN(0,VLOOKUP($E90,OLTC_Taps!$D$147:$H$173,6-1,FALSE)+VLOOKUP($E90,OLTC_Taps!$D$147:$O$173,13-1,FALSE)*(AB$87-$V$87+1)))*$U90","v":256.28630315059564},{"$f":"(1-MIN(0,VLOOKUP($E90,OLTC_Taps!$D$147:$H$173,6-1,FALSE)+VLOOKUP($E90,OLTC_Taps!$D$147:$O$173,13-1,FALSE)*(AC$87-$V$87+1)))*$U90","v":256.79644881304108},{"$f":"(1-MIN(0,VLOOKUP($E90,OLTC_Taps!$D$147:$H$173,6-1,FALSE)+VLOOKUP($E90,OLTC_Taps!$D$147:$O$173,13-1,FALSE)*(AD$87-$V$87+1)))*$U90","v":257.30659447548663},{"$f":"(1-MIN(0,VLOOKUP($E90,OLTC_Taps!$D$147:$H$173,6-1,FALSE)+VLOOKUP($E90,OLTC_Taps!$D$147:$O$173,13-1,FALSE)*(AE$87-$V$87+1)))*$U90","v":257.81674013793213},null,{"$f":"SUMIFS(PV_Uptake!F$50:F$80,PV_Uptake!$D$50:$D$80,$E90)/$I$15*1000000","v":4334.00001525879},{"$f":"SUMIFS(PV_Uptake!G$50:G$80,PV_Uptake!$D$50:$D$80,$E90)/$I$15*1000000","v":4965.315233405523},{"$f":"SUMIFS(PV_Uptake!H$50:H$80,PV_Uptake!$D$50:$D$80,$E90)/$I$15*1000000","v":5594.9586473380205},{"$f":"SUMIFS(PV_Uptake!I$50:I$80,PV_Uptake!$D$50:$D$80,$E90)/$I$15*1000000","v":6218.772463053825},{"$f":"SUMIFS(PV_Uptake!J$50:J$80,PV_Uptake!$D$50:$D$80,$E90)/$I$15*1000000","v":6839.1228918505858},{"$f":"SUMIFS(PV_Uptake!K$50:K$80,PV_Uptake!$D$50:$D$80,$E90)/$I$15*1000000","v":7494.9643443783043},{"$f":"SUMIFS(PV_Uptake!L$50:L$80,PV_Uptake!$D$50:$D$80,$E90)/$I$15*1000000","v":8096.1736509313087},{"$f":"SUMIFS(PV_Uptake!M$50:M$80,PV_Uptake!$D$50:$D$80,$E90)/$I$15*1000000","v":8681.1638454431304},{"$f":"SUMIFS(PV_Uptake!N$50:N$80,PV_Uptake!$D$50:$D$80,$E90)/$I$15*1000000","v":9181.7378575898601},{"$f":"SUMIFS(PV_Uptake!O$50:O$80,PV_Uptake!$D$50:$D$80,$E90)/$I$15*1000000","v":9643.8706580430044},{"$f":"SUMIFS(PV_Uptake!P$50:P$80,PV_Uptake!$D$50:$D$80,$E90)/$I$15*1000000","v":10126.394522297427}]
[null,null,null,"PV0","PV",null,null,null,1128.3607768093373,1315.0188445227477,1515.3639821636673,1731.5850974917691,1968.8770473610789,2248.7916453520556,2538.1880507845299,2858.0312119045416,3170.9801801311851,3507.007246504591,3911.8443260292697,null,{"$f":"IF(OR(Do_Nothing!$Q$35=1,AND(Do_Nothing!$N$35=1,VLOOKUP($D91,Table!$A$4:$E$34,COLUMN(Table!$E:$E),FALSE)<37)),253,VLOOKUP($D91,Table!$A$4:$J$34,COLUMN(Table!J:J),FALSE))","v":257},{"$f":"(1-MIN(0,VLOOKUP($E91,OLTC_Taps!$D$147:$H$173,6-1,FALSE)+VLOOKUP($E91,OLTC_Taps!$D$147:$N$173,12-1,FALSE)*(V$87-$V$87+1)))*$U91","v":257},{"$f":"(1-MIN(0,VLOOKUP($E91,OLTC_Taps!$D$147:$H$173,6-1,FALSE)+VLOOKUP($E91,OLTC_Taps!$D$147:$N$173,12-1,FALSE)*(W$87-$V$87+1)))*$U91","v":257},{"$f":"(1-MIN(0,VLOOKUP($E91,OLTC_Taps!$D$147:$H$173,6-1,FALSE)+VLOOKUP($E91,OLTC_Taps!$D$147:$N$173,12-1,FALSE)*(X$87-$V$87+1)))*$U91","v":257},{"$f":"(1-MIN(0,VLOOKUP($E91,OLTC_Taps!$D$147:$H$173,6-1,FALSE)+VLOOKUP($E91,OLTC_Taps!$D$147:$N$173,12-1,FALSE)*(Y$87-$V$87+1)))*$U91","v":257},{"$f":"(1-MIN(0,VLOOKUP($E91,OLTC_Taps!$D$147:$H$173,6-1,FALSE)+VLOOKUP($E91,OLTC_Taps!$D$147:$O$173,13-1,FALSE)*(Z$87-$V$87+1)))*$U91","v":257},{"$f":"(1-MIN(0,VLOOKUP($E91,OLTC_Taps!$D$147:$H$173,6-1,FALSE)+VLOOKUP($E91,OLTC_Taps!$D$147:$O$173,13-1,FALSE)*(AA$87-$V$87+1)))*$U91","v":257},{"$f":"(1-MIN(0,VLOOKUP($E91,OLTC_Taps!$D$147:$H$173,6-1,FALSE)+VLOOKUP($E91,OLTC_Taps!$D$147:$O$173,13-1,FALSE)*(AB$87-$V$87+1)))*$U91","v":257},{"$f":"(1-MIN(0,VLOOKUP($E91,OLTC_Taps!$D$147:$H$173,6-1,FALSE)+VLOOKUP($E91,OLTC_Taps!$D$147:$O$173,13-1,FALSE)*(AC$87-$V$87+1)))*$U91","v":257},{"$f":"(1-MIN(0,VLOOKUP($E91,OLTC_Taps!$D$147:$H$173,6-1,FALSE)+VLOOKUP($E91,OLTC_Taps!$D$147:$O$173,13-1,FALSE)*(AD$87-$V$87+1)))*$U91","v":257},{"$f":"(1-MIN(0,VLOOKUP($E91,OLTC_Taps!$D$147:$H$173,6-1,FALSE)+VLOOKUP($E91,OLTC_Taps!$D$147:$O$173,13-1,FALSE)*(AE$87-$V$87+1)))*$U91","v":257},null,{"$f":"SUMIFS(PV_Uptake!F$50:F$80,PV_Uptake!$D$50:$D$80,$E91)/$I$15*1000000","v":1965.9999847412112},{"$f":"SUMIFS(PV_Uptake!G$50:G$80,PV_Uptake!$D$50:$D$80,$E91)/$I$15*1000000","v":2291.2237658390159},{"$f":"SUMIFS(PV_Uptake!H$50:H$80,PV_Uptake!$D$50:$D$80,$E91)/$I$15*1000000","v":2640.2952203243385},{"$f":"SUMIFS(PV_Uptake!I$50:I$80,PV_Uptake!$D$50:$D$80,$E91)/$I$15*1000000","v":3017.0281927676056},{"$f":"SUMIFS(PV_Uptake!J$50:J$80,PV_Uptake!$D$50:$D$80,$E91)/$I$15*1000000","v":3430.473944702941},{"$f":"SUMIFS(PV_Uptake!K$50:K$80,PV_Uptake!$D$50:$D$80,$E91)/$I$15*1000000","v":3918.1832897009285},{"$f":"SUMIFS(PV_Uptake!L$50:L$80,PV_Uptake!$D$50:$D$80,$E91)/$I$15*1000000","v":4422.4132668127113},{"$f":"SUMIFS(PV_Uptake!M$50:M$80,PV_Uptake!$D$50:$D$80,$E91)/$I$15*1000000","v":4979.692164489049},{"$f":"SUMIFS(PV_Uptake!N$50:N$80,PV_Uptake!$D$50:$D$80,$E91)/$I$15*1000000","v":5524.9589616016901},{"$f":"SUMIFS(PV_Uptake!O$50:O$80,PV_Uptake!$D$50:$D$80,$E91)/$I$15*1000000","v":6110.4358949906809},{"$f":"SUMIFS(PV_Uptake!P$50:P$80,PV_Uptake!$D$50:$D$80,$E91)/$I$15*1000000","v":6815.8039904847356}]
[null,null,null,"COO","COO",null,null,null,831.30077729376842,1003.9025289626287,1189.2376165942335,1384.9630944397063,1589.3300304865702,1813.0694129675546,2024.2241706915856,3683.9273580107365,6095.5230914163367,8915.3081617418102,15429.485443116888,null,{"$f":"IF(OR(Do_Nothing!$Q$35=1,AND(Do_Nothing!$N$35=1,VLOOKUP($D92,Table!$A$4:$E$34,COLUMN(Table!$E:$E),FALSE)<37)),253,VLOOKUP($D92,Table!$A$4:$J$34,COLUMN(Table!J:J),FALSE))","v":254.80264789863776},{"$f":"(1-MIN(0,VLOOKUP($E92,OLTC_Taps!$D$147:$H$173,6-1,FALSE)+VLOOKUP($E92,OLTC_Taps!$D$147:$N$173,12-1,FALSE)*(V$87-$V$87+1)))*$U92","v":254.80264789863776},{"$f":"(1-MIN(0,VLOOKUP($E92,OLTC_Taps!$D$147:$H$173,6-1,FALSE)+VLOOKUP($E92,OLTC_Taps!$D$147:$N$173,12-1,FALSE)*(W$87-$V$87+1)))*$U92","v":254.80264789863776},{"$f":"(1-MIN(0,VLOOKUP($E92,OLTC_Taps!$D$147:$H$173,6-1,FALSE)+VLOOKUP($E92,OLTC_Taps!$D$147:$N$173,12-1,FALSE)*(X$87-$V$87+1)))*$U92","v":254.80264789863776},{"$f":"(1-MIN(0,VLOOKUP($E92,OLTC_Taps!$D$147:$H$173,6-1,FALSE)+VLOOKUP($E92,OLTC_Taps!$D$147:$N$173,12-1,FALSE)*(Y$87-$V$87+1)))*$U92","v":254.80264789863776},{"$f":"(1-MIN(0,VLOOKUP($E92,OLTC_Taps!$D$147:$H$173,6-1,FALSE)+VLOOKUP($E92,OLTC_Taps!$D$147:$O$173,13-1,FALSE)*(Z$87-$V$87+1)))*$U92","v":254.80264789863776},{"$f":"(1-MIN(0,VLOOKUP($E92,OLTC_Taps!$D$147:$H$173,6-1,FALSE)+VLOOKUP($E92,OLTC_Taps!$D$147:$O$173,13-1,FALSE)*(AA$87-$V$87+1)))*$U92","v":254.80264789863776},{"$f":"(1-MIN(0,VLOOKUP($E92,OLTC_Taps!$D$147:$H$173,6-1,FALSE)+VLOOKUP($E92,OLTC_Taps!$D$147:$O$173,13-1,FALSE)*(AB$87-$V$87+1)))*$U92","v":255.56090226610382},{"$f":"(1-MIN(0,VLOOKUP($E92,OLTC_Taps!$D$147:$H$173,6-1,FALSE)+VLOOKUP($E92,OLTC_Taps!$D$147:$O$173,13-1,FALSE)*(AC$87-$V$87+1)))*$U92","v":256.57923377537975},{"$f":"(1-MIN(0,VLOOKUP($E92,OLTC_Taps!$D$147:$H$173,6-1,FALSE)+VLOOKUP($E92,OLTC_Taps!$D$147:$O$173,13-1,FALSE)*(AD$87-$V$87+1)))*$U92","v":257.59756528465579},{"$f":"(1-MIN(0,VLOOKUP($E92,OLTC_Taps!$D$147:$H$173,6-1,FALSE)+VLOOKUP($E92,OLTC_Taps!$D$147:$O$173,13-1,FALSE)*(AE$87-$V$87+1)))*$U92","v":258.61589679393177},null,{"$f":"SUMIFS(PV_Uptake!F$50:F$80,PV_Uptake!$D$50:$D$80,$E92)/$I$15*1000000","v":5000.0000000000018},{"$f":"SUMIFS(PV_Uptake!G$50:G$80,PV_Uptake!$D$50:$D$80,$E92)/$I$15*1000000","v":6038.1426096505738},{"$f":"SUMIFS(PV_Uptake!H$50:H$80,PV_Uptake!$D$50:$D$80,$E92)/$I$15*1000000","v":7152.8720354725256},{"$f":"SUMIFS(PV_Uptake!I$50:I$80,PV_Uptake!$D$50:$D$80,$E92)/$I$15*1000000","v":8330.0962315248926},{"$f":"SUMIFS(PV_Uptake!J$50:J$80,PV_Uptake!$D$50:$D$80,$E92)/$I$15*1000000","v":9559.2959485765459},{"$f":"SUMIFS(PV_Uptake!K$50:K$80,PV_Uptake!$D$50:$D$80,$E92)/$I$15*1000000","v":10905.014541607035},{"$f":"SUMIFS(PV_Uptake!L$50:L$80,PV_Uptake!$D$50:$D$80,$E92)/$I$15*1000000","v":12175.040767321801},{"$f":"SUMIFS(PV_Uptake!M$50:M$80,PV_Uptake!$D$50:$D$80,$E92)/$I$15*1000000","v":13430.259509856422},{"$f":"SUMIFS(PV_Uptake!N$50:N$80,PV_Uptake!$D$50:$D$80,$E92)/$I$15*1000000","v":14515.700184927915},{"$f":"SUMIFS(PV_Uptake!O$50:O$80,PV_Uptake!$D$50:$D$80,$E92)/$I$15*1000000","v":15533.59179987632},{"$f":"SUMIFS(PV_Uptake!P$50:P$80,PV_Uptake!$D$50:$D$80,$E92)/$I$15*1000000","v":16596.641680352102}]
[null,null,null,"NH0","NH",null,null,null,813.02676662958072,939.1704853306029,1075.7090172769076,1223.6521968365794,1387.7969946264207,1582.1944624478824,1783.3822877001087,2004.4577914567894,2217.3112308443319,2441.8747869493586,2706.8578860459179,null,{"$f":"IF(OR(Do_Nothing!$Q$35=1,AND(Do_Nothing!$N$35=1,VLOOKUP($D93,Table!$A$4:$E$34,COLUMN(Table!$E:$E),FALSE)<37)),253,VLOOKUP($D93,Table!$A$4:$J$34,COLUMN(Table!J:J),FALSE))","v":255.57240583879477},{"$f":"(1-MIN(0,VLOOKUP($E93,OLTC_Taps!$D$147:$H$173,6-1,FALSE)+VLOOKUP($E93,OLTC_Taps!$D$147:$N$173,12-1,FALSE)*(V$87-$V$87+1)))*$U93","v":255.57240583879477},{"$f":"(1-MIN(0,VLOOKUP($E93,OLTC_Taps!$D$147:$H$173,6-1,FALSE)+VLOOKUP($E93,OLTC_Taps!$D$147:$N$173,12-1,FALSE)*(W$87-$V$87+1)))*$U93","v":255.57240583879477},{"$f":"(1-MIN(0,VLOOKUP($E93,OLTC_Taps!$D$147:$H$173,6-1,FALSE)+VLOOKUP($E93,OLTC_Taps!$D$147:$N$173,12-1,FALSE)*(X$87-$V$87+1)))*$U93","v":255.57240583879477},{"$f":"(1-MIN(0,VLOOKUP($E93,OLTC_Taps!$D$147:$H$173,6-1,FALSE)+VLOOKUP($E93,OLTC_Taps!$D$147:$N$173,12-1,FALSE)*(Y$87-$V$87+1)))*$U93","v":255.57240583879477},{"$f":"(1-MIN(0,VLOOKUP($E93,OLTC_Taps!$D$147:$H$173,6-1,FALSE)+VLOOKUP($E93,OLTC_Taps!$D$147:$O$173,13-1,FALSE)*(Z$87-$V$87+1)))*$U93","v":255.57240583879477},{"$f":"(1-MIN(0,VLOOKUP($E93,OLTC_Taps!$D$147:$H$173,6-1,FALSE)+VLOOKUP($E93,OLTC_Taps!$D$147:$O$173,13-1,FALSE)*(AA$87-$V$87+1)))*$U93","v":255.57240583879477},{"$f":"(1-MIN(0,VLOOKUP($E93,OLTC_Taps!$D$147:$H$173,6-1,FALSE)+VLOOKUP($E93,OLTC_Taps!$D$147:$O$173,13-1,FALSE)*(AB$87-$V$87+1)))*$U93","v":255.57240583879477},{"$f":"(1-MIN(0,VLOOKUP($E93,OLTC_Taps!$D$147:$H$173,6-1,FALSE)+VLOOKUP($E93,OLTC_Taps!$D$147:$O$173,13-1,FALSE)*(AC$87-$V$87+1)))*$U93","v":255.57240583879477},{"$f":"(1-MIN(0,VLOOKUP($E93,OLTC_Taps!$D$147:$H$173,6-1,FALSE)+VLOOKUP($E93,OLTC_Taps!$D$147:$O$173,13-1,FALSE)*(AD$87-$V$87+1)))*$U93","v":255.57240583879477},{"$f":"(1-MIN(0,VLOOKUP($E93,OLTC_Taps!$D$147:$H$173,6-1,FALSE)+VLOOKUP($E93,OLTC_Taps!$D$147:$O$173,13-1,FALSE)*(AE$87-$V$87+1)))*$U93","v":255.57240583879477},null,{"$f":"SUMIFS(PV_Uptake!F$50:F$80,PV_Uptake!$D$50:$D$80,$E93)/$I$15*1000000","v":2963.9999389648447},{"$f":"SUMIFS(PV_Uptake!G$50:G$80,PV_Uptake!$D$50:$D$80,$E93)/$I$15*1000000","v":3423.8740659638815},{"$f":"SUMIFS(PV_Uptake!H$50:H$80,PV_Uptake!$D$50:$D$80,$E93)/$I$15*1000000","v":3921.6439020455277},{"$f":"SUMIFS(PV_Uptake!I$50:I$80,PV_Uptake!$D$50:$D$80,$E93)/$I$15*1000000","v":4460.9909360957809},{"$f":"SUMIFS(PV_Uptake!J$50:J$80,PV_Uptake!$D$50:$D$80,$E93)/$I$15*1000000","v":5059.4031785947409},{"$f":"SUMIFS(PV_Uptake!K$50:K$80,PV_Uptake!$D$50:$D$80,$E93)/$I$15*1000000","v":5768.1056548322176},{"$f":"SUMIFS(PV_Uptake!L$50:L$80,PV_Uptake!$D$50:$D$80,$E93)/$I$15*1000000","v":6501.5633049906855},{"$f":"SUMIFS(PV_Uptake!M$50:M$80,PV_Uptake!$D$50:$D$80,$E93)/$I$15*1000000","v":7307.5241989448286},{"$f":"SUMIFS(PV_Uptake!N$50:N$80,PV_Uptake!$D$50:$D$80,$E93)/$I$15*1000000","v":8083.5104361120666},{"$f":"SUMIFS(PV_Uptake!O$50:O$80,PV_Uptake!$D$50:$D$80,$E93)/$I$15*1000000","v":8902.187500519567},{"$f":"SUMIFS(PV_Uptake!P$50:P$80,PV_Uptake!$D$50:$D$80,$E93)/$I$15*1000000","v":9868.2195203568099}]
[null,null,null,"SHM","SHM",null,null,null,755.8186514939224,871.94964158124139,1624.2060927131465,2762.3894841759075,3034.394341385902,3324.0362969751568,3592.4257664866245,5272.2404673813735,5583.757043244711,9514.6987482917066,10006.917863378812,null,{"$f":"IF(OR(Do_Nothing!$Q$35=1,AND(Do_Nothing!$N$35=1,VLOOKUP($D94,Table!$A$4:$E$34,COLUMN(Table!$E:$E),FALSE)<37)),253,VLOOKUP($D94,Table!$A$4:$J$34,COLUMN(Table!J:J),FALSE))","v":254.25815742150286},{"$f":"(1-MIN(0,VLOOKUP($E94,OLTC_Taps!$D$147:$H$173,6-1,FALSE)+VLOOKUP($E94,OLTC_Taps!$D$147:$N$173,12-1,FALSE)*(V$87-$V$87+1)))*$U94","v":254.89700466335461},{"$f":"(1-MIN(0,VLOOKUP($E94,OLTC_Taps!$D$147:$H$173,6-1,FALSE)+VLOOKUP($E94,OLTC_Taps!$D$147:$N$173,12-1,FALSE)*(W$87-$V$87+1)))*$U94","v":255.53585190520633},{"$f":"(1-MIN(0,VLOOKUP($E94,OLTC_Taps!$D$147:$H$173,6-1,FALSE)+VLOOKUP($E94,OLTC_Taps!$D$147:$N$173,12-1,FALSE)*(X$87-$V$87+1)))*$U94","v":256.17469914705811},{"$f":"(1-MIN(0,VLOOKUP($E94,OLTC_Taps!$D$147:$H$173,6-1,FALSE)+VLOOKUP($E94,OLTC_Taps!$D$147:$N$173,12-1,FALSE)*(Y$87-$V$87+1)))*$U94","v":256.81354638890986},{"$f":"(1-MIN(0,VLOOKUP($E94,OLTC_Taps!$D$147:$H$173,6-1,FALSE)+VLOOKUP($E94,OLTC_Taps!$D$147:$O$173,13-1,FALSE)*(Z$87-$V$87+1)))*$U94","v":256.45303387621186},{"$f":"(1-MIN(0,VLOOKUP($E94,OLTC_Taps!$D$147:$H$173,6-1,FALSE)+VLOOKUP($E94,OLTC_Taps!$D$147:$O$173,13-1,FALSE)*(AA$87-$V$87+1)))*$U94","v":256.89200916715367},{"$f":"(1-MIN(0,VLOOKUP($E94,OLTC_Taps!$D$147:$H$173,6-1,FALSE)+VLOOKUP($E94,OLTC_Taps!$D$147:$O$173,13-1,FALSE)*(AB$87-$V$87+1)))*$U94","v":257.33098445809543},{"$f":"(1-MIN(0,VLOOKUP($E94,OLTC_Taps!$D$147:$H$173,6-1,FALSE)+VLOOKUP($E94,OLTC_Taps!$D$147:$O$173,13-1,FALSE)*(AC$87-$V$87+1)))*$U94","v":257.7699597490373},{"$f":"(1-MIN(0,VLOOKUP($E94,OLTC_Taps!$D$147:$H$173,6-1,FALSE)+VLOOKUP($E94,OLTC_Taps!$D$147:$O$173,13-1,FALSE)*(AD$87-$V$87+1)))*$U94","v":258.20893503997905},{"$f":"(1-MIN(0,VLOOKUP($E94,OLTC_Taps!$D$147:$H$173,6-1,FALSE)+VLOOKUP($E94,OLTC_Taps!$D$147:$O$173,13-1,FALSE)*(AE$87-$V$87+1)))*$U94","v":258.64791033092087},null,{"$f":"SUMIFS(PV_Uptake!F$50:F$80,PV_Uptake!$D$50:$D$80,$E94)/$I$15*1000000","v":4545.9999084472674},{"$f":"SUMIFS(PV_Uptake!G$50:G$80,PV_Uptake!$D$50:$D$80,$E94)/$I$15*1000000","v":5244.4895120861211},{"$f":"SUMIFS(PV_Uptake!H$50:H$80,PV_Uptake!$D$50:$D$80,$E94)/$I$15*1000000","v":5921.2647815092732},{"$f":"SUMIFS(PV_Uptake!I$50:I$80,PV_Uptake!$D$50:$D$80,$E94)/$I$15*1000000","v":6578.2734221384271},{"$f":"SUMIFS(PV_Uptake!J$50:J$80,PV_Uptake!$D$50:$D$80,$E94)/$I$15*1000000","v":7226.0178235441781},{"$f":"SUMIFS(PV_Uptake!K$50:K$80,PV_Uptake!$D$50:$D$80,$E94)/$I$15*1000000","v":7915.7626945348838},{"$f":"SUMIFS(PV_Uptake!L$50:L$80,PV_Uptake!$D$50:$D$80,$E94)/$I$15*1000000","v":8554.8975175505566},{"$f":"SUMIFS(PV_Uptake!M$50:M$80,PV_Uptake!$D$50:$D$80,$E94)/$I$15*1000000","v":9186.0909129910506},{"$f":"SUMIFS(PV_Uptake!N$50:N$80,PV_Uptake!$D$50:$D$80,$E94)/$I$15*1000000","v":9728.8619805265207},{"$f":"SUMIFS(PV_Uptake!O$50:O$80,PV_Uptake!$D$50:$D$80,$E94)/$I$15*1000000","v":10234.4337018923},{"$f":"SUMIFS(PV_Uptake!P$50:P$80,PV_Uptake!$D$50:$D$80,$E94)/$I$15*1000000","v":10763.886502598949}]
[null,null,null,"BY0","BY",null,null,null,699.59707405872882,798.85664061360137,898.17922856613359,998.36364521710755,1099.7805255707694,1210.2559493733579,1315.0546326378628,1421.6164367622341,1515.5261313786445,1607.360766793206,1707.9405555228741,null,{"$f":"IF(OR(Do_Nothing!$Q$35=1,AND(Do_Nothing!$N$35=1,VLOOKUP($D95,Table!$A$4:$E$34,COLUMN(Table!$E:$E),FALSE)<37)),253,VLOOKUP($D95,Table!$A$4:$J$34,COLUMN(Table!J:J),FALSE))","v":256.02873602885677},{"$f":"(1-MIN(0,VLOOKUP($E95,OLTC_Taps!$D$147:$H$173,6-1,FALSE)+VLOOKUP($E95,OLTC_Taps!$D$147:$N$173,12-1,FALSE)*(V$87-$V$87+1)))*$U95","v":256.02873602885677},{"$f":"(1-MIN(0,VLOOKUP($E95,OLTC_Taps!$D$147:$H$173,6-1,FALSE)+VLOOKUP($E95,OLTC_Taps!$D$147:$N$173,12-1,FALSE)*(W$87-$V$87+1)))*$U95","v":256.02873602885677},{"$f":"(1-MIN(0,VLOOKUP($E95,OLTC_Taps!$D$147:$H$173,6-1,FALSE)+VLOOKUP($E95,OLTC_Taps!$D$147:$N$173,12-1,FALSE)*(X$87-$V$87+1)))*$U95","v":256.02873602885677},{"$f":"(1-MIN(0,VLOOKUP($E95,OLTC_Taps!$D$147:$H$173,6-1,FALSE)+VLOOKUP($E95,OLTC_Taps!$D$147:$N$173,12-1,FALSE)*(Y$87-$V$87+1)))*$U95","v":256.02873602885677},{"$f":"(1-MIN(0,VLOOKUP($E95,OLTC_Taps!$D$147:$H$173,6-1,FALSE)+VLOOKUP($E95,OLTC_Taps!$D$147:$O$173,13-1,FALSE)*(Z$87-$V$87+1)))*$U95","v":256.02873602885677},{"$f":"(1-MIN(0,VLOOKUP($E95,OLTC_Taps!$D$147:$H$173,6-1,FALSE)+VLOOKUP($E95,OLTC_Taps!$D$147:$O$173,13-1,FALSE)*(AA$87-$V$87+1)))*$U95","v":256.02873602885677},{"$f":"(1-MIN(0,VLOOKUP($E95,OLTC_Taps!$D$147:$H$173,6-1,FALSE)+VLOOKUP($E95,OLTC_Taps!$D$147:$O$173,13-1,FALSE)*(AB$87-$V$87+1)))*$U95","v":256.02873602885677},{"$f":"(1-MIN(0,VLOOKUP($E95,OLTC_Taps!$D$147:$H$173,6-1,FALSE)+VLOOKUP($E95,OLTC_Taps!$D$147:$O$173,13-1,FALSE)*(AC$87-$V$87+1)))*$U95","v":256.02873602885677},{"$f":"(1-MIN(0,VLOOKUP($E95,OLTC_Taps!$D$147:$H$173,6-1,FALSE)+VLOOKUP($E95,OLTC_Taps!$D$147:$O$173,13-1,FALSE)*(AD$87-$V$87+1)))*$U95","v":256.02873602885677},{"$f":"(1-MIN(0,VLOOKUP($E95,OLTC_Taps!$D$147:$H$173,6-1,FALSE)+VLOOKUP($E95,OLTC_Taps!$D$147:$O$173,13-1,FALSE)*(AE$87-$V$87+1)))*$U95","v":256.02873602885677},null,{"$f":"SUMIFS(PV_Uptake!F$50:F$80,PV_Uptake!$D$50:$D$80,$E95)/$I$15*1000000","v":1665.9999847412114},{"$f":"SUMIFS(PV_Uptake!G$50:G$80,PV_Uptake!$D$50:$D$80,$E95)/$I$15*1000000","v":1902.373809758031},{"$f":"SUMIFS(PV_Uptake!H$50:H$80,PV_Uptake!$D$50:$D$80,$E95)/$I$15*1000000","v":2138.8977120856807},{"$f":"SUMIFS(PV_Uptake!I$50:I$80,PV_Uptake!$D$50:$D$80,$E95)/$I$15*1000000","v":2377.4739480374888},{"$f":"SUMIFS(PV_Uptake!J$50:J$80,PV_Uptake!$D$50:$D$80,$E95)/$I$15*1000000","v":2618.9851369586677},{"$f":"SUMIFS(PV_Uptake!K$50:K$80,PV_Uptake!$D$50:$D$80,$E95)/$I$15*1000000","v":2882.0680759732768},{"$f":"SUMIFS(PV_Uptake!L$50:L$80,PV_Uptake!$D$50:$D$80,$E95)/$I$15*1000000","v":3131.6325913115834},{"$f":"SUMIFS(PV_Uptake!M$50:M$80,PV_Uptake!$D$50:$D$80,$E95)/$I$15*1000000","v":3385.3957510332825},{"$f":"SUMIFS(PV_Uptake!N$50:N$80,PV_Uptake!$D$50:$D$80,$E95)/$I$15*1000000","v":3609.0295476847223},{"$f":"SUMIFS(PV_Uptake!O$50:O$80,PV_Uptake!$D$50:$D$80,$E95)/$I$15*1000000","v":3827.7218591201622},{"$f":"SUMIFS(PV_Uptake!P$50:P$80,PV_Uptake!$D$50:$D$80,$E95)/$I$15*1000000","v":4067.2396225618581}]
[null,null,null,"NT0","NT",null,null,null,661.80373038858716,755.31313342087458,849.71933237611336,945.81818183287396,1045.624697357327,1155.244250273932,1261.6852355582284,1371.5300967757739,1472.0822825391169,1573.9610944005933,1688.7596202339357,null,{"$f":"IF(OR(Do_Nothing!$Q$35=1,AND(Do_Nothing!$N$35=1,VLOOKUP($D96,Table!$A$4:$E$34,COLUMN(Table!$E:$E),FALSE)<37)),253,VLOOKUP($D96,Table!$A$4:$J$34,COLUMN(Table!J:J),FALSE))","v":256.22170636594637},{"$f":"(1-MIN(0,VLOOKUP($E96,OLTC_Taps!$D$147:$H$173,6-1,FALSE)+VLOOKUP($E96,OLTC_Taps!$D$147:$N$173,12-1,FALSE)*(V$87-$V$87+1)))*$U96","v":256.22170636594637},{"$f":"(1-MIN(0,VLOOKUP($E96,OLTC_Taps!$D$147:$H$173,6-1,FALSE)+VLOOKUP($E96,OLTC_Taps!$D$147:$N$173,12-1,FALSE)*(W$87-$V$87+1)))*$U96","v":256.22170636594637},{"$f":"(1-MIN(0,VLOOKUP($E96,OLTC_Taps!$D$147:$H$173,6-1,FALSE)+VLOOKUP($E96,OLTC_Taps!$D$147:$N$173,12-1,FALSE)*(X$87-$V$87+1)))*$U96","v":256.22170636594637},{"$f":"(1-MIN(0,VLOOKUP($E96,OLTC_Taps!$D$147:$H$173,6-1,FALSE)+VLOOKUP($E96,OLTC_Taps!$D$147:$N$173,12-1,FALSE)*(Y$87-$V$87+1)))*$U96","v":256.22170636594637},{"$f":"(1-MIN(0,VLOOKUP($E96,OLTC_Taps!$D$147:$H$173,6-1,FALSE)+VLOOKUP($E96,OLTC_Taps!$D$147:$O$173,13-1,FALSE)*(Z$87-$V$87+1)))*$U96","v":256.22170636594637},{"$f":"(1-MIN(0,VLOOKUP($E96,OLTC_Taps!$D$147:$H$173,6-1,FALSE)+VLOOKUP($E96,OLTC_Taps!$D$147:$O$173,13-1,FALSE)*(AA$87-$V$87+1)))*$U96","v":256.22170636594637},{"$f":"(1-MIN(0,VLOOKUP($E96,OLTC_Taps!$D$147:$H$173,6-1,FALSE)+VLOOKUP($E96,OLTC_Taps!$D$147:$O$173,13-1,FALSE)*(AB$87-$V$87+1)))*$U96","v":256.22170636594637},{"$f":"(1-MIN(0,VLOOKUP($E96,OLTC_Taps!$D$147:$H$173,6-1,FALSE)+VLOOKUP($E96,OLTC_Taps!$D$147:$O$173,13-1,FALSE)*(AC$87-$V$87+1)))*$U96","v":256.22170636594637},{"$f":"(1-MIN(0,VLOOKUP($E96,OLTC_Taps!$D$147:$H$173,6-1,FALSE)+VLOOKUP($E96,OLTC_Taps!$D$147:$O$173,13-1,FALSE)*(AD$87-$V$87+1)))*$U96","v":256.22170636594637},{"$f":"(1-MIN(0,VLOOKUP($E96,OLTC_Taps!$D$147:$H$173,6-1,FALSE)+VLOOKUP($E96,OLTC_Taps!$D$147:$O$173,13-1,FALSE)*(AE$87-$V$87+1)))*$U96","v":256.22170636594637},null,{"$f":"SUMIFS(PV_Uptake!F$50:F$80,PV_Uptake!$D$50:$D$80,$E96)/$I$15*1000000","v":1576.0000228881836},{"$f":"SUMIFS(PV_Uptake!G$50:G$80,PV_Uptake!$D$50:$D$80,$E96)/$I$15*1000000","v":1798.6805768835723},{"$f":"SUMIFS(PV_Uptake!H$50:H$80,PV_Uptake!$D$50:$D$80,$E96)/$I$15*1000000","v":2023.4967344275653},{"$f":"SUMIFS(PV_Uptake!I$50:I$80,PV_Uptake!$D$50:$D$80,$E96)/$I$15*1000000","v":2252.3437203072849},{"$f":"SUMIFS(PV_Uptake!J$50:J$80,PV_Uptake!$D$50:$D$80,$E96)/$I$15*1000000","v":2490.02003358308},{"$f":"SUMIFS(PV_Uptake!K$50:K$80,PV_Uptake!$D$50:$D$80,$E96)/$I$15*1000000","v":2751.0648267336469},{"$f":"SUMIFS(PV_Uptake!L$50:L$80,PV_Uptake!$D$50:$D$80,$E96)/$I$15*1000000","v":3004.5402720077232},{"$f":"SUMIFS(PV_Uptake!M$50:M$80,PV_Uptake!$D$50:$D$80,$E96)/$I$15*1000000","v":3266.1216077480854},{"$f":"SUMIFS(PV_Uptake!N$50:N$80,PV_Uptake!$D$50:$D$80,$E96)/$I$15*1000000","v":3505.5736382941163},{"$f":"SUMIFS(PV_Uptake!O$50:O$80,PV_Uptake!$D$50:$D$80,$E96)/$I$15*1000000","v":3748.1848573805246},{"$f":"SUMIFS(PV_Uptake!P$50:P$80,PV_Uptake!$D$50:$D$80,$E96)/$I$15*1000000","v":4021.5627049708469}]
[null,null,null,"AW0","AW",null,null,null,603.85687955233595,688.2766267647678,774.7411538327674,862.87757940830431,954.32374378922827,1056.028807156837,1154.5770695562089,1256.2637030787093,1348.2657717905711,1439.4157637208625,1541.3059310279289,null,{"$f":"IF(OR(Do_Nothing!$Q$35=1,AND(Do_Nothing!$N$35=1,VLOOKUP($D97,Table!$A$4:$E$34,COLUMN(Table!$E:$E),FALSE)<37)),253,VLOOKUP($D97,Table!$A$4:$J$34,COLUMN(Table!J:J),FALSE))","v":254.26489241081154},{"$f":"(1-MIN(0,VLOOKUP($E97,OLTC_Taps!$D$147:$H$173,6-1,FALSE)+VLOOKUP($E97,OLTC_Taps!$D$147:$N$173,12-1,FALSE)*(V$87-$V$87+1)))*$U97","v":254.26489241081154},{"$f":"(1-MIN(0,VLOOKUP($E97,OLTC_Taps!$D$147:$H$173,6-1,FALSE)+VLOOKUP($E97,OLTC_Taps!$D$147:$N$173,12-1,FALSE)*(W$87-$V$87+1)))*$U97","v":254.26489241081154},{"$f":"(1-MIN(0,VLOOKUP($E97,OLTC_Taps!$D$147:$H$173,6-1,FALSE)+VLOOKUP($E97,OLTC_Taps!$D$147:$N$173,12-1,FALSE)*(X$87-$V$87+1)))*$U97","v":254.26489241081154},{"$f":"(1-MIN(0,VLOOKUP($E97,OLTC_Taps!$D$147:$H$173,6-1,FALSE)+VLOOKUP($E97,OLTC_Taps!$D$147:$N$173,12-1,FALSE)*(Y$87-$V$87+1)))*$U97","v":254.26489241081154},{"$f":"(1-MIN(0,VLOOKUP($E97,OLTC_Taps!$D$147:$H$173,6-1,FALSE)+VLOOKUP($E97,OLTC_Taps!$D$147:$O$173,13-1,FALSE)*(Z$87-$V$87+1)))*$U97","v":254.26489241081154},{"$f":"(1-MIN(0,VLOOKUP($E97,OLTC_Taps!$D$147:$H$173,6-1,FALSE)+VLOOKUP($E97,OLTC_Taps!$D$147:$O$173,13-1,FALSE)*(AA$87-$V$87+1)))*$U97","v":254.26489241081154},{"$f":"(1-MIN(0,VLOOKUP($E97,OLTC_Taps!$D$147:$H$173,6-1,FALSE)+VLOOKUP($E97,OLTC_Taps!$D$147:$O$173,13-1,FALSE)*(AB$87-$V$87+1)))*$U97","v":254.26489241081154},{"$f":"(1-MIN(0,VLOOKUP($E97,OLTC_Taps!$D$147:$H$173,6-1,FALSE)+VLOOKUP($E97,OLTC_Taps!$D$147:$O$173,13-1,FALSE)*(AC$87-$V$87+1)))*$U97","v":254.26489241081154},{"$f":"(1-MIN(0,VLOOKUP($E97,OLTC_Taps!$D$147:$H$173,6-1,FALSE)+VLOOKUP($E97,OLTC_Taps!$D$147:$O$173,13-1,FALSE)*(AD$87-$V$87+1)))*$U97","v":254.26489241081154},{"$f":"(1-MIN(0,VLOOKUP($E97,OLTC_Taps!$D$147:$H$173,6-1,FALSE)+VLOOKUP($E97,OLTC_Taps!$D$147:$O$173,13-1,FALSE)*(AE$87-$V$87+1)))*$U97","v":254.26489241081154},null,{"$f":"SUMIFS(PV_Uptake!F$50:F$80,PV_Uptake!$D$50:$D$80,$E97)/$I$15*1000000","v":3631.9999694824228},{"$f":"SUMIFS(PV_Uptake!G$50:G$80,PV_Uptake!$D$50:$D$80,$E97)/$I$15*1000000","v":4139.7569060707265},{"$f":"SUMIFS(PV_Uptake!H$50:H$80,PV_Uptake!$D$50:$D$80,$E97)/$I$15*1000000","v":4659.8125190913088},{"$f":"SUMIFS(PV_Uptake!I$50:I$80,PV_Uptake!$D$50:$D$80,$E97)/$I$15*1000000","v":5189.9240502176117},{"$f":"SUMIFS(PV_Uptake!J$50:J$80,PV_Uptake!$D$50:$D$80,$E97)/$I$15*1000000","v":5739.9425686569875},{"$f":"SUMIFS(PV_Uptake!K$50:K$80,PV_Uptake!$D$50:$D$80,$E97)/$I$15*1000000","v":6351.6649809630435},{"$f":"SUMIFS(PV_Uptake!L$50:L$80,PV_Uptake!$D$50:$D$80,$E97)/$I$15*1000000","v":6944.4002766053},{"$f":"SUMIFS(PV_Uptake!M$50:M$80,PV_Uptake!$D$50:$D$80,$E97)/$I$15*1000000","v":7556.0118394714691},{"$f":"SUMIFS(PV_Uptake!N$50:N$80,PV_Uptake!$D$50:$D$80,$E97)/$I$15*1000000","v":8109.3739391158788},{"$f":"SUMIFS(PV_Uptake!O$50:O$80,PV_Uptake!$D$50:$D$80,$E97)/$I$15*1000000","v":8657.6110779467999},{"$f":"SUMIFS(PV_Uptake!P$50:P$80,PV_Uptake!$D$50:$D$80,$E97)/$I$15*1000000","v":9270.4468293986483}]
[null,null,null,"HB0","HB",null,null,null,587.05683461396552,692.5099381529551,806.2724849334885,928.3030273714628,1059.7885440205978,1211.9229272001887,1364.2545319020242,1525.1281211502053,1674.263841357398,1824.4588762384949,1992.3193232914402,null,{"$f":"IF(OR(Do_Nothing!$Q$35=1,AND(Do_Nothing!$N$35=1,VLOOKUP($D98,Table!$A$4:$E$34,COLUMN(Table!$E:$E),FALSE)<37)),253,VLOOKUP($D98,Table!$A$4:$J$34,COLUMN(Table!J:J),FALSE))","v":256.53099314569249},{"$f":"(1-MIN(0,VLOOKUP($E98,OLTC_Taps!$D$147:$H$173,6-1,FALSE)+VLOOKUP($E98,OLTC_Taps!$D$147:$N$173,12-1,FALSE)*(V$87-$V$87+1)))*$U98","v":256.53099314569249},{"$f":"(1-MIN(0,VLOOKUP($E98,OLTC_Taps!$D$147:$H$173,6-1,FALSE)+VLOOKUP($E98,OLTC_Taps!$D$147:$N$173,12-1,FALSE)*(W$87-$V$87+1)))*$U98","v":256.53099314569249},{"$f":"(1-MIN(0,VLOOKUP($E98,OLTC_Taps!$D$147:$H$173,6-1,FALSE)+VLOOKUP($E98,OLTC_Taps!$D$147:$N$173,12-1,FALSE)*(X$87-$V$87+1)))*$U98","v":256.53099314569249},{"$f":"(1-MIN(0,VLOOKUP($E98,OLTC_Taps!$D$147:$H$173,6-1,FALSE)+VLOOKUP($E98,OLTC_Taps!$D$147:$N$173,12-1,FALSE)*(Y$87-$V$87+1)))*$U98","v":256.53099314569249},{"$f":"(1-MIN(0,VLOOKUP($E98,OLTC_Taps!$D$147:$H$173,6-1,FALSE)+VLOOKUP($E98,OLTC_Taps!$D$147:$O$173,13-1,FALSE)*(Z$87-$V$87+1)))*$U98","v":256.53099314569249},{"$f":"(1-MIN(0,VLOOKUP($E98,OLTC_Taps!$D$147:$H$173,6-1,FALSE)+VLOOKUP($E98,OLTC_Taps!$D$147:$O$173,13-1,FALSE)*(AA$87-$V$87+1)))*$U98","v":256.53099314569249},{"$f":"(1-MIN(0,VLOOKUP($E98,OLTC_Taps!$D$147:$H$173,6-1,FALSE)+VLOOKUP($E98,OLTC_Taps!$D$147:$O$173,13-1,FALSE)*(AB$87-$V$87+1)))*$U98","v":256.53099314569249},{"$f":"(1-MIN(0,VLOOKUP($E98,OLTC_Taps!$D$147:$H$173,6-1,FALSE)+VLOOKUP($E98,OLTC_Taps!$D$147:$O$173,13-1,FALSE)*(AC$87-$V$87+1)))*$U98","v":256.53099314569249},{"$f":"(1-MIN(0,VLOOKUP($E98,OLTC_Taps!$D$147:$H$173,6-1,FALSE)+VLOOKUP($E98,OLTC_Taps!$D$147:$O$173,13-1,FALSE)*(AD$87-$V$87+1)))*$U98","v":256.53099314569249},{"$f":"(1-MIN(0,VLOOKUP($E98,OLTC_Taps!$D$147:$H$173,6-1,FALSE)+VLOOKUP($E98,OLTC_Taps!$D$147:$O$173,13-1,FALSE)*(AE$87-$V$87+1)))*$U98","v":256.53099314569249},null,{"$f":"SUMIFS(PV_Uptake!F$50:F$80,PV_Uptake!$D$50:$D$80,$E98)/$I$15*1000000","v":1397.999954223633},{"$f":"SUMIFS(PV_Uptake!G$50:G$80,PV_Uptake!$D$50:$D$80,$E98)/$I$15*1000000","v":1649.1228868391599},{"$f":"SUMIFS(PV_Uptake!H$50:H$80,PV_Uptake!$D$50:$D$80,$E98)/$I$15*1000000","v":1920.0336842513568},{"$f":"SUMIFS(PV_Uptake!I$50:I$80,PV_Uptake!$D$50:$D$80,$E98)/$I$15*1000000","v":2210.6336443972168},{"$f":"SUMIFS(PV_Uptake!J$50:J$80,PV_Uptake!$D$50:$D$80,$E98)/$I$15*1000000","v":2523.7494032443733},{"$f":"SUMIFS(PV_Uptake!K$50:K$80,PV_Uptake!$D$50:$D$80,$E98)/$I$15*1000000","v":2886.0377681533087},{"$f":"SUMIFS(PV_Uptake!L$50:L$80,PV_Uptake!$D$50:$D$80,$E98)/$I$15*1000000","v":3248.795790619763},{"$f":"SUMIFS(PV_Uptake!M$50:M$80,PV_Uptake!$D$50:$D$80,$E98)/$I$15*1000000","v":3631.8954449362627},{"$f":"SUMIFS(PV_Uptake!N$50:N$80,PV_Uptake!$D$50:$D$80,$E98)/$I$15*1000000","v":3987.0428816573822},{"$f":"SUMIFS(PV_Uptake!O$50:O$80,PV_Uptake!$D$50:$D$80,$E98)/$I$15*1000000","v":4344.7129393213281},{"$f":"SUMIFS(PV_Uptake!P$50:P$80,PV_Uptake!$D$50:$D$80,$E98)/$I$15*1000000","v":4744.4508922067389}]
[null,null,null,"CN0","CN",null,null,null,491.13251444673011,572.56924509850069,653.99798958266774,735.0805867596647,815.44701148748447,900.59459731666641,978.60058456869683,1054.98393235657,1120.0265391479936,1180.889567204222,1244.1389796876717,null,{"$f":"IF(OR(Do_Nothing!$Q$35=1,AND(Do_Nothing!$N$35=1,VLOOKUP($D99,Table!$A$4:$E$34,COLUMN(Table!$E:$E),FALSE)<37)),253,VLOOKUP($D99,Table!$A$4:$J$34,COLUMN(Table!J:J),FALSE))","v":254.27215299508234},{"$f":"(1-MIN(0,VLOOKUP($E99,OLTC_Taps!$D$147:$H$173,6-1,FALSE)+VLOOKUP($E99,OLTC_Taps!$D$147:$N$173,12-1,FALSE)*(V$87-$V$87+1)))*$U99","v":254.27215299508234},{"$f":"(1-MIN(0,VLOOKUP($E99,OLTC_Taps!$D$147:$H$173,6-1,FALSE)+VLOOKUP($E99,OLTC_Taps!$D$147:$N$173,12-1,FALSE)*(W$87-$V$87+1)))*$U99","v":254.27215299508234},{"$f":"(1-MIN(0,VLOOKUP($E99,OLTC_Taps!$D$147:$H$173,6-1,FALSE)+VLOOKUP($E99,OLTC_Taps!$D$147:$N$173,12-1,FALSE)*(X$87-$V$87+1)))*$U99","v":254.27215299508234},{"$f":"(1-MIN(0,VLOOKUP($E99,OLTC_Taps!$D$147:$H$173,6-1,FALSE)+VLOOKUP($E99,OLTC_Taps!$D$147:$N$173,12-1,FALSE)*(Y$87-$V$87+1)))*$U99","v":254.27215299508234},{"$f":"(1-MIN(0,VLOOKUP($E99,OLTC_Taps!$D$147:$H$173,6-1,FALSE)+VLOOKUP($E99,OLTC_Taps!$D$147:$O$173,13-1,FALSE)*(Z$87-$V$87+1)))*$U99","v":254.27215299508234},{"$f":"(1-MIN(0,VLOOKUP($E99,OLTC_Taps!$D$147:$H$173,6-1,FALSE)+VLOOKUP($E99,OLTC_Taps!$D$147:$O$173,13-1,FALSE)*(AA$87-$V$87+1)))*$U99","v":254.27215299508234},{"$f":"(1-MIN(0,VLOOKUP($E99,OLTC_Taps!$D$147:$H$173,6-1,FALSE)+VLOOKUP($E99,OLTC_Taps!$D$147:$O$173,13-1,FALSE)*(AB$87-$V$87+1)))*$U99","v":254.27215299508234},{"$f":"(1-MIN(0,VLOOKUP($E99,OLTC_Taps!$D$147:$H$173,6-1,FALSE)+VLOOKUP($E99,OLTC_Taps!$D$147:$O$173,13-1,FALSE)*(AC$87-$V$87+1)))*$U99","v":254.27215299508234},{"$f":"(1-MIN(0,VLOOKUP($E99,OLTC_Taps!$D$147:$H$173,6-1,FALSE)+VLOOKUP($E99,OLTC_Taps!$D$147:$O$173,13-1,FALSE)*(AD$87-$V$87+1)))*$U99","v":254.27215299508234},{"$f":"(1-MIN(0,VLOOKUP($E99,OLTC_Taps!$D$147:$H$173,6-1,FALSE)+VLOOKUP($E99,OLTC_Taps!$D$147:$O$173,13-1,FALSE)*(AE$87-$V$87+1)))*$U99","v":254.27215299508234},null,{"$f":"SUMIFS(PV_Uptake!F$50:F$80,PV_Uptake!$D$50:$D$80,$E99)/$I$15*1000000","v":2954.0000915527348},{"$f":"SUMIFS(PV_Uptake!G$50:G$80,PV_Uptake!$D$50:$D$80,$E99)/$I$15*1000000","v":3443.8151673721104},{"$f":"SUMIFS(PV_Uptake!H$50:H$80,PV_Uptake!$D$50:$D$80,$E99)/$I$15*1000000","v":3933.5822090273082},{"$f":"SUMIFS(PV_Uptake!I$50:I$80,PV_Uptake!$D$50:$D$80,$E99)/$I$15*1000000","v":4421.2672887944336},{"$f":"SUMIFS(PV_Uptake!J$50:J$80,PV_Uptake!$D$50:$D$80,$E99)/$I$15*1000000","v":4904.6448274841377},{"$f":"SUMIFS(PV_Uptake!K$50:K$80,PV_Uptake!$D$50:$D$80,$E99)/$I$15*1000000","v":5416.7794733001374},{"$f":"SUMIFS(PV_Uptake!L$50:L$80,PV_Uptake!$D$50:$D$80,$E99)/$I$15*1000000","v":5885.9597590805297},{"$f":"SUMIFS(PV_Uptake!M$50:M$80,PV_Uptake!$D$50:$D$80,$E99)/$I$15*1000000","v":6345.3804036547645},{"$f":"SUMIFS(PV_Uptake!N$50:N$80,PV_Uptake!$D$50:$D$80,$E99)/$I$15*1000000","v":6736.5902314812502},{"$f":"SUMIFS(PV_Uptake!O$50:O$80,PV_Uptake!$D$50:$D$80,$E99)/$I$15*1000000","v":7102.6612717030757},{"$f":"SUMIFS(PV_Uptake!P$50:P$80,PV_Uptake!$D$50:$D$80,$E99)/$I$15*1000000","v":7483.0856271893836}]
[null,null,null,"FW0","FW",null,null,null,411.45080130139502,481.34539390321015,555.04623520731843,634.70829062567555,720.56595651812859,819.95353428364615,921.10545714237526,1030.0383075647419,1133.4864402891258,1240.8454508618258,1365.6858171178865,null,{"$f":"IF(OR(Do_Nothing!$Q$35=1,AND(Do_Nothing!$N$35=1,VLOOKUP($D100,Table!$A$4:$E$34,COLUMN(Table!$E:$E),FALSE)<37)),253,VLOOKUP($D100,Table!$A$4:$J$34,COLUMN(Table!J:J),FALSE))","v":255.44572824391039},{"$f":"(1-MIN(0,VLOOKUP($E100,OLTC_Taps!$D$147:$H$173,6-1,FALSE)+VLOOKUP($E100,OLTC_Taps!$D$147:$N$173,12-1,FALSE)*(V$87-$V$87+1)))*$U100","v":255.44572824391039},{"$f":"(1-MIN(0,VLOOKUP($E100,OLTC_Taps!$D$147:$H$173,6-1,FALSE)+VLOOKUP($E100,OLTC_Taps!$D$147:$N$173,12-1,FALSE)*(W$87-$V$87+1)))*$U100","v":255.44572824391039},{"$f":"(1-MIN(0,VLOOKUP($E100,OLTC_Taps!$D$147:$H$173,6-1,FALSE)+VLOOKUP($E100,OLTC_Taps!$D$147:$N$173,12-1,FALSE)*(X$87-$V$87+1)))*$U100","v":255.44572824391039},{"$f":"(1-MIN(0,VLOOKUP($E100,OLTC_Taps!$D$147:$H$173,6-1,FALSE)+VLOOKUP($E100,OLTC_Taps!$D$147:$N$173,12-1,FALSE)*(Y$87-$V$87+1)))*$U100","v":255.44572824391039},{"$f":"(1-MIN(0,VLOOKUP($E100,OLTC_Taps!$D$147:$H$173,6-1,FALSE)+VLOOKUP($E100,OLTC_Taps!$D$147:$O$173,13-1,FALSE)*(Z$87-$V$87+1)))*$U100","v":255.44572824391039},{"$f":"(1-MIN(0,VLOOKUP($E100,OLTC_Taps!$D$147:$H$173,6-1,FALSE)+VLOOKUP($E100,OLTC_Taps!$D$147:$O$173,13-1,FALSE)*(AA$87-$V$87+1)))*$U100","v":255.44572824391039},{"$f":"(1-MIN(0,VLOOKUP($E100,OLTC_Taps!$D$147:$H$173,6-1,FALSE)+VLOOKUP($E100,OLTC_Taps!$D$147:$O$173,13-1,FALSE)*(AB$87-$V$87+1)))*$U100","v":255.44572824391039},{"$f":"(1-MIN(0,VLOOKUP($E100,OLTC_Taps!$D$147:$H$173,6-1,FALSE)+VLOOKUP($E100,OLTC_Taps!$D$147:$O$173,13-1,FALSE)*(AC$87-$V$87+1)))*$U100","v":255.44572824391039},{"$f":"(1-MIN(0,VLOOKUP($E100,OLTC_Taps!$D$147:$H$173,6-1,FALSE)+VLOOKUP($E100,OLTC_Taps!$D$147:$O$173,13-1,FALSE)*(AD$87-$V$87+1)))*$U100","v":255.44572824391039},{"$f":"(1-MIN(0,VLOOKUP($E100,OLTC_Taps!$D$147:$H$173,6-1,FALSE)+VLOOKUP($E100,OLTC_Taps!$D$147:$O$173,13-1,FALSE)*(AE$87-$V$87+1)))*$U100","v":255.44572824391039},null,{"$f":"SUMIFS(PV_Uptake!F$50:F$80,PV_Uptake!$D$50:$D$80,$E100)/$I$15*1000000","v":1500.0000000000002},{"$f":"SUMIFS(PV_Uptake!G$50:G$80,PV_Uptake!$D$50:$D$80,$E100)/$I$15*1000000","v":1754.8102678889286},{"$f":"SUMIFS(PV_Uptake!H$50:H$80,PV_Uptake!$D$50:$D$80,$E100)/$I$15*1000000","v":2023.4967344275653},{"$f":"SUMIFS(PV_Uptake!I$50:I$80,PV_Uptake!$D$50:$D$80,$E100)/$I$15*1000000","v":2313.9156198680262},{"$f":"SUMIFS(PV_Uptake!J$50:J$80,PV_Uptake!$D$50:$D$80,$E100)/$I$15*1000000","v":2626.9214481015242},{"$f":"SUMIFS(PV_Uptake!K$50:K$80,PV_Uptake!$D$50:$D$80,$E100)/$I$15*1000000","v":2989.2524149552537},{"$f":"SUMIFS(PV_Uptake!L$50:L$80,PV_Uptake!$D$50:$D$80,$E100)/$I$15*1000000","v":3358.0155424256277},{"$f":"SUMIFS(PV_Uptake!M$50:M$80,PV_Uptake!$D$50:$D$80,$E100)/$I$15*1000000","v":3755.1451023067302},{"$f":"SUMIFS(PV_Uptake!N$50:N$80,PV_Uptake!$D$50:$D$80,$E100)/$I$15*1000000","v":4132.2793759447331},{"$f":"SUMIFS(PV_Uptake!O$50:O$80,PV_Uptake!$D$50:$D$80,$E100)/$I$15*1000000","v":4523.6712880511004},{"$f":"SUMIFS(PV_Uptake!P$50:P$80,PV_Uptake!$D$50:$D$80,$E100)/$I$15*1000000","v":4978.7938659918809}]
[null,null,null,"EP0","EP B",null,null,null,332.88366080904945,384.54858726385146,437.3657675858019,494.73863034455462,554.56509471421941,623.1453885961065,690.67890104850733,758.71889862614273,819.86448590935947,878.7489596952862,941.4870429974045,null,{"$f":"IF(OR(Do_Nothing!$Q$35=1,AND(Do_Nothing!$N$35=1,VLOOKUP($D101,Table!$A$4:$E$34,COLUMN(Table!$E:$E),FALSE)<37)),253,VLOOKUP($D101,Table!$A$4:$J$34,COLUMN(Table!J:J),FALSE))","v":257.73684485716223},{"$f":"(1-MIN(0,VLOOKUP($E101,OLTC_Taps!$D$147:$H$173,6-1,FALSE)+VLOOKUP($E101,OLTC_Taps!$D$147:$N$173,12-1,FALSE)*(V$87-$V$87+1)))*$U101","v":257.73684485716223},{"$f":"(1-MIN(0,VLOOKUP($E101,OLTC_Taps!$D$147:$H$173,6-1,FALSE)+VLOOKUP($E101,OLTC_Taps!$D$147:$N$173,12-1,FALSE)*(W$87-$V$87+1)))*$U101","v":257.73684485716223},{"$f":"(1-MIN(0,VLOOKUP($E101,OLTC_Taps!$D$147:$H$173,6-1,FALSE)+VLOOKUP($E101,OLTC_Taps!$D$147:$N$173,12-1,FALSE)*(X$87-$V$87+1)))*$U101","v":257.73684485716223},{"$f":"(1-MIN(0,VLOOKUP($E101,OLTC_Taps!$D$147:$H$173,6-1,FALSE)+VLOOKUP($E101,OLTC_Taps!$D$147:$N$173,12-1,FALSE)*(Y$87-$V$87+1)))*$U101","v":257.73684485716223},{"$f":"(1-MIN(0,VLOOKUP($E101,OLTC_Taps!$D$147:$H$173,6-1,FALSE)+VLOOKUP($E101,OLTC_Taps!$D$147:$O$173,13-1,FALSE)*(Z$87-$V$87+1)))*$U101","v":257.73684485716223},{"$f":"(1-MIN(0,VLOOKUP($E101,OLTC_Taps!$D$147:$H$173,6-1,FALSE)+VLOOKUP($E101,OLTC_Taps!$D$147:$O$173,13-1,FALSE)*(AA$87-$V$87+1)))*$U101","v":257.73684485716223},{"$f":"(1-MIN(0,VLOOKUP($E101,OLTC_Taps!$D$147:$H$173,6-1,FALSE)+VLOOKUP($E101,OLTC_Taps!$D$147:$O$173,13-1,FALSE)*(AB$87-$V$87+1)))*$U101","v":257.73684485716223},{"$f":"(1-MIN(0,VLOOKUP($E101,OLTC_Taps!$D$147:$H$173,6-1,FALSE)+VLOOKUP($E101,OLTC_Taps!$D$147:$O$173,13-1,FALSE)*(AC$87-$V$87+1)))*$U101","v":257.73684485716223},{"$f":"(1-MIN(0,VLOOKUP($E101,OLTC_Taps!$D$147:$H$173,6-1,FALSE)+VLOOKUP($E101,OLTC_Taps!$D$147:$O$173,13-1,FALSE)*(AD$87-$V$87+1)))*$U101","v":257.73684485716223},{"$f":"(1-MIN(0,VLOOKUP($E101,OLTC_Taps!$D$147:$H$173,6-1,FALSE)+VLOOKUP($E101,OLTC_Taps!$D$147:$O$173,13-1,FALSE)*(AE$87-$V$87+1)))*$U101","v":257.73684485716223},null,{"$f":"SUMIFS(PV_Uptake!F$50:F$80,PV_Uptake!$D$50:$D$80,$E101)/$I$15*1000000","v":580.00001907348656},{"$f":"SUMIFS(PV_Uptake!G$50:G$80,PV_Uptake!$D$50:$D$80,$E101)/$I$15*1000000","v":670.01843048000046},{"$f":"SUMIFS(PV_Uptake!H$50:H$80,PV_Uptake!$D$50:$D$80,$E101)/$I$15*1000000","v":762.04447200960101},{"$f":"SUMIFS(PV_Uptake!I$50:I$80,PV_Uptake!$D$50:$D$80,$E101)/$I$15*1000000","v":862.00810919594289},{"$f":"SUMIFS(PV_Uptake!J$50:J$80,PV_Uptake!$D$50:$D$80,$E101)/$I$15*1000000","v":966.24678042171161},{"$f":"SUMIFS(PV_Uptake!K$50:K$80,PV_Uptake!$D$50:$D$80,$E101)/$I$15*1000000","v":1085.7376910386095},{"$f":"SUMIFS(PV_Uptake!L$50:L$80,PV_Uptake!$D$50:$D$80,$E101)/$I$15*1000000","v":1203.4047414888885},{"$f":"SUMIFS(PV_Uptake!M$50:M$80,PV_Uptake!$D$50:$D$80,$E101)/$I$15*1000000","v":1321.9542665598278},{"$f":"SUMIFS(PV_Uptake!N$50:N$80,PV_Uptake!$D$50:$D$80,$E101)/$I$15*1000000","v":1428.4913122782375},{"$f":"SUMIFS(PV_Uptake!O$50:O$80,PV_Uptake!$D$50:$D$80,$E101)/$I$15*1000000","v":1531.0887057218308},{"$f":"SUMIFS(PV_Uptake!P$50:P$80,PV_Uptake!$D$50:$D$80,$E101)/$I$15*1000000","v":1640.4004377047825}]
[null,null,null,{"$f":"IF(LEN(E102)=2,E102&\"0\",E102)","v":"FE0"},"FE",null,null,null,305.57080451719747,353.35127222502285,402.23113660473291,452.74045786612368,505.04924468829034,563.51388819145768,619.88056193250475,678.8765032858737,732.91877243581996,787.59594680287012,849.80851724562433,null,{"$f":"IF(OR(Do_Nothing!$Q$35=1,AND(Do_Nothing!$N$35=1,VLOOKUP($D102,Table!$A$4:$E$34,COLUMN(Table!$E:$E),FALSE)<37)),253,VLOOKUP($D102,Table!$A$4:$J$34,COLUMN(Table!J:J),FALSE))","v":255.78027882148496},{"$f":"(1-MIN(0,VLOOKUP($E102,OLTC_Taps!$D$147:$H$173,6-1,FALSE)+VLOOKUP($E102,OLTC_Taps!$D$147:$N$173,12-1,FALSE)*(V$87-$V$87+1)))*$U102","v":255.78027882148496},{"$f":"(1-MIN(0,VLOOKUP($E102,OLTC_Taps!$D$147:$H$173,6-1,FALSE)+VLOOKUP($E102,OLTC_Taps!$D$147:$N$173,12-1,FALSE)*(W$87-$V$87+1)))*$U102","v":255.78027882148496},{"$f":"(1-MIN(0,VLOOKUP($E102,OLTC_Taps!$D$147:$H$173,6-1,FALSE)+VLOOKUP($E102,OLTC_Taps!$D$147:$N$173,12-1,FALSE)*(X$87-$V$87+1)))*$U102","v":255.78027882148496},{"$f":"(1-MIN(0,VLOOKUP($E102,OLTC_Taps!$D$147:$H$173,6-1,FALSE)+VLOOKUP($E102,OLTC_Taps!$D$147:$N$173,12-1,FALSE)*(Y$87-$V$87+1)))*$U102","v":255.78027882148496},{"$f":"(1-MIN(0,VLOOKUP($E102,OLTC_Taps!$D$147:$H$173,6-1,FALSE)+VLOOKUP($E102,OLTC_Taps!$D$147:$O$173,13-1,FALSE)*(Z$87-$V$87+1)))*$U102","v":255.78027882148496},{"$f":"(1-MIN(0,VLOOKUP($E102,OLTC_Taps!$D$147:$H$173,6-1,FALSE)+VLOOKUP($E102,OLTC_Taps!$D$147:$O$173,13-1,FALSE)*(AA$87-$V$87+1)))*$U102","v":255.78027882148496},{"$f":"(1-MIN(0,VLOOKUP($E102,OLTC_Taps!$D$147:$H$173,6-1,FALSE)+VLOOKUP($E102,OLTC_Taps!$D$147:$O$173,13-1,FALSE)*(AB$87-$V$87+1)))*$U102","v":255.78027882148496},{"$f":"(1-MIN(0,VLOOKUP($E102,OLTC_Taps!$D$147:$H$173,6-1,FALSE)+VLOOKUP($E102,OLTC_Taps!$D$147:$O$173,13-1,FALSE)*(AC$87-$V$87+1)))*$U102","v":255.78027882148496},{"$f":"(1-MIN(0,VLOOKUP($E102,OLTC_Taps!$D$147:$H$173,6-1,FALSE)+VLOOKUP($E102,OLTC_Taps!$D$147:$O$173,13-1,FALSE)*(AD$87-$V$87+1)))*$U102","v":255.78027882148496},{"$f":"(1-MIN(0,VLOOKUP($E102,OLTC_Taps!$D$147:$H$173,6-1,FALSE)+VLOOKUP($E102,OLTC_Taps!$D$147:$O$173,13-1,FALSE)*(AE$87-$V$87+1)))*$U102","v":255.78027882148496},null,{"$f":"SUMIFS(PV_Uptake!F$50:F$80,PV_Uptake!$D$50:$D$80,$E102)/$I$15*1000000","v":1114.0000343322754},{"$f":"SUMIFS(PV_Uptake!G$50:G$80,PV_Uptake!$D$50:$D$80,$E102)/$I$15*1000000","v":1288.1902445227715},{"$f":"SUMIFS(PV_Uptake!H$50:H$80,PV_Uptake!$D$50:$D$80,$E102)/$I$15*1000000","v":1466.3884551901438},{"$f":"SUMIFS(PV_Uptake!I$50:I$80,PV_Uptake!$D$50:$D$80,$E102)/$I$15*1000000","v":1650.5270731061842},{"$f":"SUMIFS(PV_Uptake!J$50:J$80,PV_Uptake!$D$50:$D$80,$E102)/$I$15*1000000","v":1841.2258880922664},{"$f":"SUMIFS(PV_Uptake!K$50:K$80,PV_Uptake!$D$50:$D$80,$E102)/$I$15*1000000","v":2054.3667179979821},{"$f":"SUMIFS(PV_Uptake!L$50:L$80,PV_Uptake!$D$50:$D$80,$E102)/$I$15*1000000","v":2259.8591130647646},{"$f":"SUMIFS(PV_Uptake!M$50:M$80,PV_Uptake!$D$50:$D$80,$E102)/$I$15*1000000","v":2474.9368617291307},{"$f":"SUMIFS(PV_Uptake!N$50:N$80,PV_Uptake!$D$50:$D$80,$E102)/$I$15*1000000","v":2671.9553229121461},{"$f":"SUMIFS(PV_Uptake!O$50:O$80,PV_Uptake!$D$50:$D$80,$E102)/$I$15*1000000","v":2871.2884176373573},{"$f":"SUMIFS(PV_Uptake!P$50:P$80,PV_Uptake!$D$50:$D$80,$E102)/$I$15*1000000","v":3098.0928262543034}]
[null,null,null,"ES0","ES",null,null,null,286.63250420549832,323.25130235886968,357.9290785965195,391.31649343880417,422.89768320370837,455.74244593635126,485.33835029465655,513.28007984418105,537.18932107310513,559.36872576615383,582.11701141514493,null,{"$f":"IF(OR(Do_Nothing!$Q$35=1,AND(Do_Nothing!$N$35=1,VLOOKUP($D103,Table!$A$4:$E$34,COLUMN(Table!$E:$E),FALSE)<37)),253,VLOOKUP($D103,Table!$A$4:$J$34,COLUMN(Table!J:J),FALSE))","v":254},{"$f":"(1-MIN(0,VLOOKUP($E103,OLTC_Taps!$D$147:$H$173,6-1,FALSE)+VLOOKUP($E103,OLTC_Taps!$D$147:$N$173,12-1,FALSE)*(V$87-$V$87+1)))*$U103","v":254},{"$f":"(1-MIN(0,VLOOKUP($E103,OLTC_Taps!$D$147:$H$173,6-1,FALSE)+VLOOKUP($E103,OLTC_Taps!$D$147:$N$173,12-1,FALSE)*(W$87-$V$87+1)))*$U103","v":254},{"$f":"(1-MIN(0,VLOOKUP($E103,OLTC_Taps!$D$147:$H$173,6-1,FALSE)+VLOOKUP($E103,OLTC_Taps!$D$147:$N$173,12-1,FALSE)*(X$87-$V$87+1)))*$U103","v":254},{"$f":"(1-MIN(0,VLOOKUP($E103,OLTC_Taps!$D$147:$H$173,6-1,FALSE)+VLOOKUP($E103,OLTC_Taps!$D$147:$N$173,12-1,FALSE)*(Y$87-$V$87+1)))*$U103","v":254},{"$f":"(1-MIN(0,VLOOKUP($E103,OLTC_Taps!$D$147:$H$173,6-1,FALSE)+VLOOKUP($E103,OLTC_Taps!$D$147:$O$173,13-1,FALSE)*(Z$87-$V$87+1)))*$U103","v":254},{"$f":"(1-MIN(0,VLOOKUP($E103,OLTC_Taps!$D$147:$H$173,6-1,FALSE)+VLOOKUP($E103,OLTC_Taps!$D$147:$O$173,13-1,FALSE)*(AA$87-$V$87+1)))*$U103","v":254},{"$f":"(1-MIN(0,VLOOKUP($E103,OLTC_Taps!$D$147:$H$173,6-1,FALSE)+VLOOKUP($E103,OLTC_Taps!$D$147:$O$173,13-1,FALSE)*(AB$87-$V$87+1)))*$U103","v":254},{"$f":"(1-MIN(0,VLOOKUP($E103,OLTC_Taps!$D$147:$H$173,6-1,FALSE)+VLOOKUP($E103,OLTC_Taps!$D$147:$O$173,13-1,FALSE)*(AC$87-$V$87+1)))*$U103","v":254},{"$f":"(1-MIN(0,VLOOKUP($E103,OLTC_Taps!$D$147:$H$173,6-1,FALSE)+VLOOKUP($E103,OLTC_Taps!$D$147:$O$173,13-1,FALSE)*(AD$87-$V$87+1)))*$U103","v":254},{"$f":"(1-MIN(0,VLOOKUP($E103,OLTC_Taps!$D$147:$H$173,6-1,FALSE)+VLOOKUP($E103,OLTC_Taps!$D$147:$O$173,13-1,FALSE)*(AE$87-$V$87+1)))*$U103","v":254},null,{"$f":"SUMIFS(PV_Uptake!F$50:F$80,PV_Uptake!$D$50:$D$80,$E103)/$I$15*1000000","v":1723.9999771118166},{"$f":"SUMIFS(PV_Uptake!G$50:G$80,PV_Uptake!$D$50:$D$80,$E103)/$I$15*1000000","v":1944.2499705773641},{"$f":"SUMIFS(PV_Uptake!H$50:H$80,PV_Uptake!$D$50:$D$80,$E103)/$I$15*1000000","v":2152.8253573978868},{"$f":"SUMIFS(PV_Uptake!I$50:I$80,PV_Uptake!$D$50:$D$80,$E103)/$I$15*1000000","v":2353.6396460057645},{"$f":"SUMIFS(PV_Uptake!J$50:J$80,PV_Uptake!$D$50:$D$80,$E103)/$I$15*1000000","v":2543.5900864932264},{"$f":"SUMIFS(PV_Uptake!K$50:K$80,PV_Uptake!$D$50:$D$80,$E103)/$I$15*1000000","v":2741.1405016363851},{"$f":"SUMIFS(PV_Uptake!L$50:L$80,PV_Uptake!$D$50:$D$80,$E103)/$I$15*1000000","v":2919.1501051799564},{"$f":"SUMIFS(PV_Uptake!M$50:M$80,PV_Uptake!$D$50:$D$80,$E103)/$I$15*1000000","v":3087.2103928202891},{"$f":"SUMIFS(PV_Uptake!N$50:N$80,PV_Uptake!$D$50:$D$80,$E103)/$I$15*1000000","v":3231.0165931871325},{"$f":"SUMIFS(PV_Uptake!O$50:O$80,PV_Uptake!$D$50:$D$80,$E103)/$I$15*1000000","v":3364.4183973166319},{"$f":"SUMIFS(PV_Uptake!P$50:P$80,PV_Uptake!$D$50:$D$80,$E103)/$I$15*1000000","v":3501.241832770681}]
[null,null,null,"NS0","NS",null,null,null,281.98094183394159,330.37796565896861,380.40040451518439,433.12712056978597,488.17801617179475,549.35797181389057,608.98636220430376,670.15199416125733,725.82424361024471,780.50544714339355,841.6372505319008,null,{"$f":"IF(OR(Do_Nothing!$Q$35=1,AND(Do_Nothing!$N$35=1,VLOOKUP($D104,Table!$A$4:$E$34,COLUMN(Table!$E:$E),FALSE)<37)),253,VLOOKUP($D104,Table!$A$4:$J$34,COLUMN(Table!J:J),FALSE))","v":255.01970221696138},{"$f":"(1-MIN(0,VLOOKUP($E104,OLTC_Taps!$D$147:$H$173,6-1,FALSE)+VLOOKUP($E104,OLTC_Taps!$D$147:$N$173,12-1,FALSE)*(V$87-$V$87+1)))*$U104","v":255.01970221696138},{"$f":"(1-MIN(0,VLOOKUP($E104,OLTC_Taps!$D$147:$H$173,6-1,FALSE)+VLOOKUP($E104,OLTC_Taps!$D$147:$N$173,12-1,FALSE)*(W$87-$V$87+1)))*$U104","v":255.01970221696138},{"$f":"(1-MIN(0,VLOOKUP($E104,OLTC_Taps!$D$147:$H$173,6-1,FALSE)+VLOOKUP($E104,OLTC_Taps!$D$147:$N$173,12-1,FALSE)*(X$87-$V$87+1)))*$U104","v":255.01970221696138},{"$f":"(1-MIN(0,VLOOKUP($E104,OLTC_Taps!$D$147:$H$173,6-1,FALSE)+VLOOKUP($E104,OLTC_Taps!$D$147:$N$173,12-1,FALSE)*(Y$87-$V$87+1)))*$U104","v":255.01970221696138},{"$f":"(1-MIN(0,VLOOKUP($E104,OLTC_Taps!$D$147:$H$173,6-1,FALSE)+VLOOKUP($E104,OLTC_Taps!$D$147:$O$173,13-1,FALSE)*(Z$87-$V$87+1)))*$U104","v":255.01970221696138},{"$f":"(1-MIN(0,VLOOKUP($E104,OLTC_Taps!$D$147:$H$173,6-1,FALSE)+VLOOKUP($E104,OLTC_Taps!$D$147:$O$173,13-1,FALSE)*(AA$87-$V$87+1)))*$U104","v":255.01970221696138},{"$f":"(1-MIN(0,VLOOKUP($E104,OLTC_Taps!$D$147:$H$173,6-1,FALSE)+VLOOKUP($E104,OLTC_Taps!$D$147:$O$173,13-1,FALSE)*(AB$87-$V$87+1)))*$U104","v":255.01970221696138},{"$f":"(1-MIN(0,VLOOKUP($E104,OLTC_Taps!$D$147:$H$173,6-1,FALSE)+VLOOKUP($E104,OLTC_Taps!$D$147:$O$173,13-1,FALSE)*(AC$87-$V$87+1)))*$U104","v":255.01970221696138},{"$f":"(1-MIN(0,VLOOKUP($E104,OLTC_Taps!$D$147:$H$173,6-1,FALSE)+VLOOKUP($E104,OLTC_Taps!$D$147:$O$173,13-1,FALSE)*(AD$87-$V$87+1)))*$U104","v":255.01970221696138},{"$f":"(1-MIN(0,VLOOKUP($E104,OLTC_Taps!$D$147:$H$173,6-1,FALSE)+VLOOKUP($E104,OLTC_Taps!$D$147:$O$173,13-1,FALSE)*(AE$87-$V$87+1)))*$U104","v":255.01970221696138},null,{"$f":"SUMIFS(PV_Uptake!F$50:F$80,PV_Uptake!$D$50:$D$80,$E104)/$I$15*1000000","v":1027.9999732971194},{"$f":"SUMIFS(PV_Uptake!G$50:G$80,PV_Uptake!$D$50:$D$80,$E104)/$I$15*1000000","v":1204.4379228841053},{"$f":"SUMIFS(PV_Uptake!H$50:H$80,PV_Uptake!$D$50:$D$80,$E104)/$I$15*1000000","v":1386.8015446026598},{"$f":"SUMIFS(PV_Uptake!I$50:I$80,PV_Uptake!$D$50:$D$80,$E104)/$I$15*1000000","v":1579.0239775928133},{"$f":"SUMIFS(PV_Uptake!J$50:J$80,PV_Uptake!$D$50:$D$80,$E104)/$I$15*1000000","v":1779.7195240392634},{"$f":"SUMIFS(PV_Uptake!K$50:K$80,PV_Uptake!$D$50:$D$80,$E104)/$I$15*1000000","v":2002.7593945970084},{"$f":"SUMIFS(PV_Uptake!L$50:L$80,PV_Uptake!$D$50:$D$80,$E104)/$I$15*1000000","v":2220.1428224642482},{"$f":"SUMIFS(PV_Uptake!M$50:M$80,PV_Uptake!$D$50:$D$80,$E104)/$I$15*1000000","v":2443.130474074685},{"$f":"SUMIFS(PV_Uptake!N$50:N$80,PV_Uptake!$D$50:$D$80,$E104)/$I$15*1000000","v":2646.0912506957266},{"$f":"SUMIFS(PV_Uptake!O$50:O$80,PV_Uptake!$D$50:$D$80,$E104)/$I$15*1000000","v":2845.4390342953525},{"$f":"SUMIFS(PV_Uptake!P$50:P$80,PV_Uptake!$D$50:$D$80,$E104)/$I$15*1000000","v":3068.3033592467841}]
[null,null,null,"TH0","TH",null,null,null,259.51439598966994,280.52093087753485,299.95007939172814,319.44299078629405,338.26582843988348,358.40913561134732,376.92116308811973,394.84706411512536,409.37587861909594,422.50625392206246,434.49074991801842,null,{"$f":"IF(OR(Do_Nothing!$Q$35=1,AND(Do_Nothing!$N$35=1,VLOOKUP($D105,Table!$A$4:$E$34,COLUMN(Table!$E:$E),FALSE)<37)),253,VLOOKUP($D105,Table!$A$4:$J$34,COLUMN(Table!J:J),FALSE))","v":256.57852076993447},{"$f":"(1-MIN(0,VLOOKUP($E105,OLTC_Taps!$D$147:$H$173,6-1,FALSE)+VLOOKUP($E105,OLTC_Taps!$D$147:$N$173,12-1,FALSE)*(V$87-$V$87+1)))*$U105","v":256.57852076993447},{"$f":"(1-MIN(0,VLOOKUP($E105,OLTC_Taps!$D$147:$H$173,6-1,FALSE)+VLOOKUP($E105,OLTC_Taps!$D$147:$N$173,12-1,FALSE)*(W$87-$V$87+1)))*$U105","v":256.57852076993447},{"$f":"(1-MIN(0,VLOOKUP($E105,OLTC_Taps!$D$147:$H$173,6-1,FALSE)+VLOOKUP($E105,OLTC_Taps!$D$147:$N$173,12-1,FALSE)*(X$87-$V$87+1)))*$U105","v":256.57852076993447},{"$f":"(1-MIN(0,VLOOKUP($E105,OLTC_Taps!$D$147:$H$173,6-1,FALSE)+VLOOKUP($E105,OLTC_Taps!$D$147:$N$173,12-1,FALSE)*(Y$87-$V$87+1)))*$U105","v":256.57852076993447},{"$f":"(1-MIN(0,VLOOKUP($E105,OLTC_Taps!$D$147:$H$173,6-1,FALSE)+VLOOKUP($E105,OLTC_Taps!$D$147:$O$173,13-1,FALSE)*(Z$87-$V$87+1)))*$U105","v":256.57852076993447},{"$f":"(1-MIN(0,VLOOKUP($E105,OLTC_Taps!$D$147:$H$173,6-1,FALSE)+VLOOKUP($E105,OLTC_Taps!$D$147:$O$173,13-1,FALSE)*(AA$87-$V$87+1)))*$U105","v":256.57852076993447},{"$f":"(1-MIN(0,VLOOKUP($E105,OLTC_Taps!$D$147:$H$173,6-1,FALSE)+VLOOKUP($E105,OLTC_Taps!$D$147:$O$173,13-1,FALSE)*(AB$87-$V$87+1)))*$U105","v":256.57852076993447},{"$f":"(1-MIN(0,VLOOKUP($E105,OLTC_Taps!$D$147:$H$173,6-1,FALSE)+VLOOKUP($E105,OLTC_Taps!$D$147:$O$173,13-1,FALSE)*(AC$87-$V$87+1)))*$U105","v":256.57852076993447},{"$f":"(1-MIN(0,VLOOKUP($E105,OLTC_Taps!$D$147:$H$173,6-1,FALSE)+VLOOKUP($E105,OLTC_Taps!$D$147:$O$173,13-1,FALSE)*(AD$87-$V$87+1)))*$U105","v":256.57852076993447},{"$f":"(1-MIN(0,VLOOKUP($E105,OLTC_Taps!$D$147:$H$173,6-1,FALSE)+VLOOKUP($E105,OLTC_Taps!$D$147:$O$173,13-1,FALSE)*(AE$87-$V$87+1)))*$U105","v":256.57852076993447},null,{"$f":"SUMIFS(PV_Uptake!F$50:F$80,PV_Uptake!$D$50:$D$80,$E105)/$I$15*1000000","v":617.99998283386253},{"$f":"SUMIFS(PV_Uptake!G$50:G$80,PV_Uptake!$D$50:$D$80,$E105)/$I$15*1000000","v":668.02432984779921},{"$f":"SUMIFS(PV_Uptake!H$50:H$80,PV_Uptake!$D$50:$D$80,$E105)/$I$15*1000000","v":714.29233514460736},{"$f":"SUMIFS(PV_Uptake!I$50:I$80,PV_Uptake!$D$50:$D$80,$E105)/$I$15*1000000","v":760.71218349746425},{"$f":"SUMIFS(PV_Uptake!J$50:J$80,PV_Uptake!$D$50:$D$80,$E105)/$I$15*1000000","v":805.53633786640296},{"$f":"SUMIFS(PV_Uptake!K$50:K$80,PV_Uptake!$D$50:$D$80,$E105)/$I$15*1000000","v":853.50501967578271},{"$f":"SUMIFS(PV_Uptake!L$50:L$80,PV_Uptake!$D$50:$D$80,$E105)/$I$15*1000000","v":897.58901979160191},{"$f":"SUMIFS(PV_Uptake!M$50:M$80,PV_Uptake!$D$50:$D$80,$E105)/$I$15*1000000","v":940.2772355444265},{"$f":"SUMIFS(PV_Uptake!N$50:N$80,PV_Uptake!$D$50:$D$80,$E105)/$I$15*1000000","v":974.87572893362403},{"$f":"SUMIFS(PV_Uptake!O$50:O$80,PV_Uptake!$D$50:$D$80,$E105)/$I$15*1000000","v":1006.1440201622866},{"$f":"SUMIFS(PV_Uptake!P$50:P$80,PV_Uptake!$D$50:$D$80,$E105)/$I$15*1000000","v":1034.6835479658546}]
[null,null,null,"FF0","FF",null,null,null,257.29390421959289,295.37103598232437,337.28472099984691,383.00425428069758,428.85648927360614,474.76725356469746,514.20669469985251,550.18988969342911,581.75084324609418,611.9686281323593,646.07233822547857,null,{"$f":"IF(OR(Do_Nothing!$Q$35=1,AND(Do_Nothing!$N$35=1,VLOOKUP($D106,Table!$A$4:$E$34,COLUMN(Table!$E:$E),FALSE)<37)),253,VLOOKUP($D106,Table!$A$4:$J$34,COLUMN(Table!J:J),FALSE))","v":255.48978336115206},{"$f":"(1-MIN(0,VLOOKUP($E106,OLTC_Taps!$D$147:$H$173,6-1,FALSE)+VLOOKUP($E106,OLTC_Taps!$D$147:$N$173,12-1,FALSE)*(V$87-$V$87+1)))*$U106","v":255.48978336115206},{"$f":"(1-MIN(0,VLOOKUP($E106,OLTC_Taps!$D$147:$H$173,6-1,FALSE)+VLOOKUP($E106,OLTC_Taps!$D$147:$N$173,12-1,FALSE)*(W$87-$V$87+1)))*$U106","v":255.48978336115206},{"$f":"(1-MIN(0,VLOOKUP($E106,OLTC_Taps!$D$147:$H$173,6-1,FALSE)+VLOOKUP($E106,OLTC_Taps!$D$147:$N$173,12-1,FALSE)*(X$87-$V$87+1)))*$U106","v":255.48978336115206},{"$f":"(1-MIN(0,VLOOKUP($E106,OLTC_Taps!$D$147:$H$173,6-1,FALSE)+VLOOKUP($E106,OLTC_Taps!$D$147:$N$173,12-1,FALSE)*(Y$87-$V$87+1)))*$U106","v":255.48978336115206},{"$f":"(1-MIN(0,VLOOKUP($E106,OLTC_Taps!$D$147:$H$173,6-1,FALSE)+VLOOKUP($E106,OLTC_Taps!$D$147:$O$173,13-1,FALSE)*(Z$87-$V$87+1)))*$U106","v":255.48978336115206},{"$f":"(1-MIN(0,VLOOKUP($E106,OLTC_Taps!$D$147:$H$173,6-1,FALSE)+VLOOKUP($E106,OLTC_Taps!$D$147:$O$173,13-1,FALSE)*(AA$87-$V$87+1)))*$U106","v":255.48978336115206},{"$f":"(1-MIN(0,VLOOKUP($E106,OLTC_Taps!$D$147:$H$173,6-1,FALSE)+VLOOKUP($E106,OLTC_Taps!$D$147:$O$173,13-1,FALSE)*(AB$87-$V$87+1)))*$U106","v":255.48978336115206},{"$f":"(1-MIN(0,VLOOKUP($E106,OLTC_Taps!$D$147:$H$173,6-1,FALSE)+VLOOKUP($E106,OLTC_Taps!$D$147:$O$173,13-1,FALSE)*(AC$87-$V$87+1)))*$U106","v":255.48978336115206},{"$f":"(1-MIN(0,VLOOKUP($E106,OLTC_Taps!$D$147:$H$173,6-1,FALSE)+VLOOKUP($E106,OLTC_Taps!$D$147:$O$173,13-1,FALSE)*(AD$87-$V$87+1)))*$U106","v":255.48978336115206},{"$f":"(1-MIN(0,VLOOKUP($E106,OLTC_Taps!$D$147:$H$173,6-1,FALSE)+VLOOKUP($E106,OLTC_Taps!$D$147:$O$173,13-1,FALSE)*(AE$87-$V$87+1)))*$U106","v":255.48978336115206},null,{"$f":"SUMIFS(PV_Uptake!F$50:F$80,PV_Uptake!$D$50:$D$80,$E106)/$I$15*1000000","v":938.00001144409202},{"$f":"SUMIFS(PV_Uptake!G$50:G$80,PV_Uptake!$D$50:$D$80,$E106)/$I$15*1000000","v":1076.8153873370143},{"$f":"SUMIFS(PV_Uptake!H$50:H$80,PV_Uptake!$D$50:$D$80,$E106)/$I$15*1000000","v":1229.6174412579885},{"$f":"SUMIFS(PV_Uptake!I$50:I$80,PV_Uptake!$D$50:$D$80,$E106)/$I$15*1000000","v":1396.2942339738215},{"$f":"SUMIFS(PV_Uptake!J$50:J$80,PV_Uptake!$D$50:$D$80,$E106)/$I$15*1000000","v":1563.454808875659},{"$f":"SUMIFS(PV_Uptake!K$50:K$80,PV_Uptake!$D$50:$D$80,$E106)/$I$15*1000000","v":1730.8287603148526},{"$f":"SUMIFS(PV_Uptake!L$50:L$80,PV_Uptake!$D$50:$D$80,$E106)/$I$15*1000000","v":1874.6106207842345},{"$f":"SUMIFS(PV_Uptake!M$50:M$80,PV_Uptake!$D$50:$D$80,$E106)/$I$15*1000000","v":2005.7922646640027},{"$f":"SUMIFS(PV_Uptake!N$50:N$80,PV_Uptake!$D$50:$D$80,$E106)/$I$15*1000000","v":2120.8520243710186},{"$f":"SUMIFS(PV_Uptake!O$50:O$80,PV_Uptake!$D$50:$D$80,$E106)/$I$15*1000000","v":2231.0150795553373},{"$f":"SUMIFS(PV_Uptake!P$50:P$80,PV_Uptake!$D$50:$D$80,$E106)/$I$15*1000000","v":2355.3448049511239}]
[null,null,null,"PTN","PTN",null,null,null,205.83007436063352,243.35021627059874,284.15997472074747,327.58308184008325,374.73616617504933,428.35166979637881,482.36688593070858,538.72923719992002,591.1067582325868,643.67072443680911,702.30457678216715,null,{"$f":"IF(OR(Do_Nothing!$Q$35=1,AND(Do_Nothing!$N$35=1,VLOOKUP($D107,Table!$A$4:$E$34,COLUMN(Table!$E:$E),FALSE)<37)),253,VLOOKUP($D107,Table!$A$4:$J$34,COLUMN(Table!J:J),FALSE))","v":254.49789618891725},{"$f":"(1-MIN(0,VLOOKUP($E107,OLTC_Taps!$D$147:$H$173,6-1,FALSE)+VLOOKUP($E107,OLTC_Taps!$D$147:$N$173,12-1,FALSE)*(V$87-$V$87+1)))*$U107","v":254.49789618891725},{"$f":"(1-MIN(0,VLOOKUP($E107,OLTC_Taps!$D$147:$H$173,6-1,FALSE)+VLOOKUP($E107,OLTC_Taps!$D$147:$N$173,12-1,FALSE)*(W$87-$V$87+1)))*$U107","v":254.49789618891725},{"$f":"(1-MIN(0,VLOOKUP($E107,OLTC_Taps!$D$147:$H$173,6-1,FALSE)+VLOOKUP($E107,OLTC_Taps!$D$147:$N$173,12-1,FALSE)*(X$87-$V$87+1)))*$U107","v":254.49789618891725},{"$f":"(1-MIN(0,VLOOKUP($E107,OLTC_Taps!$D$147:$H$173,6-1,FALSE)+VLOOKUP($E107,OLTC_Taps!$D$147:$N$173,12-1,FALSE)*(Y$87-$V$87+1)))*$U107","v":254.49789618891725},{"$f":"(1-MIN(0,VLOOKUP($E107,OLTC_Taps!$D$147:$H$173,6-1,FALSE)+VLOOKUP($E107,OLTC_Taps!$D$147:$O$173,13-1,FALSE)*(Z$87-$V$87+1)))*$U107","v":254.49789618891725},{"$f":"(1-MIN(0,VLOOKUP($E107,OLTC_Taps!$D$147:$H$173,6-1,FALSE)+VLOOKUP($E107,OLTC_Taps!$D$147:$O$173,13-1,FALSE)*(AA$87-$V$87+1)))*$U107","v":254.49789618891725},{"$f":"(1-MIN(0,VLOOKUP($E107,OLTC_Taps!$D$147:$H$173,6-1,FALSE)+VLOOKUP($E107,OLTC_Taps!$D$147:$O$173,13-1,FALSE)*(AB$87-$V$87+1)))*$U107","v":254.49789618891725},{"$f":"(1-MIN(0,VLOOKUP($E107,OLTC_Taps!$D$147:$H$173,6-1,FALSE)+VLOOKUP($E107,OLTC_Taps!$D$147:$O$173,13-1,FALSE)*(AC$87-$V$87+1)))*$U107","v":254.49789618891725},{"$f":"(1-MIN(0,VLOOKUP($E107,OLTC_Taps!$D$147:$H$173,6-1,FALSE)+VLOOKUP($E107,OLTC_Taps!$D$147:$O$173,13-1,FALSE)*(AD$87-$V$87+1)))*$U107","v":254.49789618891725},{"$f":"(1-MIN(0,VLOOKUP($E107,OLTC_Taps!$D$147:$H$173,6-1,FALSE)+VLOOKUP($E107,OLTC_Taps!$D$147:$O$173,13-1,FALSE)*(AE$87-$V$87+1)))*$U107","v":254.49789618891725},null,{"$f":"SUMIFS(PV_Uptake!F$50:F$80,PV_Uptake!$D$50:$D$80,$E107)/$I$15*1000000","v":1238.000011444092},{"$f":"SUMIFS(PV_Uptake!G$50:G$80,PV_Uptake!$D$50:$D$80,$E107)/$I$15*1000000","v":1463.6712903289081},{"$f":"SUMIFS(PV_Uptake!H$50:H$80,PV_Uptake!$D$50:$D$80,$E107)/$I$15*1000000","v":1709.1285277382217},{"$f":"SUMIFS(PV_Uptake!I$50:I$80,PV_Uptake!$D$50:$D$80,$E107)/$I$15*1000000","v":1970.3041954712426},{"$f":"SUMIFS(PV_Uptake!J$50:J$80,PV_Uptake!$D$50:$D$80,$E107)/$I$15*1000000","v":2253.9144459540407},{"$f":"SUMIFS(PV_Uptake!K$50:K$80,PV_Uptake!$D$50:$D$80,$E107)/$I$15*1000000","v":2576.3940170418387},{"$f":"SUMIFS(PV_Uptake!L$50:L$80,PV_Uptake!$D$50:$D$80,$E107)/$I$15*1000000","v":2901.2777270641718},{"$f":"SUMIFS(PV_Uptake!M$50:M$80,PV_Uptake!$D$50:$D$80,$E107)/$I$15*1000000","v":3240.278680802568},{"$f":"SUMIFS(PV_Uptake!N$50:N$80,PV_Uptake!$D$50:$D$80,$E107)/$I$15*1000000","v":3555.312194924722},{"$f":"SUMIFS(PV_Uptake!O$50:O$80,PV_Uptake!$D$50:$D$80,$E107)/$I$15*1000000","v":3871.4671152613782},{"$f":"SUMIFS(PV_Uptake!P$50:P$80,PV_Uptake!$D$50:$D$80,$E107)/$I$15*1000000","v":4224.1303987977881}]
[null,null,null,"FT0","FT",null,null,null,184.21625097983471,217.49010512590738,252.40286392610136,285.64450717346222,317.99796476750566,352.44962445966974,386.28970609220755,422.05968881347479,455.48628702801432,490.60472448536916,532.25905611081964,null,{"$f":"IF(OR(Do_Nothing!$Q$35=1,AND(Do_Nothing!$N$35=1,VLOOKUP($D108,Table!$A$4:$E$34,COLUMN(Table!$E:$E),FALSE)<37)),253,VLOOKUP($D108,Table!$A$4:$J$34,COLUMN(Table!J:J),FALSE))","v":254.5374312914233},{"$f":"(1-MIN(0,VLOOKUP($E108,OLTC_Taps!$D$147:$H$173,6-1,FALSE)+VLOOKUP($E108,OLTC_Taps!$D$147:$N$173,12-1,FALSE)*(V$87-$V$87+1)))*$U108","v":254.5374312914233},{"$f":"(1-MIN(0,VLOOKUP($E108,OLTC_Taps!$D$147:$H$173,6-1,FALSE)+VLOOKUP($E108,OLTC_Taps!$D$147:$N$173,12-1,FALSE)*(W$87-$V$87+1)))*$U108","v":254.5374312914233},{"$f":"(1-MIN(0,VLOOKUP($E108,OLTC_Taps!$D$147:$H$173,6-1,FALSE)+VLOOKUP($E108,OLTC_Taps!$D$147:$N$173,12-1,FALSE)*(X$87-$V$87+1)))*$U108","v":254.5374312914233},{"$f":"(1-MIN(0,VLOOKUP($E108,OLTC_Taps!$D$147:$H$173,6-1,FALSE)+VLOOKUP($E108,OLTC_Taps!$D$147:$N$173,12-1,FALSE)*(Y$87-$V$87+1)))*$U108","v":254.5374312914233},{"$f":"(1-MIN(0,VLOOKUP($E108,OLTC_Taps!$D$147:$H$173,6-1,FALSE)+VLOOKUP($E108,OLTC_Taps!$D$147:$O$173,13-1,FALSE)*(Z$87-$V$87+1)))*$U108","v":254.5374312914233},{"$f":"(1-MIN(0,VLOOKUP($E108,OLTC_Taps!$D$147:$H$173,6-1,FALSE)+VLOOKUP($E108,OLTC_Taps!$D$147:$O$173,13-1,FALSE)*(AA$87-$V$87+1)))*$U108","v":254.5374312914233},{"$f":"(1-MIN(0,VLOOKUP($E108,OLTC_Taps!$D$147:$H$173,6-1,FALSE)+VLOOKUP($E108,OLTC_Taps!$D$147:$O$173,13-1,FALSE)*(AB$87-$V$87+1)))*$U108","v":254.5374312914233},{"$f":"(1-MIN(0,VLOOKUP($E108,OLTC_Taps!$D$147:$H$173,6-1,FALSE)+VLOOKUP($E108,OLTC_Taps!$D$147:$O$173,13-1,FALSE)*(AC$87-$V$87+1)))*$U108","v":254.5374312914233},{"$f":"(1-MIN(0,VLOOKUP($E108,OLTC_Taps!$D$147:$H$173,6-1,FALSE)+VLOOKUP($E108,OLTC_Taps!$D$147:$O$173,13-1,FALSE)*(AD$87-$V$87+1)))*$U108","v":254.5374312914233},{"$f":"(1-MIN(0,VLOOKUP($E108,OLTC_Taps!$D$147:$H$173,6-1,FALSE)+VLOOKUP($E108,OLTC_Taps!$D$147:$O$173,13-1,FALSE)*(AE$87-$V$87+1)))*$U108","v":254.5374312914233},null,{"$f":"SUMIFS(PV_Uptake!F$50:F$80,PV_Uptake!$D$50:$D$80,$E108)/$I$15*1000000","v":1107.9999923706057},{"$f":"SUMIFS(PV_Uptake!G$50:G$80,PV_Uptake!$D$50:$D$80,$E108)/$I$15*1000000","v":1308.1312508447827},{"$f":"SUMIFS(PV_Uptake!H$50:H$80,PV_Uptake!$D$50:$D$80,$E108)/$I$15*1000000","v":1518.1199802782473},{"$f":"SUMIFS(PV_Uptake!I$50:I$80,PV_Uptake!$D$50:$D$80,$E108)/$I$15*1000000","v":1718.0575008203084},{"$f":"SUMIFS(PV_Uptake!J$50:J$80,PV_Uptake!$D$50:$D$80,$E108)/$I$15*1000000","v":1912.6528775945701},{"$f":"SUMIFS(PV_Uptake!K$50:K$80,PV_Uptake!$D$50:$D$80,$E108)/$I$15*1000000","v":2119.8682479706126},{"$f":"SUMIFS(PV_Uptake!L$50:L$80,PV_Uptake!$D$50:$D$80,$E108)/$I$15*1000000","v":2323.4051780255891},{"$f":"SUMIFS(PV_Uptake!M$50:M$80,PV_Uptake!$D$50:$D$80,$E108)/$I$15*1000000","v":2538.5498266190471},{"$f":"SUMIFS(PV_Uptake!N$50:N$80,PV_Uptake!$D$50:$D$80,$E108)/$I$15*1000000","v":2739.5997902877752},{"$f":"SUMIFS(PV_Uptake!O$50:O$80,PV_Uptake!$D$50:$D$80,$E108)/$I$15*1000000","v":2950.8256090081672},{"$f":"SUMIFS(PV_Uptake!P$50:P$80,PV_Uptake!$D$50:$D$80,$E108)/$I$15*1000000","v":3201.3626755140635}]
[null,null,null,"YVE","YVE",null,null,null,117.04714880873044,132.94746630209426,148.86145093468085,164.78220673712838,180.11087530343138,196.0253492168145,210.64345378228057,225.07645682360911,237.50118765085872,249.60011626374708,262.4974673861052,null,{"$f":"IF(OR(Do_Nothing!$Q$35=1,AND(Do_Nothing!$N$35=1,VLOOKUP($D109,Table!$A$4:$E$34,COLUMN(Table!$E:$E),FALSE)<37)),253,VLOOKUP($D109,Table!$A$4:$J$34,COLUMN(Table!J:J),FALSE))","v":254.55268285137473},{"$f":"(1-MIN(0,VLOOKUP($E109,OLTC_Taps!$D$147:$H$173,6-1,FALSE)+VLOOKUP($E109,OLTC_Taps!$D$147:$N$173,12-1,FALSE)*(V$87-$V$87+1)))*$U109","v":254.55268285137473},{"$f":"(1-MIN(0,VLOOKUP($E109,OLTC_Taps!$D$147:$H$173,6-1,FALSE)+VLOOKUP($E109,OLTC_Taps!$D$147:$N$173,12-1,FALSE)*(W$87-$V$87+1)))*$U109","v":254.55268285137473},{"$f":"(1-MIN(0,VLOOKUP($E109,OLTC_Taps!$D$147:$H$173,6-1,FALSE)+VLOOKUP($E109,OLTC_Taps!$D$147:$N$173,12-1,FALSE)*(X$87-$V$87+1)))*$U109","v":254.55268285137473},{"$f":"(1-MIN(0,VLOOKUP($E109,OLTC_Taps!$D$147:$H$173,6-1,FALSE)+VLOOKUP($E109,OLTC_Taps!$D$147:$N$173,12-1,FALSE)*(Y$87-$V$87+1)))*$U109","v":254.55268285137473},{"$f":"(1-MIN(0,VLOOKUP($E109,OLTC_Taps!$D$147:$H$173,6-1,FALSE)+VLOOKUP($E109,OLTC_Taps!$D$147:$O$173,13-1,FALSE)*(Z$87-$V$87+1)))*$U109","v":254.55268285137473},{"$f":"(1-MIN(0,VLOOKUP($E109,OLTC_Taps!$D$147:$H$173,6-1,FALSE)+VLOOKUP($E109,OLTC_Taps!$D$147:$O$173,13-1,FALSE)*(AA$87-$V$87+1)))*$U109","v":254.55268285137473},{"$f":"(1-MIN(0,VLOOKUP($E109,OLTC_Taps!$D$147:$H$173,6-1,FALSE)+VLOOKUP($E109,OLTC_Taps!$D$147:$O$173,13-1,FALSE)*(AB$87-$V$87+1)))*$U109","v":254.55268285137473},{"$f":"(1-MIN(0,VLOOKUP($E109,OLTC_Taps!$D$147:$H$173,6-1,FALSE)+VLOOKUP($E109,OLTC_Taps!$D$147:$O$173,13-1,FALSE)*(AC$87-$V$87+1)))*$U109","v":254.55268285137473},{"$f":"(1-MIN(0,VLOOKUP($E109,OLTC_Taps!$D$147:$H$173,6-1,FALSE)+VLOOKUP($E109,OLTC_Taps!$D$147:$O$173,13-1,FALSE)*(AD$87-$V$87+1)))*$U109","v":254.55268285137473},{"$f":"(1-MIN(0,VLOOKUP($E109,OLTC_Taps!$D$147:$H$173,6-1,FALSE)+VLOOKUP($E109,OLTC_Taps!$D$147:$O$173,13-1,FALSE)*(AE$87-$V$87+1)))*$U109","v":254.55268285137473},null,{"$f":"SUMIFS(PV_Uptake!F$50:F$80,PV_Uptake!$D$50:$D$80,$E109)/$I$15*1000000","v":703.99999618530308},{"$f":"SUMIFS(PV_Uptake!G$50:G$80,PV_Uptake!$D$50:$D$80,$E109)/$I$15*1000000","v":799.63516174551103},{"$f":"SUMIFS(PV_Uptake!H$50:H$80,PV_Uptake!$D$50:$D$80,$E109)/$I$15*1000000","v":895.35253064051722},{"$f":"SUMIFS(PV_Uptake!I$50:I$80,PV_Uptake!$D$50:$D$80,$E109)/$I$15*1000000","v":991.11062588900393},{"$f":"SUMIFS(PV_Uptake!J$50:J$80,PV_Uptake!$D$50:$D$80,$E109)/$I$15*1000000","v":1083.3075116913019},{"$f":"SUMIFS(PV_Uptake!K$50:K$80,PV_Uptake!$D$50:$D$80,$E109)/$I$15*1000000","v":1179.0278234489269},{"$f":"SUMIFS(PV_Uptake!L$50:L$80,PV_Uptake!$D$50:$D$80,$E109)/$I$15*1000000","v":1266.950901140819},{"$f":"SUMIFS(PV_Uptake!M$50:M$80,PV_Uptake!$D$50:$D$80,$E109)/$I$15*1000000","v":1353.7606542142735},{"$f":"SUMIFS(PV_Uptake!N$50:N$80,PV_Uptake!$D$50:$D$80,$E109)/$I$15*1000000","v":1428.4913122782375},{"$f":"SUMIFS(PV_Uptake!O$50:O$80,PV_Uptake!$D$50:$D$80,$E109)/$I$15*1000000","v":1501.2623774772587},{"$f":"SUMIFS(PV_Uptake!P$50:P$80,PV_Uptake!$D$50:$D$80,$E109)/$I$15*1000000","v":1578.8356907390626}]
[null,null,null,"EP0","EP A",null,null,null,86.090599102257826,90.414702879416652,93.639669304494419,94.615907947441684,95.653937569326544,95.693259626204039,96.877407244499864,96.979108672607666,97.05917120213914,97.004760414829974,96.884259905514128,null,{"$f":"IF(OR(Do_Nothing!$Q$35=1,AND(Do_Nothing!$N$35=1,VLOOKUP($D110,Table!$A$4:$E$34,COLUMN(Table!$E:$E),FALSE)<37)),253,VLOOKUP($D110,Table!$A$4:$J$34,COLUMN(Table!J:J),FALSE))","v":257.73684485716223},{"$f":"(1-MIN(0,VLOOKUP($E110,OLTC_Taps!$D$147:$H$173,6-1,FALSE)+VLOOKUP($E110,OLTC_Taps!$D$147:$N$173,12-1,FALSE)*(V$87-$V$87+1)))*$U110","v":257.73684485716223},{"$f":"(1-MIN(0,VLOOKUP($E110,OLTC_Taps!$D$147:$H$173,6-1,FALSE)+VLOOKUP($E110,OLTC_Taps!$D$147:$N$173,12-1,FALSE)*(W$87-$V$87+1)))*$U110","v":257.73684485716223},{"$f":"(1-MIN(0,VLOOKUP($E110,OLTC_Taps!$D$147:$H$173,6-1,FALSE)+VLOOKUP($E110,OLTC_Taps!$D$147:$N$173,12-1,FALSE)*(X$87-$V$87+1)))*$U110","v":257.73684485716223},{"$f":"(1-MIN(0,VLOOKUP($E110,OLTC_Taps!$D$147:$H$173,6-1,FALSE)+VLOOKUP($E110,OLTC_Taps!$D$147:$N$173,12-1,FALSE)*(Y$87-$V$87+1)))*$U110","v":257.73684485716223},{"$f":"(1-MIN(0,VLOOKUP($E110,OLTC_Taps!$D$147:$H$173,6-1,FALSE)+VLOOKUP($E110,OLTC_Taps!$D$147:$O$173,13-1,FALSE)*(Z$87-$V$87+1)))*$U110","v":257.73684485716223},{"$f":"(1-MIN(0,VLOOKUP($E110,OLTC_Taps!$D$147:$H$173,6-1,FALSE)+VLOOKUP($E110,OLTC_Taps!$D$147:$O$173,13-1,FALSE)*(AA$87-$V$87+1)))*$U110","v":257.73684485716223},{"$f":"(1-MIN(0,VLOOKUP($E110,OLTC_Taps!$D$147:$H$173,6-1,FALSE)+VLOOKUP($E110,OLTC_Taps!$D$147:$O$173,13-1,FALSE)*(AB$87-$V$87+1)))*$U110","v":257.73684485716223},{"$f":"(1-MIN(0,VLOOKUP($E110,OLTC_Taps!$D$147:$H$173,6-1,FALSE)+VLOOKUP($E110,OLTC_Taps!$D$147:$O$173,13-1,FALSE)*(AC$87-$V$87+1)))*$U110","v":257.73684485716223},{"$f":"(1-MIN(0,VLOOKUP($E110,OLTC_Taps!$D$147:$H$173,6-1,FALSE)+VLOOKUP($E110,OLTC_Taps!$D$147:$O$173,13-1,FALSE)*(AD$87-$V$87+1)))*$U110","v":257.73684485716223},{"$f":"(1-MIN(0,VLOOKUP($E110,OLTC_Taps!$D$147:$H$173,6-1,FALSE)+VLOOKUP($E110,OLTC_Taps!$D$147:$O$173,13-1,FALSE)*(AE$87-$V$87+1)))*$U110","v":257.73684485716223},null,{"$f":"SUMIFS(PV_Uptake!F$50:F$80,PV_Uptake!$D$50:$D$80,$E110)/$I$15*1000000","v":150.00000000000003},{"$f":"SUMIFS(PV_Uptake!G$50:G$80,PV_Uptake!$D$50:$D$80,$E110)/$I$15*1000000","v":157.53410445899445},{"$f":"SUMIFS(PV_Uptake!H$50:H$80,PV_Uptake!$D$50:$D$80,$E110)/$I$15*1000000","v":163.15312638248085},{"$f":"SUMIFS(PV_Uptake!I$50:I$80,PV_Uptake!$D$50:$D$80,$E110)/$I$15*1000000","v":164.85407628838354},{"$f":"SUMIFS(PV_Uptake!J$50:J$80,PV_Uptake!$D$50:$D$80,$E110)/$I$15*1000000","v":166.66268773848836},{"$f":"SUMIFS(PV_Uptake!K$50:K$80,PV_Uptake!$D$50:$D$80,$E110)/$I$15*1000000","v":166.73120054468475},{"$f":"SUMIFS(PV_Uptake!L$50:L$80,PV_Uptake!$D$50:$D$80,$E110)/$I$15*1000000","v":168.79440076162595},{"$f":"SUMIFS(PV_Uptake!M$50:M$80,PV_Uptake!$D$50:$D$80,$E110)/$I$15*1000000","v":168.97160029764089},{"$f":"SUMIFS(PV_Uptake!N$50:N$80,PV_Uptake!$D$50:$D$80,$E110)/$I$15*1000000","v":169.11109728749753},{"$f":"SUMIFS(PV_Uptake!O$50:O$80,PV_Uptake!$D$50:$D$80,$E110)/$I$15*1000000","v":169.0162946240072},{"$f":"SUMIFS(PV_Uptake!P$50:P$80,PV_Uptake!$D$50:$D$80,$E110)/$I$15*1000000","v":168.80634049909855}]
[null,null,null,{"$f":"IF(LEN(E111)=2,E111&\"0\",E111)","v":"EPN"},"EPN",null,null,null,49.878046637626092,61.997942251535257,75.092331284981952,89.490943291866088,105.22961511168165,122.76334977614562,140.31891262013596,157.9831894096391,173.66034331166878,188.10922383363803,203.39426387910063,null,{"$f":"IF(OR(Do_Nothing!$Q$35=1,AND(Do_Nothing!$N$35=1,VLOOKUP($D111,Table!$A$4:$E$34,COLUMN(Table!$E:$E),FALSE)<37)),253,VLOOKUP($D111,Table!$A$4:$J$34,COLUMN(Table!J:J),FALSE))","v":254.10822331683909},{"$f":"(1-MIN(0,VLOOKUP($E111,OLTC_Taps!$D$147:$H$173,6-1,FALSE)+VLOOKUP($E111,OLTC_Taps!$D$147:$N$173,12-1,FALSE)*(V$87-$V$87+1)))*$U111","v":254.10822331683909},{"$f":"(1-MIN(0,VLOOKUP($E111,OLTC_Taps!$D$147:$H$173,6-1,FALSE)+VLOOKUP($E111,OLTC_Taps!$D$147:$N$173,12-1,FALSE)*(W$87-$V$87+1)))*$U111","v":254.10822331683909},{"$f":"(1-MIN(0,VLOOKUP($E111,OLTC_Taps!$D$147:$H$173,6-1,FALSE)+VLOOKUP($E111,OLTC_Taps!$D$147:$N$173,12-1,FALSE)*(X$87-$V$87+1)))*$U111","v":254.10822331683909},{"$f":"(1-MIN(0,VLOOKUP($E111,OLTC_Taps!$D$147:$H$173,6-1,FALSE)+VLOOKUP($E111,OLTC_Taps!$D$147:$N$173,12-1,FALSE)*(Y$87-$V$87+1)))*$U111","v":254.10822331683909},{"$f":"(1-MIN(0,VLOOKUP($E111,OLTC_Taps!$D$147:$H$173,6-1,FALSE)+VLOOKUP($E111,OLTC_Taps!$D$147:$O$173,13-1,FALSE)*(Z$87-$V$87+1)))*$U111","v":254.10822331683909},{"$f":"(1-MIN(0,VLOOKUP($E111,OLTC_Taps!$D$147:$H$173,6-1,FALSE)+VLOOKUP($E111,OLTC_Taps!$D$147:$O$173,13-1,FALSE)*(AA$87-$V$87+1)))*$U111","v":254.10822331683909},{"$f":"(1-MIN(0,VLOOKUP($E111,OLTC_Taps!$D$147:$H$173,6-1,FALSE)+VLOOKUP($E111,OLTC_Taps!$D$147:$O$173,13-1,FALSE)*(AB$87-$V$87+1)))*$U111","v":254.10822331683909},{"$f":"(1-MIN(0,VLOOKUP($E111,OLTC_Taps!$D$147:$H$173,6-1,FALSE)+VLOOKUP($E111,OLTC_Taps!$D$147:$O$173,13-1,FALSE)*(AC$87-$V$87+1)))*$U111","v":254.10822331683909},{"$f":"(1-MIN(0,VLOOKUP($E111,OLTC_Taps!$D$147:$H$173,6-1,FALSE)+VLOOKUP($E111,OLTC_Taps!$D$147:$O$173,13-1,FALSE)*(AD$87-$V$87+1)))*$U111","v":254.10822331683909},{"$f":"(1-MIN(0,VLOOKUP($E111,OLTC_Taps!$D$147:$H$173,6-1,FALSE)+VLOOKUP($E111,OLTC_Taps!$D$147:$O$173,13-1,FALSE)*(AE$87-$V$87+1)))*$U111","v":254.10822331683909},null,{"$f":"SUMIFS(PV_Uptake!F$50:F$80,PV_Uptake!$D$50:$D$80,$E111)/$I$15*1000000","v":300.00000000000006},{"$f":"SUMIFS(PV_Uptake!G$50:G$80,PV_Uptake!$D$50:$D$80,$E111)/$I$15*1000000","v":372.89717479493106},{"$f":"SUMIFS(PV_Uptake!H$50:H$80,PV_Uptake!$D$50:$D$80,$E111)/$I$15*1000000","v":451.65560610588449},{"$f":"SUMIFS(PV_Uptake!I$50:I$80,PV_Uptake!$D$50:$D$80,$E111)/$I$15*1000000","v":538.25850844983302},{"$f":"SUMIFS(PV_Uptake!J$50:J$80,PV_Uptake!$D$50:$D$80,$E111)/$I$15*1000000","v":632.92142859680757},{"$f":"SUMIFS(PV_Uptake!K$50:K$80,PV_Uptake!$D$50:$D$80,$E111)/$I$15*1000000","v":738.38105971578477},{"$f":"SUMIFS(PV_Uptake!L$50:L$80,PV_Uptake!$D$50:$D$80,$E111)/$I$15*1000000","v":843.97198013535331},{"$f":"SUMIFS(PV_Uptake!M$50:M$80,PV_Uptake!$D$50:$D$80,$E111)/$I$15*1000000","v":950.21677908169704},{"$f":"SUMIFS(PV_Uptake!N$50:N$80,PV_Uptake!$D$50:$D$80,$E111)/$I$15*1000000","v":1044.5096892427184},{"$f":"SUMIFS(PV_Uptake!O$50:O$80,PV_Uptake!$D$50:$D$80,$E111)/$I$15*1000000","v":1131.4149401255961},{"$f":"SUMIFS(PV_Uptake!P$50:P$80,PV_Uptake!$D$50:$D$80,$E111)/$I$15*1000000","v":1223.3494147643773}]
[null,null,null,{"$f":"IF(LEN(E112)=2,E112&\"0\",E112)","v":"BMS"},"BMS",null,null,null,0,0,0,0,0,0,0,0,0,0,0,null,{"$f":"IF(OR(Do_Nothing!$Q$35=1,AND(Do_Nothing!$N$35=1,VLOOKUP($D112,Table!$A$4:$E$34,COLUMN(Table!$E:$E),FALSE)<37)),253,VLOOKUP($D112,Table!$A$4:$J$34,COLUMN(Table!J:J),FALSE))","v":253.26400389557224},{"$f":"(1-MIN(0,VLOOKUP($E112,OLTC_Taps!$D$147:$H$173,6-1,FALSE)+VLOOKUP($E112,OLTC_Taps!$D$147:$N$173,12-1,FALSE)*(V$87-$V$87+1)))*$U112","v":253.26400389557224},{"$f":"(1-MIN(0,VLOOKUP($E112,OLTC_Taps!$D$147:$H$173,6-1,FALSE)+VLOOKUP($E112,OLTC_Taps!$D$147:$N$173,12-1,FALSE)*(W$87-$V$87+1)))*$U112","v":253.26400389557224},{"$f":"(1-MIN(0,VLOOKUP($E112,OLTC_Taps!$D$147:$H$173,6-1,FALSE)+VLOOKUP($E112,OLTC_Taps!$D$147:$N$173,12-1,FALSE)*(X$87-$V$87+1)))*$U112","v":253.26400389557224},{"$f":"(1-MIN(0,VLOOKUP($E112,OLTC_Taps!$D$147:$H$173,6-1,FALSE)+VLOOKUP($E112,OLTC_Taps!$D$147:$N$173,12-1,FALSE)*(Y$87-$V$87+1)))*$U112","v":253.26400389557224},{"$f":"(1-MIN(0,VLOOKUP($E112,OLTC_Taps!$D$147:$H$173,6-1,FALSE)+VLOOKUP($E112,OLTC_Taps!$D$147:$O$173,13-1,FALSE)*(Z$87-$V$87+1)))*$U112","v":253.26400389557224},{"$f":"(1-MIN(0,VLOOKUP($E112,OLTC_Taps!$D$147:$H$173,6-1,FALSE)+VLOOKUP($E112,OLTC_Taps!$D$147:$O$173,13-1,FALSE)*(AA$87-$V$87+1)))*$U112","v":253.26400389557224},{"$f":"(1-MIN(0,VLOOKUP($E112,OLTC_Taps!$D$147:$H$173,6-1,FALSE)+VLOOKUP($E112,OLTC_Taps!$D$147:$O$173,13-1,FALSE)*(AB$87-$V$87+1)))*$U112","v":253.26400389557224},{"$f":"(1-MIN(0,VLOOKUP($E112,OLTC_Taps!$D$147:$H$173,6-1,FALSE)+VLOOKUP($E112,OLTC_Taps!$D$147:$O$173,13-1,FALSE)*(AC$87-$V$87+1)))*$U112","v":253.26400389557224},{"$f":"(1-MIN(0,VLOOKUP($E112,OLTC_Taps!$D$147:$H$173,6-1,FALSE)+VLOOKUP($E112,OLTC_Taps!$D$147:$O$173,13-1,FALSE)*(AD$87-$V$87+1)))*$U112","v":253.26400389557224},{"$f":"(1-MIN(0,VLOOKUP($E112,OLTC_Taps!$D$147:$H$173,6-1,FALSE)+VLOOKUP($E112,OLTC_Taps!$D$147:$O$173,13-1,FALSE)*(AE$87-$V$87+1)))*$U112","v":253.26400389557224},null,{"$f":"SUMIFS(PV_Uptake!F$50:F$80,PV_Uptake!$D$50:$D$80,$E112)/$I$15*1000000","v":711.99998855590843},{"$f":"SUMIFS(PV_Uptake!G$50:G$80,PV_Uptake!$D$50:$D$80,$E112)/$I$15*1000000","v":855.46997944714258},{"$f":"SUMIFS(PV_Uptake!H$50:H$80,PV_Uptake!$D$50:$D$80,$E112)/$I$15*1000000","v":1008.7638853433048},{"$f":"SUMIFS(PV_Uptake!I$50:I$80,PV_Uptake!$D$50:$D$80,$E112)/$I$15*1000000","v":1167.8819360637103},{"$f":"SUMIFS(PV_Uptake!J$50:J$80,PV_Uptake!$D$50:$D$80,$E112)/$I$15*1000000","v":1335.2856269977672},{"$f":"SUMIFS(PV_Uptake!K$50:K$80,PV_Uptake!$D$50:$D$80,$E112)/$I$15*1000000","v":1518.4449284409145},{"$f":"SUMIFS(PV_Uptake!L$50:L$80,PV_Uptake!$D$50:$D$80,$E112)/$I$15*1000000","v":1691.9156840218636},{"$f":"SUMIFS(PV_Uptake!M$50:M$80,PV_Uptake!$D$50:$D$80,$E112)/$I$15*1000000","v":1862.6633306379713},{"$f":"SUMIFS(PV_Uptake!N$50:N$80,PV_Uptake!$D$50:$D$80,$E112)/$I$15*1000000","v":2011.4271618361799},{"$f":"SUMIFS(PV_Uptake!O$50:O$80,PV_Uptake!$D$50:$D$80,$E112)/$I$15*1000000","v":2149.4896053644138},{"$f":"SUMIFS(PV_Uptake!P$50:P$80,PV_Uptake!$D$50:$D$80,$E112)/$I$15*1000000","v":2295.7662497273013}]
[null,null,null,{"$f":"IF(LEN(E113)=2,E113&\"0\",E113)","v":"BD0"},"BD",null,null,null,0,0,0,0,0,0,0,0,0,0,0,null,{"$f":"IF(OR(Do_Nothing!$Q$35=1,AND(Do_Nothing!$N$35=1,VLOOKUP($D113,Table!$A$4:$E$34,COLUMN(Table!$E:$E),FALSE)<37)),253,VLOOKUP($D113,Table!$A$4:$J$34,COLUMN(Table!J:J),FALSE))","v":251.84089141572511},{"$f":"(1-MIN(0,VLOOKUP($E113,OLTC_Taps!$D$147:$H$173,6-1,FALSE)+VLOOKUP($E113,OLTC_Taps!$D$147:$N$173,12-1,FALSE)*(V$87-$V$87+1)))*$U113","v":251.84089141572511},{"$f":"(1-MIN(0,VLOOKUP($E113,OLTC_Taps!$D$147:$H$173,6-1,FALSE)+VLOOKUP($E113,OLTC_Taps!$D$147:$N$173,12-1,FALSE)*(W$87-$V$87+1)))*$U113","v":251.84089141572511},{"$f":"(1-MIN(0,VLOOKUP($E113,OLTC_Taps!$D$147:$H$173,6-1,FALSE)+VLOOKUP($E113,OLTC_Taps!$D$147:$N$173,12-1,FALSE)*(X$87-$V$87+1)))*$U113","v":251.84089141572511},{"$f":"(1-MIN(0,VLOOKUP($E113,OLTC_Taps!$D$147:$H$173,6-1,FALSE)+VLOOKUP($E113,OLTC_Taps!$D$147:$N$173,12-1,FALSE)*(Y$87-$V$87+1)))*$U113","v":251.84089141572511},{"$f":"(1-MIN(0,VLOOKUP($E113,OLTC_Taps!$D$147:$H$173,6-1,FALSE)+VLOOKUP($E113,OLTC_Taps!$D$147:$O$173,13-1,FALSE)*(Z$87-$V$87+1)))*$U113","v":251.84089141572511},{"$f":"(1-MIN(0,VLOOKUP($E113,OLTC_Taps!$D$147:$H$173,6-1,FALSE)+VLOOKUP($E113,OLTC_Taps!$D$147:$O$173,13-1,FALSE)*(AA$87-$V$87+1)))*$U113","v":251.84089141572511},{"$f":"(1-MIN(0,VLOOKUP($E113,OLTC_Taps!$D$147:$H$173,6-1,FALSE)+VLOOKUP($E113,OLTC_Taps!$D$147:$O$173,13-1,FALSE)*(AB$87-$V$87+1)))*$U113","v":251.84089141572511},{"$f":"(1-MIN(0,VLOOKUP($E113,OLTC_Taps!$D$147:$H$173,6-1,FALSE)+VLOOKUP($E113,OLTC_Taps!$D$147:$O$173,13-1,FALSE)*(AC$87-$V$87+1)))*$U113","v":251.84089141572511},{"$f":"(1-MIN(0,VLOOKUP($E113,OLTC_Taps!$D$147:$H$173,6-1,FALSE)+VLOOKUP($E113,OLTC_Taps!$D$147:$O$173,13-1,FALSE)*(AD$87-$V$87+1)))*$U113","v":251.84089141572511},{"$f":"(1-MIN(0,VLOOKUP($E113,OLTC_Taps!$D$147:$H$173,6-1,FALSE)+VLOOKUP($E113,OLTC_Taps!$D$147:$O$173,13-1,FALSE)*(AE$87-$V$87+1)))*$U113","v":251.84089141572511},null,{"$f":"SUMIFS(PV_Uptake!F$50:F$80,PV_Uptake!$D$50:$D$80,$E113)/$I$15*1000000","v":4690.0001525878906},{"$f":"SUMIFS(PV_Uptake!G$50:G$80,PV_Uptake!$D$50:$D$80,$E113)/$I$15*1000000","v":5402.0237948317736},{"$f":"SUMIFS(PV_Uptake!H$50:H$80,PV_Uptake!$D$50:$D$80,$E113)/$I$15*1000000","v":6106.3043652282931},{"$f":"SUMIFS(PV_Uptake!I$50:I$80,PV_Uptake!$D$50:$D$80,$E113)/$I$15*1000000","v":6802.7135257947793},{"$f":"SUMIFS(PV_Uptake!J$50:J$80,PV_Uptake!$D$50:$D$80,$E113)/$I$15*1000000","v":7489.9007839980959},{"$f":"SUMIFS(PV_Uptake!K$50:K$80,PV_Uptake!$D$50:$D$80,$E113)/$I$15*1000000","v":8211.5116711915944},{"$f":"SUMIFS(PV_Uptake!L$50:L$80,PV_Uptake!$D$50:$D$80,$E113)/$I$15*1000000","v":8870.6416017146767},{"$f":"SUMIFS(PV_Uptake!M$50:M$80,PV_Uptake!$D$50:$D$80,$E113)/$I$15*1000000","v":9504.1555478596092},{"$f":"SUMIFS(PV_Uptake!N$50:N$80,PV_Uptake!$D$50:$D$80,$E113)/$I$15*1000000","v":10037.240879846246},{"$f":"SUMIFS(PV_Uptake!O$50:O$80,PV_Uptake!$D$50:$D$80,$E113)/$I$15*1000000","v":10520.766908155001},{"$f":"SUMIFS(PV_Uptake!P$50:P$80,PV_Uptake!$D$50:$D$80,$E113)/$I$15*1000000","v":11012.131114016904}]
[null,null,null,{"$f":"IF(LEN(E114)=2,E114&\"0\",E114)","v":"TMA"},"TMA",null,null,null,0,0,0,0,0,0,0,0,0,0,0,null,{"$f":"IF(OR(Do_Nothing!$Q$35=1,AND(Do_Nothing!$N$35=1,VLOOKUP($D114,Table!$A$4:$E$34,COLUMN(Table!$E:$E),FALSE)<37)),253,VLOOKUP($D114,Table!$A$4:$J$34,COLUMN(Table!J:J),FALSE))","v":252},{"$f":"(1-MIN(0,VLOOKUP($E114,OLTC_Taps!$D$147:$H$173,6-1,FALSE)+VLOOKUP($E114,OLTC_Taps!$D$147:$N$173,12-1,FALSE)*(V$87-$V$87+1)))*$U114","v":252},{"$f":"(1-MIN(0,VLOOKUP($E114,OLTC_Taps!$D$147:$H$173,6-1,FALSE)+VLOOKUP($E114,OLTC_Taps!$D$147:$N$173,12-1,FALSE)*(W$87-$V$87+1)))*$U114","v":252},{"$f":"(1-MIN(0,VLOOKUP($E114,OLTC_Taps!$D$147:$H$173,6-1,FALSE)+VLOOKUP($E114,OLTC_Taps!$D$147:$N$173,12-1,FALSE)*(X$87-$V$87+1)))*$U114","v":252},{"$f":"(1-MIN(0,VLOOKUP($E114,OLTC_Taps!$D$147:$H$173,6-1,FALSE)+VLOOKUP($E114,OLTC_Taps!$D$147:$N$173,12-1,FALSE)*(Y$87-$V$87+1)))*$U114","v":252},{"$f":"(1-MIN(0,VLOOKUP($E114,OLTC_Taps!$D$147:$H$173,6-1,FALSE)+VLOOKUP($E114,OLTC_Taps!$D$147:$O$173,13-1,FALSE)*(Z$87-$V$87+1)))*$U114","v":252},{"$f":"(1-MIN(0,VLOOKUP($E114,OLTC_Taps!$D$147:$H$173,6-1,FALSE)+VLOOKUP($E114,OLTC_Taps!$D$147:$O$173,13-1,FALSE)*(AA$87-$V$87+1)))*$U114","v":252},{"$f":"(1-MIN(0,VLOOKUP($E114,OLTC_Taps!$D$147:$H$173,6-1,FALSE)+VLOOKUP($E114,OLTC_Taps!$D$147:$O$173,13-1,FALSE)*(AB$87-$V$87+1)))*$U114","v":252},{"$f":"(1-MIN(0,VLOOKUP($E114,OLTC_Taps!$D$147:$H$173,6-1,FALSE)+VLOOKUP($E114,OLTC_Taps!$D$147:$O$173,13-1,FALSE)*(AC$87-$V$87+1)))*$U114","v":252},{"$f":"(1-MIN(0,VLOOKUP($E114,OLTC_Taps!$D$147:$H$173,6-1,FALSE)+VLOOKUP($E114,OLTC_Taps!$D$147:$O$173,13-1,FALSE)*(AD$87-$V$87+1)))*$U114","v":252},{"$f":"(1-MIN(0,VLOOKUP($E114,OLTC_Taps!$D$147:$H$173,6-1,FALSE)+VLOOKUP($E114,OLTC_Taps!$D$147:$O$173,13-1,FALSE)*(AE$87-$V$87+1)))*$U114","v":252},null,{"$f":"SUMIFS(PV_Uptake!F$50:F$80,PV_Uptake!$D$50:$D$80,$E114)/$I$15*1000000","v":827.99997329711925},{"$f":"SUMIFS(PV_Uptake!G$50:G$80,PV_Uptake!$D$50:$D$80,$E114)/$I$15*1000000","v":995.05711878744034},{"$f":"SUMIFS(PV_Uptake!H$50:H$80,PV_Uptake!$D$50:$D$80,$E114)/$I$15*1000000","v":1167.9376116433048},{"$f":"SUMIFS(PV_Uptake!I$50:I$80,PV_Uptake!$D$50:$D$80,$E114)/$I$15*1000000","v":1334.722144994885},{"$f":"SUMIFS(PV_Uptake!J$50:J$80,PV_Uptake!$D$50:$D$80,$E114)/$I$15*1000000","v":1494.0120390715069},{"$f":"SUMIFS(PV_Uptake!K$50:K$80,PV_Uptake!$D$50:$D$80,$E114)/$I$15*1000000","v":1643.4932608217646},{"$f":"SUMIFS(PV_Uptake!L$50:L$80,PV_Uptake!$D$50:$D$80,$E114)/$I$15*1000000","v":1763.4050071027918},{"$f":"SUMIFS(PV_Uptake!M$50:M$80,PV_Uptake!$D$50:$D$80,$E114)/$I$15*1000000","v":1860.6753840143122},{"$f":"SUMIFS(PV_Uptake!N$50:N$80,PV_Uptake!$D$50:$D$80,$E114)/$I$15*1000000","v":1929.8559593199911},{"$f":"SUMIFS(PV_Uptake!O$50:O$80,PV_Uptake!$D$50:$D$80,$E114)/$I$15*1000000","v":1982.4617120800012},{"$f":"SUMIFS(PV_Uptake!P$50:P$80,PV_Uptake!$D$50:$D$80,$E114)/$I$15*1000000","v":2023.689988945089}]
[null,null,null,"TOTALS",null,null,null,null,{"$f":"SUM(I88:I114)","v":13796.171779546452},15972.992755860405,18814.50618784548,22080.644393005405,24540.859458366187,27238.893470567746,31871.430083960979,41063.771935362514,51601.126206512577,62273.194490327893,72017.812818879451,null,null,null,null,null,null,null,null,null,null,null,null,null,{"$f":"SUM(AG88:AG114)","v":57631.999731063843},66908.122636013184,76284.036115781273,85757.885842746109,95402.487225992401,105882.25535048968,115828.70195059429,125840.10341482045,134721.85519643078,143333.76919464636,152718.09924974656]
[]
[]
[]
[]
[]
[]
[]
[]
[]
[]
[]
[]
[]
[]
[]
[]
[]
[]
[]
[]
[]
[]
[]
[]
[]
[]
[]
[]
[]
[]
[]
[]
[]
[]
[null,"End"]

{"sheet":"Consumption","index":9,"n_rows":187,"n_cols":42,"rows_kept":187,"cut":false,"hidden":false,"merged":[]}
[null,null,null,"Voltage PQ Management Strategy",null,null,null,"Section Check:",{"$f":"IF(COUNTA($A$8:$A$314)=COUNTIF($A$8:$A$314,0),\"Ok\",\"Check\")","v":"Ok"},null,null,"Overall Check:","Ok",null,"Legend:","Input","Internal","Select","Calculation"]
[null,null,null,{"$f":"RIGHT(CELL(\"filename\",D1),LEN(CELL(\"filename\",D1))-FIND(\"]\",CELL(\"filename\",D1)))","v":"Consumption"},"Voltage-Consumption Model"]
[]
[]
[]
[null,"Copyright Jemena Limited. All rights reserved. Jemena is not liable for any loss caused by reliance on this document."]
[]
[null,"Voltage-Consumption Model"]
[]
[null,null,"Summary"]
[]
[null,null,null,"Appliance Type",null,null,null,null,"Nominal 230V","242V (5% over 230V)","253V (10% over 230V)","276V (20% over 230V)","Weight",null,null,"Source: Effects of Overvoltage on Power Consumption, Panagiotis Dimitriadis - Brunel University of London, 2015"]
[]
[null,null,null,"Voltage",null,null,null,null,230,{"$f":"I14*1.05","v":241.5},{"$f":"I14*1.1","v":253.00000000000003},{"$f":"I14*1.2","v":276}]
[null,null,null,"Legacy lighting",null,null,null,null,1,1.07,1.17,1.38,2.1378177926434247E-2]
[null,null,null,"Efficient lighting",null,null,null,null,1,1.04,1.08,1.1200000000000001,4.9583236684889564E-2]
[null,null,null,"Motors",null,null,null,null,1,1.03,1.08,1.26,0.10087517441055144]
[null,null,null,"Power electronics",null,null,null,null,1,1,1,1.08,0.57421561637456509]
[null,null,null,"Heating (Energy)",null,null,null,null,1,{"$f":"110%*11/12","v":1.0083333333333335},{"$f":"119%*10.3/12","v":1.0214166666666666},{"$f":"139%*9/12","v":1.0425},0.25394779460201583]
[null,null,null,"Heating (Power)",null,null,null,null,1,{"$f":"1.05^2","v":1.1025},{"$f":"1.1^2","v":1.2100000000000002},{"$f":"1.2^2","v":1.44}]
[null,null,null,"Aggregate Energy",null,null,null,null,{"$f":"SUMPRODUCT(I15:I19,$M$15:$M$19)","v":0.99999999999845612},{"$f":"SUMPRODUCT(J15:J19,$M$15:$M$19)","v":1.0086222887747023},{"$f":"SUMPRODUCT(K15:K19,$M$15:$M$19)","v":1.0211096784013118},{"$f":"SUMPRODUCT(L15:L19,$M$15:$M$19)","v":1.0970312719399822},{"$f":"SUM(M15:M20)","v":0.99999999999845612}]
[null,null,null,"Aggregate Power",null,null,null,null,{"$f":"SUMPRODUCT(I15:I18,$M$15:$M$18)+I20*$M$19","v":0.99999999999845612},{"$f":"SUMPRODUCT(J15:J18,$M$15:$M$18)+J20*$M$19","v":1.0325357060997253},{"$f":"SUMPRODUCT(K15:K18,$M$15:$M$18)+K20*$M$19","v":1.0690000000000088},{"$f":"SUMPRODUCT(L15:L18,$M$15:$M$18)+L20*$M$19","v":1.1979755202942834}]
[null,null,null,"Aggregate Power (NSP)",null,null,null,null,1,{"$f":"100%+$I$26*5%","v":1.0345},{"$f":"100%+$I$26*10%","v":1.069}]
[null,null,null,"Error",null,null,null,null,{"$f":"ABS(I22-I23)","v":1.5438761380437427E-12},{"$f":"ABS(J22-J23)","v":1.9642939002746385E-3},{"$f":"ABS(K22-K23)","v":8.8817841970012523E-15},null,{"$f":"SUM(I24:L24)","v":1.9642939018273964E-3}]
[]
[null,null,null,"Network weighted delta P / delta V",null,null,null,null,0.69,"% per %"]
[null,null,null,"Model tuning comparison",null,null,null,null,{"$f":"(K22-I22)/10*100","v":0.69000000001552708},"% per %"]
[null,null,null,"Source: United Energy Demand Response Project Performance Report - Milestone 2, ARENA Doc. No. G00924 - 2 8th Feb 2018, Chapter 4"]
[]
[null,null,null,"Voltage",null,null,null,null,"Energy Increase"]
[null,null,null,{"$f":"I12","v":"Nominal 230V"},null,null,null,null,0]
[null,null,null,{"$f":"J12","v":"242V (5% over 230V)"},null,null,null,null,{"$f":"J21-I21","v":8.6222887762461564E-3}]
[null,null,null,{"$f":"K12","v":"253V (10% over 230V)"},null,null,null,null,{"$f":"K21-I21","v":2.1109678402855714E-2}]
[null,null,null,{"$f":"L12","v":"276V (20% over 230V)"},null,null,null,null,{"$f":"L21-I21","v":9.7031271941526054E-2}]
[]
[null,null,null,"per % Voltage rise",null,null,null,null,{"$f":"(I34-I33)/10","v":7.592159353867034E-3}]
[null,null,null,"per Volt rise",null,null,null,null,{"$f":"(I34-I33)/(10%*230)","v":3.300938849507406E-3}]
[]
[]
[]
[]
[]
[]
[]
[]
[]
[]
[]
[]
[null,null,null,null,null,null,null,null,"Heating (resistive) load - Power Consumption",null,null,null,null,null,null,null,null,null,null,"Incandescent load - Power Consumption",null,null,null,null,null,null,null,null,null,"Motor load - Power Consumption"]
[]
[]
[]
[]
[]
[]
[]
[]
[]
[]
[]
[]
[]
[]
[]
[]
[]
[]
[]
[null,null,null,null,null,null,null,null,"Heating (resistive) load - Time Reduction",null,null,null,null,null,null,null,null,null,null,"Fluorescent load - Power Consumption",null,null,null,null,null,null,null,null,null,"CFL load - Power Consumption"]
[]
[]
[]
[]
[]
[]
[]
[]
[]
[]
[]
[]
[]
[]
[]
[]
[]
[]
[]
[]
[]
[]
[]
[]
[]
[]
[]
[]
[]
[]
[]
[]
[]
[]
[]
[]
[]
[]
[]
[]
[]
[]
[]
[]
[]
[]
[]
[]
[]
[]
[]
[]
[null,null,null,null,null,null,null,"Increased Energy Consumption MWh",null,null,null,null,null,null,null,null,null,null,null,"V99%",null,null,null,null,null,null,null,null,null,null,null,"% Over-voltage"]
[null,null,null,null,"ZSS","2022-06-30","GWh pa",{"$f":"PV_Uptake!F49","v":"2023 Actual"},{"$f":"PV_Uptake!G49","v":2024},{"$f":"PV_Uptake!H49","v":2025},{"$f":"PV_Uptake!I49","v":2026},{"$f":"PV_Uptake!J49","v":2027},{"$f":"PV_Uptake!K49","v":2028},{"$f":"PV_Uptake!L49","v":2029},{"$f":"PV_Uptake!M49","v":2030},{"$f":"PV_Uptake!N49","v":2031},{"$f":"PV_Uptake!O49","v":2032},{"$f":"PV_Uptake!P49","v":2033},null,{"$f":"H124","v":"2023 Actual"},2024,2025,2026,2027,2028,2029,2030,2031,2032,2033,null,{"$f":"T124","v":"2023 Actual"},2024,2025,2026,2027,2028,2029,2030,2031,2032,2033]
[null,null,null,{"$f":"IF(LEN(E125)=2,E125&\"0\",E125)","v":"TH0"},"TH",35005,99.805912059230835,{"$f":"$G125*1000*$I$37*MAX(0,T125-253)/3*AF125","v":79.681966260769912},{"$f":"$G125*1000*$I$37*MAX(0,U125-253)/3*AG125","v":79.681966260769912},{"$f":"$G125*1000*$I$37*MAX(0,V125-253)/3*AH125","v":79.681966260769912},{"$f":"$G125*1000*$I$37*MAX(0,W125-253)/3*AI125","v":79.681966260769912},{"$f":"$G125*1000*$I$37*MAX(0,X125-253)/3*AJ125","v":79.681966260769912},{"$f":"$G125*1000*$I$37*MAX(0,Y125-253)/3*AK125","v":79.681966260769912},{"$f":"$G125*1000*$I$37*MAX(0,Z125-253)/3*AL125","v":79.681966260769912},{"$f":"$G125*1000*$I$37*MAX(0,AA125-253)/3*AM125","v":79.681966260769912},{"$f":"$G125*1000*$I$37*MAX(0,AB125-253)/3*AN125","v":79.681966260769912},{"$f":"$G125*1000*$I$37*MAX(0,AC125-253)/3*AO125","v":79.681966260769912},{"$f":"$G125*1000*$I$37*MAX(0,AD125-253)/3*AP125","v":79.681966260769912},null,{"$f":"VLOOKUP($E125,Curtailment!$E$88:U$114,COLUMN(R$124)-1,FALSE)","v":256.57852076993447},{"$f":"VLOOKUP($E125,Curtailment!$E$88:V$114,COLUMN(S$124)-1,FALSE)","v":256.57852076993447},{"$f":"VLOOKUP($E125,Curtailment!$E$88:W$114,COLUMN(T$124)-1,FALSE)","v":256.57852076993447},{"$f":"VLOOKUP($E125,Curtailment!$E$88:X$114,COLUMN(U$124)-1,FALSE)","v":256.57852076993447},{"$f":"VLOOKUP($E125,Curtailment!$E$88:Y$114,COLUMN(V$124)-1,FALSE)","v":256.57852076993447},{"$f":"VLOOKUP($E125,Curtailment!$E$88:Z$114,COLUMN(W$124)-1,FALSE)","v":256.57852076993447},{"$f":"VLOOKUP($E125,Curtailment!$E$88:AA$114,COLUMN(X$124)-1,FALSE)","v":256.57852076993447},{"$f":"VLOOKUP($E125,Curtailment!$E$88:AB$114,COLUMN(Y$124)-1,FALSE)","v":256.57852076993447},{"$f":"VLOOKUP($E125,Curtailment!$E$88:AC$114,COLUMN(Z$124)-1,FALSE)","v":256.57852076993447},{"$f":"VLOOKUP($E125,Curtailment!$E$88:AD$114,COLUMN(AA$124)-1,FALSE)","v":256.57852076993447},{"$f":"VLOOKUP($E125,Curtailment!$E$88:AE$114,COLUMN(AB$124)-1,FALSE)","v":256.57852076993447},null,{"$f":"VLOOKUP($D125,Table!$A$4:$M$34,COLUMN(Table!M:M),FALSE)","v":0.20276080561212945},{"$f":"COUNTIFS('03Jan21'!$E:$E,\">\"&253-U125+$T125,'03Jan21'!$D:$D,$D125)/COUNTIF('03Jan21'!$D:$D,$D125)","v":0.20276080561212945},{"$f":"COUNTIFS('03Jan21'!$E:$E,\">\"&253-V125+$T125,'03Jan21'!$D:$D,$D125)/COUNTIF('03Jan21'!$D:$D,$D125)","v":0.20276080561212945},{"$f":"COUNTIFS('03Jan21'!$E:$E,\">\"&253-W125+$T125,'03Jan21'!$D:$D,$D125)/COUNTIF('03Jan21'!$D:$D,$D125)","v":0.20276080561212945},{"$f":"COUNTIFS('03Jan21'!$E:$E,\">\"&253-X125+$T125,'03Jan21'!$D:$D,$D125)/COUNTIF('03Jan21'!$D:$D,$D125)","v":0.20276080561212945},{"$f":"COUNTIFS('03Jan21'!$E:$E,\">\"&253-Y125+$T125,'03Jan21'!$D:$D,$D125)/COUNTIF('03Jan21'!$D:$D,$D125)","v":0.20276080561212945},{"$f":"COUNTIFS('03Jan21'!$E:$E,\">\"&253-Z125+$T125,'03Jan21'!$D:$D,$D125)/COUNTIF('03Jan21'!$D:$D,$D125)","v":0.20276080561212945},{"$f":"COUNTIFS('03Jan21'!$E:$E,\">\"&253-AA125+$T125,'03Jan21'!$D:$D,$D125)/COUNTIF('03Jan21'!$D:$D,$D125)","v":0.20276080561212945},{"$f":"COUNTIFS('03Jan21'!$E:$E,\">\"&253-AB125+$T125,'03Jan21'!$D:$D,$D125)/COUNTIF('03Jan21'!$D:$D,$D125)","v":0.20276080561212945},{"$f":"COUNTIFS('03Jan21'!$E:$E,\">\"&253-AC125+$T125,'03Jan21'!$D:$D,$D125)/COUNTIF('03Jan21'!$D:$D,$D125)","v":0.20276080561212945},{"$f":"COUNTIFS('03Jan21'!$E:$E,\">\"&253-AD125+$T125,'03Jan21'!$D:$D,$D125)/COUNTIF('03Jan21'!$D:$D,$D125)","v":0.20276080561212945}]
[null,null,null,"PV0","PV",35005,113.22600676339457,71.130912966914295,71.130912966914295,71.130912966914295,71.130912966914295,71.130912966914295,71.130912966914295,71.130912966914295,71.130912966914295,71.130912966914295,71.130912966914295,71.130912966914295,null,{"$f":"VLOOKUP($E126,Curtailment!$E$88:U$114,COLUMN(R$124)-1,FALSE)","v":257},{"$f":"VLOOKUP($E126,Curtailment!$E$88:V$114,COLUMN(S$124)-1,FALSE)","v":257},{"$f":"VLOOKUP($E126,Curtailment!$E$88:W$114,COLUMN(T$124)-1,FALSE)","v":257},{"$f":"VLOOKUP($E126,Curtailment!$E$88:X$114,COLUMN(U$124)-1,FALSE)","v":257},{"$f":"VLOOKUP($E126,Curtailment!$E$88:Y$114,COLUMN(V$124)-1,FALSE)","v":257},{"$f":"VLOOKUP($E126,Curtailment!$E$88:Z$114,COLUMN(W$124)-1,FALSE)","v":257},{"$f":"VLOOKUP($E126,Curtailment!$E$88:AA$114,COLUMN(X$124)-1,FALSE)","v":257},{"$f":"VLOOKUP($E126,Curtailment!$E$88:AB$114,COLUMN(Y$124)-1,FALSE)","v":257},{"$f":"VLOOKUP($E126,Curtailment!$E$88:AC$114,COLUMN(Z$124)-1,FALSE)","v":257},{"$f":"VLOOKUP($E126,Curtailment!$E$88:AD$114,COLUMN(AA$124)-1,FALSE)","v":257},{"$f":"VLOOKUP($E126,Curtailment!$E$88:AE$114,COLUMN(AB$124)-1,FALSE)","v":257},null,{"$f":"VLOOKUP($D126,Table!$A$4:$M$34,COLUMN(Table!M:M),FALSE)","v":0.14273680663774585},{"$f":"COUNTIFS('03Jan21'!$E:$E,\">\"&253-U126+$T126,'03Jan21'!$D:$D,$D126)/COUNTIF('03Jan21'!$D:$D,$D126)","v":0.14273680663774585},{"$f":"COUNTIFS('03Jan21'!$E:$E,\">\"&253-V126+$T126,'03Jan21'!$D:$D,$D126)/COUNTIF('03Jan21'!$D:$D,$D126)","v":0.14273680663774585},{"$f":"COUNTIFS('03Jan21'!$E:$E,\">\"&253-W126+$T126,'03Jan21'!$D:$D,$D126)/COUNTIF('03Jan21'!$D:$D,$D126)","v":0.14273680663774585},{"$f":"COUNTIFS('03Jan21'!$E:$E,\">\"&253-X126+$T126,'03Jan21'!$D:$D,$D126)/COUNTIF('03Jan21'!$D:$D,$D126)","v":0.14273680663774585},{"$f":"COUNTIFS('03Jan21'!$E:$E,\">\"&253-Y126+$T126,'03Jan21'!$D:$D,$D126)/COUNTIF('03Jan21'!$D:$D,$D126)","v":0.14273680663774585},{"$f":"COUNTIFS('03Jan21'!$E:$E,\">\"&253-Z126+$T126,'03Jan21'!$D:$D,$D126)/COUNTIF('03Jan21'!$D:$D,$D126)","v":0.14273680663774585},{"$f":"COUNTIFS('03Jan21'!$E:$E,\">\"&253-AA126+$T126,'03Jan21'!$D:$D,$D126)/COUNTIF('03Jan21'!$D:$D,$D126)","v":0.14273680663774585},{"$f":"COUNTIFS('03Jan21'!$E:$E,\">\"&253-AB126+$T126,'03Jan21'!$D:$D,$D126)/COUNTIF('03Jan21'!$D:$D,$D126)","v":0.14273680663774585},{"$f":"COUNTIFS('03Jan21'!$E:$E,\">\"&253-AC126+$T126,'03Jan21'!$D:$D,$D126)/COUNTIF('03Jan21'!$D:$D,$D126)","v":0.14273680663774585},{"$f":"COUNTIFS('03Jan21'!$E:$E,\">\"&253-AD126+$T126,'03Jan21'!$D:$D,$D126)/COUNTIF('03Jan21'!$D:$D,$D126)","v":0.14273680663774585}]
[null,null,null,"CS0","CS",35005,140.43792455264381,58.315236997460836,58.315236997460836,58.315236997460836,58.315236997460836,58.315236997460836,58.315236997460836,58.315236997460836,58.315236997460836,58.315236997460836,58.315236997460836,58.315236997460836,null,{"$f":"VLOOKUP($E127,Curtailment!$E$88:U$114,COLUMN(R$124)-1,FALSE)","v":256.23853352444286},{"$f":"VLOOKUP($E127,Curtailment!$E$88:V$114,COLUMN(S$124)-1,FALSE)","v":256.23853352444286},{"$f":"VLOOKUP($E127,Curtailment!$E$88:W$114,COLUMN(T$124)-1,FALSE)","v":256.23853352444286},{"$f":"VLOOKUP($E127,Curtailment!$E$88:X$114,COLUMN(U$124)-1,FALSE)","v":256.23853352444286},{"$f":"VLOOKUP($E127,Curtailment!$E$88:Y$114,COLUMN(V$124)-1,FALSE)","v":256.23853352444286},{"$f":"VLOOKUP($E127,Curtailment!$E$88:Z$114,COLUMN(W$124)-1,FALSE)","v":256.23853352444286},{"$f":"VLOOKUP($E127,Curtailment!$E$88:AA$114,COLUMN(X$124)-1,FALSE)","v":256.23853352444286},{"$f":"VLOOKUP($E127,Curtailment!$E$88:AB$114,COLUMN(Y$124)-1,FALSE)","v":256.23853352444286},{"$f":"VLOOKUP($E127,Curtailment!$E$88:AC$114,COLUMN(Z$124)-1,FALSE)","v":256.23853352444286},{"$f":"VLOOKUP($E127,Curtailment!$E$88:AD$114,COLUMN(AA$124)-1,FALSE)","v":256.23853352444286},{"$f":"VLOOKUP($E127,Curtailment!$E$88:AE$114,COLUMN(AB$124)-1,FALSE)","v":256.23853352444286},null,{"$f":"VLOOKUP($D127,Table!$A$4:$M$34,COLUMN(Table!M:M),FALSE)","v":0.11652873204247345},{"$f":"COUNTIFS('03Jan21'!$E:$E,\">\"&253-U127+$T127,'03Jan21'!$D:$D,$D127)/COUNTIF('03Jan21'!$D:$D,$D127)","v":0.11652873204247345},{"$f":"COUNTIFS('03Jan21'!$E:$E,\">\"&253-V127+$T127,'03Jan21'!$D:$D,$D127)/COUNTIF('03Jan21'!$D:$D,$D127)","v":0.11652873204247345},{"$f":"COUNTIFS('03Jan21'!$E:$E,\">\"&253-W127+$T127,'03Jan21'!$D:$D,$D127)/COUNTIF('03Jan21'!$D:$D,$D127)","v":0.11652873204247345},{"$f":"COUNTIFS('03Jan21'!$E:$E,\">\"&253-X127+$T127,'03Jan21'!$D:$D,$D127)/COUNTIF('03Jan21'!$D:$D,$D127)","v":0.11652873204247345},{"$f":"COUNTIFS('03Jan21'!$E:$E,\">\"&253-Y127+$T127,'03Jan21'!$D:$D,$D127)/COUNTIF('03Jan21'!$D:$D,$D127)","v":0.11652873204247345},{"$f":"COUNTIFS('03Jan21'!$E:$E,\">\"&253-Z127+$T127,'03Jan21'!$D:$D,$D127)/COUNTIF('03Jan21'!$D:$D,$D127)","v":0.11652873204247345},{"$f":"COUNTIFS('03Jan21'!$E:$E,\">\"&253-AA127+$T127,'03Jan21'!$D:$D,$D127)/COUNTIF('03Jan21'!$D:$D,$D127)","v":0.11652873204247345},{"$f":"COUNTIFS('03Jan21'!$E:$E,\">\"&253-AB127+$T127,'03Jan21'!$D:$D,$D127)/COUNTIF('03Jan21'!$D:$D,$D127)","v":0.11652873204247345},{"$f":"COUNTIFS('03Jan21'!$E:$E,\">\"&253-AC127+$T127,'03Jan21'!$D:$D,$D127)/COUNTIF('03Jan21'!$D:$D,$D127)","v":0.11652873204247345},{"$f":"COUNTIFS('03Jan21'!$E:$E,\">\"&253-AD127+$T127,'03Jan21'!$D:$D,$D127)/COUNTIF('03Jan21'!$D:$D,$D127)","v":0.11652873204247345}]
[null,null,null,"NT0","NT",35005,107.02153174500857,32.814175080524386,32.814175080524386,32.814175080524386,32.814175080524386,32.814175080524386,32.814175080524386,32.814175080524386,32.814175080524386,32.814175080524386,32.814175080524386,32.814175080524386,null,{"$f":"VLOOKUP($E128,Curtailment!$E$88:U$114,COLUMN(R$124)-1,FALSE)","v":256.22170636594637},{"$f":"VLOOKUP($E128,Curtailment!$E$88:V$114,COLUMN(S$124)-1,FALSE)","v":256.22170636594637},{"$f":"VLOOKUP($E128,Curtailment!$E$88:W$114,COLUMN(T$124)-1,FALSE)","v":256.22170636594637},{"$f":"VLOOKUP($E128,Curtailment!$E$88:X$114,COLUMN(U$124)-1,FALSE)","v":256.22170636594637},{"$f":"VLOOKUP($E128,Curtailment!$E$88:Y$114,COLUMN(V$124)-1,FALSE)","v":256.22170636594637},{"$f":"VLOOKUP($E128,Curtailment!$E$88:Z$114,COLUMN(W$124)-1,FALSE)","v":256.22170636594637},{"$f":"VLOOKUP($E128,Curtailment!$E$88:AA$114,COLUMN(X$124)-1,FALSE)","v":256.22170636594637},{"$f":"VLOOKUP($E128,Curtailment!$E$88:AB$114,COLUMN(Y$124)-1,FALSE)","v":256.22170636594637},{"$f":"VLOOKUP($E128,Curtailment!$E$88:AC$114,COLUMN(Z$124)-1,FALSE)","v":256.22170636594637},{"$f":"VLOOKUP($E128,Curtailment!$E$88:AD$114,COLUMN(AA$124)-1,FALSE)","v":256.22170636594637},{"$f":"VLOOKUP($E128,Curtailment!$E$88:AE$114,COLUMN(AB$124)-1,FALSE)","v":256.22170636594637},null,{"$f":"VLOOKUP($D128,Table!$A$4:$M$34,COLUMN(Table!M:M),FALSE)","v":8.6494431567640903E-2},{"$f":"COUNTIFS('03Jan21'!$E:$E,\">\"&253-U128+$T128,'03Jan21'!$D:$D,$D128)/COUNTIF('03Jan21'!$D:$D,$D128)","v":8.6494431567640903E-2},{"$f":"COUNTIFS('03Jan21'!$E:$E,\">\"&253-V128+$T128,'03Jan21'!$D:$D,$D128)/COUNTIF('03Jan21'!$D:$D,$D128)","v":8.6494431567640903E-2},{"$f":"COUNTIFS('03Jan21'!$E:$E,\">\"&253-W128+$T128,'03Jan21'!$D:$D,$D128)/COUNTIF('03Jan21'!$D:$D,$D128)","v":8.6494431567640903E-2},{"$f":"COUNTIFS('03Jan21'!$E:$E,\">\"&253-X128+$T128,'03Jan21'!$D:$D,$D128)/COUNTIF('03Jan21'!$D:$D,$D128)","v":8.6494431567640903E-2},{"$f":"COUNTIFS('03Jan21'!$E:$E,\">\"&253-Y128+$T128,'03Jan21'!$D:$D,$D128)/COUNTIF('03Jan21'!$D:$D,$D128)","v":8.6494431567640903E-2},{"$f":"COUNTIFS('03Jan21'!$E:$E,\">\"&253-Z128+$T128,'03Jan21'!$D:$D,$D128)/COUNTIF('03Jan21'!$D:$D,$D128)","v":8.6494431567640903E-2},{"$f":"COUNTIFS('03Jan21'!$E:$E,\">\"&253-AA128+$T128,'03Jan21'!$D:$D,$D128)/COUNTIF('03Jan21'!$D:$D,$D128)","v":8.6494431567640903E-2},{"$f":"COUNTIFS('03Jan21'!$E:$E,\">\"&253-AB128+$T128,'03Jan21'!$D:$D,$D128)/COUNTIF('03Jan21'!$D:$D,$D128)","v":8.6494431567640903E-2},{"$f":"COUNTIFS('03Jan21'!$E:$E,\">\"&253-AC128+$T128,'03Jan21'!$D:$D,$D128)/COUNTIF('03Jan21'!$D:$D,$D128)","v":8.6494431567640903E-2},{"$f":"COUNTIFS('03Jan21'!$E:$E,\">\"&253-AD128+$T128,'03Jan21'!$D:$D,$D128)/COUNTIF('03Jan21'!$D:$D,$D128)","v":8.6494431567640903E-2}]
[null,null,null,"FW0","FW",35005,159.2789111910009,25.685701001412387,25.685701001412387,25.685701001412387,25.685701001412387,25.685701001412387,25.685701001412387,25.685701001412387,25.685701001412387,25.685701001412387,25.685701001412387,25.685701001412387,null,{"$f":"VLOOKUP($E129,Curtailment!$E$88:U$114,COLUMN(R$124)-1,FALSE)","v":255.44572824391039},{"$f":"VLOOKUP($E129,Curtailment!$E$88:V$114,COLUMN(S$124)-1,FALSE)","v":255.44572824391039},{"$f":"VLOOKUP($E129,Curtailment!$E$88:W$114,COLUMN(T$124)-1,FALSE)","v":255.44572824391039},{"$f":"VLOOKUP($E129,Curtailment!$E$88:X$114,COLUMN(U$124)-1,FALSE)","v":255.44572824391039},{"$f":"VLOOKUP($E129,Curtailment!$E$88:Y$114,COLUMN(V$124)-1,FALSE)","v":255.44572824391039},{"$f":"VLOOKUP($E129,Curtailment!$E$88:Z$114,COLUMN(W$124)-1,FALSE)","v":255.44572824391039},{"$f":"VLOOKUP($E129,Curtailment!$E$88:AA$114,COLUMN(X$124)-1,FALSE)","v":255.44572824391039},{"$f":"VLOOKUP($E129,Curtailment!$E$88:AB$114,COLUMN(Y$124)-1,FALSE)","v":255.44572824391039},{"$f":"VLOOKUP($E129,Curtailment!$E$88:AC$114,COLUMN(Z$124)-1,FALSE)","v":255.44572824391039},{"$f":"VLOOKUP($E129,Curtailment!$E$88:AD$114,COLUMN(AA$124)-1,FALSE)","v":255.44572824391039},{"$f":"VLOOKUP($E129,Curtailment!$E$88:AE$114,COLUMN(AB$124)-1,FALSE)","v":255.44572824391039},null,{"$f":"VLOOKUP($D129,Table!$A$4:$M$34,COLUMN(Table!M:M),FALSE)","v":5.9925093632958802E-2},{"$f":"COUNTIFS('03Jan21'!$E:$E,\">\"&253-U129+$T129,'03Jan21'!$D:$D,$D129)/COUNTIF('03Jan21'!$D:$D,$D129)","v":5.9925093632958802E-2},{"$f":"COUNTIFS('03Jan21'!$E:$E,\">\"&253-V129+$T129,'03Jan21'!$D:$D,$D129)/COUNTIF('03Jan21'!$D:$D,$D129)","v":5.9925093632958802E-2},{"$f":"COUNTIFS('03Jan21'!$E:$E,\">\"&253-W129+$T129,'03Jan21'!$D:$D,$D129)/COUNTIF('03Jan21'!$D:$D,$D129)","v":5.9925093632958802E-2},{"$f":"COUNTIFS('03Jan21'!$E:$E,\">\"&253-X129+$T129,'03Jan21'!$D:$D,$D129)/COUNTIF('03Jan21'!$D:$D,$D129)","v":5.9925093632958802E-2},{"$f":"COUNTIFS('03Jan21'!$E:$E,\">\"&253-Y129+$T129,'03Jan21'!$D:$D,$D129)/COUNTIF('03Jan21'!$D:$D,$D129)","v":5.9925093632958802E-2},{"$f":"COUNTIFS('03Jan21'!$E:$E,\">\"&253-Z129+$T129,'03Jan21'!$D:$D,$D129)/COUNTIF('03Jan21'!$D:$D,$D129)","v":5.9925093632958802E-2},{"$f":"COUNTIFS('03Jan21'!$E:$E,\">\"&253-AA129+$T129,'03Jan21'!$D:$D,$D129)/COUNTIF('03Jan21'!$D:$D,$D129)","v":5.9925093632958802E-2},{"$f":"COUNTIFS('03Jan21'!$E:$E,\">\"&253-AB129+$T129,'03Jan21'!$D:$D,$D129)/COUNTIF('03Jan21'!$D:$D,$D129)","v":5.9925093632958802E-2},{"$f":"COUNTIFS('03Jan21'!$E:$E,\">\"&253-AC129+$T129,'03Jan21'!$D:$D,$D129)/COUNTIF('03Jan21'!$D:$D,$D129)","v":5.9925093632958802E-2},{"$f":"COUNTIFS('03Jan21'!$E:$E,\">\"&253-AD129+$T129,'03Jan21'!$D:$D,$D129)/COUNTIF('03Jan21'!$D:$D,$D129)","v":5.9925093632958802E-2}]
[null,null,null,"NH0","NH",35005,219.16470422450607,25.187733790577841,25.187733790577841,25.187733790577841,25.187733790577841,25.187733790577841,25.187733790577841,25.187733790577841,25.187733790577841,25.187733790577841,25.187733790577841,25.187733790577841,null,{"$f":"VLOOKUP($E130,Curtailment!$E$88:U$114,COLUMN(R$124)-1,FALSE)","v":255.57240583879477},{"$f":"VLOOKUP($E130,Curtailment!$E$88:V$114,COLUMN(S$124)-1,FALSE)","v":255.57240583879477},{"$f":"VLOOKUP($E130,Curtailment!$E$88:W$114,COLUMN(T$124)-1,FALSE)","v":255.57240583879477},{"$f":"VLOOKUP($E130,Curtailment!$E$88:X$114,COLUMN(U$124)-1,FALSE)","v":255.57240583879477},{"$f":"VLOOKUP($E130,Curtailment!$E$88:Y$114,COLUMN(V$124)-1,FALSE)","v":255.57240583879477},{"$f":"VLOOKUP($E130,Curtailment!$E$88:Z$114,COLUMN(W$124)-1,FALSE)","v":255.57240583879477},{"$f":"VLOOKUP($E130,Curtailment!$E$88:AA$114,COLUMN(X$124)-1,FALSE)","v":255.57240583879477},{"$f":"VLOOKUP($E130,Curtailment!$E$88:AB$114,COLUMN(Y$124)-1,FALSE)","v":255.57240583879477},{"$f":"VLOOKUP($E130,Curtailment!$E$88:AC$114,COLUMN(Z$124)-1,FALSE)","v":255.57240583879477},{"$f":"VLOOKUP($E130,Curtailment!$E$88:AD$114,COLUMN(AA$124)-1,FALSE)","v":255.57240583879477},{"$f":"VLOOKUP($E130,Curtailment!$E$88:AE$114,COLUMN(AB$124)-1,FALSE)","v":255.57240583879477},null,{"$f":"VLOOKUP($D130,Table!$A$4:$M$34,COLUMN(Table!M:M),FALSE)","v":4.0603434440699727E-2},{"$f":"COUNTIFS('03Jan21'!$E:$E,\">\"&253-U130+$T130,'03Jan21'!$D:$D,$D130)/COUNTIF('03Jan21'!$D:$D,$D130)","v":4.0603434440699727E-2},{"$f":"COUNTIFS('03Jan21'!$E:$E,\">\"&253-V130+$T130,'03Jan21'!$D:$D,$D130)/COUNTIF('03Jan21'!$D:$D,$D130)","v":4.0603434440699727E-2},{"$f":"COUNTIFS('03Jan21'!$E:$E,\">\"&253-W130+$T130,'03Jan21'!$D:$D,$D130)/COUNTIF('03Jan21'!$D:$D,$D130)","v":4.0603434440699727E-2},{"$f":"COUNTIFS('03Jan21'!$E:$E,\">\"&253-X130+$T130,'03Jan21'!$D:$D,$D130)/COUNTIF('03Jan21'!$D:$D,$D130)","v":4.0603434440699727E-2},{"$f":"COUNTIFS('03Jan21'!$E:$E,\">\"&253-Y130+$T130,'03Jan21'!$D:$D,$D130)/COUNTIF('03Jan21'!$D:$D,$D130)","v":4.0603434440699727E-2},{"$f":"COUNTIFS('03Jan21'!$E:$E,\">\"&253-Z130+$T130,'03Jan21'!$D:$D,$D130)/COUNTIF('03Jan21'!$D:$D,$D130)","v":4.0603434440699727E-2},{"$f":"COUNTIFS('03Jan21'!$E:$E,\">\"&253-AA130+$T130,'03Jan21'!$D:$D,$D130)/COUNTIF('03Jan21'!$D:$D,$D130)","v":4.0603434440699727E-2},{"$f":"COUNTIFS('03Jan21'!$E:$E,\">\"&253-AB130+$T130,'03Jan21'!$D:$D,$D130)/COUNTIF('03Jan21'!$D:$D,$D130)","v":4.0603434440699727E-2},{"$f":"COUNTIFS('03Jan21'!$E:$E,\">\"&253-AC130+$T130,'03Jan21'!$D:$D,$D130)/COUNTIF('03Jan21'!$D:$D,$D130)","v":4.0603434440699727E-2},{"$f":"COUNTIFS('03Jan21'!$E:$E,\">\"&253-AD130+$T130,'03Jan21'!$D:$D,$D130)/COUNTIF('03Jan21'!$D:$D,$D130)","v":4.0603434440699727E-2}]
[null,null,null,"EP0","EP B",35005,50.195806406945302,23.797518975475935,23.797518975475935,23.797518975475935,23.797518975475935,23.797518975475935,23.797518975475935,23.797518975475935,23.797518975475935,23.797518975475935,23.797518975475935,23.797518975475935,null,{"$f":"VLOOKUP($E131,Curtailment!$E$88:U$114,COLUMN(R$124)-1,FALSE)","v":257.73684485716223},{"$f":"VLOOKUP($E131,Curtailment!$E$88:V$114,COLUMN(S$124)-1,FALSE)","v":257.73684485716223},{"$f":"VLOOKUP($E131,Curtailment!$E$88:W$114,COLUMN(T$124)-1,FALSE)","v":257.73684485716223},{"$f":"VLOOKUP($E131,Curtailment!$E$88:X$114,COLUMN(U$124)-1,FALSE)","v":257.73684485716223},{"$f":"VLOOKUP($E131,Curtailment!$E$88:Y$114,COLUMN(V$124)-1,FALSE)","v":257.73684485716223},{"$f":"VLOOKUP($E131,Curtailment!$E$88:Z$114,COLUMN(W$124)-1,FALSE)","v":257.73684485716223},{"$f":"VLOOKUP($E131,Curtailment!$E$88:AA$114,COLUMN(X$124)-1,FALSE)","v":257.73684485716223},{"$f":"VLOOKUP($E131,Curtailment!$E$88:AB$114,COLUMN(Y$124)-1,FALSE)","v":257.73684485716223},{"$f":"VLOOKUP($E131,Curtailment!$E$88:AC$114,COLUMN(Z$124)-1,FALSE)","v":257.73684485716223},{"$f":"VLOOKUP($E131,Curtailment!$E$88:AD$114,COLUMN(AA$124)-1,FALSE)","v":257.73684485716223},{"$f":"VLOOKUP($E131,Curtailment!$E$88:AE$114,COLUMN(AB$124)-1,FALSE)","v":257.73684485716223},null,{"$f":"VLOOKUP($D131,Table!$A$4:$M$34,COLUMN(Table!M:M),FALSE)","v":9.0961761297798371E-2},{"$f":"COUNTIFS('03Jan21'!$E:$E,\">\"&253-U131+$T131,'03Jan21'!$D:$D,$D131)/COUNTIF('03Jan21'!$D:$D,$D131)","v":9.0961761297798371E-2},{"$f":"COUNTIFS('03Jan21'!$E:$E,\">\"&253-V131+$T131,'03Jan21'!$D:$D,$D131)/COUNTIF('03Jan21'!$D:$D,$D131)","v":9.0961761297798371E-2},{"$f":"COUNTIFS('03Jan21'!$E:$E,\">\"&253-W131+$T131,'03Jan21'!$D:$D,$D131)/COUNTIF('03Jan21'!$D:$D,$D131)","v":9.0961761297798371E-2},{"$f":"COUNTIFS('03Jan21'!$E:$E,\">\"&253-X131+$T131,'03Jan21'!$D:$D,$D131)/COUNTIF('03Jan21'!$D:$D,$D131)","v":9.0961761297798371E-2},{"$f":"COUNTIFS('03Jan21'!$E:$E,\">\"&253-Y131+$T131,'03Jan21'!$D:$D,$D131)/COUNTIF('03Jan21'!$D:$D,$D131)","v":9.0961761297798371E-2},{"$f":"COUNTIFS('03Jan21'!$E:$E,\">\"&253-Z131+$T131,'03Jan21'!$D:$D,$D131)/COUNTIF('03Jan21'!$D:$D,$D131)","v":9.0961761297798371E-2},{"$f":"COUNTIFS('03Jan21'!$E:$E,\">\"&253-AA131+$T131,'03Jan21'!$D:$D,$D131)/COUNTIF('03Jan21'!$D:$D,$D131)","v":9.0961761297798371E-2},{"$f":"COUNTIFS('03Jan21'!$E:$E,\">\"&253-AB131+$T131,'03Jan21'!$D:$D,$D131)/COUNTIF('03Jan21'!$D:$D,$D131)","v":9.0961761297798371E-2},{"$f":"COUNTIFS('03Jan21'!$E:$E,\">\"&253-AC131+$T131,'03Jan21'!$D:$D,$D131)/COUNTIF('03Jan21'!$D:$D,$D131)","v":9.0961761297798371E-2},{"$f":"COUNTIFS('03Jan21'!$E:$E,\">\"&253-AD131+$T131,'03Jan21'!$D:$D,$D131)/COUNTIF('03Jan21'!$D:$D,$D131)","v":9.0961761297798371E-2}]
[null,null,null,{"$f":"IF(LEN(E132)=2,E132&\"0\",E132)","v":"BY0"},"BY",35005,85.593286800625705,23.24904734870162,23.24904734870162,23.24904734870162,23.24904734870162,23.24904734870162,23.24904734870162,23.24904734870162,23.24904734870162,23.24904734870162,23.24904734870162,23.24904734870162,null,{"$f":"VLOOKUP($E132,Curtailment!$E$88:U$114,COLUMN(R$124)-1,FALSE)","v":256.02873602885677},{"$f":"VLOOKUP($E132,Curtailment!$E$88:V$114,COLUMN(S$124)-1,FALSE)","v":256.02873602885677},{"$f":"VLOOKUP($E132,Curtailment!$E$88:W$114,COLUMN(T$124)-1,FALSE)","v":256.02873602885677},{"$f":"VLOOKUP($E132,Curtailment!$E$88:X$114,COLUMN(U$124)-1,FALSE)","v":256.02873602885677},{"$f":"VLOOKUP($E132,Curtailment!$E$88:Y$114,COLUMN(V$124)-1,FALSE)","v":256.02873602885677},{"$f":"VLOOKUP($E132,Curtailment!$E$88:Z$114,COLUMN(W$124)-1,FALSE)","v":256.02873602885677},{"$f":"VLOOKUP($E132,Curtailment!$E$88:AA$114,COLUMN(X$124)-1,FALSE)","v":256.02873602885677},{"$f":"VLOOKUP($E132,Curtailment!$E$88:AB$114,COLUMN(Y$124)-1,FALSE)","v":256.02873602885677},{"$f":"VLOOKUP($E132,Curtailment!$E$88:AC$114,COLUMN(Z$124)-1,FALSE)","v":256.02873602885677},{"$f":"VLOOKUP($E132,Curtailment!$E$88:AD$114,COLUMN(AA$124)-1,FALSE)","v":256.02873602885677},{"$f":"VLOOKUP($E132,Curtailment!$E$88:AE$114,COLUMN(AB$124)-1,FALSE)","v":256.02873602885677},null,{"$f":"VLOOKUP($D132,Table!$A$4:$M$34,COLUMN(Table!M:M),FALSE)","v":8.1505667816658453E-2},{"$f":"COUNTIFS('03Jan21'!$E:$E,\">\"&253-U132+$T132,'03Jan21'!$D:$D,$D132)/COUNTIF('03Jan21'!$D:$D,$D132)","v":8.1505667816658453E-2},{"$f":"COUNTIFS('03Jan21'!$E:$E,\">\"&253-V132+$T132,'03Jan21'!$D:$D,$D132)/COUNTIF('03Jan21'!$D:$D,$D132)","v":8.1505667816658453E-2},{"$f":"COUNTIFS('03Jan21'!$E:$E,\">\"&253-W132+$T132,'03Jan21'!$D:$D,$D132)/COUNTIF('03Jan21'!$D:$D,$D132)","v":8.1505667816658453E-2},{"$f":"COUNTIFS('03Jan21'!$E:$E,\">\"&253-X132+$T132,'03Jan21'!$D:$D,$D132)/COUNTIF('03Jan21'!$D:$D,$D132)","v":8.1505667816658453E-2},{"$f":"COUNTIFS('03Jan21'!$E:$E,\">\"&253-Y132+$T132,'03Jan21'!$D:$D,$D132)/COUNTIF('03Jan21'!$D:$D,$D132)","v":8.1505667816658453E-2},{"$f":"COUNTIFS('03Jan21'!$E:$E,\">\"&253-Z132+$T132,'03Jan21'!$D:$D,$D132)/COUNTIF('03Jan21'!$D:$D,$D132)","v":8.1505667816658453E-2},{"$f":"COUNTIFS('03Jan21'!$E:$E,\">\"&253-AA132+$T132,'03Jan21'!$D:$D,$D132)/COUNTIF('03Jan21'!$D:$D,$D132)","v":8.1505667816658453E-2},{"$f":"COUNTIFS('03Jan21'!$E:$E,\">\"&253-AB132+$T132,'03Jan21'!$D:$D,$D132)/COUNTIF('03Jan21'!$D:$D,$D132)","v":8.1505667816658453E-2},{"$f":"COUNTIFS('03Jan21'!$E:$E,\">\"&253-AC132+$T132,'03Jan21'!$D:$D,$D132)/COUNTIF('03Jan21'!$D:$D,$D132)","v":8.1505667816658453E-2},{"$f":"COUNTIFS('03Jan21'!$E:$E,\">\"&253-AD132+$T132,'03Jan21'!$D:$D,$D132)/COUNTIF('03Jan21'!$D:$D,$D132)","v":8.1505667816658453E-2}]
[null,null,null,{"$f":"IF(LEN(E133)=2,E133&\"0\",E133)","v":"ST0"},"ST",35005,322.66453647380047,19.910948285908223,19.910948285908223,19.910948285908223,19.910948285908223,39.882691381763514,35.708327283229167,66.407081270698342,124.80437077982236,236.03774892464628,443.25461940506705,839.36311488157708,null,{"$f":"VLOOKUP($E133,Curtailment!$E$88:U$114,COLUMN(R$124)-1,FALSE)","v":255.00662529834463},{"$f":"VLOOKUP($E133,Curtailment!$E$88:V$114,COLUMN(S$124)-1,FALSE)","v":255.00662529834463},{"$f":"VLOOKUP($E133,Curtailment!$E$88:W$114,COLUMN(T$124)-1,FALSE)","v":255.00662529834463},{"$f":"VLOOKUP($E133,Curtailment!$E$88:X$114,COLUMN(U$124)-1,FALSE)","v":255.00662529834463},{"$f":"VLOOKUP($E133,Curtailment!$E$88:Y$114,COLUMN(V$124)-1,FALSE)","v":255.83921984924297},{"$f":"VLOOKUP($E133,Curtailment!$E$88:Z$114,COLUMN(W$124)-1,FALSE)","v":255.70308473441602},{"$f":"VLOOKUP($E133,Curtailment!$E$88:AA$114,COLUMN(X$124)-1,FALSE)","v":256.47989318487618},{"$f":"VLOOKUP($E133,Curtailment!$E$88:AB$114,COLUMN(Y$124)-1,FALSE)","v":257.2567016353363},{"$f":"VLOOKUP($E133,Curtailment!$E$88:AC$114,COLUMN(Z$124)-1,FALSE)","v":258.03351008579642},{"$f":"VLOOKUP($E133,Curtailment!$E$88:AD$114,COLUMN(AA$124)-1,FALSE)","v":258.8103185362566},{"$f":"VLOOKUP($E133,Curtailment!$E$88:AE$114,COLUMN(AB$124)-1,FALSE)","v":259.58712698671673},null,{"$f":"VLOOKUP($D133,Table!$A$4:$M$34,COLUMN(Table!M:M),FALSE)","v":2.7948480511827595E-2},{"$f":"COUNTIFS('03Jan21'!$E:$E,\">\"&253-U133+$T133,'03Jan21'!$D:$D,$D133)/COUNTIF('03Jan21'!$D:$D,$D133)","v":2.7948480511827595E-2},{"$f":"COUNTIFS('03Jan21'!$E:$E,\">\"&253-V133+$T133,'03Jan21'!$D:$D,$D133)/COUNTIF('03Jan21'!$D:$D,$D133)","v":2.7948480511827595E-2},{"$f":"COUNTIFS('03Jan21'!$E:$E,\">\"&253-W133+$T133,'03Jan21'!$D:$D,$D133)/COUNTIF('03Jan21'!$D:$D,$D133)","v":2.7948480511827595E-2},{"$f":"COUNTIFS('03Jan21'!$E:$E,\">\"&253-X133+$T133,'03Jan21'!$D:$D,$D133)/COUNTIF('03Jan21'!$D:$D,$D133)","v":3.9565620001683642E-2},{"$f":"COUNTIFS('03Jan21'!$E:$E,\">\"&253-Y133+$T133,'03Jan21'!$D:$D,$D133)/COUNTIF('03Jan21'!$D:$D,$D133)","v":3.7208519235625896E-2},{"$f":"COUNTIFS('03Jan21'!$E:$E,\">\"&253-Z133+$T133,'03Jan21'!$D:$D,$D133)/COUNTIF('03Jan21'!$D:$D,$D133)","v":5.375031568313831E-2},{"$f":"COUNTIFS('03Jan21'!$E:$E,\">\"&253-AA133+$T133,'03Jan21'!$D:$D,$D133)/COUNTIF('03Jan21'!$D:$D,$D133)","v":8.258270898223756E-2},{"$f":"COUNTIFS('03Jan21'!$E:$E,\">\"&253-AB133+$T133,'03Jan21'!$D:$D,$D133)/COUNTIF('03Jan21'!$D:$D,$D133)","v":0.13208182506945029},{"$f":"COUNTIFS('03Jan21'!$E:$E,\">\"&253-AC133+$T133,'03Jan21'!$D:$D,$D133)/COUNTIF('03Jan21'!$D:$D,$D133)","v":0.21487498947722872},{"$f":"COUNTIFS('03Jan21'!$E:$E,\">\"&253-AD133+$T133,'03Jan21'!$D:$D,$D133)/COUNTIF('03Jan21'!$D:$D,$D133)","v":0.35891068271740045}]
[null,null,null,{"$f":"IF(LEN(E134)=2,E134&\"0\",E134)","v":"SBY"},"SBY",35005,136.36332864097102,14.013062442179136,14.013062442179136,14.013062442179136,14.013062442179136,14.013062442179136,14.013062442179136,14.013062442179136,19.405877656562854,28.409675096477528,38.768375330569725,51.854467123656654,null,{"$f":"VLOOKUP($E134,Curtailment!$E$88:U$114,COLUMN(R$124)-1,FALSE)","v":255.91421115288816},{"$f":"VLOOKUP($E134,Curtailment!$E$88:V$114,COLUMN(S$124)-1,FALSE)","v":255.91421115288816},{"$f":"VLOOKUP($E134,Curtailment!$E$88:W$114,COLUMN(T$124)-1,FALSE)","v":255.91421115288816},{"$f":"VLOOKUP($E134,Curtailment!$E$88:X$114,COLUMN(U$124)-1,FALSE)","v":255.91421115288816},{"$f":"VLOOKUP($E134,Curtailment!$E$88:Y$114,COLUMN(V$124)-1,FALSE)","v":255.91421115288816},{"$f":"VLOOKUP($E134,Curtailment!$E$88:Z$114,COLUMN(W$124)-1,FALSE)","v":255.91421115288816},{"$f":"VLOOKUP($E134,Curtailment!$E$88:AA$114,COLUMN(X$124)-1,FALSE)","v":255.91421115288816},{"$f":"VLOOKUP($E134,Curtailment!$E$88:AB$114,COLUMN(Y$124)-1,FALSE)","v":256.28630315059564},{"$f":"VLOOKUP($E134,Curtailment!$E$88:AC$114,COLUMN(Z$124)-1,FALSE)","v":256.79644881304108},{"$f":"VLOOKUP($E134,Curtailment!$E$88:AD$114,COLUMN(AA$124)-1,FALSE)","v":257.30659447548663},{"$f":"VLOOKUP($E134,Curtailment!$E$88:AE$114,COLUMN(AB$124)-1,FALSE)","v":257.81674013793213},null,{"$f":"VLOOKUP($D134,Table!$A$4:$M$34,COLUMN(Table!M:M),FALSE)","v":3.2047800108636608E-2},{"$f":"COUNTIFS('03Jan21'!$E:$E,\">\"&253-U134+$T134,'03Jan21'!$D:$D,$D134)/COUNTIF('03Jan21'!$D:$D,$D134)","v":3.2047800108636608E-2},{"$f":"COUNTIFS('03Jan21'!$E:$E,\">\"&253-V134+$T134,'03Jan21'!$D:$D,$D134)/COUNTIF('03Jan21'!$D:$D,$D134)","v":3.2047800108636608E-2},{"$f":"COUNTIFS('03Jan21'!$E:$E,\">\"&253-W134+$T134,'03Jan21'!$D:$D,$D134)/COUNTIF('03Jan21'!$D:$D,$D134)","v":3.2047800108636608E-2},{"$f":"COUNTIFS('03Jan21'!$E:$E,\">\"&253-X134+$T134,'03Jan21'!$D:$D,$D134)/COUNTIF('03Jan21'!$D:$D,$D134)","v":3.2047800108636608E-2},{"$f":"COUNTIFS('03Jan21'!$E:$E,\">\"&253-Y134+$T134,'03Jan21'!$D:$D,$D134)/COUNTIF('03Jan21'!$D:$D,$D134)","v":3.2047800108636608E-2},{"$f":"COUNTIFS('03Jan21'!$E:$E,\">\"&253-Z134+$T134,'03Jan21'!$D:$D,$D134)/COUNTIF('03Jan21'!$D:$D,$D134)","v":3.2047800108636608E-2},{"$f":"COUNTIFS('03Jan21'!$E:$E,\">\"&253-AA134+$T134,'03Jan21'!$D:$D,$D134)/COUNTIF('03Jan21'!$D:$D,$D134)","v":3.9356081181176235E-2},{"$f":"COUNTIFS('03Jan21'!$E:$E,\">\"&253-AB134+$T134,'03Jan21'!$D:$D,$D134)/COUNTIF('03Jan21'!$D:$D,$D134)","v":4.9874080292331244E-2},{"$f":"COUNTIFS('03Jan21'!$E:$E,\">\"&253-AC134+$T134,'03Jan21'!$D:$D,$D134)/COUNTIF('03Jan21'!$D:$D,$D134)","v":5.9997037183348971E-2},{"$f":"COUNTIFS('03Jan21'!$E:$E,\">\"&253-AD134+$T134,'03Jan21'!$D:$D,$D134)/COUNTIF('03Jan21'!$D:$D,$D134)","v":7.1749543232432961E-2}]
[null,null,null,"EP0","EP A",35005,25.668143277138164,12.16910675267909,12.16910675267909,12.16910675267909,12.16910675267909,12.16910675267909,12.16910675267909,12.16910675267909,12.16910675267909,12.16910675267909,12.16910675267909,12.16910675267909,null,{"$f":"VLOOKUP($E135,Curtailment!$E$88:U$114,COLUMN(R$124)-1,FALSE)","v":257.73684485716223},{"$f":"VLOOKUP($E135,Curtailment!$E$88:V$114,COLUMN(S$124)-1,FALSE)","v":257.73684485716223},{"$f":"VLOOKUP($E135,Curtailment!$E$88:W$114,COLUMN(T$124)-1,FALSE)","v":257.73684485716223},{"$f":"VLOOKUP($E135,Curtailment!$E$88:X$114,COLUMN(U$124)-1,FALSE)","v":257.73684485716223},{"$f":"VLOOKUP($E135,Curtailment!$E$88:Y$114,COLUMN(V$124)-1,FALSE)","v":257.73684485716223},{"$f":"VLOOKUP($E135,Curtailment!$E$88:Z$114,COLUMN(W$124)-1,FALSE)","v":257.73684485716223},{"$f":"VLOOKUP($E135,Curtailment!$E$88:AA$114,COLUMN(X$124)-1,FALSE)","v":257.73684485716223},{"$f":"VLOOKUP($E135,Curtailment!$E$88:AB$114,COLUMN(Y$124)-1,FALSE)","v":257.73684485716223},{"$f":"VLOOKUP($E135,Curtailment!$E$88:AC$114,COLUMN(Z$124)-1,FALSE)","v":257.73684485716223},{"$f":"VLOOKUP($E135,Curtailment!$E$88:AD$114,COLUMN(AA$124)-1,FALSE)","v":257.73684485716223},{"$f":"VLOOKUP($E135,Curtailment!$E$88:AE$114,COLUMN(AB$124)-1,FALSE)","v":257.73684485716223},null,{"$f":"VLOOKUP($D135,Table!$A$4:$M$34,COLUMN(Table!M:M),FALSE)","v":9.0961761297798371E-2},{"$f":"COUNTIFS('03Jan21'!$E:$E,\">\"&253-U135+$T135,'03Jan21'!$D:$D,$D135)/COUNTIF('03Jan21'!$D:$D,$D135)","v":9.0961761297798371E-2},{"$f":"COUNTIFS('03Jan21'!$E:$E,\">\"&253-V135+$T135,'03Jan21'!$D:$D,$D135)/COUNTIF('03Jan21'!$D:$D,$D135)","v":9.0961761297798371E-2},{"$f":"COUNTIFS('03Jan21'!$E:$E,\">\"&253-W135+$T135,'03Jan21'!$D:$D,$D135)/COUNTIF('03Jan21'!$D:$D,$D135)","v":9.0961761297798371E-2},{"$f":"COUNTIFS('03Jan21'!$E:$E,\">\"&253-X135+$T135,'03Jan21'!$D:$D,$D135)/COUNTIF('03Jan21'!$D:$D,$D135)","v":9.0961761297798371E-2},{"$f":"COUNTIFS('03Jan21'!$E:$E,\">\"&253-Y135+$T135,'03Jan21'!$D:$D,$D135)/COUNTIF('03Jan21'!$D:$D,$D135)","v":9.0961761297798371E-2},{"$f":"COUNTIFS('03Jan21'!$E:$E,\">\"&253-Z135+$T135,'03Jan21'!$D:$D,$D135)/COUNTIF('03Jan21'!$D:$D,$D135)","v":9.0961761297798371E-2},{"$f":"COUNTIFS('03Jan21'!$E:$E,\">\"&253-AA135+$T135,'03Jan21'!$D:$D,$D135)/COUNTIF('03Jan21'!$D:$D,$D135)","v":9.0961761297798371E-2},{"$f":"COUNTIFS('03Jan21'!$E:$E,\">\"&253-AB135+$T135,'03Jan21'!$D:$D,$D135)/COUNTIF('03Jan21'!$D:$D,$D135)","v":9.0961761297798371E-2},{"$f":"COUNTIFS('03Jan21'!$E:$E,\">\"&253-AC135+$T135,'03Jan21'!$D:$D,$D135)/COUNTIF('03Jan21'!$D:$D,$D135)","v":9.0961761297798371E-2},{"$f":"COUNTIFS('03Jan21'!$E:$E,\">\"&253-AD135+$T135,'03Jan21'!$D:$D,$D135)/COUNTIF('03Jan21'!$D:$D,$D135)","v":9.0961761297798371E-2}]
[null,null,null,{"$f":"IF(LEN(E136)=2,E136&\"0\",E136)","v":"NS0"},"NS",35005,118.11469641418113,12.027655039300177,12.027655039300177,12.027655039300177,12.027655039300177,12.027655039300177,12.027655039300177,12.027655039300177,12.027655039300177,12.027655039300177,12.027655039300177,12.027655039300177,null,{"$f":"VLOOKUP($E136,Curtailment!$E$88:U$114,COLUMN(R$124)-1,FALSE)","v":255.01970221696138},{"$f":"VLOOKUP($E136,Curtailment!$E$88:V$114,COLUMN(S$124)-1,FALSE)","v":255.01970221696138},{"$f":"VLOOKUP($E136,Curtailment!$E$88:W$114,COLUMN(T$124)-1,FALSE)","v":255.01970221696138},{"$f":"VLOOKUP($E136,Curtailment!$E$88:X$114,COLUMN(U$124)-1,FALSE)","v":255.01970221696138},{"$f":"VLOOKUP($E136,Curtailment!$E$88:Y$114,COLUMN(V$124)-1,FALSE)","v":255.01970221696138},{"$f":"VLOOKUP($E136,Curtailment!$E$88:Z$114,COLUMN(W$124)-1,FALSE)","v":255.01970221696138},{"$f":"VLOOKUP($E136,Curtailment!$E$88:AA$114,COLUMN(X$124)-1,FALSE)","v":255.01970221696138},{"$f":"VLOOKUP($E136,Curtailment!$E$88:AB$114,COLUMN(Y$124)-1,FALSE)","v":255.01970221696138},{"$f":"VLOOKUP($E136,Curtailment!$E$88:AC$114,COLUMN(Z$124)-1,FALSE)","v":255.01970221696138},{"$f":"VLOOKUP($E136,Curtailment!$E$88:AD$114,COLUMN(AA$124)-1,FALSE)","v":255.01970221696138},{"$f":"VLOOKUP($E136,Curtailment!$E$88:AE$114,COLUMN(AB$124)-1,FALSE)","v":255.01970221696138},null,{"$f":"VLOOKUP($D136,Table!$A$4:$M$34,COLUMN(Table!M:M),FALSE)","v":4.5821938620480097E-2},{"$f":"COUNTIFS('03Jan21'!$E:$E,\">\"&253-U136+$T136,'03Jan21'!$D:$D,$D136)/COUNTIF('03Jan21'!$D:$D,$D136)","v":4.5821938620480097E-2},{"$f":"COUNTIFS('03Jan21'!$E:$E,\">\"&253-V136+$T136,'03Jan21'!$D:$D,$D136)/COUNTIF('03Jan21'!$D:$D,$D136)","v":4.5821938620480097E-2},{"$f":"COUNTIFS('03Jan21'!$E:$E,\">\"&253-W136+$T136,'03Jan21'!$D:$D,$D136)/COUNTIF('03Jan21'!$D:$D,$D136)","v":4.5821938620480097E-2},{"$f":"COUNTIFS('03Jan21'!$E:$E,\">\"&253-X136+$T136,'03Jan21'!$D:$D,$D136)/COUNTIF('03Jan21'!$D:$D,$D136)","v":4.5821938620480097E-2},{"$f":"COUNTIFS('03Jan21'!$E:$E,\">\"&253-Y136+$T136,'03Jan21'!$D:$D,$D136)/COUNTIF('03Jan21'!$D:$D,$D136)","v":4.5821938620480097E-2},{"$f":"COUNTIFS('03Jan21'!$E:$E,\">\"&253-Z136+$T136,'03Jan21'!$D:$D,$D136)/COUNTIF('03Jan21'!$D:$D,$D136)","v":4.5821938620480097E-2},{"$f":"COUNTIFS('03Jan21'!$E:$E,\">\"&253-AA136+$T136,'03Jan21'!$D:$D,$D136)/COUNTIF('03Jan21'!$D:$D,$D136)","v":4.5821938620480097E-2},{"$f":"COUNTIFS('03Jan21'!$E:$E,\">\"&253-AB136+$T136,'03Jan21'!$D:$D,$D136)/COUNTIF('03Jan21'!$D:$D,$D136)","v":4.5821938620480097E-2},{"$f":"COUNTIFS('03Jan21'!$E:$E,\">\"&253-AC136+$T136,'03Jan21'!$D:$D,$D136)/COUNTIF('03Jan21'!$D:$D,$D136)","v":4.5821938620480097E-2},{"$f":"COUNTIFS('03Jan21'!$E:$E,\">\"&253-AD136+$T136,'03Jan21'!$D:$D,$D136)/COUNTIF('03Jan21'!$D:$D,$D136)","v":4.5821938620480097E-2}]
[null,null,null,"HB0","HB",35005,53.253398873715945,10.644030723490101,10.644030723490101,10.644030723490101,10.644030723490101,10.644030723490101,10.644030723490101,10.644030723490101,10.644030723490101,10.644030723490101,10.644030723490101,10.644030723490101,null,{"$f":"VLOOKUP($E137,Curtailment!$E$88:U$114,COLUMN(R$124)-1,FALSE)","v":256.53099314569249},{"$f":"VLOOKUP($E137,Curtailment!$E$88:V$114,COLUMN(S$124)-1,FALSE)","v":256.53099314569249},{"$f":"VLOOKUP($E137,Curtailment!$E$88:W$114,COLUMN(T$124)-1,FALSE)","v":256.53099314569249},{"$f":"VLOOKUP($E137,Curtailment!$E$88:X$114,COLUMN(U$124)-1,FALSE)","v":256.53099314569249},{"$f":"VLOOKUP($E137,Curtailment!$E$88:Y$114,COLUMN(V$124)-1,FALSE)","v":256.53099314569249},{"$f":"VLOOKUP($E137,Curtailment!$E$88:Z$114,COLUMN(W$124)-1,FALSE)","v":256.53099314569249},{"$f":"VLOOKUP($E137,Curtailment!$E$88:AA$114,COLUMN(X$124)-1,FALSE)","v":256.53099314569249},{"$f":"VLOOKUP($E137,Curtailment!$E$88:AB$114,COLUMN(Y$124)-1,FALSE)","v":256.53099314569249},{"$f":"VLOOKUP($E137,Curtailment!$E$88:AC$114,COLUMN(Z$124)-1,FALSE)","v":256.53099314569249},{"$f":"VLOOKUP($E137,Curtailment!$E$88:AD$114,COLUMN(AA$124)-1,FALSE)","v":256.53099314569249},{"$f":"VLOOKUP($E137,Curtailment!$E$88:AE$114,COLUMN(AB$124)-1,FALSE)","v":256.53099314569249},null,{"$f":"VLOOKUP($D137,Table!$A$4:$M$34,COLUMN(Table!M:M),FALSE)","v":5.1445298207098429E-2},{"$f":"COUNTIFS('03Jan21'!$E:$E,\">\"&253-U137+$T137,'03Jan21'!$D:$D,$D137)/COUNTIF('03Jan21'!$D:$D,$D137)","v":5.1445298207098429E-2},{"$f":"COUNTIFS('03Jan21'!$E:$E,\">\"&253-V137+$T137,'03Jan21'!$D:$D,$D137)/COUNTIF('03Jan21'!$D:$D,$D137)","v":5.1445298207098429E-2},{"$f":"COUNTIFS('03Jan21'!$E:$E,\">\"&253-W137+$T137,'03Jan21'!$D:$D,$D137)/COUNTIF('03Jan21'!$D:$D,$D137)","v":5.1445298207098429E-2},{"$f":"COUNTIFS('03Jan21'!$E:$E,\">\"&253-X137+$T137,'03Jan21'!$D:$D,$D137)/COUNTIF('03Jan21'!$D:$D,$D137)","v":5.1445298207098429E-2},{"$f":"COUNTIFS('03Jan21'!$E:$E,\">\"&253-Y137+$T137,'03Jan21'!$D:$D,$D137)/COUNTIF('03Jan21'!$D:$D,$D137)","v":5.1445298207098429E-2},{"$f":"COUNTIFS('03Jan21'!$E:$E,\">\"&253-Z137+$T137,'03Jan21'!$D:$D,$D137)/COUNTIF('03Jan21'!$D:$D,$D137)","v":5.1445298207098429E-2},{"$f":"COUNTIFS('03Jan21'!$E:$E,\">\"&253-AA137+$T137,'03Jan21'!$D:$D,$D137)/COUNTIF('03Jan21'!$D:$D,$D137)","v":5.1445298207098429E-2},{"$f":"COUNTIFS('03Jan21'!$E:$E,\">\"&253-AB137+$T137,'03Jan21'!$D:$D,$D137)/COUNTIF('03Jan21'!$D:$D,$D137)","v":5.1445298207098429E-2},{"$f":"COUNTIFS('03Jan21'!$E:$E,\">\"&253-AC137+$T137,'03Jan21'!$D:$D,$D137)/COUNTIF('03Jan21'!$D:$D,$D137)","v":5.1445298207098429E-2},{"$f":"COUNTIFS('03Jan21'!$E:$E,\">\"&253-AD137+$T137,'03Jan21'!$D:$D,$D137)/COUNTIF('03Jan21'!$D:$D,$D137)","v":5.1445298207098429E-2}]
[null,null,null,"FF0","FF",35005,77.396417406437592,10.162056501478276,10.162056501478276,10.162056501478276,10.162056501478276,10.162056501478276,10.162056501478276,10.162056501478276,10.162056501478276,10.162056501478276,10.162056501478276,10.162056501478276,null,{"$f":"VLOOKUP($E138,Curtailment!$E$88:U$114,COLUMN(R$124)-1,FALSE)","v":255.48978336115206},{"$f":"VLOOKUP($E138,Curtailment!$E$88:V$114,COLUMN(S$124)-1,FALSE)","v":255.48978336115206},{"$f":"VLOOKUP($E138,Curtailment!$E$88:W$114,COLUMN(T$124)-1,FALSE)","v":255.48978336115206},{"$f":"VLOOKUP($E138,Curtailment!$E$88:X$114,COLUMN(U$124)-1,FALSE)","v":255.48978336115206},{"$f":"VLOOKUP($E138,Curtailment!$E$88:Y$114,COLUMN(V$124)-1,FALSE)","v":255.48978336115206},{"$f":"VLOOKUP($E138,Curtailment!$E$88:Z$114,COLUMN(W$124)-1,FALSE)","v":255.48978336115206},{"$f":"VLOOKUP($E138,Curtailment!$E$88:AA$114,COLUMN(X$124)-1,FALSE)","v":255.48978336115206},{"$f":"VLOOKUP($E138,Curtailment!$E$88:AB$114,COLUMN(Y$124)-1,FALSE)","v":255.48978336115206},{"$f":"VLOOKUP($E138,Curtailment!$E$88:AC$114,COLUMN(Z$124)-1,FALSE)","v":255.48978336115206},{"$f":"VLOOKUP($E138,Curtailment!$E$88:AD$114,COLUMN(AA$124)-1,FALSE)","v":255.48978336115206},{"$f":"VLOOKUP($E138,Curtailment!$E$88:AE$114,COLUMN(AB$124)-1,FALSE)","v":255.48978336115206},null,{"$f":"VLOOKUP($D138,Table!$A$4:$M$34,COLUMN(Table!M:M),FALSE)","v":4.7927299887962155E-2},{"$f":"COUNTIFS('03Jan21'!$E:$E,\">\"&253-U138+$T138,'03Jan21'!$D:$D,$D138)/COUNTIF('03Jan21'!$D:$D,$D138)","v":4.7927299887962155E-2},{"$f":"COUNTIFS('03Jan21'!$E:$E,\">\"&253-V138+$T138,'03Jan21'!$D:$D,$D138)/COUNTIF('03Jan21'!$D:$D,$D138)","v":4.7927299887962155E-2},{"$f":"COUNTIFS('03Jan21'!$E:$E,\">\"&253-W138+$T138,'03Jan21'!$D:$D,$D138)/COUNTIF('03Jan21'!$D:$D,$D138)","v":4.7927299887962155E-2},{"$f":"COUNTIFS('03Jan21'!$E:$E,\">\"&253-X138+$T138,'03Jan21'!$D:$D,$D138)/COUNTIF('03Jan21'!$D:$D,$D138)","v":4.7927299887962155E-2},{"$f":"COUNTIFS('03Jan21'!$E:$E,\">\"&253-Y138+$T138,'03Jan21'!$D:$D,$D138)/COUNTIF('03Jan21'!$D:$D,$D138)","v":4.7927299887962155E-2},{"$f":"COUNTIFS('03Jan21'!$E:$E,\">\"&253-Z138+$T138,'03Jan21'!$D:$D,$D138)/COUNTIF('03Jan21'!$D:$D,$D138)","v":4.7927299887962155E-2},{"$f":"COUNTIFS('03Jan21'!$E:$E,\">\"&253-AA138+$T138,'03Jan21'!$D:$D,$D138)/COUNTIF('03Jan21'!$D:$D,$D138)","v":4.7927299887962155E-2},{"$f":"COUNTIFS('03Jan21'!$E:$E,\">\"&253-AB138+$T138,'03Jan21'!$D:$D,$D138)/COUNTIF('03Jan21'!$D:$D,$D138)","v":4.7927299887962155E-2},{"$f":"COUNTIFS('03Jan21'!$E:$E,\">\"&253-AC138+$T138,'03Jan21'!$D:$D,$D138)/COUNTIF('03Jan21'!$D:$D,$D138)","v":4.7927299887962155E-2},{"$f":"COUNTIFS('03Jan21'!$E:$E,\">\"&253-AD138+$T138,'03Jan21'!$D:$D,$D138)/COUNTIF('03Jan21'!$D:$D,$D138)","v":4.7927299887962155E-2}]
[null,null,null,"AW0","AW",35005,252.95961681601284,9.3105568567237853,9.3105568567237853,9.3105568567237853,9.3105568567237853,9.3105568567237853,9.3105568567237853,9.3105568567237853,9.3105568567237853,9.3105568567237853,9.3105568567237853,9.3105568567237853,null,{"$f":"VLOOKUP($E139,Curtailment!$E$88:U$114,COLUMN(R$124)-1,FALSE)","v":254.26489241081154},{"$f":"VLOOKUP($E139,Curtailment!$E$88:V$114,COLUMN(S$124)-1,FALSE)","v":254.26489241081154},{"$f":"VLOOKUP($E139,Curtailment!$E$88:W$114,COLUMN(T$124)-1,FALSE)","v":254.26489241081154},{"$f":"VLOOKUP($E139,Curtailment!$E$88:X$114,COLUMN(U$124)-1,FALSE)","v":254.26489241081154},{"$f":"VLOOKUP($E139,Curtailment!$E$88:Y$114,COLUMN(V$124)-1,FALSE)","v":254.26489241081154},{"$f":"VLOOKUP($E139,Curtailment!$E$88:Z$114,COLUMN(W$124)-1,FALSE)","v":254.26489241081154},{"$f":"VLOOKUP($E139,Curtailment!$E$88:AA$114,COLUMN(X$124)-1,FALSE)","v":254.26489241081154},{"$f":"VLOOKUP($E139,Curtailment!$E$88:AB$114,COLUMN(Y$124)-1,FALSE)","v":254.26489241081154},{"$f":"VLOOKUP($E139,Curtailment!$E$88:AC$114,COLUMN(Z$124)-1,FALSE)","v":254.26489241081154},{"$f":"VLOOKUP($E139,Curtailment!$E$88:AD$114,COLUMN(AA$124)-1,FALSE)","v":254.26489241081154},{"$f":"VLOOKUP($E139,Curtailment!$E$88:AE$114,COLUMN(AB$124)-1,FALSE)","v":254.26489241081154},null,{"$f":"VLOOKUP($D139,Table!$A$4:$M$34,COLUMN(Table!M:M),FALSE)","v":2.6445674648169146E-2},{"$f":"COUNTIFS('03Jan21'!$E:$E,\">\"&253-U139+$T139,'03Jan21'!$D:$D,$D139)/COUNTIF('03Jan21'!$D:$D,$D139)","v":2.6445674648169146E-2},{"$f":"COUNTIFS('03Jan21'!$E:$E,\">\"&253-V139+$T139,'03Jan21'!$D:$D,$D139)/COUNTIF('03Jan21'!$D:$D,$D139)","v":2.6445674648169146E-2},{"$f":"COUNTIFS('03Jan21'!$E:$E,\">\"&253-W139+$T139,'03Jan21'!$D:$D,$D139)/COUNTIF('03Jan21'!$D:$D,$D139)","v":2.6445674648169146E-2},{"$f":"COUNTIFS('03Jan21'!$E:$E,\">\"&253-X139+$T139,'03Jan21'!$D:$D,$D139)/COUNTIF('03Jan21'!$D:$D,$D139)","v":2.6445674648169146E-2},{"$f":"COUNTIFS('03Jan21'!$E:$E,\">\"&253-Y139+$T139,'03Jan21'!$D:$D,$D139)/COUNTIF('03Jan21'!$D:$D,$D139)","v":2.6445674648169146E-2},{"$f":"COUNTIFS('03Jan21'!$E:$E,\">\"&253-Z139+$T139,'03Jan21'!$D:$D,$D139)/COUNTIF('03Jan21'!$D:$D,$D139)","v":2.6445674648169146E-2},{"$f":"COUNTIFS('03Jan21'!$E:$E,\">\"&253-AA139+$T139,'03Jan21'!$D:$D,$D139)/COUNTIF('03Jan21'!$D:$D,$D139)","v":2.6445674648169146E-2},{"$f":"COUNTIFS('03Jan21'!$E:$E,\">\"&253-AB139+$T139,'03Jan21'!$D:$D,$D139)/COUNTIF('03Jan21'!$D:$D,$D139)","v":2.6445674648169146E-2},{"$f":"COUNTIFS('03Jan21'!$E:$E,\">\"&253-AC139+$T139,'03Jan21'!$D:$D,$D139)/COUNTIF('03Jan21'!$D:$D,$D139)","v":2.6445674648169146E-2},{"$f":"COUNTIFS('03Jan21'!$E:$E,\">\"&253-AD139+$T139,'03Jan21'!$D:$D,$D139)/COUNTIF('03Jan21'!$D:$D,$D139)","v":2.6445674648169146E-2}]
[null,null,null,"CN0","CN",35005,216.26652041708851,9.2824903360821018,9.2824903360821018,9.2824903360821018,9.2824903360821018,9.2824903360821018,9.2824903360821018,9.2824903360821018,9.2824903360821018,9.2824903360821018,9.2824903360821018,9.2824903360821018,null,{"$f":"VLOOKUP($E140,Curtailment!$E$88:U$114,COLUMN(R$124)-1,FALSE)","v":254.27215299508234},{"$f":"VLOOKUP($E140,Curtailment!$E$88:V$114,COLUMN(S$124)-1,FALSE)","v":254.27215299508234},{"$f":"VLOOKUP($E140,Curtailment!$E$88:W$114,COLUMN(T$124)-1,FALSE)","v":254.27215299508234},{"$f":"VLOOKUP($E140,Curtailment!$E$88:X$114,COLUMN(U$124)-1,FALSE)","v":254.27215299508234},{"$f":"VLOOKUP($E140,Curtailment!$E$88:Y$114,COLUMN(V$124)-1,FALSE)","v":254.27215299508234},{"$f":"VLOOKUP($E140,Curtailment!$E$88:Z$114,COLUMN(W$124)-1,FALSE)","v":254.27215299508234},{"$f":"VLOOKUP($E140,Curtailment!$E$88:AA$114,COLUMN(X$124)-1,FALSE)","v":254.27215299508234},{"$f":"VLOOKUP($E140,Curtailment!$E$88:AB$114,COLUMN(Y$124)-1,FALSE)","v":254.27215299508234},{"$f":"VLOOKUP($E140,Curtailment!$E$88:AC$114,COLUMN(Z$124)-1,FALSE)","v":254.27215299508234},{"$f":"VLOOKUP($E140,Curtailment!$E$88:AD$114,COLUMN(AA$124)-1,FALSE)","v":254.27215299508234},{"$f":"VLOOKUP($E140,Curtailment!$E$88:AE$114,COLUMN(AB$124)-1,FALSE)","v":254.27215299508234},null,{"$f":"VLOOKUP($D140,Table!$A$4:$M$34,COLUMN(Table!M:M),FALSE)","v":3.0663353087363794E-2},{"$f":"COUNTIFS('03Jan21'!$E:$E,\">\"&253-U140+$T140,'03Jan21'!$D:$D,$D140)/COUNTIF('03Jan21'!$D:$D,$D140)","v":3.0663353087363794E-2},{"$f":"COUNTIFS('03Jan21'!$E:$E,\">\"&253-V140+$T140,'03Jan21'!$D:$D,$D140)/COUNTIF('03Jan21'!$D:$D,$D140)","v":3.0663353087363794E-2},{"$f":"COUNTIFS('03Jan21'!$E:$E,\">\"&253-W140+$T140,'03Jan21'!$D:$D,$D140)/COUNTIF('03Jan21'!$D:$D,$D140)","v":3.0663353087363794E-2},{"$f":"COUNTIFS('03Jan21'!$E:$E,\">\"&253-X140+$T140,'03Jan21'!$D:$D,$D140)/COUNTIF('03Jan21'!$D:$D,$D140)","v":3.0663353087363794E-2},{"$f":"COUNTIFS('03Jan21'!$E:$E,\">\"&253-Y140+$T140,'03Jan21'!$D:$D,$D140)/COUNTIF('03Jan21'!$D:$D,$D140)","v":3.0663353087363794E-2},{"$f":"COUNTIFS('03Jan21'!$E:$E,\">\"&253-Z140+$T140,'03Jan21'!$D:$D,$D140)/COUNTIF('03Jan21'!$D:$D,$D140)","v":3.0663353087363794E-2},{"$f":"COUNTIFS('03Jan21'!$E:$E,\">\"&253-AA140+$T140,'03Jan21'!$D:$D,$D140)/COUNTIF('03Jan21'!$D:$D,$D140)","v":3.0663353087363794E-2},{"$f":"COUNTIFS('03Jan21'!$E:$E,\">\"&253-AB140+$T140,'03Jan21'!$D:$D,$D140)/COUNTIF('03Jan21'!$D:$D,$D140)","v":3.0663353087363794E-2},{"$f":"COUNTIFS('03Jan21'!$E:$E,\">\"&253-AC140+$T140,'03Jan21'!$D:$D,$D140)/COUNTIF('03Jan21'!$D:$D,$D140)","v":3.0663353087363794E-2},{"$f":"COUNTIFS('03Jan21'!$E:$E,\">\"&253-AD140+$T140,'03Jan21'!$D:$D,$D140)/COUNTIF('03Jan21'!$D:$D,$D140)","v":3.0663353087363794E-2}]
[null,null,null,"COO","COO",35005,98.065080189308148,8.6389309488243136,8.6389309488243136,8.6389309488243136,8.6389309488243136,8.6389309488243136,8.6389309488243136,8.6389309488243136,27.486916367434919,74.33541475081573,130.74228618173424,188.08781340572534,null,{"$f":"VLOOKUP($E141,Curtailment!$E$88:U$114,COLUMN(R$124)-1,FALSE)","v":254.80264789863776},{"$f":"VLOOKUP($E141,Curtailment!$E$88:V$114,COLUMN(S$124)-1,FALSE)","v":254.80264789863776},{"$f":"VLOOKUP($E141,Curtailment!$E$88:W$114,COLUMN(T$124)-1,FALSE)","v":254.80264789863776},{"$f":"VLOOKUP($E141,Curtailment!$E$88:X$114,COLUMN(U$124)-1,FALSE)","v":254.80264789863776},{"$f":"VLOOKUP($E141,Curtailment!$E$88:Y$114,COLUMN(V$124)-1,FALSE)","v":254.80264789863776},{"$f":"VLOOKUP($E141,Curtailment!$E$88:Z$114,COLUMN(W$124)-1,FALSE)","v":254.80264789863776},{"$f":"VLOOKUP($E141,Curtailment!$E$88:AA$114,COLUMN(X$124)-1,FALSE)","v":254.80264789863776},{"$f":"VLOOKUP($E141,Curtailment!$E$88:AB$114,COLUMN(Y$124)-1,FALSE)","v":255.56090226610382},{"$f":"VLOOKUP($E141,Curtailment!$E$88:AC$114,COLUMN(Z$124)-1,FALSE)","v":256.57923377537975},{"$f":"VLOOKUP($E141,Curtailment!$E$88:AD$114,COLUMN(AA$124)-1,FALSE)","v":257.59756528465579},{"$f":"VLOOKUP($E141,Curtailment!$E$88:AE$114,COLUMN(AB$124)-1,FALSE)","v":258.61589679393177},null,{"$f":"VLOOKUP($D141,Table!$A$4:$M$34,COLUMN(Table!M:M),FALSE)","v":4.4413856389080061E-2},{"$f":"COUNTIFS('03Jan21'!$E:$E,\">\"&253-U141+$T141,'03Jan21'!$D:$D,$D141)/COUNTIF('03Jan21'!$D:$D,$D141)","v":4.4413856389080061E-2},{"$f":"COUNTIFS('03Jan21'!$E:$E,\">\"&253-V141+$T141,'03Jan21'!$D:$D,$D141)/COUNTIF('03Jan21'!$D:$D,$D141)","v":4.4413856389080061E-2},{"$f":"COUNTIFS('03Jan21'!$E:$E,\">\"&253-W141+$T141,'03Jan21'!$D:$D,$D141)/COUNTIF('03Jan21'!$D:$D,$D141)","v":4.4413856389080061E-2},{"$f":"COUNTIFS('03Jan21'!$E:$E,\">\"&253-X141+$T141,'03Jan21'!$D:$D,$D141)/COUNTIF('03Jan21'!$D:$D,$D141)","v":4.4413856389080061E-2},{"$f":"COUNTIFS('03Jan21'!$E:$E,\">\"&253-Y141+$T141,'03Jan21'!$D:$D,$D141)/COUNTIF('03Jan21'!$D:$D,$D141)","v":4.4413856389080061E-2},{"$f":"COUNTIFS('03Jan21'!$E:$E,\">\"&253-Z141+$T141,'03Jan21'!$D:$D,$D141)/COUNTIF('03Jan21'!$D:$D,$D141)","v":4.4413856389080061E-2},{"$f":"COUNTIFS('03Jan21'!$E:$E,\">\"&253-AA141+$T141,'03Jan21'!$D:$D,$D141)/COUNTIF('03Jan21'!$D:$D,$D141)","v":9.9472356044964447E-2},{"$f":"COUNTIFS('03Jan21'!$E:$E,\">\"&253-AB141+$T141,'03Jan21'!$D:$D,$D141)/COUNTIF('03Jan21'!$D:$D,$D141)","v":0.19247533838036246},{"$f":"COUNTIFS('03Jan21'!$E:$E,\">\"&253-AC141+$T141,'03Jan21'!$D:$D,$D141)/COUNTIF('03Jan21'!$D:$D,$D141)","v":0.2635466850194999},{"$f":"COUNTIFS('03Jan21'!$E:$E,\">\"&253-AD141+$T141,'03Jan21'!$D:$D,$D141)/COUNTIF('03Jan21'!$D:$D,$D141)","v":0.31039229181004818}]
[null,null,null,"PTN","PTN",35005,100.01062180113149,6.2736714147834203,6.2736714147834203,6.2736714147834203,6.2736714147834203,6.2736714147834203,6.2736714147834203,6.2736714147834203,6.2736714147834203,6.2736714147834203,6.2736714147834203,6.2736714147834203,null,{"$f":"VLOOKUP($E142,Curtailment!$E$88:U$114,COLUMN(R$124)-1,FALSE)","v":254.49789618891725},{"$f":"VLOOKUP($E142,Curtailment!$E$88:V$114,COLUMN(S$124)-1,FALSE)","v":254.49789618891725},{"$f":"VLOOKUP($E142,Curtailment!$E$88:W$114,COLUMN(T$124)-1,FALSE)","v":254.49789618891725},{"$f":"VLOOKUP($E142,Curtailment!$E$88:X$114,COLUMN(U$124)-1,FALSE)","v":254.49789618891725},{"$f":"VLOOKUP($E142,Curtailment!$E$88:Y$114,COLUMN(V$124)-1,FALSE)","v":254.49789618891725},{"$f":"VLOOKUP($E142,Curtailment!$E$88:Z$114,COLUMN(W$124)-1,FALSE)","v":254.49789618891725},{"$f":"VLOOKUP($E142,Curtailment!$E$88:AA$114,COLUMN(X$124)-1,FALSE)","v":254.49789618891725},{"$f":"VLOOKUP($E142,Curtailment!$E$88:AB$114,COLUMN(Y$124)-1,FALSE)","v":254.49789618891725},{"$f":"VLOOKUP($E142,Curtailment!$E$88:AC$114,COLUMN(Z$124)-1,FALSE)","v":254.49789618891725},{"$f":"VLOOKUP($E142,Curtailment!$E$88:AD$114,COLUMN(AA$124)-1,FALSE)","v":254.49789618891725},{"$f":"VLOOKUP($E142,Curtailment!$E$88:AE$114,COLUMN(AB$124)-1,FALSE)","v":254.49789618891725},null,{"$f":"VLOOKUP($D142,Table!$A$4:$M$34,COLUMN(Table!M:M),FALSE)","v":3.8060781476121561E-2},{"$f":"COUNTIFS('03Jan21'!$E:$E,\">\"&253-U142+$T142,'03Jan21'!$D:$D,$D142)/COUNTIF('03Jan21'!$D:$D,$D142)","v":3.8060781476121561E-2},{"$f":"COUNTIFS('03Jan21'!$E:$E,\">\"&253-V142+$T142,'03Jan21'!$D:$D,$D142)/COUNTIF('03Jan21'!$D:$D,$D142)","v":3.8060781476121561E-2},{"$f":"COUNTIFS('03Jan21'!$E:$E,\">\"&253-W142+$T142,'03Jan21'!$D:$D,$D142)/COUNTIF('03Jan21'!$D:$D,$D142)","v":3.8060781476121561E-2},{"$f":"COUNTIFS('03Jan21'!$E:$E,\">\"&253-X142+$T142,'03Jan21'!$D:$D,$D142)/COUNTIF('03Jan21'!$D:$D,$D142)","v":3.8060781476121561E-2},{"$f":"COUNTIFS('03Jan21'!$E:$E,\">\"&253-Y142+$T142,'03Jan21'!$D:$D,$D142)/COUNTIF('03Jan21'!$D:$D,$D142)","v":3.8060781476121561E-2},{"$f":"COUNTIFS('03Jan21'!$E:$E,\">\"&253-Z142+$T142,'03Jan21'!$D:$D,$D142)/COUNTIF('03Jan21'!$D:$D,$D142)","v":3.8060781476121561E-2},{"$f":"COUNTIFS('03Jan21'!$E:$E,\">\"&253-AA142+$T142,'03Jan21'!$D:$D,$D142)/COUNTIF('03Jan21'!$D:$D,$D142)","v":3.8060781476121561E-2},{"$f":"COUNTIFS('03Jan21'!$E:$E,\">\"&253-AB142+$T142,'03Jan21'!$D:$D,$D142)/COUNTIF('03Jan21'!$D:$D,$D142)","v":3.8060781476121561E-2},{"$f":"COUNTIFS('03Jan21'!$E:$E,\">\"&253-AC142+$T142,'03Jan21'!$D:$D,$D142)/COUNTIF('03Jan21'!$D:$D,$D142)","v":3.8060781476121561E-2},{"$f":"COUNTIFS('03Jan21'!$E:$E,\">\"&253-AD142+$T142,'03Jan21'!$D:$D,$D142)/COUNTIF('03Jan21'!$D:$D,$D142)","v":3.8060781476121561E-2}]
[null,null,null,"FT0","FT",35005,143.58361053845874,6.1821338098133083,6.1821338098133083,6.1821338098133083,6.1821338098133083,6.1821338098133083,6.1821338098133083,6.1821338098133083,6.1821338098133083,6.1821338098133083,6.1821338098133083,6.1821338098133083,null,{"$f":"VLOOKUP($E143,Curtailment!$E$88:U$114,COLUMN(R$124)-1,FALSE)","v":254.5374312914233},{"$f":"VLOOKUP($E143,Curtailment!$E$88:V$114,COLUMN(S$124)-1,FALSE)","v":254.5374312914233},{"$f":"VLOOKUP($E143,Curtailment!$E$88:W$114,COLUMN(T$124)-1,FALSE)","v":254.5374312914233},{"$f":"VLOOKUP($E143,Curtailment!$E$88:X$114,COLUMN(U$124)-1,FALSE)","v":254.5374312914233},{"$f":"VLOOKUP($E143,Curtailment!$E$88:Y$114,COLUMN(V$124)-1,FALSE)","v":254.5374312914233},{"$f":"VLOOKUP($E143,Curtailment!$E$88:Z$114,COLUMN(W$124)-1,FALSE)","v":254.5374312914233},{"$f":"VLOOKUP($E143,Curtailment!$E$88:AA$114,COLUMN(X$124)-1,FALSE)","v":254.5374312914233},{"$f":"VLOOKUP($E143,Curtailment!$E$88:AB$114,COLUMN(Y$124)-1,FALSE)","v":254.5374312914233},{"$f":"VLOOKUP($E143,Curtailment!$E$88:AC$114,COLUMN(Z$124)-1,FALSE)","v":254.5374312914233},{"$f":"VLOOKUP($E143,Curtailment!$E$88:AD$114,COLUMN(AA$124)-1,FALSE)","v":254.5374312914233},{"$f":"VLOOKUP($E143,Curtailment!$E$88:AE$114,COLUMN(AB$124)-1,FALSE)","v":254.5374312914233},null,{"$f":"VLOOKUP($D143,Table!$A$4:$M$34,COLUMN(Table!M:M),FALSE)","v":2.5451981023208104E-2},{"$f":"COUNTIFS('03Jan21'!$E:$E,\">\"&253-U143+$T143,'03Jan21'!$D:$D,$D143)/COUNTIF('03Jan21'!$D:$D,$D143)","v":2.5451981023208104E-2},{"$f":"COUNTIFS('03Jan21'!$E:$E,\">\"&253-V143+$T143,'03Jan21'!$D:$D,$D143)/COUNTIF('03Jan21'!$D:$D,$D143)","v":2.5451981023208104E-2},{"$f":"COUNTIFS('03Jan21'!$E:$E,\">\"&253-W143+$T143,'03Jan21'!$D:$D,$D143)/COUNTIF('03Jan21'!$D:$D,$D143)","v":2.5451981023208104E-2},{"$f":"COUNTIFS('03Jan21'!$E:$E,\">\"&253-X143+$T143,'03Jan21'!$D:$D,$D143)/COUNTIF('03Jan21'!$D:$D,$D143)","v":2.5451981023208104E-2},{"$f":"COUNTIFS('03Jan21'!$E:$E,\">\"&253-Y143+$T143,'03Jan21'!$D:$D,$D143)/COUNTIF('03Jan21'!$D:$D,$D143)","v":2.5451981023208104E-2},{"$f":"COUNTIFS('03Jan21'!$E:$E,\">\"&253-Z143+$T143,'03Jan21'!$D:$D,$D143)/COUNTIF('03Jan21'!$D:$D,$D143)","v":2.5451981023208104E-2},{"$f":"COUNTIFS('03Jan21'!$E:$E,\">\"&253-AA143+$T143,'03Jan21'!$D:$D,$D143)/COUNTIF('03Jan21'!$D:$D,$D143)","v":2.5451981023208104E-2},{"$f":"COUNTIFS('03Jan21'!$E:$E,\">\"&253-AB143+$T143,'03Jan21'!$D:$D,$D143)/COUNTIF('03Jan21'!$D:$D,$D143)","v":2.5451981023208104E-2},{"$f":"COUNTIFS('03Jan21'!$E:$E,\">\"&253-AC143+$T143,'03Jan21'!$D:$D,$D143)/COUNTIF('03Jan21'!$D:$D,$D143)","v":2.5451981023208104E-2},{"$f":"COUNTIFS('03Jan21'!$E:$E,\">\"&253-AD143+$T143,'03Jan21'!$D:$D,$D143)/COUNTIF('03Jan21'!$D:$D,$D143)","v":2.5451981023208104E-2}]
[null,null,null,"FE0","FE",35005,73.855326028987051,6.1240805731077463,6.1240805731077463,6.1240805731077463,6.1240805731077463,6.1240805731077463,6.1240805731077463,6.1240805731077463,6.1240805731077463,6.1240805731077463,6.1240805731077463,6.1240805731077463,null,{"$f":"VLOOKUP($E144,Curtailment!$E$88:U$114,COLUMN(R$124)-1,FALSE)","v":255.78027882148496},{"$f":"VLOOKUP($E144,Curtailment!$E$88:V$114,COLUMN(S$124)-1,FALSE)","v":255.78027882148496},{"$f":"VLOOKUP($E144,Curtailment!$E$88:W$114,COLUMN(T$124)-1,FALSE)","v":255.78027882148496},{"$f":"VLOOKUP($E144,Curtailment!$E$88:X$114,COLUMN(U$124)-1,FALSE)","v":255.78027882148496},{"$f":"VLOOKUP($E144,Curtailment!$E$88:Y$114,COLUMN(V$124)-1,FALSE)","v":255.78027882148496},{"$f":"VLOOKUP($E144,Curtailment!$E$88:Z$114,COLUMN(W$124)-1,FALSE)","v":255.78027882148496},{"$f":"VLOOKUP($E144,Curtailment!$E$88:AA$114,COLUMN(X$124)-1,FALSE)","v":255.78027882148496},{"$f":"VLOOKUP($E144,Curtailment!$E$88:AB$114,COLUMN(Y$124)-1,FALSE)","v":255.78027882148496},{"$f":"VLOOKUP($E144,Curtailment!$E$88:AC$114,COLUMN(Z$124)-1,FALSE)","v":255.78027882148496},{"$f":"VLOOKUP($E144,Curtailment!$E$88:AD$114,COLUMN(AA$124)-1,FALSE)","v":255.78027882148496},{"$f":"VLOOKUP($E144,Curtailment!$E$88:AE$114,COLUMN(AB$124)-1,FALSE)","v":255.78027882148496},null,{"$f":"VLOOKUP($D144,Table!$A$4:$M$34,COLUMN(Table!M:M),FALSE)","v":2.7105317608110906E-2},{"$f":"COUNTIFS('03Jan21'!$E:$E,\">\"&253-U144+$T144,'03Jan21'!$D:$D,$D144)/COUNTIF('03Jan21'!$D:$D,$D144)","v":2.7105317608110906E-2},{"$f":"COUNTIFS('03Jan21'!$E:$E,\">\"&253-V144+$T144,'03Jan21'!$D:$D,$D144)/COUNTIF('03Jan21'!$D:$D,$D144)","v":2.7105317608110906E-2},{"$f":"COUNTIFS('03Jan21'!$E:$E,\">\"&253-W144+$T144,'03Jan21'!$D:$D,$D144)/COUNTIF('03Jan21'!$D:$D,$D144)","v":2.7105317608110906E-2},{"$f":"COUNTIFS('03Jan21'!$E:$E,\">\"&253-X144+$T144,'03Jan21'!$D:$D,$D144)/COUNTIF('03Jan21'!$D:$D,$D144)","v":2.7105317608110906E-2},{"$f":"COUNTIFS('03Jan21'!$E:$E,\">\"&253-Y144+$T144,'03Jan21'!$D:$D,$D144)/COUNTIF('03Jan21'!$D:$D,$D144)","v":2.7105317608110906E-2},{"$f":"COUNTIFS('03Jan21'!$E:$E,\">\"&253-Z144+$T144,'03Jan21'!$D:$D,$D144)/COUNTIF('03Jan21'!$D:$D,$D144)","v":2.7105317608110906E-2},{"$f":"COUNTIFS('03Jan21'!$E:$E,\">\"&253-AA144+$T144,'03Jan21'!$D:$D,$D144)/COUNTIF('03Jan21'!$D:$D,$D144)","v":2.7105317608110906E-2},{"$f":"COUNTIFS('03Jan21'!$E:$E,\">\"&253-AB144+$T144,'03Jan21'!$D:$D,$D144)/COUNTIF('03Jan21'!$D:$D,$D144)","v":2.7105317608110906E-2},{"$f":"COUNTIFS('03Jan21'!$E:$E,\">\"&253-AC144+$T144,'03Jan21'!$D:$D,$D144)/COUNTIF('03Jan21'!$D:$D,$D144)","v":2.7105317608110906E-2},{"$f":"COUNTIFS('03Jan21'!$E:$E,\">\"&253-AD144+$T144,'03Jan21'!$D:$D,$D144)/COUNTIF('03Jan21'!$D:$D,$D144)","v":2.7105317608110906E-2}]
[null,null,null,"YVE","YVE",35005,136.26919385240038,4.0263573854923775,4.0263573854923775,4.0263573854923775,4.0263573854923775,4.0263573854923775,4.0263573854923775,4.0263573854923775,4.0263573854923775,4.0263573854923775,4.0263573854923775,4.0263573854923775,null,{"$f":"VLOOKUP($E145,Curtailment!$E$88:U$114,COLUMN(R$124)-1,FALSE)","v":254.55268285137473},{"$f":"VLOOKUP($E145,Curtailment!$E$88:V$114,COLUMN(S$124)-1,FALSE)","v":254.55268285137473},{"$f":"VLOOKUP($E145,Curtailment!$E$88:W$114,COLUMN(T$124)-1,FALSE)","v":254.55268285137473},{"$f":"VLOOKUP($E145,Curtailment!$E$88:X$114,COLUMN(U$124)-1,FALSE)","v":254.55268285137473},{"$f":"VLOOKUP($E145,Curtailment!$E$88:Y$114,COLUMN(V$124)-1,FALSE)","v":254.55268285137473},{"$f":"VLOOKUP($E145,Curtailment!$E$88:Z$114,COLUMN(W$124)-1,FALSE)","v":254.55268285137473},{"$f":"VLOOKUP($E145,Curtailment!$E$88:AA$114,COLUMN(X$124)-1,FALSE)","v":254.55268285137473},{"$f":"VLOOKUP($E145,Curtailment!$E$88:AB$114,COLUMN(Y$124)-1,FALSE)","v":254.55268285137473},{"$f":"VLOOKUP($E145,Curtailment!$E$88:AC$114,COLUMN(Z$124)-1,FALSE)","v":254.55268285137473},{"$f":"VLOOKUP($E145,Curtailment!$E$88:AD$114,COLUMN(AA$124)-1,FALSE)","v":254.55268285137473},{"$f":"VLOOKUP($E145,Curtailment!$E$88:AE$114,COLUMN(AB$124)-1,FALSE)","v":254.55268285137473},null,{"$f":"VLOOKUP($D145,Table!$A$4:$M$34,COLUMN(Table!M:M),FALSE)","v":1.7294804352525762E-2},{"$f":"COUNTIFS('03Jan21'!$E:$E,\">\"&253-U145+$T145,'03Jan21'!$D:$D,$D145)/COUNTIF('03Jan21'!$D:$D,$D145)","v":1.7294804352525762E-2},{"$f":"COUNTIFS('03Jan21'!$E:$E,\">\"&253-V145+$T145,'03Jan21'!$D:$D,$D145)/COUNTIF('03Jan21'!$D:$D,$D145)","v":1.7294804352525762E-2},{"$f":"COUNTIFS('03Jan21'!$E:$E,\">\"&253-W145+$T145,'03Jan21'!$D:$D,$D145)/COUNTIF('03Jan21'!$D:$D,$D145)","v":1.7294804352525762E-2},{"$f":"COUNTIFS('03Jan21'!$E:$E,\">\"&253-X145+$T145,'03Jan21'!$D:$D,$D145)/COUNTIF('03Jan21'!$D:$D,$D145)","v":1.7294804352525762E-2},{"$f":"COUNTIFS('03Jan21'!$E:$E,\">\"&253-Y145+$T145,'03Jan21'!$D:$D,$D145)/COUNTIF('03Jan21'!$D:$D,$D145)","v":1.7294804352525762E-2},{"$f":"COUNTIFS('03Jan21'!$E:$E,\">\"&253-Z145+$T145,'03Jan21'!$D:$D,$D145)/COUNTIF('03Jan21'!$D:$D,$D145)","v":1.7294804352525762E-2},{"$f":"COUNTIFS('03Jan21'!$E:$E,\">\"&253-AA145+$T145,'03Jan21'!$D:$D,$D145)/COUNTIF('03Jan21'!$D:$D,$D145)","v":1.7294804352525762E-2},{"$f":"COUNTIFS('03Jan21'!$E:$E,\">\"&253-AB145+$T145,'03Jan21'!$D:$D,$D145)/COUNTIF('03Jan21'!$D:$D,$D145)","v":1.7294804352525762E-2},{"$f":"COUNTIFS('03Jan21'!$E:$E,\">\"&253-AC145+$T145,'03Jan21'!$D:$D,$D145)/COUNTIF('03Jan21'!$D:$D,$D145)","v":1.7294804352525762E-2},{"$f":"COUNTIFS('03Jan21'!$E:$E,\">\"&253-AD145+$T145,'03Jan21'!$D:$D,$D145)/COUNTIF('03Jan21'!$D:$D,$D145)","v":1.7294804352525762E-2}]
[null,null,null,"ES0","ES",35005,118.51911537236866,3.1553589633546877,3.1553589633546877,3.1553589633546877,3.1553589633546877,3.1553589633546877,3.1553589633546877,3.1553589633546877,3.1553589633546877,3.1553589633546877,3.1553589633546877,3.1553589633546877,null,{"$f":"VLOOKUP($E146,Curtailment!$E$88:U$114,COLUMN(R$124)-1,FALSE)","v":254},{"$f":"VLOOKUP($E146,Curtailment!$E$88:V$114,COLUMN(S$124)-1,FALSE)","v":254},{"$f":"VLOOKUP($E146,Curtailment!$E$88:W$114,COLUMN(T$124)-1,FALSE)","v":254},{"$f":"VLOOKUP($E146,Curtailment!$E$88:X$114,COLUMN(U$124)-1,FALSE)","v":254},{"$f":"VLOOKUP($E146,Curtailment!$E$88:Y$114,COLUMN(V$124)-1,FALSE)","v":254},{"$f":"VLOOKUP($E146,Curtailment!$E$88:Z$114,COLUMN(W$124)-1,FALSE)","v":254},{"$f":"VLOOKUP($E146,Curtailment!$E$88:AA$114,COLUMN(X$124)-1,FALSE)","v":254},{"$f":"VLOOKUP($E146,Curtailment!$E$88:AB$114,COLUMN(Y$124)-1,FALSE)","v":254},{"$f":"VLOOKUP($E146,Curtailment!$E$88:AC$114,COLUMN(Z$124)-1,FALSE)","v":254},{"$f":"VLOOKUP($E146,Curtailment!$E$88:AD$114,COLUMN(AA$124)-1,FALSE)","v":254},{"$f":"VLOOKUP($E146,Curtailment!$E$88:AE$114,COLUMN(AB$124)-1,FALSE)","v":254},null,{"$f":"VLOOKUP($D146,Table!$A$4:$M$34,COLUMN(Table!M:M),FALSE)","v":2.4196031850776473E-2},{"$f":"COUNTIFS('03Jan21'!$E:$E,\">\"&253-U146+$T146,'03Jan21'!$D:$D,$D146)/COUNTIF('03Jan21'!$D:$D,$D146)","v":2.4196031850776473E-2},{"$f":"COUNTIFS('03Jan21'!$E:$E,\">\"&253-V146+$T146,'03Jan21'!$D:$D,$D146)/COUNTIF('03Jan21'!$D:$D,$D146)","v":2.4196031850776473E-2},{"$f":"COUNTIFS('03Jan21'!$E:$E,\">\"&253-W146+$T146,'03Jan21'!$D:$D,$D146)/COUNTIF('03Jan21'!$D:$D,$D146)","v":2.4196031850776473E-2},{"$f":"COUNTIFS('03Jan21'!$E:$E,\">\"&253-X146+$T146,'03Jan21'!$D:$D,$D146)/COUNTIF('03Jan21'!$D:$D,$D146)","v":2.4196031850776473E-2},{"$f":"COUNTIFS('03Jan21'!$E:$E,\">\"&253-Y146+$T146,'03Jan21'!$D:$D,$D146)/COUNTIF('03Jan21'!$D:$D,$D146)","v":2.4196031850776473E-2},{"$f":"COUNTIFS('03Jan21'!$E:$E,\">\"&253-Z146+$T146,'03Jan21'!$D:$D,$D146)/COUNTIF('03Jan21'!$D:$D,$D146)","v":2.4196031850776473E-2},{"$f":"COUNTIFS('03Jan21'!$E:$E,\">\"&253-AA146+$T146,'03Jan21'!$D:$D,$D146)/COUNTIF('03Jan21'!$D:$D,$D146)","v":2.4196031850776473E-2},{"$f":"COUNTIFS('03Jan21'!$E:$E,\">\"&253-AB146+$T146,'03Jan21'!$D:$D,$D146)/COUNTIF('03Jan21'!$D:$D,$D146)","v":2.4196031850776473E-2},{"$f":"COUNTIFS('03Jan21'!$E:$E,\">\"&253-AC146+$T146,'03Jan21'!$D:$D,$D146)/COUNTIF('03Jan21'!$D:$D,$D146)","v":2.4196031850776473E-2},{"$f":"COUNTIFS('03Jan21'!$E:$E,\">\"&253-AD146+$T146,'03Jan21'!$D:$D,$D146)/COUNTIF('03Jan21'!$D:$D,$D146)","v":2.4196031850776473E-2}]
[null,null,null,"SHM","SHM",35005,46.499288407212944,1.4346111522885543,2.972361668911597,5.2453503773845664,12.050061413116717,30.221787103978588,19.159809472356681,32.59458320225653,45.02786214049133,56.633998254925288,69.374700419075992,91.532939637619862,null,{"$f":"VLOOKUP($E147,Curtailment!$E$88:U$114,COLUMN(R$124)-1,FALSE)","v":254.25815742150286},{"$f":"VLOOKUP($E147,Curtailment!$E$88:V$114,COLUMN(S$124)-1,FALSE)","v":254.89700466335461},{"$f":"VLOOKUP($E147,Curtailment!$E$88:W$114,COLUMN(T$124)-1,FALSE)","v":255.53585190520633},{"$f":"VLOOKUP($E147,Curtailment!$E$88:X$114,COLUMN(U$124)-1,FALSE)","v":256.17469914705811},{"$f":"VLOOKUP($E147,Curtailment!$E$88:Y$114,COLUMN(V$124)-1,FALSE)","v":256.81354638890986},{"$f":"VLOOKUP($E147,Curtailment!$E$88:Z$114,COLUMN(W$124)-1,FALSE)","v":256.45303387621186},{"$f":"VLOOKUP($E147,Curtailment!$E$88:AA$114,COLUMN(X$124)-1,FALSE)","v":256.89200916715367},{"$f":"VLOOKUP($E147,Curtailment!$E$88:AB$114,COLUMN(Y$124)-1,FALSE)","v":257.33098445809543},{"$f":"VLOOKUP($E147,Curtailment!$E$88:AC$114,COLUMN(Z$124)-1,FALSE)","v":257.7699597490373},{"$f":"VLOOKUP($E147,Curtailment!$E$88:AD$114,COLUMN(AA$124)-1,FALSE)","v":258.20893503997905},{"$f":"VLOOKUP($E147,Curtailment!$E$88:AE$114,COLUMN(AB$124)-1,FALSE)","v":258.64791033092087},null,{"$f":"VLOOKUP($D147,Table!$A$4:$M$34,COLUMN(Table!M:M),FALSE)","v":2.2286234081261371E-2},{"$f":"COUNTIFS('03Jan21'!$E:$E,\">\"&253-U147+$T147,'03Jan21'!$D:$D,$D147)/COUNTIF('03Jan21'!$D:$D,$D147)","v":3.0624620982413583E-2},{"$f":"COUNTIFS('03Jan21'!$E:$E,\">\"&253-V147+$T147,'03Jan21'!$D:$D,$D147)/COUNTIF('03Jan21'!$D:$D,$D147)","v":4.0428542551041037E-2},{"$f":"COUNTIFS('03Jan21'!$E:$E,\">\"&253-W147+$T147,'03Jan21'!$D:$D,$D147)/COUNTIF('03Jan21'!$D:$D,$D147)","v":7.4186375581160299E-2},{"$f":"COUNTIFS('03Jan21'!$E:$E,\">\"&253-X147+$T147,'03Jan21'!$D:$D,$D147)/COUNTIF('03Jan21'!$D:$D,$D147)","v":0.15489185364867597},{"$f":"COUNTIFS('03Jan21'!$E:$E,\">\"&253-Y147+$T147,'03Jan21'!$D:$D,$D147)/COUNTIF('03Jan21'!$D:$D,$D147)","v":0.10844956539316758},{"$f":"COUNTIFS('03Jan21'!$E:$E,\">\"&253-Z147+$T147,'03Jan21'!$D:$D,$D147)/COUNTIF('03Jan21'!$D:$D,$D147)","v":0.16368506165352739},{"$f":"COUNTIFS('03Jan21'!$E:$E,\">\"&253-AA147+$T147,'03Jan21'!$D:$D,$D147)/COUNTIF('03Jan21'!$D:$D,$D147)","v":0.20320396199717},{"$f":"COUNTIFS('03Jan21'!$E:$E,\">\"&253-AB147+$T147,'03Jan21'!$D:$D,$D147)/COUNTIF('03Jan21'!$D:$D,$D147)","v":0.23205983424297555},{"$f":"COUNTIFS('03Jan21'!$E:$E,\">\"&253-AC147+$T147,'03Jan21'!$D:$D,$D147)/COUNTIF('03Jan21'!$D:$D,$D147)","v":0.26030927835051548},{"$f":"COUNTIFS('03Jan21'!$E:$E,\">\"&253-AD147+$T147,'03Jan21'!$D:$D,$D147)/COUNTIF('03Jan21'!$D:$D,$D147)","v":0.31675763088740649}]
[null,null,null,"EPN","EPN",35005,48.210341772467117,1.3678098516075903,1.3678098516075903,1.3678098516075903,1.3678098516075903,1.3678098516075903,1.3678098516075903,1.3678098516075903,1.3678098516075903,1.3678098516075903,1.3678098516075903,1.3678098516075903,null,{"$f":"VLOOKUP($E148,Curtailment!$E$88:U$114,COLUMN(R$124)-1,FALSE)","v":254.10822331683909},{"$f":"VLOOKUP($E148,Curtailment!$E$88:V$114,COLUMN(S$124)-1,FALSE)","v":254.10822331683909},{"$f":"VLOOKUP($E148,Curtailment!$E$88:W$114,COLUMN(T$124)-1,FALSE)","v":254.10822331683909},{"$f":"VLOOKUP($E148,Curtailment!$E$88:X$114,COLUMN(U$124)-1,FALSE)","v":254.10822331683909},{"$f":"VLOOKUP($E148,Curtailment!$E$88:Y$114,COLUMN(V$124)-1,FALSE)","v":254.10822331683909},{"$f":"VLOOKUP($E148,Curtailment!$E$88:Z$114,COLUMN(W$124)-1,FALSE)","v":254.10822331683909},{"$f":"VLOOKUP($E148,Curtailment!$E$88:AA$114,COLUMN(X$124)-1,FALSE)","v":254.10822331683909},{"$f":"VLOOKUP($E148,Curtailment!$E$88:AB$114,COLUMN(Y$124)-1,FALSE)","v":254.10822331683909},{"$f":"VLOOKUP($E148,Curtailment!$E$88:AC$114,COLUMN(Z$124)-1,FALSE)","v":254.10822331683909},{"$f":"VLOOKUP($E148,Curtailment!$E$88:AD$114,COLUMN(AA$124)-1,FALSE)","v":254.10822331683909},{"$f":"VLOOKUP($E148,Curtailment!$E$88:AE$114,COLUMN(AB$124)-1,FALSE)","v":254.10822331683909},null,{"$f":"VLOOKUP($D148,Table!$A$4:$M$34,COLUMN(Table!M:M),FALSE)","v":2.32670867668444E-2},{"$f":"COUNTIFS('03Jan21'!$E:$E,\">\"&253-U148+$T148,'03Jan21'!$D:$D,$D148)/COUNTIF('03Jan21'!$D:$D,$D148)","v":2.32670867668444E-2},{"$f":"COUNTIFS('03Jan21'!$E:$E,\">\"&253-V148+$T148,'03Jan21'!$D:$D,$D148)/COUNTIF('03Jan21'!$D:$D,$D148)","v":2.32670867668444E-2},{"$f":"COUNTIFS('03Jan21'!$E:$E,\">\"&253-W148+$T148,'03Jan21'!$D:$D,$D148)/COUNTIF('03Jan21'!$D:$D,$D148)","v":2.32670867668444E-2},{"$f":"COUNTIFS('03Jan21'!$E:$E,\">\"&253-X148+$T148,'03Jan21'!$D:$D,$D148)/COUNTIF('03Jan21'!$D:$D,$D148)","v":2.32670867668444E-2},{"$f":"COUNTIFS('03Jan21'!$E:$E,\">\"&253-Y148+$T148,'03Jan21'!$D:$D,$D148)/COUNTIF('03Jan21'!$D:$D,$D148)","v":2.32670867668444E-2},{"$f":"COUNTIFS('03Jan21'!$E:$E,\">\"&253-Z148+$T148,'03Jan21'!$D:$D,$D148)/COUNTIF('03Jan21'!$D:$D,$D148)","v":2.32670867668444E-2},{"$f":"COUNTIFS('03Jan21'!$E:$E,\">\"&253-AA148+$T148,'03Jan21'!$D:$D,$D148)/COUNTIF('03Jan21'!$D:$D,$D148)","v":2.32670867668444E-2},{"$f":"COUNTIFS('03Jan21'!$E:$E,\">\"&253-AB148+$T148,'03Jan21'!$D:$D,$D148)/COUNTIF('03Jan21'!$D:$D,$D148)","v":2.32670867668444E-2},{"$f":"COUNTIFS('03Jan21'!$E:$E,\">\"&253-AC148+$T148,'03Jan21'!$D:$D,$D148)/COUNTIF('03Jan21'!$D:$D,$D148)","v":2.32670867668444E-2},{"$f":"COUNTIFS('03Jan21'!$E:$E,\">\"&253-AD148+$T148,'03Jan21'!$D:$D,$D148)/COUNTIF('03Jan21'!$D:$D,$D148)","v":2.32670867668444E-2}]
[null,null,null,"BMS","BMS",35005,140.7775910989215,0.48979714343928804,0.48979714343928804,0.48979714343928804,0.48979714343928804,0.48979714343928804,0.48979714343928804,0.48979714343928804,0.48979714343928804,0.48979714343928804,0.48979714343928804,0.48979714343928804,null,{"$f":"VLOOKUP($E149,Curtailment!$E$88:U$114,COLUMN(R$124)-1,FALSE)","v":253.26400389557224},{"$f":"VLOOKUP($E149,Curtailment!$E$88:V$114,COLUMN(S$124)-1,FALSE)","v":253.26400389557224},{"$f":"VLOOKUP($E149,Curtailment!$E$88:W$114,COLUMN(T$124)-1,FALSE)","v":253.26400389557224},{"$f":"VLOOKUP($E149,Curtailment!$E$88:X$114,COLUMN(U$124)-1,FALSE)","v":253.26400389557224},{"$f":"VLOOKUP($E149,Curtailment!$E$88:Y$114,COLUMN(V$124)-1,FALSE)","v":253.26400389557224},{"$f":"VLOOKUP($E149,Curtailment!$E$88:Z$114,COLUMN(W$124)-1,FALSE)","v":253.26400389557224},{"$f":"VLOOKUP($E149,Curtailment!$E$88:AA$114,COLUMN(X$124)-1,FALSE)","v":253.26400389557224},{"$f":"VLOOKUP($E149,Curtailment!$E$88:AB$114,COLUMN(Y$124)-1,FALSE)","v":253.26400389557224},{"$f":"VLOOKUP($E149,Curtailment!$E$88:AC$114,COLUMN(Z$124)-1,FALSE)","v":253.26400389557224},{"$f":"VLOOKUP($E149,Curtailment!$E$88:AD$114,COLUMN(AA$124)-1,FALSE)","v":253.26400389557224},{"$f":"VLOOKUP($E149,Curtailment!$E$88:AE$114,COLUMN(AB$124)-1,FALSE)","v":253.26400389557224},null,{"$f":"VLOOKUP($D149,Table!$A$4:$M$34,COLUMN(Table!M:M),FALSE)","v":1.1977223640290595E-2},{"$f":"COUNTIFS('03Jan21'!$E:$E,\">\"&253-U149+$T149,'03Jan21'!$D:$D,$D149)/COUNTIF('03Jan21'!$D:$D,$D149)","v":1.1977223640290595E-2},{"$f":"COUNTIFS('03Jan21'!$E:$E,\">\"&253-V149+$T149,'03Jan21'!$D:$D,$D149)/COUNTIF('03Jan21'!$D:$D,$D149)","v":1.1977223640290595E-2},{"$f":"COUNTIFS('03Jan21'!$E:$E,\">\"&253-W149+$T149,'03Jan21'!$D:$D,$D149)/COUNTIF('03Jan21'!$D:$D,$D149)","v":1.1977223640290595E-2},{"$f":"COUNTIFS('03Jan21'!$E:$E,\">\"&253-X149+$T149,'03Jan21'!$D:$D,$D149)/COUNTIF('03Jan21'!$D:$D,$D149)","v":1.1977223640290595E-2},{"$f":"COUNTIFS('03Jan21'!$E:$E,\">\"&253-Y149+$T149,'03Jan21'!$D:$D,$D149)/COUNTIF('03Jan21'!$D:$D,$D149)","v":1.1977223640290595E-2},{"$f":"COUNTIFS('03Jan21'!$E:$E,\">\"&253-Z149+$T149,'03Jan21'!$D:$D,$D149)/COUNTIF('03Jan21'!$D:$D,$D149)","v":1.1977223640290595E-2},{"$f":"COUNTIFS('03Jan21'!$E:$E,\">\"&253-AA149+$T149,'03Jan21'!$D:$D,$D149)/COUNTIF('03Jan21'!$D:$D,$D149)","v":1.1977223640290595E-2},{"$f":"COUNTIFS('03Jan21'!$E:$E,\">\"&253-AB149+$T149,'03Jan21'!$D:$D,$D149)/COUNTIF('03Jan21'!$D:$D,$D149)","v":1.1977223640290595E-2},{"$f":"COUNTIFS('03Jan21'!$E:$E,\">\"&253-AC149+$T149,'03Jan21'!$D:$D,$D149)/COUNTIF('03Jan21'!$D:$D,$D149)","v":1.1977223640290595E-2},{"$f":"COUNTIFS('03Jan21'!$E:$E,\">\"&253-AD149+$T149,'03Jan21'!$D:$D,$D149)/COUNTIF('03Jan21'!$D:$D,$D149)","v":1.1977223640290595E-2}]
[null,null,null,"BD0","BD",35005,290.31128534826888,0,0,0,0,0,0,0,0,0,0,0,null,{"$f":"VLOOKUP($E150,Curtailment!$E$88:U$114,COLUMN(R$124)-1,FALSE)","v":251.84089141572511},{"$f":"VLOOKUP($E150,Curtailment!$E$88:V$114,COLUMN(S$124)-1,FALSE)","v":251.84089141572511},{"$f":"VLOOKUP($E150,Curtailment!$E$88:W$114,COLUMN(T$124)-1,FALSE)","v":251.84089141572511},{"$f":"VLOOKUP($E150,Curtailment!$E$88:X$114,COLUMN(U$124)-1,FALSE)","v":251.84089141572511},{"$f":"VLOOKUP($E150,Curtailment!$E$88:Y$114,COLUMN(V$124)-1,FALSE)","v":251.84089141572511},{"$f":"VLOOKUP($E150,Curtailment!$E$88:Z$114,COLUMN(W$124)-1,FALSE)","v":251.84089141572511},{"$f":"VLOOKUP($E150,Curtailment!$E$88:AA$114,COLUMN(X$124)-1,FALSE)","v":251.84089141572511},{"$f":"VLOOKUP($E150,Curtailment!$E$88:AB$114,COLUMN(Y$124)-1,FALSE)","v":251.84089141572511},{"$f":"VLOOKUP($E150,Curtailment!$E$88:AC$114,COLUMN(Z$124)-1,FALSE)","v":251.84089141572511},{"$f":"VLOOKUP($E150,Curtailment!$E$88:AD$114,COLUMN(AA$124)-1,FALSE)","v":251.84089141572511},{"$f":"VLOOKUP($E150,Curtailment!$E$88:AE$114,COLUMN(AB$124)-1,FALSE)","v":251.84089141572511},null,{"$f":"VLOOKUP($D150,Table!$A$4:$M$34,COLUMN(Table!M:M),FALSE)","v":3.9587820923327709E-3},{"$f":"COUNTIFS('03Jan21'!$E:$E,\">\"&253-U150+$T150,'03Jan21'!$D:$D,$D150)/COUNTIF('03Jan21'!$D:$D,$D150)","v":3.9587820923327709E-3},{"$f":"COUNTIFS('03Jan21'!$E:$E,\">\"&253-V150+$T150,'03Jan21'!$D:$D,$D150)/COUNTIF('03Jan21'!$D:$D,$D150)","v":3.9587820923327709E-3},{"$f":"COUNTIFS('03Jan21'!$E:$E,\">\"&253-W150+$T150,'03Jan21'!$D:$D,$D150)/COUNTIF('03Jan21'!$D:$D,$D150)","v":3.9587820923327709E-3},{"$f":"COUNTIFS('03Jan21'!$E:$E,\">\"&253-X150+$T150,'03Jan21'!$D:$D,$D150)/COUNTIF('03Jan21'!$D:$D,$D150)","v":3.9587820923327709E-3},{"$f":"COUNTIFS('03Jan21'!$E:$E,\">\"&253-Y150+$T150,'03Jan21'!$D:$D,$D150)/COUNTIF('03Jan21'!$D:$D,$D150)","v":3.9587820923327709E-3},{"$f":"COUNTIFS('03Jan21'!$E:$E,\">\"&253-Z150+$T150,'03Jan21'!$D:$D,$D150)/COUNTIF('03Jan21'!$D:$D,$D150)","v":3.9587820923327709E-3},{"$f":"COUNTIFS('03Jan21'!$E:$E,\">\"&253-AA150+$T150,'03Jan21'!$D:$D,$D150)/COUNTIF('03Jan21'!$D:$D,$D150)","v":3.9587820923327709E-3},{"$f":"COUNTIFS('03Jan21'!$E:$E,\">\"&253-AB150+$T150,'03Jan21'!$D:$D,$D150)/COUNTIF('03Jan21'!$D:$D,$D150)","v":3.9587820923327709E-3},{"$f":"COUNTIFS('03Jan21'!$E:$E,\">\"&253-AC150+$T150,'03Jan21'!$D:$D,$D150)/COUNTIF('03Jan21'!$D:$D,$D150)","v":3.9587820923327709E-3},{"$f":"COUNTIFS('03Jan21'!$E:$E,\">\"&253-AD150+$T150,'03Jan21'!$D:$D,$D150)/COUNTIF('03Jan21'!$D:$D,$D150)","v":3.9587820923327709E-3}]
[null,null,null,"TMA","TMA",35005,133.2591758878103,0,0,0,0,0,0,0,0,0,0,0,null,{"$f":"VLOOKUP($E151,Curtailment!$E$88:U$114,COLUMN(R$124)-1,FALSE)","v":252},{"$f":"VLOOKUP($E151,Curtailment!$E$88:V$114,COLUMN(S$124)-1,FALSE)","v":252},{"$f":"VLOOKUP($E151,Curtailment!$E$88:W$114,COLUMN(T$124)-1,FALSE)","v":252},{"$f":"VLOOKUP($E151,Curtailment!$E$88:X$114,COLUMN(U$124)-1,FALSE)","v":252},{"$f":"VLOOKUP($E151,Curtailment!$E$88:Y$114,COLUMN(V$124)-1,FALSE)","v":252},{"$f":"VLOOKUP($E151,Curtailment!$E$88:Z$114,COLUMN(W$124)-1,FALSE)","v":252},{"$f":"VLOOKUP($E151,Curtailment!$E$88:AA$114,COLUMN(X$124)-1,FALSE)","v":252},{"$f":"VLOOKUP($E151,Curtailment!$E$88:AB$114,COLUMN(Y$124)-1,FALSE)","v":252},{"$f":"VLOOKUP($E151,Curtailment!$E$88:AC$114,COLUMN(Z$124)-1,FALSE)","v":252},{"$f":"VLOOKUP($E151,Curtailment!$E$88:AD$114,COLUMN(AA$124)-1,FALSE)","v":252},{"$f":"VLOOKUP($E151,Curtailment!$E$88:AE$114,COLUMN(AB$124)-1,FALSE)","v":252},null,{"$f":"VLOOKUP($D151,Table!$A$4:$M$34,COLUMN(Table!M:M),FALSE)","v":1.7448623497479643E-3},{"$f":"COUNTIFS('03Jan21'!$E:$E,\">\"&253-U151+$T151,'03Jan21'!$D:$D,$D151)/COUNTIF('03Jan21'!$D:$D,$D151)","v":1.7448623497479643E-3},{"$f":"COUNTIFS('03Jan21'!$E:$E,\">\"&253-V151+$T151,'03Jan21'!$D:$D,$D151)/COUNTIF('03Jan21'!$D:$D,$D151)","v":1.7448623497479643E-3},{"$f":"COUNTIFS('03Jan21'!$E:$E,\">\"&253-W151+$T151,'03Jan21'!$D:$D,$D151)/COUNTIF('03Jan21'!$D:$D,$D151)","v":1.7448623497479643E-3},{"$f":"COUNTIFS('03Jan21'!$E:$E,\">\"&253-X151+$T151,'03Jan21'!$D:$D,$D151)/COUNTIF('03Jan21'!$D:$D,$D151)","v":1.7448623497479643E-3},{"$f":"COUNTIFS('03Jan21'!$E:$E,\">\"&253-Y151+$T151,'03Jan21'!$D:$D,$D151)/COUNTIF('03Jan21'!$D:$D,$D151)","v":1.7448623497479643E-3},{"$f":"COUNTIFS('03Jan21'!$E:$E,\">\"&253-Z151+$T151,'03Jan21'!$D:$D,$D151)/COUNTIF('03Jan21'!$D:$D,$D151)","v":1.7448623497479643E-3},{"$f":"COUNTIFS('03Jan21'!$E:$E,\">\"&253-AA151+$T151,'03Jan21'!$D:$D,$D151)/COUNTIF('03Jan21'!$D:$D,$D151)","v":1.7448623497479643E-3},{"$f":"COUNTIFS('03Jan21'!$E:$E,\">\"&253-AB151+$T151,'03Jan21'!$D:$D,$D151)/COUNTIF('03Jan21'!$D:$D,$D151)","v":1.7448623497479643E-3},{"$f":"COUNTIFS('03Jan21'!$E:$E,\">\"&253-AC151+$T151,'03Jan21'!$D:$D,$D151)/COUNTIF('03Jan21'!$D:$D,$D151)","v":1.7448623497479643E-3},{"$f":"COUNTIFS('03Jan21'!$E:$E,\">\"&253-AD151+$T151,'03Jan21'!$D:$D,$D151)/COUNTIF('03Jan21'!$D:$D,$D151)","v":1.7448623497479643E-3}]
[null,null,null,"TOTALS",null,null,null,{"$f":"SUM(H125:H151)","v":475.07495060238938},476.61270111901246,478.88568982748541,485.69040086321758,523.83386964993474,508.59752791977849,552.73105563714773,647.80242471750068,826.49423480005407,1113.2173791096361,1601.9157328217677]
[]
[]
[]
[]
[]
[]
[]
[]
[]
[]
[]
[]
[]
[]
[]
[]
[]
[]
[]
[]
[]
[]
[]
[]
[]
[]
[]
[]
[]
[]
[]
[]
[]
[]
[null,"End"]

{"sheet":"PV_Uptake","index":10,"n_rows":114,"n_cols":26,"rows_kept":114,"cut":false,"hidden":false,"merged":[]}
[null,null,null,"Voltage PQ Management Strategy",null,null,null,"Section Check:",{"$f":"IF(COUNTA($A$8:$A$241)=COUNTIF($A$8:$A$241,0),\"Ok\",\"Check\")","v":"Ok"},null,null,"Overall Check:","Ok",null,"Legend:","Input","Internal","Select","Calculation"]
[null,null,null,{"$f":"RIGHT(CELL(\"filename\",D1),LEN(CELL(\"filename\",D1))-FIND(\"]\",CELL(\"filename\",D1)))","v":"PV_Uptake"},"Solar PV Uptake"]
[]
[]
[]
[null,"Copyright Jemena Limited. All rights reserved. Jemena is not liable for any loss caused by reliance on this document."]
[]
[null,"Solar PV Uptake"]
[]
[null,null,"Inputs"]
[]
[null,null,"Source: 2023 JEN Uptakes forecast"]
[null,null,null,"PV",null,2023,{"$f":"F13+1","v":2024},2025,2026,2027,2028,2029,2030,2031,2032,2033,2034,2035,2036,2037,2038,2039]
[null,null,null,"green_energy_exports",null,322.32999789714813,372.13,432.31000000000006,494.33,557.99,623.21,678.31000000000006,728.05000000000007,785.25,836.52,893.72,952.64,1016.05,1071.49,1125.74,1189.33,1249.21]
[null,null,null,"progressive_change",null,322.32999789714813,372.13,420.21999999999997,466.54999999999995,512.93000000000006,557.80000000000007,591.39,623.54,657.21,691.31999999999994,725.8599999999999,756.27,783.74,806.0100000000001,831.98,855.95,879.73]
[null,null,null,"step_change",null,322.32999789714813,372.13,431.80999999999995,489.88,547.14,601.65,649.53,694.5,745.1400000000001,797.01,853.54000000000008,906.80000000000007,960.32999999999993,1015.51,1079.1600000000001,1145.26,1214.4199999999998]
[]
[null,null,null,"Low",null,{"$f":"F15*90%+F16*10%","v":322.32999789714813},372.13000000000005,421.37899999999996,468.88299999999998,516.35100000000011,562.18500000000006,597.20399999999995,630.63600000000008,666.00300000000004,701.88900000000001,738.62799999999993,771.32300000000009,801.399,826.96000000000015,856.69800000000009,884.88100000000009,913.19900000000007]
[null,null,null,"Neutral",null,{"$f":"F15*10%+F16*80%+F14*10%","v":322.32999789714819},372.13000000000005,430.70099999999996,487.99199999999996,544.80399999999997,599.42100000000005,646.59400000000005,690.75900000000001,740.35800000000006,790.39200000000005,844.79000000000019,896.33100000000002,948.24300000000005,1000.158,1059.1000000000001,1120.7360000000001,1184.43]
[null,null,null,"High",null,{"$f":"F14*90%+F16*10%","v":322.32999789714813},372.13000000000005,432.26000000000005,493.88499999999999,556.90499999999997,621.05399999999997,675.43200000000002,724.69500000000016,781.23900000000003,832.56900000000007,889.70200000000011,948.05600000000004,1010.478,1065.8920000000001,1121.0820000000001,1184.923,1245.731]
[]
[]
[]
[]
[]
[]
[]
[]
[]
[]
[]
[]
[]
[]
[]
[]
[]
[]
[]
[]
[]
[]
[]
[]
[]
[]
[]
[]
[null,null,null,"Neutral",null,{"$f":"F13 & \" Actual\"","v":"2023 Actual"},{"$f":"G13","v":2024},2025,2026,2027,2028,2029,2030,2031,2032,2033,2034,2035,2036,2037,2038,2039,"1-5yr Growth","6-10 yr Growth","1-5yr Growth %pa","6-10 yr Growth %pa"]
[null,null,null,"ST",null,37.599998474121094,44.009842315184024,49.851239840973484,55.245979665116124,60.355703952491702,65.580942745669361,70.228401162507552,74.615868394009851,78.2188514250699,81.426084701969188,84.611692446596336,87.421826011380105,90.125358598361856,92.488658933652189,94.523284675772885,96.448121981401243,98.203704418713357,{"$f":"K50-F50","v":27.980944271548267},{"$f":"P50-F50-W50","v":19.030749700926975},{"$f":"W50/F50/5","v":0.1488348159950415},{"$f":"X50/K50/5","v":5.8037438634362025E-2}]
[null,null,null,"COO",null,25.000000000000007,30.190713048252867,35.764360177362626,41.650481157624469,47.796479742882731,54.525072708035175,60.875203836609003,67.151297549282106,72.57850092463957,77.667958999381597,82.983208401760521,87.858243269646138,92.701216482180669,97.162501608504527,101.17860048619914,105.01713963376639,108.6109488330174,29.525072708035168,28.458135693725346,0.23620058166428129,0.10438550296341582]
[null,null,null,"BD",null,23.450000762939453,27.010118974158868,30.531521826141464,34.013567628973895,37.449503919990484,41.057558355957973,44.353208008573382,47.52077773929804,50.186204399231229,52.603834540775011,55.060655570084513,57.269530469551476,59.423094371063769,61.352787830342294,63.048339782203549,64.665193090700996,66.160342689146574,17.60755759301852,14.003097214126541,0.15017106200564076,6.8212030986954747E-2]
[null,null,null,"SHM",null,22.729999542236335,26.222447560430602,29.606323907546365,32.891367110692137,36.130089117720892,39.578813472674419,42.77448758775278,45.930454564955248,48.644309902632607,51.1721685094615,53.819432512994744,56.257841075773051,58.709778252163247,60.987182001551943,63.077874029597695,65.146163053542239,67.138467220284156,16.848813930438084,14.240619040320325,0.14825177536083997,7.1960818381542349E-2]
[null,null,null,"SBY",null,21.670000076293952,24.826576167027614,27.974793236690104,31.093862315269128,34.19561445925293,37.474821721891523,40.480868254656542,43.405819227215652,45.908689287949301,48.219353290215025,50.631972611487136,52.855788750217052,55.103575703105534,57.192775268563921,59.120123386838969,61.033422795193388,62.893410337146044,15.804821645597571,13.157150889595613,0.14586821956578916,7.0218617648070886E-2]
[null,null,null,"NH",null,14.819999694824224,17.119370329819407,19.608219510227638,22.304954680478904,25.297015892973704,28.840528274161091,32.507816524953427,36.537620994724143,40.417552180560335,44.510937502597841,49.341097601784043,54.293974764420149,59.809472675708768,65.56220597394568,71.475785548810265,77.73957663872396,84.333898268682461,14.020528579336867,20.500569327622948,0.18921091589810807,0.14216500566662568]
[null,null,null,"AW",null,18.159999847412113,20.698784530353635,23.299062595456547,25.949620251088056,28.699712843284935,31.758324904815218,34.722001383026502,37.780059197357346,40.546869695579396,43.288055389733998,46.352234146993247,49.354548964321168,52.587162088954535,55.848922334259214,59.100432636700681,62.525394974869556,66.111433477590509,13.598325057403105,14.593909242178029,0.14976129043680506,9.1906039036493956E-2]
[null,null,null,"CN",null,14.770000457763674,17.219075836860551,19.667911045136542,22.106336443972168,24.523224137420687,27.08389736650069,29.42979879540265,31.726902018273822,33.682951157406251,35.513306358515379,37.415428135946918,39.178150117562502,40.946259051462334,42.598143248717427,44.106270046223557,45.593478956055222,47.008666309722081,12.313896908737016,10.33153076944623,0.16674199765869829,7.629279220519429E-2]
[null,null,null,"PV",null,9.8299999237060565,11.456118829195079,13.201476101621694,15.085140963838027,17.152369723514706,19.590916448504643,22.112066334063556,24.898460822445244,27.624794808008453,30.552179474953402,34.079019952423678,37.789555941721986,42.01622945053473,46.540766727180532,51.303075852012967,56.420088406413441,61.895719136386866,9.7609165247985867,14.488103503919037,0.19859443744773858,0.14790633753149307]
[null,null,null,"KLO",null,23.559999465942383,26.042979929825773,28.034482874099648,29.574425323973898,30.733393756245903,31.659079760898933,32.279444303083984,32.740730150806719,33.026402361672289,33.186846687241307,33.28463795346866,33.34605987609298,33.377192114618246,33.34927660147136,33.266761844261495,33.196370700816814,33.09973428294591,8.0990802949565506,1.6255581925697271,6.8752805420597182E-2,1.0269143669661552E-2]
[null,null,null,"CS",null,14.220000267028814,16.241966051650905,18.255243643114866,20.239313276880758,22.221692013826083,24.32489220893515,26.272350378472964,28.198378281119627,29.872977795396874,31.466855943115096,33.165481600603457,34.794166528137417,36.47813159897369,38.102167453362895,39.666109169769705,41.245166310805466,42.832074114014695,10.104891941906336,8.8405893916683045,0.14212224686571956,7.2687593562457242E-2]
[null,null,null,"FW",null,7.5000000000000018,8.7740513394446431,10.117483672137826,11.569578099340129,13.13460724050762,14.94626207477627,16.790077712128138,18.775725511533651,20.661396879723664,22.618356440255504,24.893969329959404,27.216416712640626,29.770989565560534,32.420438847186297,35.107803792486116,37.937308983375516,40.885604655301357,7.4462620747762678,9.9477072551831363,0.19856698866070041,0.1331129777520918]
[null,null,null,"HB",null,6.989999771118165,8.2456144341957991,9.6001684212567842,11.053168221986084,12.618747016221866,14.430188840766542,16.243978953098814,18.159477224681314,19.93521440828691,21.72356469660664,23.722254461033693,25.698882621972995,27.809374017862488,29.940238683884544,32.065652375211769,34.285903287211326,36.601418164169012,7.440189069648377,9.2920656202671523,0.21288095316942185,0.12878647289793266]
[null,null,null,"PTN",null,6.1900000572204599,7.3183564516445401,8.545642638691108,9.8515209773562127,11.269572229770203,12.881970085209192,14.506388635320858,16.20139340401284,17.77656097462361,19.357335576306891,21.12065199398894,22.852268723476147,24.688621666590294,26.511439664388995,28.275269353001939,30.055378707589817,31.83795274227867,6.6919700279887318,8.2386819087797498,0.21621873880866085,0.12791027854100098]
[null,null,null,"BY",null,8.3299999237060565,9.5118690487901549,10.694488560428402,11.887369740187445,13.094925684793338,14.410340379866385,15.658162956557918,16.926978755166413,18.045147738423612,19.138609295600812,20.336198112809292,21.483512039703609,22.697283984058327,23.873141262306735,25.016525317646249,26.17821458049745,27.338581391545357,6.0803404561603287,5.925857732942907,0.14598656691115924,8.2244521319181391E-2]
[null,null,null,"NT",null,7.8800001144409189,8.9934028844178613,10.117483672137826,11.261718601536423,12.450100167915402,13.755324133668234,15.022701360038615,16.330608038740426,17.527868191470581,18.740924286902622,20.107813524854233,21.483512039703609,22.974684906923997,24.505541756237363,26.040421791077939,27.670186760173614,29.353517403313937,5.8753240192273148,6.3524893911860003,0.14911989679949808,9.236408141975111E-2]
[null,null,null,"ES",null,8.6199998855590838,9.721249852886821,10.764126786989435,11.768198230028821,12.717950432466131,13.705702508181925,14.595750525899781,15.436051964101447,16.155082965935662,16.82209198658316,17.506209163853406,18.150889044578168,18.803773133856964,19.416689555471784,19.985653203923395,20.563690058677505,21.117708776510469,5.0857026226228417,3.8005066556714802,0.11799774223066566,5.5458764749967152E-2]
[null,null,null,"TT",null,8.1999998092651385,9.2925175038169385,10.34629553012388,11.361027719789792,12.360816431037525,13.398043319218919,14.337594163540896,15.247201774379457,16.025763553541246,16.732612622587094,17.46649101088369,18.150889044578168,18.833495268690889,19.456215528693519,20.034880079269126,20.612767327252232,21.166614256817557,5.1980435099537807,4.0684476916647707,0.12678155197224608,6.0731968015490093E-2]
[null,null,null,"FT",null,5.5399999618530282,6.5406562542239142,7.5905999013912364,8.5902875041015427,9.5632643879728505,10.599341239853064,11.617025890127946,12.692749133095234,13.697998951438878,14.754128045040835,16.006813377570317,17.297897695536196,18.783958377301023,20.375173674375294,22.082671148319218,23.959887967284203,26.037675839757348,5.0593412780000362,5.4074721377172539,0.18264770082445198,0.1020341173163742]
[null,null,null,"FE",null,5.5700001716613778,6.4409512226138572,7.3319422759507189,8.2526353655309208,9.2061294404613321,10.27183358998991,11.299295565323822,12.374684308645655,13.35977661456073,14.356442088186787,15.490464131271517,16.633356845717895,17.902222496592533,19.209183850164102,20.556671813240825,21.986951441300153,23.50433315486104,4.7018334183285324,5.2186305412816063,0.16882704751968095,0.1016104962285849]
[null,null,null,"NS",null,5.1399998664855966,6.0221896144205269,6.9340077230132993,7.8951198879640661,8.8985976201963179,10.013796972985043,11.100714112321242,12.215652370373425,13.230456253478632,14.227195171476762,15.341516796233922,16.425066962618871,17.575286571976189,18.725001986410696,19.867512458720221,21.03483857683489,22.242551614193793,4.8737971064994463,5.3277198232488798,0.18964191568478922,0.10640758620574917]
[null,null,null,"FF",null,4.6900000572204599,5.384076936685072,6.1480872062899428,6.9814711698691081,7.8172740443782942,8.6541438015742624,9.3730531039211726,10.028961323320013,10.604260121855093,11.155075397776686,11.776724024755621,12.388230025346548,13.067532440834444,13.764605429211482,14.472369917598774,15.224001236360488,16.021678999158905,3.9641437443538026,3.1225802231813589,0.1690466394878111,7.2163816427763428E-2]
[null,null,null,"BMS",null,3.5599999427795419,4.2773498972357133,5.0438194267165235,5.8394096803185525,6.6764281349888357,7.592224642204572,8.4595784201093185,9.3133166531898564,10.057135809180899,10.747448026822068,11.478831248636507,12.150185795952929,12.839668409358641,13.487929270765763,14.08840967896853,14.693958685388983,15.278305064431644,4.0322246994250301,3.8866066064319345,0.22652948113683333,0.10238386743265201]
[null,null,null,"TMA",null,4.1399998664855966,4.975285593937202,5.8396880582165238,6.6736107249744254,7.4700601953575347,8.2174663041088234,8.817025035513959,9.3033769200715604,9.6492797965999557,9.9123085604000067,10.118449944725445,10.285504107228851,10.412416475611426,10.503787084152961,10.56384521127913,10.610667783669431,10.641995010714421,4.0774664376232268,1.9009836406166212,0.19697906131019013,4.6266904426881764E-2]
[null,null,null,"EP B",null,2.9000000953674325,3.3500921524000025,3.8102223600480052,4.3100405459797146,4.8312339021085577,5.428688455193047,6.0170237074444426,6.6097713327991388,7.142456561391187,7.6554435286091547,8.2020021885239132,8.7084594321646591,9.2037437254670014,9.6638790002125123,10.081433099770717,10.473248997829085,10.847401199565804,2.5286883598256145,2.7733137333308662,0.17439229494268188,0.10217251390353532]
[null,null,null,"YVE",null,3.519999980926515,3.998175808727555,4.4767626532025862,4.9555531294450192,5.4165375584565094,5.8951391172446348,6.3347545057040957,6.7688032710713681,7.142456561391187,7.5063118873862944,7.8941784536953126,8.2621262655756968,8.6489428245552631,9.0314785062818874,9.402118181412618,9.7861569408051157,10.172494750706008,2.3751391363181198,1.9990393364506773,0.13495108802204872,6.7819920673391015E-2]
[null,null,null,"SA",null,2.2799999713897714,2.5823626958559283,2.8949732677918099,3.2275648115084716,3.5812637145048036,3.9896395472379753,4.398583208379085,4.840539123710335,5.2523917889032443,5.6869008392413827,6.196185273717389,6.7247561016956148,7.3213848419437513,7.9544202371174562,8.6243513901763471,9.3444549710103484,10.133369806773,1.7096395758482039,2.2065457264794137,0.14996838572818885,0.11061378855676343]
[null,null,null,"EPN",null,1.5000000000000004,1.8644858739746553,2.2582780305294223,2.6912925422491654,3.1646071429840381,3.691905298578924,4.2198599006767665,4.7510838954084855,5.222548446213592,5.6570747006279811,6.1167470738218874,6.5263854375824213,6.925098686610994,7.2824937699650985,7.5807651055130094,7.8622986194846858,8.1184337950044227,2.1919052985789236,2.4248417752429638,0.29225403981052306,0.13135991197695812]
[null,null,null,"TH",null,3.0899999141693124,3.3401216492389958,3.5714616757230369,3.8035609174873213,4.0276816893320149,4.267525098378913,4.4879450989580096,4.7013861777221324,4.8743786446681199,5.0307201008114335,5.1734177398292722,5.3064075795605028,5.4291190525523252,5.5236284826939448,5.6117351592027909,5.6930502109350618,5.7611533578066751,1.1775251842096006,0.90589264145035919,7.6215224395962858E-2,4.2455175801753425E-2]
[null,null,null,"EP A",null,0.75000000000000022,0.78767052229497236,0.81576563191240425,0.82427038144191767,0.83331343869244179,0.83365600272342388,0.84397200380812976,0.84485800148820434,0.84555548643748768,0.84508147312003601,0.84403170249549275,0.84307414010146886,0.84210790292843585,0.83990773055879608,0.83683775065450861,0.83432631998147933,0.83140587478725525,8.3656002723423661E-2,1.0375699772068869E-2,2.2308267392912969E-2,2.4892041173273103E-3]
[null,null,null,"WT",null,0.12999999523162842,0.15952819914830693,0.17907051324372611,0.20855033515545082,0.23808955602391849,0.26796087703218663,0.29787247541357176,0.32800369852886041,0.34816989048494146,0.37780111382173026,0.39719138418733829,0.42649632482976824,0.44582180664690291,0.46441955445736599,0.48241234623506979,0.50059576858666521,0.518405973518554,0.13796088180055821,0.12923050715515166,0.21224751824758981,9.645475756494773E-2]
[]
[]
[]
[]
[]
[]
[]
[]
[]
[]
[]
[]
[]
[]
[]
[]
[]
[]
[]
[]
[]
[]
[]
[]
[]
[]
[]
[]
[]
[]
[]
[]
[]
[null,"End"]

{"sheet":"Voltage_Probability","index":11,"n_rows":279,"n_cols":22,"rows_kept":279,"cut":false,"hidden":false,"merged":[]}
[null,null,null,"Voltage PQ Management Strategy",null,null,null,"Section Check:",{"$f":"IF(COUNTA($A$8:$A$406)=COUNTIF($A$8:$A$406,0),\"Ok\",\"Check\")","v":"Ok"},null,null,"Overall Check:","Ok",null,"Legend:","Input","Internal","Select","Calculation"]
[null,null,null,{"$f":"RIGHT(CELL(\"filename\",D1),LEN(CELL(\"filename\",D1))-FIND(\"]\",CELL(\"filename\",D1)))","v":"Voltage_Probability"},"Voltage Probability"]
[]
[]
[]
[null,"Copyright Jemena Limited. All rights reserved. Jemena is not liable for any loss caused by reliance on this document."]
[]
[null,"Voltage Probability"]
[]
[null,null,"Inputs"]
[]
[null,null,null,"Bins","Avg.Count.12.18","Max.Count.2023.12.18","Min.Count.12.18","Avg.Count.01.17","Max.Count.01.17","Min.Count.2023.01.17","Vmin","Vmax"]
[null,null,null,207.1,0,0,0,0,0,0,{"$f":"J13","v":0},{"$f":"F13","v":0},null,null,null,null,"V1%","V50%","V99%","Spread","Undervolt","Overvolt"]
[null,null,null,207.3,0,0,0,0,0,0,{"$f":"K13+J14","v":0},{"$f":"L13+F14","v":0},null,"Maximum Demand",null,null,{"$f":"OFFSET($D$13,MATCH($K$277*1%,$K$13:$K$277,1),0)","v":217.7},{"$f":"OFFSET($D$13,MATCH($K$277*50%,$K$13:$K$277,1),0)","v":231.3},{"$f":"OFFSET($D$13,MATCH($K$277*99%,$K$13:$K$277,1),0)","v":244.1},{"$f":"S14-Q14","v":26.400000000000006},{"$f":"$K$57/$K$277","v":3.803333102828297E-3},{"$f":"1-$K$243/$K$277","v":0}]
[null,null,null,207.5,0,0,0,0,0,0,0,0,null,"Minimum Demand",null,null,{"$f":"OFFSET($D$13,MATCH($L$277*1%,$L$13:$L$277,1),0)","v":240.1},{"$f":"OFFSET($D$13,MATCH($L$277*50%,$L$13:$L$277,1),0)","v":246.7},{"$f":"OFFSET($D$13,MATCH($L$277*99%,$L$13:$L$277,1),0)","v":254.3},{"$f":"S15-Q15","v":14.200000000000017},{"$f":"$L$57/$L$277","v":0},{"$f":"1-$L$243/$L$277","v":2.4406825752940398E-2}]
[null,null,null,207.7,0,0,0,0,0,0,0,0]
[null,null,null,207.9,0,0,0,0,0,0,0,0]
[null,null,null,208.1,0,0,0,0,0,0,0,0]
[null,null,null,208.3,0,0,0,0,0,0,0,0]
[null,null,null,208.5,0,0,0,0,0,0,0,0]
[null,null,null,208.7,0,0,0,0,0,0,0,0]
[null,null,null,208.9,0,0,0,0,0,0,0,0]
[null,null,null,209.1,0,0,0,0,0,0,0,0]
[null,null,null,209.3,0,0,0,0,0,0,0,0]
[null,null,null,209.5,0,0,0,0,0,0,0,0]
[null,null,null,209.7,0,0,0,0,0,0,0,0]
[null,null,null,209.9,0,0,0,0,0,1,1,0]
[null,null,null,210.1,0,0,0,0,0,0,1,0]
[null,null,null,210.3,0,0,0,0,0,0,1,0]
[null,null,null,210.5,0,0,0,0,0,0,1,0]
[null,null,null,210.7,0,0,0,0,0,0,1,0]
[null,null,null,210.9,0,0,0,0,0,0,1,0]
[null,null,null,211.1,0,0,0,0,0,1,2,0]
[null,null,null,211.3,0,0,0,0,0,2,4,0]
[null,null,null,211.5,0,0,0,0,0,0,4,0]
[null,null,null,211.7,0,0,0,0,0,0,4,0]
[null,null,null,211.9,0,0,0,0,0,0,4,0]
[null,null,null,212.1,0,0,0,0,0,2,6,0]
[null,null,null,212.3,0,0,0,0,0,3,9,0]
[null,null,null,212.5,0,0,0,0,0,2,11,0]
[null,null,null,212.7,0,0,0,0,0,1,12,0]
[null,null,null,212.9,0,0,0,0,0,2,14,0]
[null,null,null,213.1,0,0,0,0,0,2,16,0]
[null,null,null,213.3,0,0,0,0,0,1,17,0]
[null,null,null,213.5,0,0,0,0,0,1,18,0]
[null,null,null,213.7,0,0,0,0,0,3,21,0]
[null,null,null,213.9,0,0,0,0,0,2,23,0]
[null,null,null,214.1,0,0,0,0,0,0,23,0]
[null,null,null,214.3,0,0,0,0,0,1,24,0]
[null,null,null,214.5,0,0,0,0,0,1,25,0]
[null,null,null,214.7,0,0,0,0,0,2,27,0]
[null,null,null,214.9,0,0,0,0,0,2,29,0]
[null,null,null,215.1,0,0,0,0,0,4,33,0]
[null,null,null,215.3,0,0,0,0,0,9,42,0]
[null,null,null,215.5,0,0,0,0,0,6,48,0]
[null,null,null,215.7,0,0,0,0,0,4,52,0]
[null,null,null,215.9,0,0,0,0,0,3,55,0]
[null,null,null,216.1,0,0,0,0,0,5,60,0]
[null,null,null,216.3,0,0,0,0,0,8,68,0]
[null,null,null,216.5,0,0,0,0,0,8,76,0]
[null,null,null,216.7,0,0,0,0,0,7,83,0]
[null,null,null,216.9,0,0,0,0,0,10,93,0]
[null,null,null,217.1,0,0,0,0,0,10,103,0]
[null,null,null,217.3,0,0,0,0,0,14,117,0]
[null,null,null,217.5,0,0,0,0,0,10,127,0]
[null,null,null,217.7,0,0,0,0,0,19,146,0]
[null,null,null,217.9,0,0,0,0,0,5,151,0]
[null,null,null,218.1,0,0,0,0,0,15,166,0]
[null,null,null,218.3,0,0,0,0,0,25,191,0]
[null,null,null,218.5,0,0,0,0,0,21,212,0]
[null,null,null,218.7,0,0,0,0,0,23,235,0]
[null,null,null,218.9,0,0,0,0,0,25,260,0]
[null,null,null,219.1,0,0,0,0,0,21,281,0]
[null,null,null,219.3,0,0,0,0,0,26,307,0]
[null,null,null,219.5,0,0,0,0,0,21,328,0]
[null,null,null,219.7,0,0,0,0,0,18,346,0]
[null,null,null,219.9,0,0,0,0,0,30,376,0]
[null,null,null,220.1,0,0,0,0,0,22,{"$f":"K77+J78","v":398},{"$f":"L77+F78","v":0}]
[null,null,null,220.3,0,0,0,0,0,30,428,0]
[null,null,null,220.5,0,0,0,0,0,25,453,0]
[null,null,null,220.7,0,0,1,0,0,37,490,0]
[null,null,null,220.9,0,0,0,0,0,34,524,0]
[null,null,null,221.1,0,0,0,0,0,37,561,0]
[null,null,null,221.3,0,0,0,0,0,48,609,0]
[null,null,null,221.5,0,0,0,0,0,34,643,0]
[null,null,null,221.7,0,0,0,0,0,50,693,0]
[null,null,null,221.9,0,0,0,0,0,54,747,0]
[null,null,null,222.1,0,0,0,0,0,51,798,0]
[null,null,null,222.3,0,0,1,0,0,56,854,0]
[null,null,null,222.5,0,0,1,0,0,54,908,0]
[null,null,null,222.7,0,0,1,0,0,58,966,0]
[null,null,null,222.9,0,0,0,0,0,62,1028,0]
[null,null,null,223.1,0,0,1,0,0,50,1078,0]
[null,null,null,223.3,0,0,1,0,0,65,1143,0]
[null,null,null,223.5,0,0,1,0,0,74,1217,0]
[null,null,null,223.7,0,0,0,0,0,77,1294,0]
[null,null,null,223.9,0,0,0,0,0,67,1361,0]
[null,null,null,224.1,0,0,1,0,0,78,1439,0]
[null,null,null,224.3,0,0,2,0,0,65,1504,0]
[null,null,null,224.5,0,0,1,0,0,77,1581,0]
[null,null,null,224.7,0,0,1,0,0,65,1646,0]
[null,null,null,224.9,0,0,0,0,0,90,1736,0]
[null,null,null,225.1,0,0,0,0,0,68,1804,0]
[null,null,null,225.3,0,0,0,0,0,99,1903,0]
[null,null,null,225.5,0,0,0,0,0,79,1982,0]
[null,null,null,225.7,0,0,1,0,0,81,2063,0]
[null,null,null,225.9,0,0,0,0,0,107,2170,0]
[null,null,null,226.1,0,0,0,0,0,118,2288,0]
[null,null,null,226.3,0,0,0,0,0,130,2418,0]
[null,null,null,226.5,0,0,1,0,0,136,2554,0]
[null,null,null,226.7,0,0,1,0,0,146,2700,0]
[null,null,null,226.9,0,0,1,0,0,146,2846,0]
[null,null,null,227.1,0,0,0,0,0,155,3001,0]
[null,null,null,227.3,0,0,0,0,0,146,3147,0]
[null,null,null,227.5,0,0,1,1,0,161,3308,0]
[null,null,null,227.7,0,0,0,0,0,191,3499,0]
[null,null,null,227.9,0,0,1,0,0,169,3668,0]
[null,null,null,228.1,0,0,3,0,0,213,3881,0]
[null,null,null,228.3,0,0,4,1,0,210,4091,0]
[null,null,null,228.5,0,0,2,0,0,183,4274,0]
[null,null,null,228.7,0,0,6,1,0,206,4480,0]
[null,null,null,228.9,0,0,5,0,0,196,4676,0]
[null,null,null,229.1,0,0,7,1,0,209,4885,0]
[null,null,null,229.3,0,0,3,1,0,175,5060,0]
[null,null,null,229.5,0,0,6,1,0,232,5292,0]
[null,null,null,229.7,0,0,10,2,0,205,5497,0]
[null,null,null,229.9,0,0,4,3,0,234,5731,0]
[null,null,null,230.1,0,0,8,5,0,251,5982,0]
[null,null,null,230.3,0,0,12,7,0,229,6211,0]
[null,null,null,230.5,0,0,9,5,0,223,6434,0]
[null,null,null,230.7,0,0,21,9,0,195,6629,0]
[null,null,null,230.9,0,0,17,4,0,218,6847,0]
[null,null,null,231.1,0,0,19,10,0,212,7059,0]
[null,null,null,231.3,0,0,17,12,0,210,7269,0]
[null,null,null,231.5,0,0,14,5,0,223,7492,0]
[null,null,null,231.7,0,0,28,11,0,226,7718,0]
[null,null,null,231.9,0,0,34,6,0,192,7910,0]
[null,null,null,232.1,0,0,44,21,0,241,8151,0]
[null,null,null,232.3,1,0,36,28,0,220,8371,0]
[null,null,null,232.5,0,0,50,25,0,188,8559,0]
[null,null,null,232.7,0,0,56,47,0,221,8780,0]
[null,null,null,232.9,0,0,63,39,0,246,{"$f":"K141+J142","v":9026},{"$f":"L141+F142","v":0}]
[null,null,null,233.1,0,0,82,52,0,262,9288,0]
[null,null,null,233.3,0,0,75,36,0,221,9509,0]
[null,null,null,233.5,1,0,81,49,0,252,9761,0]
[null,null,null,233.7,1,0,98,57,0,221,9982,0]
[null,null,null,233.9,0,0,74,57,0,199,10181,0]
[null,null,null,234.1,0,0,67,76,0,234,10415,0]
[null,null,null,234.3,1,0,56,52,0,233,10648,0]
[null,null,null,234.5,2,0,63,63,0,217,10865,0]
[null,null,null,234.7,3,0,66,61,1,223,11088,0]
[null,null,null,234.9,8,0,82,61,0,222,11310,0]
[null,null,null,235.1,7,0,64,65,0,209,11519,0]
[null,null,null,235.3,5,0,78,82,0,183,11702,0]
[null,null,null,235.5,8,0,71,74,0,204,11906,0]
[null,null,null,235.7,21,0,70,93,0,175,12081,0]
[null,null,null,235.9,27,0,94,85,0,190,12271,0]
[null,null,null,236.1,22,1,126,107,0,178,12449,1]
[null,null,null,236.3,27,0,128,92,0,157,12606,1]
[null,null,null,236.5,53,0,147,128,2,131,12737,1]
[null,null,null,236.7,65,0,161,116,2,135,12872,1]
[null,null,null,236.9,77,0,185,155,6,150,13022,1]
[null,null,null,237.1,84,0,234,196,4,107,13129,1]
[null,null,null,237.3,61,0,265,179,6,122,13251,1]
[null,null,null,237.5,58,0,309,258,3,110,13361,1]
[null,null,null,237.7,39,0,362,275,18,86,13447,1]
[null,null,null,237.9,27,0,365,323,16,90,13537,1]
[null,null,null,238.1,30,3,456,430,30,79,13616,4]
[null,null,null,238.3,25,2,501,421,36,80,13696,6]
[null,null,null,238.5,27,3,537,445,40,51,13747,9]
[null,null,null,238.7,21,3,647,481,43,65,13812,12]
[null,null,null,238.9,20,18,726,576,35,59,13871,30]
[null,null,null,239.1,21,14,725,556,48,49,13920,44]
[null,null,null,239.3,26,15,763,537,55,37,13957,59]
[null,null,null,239.5,30,11,751,556,58,25,13982,70]
[null,null,null,239.7,28,28,797,590,48,25,14007,98]
[null,null,null,239.9,23,47,756,572,46,13,14020,145]
[null,null,null,240.1,41,48,635,568,38,23,14043,193]
[null,null,null,240.3,37,53,558,578,51,24,14067,246]
[null,null,null,240.5,76,47,459,498,24,27,14094,293]
[null,null,null,240.7,70,61,364,529,24,21,14115,354]
[null,null,null,240.9,131,50,260,442,22,20,14135,404]
[null,null,null,241.1,191,56,244,419,15,17,14152,460]
[null,null,null,241.3,199,30,159,338,21,19,14171,490]
[null,null,null,241.5,271,30,106,316,26,8,14179,520]
[null,null,null,241.7,352,29,90,222,23,13,14192,549]
[null,null,null,241.9,520,27,84,210,25,5,14197,576]
[null,null,null,242.1,658,26,56,229,32,8,14205,602]
[null,null,null,242.3,757,31,48,201,31,8,14213,633]
[null,null,null,242.5,830,16,67,148,35,8,14221,649]
[null,null,null,242.7,998,16,69,141,40,20,14241,665]
[null,null,null,242.9,1006,17,56,90,47,11,14252,682]
[null,null,null,243.1,1119,35,51,92,99,13,14265,717]
[null,null,null,243.3,988,32,47,93,112,15,14280,749]
[null,null,null,243.5,862,24,51,85,162,9,14289,773]
[null,null,null,243.7,698,32,52,75,207,15,14304,805]
[null,null,null,243.9,559,26,50,68,312,9,14313,831]
[null,null,null,244.1,436,51,52,55,431,9,14322,882]
[null,null,null,244.3,356,70,50,57,542,9,14331,952]
[null,null,null,244.5,287,98,48,57,623,14,14345,1050]
[null,null,null,244.7,210,159,57,51,698,9,14354,1209]
[null,null,null,244.9,201,171,52,35,803,13,14367,1380]
[null,null,null,245.1,132,274,63,37,956,17,14384,1654]
[null,null,null,245.3,136,389,52,29,940,13,14397,2043]
[null,null,null,245.5,97,548,57,33,942,12,14409,2591]
[null,null,null,245.7,88,631,55,28,834,10,{"$f":"K205+J206","v":14419},{"$f":"L205+F206","v":3222}]
[null,null,null,245.9,87,755,37,30,687,13,14432,3977]
[null,null,null,246.1,62,878,32,26,620,8,14440,4855]
[null,null,null,246.3,58,891,31,33,509,7,14447,5746]
[null,null,null,246.5,62,912,22,24,460,5,14452,6658]
[null,null,null,246.7,71,888,18,24,345,5,14457,7546]
[null,null,null,246.9,68,782,3,21,270,2,14459,8328]
[null,null,null,247.1,64,566,6,24,187,2,14461,8894]
[null,null,null,247.3,77,495,3,27,174,0,14461,9389]
[null,null,null,247.5,71,365,4,24,195,0,14461,9754]
[null,null,null,247.7,75,350,1,24,168,0,14461,10104]
[null,null,null,247.9,90,278,0,12,149,0,14461,10382]
[null,null,null,248.1,92,290,0,17,134,0,14461,10672]
[null,null,null,248.3,95,245,0,13,119,0,14461,10917]
[null,null,null,248.5,94,270,1,26,99,0,14461,11187]
[null,null,null,248.7,106,206,0,27,99,0,14461,11393]
[null,null,null,248.9,93,205,0,21,101,0,14461,11598]
[null,null,null,249.1,78,169,0,28,82,0,14461,11767]
[null,null,null,249.3,62,164,2,36,80,0,14461,11931]
[null,null,null,249.5,52,154,1,25,72,0,14461,12085]
[null,null,null,249.7,28,159,0,21,79,0,14461,12244]
[null,null,null,249.9,21,141,0,16,74,0,14461,12385]
[null,null,null,250.1,12,127,0,11,83,0,14461,12512]
[null,null,null,250.3,7,128,0,5,87,0,14461,12640]
[null,null,null,250.5,7,126,0,9,75,0,14461,12766]
[null,null,null,250.7,5,132,0,5,68,0,14461,12898]
[null,null,null,250.9,6,175,0,3,63,0,14461,13073]
[null,null,null,251.1,2,151,0,2,68,0,14461,13224]
[null,null,null,251.3,2,139,0,2,63,0,14461,13363]
[null,null,null,251.5,1,142,0,1,54,0,14461,13505]
[null,null,null,251.7,3,122,0,0,44,0,14461,13627]
[null,null,null,251.9,1,116,0,0,45,0,14461,13743]
[null,null,null,252.1,0,127,0,0,45,0,14461,13870]
[null,null,null,252.3,0,137,0,0,26,0,14461,14007]
[null,null,null,252.5,0,114,0,1,20,0,14461,14121]
[null,null,null,252.7,1,95,0,0,24,0,14461,14216]
[null,null,null,252.9,0,73,0,0,22,0,14461,14289]
[null,null,null,253.1,0,61,0,0,15,0,14461,14350]
[null,null,null,253.3,1,70,0,1,16,0,14461,14420]
[null,null,null,253.5,0,41,0,0,19,0,14461,14461]
[null,null,null,253.7,0,37,0,0,26,0,14461,14498]
[null,null,null,253.9,1,36,0,0,20,0,14461,14534]
[null,null,null,254.1,0,27,0,0,17,0,14461,14561]
[null,null,null,254.3,2,27,0,0,18,0,14461,14588]
[null,null,null,254.5,0,20,0,0,18,0,14461,14608]
[null,null,null,254.7,0,16,0,0,17,0,14461,14624]
[null,null,null,254.9,0,13,0,0,22,0,14461,14637]
[null,null,null,255.1,0,12,0,0,19,0,14461,14649]
[null,null,null,255.3,0,8,0,0,26,0,14461,14657]
[null,null,null,255.5,0,8,0,0,19,0,14461,14665]
[null,null,null,255.7,0,6,0,0,20,0,14461,14671]
[null,null,null,255.9,0,3,0,0,15,0,14461,14674]
[null,null,null,256.10000000000002,0,5,0,0,9,0,14461,14679]
[null,null,null,256.3,0,3,0,0,10,0,14461,14682]
[null,null,null,256.5,0,2,0,0,13,0,14461,14684]
[null,null,null,256.7,0,2,0,0,7,0,14461,14686]
[null,null,null,256.89999999999998,0,0,0,0,3,0,14461,14686]
[null,null,null,257.10000000000002,0,0,0,0,6,0,14461,14686]
[null,null,null,257.3,0,2,0,0,7,0,14461,14688]
[null,null,null,257.5,0,4,0,0,3,0,14461,14692]
[null,null,null,257.7,0,5,0,0,3,0,14461,14697]
[null,null,null,257.89999999999998,0,5,0,0,7,0,14461,14702]
[null,null,null,258.10000000000002,0,2,1,0,2,0,14461,14704]
[null,null,null,258.3,0,1,0,0,1,0,14461,14705]
[null,null,null,258.5,0,0,1,0,0,0,{"$f":"K269+J270","v":14461},{"$f":"L269+F270","v":14705}]
[null,null,null,258.7,0,3,0,0,0,0,14461,14708]
[null,null,null,258.89999999999998,0,1,0,0,1,0,14461,14709]
[null,null,null,259.10000000000002,0,0,0,0,1,0,14461,14709]
[null,null,null,259.3,0,0,0,0,0,0,14461,14709]
[null,null,null,259.5,0,0,0,0,0,0,14461,14709]
[null,null,null,259.7,0,0,0,0,0,0,14461,14709]
[null,null,null,259.89999999999998,0,0,0,0,0,0,14461,14709]
[]
[null,"End"]

{"sheet":"JEN_Spread","index":12,"n_rows":81,"n_cols":19,"rows_kept":81,"cut":false,"hidden":false,"merged":[]}
[null,null,null,"Voltage PQ Management Strategy",null,null,null,"Section Check:",{"$f":"IF(COUNTA($A$8:$A$208)=COUNTIF($A$8:$A$208,0),\"Ok\",\"Check\")","v":"Ok"},null,null,"Overall Check:","Ok",null,"Legend:","Input","Internal","Select","Calculation"]
[null,null,null,{"$f":"RIGHT(CELL(\"filename\",D1),LEN(CELL(\"filename\",D1))-FIND(\"]\",CELL(\"filename\",D1)))","v":"JEN_Spread"},"JEN Voltage Spread"]
[]
[]
[]
[null,"Copyright Jemena Limited. All rights reserved. Jemena is not liable for any loss caused by reliance on this document."]
[]
[null,"JEN Voltage Spread"]
[]
[null,null,"Inputs"]
[]
[null,null,null,"Voltage","JEN Vmin (Maximum Demand)","JEN Vmax (Minimum Daytime Demand)","Vmin","Vmax",null,null,null,null,null,"V1%","V50%","V99%","Spread","Undervolt","Overvolt"]
[null,null,null,200,{"$f":"COUNTIFS('11Jan21'!$E:$E,CONCATENATE(\">\",$D13-0.5),'11Jan21'!$E:$E,CONCATENATE(\"<=\",$D13+0.5))","v":290},{"$f":"COUNTIFS('03Jan21'!$E:$E,CONCATENATE(\">\",$D13-0.5),'03Jan21'!$E:$E,CONCATENATE(\"<=\",$D13+0.5))","v":0},{"$f":"E13","v":290},{"$f":"F13","v":0},null,null,"Maximum Demand",null,null,{"$f":"Table!B3","v":206.66},{"$f":"Table!C3","v":234.02},{"$f":"Table!D3","v":245.36},{"$f":"Table!E3","v":38.700000000000017},{"$f":"Table!F3","v":3.8242220707932782E-2},{"$f":"Table!G3","v":2.2196425043782447E-5}]
[null,null,null,201,{"$f":"COUNTIFS('11Jan21'!$E:$E,CONCATENATE(\">\",$D14-0.5),'11Jan21'!$E:$E,CONCATENATE(\"<=\",$D14+0.5))","v":298},{"$f":"COUNTIFS('03Jan21'!$E:$E,CONCATENATE(\">\",$D14-0.5),'03Jan21'!$E:$E,CONCATENATE(\"<=\",$D14+0.5))","v":0},{"$f":"G13+E14","v":588},{"$f":"H13+F14","v":0},null,null,"Minimum Demand",null,null,{"$f":"Table!H3","v":239.48},{"$f":"Table!I3","v":247.89},{"$f":"Table!J3","v":255.07},{"$f":"Table!K3","v":15.590000000000003},{"$f":"Table!L3","v":0},{"$f":"Table!M3","v":5.6925060005333809E-2}]
[null,null,null,202,{"$f":"COUNTIFS('11Jan21'!$E:$E,CONCATENATE(\">\",$D15-0.5),'11Jan21'!$E:$E,CONCATENATE(\"<=\",$D15+0.5))","v":334},{"$f":"COUNTIFS('03Jan21'!$E:$E,CONCATENATE(\">\",$D15-0.5),'03Jan21'!$E:$E,CONCATENATE(\"<=\",$D15+0.5))","v":0},922,0]
[null,null,null,203,{"$f":"COUNTIFS('11Jan21'!$E:$E,CONCATENATE(\">\",$D16-0.5),'11Jan21'!$E:$E,CONCATENATE(\"<=\",$D16+0.5))","v":391},{"$f":"COUNTIFS('03Jan21'!$E:$E,CONCATENATE(\">\",$D16-0.5),'03Jan21'!$E:$E,CONCATENATE(\"<=\",$D16+0.5))","v":0},1313,0]
[null,null,null,204,{"$f":"COUNTIFS('11Jan21'!$E:$E,CONCATENATE(\">\",$D17-0.5),'11Jan21'!$E:$E,CONCATENATE(\"<=\",$D17+0.5))","v":441},{"$f":"COUNTIFS('03Jan21'!$E:$E,CONCATENATE(\">\",$D17-0.5),'03Jan21'!$E:$E,CONCATENATE(\"<=\",$D17+0.5))","v":0},1754,0]
[null,null,null,205,{"$f":"COUNTIFS('11Jan21'!$E:$E,CONCATENATE(\">\",$D18-0.5),'11Jan21'!$E:$E,CONCATENATE(\"<=\",$D18+0.5))","v":532},{"$f":"COUNTIFS('03Jan21'!$E:$E,CONCATENATE(\">\",$D18-0.5),'03Jan21'!$E:$E,CONCATENATE(\"<=\",$D18+0.5))","v":0},2286,0]
[null,null,null,206,{"$f":"COUNTIFS('11Jan21'!$E:$E,CONCATENATE(\">\",$D19-0.5),'11Jan21'!$E:$E,CONCATENATE(\"<=\",$D19+0.5))","v":596},{"$f":"COUNTIFS('03Jan21'!$E:$E,CONCATENATE(\">\",$D19-0.5),'03Jan21'!$E:$E,CONCATENATE(\"<=\",$D19+0.5))","v":0},2882,0]
[null,null,null,207,{"$f":"COUNTIFS('11Jan21'!$E:$E,CONCATENATE(\">\",$D20-0.5),'11Jan21'!$E:$E,CONCATENATE(\"<=\",$D20+0.5))","v":608},{"$f":"COUNTIFS('03Jan21'!$E:$E,CONCATENATE(\">\",$D20-0.5),'03Jan21'!$E:$E,CONCATENATE(\"<=\",$D20+0.5))","v":0},3490,0]
[null,null,null,208,{"$f":"COUNTIFS('11Jan21'!$E:$E,CONCATENATE(\">\",$D21-0.5),'11Jan21'!$E:$E,CONCATENATE(\"<=\",$D21+0.5))","v":741},{"$f":"COUNTIFS('03Jan21'!$E:$E,CONCATENATE(\">\",$D21-0.5),'03Jan21'!$E:$E,CONCATENATE(\"<=\",$D21+0.5))","v":0},4231,0]
[null,null,null,209,{"$f":"COUNTIFS('11Jan21'!$E:$E,CONCATENATE(\">\",$D22-0.5),'11Jan21'!$E:$E,CONCATENATE(\"<=\",$D22+0.5))","v":863},{"$f":"COUNTIFS('03Jan21'!$E:$E,CONCATENATE(\">\",$D22-0.5),'03Jan21'!$E:$E,CONCATENATE(\"<=\",$D22+0.5))","v":0},5094,0]
[null,null,null,210,{"$f":"COUNTIFS('11Jan21'!$E:$E,CONCATENATE(\">\",$D23-0.5),'11Jan21'!$E:$E,CONCATENATE(\"<=\",$D23+0.5))","v":1091},{"$f":"COUNTIFS('03Jan21'!$E:$E,CONCATENATE(\">\",$D23-0.5),'03Jan21'!$E:$E,CONCATENATE(\"<=\",$D23+0.5))","v":0},6185,0]
[null,null,null,211,{"$f":"COUNTIFS('11Jan21'!$E:$E,CONCATENATE(\">\",$D24-0.5),'11Jan21'!$E:$E,CONCATENATE(\"<=\",$D24+0.5))","v":1217},{"$f":"COUNTIFS('03Jan21'!$E:$E,CONCATENATE(\">\",$D24-0.5),'03Jan21'!$E:$E,CONCATENATE(\"<=\",$D24+0.5))","v":0},7402,0]
[null,null,null,212,{"$f":"COUNTIFS('11Jan21'!$E:$E,CONCATENATE(\">\",$D25-0.5),'11Jan21'!$E:$E,CONCATENATE(\"<=\",$D25+0.5))","v":1359},{"$f":"COUNTIFS('03Jan21'!$E:$E,CONCATENATE(\">\",$D25-0.5),'03Jan21'!$E:$E,CONCATENATE(\"<=\",$D25+0.5))","v":0},8761,0]
[null,null,null,213,{"$f":"COUNTIFS('11Jan21'!$E:$E,CONCATENATE(\">\",$D26-0.5),'11Jan21'!$E:$E,CONCATENATE(\"<=\",$D26+0.5))","v":1681},{"$f":"COUNTIFS('03Jan21'!$E:$E,CONCATENATE(\">\",$D26-0.5),'03Jan21'!$E:$E,CONCATENATE(\"<=\",$D26+0.5))","v":0},10442,0]
[null,null,null,214,{"$f":"COUNTIFS('11Jan21'!$E:$E,CONCATENATE(\">\",$D27-0.5),'11Jan21'!$E:$E,CONCATENATE(\"<=\",$D27+0.5))","v":1874},{"$f":"COUNTIFS('03Jan21'!$E:$E,CONCATENATE(\">\",$D27-0.5),'03Jan21'!$E:$E,CONCATENATE(\"<=\",$D27+0.5))","v":0},12316,0]
[null,null,null,215,{"$f":"COUNTIFS('11Jan21'!$E:$E,CONCATENATE(\">\",$D28-0.5),'11Jan21'!$E:$E,CONCATENATE(\"<=\",$D28+0.5))","v":2153},{"$f":"COUNTIFS('03Jan21'!$E:$E,CONCATENATE(\">\",$D28-0.5),'03Jan21'!$E:$E,CONCATENATE(\"<=\",$D28+0.5))","v":0},14469,0]
[null,null,null,216,{"$f":"COUNTIFS('11Jan21'!$E:$E,CONCATENATE(\">\",$D29-0.5),'11Jan21'!$E:$E,CONCATENATE(\"<=\",$D29+0.5))","v":2531},{"$f":"COUNTIFS('03Jan21'!$E:$E,CONCATENATE(\">\",$D29-0.5),'03Jan21'!$E:$E,CONCATENATE(\"<=\",$D29+0.5))","v":0},17000,0]
[null,null,null,217,{"$f":"COUNTIFS('11Jan21'!$E:$E,CONCATENATE(\">\",$D30-0.5),'11Jan21'!$E:$E,CONCATENATE(\"<=\",$D30+0.5))","v":2821},{"$f":"COUNTIFS('03Jan21'!$E:$E,CONCATENATE(\">\",$D30-0.5),'03Jan21'!$E:$E,CONCATENATE(\"<=\",$D30+0.5))","v":0},19821,0]
[null,null,null,218,{"$f":"COUNTIFS('11Jan21'!$E:$E,CONCATENATE(\">\",$D31-0.5),'11Jan21'!$E:$E,CONCATENATE(\"<=\",$D31+0.5))","v":3319},{"$f":"COUNTIFS('03Jan21'!$E:$E,CONCATENATE(\">\",$D31-0.5),'03Jan21'!$E:$E,CONCATENATE(\"<=\",$D31+0.5))","v":0},23140,0]
[null,null,null,219,{"$f":"COUNTIFS('11Jan21'!$E:$E,CONCATENATE(\">\",$D32-0.5),'11Jan21'!$E:$E,CONCATENATE(\"<=\",$D32+0.5))","v":3947},{"$f":"COUNTIFS('03Jan21'!$E:$E,CONCATENATE(\">\",$D32-0.5),'03Jan21'!$E:$E,CONCATENATE(\"<=\",$D32+0.5))","v":1},27087,1]
[null,null,null,220,{"$f":"COUNTIFS('11Jan21'!$E:$E,CONCATENATE(\">\",$D33-0.5),'11Jan21'!$E:$E,CONCATENATE(\"<=\",$D33+0.5))","v":4166},{"$f":"COUNTIFS('03Jan21'!$E:$E,CONCATENATE(\">\",$D33-0.5),'03Jan21'!$E:$E,CONCATENATE(\"<=\",$D33+0.5))","v":0},31253,1]
[null,null,null,221,{"$f":"COUNTIFS('11Jan21'!$E:$E,CONCATENATE(\">\",$D34-0.5),'11Jan21'!$E:$E,CONCATENATE(\"<=\",$D34+0.5))","v":5069},{"$f":"COUNTIFS('03Jan21'!$E:$E,CONCATENATE(\">\",$D34-0.5),'03Jan21'!$E:$E,CONCATENATE(\"<=\",$D34+0.5))","v":0},36322,1]
[null,null,null,222,{"$f":"COUNTIFS('11Jan21'!$E:$E,CONCATENATE(\">\",$D35-0.5),'11Jan21'!$E:$E,CONCATENATE(\"<=\",$D35+0.5))","v":6026},{"$f":"COUNTIFS('03Jan21'!$E:$E,CONCATENATE(\">\",$D35-0.5),'03Jan21'!$E:$E,CONCATENATE(\"<=\",$D35+0.5))","v":0},42348,1]
[null,null,null,223,{"$f":"COUNTIFS('11Jan21'!$E:$E,CONCATENATE(\">\",$D36-0.5),'11Jan21'!$E:$E,CONCATENATE(\"<=\",$D36+0.5))","v":6978},{"$f":"COUNTIFS('03Jan21'!$E:$E,CONCATENATE(\">\",$D36-0.5),'03Jan21'!$E:$E,CONCATENATE(\"<=\",$D36+0.5))","v":2},49326,3]
[null,null,null,224,{"$f":"COUNTIFS('11Jan21'!$E:$E,CONCATENATE(\">\",$D37-0.5),'11Jan21'!$E:$E,CONCATENATE(\"<=\",$D37+0.5))","v":8193},{"$f":"COUNTIFS('03Jan21'!$E:$E,CONCATENATE(\">\",$D37-0.5),'03Jan21'!$E:$E,CONCATENATE(\"<=\",$D37+0.5))","v":0},57519,3]
[null,null,null,225,{"$f":"COUNTIFS('11Jan21'!$E:$E,CONCATENATE(\">\",$D38-0.5),'11Jan21'!$E:$E,CONCATENATE(\"<=\",$D38+0.5))","v":9401},{"$f":"COUNTIFS('03Jan21'!$E:$E,CONCATENATE(\">\",$D38-0.5),'03Jan21'!$E:$E,CONCATENATE(\"<=\",$D38+0.5))","v":3},66920,6]
[null,null,null,226,{"$f":"COUNTIFS('11Jan21'!$E:$E,CONCATENATE(\">\",$D39-0.5),'11Jan21'!$E:$E,CONCATENATE(\"<=\",$D39+0.5))","v":11123},{"$f":"COUNTIFS('03Jan21'!$E:$E,CONCATENATE(\">\",$D39-0.5),'03Jan21'!$E:$E,CONCATENATE(\"<=\",$D39+0.5))","v":0},78043,6]
[null,null,null,227,{"$f":"COUNTIFS('11Jan21'!$E:$E,CONCATENATE(\">\",$D40-0.5),'11Jan21'!$E:$E,CONCATENATE(\"<=\",$D40+0.5))","v":12565},{"$f":"COUNTIFS('03Jan21'!$E:$E,CONCATENATE(\">\",$D40-0.5),'03Jan21'!$E:$E,CONCATENATE(\"<=\",$D40+0.5))","v":3},90608,9]
[null,null,null,228,{"$f":"COUNTIFS('11Jan21'!$E:$E,CONCATENATE(\">\",$D41-0.5),'11Jan21'!$E:$E,CONCATENATE(\"<=\",$D41+0.5))","v":14336},{"$f":"COUNTIFS('03Jan21'!$E:$E,CONCATENATE(\">\",$D41-0.5),'03Jan21'!$E:$E,CONCATENATE(\"<=\",$D41+0.5))","v":0},104944,9]
[null,null,null,229,{"$f":"COUNTIFS('11Jan21'!$E:$E,CONCATENATE(\">\",$D42-0.5),'11Jan21'!$E:$E,CONCATENATE(\"<=\",$D42+0.5))","v":16387},{"$f":"COUNTIFS('03Jan21'!$E:$E,CONCATENATE(\">\",$D42-0.5),'03Jan21'!$E:$E,CONCATENATE(\"<=\",$D42+0.5))","v":0},121331,9]
[null,null,null,230,{"$f":"COUNTIFS('11Jan21'!$E:$E,CONCATENATE(\">\",$D43-0.5),'11Jan21'!$E:$E,CONCATENATE(\"<=\",$D43+0.5))","v":18590},{"$f":"COUNTIFS('03Jan21'!$E:$E,CONCATENATE(\">\",$D43-0.5),'03Jan21'!$E:$E,CONCATENATE(\"<=\",$D43+0.5))","v":8},139921,17]
[null,null,null,231,{"$f":"COUNTIFS('11Jan21'!$E:$E,CONCATENATE(\">\",$D44-0.5),'11Jan21'!$E:$E,CONCATENATE(\"<=\",$D44+0.5))","v":21072},{"$f":"COUNTIFS('03Jan21'!$E:$E,CONCATENATE(\">\",$D44-0.5),'03Jan21'!$E:$E,CONCATENATE(\"<=\",$D44+0.5))","v":4},160993,21]
[null,null,null,232,{"$f":"COUNTIFS('11Jan21'!$E:$E,CONCATENATE(\">\",$D45-0.5),'11Jan21'!$E:$E,CONCATENATE(\"<=\",$D45+0.5))","v":23606},{"$f":"COUNTIFS('03Jan21'!$E:$E,CONCATENATE(\">\",$D45-0.5),'03Jan21'!$E:$E,CONCATENATE(\"<=\",$D45+0.5))","v":7},184599,28]
[null,null,null,233,{"$f":"COUNTIFS('11Jan21'!$E:$E,CONCATENATE(\">\",$D46-0.5),'11Jan21'!$E:$E,CONCATENATE(\"<=\",$D46+0.5))","v":25375},{"$f":"COUNTIFS('03Jan21'!$E:$E,CONCATENATE(\">\",$D46-0.5),'03Jan21'!$E:$E,CONCATENATE(\"<=\",$D46+0.5))","v":10},{"$f":"G45+E46","v":209974},{"$f":"H45+F46","v":38}]
[null,null,null,234,{"$f":"COUNTIFS('11Jan21'!$E:$E,CONCATENATE(\">\",$D47-0.5),'11Jan21'!$E:$E,CONCATENATE(\"<=\",$D47+0.5))","v":27194},{"$f":"COUNTIFS('03Jan21'!$E:$E,CONCATENATE(\">\",$D47-0.5),'03Jan21'!$E:$E,CONCATENATE(\"<=\",$D47+0.5))","v":31},237168,69]
[null,null,null,235,{"$f":"COUNTIFS('11Jan21'!$E:$E,CONCATENATE(\">\",$D48-0.5),'11Jan21'!$E:$E,CONCATENATE(\"<=\",$D48+0.5))","v":28133},{"$f":"COUNTIFS('03Jan21'!$E:$E,CONCATENATE(\">\",$D48-0.5),'03Jan21'!$E:$E,CONCATENATE(\"<=\",$D48+0.5))","v":75},265301,144]
[null,null,null,236,{"$f":"COUNTIFS('11Jan21'!$E:$E,CONCATENATE(\">\",$D49-0.5),'11Jan21'!$E:$E,CONCATENATE(\"<=\",$D49+0.5))","v":27880},{"$f":"COUNTIFS('03Jan21'!$E:$E,CONCATENATE(\">\",$D49-0.5),'03Jan21'!$E:$E,CONCATENATE(\"<=\",$D49+0.5))","v":231},293181,375]
[null,null,null,237,{"$f":"COUNTIFS('11Jan21'!$E:$E,CONCATENATE(\">\",$D50-0.5),'11Jan21'!$E:$E,CONCATENATE(\"<=\",$D50+0.5))","v":27816},{"$f":"COUNTIFS('03Jan21'!$E:$E,CONCATENATE(\">\",$D50-0.5),'03Jan21'!$E:$E,CONCATENATE(\"<=\",$D50+0.5))","v":493},320997,868]
[null,null,null,238,{"$f":"COUNTIFS('11Jan21'!$E:$E,CONCATENATE(\">\",$D51-0.5),'11Jan21'!$E:$E,CONCATENATE(\"<=\",$D51+0.5))","v":26868},{"$f":"COUNTIFS('03Jan21'!$E:$E,CONCATENATE(\">\",$D51-0.5),'03Jan21'!$E:$E,CONCATENATE(\"<=\",$D51+0.5))","v":952},347865,1820]
[null,null,null,239,{"$f":"COUNTIFS('11Jan21'!$E:$E,CONCATENATE(\">\",$D52-0.5),'11Jan21'!$E:$E,CONCATENATE(\"<=\",$D52+0.5))","v":25333},{"$f":"COUNTIFS('03Jan21'!$E:$E,CONCATENATE(\">\",$D52-0.5),'03Jan21'!$E:$E,CONCATENATE(\"<=\",$D52+0.5))","v":2822},373198,4642]
[null,null,null,240,{"$f":"COUNTIFS('11Jan21'!$E:$E,CONCATENATE(\">\",$D53-0.5),'11Jan21'!$E:$E,CONCATENATE(\"<=\",$D53+0.5))","v":22032},{"$f":"COUNTIFS('03Jan21'!$E:$E,CONCATENATE(\">\",$D53-0.5),'03Jan21'!$E:$E,CONCATENATE(\"<=\",$D53+0.5))","v":4850},395230,9492]
[null,null,null,241,{"$f":"COUNTIFS('11Jan21'!$E:$E,CONCATENATE(\">\",$D54-0.5),'11Jan21'!$E:$E,CONCATENATE(\"<=\",$D54+0.5))","v":18013},{"$f":"COUNTIFS('03Jan21'!$E:$E,CONCATENATE(\">\",$D54-0.5),'03Jan21'!$E:$E,CONCATENATE(\"<=\",$D54+0.5))","v":8359},413243,17851]
[null,null,null,242,{"$f":"COUNTIFS('11Jan21'!$E:$E,CONCATENATE(\">\",$D55-0.5),'11Jan21'!$E:$E,CONCATENATE(\"<=\",$D55+0.5))","v":12582},{"$f":"COUNTIFS('03Jan21'!$E:$E,CONCATENATE(\">\",$D55-0.5),'03Jan21'!$E:$E,CONCATENATE(\"<=\",$D55+0.5))","v":10559},425825,28410]
[null,null,null,243,{"$f":"COUNTIFS('11Jan21'!$E:$E,CONCATENATE(\">\",$D56-0.5),'11Jan21'!$E:$E,CONCATENATE(\"<=\",$D56+0.5))","v":8680},{"$f":"COUNTIFS('03Jan21'!$E:$E,CONCATENATE(\">\",$D56-0.5),'03Jan21'!$E:$E,CONCATENATE(\"<=\",$D56+0.5))","v":12015},434505,40425]
[null,null,null,244,{"$f":"COUNTIFS('11Jan21'!$E:$E,CONCATENATE(\">\",$D57-0.5),'11Jan21'!$E:$E,CONCATENATE(\"<=\",$D57+0.5))","v":6401},{"$f":"COUNTIFS('03Jan21'!$E:$E,CONCATENATE(\">\",$D57-0.5),'03Jan21'!$E:$E,CONCATENATE(\"<=\",$D57+0.5))","v":21522},440906,61947]
[null,null,null,245,{"$f":"COUNTIFS('11Jan21'!$E:$E,CONCATENATE(\">\",$D58-0.5),'11Jan21'!$E:$E,CONCATENATE(\"<=\",$D58+0.5))","v":4062},{"$f":"COUNTIFS('03Jan21'!$E:$E,CONCATENATE(\">\",$D58-0.5),'03Jan21'!$E:$E,CONCATENATE(\"<=\",$D58+0.5))","v":37050},444968,98997]
[null,null,null,246,{"$f":"COUNTIFS('11Jan21'!$E:$E,CONCATENATE(\">\",$D59-0.5),'11Jan21'!$E:$E,CONCATENATE(\"<=\",$D59+0.5))","v":2455},{"$f":"COUNTIFS('03Jan21'!$E:$E,CONCATENATE(\">\",$D59-0.5),'03Jan21'!$E:$E,CONCATENATE(\"<=\",$D59+0.5))","v":46425},447423,145422]
[null,null,null,247,{"$f":"COUNTIFS('11Jan21'!$E:$E,CONCATENATE(\">\",$D60-0.5),'11Jan21'!$E:$E,CONCATENATE(\"<=\",$D60+0.5))","v":1073},{"$f":"COUNTIFS('03Jan21'!$E:$E,CONCATENATE(\">\",$D60-0.5),'03Jan21'!$E:$E,CONCATENATE(\"<=\",$D60+0.5))","v":55956},448496,201378]
[null,null,null,248,{"$f":"COUNTIFS('11Jan21'!$E:$E,CONCATENATE(\">\",$D61-0.5),'11Jan21'!$E:$E,CONCATENATE(\"<=\",$D61+0.5))","v":253},{"$f":"COUNTIFS('03Jan21'!$E:$E,CONCATENATE(\">\",$D61-0.5),'03Jan21'!$E:$E,CONCATENATE(\"<=\",$D61+0.5))","v":59482},448749,260860]
[null,null,null,249,{"$f":"COUNTIFS('11Jan21'!$E:$E,CONCATENATE(\">\",$D62-0.5),'11Jan21'!$E:$E,CONCATENATE(\"<=\",$D62+0.5))","v":120},{"$f":"COUNTIFS('03Jan21'!$E:$E,CONCATENATE(\">\",$D62-0.5),'03Jan21'!$E:$E,CONCATENATE(\"<=\",$D62+0.5))","v":43254},448869,304114]
[null,null,null,250,{"$f":"COUNTIFS('11Jan21'!$E:$E,CONCATENATE(\">\",$D63-0.5),'11Jan21'!$E:$E,CONCATENATE(\"<=\",$D63+0.5))","v":71},{"$f":"COUNTIFS('03Jan21'!$E:$E,CONCATENATE(\">\",$D63-0.5),'03Jan21'!$E:$E,CONCATENATE(\"<=\",$D63+0.5))","v":40723},448940,344837]
[null,null,null,251,{"$f":"COUNTIFS('11Jan21'!$E:$E,CONCATENATE(\">\",$D64-0.5),'11Jan21'!$E:$E,CONCATENATE(\"<=\",$D64+0.5))","v":11},{"$f":"COUNTIFS('03Jan21'!$E:$E,CONCATENATE(\">\",$D64-0.5),'03Jan21'!$E:$E,CONCATENATE(\"<=\",$D64+0.5))","v":38783},448951,383620]
[null,null,null,252,{"$f":"COUNTIFS('11Jan21'!$E:$E,CONCATENATE(\">\",$D65-0.5),'11Jan21'!$E:$E,CONCATENATE(\"<=\",$D65+0.5))","v":6},{"$f":"COUNTIFS('03Jan21'!$E:$E,CONCATENATE(\">\",$D65-0.5),'03Jan21'!$E:$E,CONCATENATE(\"<=\",$D65+0.5))","v":29418},448957,413038]
[null,null,null,253,{"$f":"COUNTIFS('11Jan21'!$E:$E,CONCATENATE(\">\",$D66-0.5),'11Jan21'!$E:$E,CONCATENATE(\"<=\",$D66+0.5))","v":4},{"$f":"COUNTIFS('03Jan21'!$E:$E,CONCATENATE(\">\",$D66-0.5),'03Jan21'!$E:$E,CONCATENATE(\"<=\",$D66+0.5))","v":19359},448961,432397]
[null,null,null,254,{"$f":"COUNTIFS('11Jan21'!$E:$E,CONCATENATE(\">\",$D67-0.5),'11Jan21'!$E:$E,CONCATENATE(\"<=\",$D67+0.5))","v":2},{"$f":"COUNTIFS('03Jan21'!$E:$E,CONCATENATE(\">\",$D67-0.5),'03Jan21'!$E:$E,CONCATENATE(\"<=\",$D67+0.5))","v":10305},448963,442702]
[null,null,null,255,{"$f":"COUNTIFS('11Jan21'!$E:$E,CONCATENATE(\">\",$D68-0.5),'11Jan21'!$E:$E,CONCATENATE(\"<=\",$D68+0.5))","v":0},{"$f":"COUNTIFS('03Jan21'!$E:$E,CONCATENATE(\">\",$D68-0.5),'03Jan21'!$E:$E,CONCATENATE(\"<=\",$D68+0.5))","v":4102},448963,446804]
[null,null,null,256,{"$f":"COUNTIFS('11Jan21'!$E:$E,CONCATENATE(\">\",$D69-0.5),'11Jan21'!$E:$E,CONCATENATE(\"<=\",$D69+0.5))","v":2},{"$f":"COUNTIFS('03Jan21'!$E:$E,CONCATENATE(\">\",$D69-0.5),'03Jan21'!$E:$E,CONCATENATE(\"<=\",$D69+0.5))","v":1825},448965,448629]
[null,null,null,257,{"$f":"COUNTIFS('11Jan21'!$E:$E,CONCATENATE(\">\",$D70-0.5),'11Jan21'!$E:$E,CONCATENATE(\"<=\",$D70+0.5))","v":2},{"$f":"COUNTIFS('03Jan21'!$E:$E,CONCATENATE(\">\",$D70-0.5),'03Jan21'!$E:$E,CONCATENATE(\"<=\",$D70+0.5))","v":762},448967,449391]
[null,null,null,258,{"$f":"COUNTIFS('11Jan21'!$E:$E,CONCATENATE(\">\",$D71-0.5),'11Jan21'!$E:$E,CONCATENATE(\"<=\",$D71+0.5))","v":1},{"$f":"COUNTIFS('03Jan21'!$E:$E,CONCATENATE(\">\",$D71-0.5),'03Jan21'!$E:$E,CONCATENATE(\"<=\",$D71+0.5))","v":294},448968,449685]
[null,null,null,259,{"$f":"COUNTIFS('11Jan21'!$E:$E,CONCATENATE(\">\",$D72-0.5),'11Jan21'!$E:$E,CONCATENATE(\"<=\",$D72+0.5))","v":1},{"$f":"COUNTIFS('03Jan21'!$E:$E,CONCATENATE(\">\",$D72-0.5),'03Jan21'!$E:$E,CONCATENATE(\"<=\",$D72+0.5))","v":129},448969,449814]
[null,null,null,260,{"$f":"COUNTIFS('11Jan21'!$E:$E,CONCATENATE(\">\",$D73-0.5),'11Jan21'!$E:$E,CONCATENATE(\"<=\",$D73+0.5))","v":1},{"$f":"COUNTIFS('03Jan21'!$E:$E,CONCATENATE(\">\",$D73-0.5),'03Jan21'!$E:$E,CONCATENATE(\"<=\",$D73+0.5))","v":64},448970,449878]
[null,null,null,261,{"$f":"COUNTIFS('11Jan21'!$E:$E,CONCATENATE(\">\",$D74-0.5),'11Jan21'!$E:$E,CONCATENATE(\"<=\",$D74+0.5))","v":0},{"$f":"COUNTIFS('03Jan21'!$E:$E,CONCATENATE(\">\",$D74-0.5),'03Jan21'!$E:$E,CONCATENATE(\"<=\",$D74+0.5))","v":41},448970,449919]
[null,null,null,262,{"$f":"COUNTIFS('11Jan21'!$E:$E,CONCATENATE(\">\",$D75-0.5),'11Jan21'!$E:$E,CONCATENATE(\"<=\",$D75+0.5))","v":0},{"$f":"COUNTIFS('03Jan21'!$E:$E,CONCATENATE(\">\",$D75-0.5),'03Jan21'!$E:$E,CONCATENATE(\"<=\",$D75+0.5))","v":15},448970,449934]
[null,null,null,263,{"$f":"COUNTIFS('11Jan21'!$E:$E,CONCATENATE(\">\",$D76-0.5),'11Jan21'!$E:$E,CONCATENATE(\"<=\",$D76+0.5))","v":0},{"$f":"COUNTIFS('03Jan21'!$E:$E,CONCATENATE(\">\",$D76-0.5),'03Jan21'!$E:$E,CONCATENATE(\"<=\",$D76+0.5))","v":4},448970,449938]
[null,null,null,264,{"$f":"COUNTIFS('11Jan21'!$E:$E,CONCATENATE(\">\",$D77-0.5),'11Jan21'!$E:$E,CONCATENATE(\"<=\",$D77+0.5))","v":0},{"$f":"COUNTIFS('03Jan21'!$E:$E,CONCATENATE(\">\",$D77-0.5),'03Jan21'!$E:$E,CONCATENATE(\"<=\",$D77+0.5))","v":9},448970,449947]
[null,null,null,265,{"$f":"COUNTIFS('11Jan21'!$E:$E,CONCATENATE(\">\",$D78-0.5),'11Jan21'!$E:$E,CONCATENATE(\"<=\",$D78+0.5))","v":0},{"$f":"COUNTIFS('03Jan21'!$E:$E,CONCATENATE(\">\",$D78-0.5),'03Jan21'!$E:$E,CONCATENATE(\"<=\",$D78+0.5))","v":7},448970,449954]
[]
[]
[null,"End"]

{"sheet":"ZSS_Spread","index":13,"n_rows":83,"n_cols":19,"rows_kept":83,"cut":false,"hidden":false,"merged":[]}
[null,null,null,"Voltage PQ Management Strategy",null,null,null,"Section Check:",{"$f":"IF(COUNTA($A$8:$A$210)=COUNTIF($A$8:$A$210,0),\"Ok\",\"Check\")","v":"Ok"},null,null,"Overall Check:","Ok",null,"Legend:","Input","Internal","Select","Calculation"]
[null,null,null,{"$f":"RIGHT(CELL(\"filename\",D1),LEN(CELL(\"filename\",D1))-FIND(\"]\",CELL(\"filename\",D1)))","v":"ZSS_Spread"},"ZSS Voltage Spread"]
[]
[]
[]
[null,"Copyright Jemena Limited. All rights reserved. Jemena is not liable for any loss caused by reliance on this document."]
[]
[null,"ZSS Voltage Spread"]
[]
[null,null,"Inputs"]
[]
[null,null,null,"ZSS","EPN"]
[]
[null,null,null,"Voltage","ZSS Vmin","ZSS Vmax","Vmin","Vmax",null,null,null,null,null,"V1%","V50%","V99%","Spread","Undervolt","Overvolt"]
[null,null,null,200,{"$f":"COUNTIFS('11Jan21'!$D:$D,$E$12,'11Jan21'!$E:$E,CONCATENATE(\">\",$D15-0.5),'11Jan21'!$E:$E,CONCATENATE(\"<=\",$D15+0.5))","v":10},{"$f":"COUNTIFS('03Jan21'!$D:$D,$E$12,'03Jan21'!$E:$E,CONCATENATE(\">\",$D15-0.5),'03Jan21'!$E:$E,CONCATENATE(\"<=\",$D15+0.5))","v":0},{"$f":"E15","v":10},{"$f":"F15","v":0},null,null,"Maximum Demand",null,null,{"$f":"VLOOKUP(E12,Table!A:M,2,FALSE)","v":196.50999473405471},{"$f":"VLOOKUP(E12,Table!A:M,3,FALSE)","v":236.36986642966926},{"$f":"VLOOKUP(E12,Table!A:M,4,FALSE)","v":244.86496388481072},{"$f":"P15-N15","v":48.354969150756006},{"$f":"VLOOKUP(E12,Table!A:M,6,FALSE)","v":9.6508244422890396E-2},{"$f":"VLOOKUP(E12,Table!A:M,7,FALSE)","v":0}]
[null,null,null,201,{"$f":"COUNTIFS('11Jan21'!$D:$D,$E$12,'11Jan21'!$E:$E,CONCATENATE(\">\",$D16-0.5),'11Jan21'!$E:$E,CONCATENATE(\"<=\",$D16+0.5))","v":5},{"$f":"COUNTIFS('03Jan21'!$D:$D,$E$12,'03Jan21'!$E:$E,CONCATENATE(\">\",$D16-0.5),'03Jan21'!$E:$E,CONCATENATE(\"<=\",$D16+0.5))","v":0},{"$f":"G15+E16","v":15},{"$f":"H15+F16","v":0},null,null,"Minimum Daytime Demand",null,null,{"$f":"VLOOKUP(E12,Table!A:M,8,FALSE)","v":241.6628835878555},{"$f":"VLOOKUP(E12,Table!A:M,9,FALSE)","v":247.97349443467115},{"$f":"VLOOKUP(E12,Table!A:M,10,FALSE)","v":254.10822331683909},{"$f":"P16-N16","v":12.445339728983583},{"$f":"VLOOKUP(E12,Table!A:M,12,FALSE)","v":0},{"$f":"VLOOKUP(E12,Table!A:M,13,FALSE)","v":2.32670867668444E-2}]
[null,null,null,202,{"$f":"COUNTIFS('11Jan21'!$D:$D,$E$12,'11Jan21'!$E:$E,CONCATENATE(\">\",$D17-0.5),'11Jan21'!$E:$E,CONCATENATE(\"<=\",$D17+0.5))","v":5},{"$f":"COUNTIFS('03Jan21'!$D:$D,$E$12,'03Jan21'!$E:$E,CONCATENATE(\">\",$D17-0.5),'03Jan21'!$E:$E,CONCATENATE(\"<=\",$D17+0.5))","v":0},20,0]
[null,null,null,203,{"$f":"COUNTIFS('11Jan21'!$D:$D,$E$12,'11Jan21'!$E:$E,CONCATENATE(\">\",$D18-0.5),'11Jan21'!$E:$E,CONCATENATE(\"<=\",$D18+0.5))","v":7},{"$f":"COUNTIFS('03Jan21'!$D:$D,$E$12,'03Jan21'!$E:$E,CONCATENATE(\">\",$D18-0.5),'03Jan21'!$E:$E,CONCATENATE(\"<=\",$D18+0.5))","v":0},27,0]
[null,null,null,204,{"$f":"COUNTIFS('11Jan21'!$D:$D,$E$12,'11Jan21'!$E:$E,CONCATENATE(\">\",$D19-0.5),'11Jan21'!$E:$E,CONCATENATE(\"<=\",$D19+0.5))","v":5},{"$f":"COUNTIFS('03Jan21'!$D:$D,$E$12,'03Jan21'!$E:$E,CONCATENATE(\">\",$D19-0.5),'03Jan21'!$E:$E,CONCATENATE(\"<=\",$D19+0.5))","v":0},32,0]
[null,null,null,205,{"$f":"COUNTIFS('11Jan21'!$D:$D,$E$12,'11Jan21'!$E:$E,CONCATENATE(\">\",$D20-0.5),'11Jan21'!$E:$E,CONCATENATE(\"<=\",$D20+0.5))","v":8},{"$f":"COUNTIFS('03Jan21'!$D:$D,$E$12,'03Jan21'!$E:$E,CONCATENATE(\">\",$D20-0.5),'03Jan21'!$E:$E,CONCATENATE(\"<=\",$D20+0.5))","v":0},40,0]
[null,null,null,206,{"$f":"COUNTIFS('11Jan21'!$D:$D,$E$12,'11Jan21'!$E:$E,CONCATENATE(\">\",$D21-0.5),'11Jan21'!$E:$E,CONCATENATE(\"<=\",$D21+0.5))","v":1},{"$f":"COUNTIFS('03Jan21'!$D:$D,$E$12,'03Jan21'!$E:$E,CONCATENATE(\">\",$D21-0.5),'03Jan21'!$E:$E,CONCATENATE(\"<=\",$D21+0.5))","v":0},41,0]
[null,null,null,207,{"$f":"COUNTIFS('11Jan21'!$D:$D,$E$12,'11Jan21'!$E:$E,CONCATENATE(\">\",$D22-0.5),'11Jan21'!$E:$E,CONCATENATE(\"<=\",$D22+0.5))","v":3},{"$f":"COUNTIFS('03Jan21'!$D:$D,$E$12,'03Jan21'!$E:$E,CONCATENATE(\">\",$D22-0.5),'03Jan21'!$E:$E,CONCATENATE(\"<=\",$D22+0.5))","v":0},44,0]
[null,null,null,208,{"$f":"COUNTIFS('11Jan21'!$D:$D,$E$12,'11Jan21'!$E:$E,CONCATENATE(\">\",$D23-0.5),'11Jan21'!$E:$E,CONCATENATE(\"<=\",$D23+0.5))","v":6},{"$f":"COUNTIFS('03Jan21'!$D:$D,$E$12,'03Jan21'!$E:$E,CONCATENATE(\">\",$D23-0.5),'03Jan21'!$E:$E,CONCATENATE(\"<=\",$D23+0.5))","v":0},50,0]
[null,null,null,209,{"$f":"COUNTIFS('11Jan21'!$D:$D,$E$12,'11Jan21'!$E:$E,CONCATENATE(\">\",$D24-0.5),'11Jan21'!$E:$E,CONCATENATE(\"<=\",$D24+0.5))","v":13},{"$f":"COUNTIFS('03Jan21'!$D:$D,$E$12,'03Jan21'!$E:$E,CONCATENATE(\">\",$D24-0.5),'03Jan21'!$E:$E,CONCATENATE(\"<=\",$D24+0.5))","v":0},63,0]
[null,null,null,210,{"$f":"COUNTIFS('11Jan21'!$D:$D,$E$12,'11Jan21'!$E:$E,CONCATENATE(\">\",$D25-0.5),'11Jan21'!$E:$E,CONCATENATE(\"<=\",$D25+0.5))","v":6},{"$f":"COUNTIFS('03Jan21'!$D:$D,$E$12,'03Jan21'!$E:$E,CONCATENATE(\">\",$D25-0.5),'03Jan21'!$E:$E,CONCATENATE(\"<=\",$D25+0.5))","v":0},69,0]
[null,null,null,211,{"$f":"COUNTIFS('11Jan21'!$D:$D,$E$12,'11Jan21'!$E:$E,CONCATENATE(\">\",$D26-0.5),'11Jan21'!$E:$E,CONCATENATE(\"<=\",$D26+0.5))","v":14},{"$f":"COUNTIFS('03Jan21'!$D:$D,$E$12,'03Jan21'!$E:$E,CONCATENATE(\">\",$D26-0.5),'03Jan21'!$E:$E,CONCATENATE(\"<=\",$D26+0.5))","v":0},83,0]
[null,null,null,212,{"$f":"COUNTIFS('11Jan21'!$D:$D,$E$12,'11Jan21'!$E:$E,CONCATENATE(\">\",$D27-0.5),'11Jan21'!$E:$E,CONCATENATE(\"<=\",$D27+0.5))","v":14},{"$f":"COUNTIFS('03Jan21'!$D:$D,$E$12,'03Jan21'!$E:$E,CONCATENATE(\">\",$D27-0.5),'03Jan21'!$E:$E,CONCATENATE(\"<=\",$D27+0.5))","v":0},97,0]
[null,null,null,213,{"$f":"COUNTIFS('11Jan21'!$D:$D,$E$12,'11Jan21'!$E:$E,CONCATENATE(\">\",$D28-0.5),'11Jan21'!$E:$E,CONCATENATE(\"<=\",$D28+0.5))","v":12},{"$f":"COUNTIFS('03Jan21'!$D:$D,$E$12,'03Jan21'!$E:$E,CONCATENATE(\">\",$D28-0.5),'03Jan21'!$E:$E,CONCATENATE(\"<=\",$D28+0.5))","v":0},109,0]
[null,null,null,214,{"$f":"COUNTIFS('11Jan21'!$D:$D,$E$12,'11Jan21'!$E:$E,CONCATENATE(\">\",$D29-0.5),'11Jan21'!$E:$E,CONCATENATE(\"<=\",$D29+0.5))","v":14},{"$f":"COUNTIFS('03Jan21'!$D:$D,$E$12,'03Jan21'!$E:$E,CONCATENATE(\">\",$D29-0.5),'03Jan21'!$E:$E,CONCATENATE(\"<=\",$D29+0.5))","v":0},123,0]
[null,null,null,215,{"$f":"COUNTIFS('11Jan21'!$D:$D,$E$12,'11Jan21'!$E:$E,CONCATENATE(\">\",$D30-0.5),'11Jan21'!$E:$E,CONCATENATE(\"<=\",$D30+0.5))","v":10},{"$f":"COUNTIFS('03Jan21'!$D:$D,$E$12,'03Jan21'!$E:$E,CONCATENATE(\">\",$D30-0.5),'03Jan21'!$E:$E,CONCATENATE(\"<=\",$D30+0.5))","v":0},133,0]
[null,null,null,216,{"$f":"COUNTIFS('11Jan21'!$D:$D,$E$12,'11Jan21'!$E:$E,CONCATENATE(\">\",$D31-0.5),'11Jan21'!$E:$E,CONCATENATE(\"<=\",$D31+0.5))","v":20},{"$f":"COUNTIFS('03Jan21'!$D:$D,$E$12,'03Jan21'!$E:$E,CONCATENATE(\">\",$D31-0.5),'03Jan21'!$E:$E,CONCATENATE(\"<=\",$D31+0.5))","v":0},153,0]
[null,null,null,217,{"$f":"COUNTIFS('11Jan21'!$D:$D,$E$12,'11Jan21'!$E:$E,CONCATENATE(\">\",$D32-0.5),'11Jan21'!$E:$E,CONCATENATE(\"<=\",$D32+0.5))","v":13},{"$f":"COUNTIFS('03Jan21'!$D:$D,$E$12,'03Jan21'!$E:$E,CONCATENATE(\">\",$D32-0.5),'03Jan21'!$E:$E,CONCATENATE(\"<=\",$D32+0.5))","v":0},166,0]
[null,null,null,218,{"$f":"COUNTIFS('11Jan21'!$D:$D,$E$12,'11Jan21'!$E:$E,CONCATENATE(\">\",$D33-0.5),'11Jan21'!$E:$E,CONCATENATE(\"<=\",$D33+0.5))","v":17},{"$f":"COUNTIFS('03Jan21'!$D:$D,$E$12,'03Jan21'!$E:$E,CONCATENATE(\">\",$D33-0.5),'03Jan21'!$E:$E,CONCATENATE(\"<=\",$D33+0.5))","v":0},183,0]
[null,null,null,219,{"$f":"COUNTIFS('11Jan21'!$D:$D,$E$12,'11Jan21'!$E:$E,CONCATENATE(\">\",$D34-0.5),'11Jan21'!$E:$E,CONCATENATE(\"<=\",$D34+0.5))","v":21},{"$f":"COUNTIFS('03Jan21'!$D:$D,$E$12,'03Jan21'!$E:$E,CONCATENATE(\">\",$D34-0.5),'03Jan21'!$E:$E,CONCATENATE(\"<=\",$D34+0.5))","v":0},204,0]
[null,null,null,220,{"$f":"COUNTIFS('11Jan21'!$D:$D,$E$12,'11Jan21'!$E:$E,CONCATENATE(\">\",$D35-0.5),'11Jan21'!$E:$E,CONCATENATE(\"<=\",$D35+0.5))","v":15},{"$f":"COUNTIFS('03Jan21'!$D:$D,$E$12,'03Jan21'!$E:$E,CONCATENATE(\">\",$D35-0.5),'03Jan21'!$E:$E,CONCATENATE(\"<=\",$D35+0.5))","v":0},219,0]
[null,null,null,221,{"$f":"COUNTIFS('11Jan21'!$D:$D,$E$12,'11Jan21'!$E:$E,CONCATENATE(\">\",$D36-0.5),'11Jan21'!$E:$E,CONCATENATE(\"<=\",$D36+0.5))","v":23},{"$f":"COUNTIFS('03Jan21'!$D:$D,$E$12,'03Jan21'!$E:$E,CONCATENATE(\">\",$D36-0.5),'03Jan21'!$E:$E,CONCATENATE(\"<=\",$D36+0.5))","v":0},242,0]
[null,null,null,222,{"$f":"COUNTIFS('11Jan21'!$D:$D,$E$12,'11Jan21'!$E:$E,CONCATENATE(\">\",$D37-0.5),'11Jan21'!$E:$E,CONCATENATE(\"<=\",$D37+0.5))","v":20},{"$f":"COUNTIFS('03Jan21'!$D:$D,$E$12,'03Jan21'!$E:$E,CONCATENATE(\">\",$D37-0.5),'03Jan21'!$E:$E,CONCATENATE(\"<=\",$D37+0.5))","v":0},262,0]
[null,null,null,223,{"$f":"COUNTIFS('11Jan21'!$D:$D,$E$12,'11Jan21'!$E:$E,CONCATENATE(\">\",$D38-0.5),'11Jan21'!$E:$E,CONCATENATE(\"<=\",$D38+0.5))","v":24},{"$f":"COUNTIFS('03Jan21'!$D:$D,$E$12,'03Jan21'!$E:$E,CONCATENATE(\">\",$D38-0.5),'03Jan21'!$E:$E,CONCATENATE(\"<=\",$D38+0.5))","v":1},286,1]
[null,null,null,224,{"$f":"COUNTIFS('11Jan21'!$D:$D,$E$12,'11Jan21'!$E:$E,CONCATENATE(\">\",$D39-0.5),'11Jan21'!$E:$E,CONCATENATE(\"<=\",$D39+0.5))","v":29},{"$f":"COUNTIFS('03Jan21'!$D:$D,$E$12,'03Jan21'!$E:$E,CONCATENATE(\">\",$D39-0.5),'03Jan21'!$E:$E,CONCATENATE(\"<=\",$D39+0.5))","v":0},315,1]
[null,null,null,225,{"$f":"COUNTIFS('11Jan21'!$D:$D,$E$12,'11Jan21'!$E:$E,CONCATENATE(\">\",$D40-0.5),'11Jan21'!$E:$E,CONCATENATE(\"<=\",$D40+0.5))","v":32},{"$f":"COUNTIFS('03Jan21'!$D:$D,$E$12,'03Jan21'!$E:$E,CONCATENATE(\">\",$D40-0.5),'03Jan21'!$E:$E,CONCATENATE(\"<=\",$D40+0.5))","v":0},347,1]
[null,null,null,226,{"$f":"COUNTIFS('11Jan21'!$D:$D,$E$12,'11Jan21'!$E:$E,CONCATENATE(\">\",$D41-0.5),'11Jan21'!$E:$E,CONCATENATE(\"<=\",$D41+0.5))","v":22},{"$f":"COUNTIFS('03Jan21'!$D:$D,$E$12,'03Jan21'!$E:$E,CONCATENATE(\">\",$D41-0.5),'03Jan21'!$E:$E,CONCATENATE(\"<=\",$D41+0.5))","v":0},369,1]
[null,null,null,227,{"$f":"COUNTIFS('11Jan21'!$D:$D,$E$12,'11Jan21'!$E:$E,CONCATENATE(\">\",$D42-0.5),'11Jan21'!$E:$E,CONCATENATE(\"<=\",$D42+0.5))","v":31},{"$f":"COUNTIFS('03Jan21'!$D:$D,$E$12,'03Jan21'!$E:$E,CONCATENATE(\">\",$D42-0.5),'03Jan21'!$E:$E,CONCATENATE(\"<=\",$D42+0.5))","v":0},400,1]
[null,null,null,228,{"$f":"COUNTIFS('11Jan21'!$D:$D,$E$12,'11Jan21'!$E:$E,CONCATENATE(\">\",$D43-0.5),'11Jan21'!$E:$E,CONCATENATE(\"<=\",$D43+0.5))","v":48},{"$f":"COUNTIFS('03Jan21'!$D:$D,$E$12,'03Jan21'!$E:$E,CONCATENATE(\">\",$D43-0.5),'03Jan21'!$E:$E,CONCATENATE(\"<=\",$D43+0.5))","v":0},448,1]
[null,null,null,229,{"$f":"COUNTIFS('11Jan21'!$D:$D,$E$12,'11Jan21'!$E:$E,CONCATENATE(\">\",$D44-0.5),'11Jan21'!$E:$E,CONCATENATE(\"<=\",$D44+0.5))","v":32},{"$f":"COUNTIFS('03Jan21'!$D:$D,$E$12,'03Jan21'!$E:$E,CONCATENATE(\">\",$D44-0.5),'03Jan21'!$E:$E,CONCATENATE(\"<=\",$D44+0.5))","v":0},480,1]
[null,null,null,230,{"$f":"COUNTIFS('11Jan21'!$D:$D,$E$12,'11Jan21'!$E:$E,CONCATENATE(\">\",$D45-0.5),'11Jan21'!$E:$E,CONCATENATE(\"<=\",$D45+0.5))","v":57},{"$f":"COUNTIFS('03Jan21'!$D:$D,$E$12,'03Jan21'!$E:$E,CONCATENATE(\">\",$D45-0.5),'03Jan21'!$E:$E,CONCATENATE(\"<=\",$D45+0.5))","v":0},537,1]
[null,null,null,231,{"$f":"COUNTIFS('11Jan21'!$D:$D,$E$12,'11Jan21'!$E:$E,CONCATENATE(\">\",$D46-0.5),'11Jan21'!$E:$E,CONCATENATE(\"<=\",$D46+0.5))","v":54},{"$f":"COUNTIFS('03Jan21'!$D:$D,$E$12,'03Jan21'!$E:$E,CONCATENATE(\">\",$D46-0.5),'03Jan21'!$E:$E,CONCATENATE(\"<=\",$D46+0.5))","v":0},591,1]
[null,null,null,232,{"$f":"COUNTIFS('11Jan21'!$D:$D,$E$12,'11Jan21'!$E:$E,CONCATENATE(\">\",$D47-0.5),'11Jan21'!$E:$E,CONCATENATE(\"<=\",$D47+0.5))","v":56},{"$f":"COUNTIFS('03Jan21'!$D:$D,$E$12,'03Jan21'!$E:$E,CONCATENATE(\">\",$D47-0.5),'03Jan21'!$E:$E,CONCATENATE(\"<=\",$D47+0.5))","v":0},647,1]
[null,null,null,233,{"$f":"COUNTIFS('11Jan21'!$D:$D,$E$12,'11Jan21'!$E:$E,CONCATENATE(\">\",$D48-0.5),'11Jan21'!$E:$E,CONCATENATE(\"<=\",$D48+0.5))","v":72},{"$f":"COUNTIFS('03Jan21'!$D:$D,$E$12,'03Jan21'!$E:$E,CONCATENATE(\">\",$D48-0.5),'03Jan21'!$E:$E,CONCATENATE(\"<=\",$D48+0.5))","v":0},{"$f":"G47+E48","v":719},{"$f":"H47+F48","v":1}]
[null,null,null,234,{"$f":"COUNTIFS('11Jan21'!$D:$D,$E$12,'11Jan21'!$E:$E,CONCATENATE(\">\",$D49-0.5),'11Jan21'!$E:$E,CONCATENATE(\"<=\",$D49+0.5))","v":79},{"$f":"COUNTIFS('03Jan21'!$D:$D,$E$12,'03Jan21'!$E:$E,CONCATENATE(\">\",$D49-0.5),'03Jan21'!$E:$E,CONCATENATE(\"<=\",$D49+0.5))","v":0},798,1]
[null,null,null,235,{"$f":"COUNTIFS('11Jan21'!$D:$D,$E$12,'11Jan21'!$E:$E,CONCATENATE(\">\",$D50-0.5),'11Jan21'!$E:$E,CONCATENATE(\"<=\",$D50+0.5))","v":79},{"$f":"COUNTIFS('03Jan21'!$D:$D,$E$12,'03Jan21'!$E:$E,CONCATENATE(\">\",$D50-0.5),'03Jan21'!$E:$E,CONCATENATE(\"<=\",$D50+0.5))","v":0},877,1]
[null,null,null,236,{"$f":"COUNTIFS('11Jan21'!$D:$D,$E$12,'11Jan21'!$E:$E,CONCATENATE(\">\",$D51-0.5),'11Jan21'!$E:$E,CONCATENATE(\"<=\",$D51+0.5))","v":123},{"$f":"COUNTIFS('03Jan21'!$D:$D,$E$12,'03Jan21'!$E:$E,CONCATENATE(\">\",$D51-0.5),'03Jan21'!$E:$E,CONCATENATE(\"<=\",$D51+0.5))","v":0},1000,1]
[null,null,null,237,{"$f":"COUNTIFS('11Jan21'!$D:$D,$E$12,'11Jan21'!$E:$E,CONCATENATE(\">\",$D52-0.5),'11Jan21'!$E:$E,CONCATENATE(\"<=\",$D52+0.5))","v":150},{"$f":"COUNTIFS('03Jan21'!$D:$D,$E$12,'03Jan21'!$E:$E,CONCATENATE(\">\",$D52-0.5),'03Jan21'!$E:$E,CONCATENATE(\"<=\",$D52+0.5))","v":0},1150,1]
[null,null,null,238,{"$f":"COUNTIFS('11Jan21'!$D:$D,$E$12,'11Jan21'!$E:$E,CONCATENATE(\">\",$D53-0.5),'11Jan21'!$E:$E,CONCATENATE(\"<=\",$D53+0.5))","v":201},{"$f":"COUNTIFS('03Jan21'!$D:$D,$E$12,'03Jan21'!$E:$E,CONCATENATE(\">\",$D53-0.5),'03Jan21'!$E:$E,CONCATENATE(\"<=\",$D53+0.5))","v":3},1351,4]
[null,null,null,239,{"$f":"COUNTIFS('11Jan21'!$D:$D,$E$12,'11Jan21'!$E:$E,CONCATENATE(\">\",$D54-0.5),'11Jan21'!$E:$E,CONCATENATE(\"<=\",$D54+0.5))","v":136},{"$f":"COUNTIFS('03Jan21'!$D:$D,$E$12,'03Jan21'!$E:$E,CONCATENATE(\">\",$D54-0.5),'03Jan21'!$E:$E,CONCATENATE(\"<=\",$D54+0.5))","v":5},1487,9]
[null,null,null,240,{"$f":"COUNTIFS('11Jan21'!$D:$D,$E$12,'11Jan21'!$E:$E,CONCATENATE(\">\",$D55-0.5),'11Jan21'!$E:$E,CONCATENATE(\"<=\",$D55+0.5))","v":128},{"$f":"COUNTIFS('03Jan21'!$D:$D,$E$12,'03Jan21'!$E:$E,CONCATENATE(\">\",$D55-0.5),'03Jan21'!$E:$E,CONCATENATE(\"<=\",$D55+0.5))","v":4},1615,13]
[null,null,null,241,{"$f":"COUNTIFS('11Jan21'!$D:$D,$E$12,'11Jan21'!$E:$E,CONCATENATE(\">\",$D56-0.5),'11Jan21'!$E:$E,CONCATENATE(\"<=\",$D56+0.5))","v":111},{"$f":"COUNTIFS('03Jan21'!$D:$D,$E$12,'03Jan21'!$E:$E,CONCATENATE(\">\",$D56-0.5),'03Jan21'!$E:$E,CONCATENATE(\"<=\",$D56+0.5))","v":16},1726,29]
[null,null,null,242,{"$f":"COUNTIFS('11Jan21'!$D:$D,$E$12,'11Jan21'!$E:$E,CONCATENATE(\">\",$D57-0.5),'11Jan21'!$E:$E,CONCATENATE(\"<=\",$D57+0.5))","v":92},{"$f":"COUNTIFS('03Jan21'!$D:$D,$E$12,'03Jan21'!$E:$E,CONCATENATE(\">\",$D57-0.5),'03Jan21'!$E:$E,CONCATENATE(\"<=\",$D57+0.5))","v":91},1818,120]
[null,null,null,243,{"$f":"COUNTIFS('11Jan21'!$D:$D,$E$12,'11Jan21'!$E:$E,CONCATENATE(\">\",$D58-0.5),'11Jan21'!$E:$E,CONCATENATE(\"<=\",$D58+0.5))","v":88},{"$f":"COUNTIFS('03Jan21'!$D:$D,$E$12,'03Jan21'!$E:$E,CONCATENATE(\">\",$D58-0.5),'03Jan21'!$E:$E,CONCATENATE(\"<=\",$D58+0.5))","v":129},1906,249]
[null,null,null,244,{"$f":"COUNTIFS('11Jan21'!$D:$D,$E$12,'11Jan21'!$E:$E,CONCATENATE(\">\",$D59-0.5),'11Jan21'!$E:$E,CONCATENATE(\"<=\",$D59+0.5))","v":57},{"$f":"COUNTIFS('03Jan21'!$D:$D,$E$12,'03Jan21'!$E:$E,CONCATENATE(\">\",$D59-0.5),'03Jan21'!$E:$E,CONCATENATE(\"<=\",$D59+0.5))","v":291},1963,540]
[null,null,null,245,{"$f":"COUNTIFS('11Jan21'!$D:$D,$E$12,'11Jan21'!$E:$E,CONCATENATE(\">\",$D60-0.5),'11Jan21'!$E:$E,CONCATENATE(\"<=\",$D60+0.5))","v":43},{"$f":"COUNTIFS('03Jan21'!$D:$D,$E$12,'03Jan21'!$E:$E,CONCATENATE(\">\",$D60-0.5),'03Jan21'!$E:$E,CONCATENATE(\"<=\",$D60+0.5))","v":216},2006,756]
[null,null,null,246,{"$f":"COUNTIFS('11Jan21'!$D:$D,$E$12,'11Jan21'!$E:$E,CONCATENATE(\">\",$D61-0.5),'11Jan21'!$E:$E,CONCATENATE(\"<=\",$D61+0.5))","v":0},{"$f":"COUNTIFS('03Jan21'!$D:$D,$E$12,'03Jan21'!$E:$E,CONCATENATE(\">\",$D61-0.5),'03Jan21'!$E:$E,CONCATENATE(\"<=\",$D61+0.5))","v":106},2006,862]
[null,null,null,247,{"$f":"COUNTIFS('11Jan21'!$D:$D,$E$12,'11Jan21'!$E:$E,CONCATENATE(\">\",$D62-0.5),'11Jan21'!$E:$E,CONCATENATE(\"<=\",$D62+0.5))","v":0},{"$f":"COUNTIFS('03Jan21'!$D:$D,$E$12,'03Jan21'!$E:$E,CONCATENATE(\">\",$D62-0.5),'03Jan21'!$E:$E,CONCATENATE(\"<=\",$D62+0.5))","v":99},2006,961]
[null,null,null,248,{"$f":"COUNTIFS('11Jan21'!$D:$D,$E$12,'11Jan21'!$E:$E,CONCATENATE(\">\",$D63-0.5),'11Jan21'!$E:$E,CONCATENATE(\"<=\",$D63+0.5))","v":0},{"$f":"COUNTIFS('03Jan21'!$D:$D,$E$12,'03Jan21'!$E:$E,CONCATENATE(\">\",$D63-0.5),'03Jan21'!$E:$E,CONCATENATE(\"<=\",$D63+0.5))","v":201},2006,1162]
[null,null,null,249,{"$f":"COUNTIFS('11Jan21'!$D:$D,$E$12,'11Jan21'!$E:$E,CONCATENATE(\">\",$D64-0.5),'11Jan21'!$E:$E,CONCATENATE(\"<=\",$D64+0.5))","v":0},{"$f":"COUNTIFS('03Jan21'!$D:$D,$E$12,'03Jan21'!$E:$E,CONCATENATE(\">\",$D64-0.5),'03Jan21'!$E:$E,CONCATENATE(\"<=\",$D64+0.5))","v":238},2006,1400]
[null,null,null,250,{"$f":"COUNTIFS('11Jan21'!$D:$D,$E$12,'11Jan21'!$E:$E,CONCATENATE(\">\",$D65-0.5),'11Jan21'!$E:$E,CONCATENATE(\"<=\",$D65+0.5))","v":0},{"$f":"COUNTIFS('03Jan21'!$D:$D,$E$12,'03Jan21'!$E:$E,CONCATENATE(\">\",$D65-0.5),'03Jan21'!$E:$E,CONCATENATE(\"<=\",$D65+0.5))","v":307},2006,1707]
[null,null,null,251,{"$f":"COUNTIFS('11Jan21'!$D:$D,$E$12,'11Jan21'!$E:$E,CONCATENATE(\">\",$D66-0.5),'11Jan21'!$E:$E,CONCATENATE(\"<=\",$D66+0.5))","v":0},{"$f":"COUNTIFS('03Jan21'!$D:$D,$E$12,'03Jan21'!$E:$E,CONCATENATE(\">\",$D66-0.5),'03Jan21'!$E:$E,CONCATENATE(\"<=\",$D66+0.5))","v":211},2006,1918]
[null,null,null,252,{"$f":"COUNTIFS('11Jan21'!$D:$D,$E$12,'11Jan21'!$E:$E,CONCATENATE(\">\",$D67-0.5),'11Jan21'!$E:$E,CONCATENATE(\"<=\",$D67+0.5))","v":0},{"$f":"COUNTIFS('03Jan21'!$D:$D,$E$12,'03Jan21'!$E:$E,CONCATENATE(\">\",$D67-0.5),'03Jan21'!$E:$E,CONCATENATE(\"<=\",$D67+0.5))","v":71},2006,1989]
[null,null,null,253,{"$f":"COUNTIFS('11Jan21'!$D:$D,$E$12,'11Jan21'!$E:$E,CONCATENATE(\">\",$D68-0.5),'11Jan21'!$E:$E,CONCATENATE(\"<=\",$D68+0.5))","v":0},{"$f":"COUNTIFS('03Jan21'!$D:$D,$E$12,'03Jan21'!$E:$E,CONCATENATE(\">\",$D68-0.5),'03Jan21'!$E:$E,CONCATENATE(\"<=\",$D68+0.5))","v":39},2006,2028]
[null,null,null,254,{"$f":"COUNTIFS('11Jan21'!$D:$D,$E$12,'11Jan21'!$E:$E,CONCATENATE(\">\",$D69-0.5),'11Jan21'!$E:$E,CONCATENATE(\"<=\",$D69+0.5))","v":0},{"$f":"COUNTIFS('03Jan21'!$D:$D,$E$12,'03Jan21'!$E:$E,CONCATENATE(\">\",$D69-0.5),'03Jan21'!$E:$E,CONCATENATE(\"<=\",$D69+0.5))","v":23},2006,2051]
[null,null,null,255,{"$f":"COUNTIFS('11Jan21'!$D:$D,$E$12,'11Jan21'!$E:$E,CONCATENATE(\">\",$D70-0.5),'11Jan21'!$E:$E,CONCATENATE(\"<=\",$D70+0.5))","v":0},{"$f":"COUNTIFS('03Jan21'!$D:$D,$E$12,'03Jan21'!$E:$E,CONCATENATE(\">\",$D70-0.5),'03Jan21'!$E:$E,CONCATENATE(\"<=\",$D70+0.5))","v":9},2006,2060]
[null,null,null,256,{"$f":"COUNTIFS('11Jan21'!$D:$D,$E$12,'11Jan21'!$E:$E,CONCATENATE(\">\",$D71-0.5),'11Jan21'!$E:$E,CONCATENATE(\"<=\",$D71+0.5))","v":0},{"$f":"COUNTIFS('03Jan21'!$D:$D,$E$12,'03Jan21'!$E:$E,CONCATENATE(\">\",$D71-0.5),'03Jan21'!$E:$E,CONCATENATE(\"<=\",$D71+0.5))","v":2},2006,2062]
[null,null,null,257,{"$f":"COUNTIFS('11Jan21'!$D:$D,$E$12,'11Jan21'!$E:$E,CONCATENATE(\">\",$D72-0.5),'11Jan21'!$E:$E,CONCATENATE(\"<=\",$D72+0.5))","v":0},{"$f":"COUNTIFS('03Jan21'!$D:$D,$E$12,'03Jan21'!$E:$E,CONCATENATE(\">\",$D72-0.5),'03Jan21'!$E:$E,CONCATENATE(\"<=\",$D72+0.5))","v":1},2006,2063]
[null,null,null,258,{"$f":"COUNTIFS('11Jan21'!$D:$D,$E$12,'11Jan21'!$E:$E,CONCATENATE(\">\",$D73-0.5),'11Jan21'!$E:$E,CONCATENATE(\"<=\",$D73+0.5))","v":0},{"$f":"COUNTIFS('03Jan21'!$D:$D,$E$12,'03Jan21'!$E:$E,CONCATENATE(\">\",$D73-0.5),'03Jan21'!$E:$E,CONCATENATE(\"<=\",$D73+0.5))","v":0},2006,2063]
[null,null,null,259,{"$f":"COUNTIFS('11Jan21'!$D:$D,$E$12,'11Jan21'!$E:$E,CONCATENATE(\">\",$D74-0.5),'11Jan21'!$E:$E,CONCATENATE(\"<=\",$D74+0.5))","v":0},{"$f":"COUNTIFS('03Jan21'!$D:$D,$E$12,'03Jan21'!$E:$E,CONCATENATE(\">\",$D74-0.5),'03Jan21'!$E:$E,CONCATENATE(\"<=\",$D74+0.5))","v":0},2006,2063]
[null,null,null,260,{"$f":"COUNTIFS('11Jan21'!$D:$D,$E$12,'11Jan21'!$E:$E,CONCATENATE(\">\",$D75-0.5),'11Jan21'!$E:$E,CONCATENATE(\"<=\",$D75+0.5))","v":0},{"$f":"COUNTIFS('03Jan21'!$D:$D,$E$12,'03Jan21'!$E:$E,CONCATENATE(\">\",$D75-0.5),'03Jan21'!$E:$E,CONCATENATE(\"<=\",$D75+0.5))","v":0},2006,2063]
[null,null,null,261,{"$f":"COUNTIFS('11Jan21'!$D:$D,$E$12,'11Jan21'!$E:$E,CONCATENATE(\">\",$D76-0.5),'11Jan21'!$E:$E,CONCATENATE(\"<=\",$D76+0.5))","v":0},{"$f":"COUNTIFS('03Jan21'!$D:$D,$E$12,'03Jan21'!$E:$E,CONCATENATE(\">\",$D76-0.5),'03Jan21'!$E:$E,CONCATENATE(\"<=\",$D76+0.5))","v":0},2006,2063]
[null,null,null,262,{"$f":"COUNTIFS('11Jan21'!$D:$D,$E$12,'11Jan21'!$E:$E,CONCATENATE(\">\",$D77-0.5),'11Jan21'!$E:$E,CONCATENATE(\"<=\",$D77+0.5))","v":0},{"$f":"COUNTIFS('03Jan21'!$D:$D,$E$12,'03Jan21'!$E:$E,CONCATENATE(\">\",$D77-0.5),'03Jan21'!$E:$E,CONCATENATE(\"<=\",$D77+0.5))","v":0},2006,2063]
[null,null,null,263,{"$f":"COUNTIFS('11Jan21'!$D:$D,$E$12,'11Jan21'!$E:$E,CONCATENATE(\">\",$D78-0.5),'11Jan21'!$E:$E,CONCATENATE(\"<=\",$D78+0.5))","v":0},{"$f":"COUNTIFS('03Jan21'!$D:$D,$E$12,'03Jan21'!$E:$E,CONCATENATE(\">\",$D78-0.5),'03Jan21'!$E:$E,CONCATENATE(\"<=\",$D78+0.5))","v":0},2006,2063]
[null,null,null,264,{"$f":"COUNTIFS('11Jan21'!$D:$D,$E$12,'11Jan21'!$E:$E,CONCATENATE(\">\",$D79-0.5),'11Jan21'!$E:$E,CONCATENATE(\"<=\",$D79+0.5))","v":0},{"$f":"COUNTIFS('03Jan21'!$D:$D,$E$12,'03Jan21'!$E:$E,CONCATENATE(\">\",$D79-0.5),'03Jan21'!$E:$E,CONCATENATE(\"<=\",$D79+0.5))","v":0},2006,2063]
[null,null,null,265,{"$f":"COUNTIFS('11Jan21'!$D:$D,$E$12,'11Jan21'!$E:$E,CONCATENATE(\">\",$D80-0.5),'11Jan21'!$E:$E,CONCATENATE(\"<=\",$D80+0.5))","v":0},{"$f":"COUNTIFS('03Jan21'!$D:$D,$E$12,'03Jan21'!$E:$E,CONCATENATE(\">\",$D80-0.5),'03Jan21'!$E:$E,CONCATENATE(\"<=\",$D80+0.5))","v":0},2006,2063]
[]
[]
[null,"End"]

{"sheet":"Table","index":14,"n_rows":33,"n_cols":27,"rows_kept":33,"cut":false,"hidden":false,"merged":[]}
[null,"Maximum Demand",null,null,null,null,null,"Minimum Daytime"]
["ZSS","V1%","V50%","V99%","Spread","%Under","%Over","V1%","V50%","V99%","Spread","%Under","%Over",null,null,null,null,null,null,null,null,null,"Spread Rank","%Over rank","%Under rank",null,"No. of VRRs to replace"]
["JEN",{"$f":"PERCENTILE('11Jan21'!$E:$E,1%)","v":206.66},{"$f":"PERCENTILE('11Jan21'!$E:$E,50%)","v":234.02},{"$f":"PERCENTILE('11Jan21'!$E:$E,99%)","v":245.36},{"$f":"D3-B3","v":38.700000000000017},{"$f":"COUNTIF('11Jan21'!$E:$E,\"<216\")/COUNT('11Jan21'!$E:$E)","v":3.8242220707932782E-2},{"$f":"COUNTIF('11Jan21'!$E:$E,\">253\")/COUNT('11Jan21'!$E:$E)","v":2.2196425043782447E-5},{"$f":"PERCENTILE('03Jan21'!$E:$E,1%)","v":239.48},{"$f":"PERCENTILE('03Jan21'!$E:$E,50%)","v":247.89},{"$f":"PERCENTILE('03Jan21'!$E:$E,99%)","v":255.07},{"$f":"J3-H3","v":15.590000000000003},{"$f":"COUNTIF('03Jan21'!$E:$E,\"<216\")/COUNT('03Jan21'!$E:$E)","v":0},{"$f":"COUNTIF('03Jan21'!$E:$E,\">253\")/COUNT('03Jan21'!$E:$E)","v":5.6925060005333809E-2}]
["AW0",208.78946812055742,234.38323592840746,245.3333277319378,{"$f":"D4-B4","v":36.543859611380384},{"$f":"COUNTIFS('11Jan21'!$E:$E,\"<216\",'11Jan21'!$D:$D,$A4)/COUNTIF('11Jan21'!$D:$D,$A4)","v":4.2839045206027472E-2},{"$f":"COUNTIFS('11Jan21'!$E:$E,\">253\",'11Jan21'!$D:$D,$A4)/COUNTIF('11Jan21'!$D:$D,$A4)","v":0},240.2036308793609,247.24838421025044,254.26489241081154,{"$f":"J4-H4","v":14.06126153145064},{"$f":"COUNTIFS('03Jan21'!$E:$E,\"<216\",'03Jan21'!$D:$D,$A4)/COUNTIF('03Jan21'!$D:$D,$A4)","v":0},{"$f":"COUNTIFS('03Jan21'!$E:$E,\">253\",'03Jan21'!$D:$D,$A4)/COUNTIF('03Jan21'!$D:$D,$A4)","v":2.6445674648169146E-2},null,254.26489241081154,{"$f":"INT(COUNTIFS('11Jan21'!$E:$E,\"<\"&O4,'11Jan21'!$D:$D,$A4)/COUNTIF('11Jan21'!$D:$D,$A4)*100)","v":100},{"$f":"INT(COUNTIFS('03Jan21'!$E:$E,\"<\"&O4,'03Jan21'!$D:$D,$A4)/COUNTIF('03Jan21'!$D:$D,$A4)*100)","v":99},null,null,null,null,null,{"$f":"RANK($E4,$E$4:$E$33)","v":10},{"$f":"RANK($M4,$M$4:$M$33)","v":21},{"$f":"RANK($F4,$F$4:$F$33)","v":8},null,0]
["BD0",215.78480697695187,235.06630234246029,246.93155379403208,{"$f":"D5-B5","v":31.146746817080214},{"$f":"COUNTIFS('11Jan21'!$E:$E,\"<216\",'11Jan21'!$D:$D,$A5)/COUNTIF('11Jan21'!$D:$D,$A5)","v":1.4778611741432478E-2},{"$f":"COUNTIFS('11Jan21'!$E:$E,\">253\",'11Jan21'!$D:$D,$A5)/COUNTIF('11Jan21'!$D:$D,$A5)","v":0},239.16016713047216,244.89742860694972,251.84089141572511,{"$f":"J5-H5","v":12.68072428525295},{"$f":"COUNTIFS('03Jan21'!$E:$E,\"<216\",'03Jan21'!$D:$D,$A5)/COUNTIF('03Jan21'!$D:$D,$A5)","v":0},{"$f":"COUNTIFS('03Jan21'!$E:$E,\">253\",'03Jan21'!$D:$D,$A5)/COUNTIF('03Jan21'!$D:$D,$A5)","v":3.9587820923327709E-3},null,251.84089141572511,{"$f":"INT(COUNTIFS('11Jan21'!$E:$E,\"<\"&O5,'11Jan21'!$D:$D,$A5)/COUNTIF('11Jan21'!$D:$D,$A5)*100)","v":100},{"$f":"INT(COUNTIFS('03Jan21'!$E:$E,\"<\"&O5,'03Jan21'!$D:$D,$A5)/COUNTIF('03Jan21'!$D:$D,$A5)*100)","v":99},null,null,null,null,null,{"$f":"RANK($E5,$E$4:$E$33)","v":19},{"$f":"RANK($M5,$M$4:$M$33)","v":28},{"$f":"RANK($F5,$F$4:$F$33)","v":21},null,0]
["BMS",214,234.65894795321151,245.9249842134063,31.924984213406304,{"$f":"COUNTIFS('11Jan21'!$E:$E,\"<216\",'11Jan21'!$D:$D,$A6)/COUNTIF('11Jan21'!$D:$D,$A6)","v":1.6477049823460179E-2},{"$f":"COUNTIFS('11Jan21'!$E:$E,\">253\",'11Jan21'!$D:$D,$A6)/COUNTIF('11Jan21'!$D:$D,$A6)","v":0},239.31575026267109,245.55854607059837,253.26400389557224,13.948253632901157,{"$f":"COUNTIFS('03Jan21'!$E:$E,\"<216\",'03Jan21'!$D:$D,$A6)/COUNTIF('03Jan21'!$D:$D,$A6)","v":0},{"$f":"COUNTIFS('03Jan21'!$E:$E,\">253\",'03Jan21'!$D:$D,$A6)/COUNTIF('03Jan21'!$D:$D,$A6)","v":1.1977223640290595E-2},null,253.26400389557224,{"$f":"INT(COUNTIFS('11Jan21'!$E:$E,\"<\"&O6,'11Jan21'!$D:$D,$A6)/COUNTIF('11Jan21'!$D:$D,$A6)*100)","v":100},{"$f":"INT(COUNTIFS('03Jan21'!$E:$E,\"<\"&O6,'03Jan21'!$D:$D,$A6)/COUNTIF('03Jan21'!$D:$D,$A6)*100)","v":99},null,null,null,null,null,16,27,19,null,0]
["BY0",206.72372429744348,297.682162988318,250.05301691018713,43.329292612743643,{"$f":"COUNTIFS('11Jan21'!$E:$E,\"<216\",'11Jan21'!$D:$D,$A7)/COUNTIF('11Jan21'!$D:$D,$A7)","v":4.1687161829808167E-2},{"$f":"COUNTIFS('11Jan21'!$E:$E,\">253\",'11Jan21'!$D:$D,$A7)/COUNTIF('11Jan21'!$D:$D,$A7)","v":0},240.91950145041511,247.84469757759649,256.02873602885677,15.109234578441658,{"$f":"COUNTIFS('03Jan21'!$E:$E,\"<216\",'03Jan21'!$D:$D,$A7)/COUNTIF('03Jan21'!$D:$D,$A7)","v":0},{"$f":"COUNTIFS('03Jan21'!$E:$E,\">253\",'03Jan21'!$D:$D,$A7)/COUNTIF('03Jan21'!$D:$D,$A7)","v":8.1505667816658453E-2},null,256.02873602885677,{"$f":"INT(COUNTIFS('11Jan21'!$E:$E,\"<\"&O7,'11Jan21'!$D:$D,$A7)/COUNTIF('11Jan21'!$D:$D,$A7)*100)","v":100},{"$f":"INT(COUNTIFS('03Jan21'!$E:$E,\"<\"&O7,'03Jan21'!$D:$D,$A7)/COUNTIF('03Jan21'!$D:$D,$A7)*100)","v":99},null,null,null,null,null,3,7,10,null,2]
["CN0",206.54657903252138,234.46200147058983,244.25909950905057,37.712520476529193,{"$f":"COUNTIFS('11Jan21'!$E:$E,\"<216\",'11Jan21'!$D:$D,$A8)/COUNTIF('11Jan21'!$D:$D,$A8)","v":4.3076453066524099E-2},{"$f":"COUNTIFS('11Jan21'!$E:$E,\">253\",'11Jan21'!$D:$D,$A8)/COUNTIF('11Jan21'!$D:$D,$A8)","v":0},241.4094100147783,248.58164876524026,254.27215299508234,12.862742980304034,{"$f":"COUNTIFS('03Jan21'!$E:$E,\"<216\",'03Jan21'!$D:$D,$A8)/COUNTIF('03Jan21'!$D:$D,$A8)","v":0},{"$f":"COUNTIFS('03Jan21'!$E:$E,\">253\",'03Jan21'!$D:$D,$A8)/COUNTIF('03Jan21'!$D:$D,$A8)","v":3.0663353087363794E-2},null,254.27215299508234,{"$f":"INT(COUNTIFS('11Jan21'!$E:$E,\"<\"&O8,'11Jan21'!$D:$D,$A8)/COUNTIF('11Jan21'!$D:$D,$A8)*100)","v":100},{"$f":"INT(COUNTIFS('03Jan21'!$E:$E,\"<\"&O8,'03Jan21'!$D:$D,$A8)/COUNTIF('03Jan21'!$D:$D,$A8)*100)","v":99},null,null,null,null,null,6,18,7,null,3]
["COO",221,234.69304921526995,245.16475970494372,24.164759704943719,{"$f":"COUNTIFS('11Jan21'!$E:$E,\"<216\",'11Jan21'!$D:$D,$A9)/COUNTIF('11Jan21'!$D:$D,$A9)","v":4.3482240937385572E-3},{"$f":"COUNTIFS('11Jan21'!$E:$E,\">253\",'11Jan21'!$D:$D,$A9)/COUNTIF('11Jan21'!$D:$D,$A9)","v":4.577077993409008E-5},241.07868037652801,247.03105103313527,254.80264789863776,13.723967522109746,{"$f":"COUNTIFS('03Jan21'!$E:$E,\"<216\",'03Jan21'!$D:$D,$A9)/COUNTIF('03Jan21'!$D:$D,$A9)","v":0},{"$f":"COUNTIFS('03Jan21'!$E:$E,\">253\",'03Jan21'!$D:$D,$A9)/COUNTIF('03Jan21'!$D:$D,$A9)","v":4.4413856389080061E-2},null,255,{"$f":"INT(COUNTIFS('11Jan21'!$E:$E,\"<\"&O9,'11Jan21'!$D:$D,$A9)/COUNTIF('11Jan21'!$D:$D,$A9)*100)","v":99},{"$f":"INT(COUNTIFS('03Jan21'!$E:$E,\"<\"&O9,'03Jan21'!$D:$D,$A9)/COUNTIF('03Jan21'!$D:$D,$A9)*100)","v":99},null,null,null,null,null,25,13,26,null,0]
["CS0",210.02156564570447,233.81822403415578,244.26461888213339,34.243053236428921,{"$f":"COUNTIFS('11Jan21'!$E:$E,\"<216\",'11Jan21'!$D:$D,$A10)/COUNTIF('11Jan21'!$D:$D,$A10)","v":4.2213993373611383E-2},{"$f":"COUNTIFS('11Jan21'!$E:$E,\">253\",'11Jan21'!$D:$D,$A10)/COUNTIF('11Jan21'!$D:$D,$A10)","v":0},244.26461888213339,251.48820084187415,256.23853352444286,11.973914642309467,{"$f":"COUNTIFS('03Jan21'!$E:$E,\"<216\",'03Jan21'!$D:$D,$A10)/COUNTIF('03Jan21'!$D:$D,$A10)","v":0},{"$f":"COUNTIFS('03Jan21'!$E:$E,\">253\",'03Jan21'!$D:$D,$A10)/COUNTIF('03Jan21'!$D:$D,$A10)","v":0.11652873204247345},null,256.23853352444286,{"$f":"INT(COUNTIFS('11Jan21'!$E:$E,\"<\"&O10,'11Jan21'!$D:$D,$A10)/COUNTIF('11Jan21'!$D:$D,$A10)*100)","v":100},{"$f":"INT(COUNTIFS('03Jan21'!$E:$E,\"<\"&O10,'03Jan21'!$D:$D,$A10)/COUNTIF('03Jan21'!$D:$D,$A10)*100)","v":99},null,null,null,null,null,14,4,9,null,2]
["EP0",208.91925246420828,231.28590184567059,246.54787123078469,37.628618766576409,{"$f":"COUNTIFS('11Jan21'!$E:$E,\"<216\",'11Jan21'!$D:$D,$A11)/COUNTIF('11Jan21'!$D:$D,$A11)","v":5.6090979182729372E-2},{"$f":"COUNTIFS('11Jan21'!$E:$E,\">253\",'11Jan21'!$D:$D,$A11)/COUNTIF('11Jan21'!$D:$D,$A11)","v":0},240.74839289615142,247.11769629940119,257.73684485716223,16.98845196101081,{"$f":"COUNTIFS('03Jan21'!$E:$E,\"<216\",'03Jan21'!$D:$D,$A11)/COUNTIF('03Jan21'!$D:$D,$A11)","v":0},{"$f":"COUNTIFS('03Jan21'!$E:$E,\">253\",'03Jan21'!$D:$D,$A11)/COUNTIF('03Jan21'!$D:$D,$A11)","v":9.0961761297798371E-2},null,257.73684485716223,{"$f":"INT(COUNTIFS('11Jan21'!$E:$E,\"<\"&O11,'11Jan21'!$D:$D,$A11)/COUNTIF('11Jan21'!$D:$D,$A11)*100)","v":100},{"$f":"INT(COUNTIFS('03Jan21'!$E:$E,\"<\"&O11,'03Jan21'!$D:$D,$A11)/COUNTIF('03Jan21'!$D:$D,$A11)*100)","v":99},null,null,null,null,null,7,5,6,null,4]
["EPN",196.50999473405471,236.36986642966926,244.86496388481072,48.354969150756006,{"$f":"COUNTIFS('11Jan21'!$E:$E,\"<216\",'11Jan21'!$D:$D,$A12)/COUNTIF('11Jan21'!$D:$D,$A12)","v":9.6508244422890396E-2},{"$f":"COUNTIFS('11Jan21'!$E:$E,\">253\",'11Jan21'!$D:$D,$A12)/COUNTIF('11Jan21'!$D:$D,$A12)","v":0},241.6628835878555,247.97349443467115,254.10822331683909,12.445339728983583,{"$f":"COUNTIFS('03Jan21'!$E:$E,\"<216\",'03Jan21'!$D:$D,$A12)/COUNTIF('03Jan21'!$D:$D,$A12)","v":0},{"$f":"COUNTIFS('03Jan21'!$E:$E,\">253\",'03Jan21'!$D:$D,$A12)/COUNTIF('03Jan21'!$D:$D,$A12)","v":2.32670867668444E-2},null,255,{"$f":"INT(COUNTIFS('11Jan21'!$E:$E,\"<\"&O12,'11Jan21'!$D:$D,$A12)/COUNTIF('11Jan21'!$D:$D,$A12)*100)","v":100},{"$f":"INT(COUNTIFS('03Jan21'!$E:$E,\"<\"&O12,'03Jan21'!$D:$D,$A12)/COUNTIF('03Jan21'!$D:$D,$A12)*100)","v":99},null,null,null,null,null,1,24,3,null,0]
["ES0",202.23080684447433,228.94614348792177,240.89906373354432,38.668256889069994,{"$f":"COUNTIFS('11Jan21'!$E:$E,\"<216\",'11Jan21'!$D:$D,$A13)/COUNTIF('11Jan21'!$D:$D,$A13)","v":0.1045923972753241},{"$f":"COUNTIFS('11Jan21'!$E:$E,\">253\",'11Jan21'!$D:$D,$A13)/COUNTIF('11Jan21'!$D:$D,$A13)","v":0},239.69456841487658,266.06097094051302,254,14.305431585123415,{"$f":"COUNTIFS('03Jan21'!$E:$E,\"<216\",'03Jan21'!$D:$D,$A13)/COUNTIF('03Jan21'!$D:$D,$A13)","v":0},{"$f":"COUNTIFS('03Jan21'!$E:$E,\">253\",'03Jan21'!$D:$D,$A13)/COUNTIF('03Jan21'!$D:$D,$A13)","v":2.4196031850776473E-2},null,254,{"$f":"INT(COUNTIFS('11Jan21'!$E:$E,\"<\"&O13,'11Jan21'!$D:$D,$A13)/COUNTIF('11Jan21'!$D:$D,$A13)*100)","v":100},{"$f":"INT(COUNTIFS('03Jan21'!$E:$E,\"<\"&O13,'03Jan21'!$D:$D,$A13)/COUNTIF('03Jan21'!$D:$D,$A13)*100)","v":99},null,null,null,null,null,5,23,2,null,0]
["FE0",218,286.46706853923064,246.14131966024664,28.141319660246637,{"$f":"COUNTIFS('11Jan21'!$E:$E,\"<216\",'11Jan21'!$D:$D,$A14)/COUNTIF('11Jan21'!$D:$D,$A14)","v":1.6213983269647837E-2},{"$f":"COUNTIFS('11Jan21'!$E:$E,\">253\",'11Jan21'!$D:$D,$A14)/COUNTIF('11Jan21'!$D:$D,$A14)","v":0},241.66602293915122,248.27010805288526,255.78027882148496,14.114255882333737,{"$f":"COUNTIFS('03Jan21'!$E:$E,\"<216\",'03Jan21'!$D:$D,$A14)/COUNTIF('03Jan21'!$D:$D,$A14)","v":0},{"$f":"COUNTIFS('03Jan21'!$E:$E,\">253\",'03Jan21'!$D:$D,$A14)/COUNTIF('03Jan21'!$D:$D,$A14)","v":2.7105317608110906E-2},null,255,{"$f":"INT(COUNTIFS('11Jan21'!$E:$E,\"<\"&O14,'11Jan21'!$D:$D,$A14)/COUNTIF('11Jan21'!$D:$D,$A14)*100)","v":100},{"$f":"INT(COUNTIFS('03Jan21'!$E:$E,\"<\"&O14,'03Jan21'!$D:$D,$A14)/COUNTIF('03Jan21'!$D:$D,$A14)*100)","v":99},null,null,null,null,null,22,20,20,null,2]
["FF0",213,231.23742866018063,244.4069507876842,31.406950787684195,{"$f":"COUNTIFS('11Jan21'!$E:$E,\"<216\",'11Jan21'!$D:$D,$A15)/COUNTIF('11Jan21'!$D:$D,$A15)","v":3.2952001989554836E-2},{"$f":"COUNTIFS('11Jan21'!$E:$E,\">253\",'11Jan21'!$D:$D,$A15)/COUNTIF('11Jan21'!$D:$D,$A15)","v":0},238.90779439496131,246.63340210378877,255.48978336115206,16.58198896619075,{"$f":"COUNTIFS('03Jan21'!$E:$E,\"<216\",'03Jan21'!$D:$D,$A15)/COUNTIF('03Jan21'!$D:$D,$A15)","v":0},{"$f":"COUNTIFS('03Jan21'!$E:$E,\">253\",'03Jan21'!$D:$D,$A15)/COUNTIF('03Jan21'!$D:$D,$A15)","v":4.7927299887962155E-2},null,256,{"$f":"INT(COUNTIFS('11Jan21'!$E:$E,\"<\"&O15,'11Jan21'!$D:$D,$A15)/COUNTIF('11Jan21'!$D:$D,$A15)*100)","v":100},{"$f":"INT(COUNTIFS('03Jan21'!$E:$E,\"<\"&O15,'03Jan21'!$D:$D,$A15)/COUNTIF('03Jan21'!$D:$D,$A15)*100)","v":99},null,null,null,null,null,17,11,13,null,0]
["FT0",216,235.48475939570253,244.80520659531396,28.805206595313962,{"$f":"COUNTIFS('11Jan21'!$E:$E,\"<216\",'11Jan21'!$D:$D,$A16)/COUNTIF('11Jan21'!$D:$D,$A16)","v":1.9781063952371808E-2},{"$f":"COUNTIFS('11Jan21'!$E:$E,\">253\",'11Jan21'!$D:$D,$A16)/COUNTIF('11Jan21'!$D:$D,$A16)","v":0},239.55938073970009,247.55099217882096,254.5374312914233,14.978050551723214,{"$f":"COUNTIFS('03Jan21'!$E:$E,\"<216\",'03Jan21'!$D:$D,$A16)/COUNTIF('03Jan21'!$D:$D,$A16)","v":0},{"$f":"COUNTIFS('03Jan21'!$E:$E,\">253\",'03Jan21'!$D:$D,$A16)/COUNTIF('03Jan21'!$D:$D,$A16)","v":2.5451981023208104E-2},null,255,{"$f":"INT(COUNTIFS('11Jan21'!$E:$E,\"<\"&O16,'11Jan21'!$D:$D,$A16)/COUNTIF('11Jan21'!$D:$D,$A16)*100)","v":100},{"$f":"INT(COUNTIFS('03Jan21'!$E:$E,\"<\"&O16,'03Jan21'!$D:$D,$A16)/COUNTIF('03Jan21'!$D:$D,$A16)*100)","v":99},null,null,null,null,null,21,22,18,null,0]
["FW0",214,235.89172253665683,245.14983852868698,31.149838528686985,{"$f":"COUNTIFS('11Jan21'!$E:$E,\"<216\",'11Jan21'!$D:$D,$A17)/COUNTIF('11Jan21'!$D:$D,$A17)","v":2.4669823075006231E-2},{"$f":"COUNTIFS('11Jan21'!$E:$E,\">253\",'11Jan21'!$D:$D,$A17)/COUNTIF('11Jan21'!$D:$D,$A17)","v":0},244.00580594888643,250.49410067247769,255.44572824391039,11.439922295023962,{"$f":"COUNTIFS('03Jan21'!$E:$E,\"<216\",'03Jan21'!$D:$D,$A17)/COUNTIF('03Jan21'!$D:$D,$A17)","v":0},{"$f":"COUNTIFS('03Jan21'!$E:$E,\">253\",'03Jan21'!$D:$D,$A17)/COUNTIF('03Jan21'!$D:$D,$A17)","v":5.9925093632958802E-2},null,256,{"$f":"INT(COUNTIFS('11Jan21'!$E:$E,\"<\"&O17,'11Jan21'!$D:$D,$A17)/COUNTIF('11Jan21'!$D:$D,$A17)*100)","v":100},{"$f":"INT(COUNTIFS('03Jan21'!$E:$E,\"<\"&O17,'03Jan21'!$D:$D,$A17)/COUNTIF('03Jan21'!$D:$D,$A17)*100)","v":99},null,null,null,null,null,18,9,17,null,3]
["HB0",210.00024212504488,233.33567173726263,243.51713577930363,33.516893654258752,{"$f":"COUNTIFS('11Jan21'!$E:$E,\"<216\",'11Jan21'!$D:$D,$A18)/COUNTIF('11Jan21'!$D:$D,$A18)","v":3.7237544809422783E-2},{"$f":"COUNTIFS('11Jan21'!$E:$E,\">253\",'11Jan21'!$D:$D,$A18)/COUNTIF('11Jan21'!$D:$D,$A18)","v":0},241.08196442151061,248.71984556340405,256.53099314569249,15.449028724181886,{"$f":"COUNTIFS('03Jan21'!$E:$E,\"<216\",'03Jan21'!$D:$D,$A18)/COUNTIF('03Jan21'!$D:$D,$A18)","v":0},{"$f":"COUNTIFS('03Jan21'!$E:$E,\">253\",'03Jan21'!$D:$D,$A18)/COUNTIF('03Jan21'!$D:$D,$A18)","v":5.1445298207098429E-2},null,256,{"$f":"INT(COUNTIFS('11Jan21'!$E:$E,\"<\"&O18,'11Jan21'!$D:$D,$A18)/COUNTIF('11Jan21'!$D:$D,$A18)*100)","v":100},{"$f":"INT(COUNTIFS('03Jan21'!$E:$E,\"<\"&O18,'03Jan21'!$D:$D,$A18)/COUNTIF('03Jan21'!$D:$D,$A18)*100)","v":99},null,null,null,null,null,15,10,12,null,2]
["KLO",231.05828224043154,239.82681228717217,248.86643828876555,17.808156048334013,{"$f":"COUNTIFS('11Jan21'!$E:$E,\"<216\",'11Jan21'!$D:$D,$A19)/COUNTIF('11Jan21'!$D:$D,$A19)","v":0},{"$f":"COUNTIFS('11Jan21'!$E:$E,\">253\",'11Jan21'!$D:$D,$A19)/COUNTIF('11Jan21'!$D:$D,$A19)","v":6.9801937003751856E-4},240.50452596226302,248.47627286945715,255,14.495474037736983,{"$f":"COUNTIFS('03Jan21'!$E:$E,\"<216\",'03Jan21'!$D:$D,$A19)/COUNTIF('03Jan21'!$D:$D,$A19)","v":0},{"$f":"COUNTIFS('03Jan21'!$E:$E,\">253\",'03Jan21'!$D:$D,$A19)/COUNTIF('03Jan21'!$D:$D,$A19)","v":0.29311105230660667},null,255,{"$f":"INT(COUNTIFS('11Jan21'!$E:$E,\"<\"&O19,'11Jan21'!$D:$D,$A19)/COUNTIF('11Jan21'!$D:$D,$A19)*100)","v":99},{"$f":"INT(COUNTIFS('03Jan21'!$E:$E,\"<\"&O19,'03Jan21'!$D:$D,$A19)/COUNTIF('03Jan21'!$D:$D,$A19)*100)","v":99},null,null,null,null,null,30,1,29]
["NH0",203.02740075381391,231.98889318479772,244.92988977684865,41.902489023034747,{"$f":"COUNTIFS('11Jan21'!$E:$E,\"<216\",'11Jan21'!$D:$D,$A20)/COUNTIF('11Jan21'!$D:$D,$A20)","v":7.7685088633993746E-2},{"$f":"COUNTIFS('11Jan21'!$E:$E,\">253\",'11Jan21'!$D:$D,$A20)/COUNTIF('11Jan21'!$D:$D,$A20)","v":4.0105879521937915E-5},238.93493914135814,246.30787114022493,255.57240583879477,16.637466697436622,{"$f":"COUNTIFS('03Jan21'!$E:$E,\"<216\",'03Jan21'!$D:$D,$A20)/COUNTIF('03Jan21'!$D:$D,$A20)","v":0},{"$f":"COUNTIFS('03Jan21'!$E:$E,\">253\",'03Jan21'!$D:$D,$A20)/COUNTIF('03Jan21'!$D:$D,$A20)","v":4.0603434440699727E-2},null,255.57240583879477,{"$f":"INT(COUNTIFS('11Jan21'!$E:$E,\"<\"&O20,'11Jan21'!$D:$D,$A20)/COUNTIF('11Jan21'!$D:$D,$A20)*100)","v":99},{"$f":"INT(COUNTIFS('03Jan21'!$E:$E,\"<\"&O20,'03Jan21'!$D:$D,$A20)/COUNTIF('03Jan21'!$D:$D,$A20)*100)","v":99},null,null,null,null,null,4,14,4,null,3]
["NS0",210.10454770170236,235.46979744353735,246.00733724768475,35.902789545982387,{"$f":"COUNTIFS('11Jan21'!$E:$E,\"<216\",'11Jan21'!$D:$D,$A21)/COUNTIF('11Jan21'!$D:$D,$A21)","v":2.7454545454545454E-2},{"$f":"COUNTIFS('11Jan21'!$E:$E,\">253\",'11Jan21'!$D:$D,$A21)/COUNTIF('11Jan21'!$D:$D,$A21)","v":0},241.24094508851093,247.63817955708674,255.01970221696138,13.778757128450451,{"$f":"COUNTIFS('03Jan21'!$E:$E,\"<216\",'03Jan21'!$D:$D,$A21)/COUNTIF('03Jan21'!$D:$D,$A21)","v":0},{"$f":"COUNTIFS('03Jan21'!$E:$E,\">253\",'03Jan21'!$D:$D,$A21)/COUNTIF('03Jan21'!$D:$D,$A21)","v":4.5821938620480097E-2},null,255.01970221696138,{"$f":"INT(COUNTIFS('11Jan21'!$E:$E,\"<\"&O21,'11Jan21'!$D:$D,$A21)/COUNTIF('11Jan21'!$D:$D,$A21)*100)","v":100},{"$f":"INT(COUNTIFS('03Jan21'!$E:$E,\"<\"&O21,'03Jan21'!$D:$D,$A21)/COUNTIF('03Jan21'!$D:$D,$A21)*100)","v":99},null,null,null,null,null,11,12,16,null,0]
["NT0",199.85137742987644,235.15949990390831,245.79923392053976,45.947856490663327,{"$f":"COUNTIFS('11Jan21'!$E:$E,\"<216\",'11Jan21'!$D:$D,$A22)/COUNTIF('11Jan21'!$D:$D,$A22)","v":6.8475305845038512E-2},{"$f":"COUNTIFS('11Jan21'!$E:$E,\">253\",'11Jan21'!$D:$D,$A22)/COUNTIF('11Jan21'!$D:$D,$A22)","v":0},243.15216524754933,250.19145088312246,256.22170636594637,13.069541118397041,{"$f":"COUNTIFS('03Jan21'!$E:$E,\"<216\",'03Jan21'!$D:$D,$A22)/COUNTIF('03Jan21'!$D:$D,$A22)","v":0},{"$f":"COUNTIFS('03Jan21'!$E:$E,\">253\",'03Jan21'!$D:$D,$A22)/COUNTIF('03Jan21'!$D:$D,$A22)","v":8.6494431567640903E-2},null,256.22170636594637,{"$f":"INT(COUNTIFS('11Jan21'!$E:$E,\"<\"&O22,'11Jan21'!$D:$D,$A22)/COUNTIF('11Jan21'!$D:$D,$A22)*100)","v":100},{"$f":"INT(COUNTIFS('03Jan21'!$E:$E,\"<\"&O22,'03Jan21'!$D:$D,$A22)/COUNTIF('03Jan21'!$D:$D,$A22)*100)","v":99},null,null,null,null,null,2,6,5,null,2]
["PTN",211.09224304691014,236.808421746855,246.75539618617873,35.663153139268587,{"$f":"COUNTIFS('11Jan21'!$E:$E,\"<216\",'11Jan21'!$D:$D,$A23)/COUNTIF('11Jan21'!$D:$D,$A23)","v":3.1509720315097203E-2},{"$f":"COUNTIFS('11Jan21'!$E:$E,\">253\",'11Jan21'!$D:$D,$A23)/COUNTIF('11Jan21'!$D:$D,$A23)","v":0},239.19851217797702,246.78583872864704,254.49789618891725,15.29938401094023,{"$f":"COUNTIFS('03Jan21'!$E:$E,\"<216\",'03Jan21'!$D:$D,$A23)/COUNTIF('03Jan21'!$D:$D,$A23)","v":0},{"$f":"COUNTIFS('03Jan21'!$E:$E,\">253\",'03Jan21'!$D:$D,$A23)/COUNTIF('03Jan21'!$D:$D,$A23)","v":3.8060781476121561E-2},null,254.49789618891725,{"$f":"INT(COUNTIFS('11Jan21'!$E:$E,\"<\"&O23,'11Jan21'!$D:$D,$A23)/COUNTIF('11Jan21'!$D:$D,$A23)*100)","v":100},{"$f":"INT(COUNTIFS('03Jan21'!$E:$E,\"<\"&O23,'03Jan21'!$D:$D,$A23)/COUNTIF('03Jan21'!$D:$D,$A23)*100)","v":99},null,null,null,null,null,12,15,14,null,0]
["PV0",209.85955056179776,233.16735596461868,245.12797774280381,35.268427181006047,{"$f":"COUNTIFS('11Jan21'!$E:$E,\"<216\",'11Jan21'!$D:$D,$A24)/COUNTIF('11Jan21'!$D:$D,$A24)","v":3.8983977459102571E-2},{"$f":"COUNTIFS('11Jan21'!$E:$E,\">253\",'11Jan21'!$D:$D,$A24)/COUNTIF('11Jan21'!$D:$D,$A24)","v":0},241.85960470623311,268.46416122391872,257,15.140395293766886,{"$f":"COUNTIFS('03Jan21'!$E:$E,\"<216\",'03Jan21'!$D:$D,$A24)/COUNTIF('03Jan21'!$D:$D,$A24)","v":0},{"$f":"COUNTIFS('03Jan21'!$E:$E,\">253\",'03Jan21'!$D:$D,$A24)/COUNTIF('03Jan21'!$D:$D,$A24)","v":0.14273680663774585},null,257,{"$f":"INT(COUNTIFS('11Jan21'!$E:$E,\"<\"&O24,'11Jan21'!$D:$D,$A24)/COUNTIF('11Jan21'!$D:$D,$A24)*100)","v":100},{"$f":"INT(COUNTIFS('03Jan21'!$E:$E,\"<\"&O24,'03Jan21'!$D:$D,$A24)/COUNTIF('03Jan21'!$D:$D,$A24)*100)","v":99},null,null,null,null,null,13,3,11,null,3]
["SA0",223.94245946087713,235.22151115818582,243.58159193225535,19.639132471378218,{"$f":"COUNTIFS('11Jan21'!$E:$E,\"<216\",'11Jan21'!$D:$D,$A25)/COUNTIF('11Jan21'!$D:$D,$A25)","v":8.4638171815488788E-4},{"$f":"COUNTIFS('11Jan21'!$E:$E,\">253\",'11Jan21'!$D:$D,$A25)/COUNTIF('11Jan21'!$D:$D,$A25)","v":0},246.0174078515779,249.69248270960767,254.88878572815901,8.8713778765811071,{"$f":"COUNTIFS('03Jan21'!$E:$E,\"<216\",'03Jan21'!$D:$D,$A25)/COUNTIF('03Jan21'!$D:$D,$A25)","v":0},{"$f":"COUNTIFS('03Jan21'!$E:$E,\">253\",'03Jan21'!$D:$D,$A25)/COUNTIF('03Jan21'!$D:$D,$A25)","v":3.2176121930567313E-2},null,254.88878572815901,{"$f":"INT(COUNTIFS('11Jan21'!$E:$E,\"<\"&O25,'11Jan21'!$D:$D,$A25)/COUNTIF('11Jan21'!$D:$D,$A25)*100)","v":100},{"$f":"INT(COUNTIFS('03Jan21'!$E:$E,\"<\"&O25,'03Jan21'!$D:$D,$A25)/COUNTIF('03Jan21'!$D:$D,$A25)*100)","v":99},null,null,null,null,null,29,16,28]
["SBY",219,236.42957618929589,244.72779072613582,25.727790726135822,{"$f":"COUNTIFS('11Jan21'!$E:$E,\"<216\",'11Jan21'!$D:$D,$A26)/COUNTIF('11Jan21'!$D:$D,$A26)","v":7.1513118958374429E-3},{"$f":"COUNTIFS('11Jan21'!$E:$E,\">253\",'11Jan21'!$D:$D,$A26)/COUNTIF('11Jan21'!$D:$D,$A26)","v":0},240.05571472136413,247.29239521172272,255.91421115288816,15.858496431524031,{"$f":"COUNTIFS('03Jan21'!$E:$E,\"<216\",'03Jan21'!$D:$D,$A26)/COUNTIF('03Jan21'!$D:$D,$A26)","v":0},{"$f":"COUNTIFS('03Jan21'!$E:$E,\">253\",'03Jan21'!$D:$D,$A26)/COUNTIF('03Jan21'!$D:$D,$A26)","v":3.2047800108636608E-2},null,256,{"$f":"INT(COUNTIFS('11Jan21'!$E:$E,\"<\"&O26,'11Jan21'!$D:$D,$A26)/COUNTIF('11Jan21'!$D:$D,$A26)*100)","v":100},{"$f":"INT(COUNTIFS('03Jan21'!$E:$E,\"<\"&O26,'03Jan21'!$D:$D,$A26)/COUNTIF('03Jan21'!$D:$D,$A26)*100)","v":99},null,null,null,null,null,24,17,25,null,0]
["SHM",217,231.91264323117014,240.2737043160833,23.273704316083297,{"$f":"COUNTIFS('11Jan21'!$E:$E,\"<216\",'11Jan21'!$D:$D,$A27)/COUNTIF('11Jan21'!$D:$D,$A27)","v":1.4563843236409609E-2},{"$f":"COUNTIFS('11Jan21'!$E:$E,\">253\",'11Jan21'!$D:$D,$A27)/COUNTIF('11Jan21'!$D:$D,$A27)","v":0},241.3949816028917,248.00834707520764,254.25815742150286,12.863175818611154,{"$f":"COUNTIFS('03Jan21'!$E:$E,\"<216\",'03Jan21'!$D:$D,$A27)/COUNTIF('03Jan21'!$D:$D,$A27)","v":0},{"$f":"COUNTIFS('03Jan21'!$E:$E,\">253\",'03Jan21'!$D:$D,$A27)/COUNTIF('03Jan21'!$D:$D,$A27)","v":2.2286234081261371E-2},null,255,{"$f":"INT(COUNTIFS('11Jan21'!$E:$E,\"<\"&O27,'11Jan21'!$D:$D,$A27)/COUNTIF('11Jan21'!$D:$D,$A27)*100)","v":100},{"$f":"INT(COUNTIFS('03Jan21'!$E:$E,\"<\"&O27,'03Jan21'!$D:$D,$A27)/COUNTIF('03Jan21'!$D:$D,$A27)*100)","v":99},null,null,null,null,null,27,25,22,null,2]
["ST0",221.22015056793794,232.89334643106565,244.52371328397845,23.303562716040517,{"$f":"COUNTIFS('11Jan21'!$E:$E,\"<216\",'11Jan21'!$D:$D,$A28)/COUNTIF('11Jan21'!$D:$D,$A28)","v":4.0811174688657019E-3},{"$f":"COUNTIFS('11Jan21'!$E:$E,\">253\",'11Jan21'!$D:$D,$A28)/COUNTIF('11Jan21'!$D:$D,$A28)","v":0},240.77434968029075,247.73352749283941,255.00662529834463,14.232275618053876,{"$f":"COUNTIFS('03Jan21'!$E:$E,\"<216\",'03Jan21'!$D:$D,$A28)/COUNTIF('03Jan21'!$D:$D,$A28)","v":0},{"$f":"COUNTIFS('03Jan21'!$E:$E,\">253\",'03Jan21'!$D:$D,$A28)/COUNTIF('03Jan21'!$D:$D,$A28)","v":2.7948480511827595E-2},null,255.00662529834463,{"$f":"INT(COUNTIFS('11Jan21'!$E:$E,\"<\"&O28,'11Jan21'!$D:$D,$A28)/COUNTIF('11Jan21'!$D:$D,$A28)*100)","v":100},{"$f":"INT(COUNTIFS('03Jan21'!$E:$E,\"<\"&O28,'03Jan21'!$D:$D,$A28)/COUNTIF('03Jan21'!$D:$D,$A28)*100)","v":99},null,null,null,null,null,26,19,27,null,3]
["TH0",216.70416786488636,238.48756954793438,246.41922380332559,29.715055938439235,{"$f":"COUNTIFS('11Jan21'!$E:$E,\"<216\",'11Jan21'!$D:$D,$A29)/COUNTIF('11Jan21'!$D:$D,$A29)","v":1.2913457181694609E-2},{"$f":"COUNTIFS('11Jan21'!$E:$E,\">253\",'11Jan21'!$D:$D,$A29)/COUNTIF('11Jan21'!$D:$D,$A29)","v":0},243.95503156529233,250.06460023922733,256.57852076993447,12.623489204642141,{"$f":"COUNTIFS('03Jan21'!$E:$E,\"<216\",'03Jan21'!$D:$D,$A29)/COUNTIF('03Jan21'!$D:$D,$A29)","v":0},{"$f":"COUNTIFS('03Jan21'!$E:$E,\">253\",'03Jan21'!$D:$D,$A29)/COUNTIF('03Jan21'!$D:$D,$A29)","v":0.20276080561212945},null,256.57852076993447,{"$f":"INT(COUNTIFS('11Jan21'!$E:$E,\"<\"&O29,'11Jan21'!$D:$D,$A29)/COUNTIF('11Jan21'!$D:$D,$A29)*100)","v":100},{"$f":"INT(COUNTIFS('03Jan21'!$E:$E,\"<\"&O29,'03Jan21'!$D:$D,$A29)/COUNTIF('03Jan21'!$D:$D,$A29)*100)","v":99},null,null,null,null,null,20,2,23,null,2]
["TMA",219,237.5,247,28,{"$f":"COUNTIFS('11Jan21'!$E:$E,\"<216\",'11Jan21'!$D:$D,$A30)/COUNTIF('11Jan21'!$D:$D,$A30)","v":7.5173477255204317E-3},{"$f":"COUNTIFS('11Jan21'!$E:$E,\">253\",'11Jan21'!$D:$D,$A30)/COUNTIF('11Jan21'!$D:$D,$A30)","v":0},239.5,245,252,12.5,{"$f":"COUNTIFS('03Jan21'!$E:$E,\"<216\",'03Jan21'!$D:$D,$A30)/COUNTIF('03Jan21'!$D:$D,$A30)","v":0},{"$f":"COUNTIFS('03Jan21'!$E:$E,\">253\",'03Jan21'!$D:$D,$A30)/COUNTIF('03Jan21'!$D:$D,$A30)","v":1.7448623497479643E-3},null,252,{"$f":"INT(COUNTIFS('11Jan21'!$E:$E,\"<\"&O30,'11Jan21'!$D:$D,$A30)/COUNTIF('11Jan21'!$D:$D,$A30)*100)","v":100},{"$f":"INT(COUNTIFS('03Jan21'!$E:$E,\"<\"&O30,'03Jan21'!$D:$D,$A30)/COUNTIF('03Jan21'!$D:$D,$A30)*100)","v":99},null,null,null,null,null,23,29,24,null,0]
["TT0",201.46960061004501,228.91355823160617,238.66051109567587,37.190910485630866,{"$f":"COUNTIFS('11Jan21'!$E:$E,\"<216\",'11Jan21'!$D:$D,$A31)/COUNTIF('11Jan21'!$D:$D,$A31)","v":0.12156043190525949},{"$f":"COUNTIFS('11Jan21'!$E:$E,\">253\",'11Jan21'!$D:$D,$A31)/COUNTIF('11Jan21'!$D:$D,$A31)","v":0},243.4337213175894,250.75796430483612,255.83011403736575,12.396392719776344,{"$f":"COUNTIFS('03Jan21'!$E:$E,\"<216\",'03Jan21'!$D:$D,$A31)/COUNTIF('03Jan21'!$D:$D,$A31)","v":0},{"$f":"COUNTIFS('03Jan21'!$E:$E,\">253\",'03Jan21'!$D:$D,$A31)/COUNTIF('03Jan21'!$D:$D,$A31)","v":7.7236008601150694E-2},null,255.83011403736575,{"$f":"INT(COUNTIFS('11Jan21'!$E:$E,\"<\"&O31,'11Jan21'!$D:$D,$A31)/COUNTIF('11Jan21'!$D:$D,$A31)*100)","v":100},{"$f":"INT(COUNTIFS('03Jan21'!$E:$E,\"<\"&O31,'03Jan21'!$D:$D,$A31)/COUNTIF('03Jan21'!$D:$D,$A31)*100)","v":99},null,null,null,null,null,8,8,1]
["WT0",222,236.5,242.5,20.5,{"$f":"COUNTIFS('11Jan21'!$E:$E,\"<216\",'11Jan21'!$D:$D,$A32)/COUNTIF('11Jan21'!$D:$D,$A32)","v":0},{"$f":"COUNTIFS('11Jan21'!$E:$E,\">253\",'11Jan21'!$D:$D,$A32)/COUNTIF('11Jan21'!$D:$D,$A32)","v":0},246,248.1,251,5,{"$f":"COUNTIFS('03Jan21'!$E:$E,\"<216\",'03Jan21'!$D:$D,$A32)/COUNTIF('03Jan21'!$D:$D,$A32)","v":0},{"$f":"COUNTIFS('03Jan21'!$E:$E,\">253\",'03Jan21'!$D:$D,$A32)/COUNTIF('03Jan21'!$D:$D,$A32)","v":0},null,251,{"$f":"INT(COUNTIFS('11Jan21'!$E:$E,\"<\"&O32,'11Jan21'!$D:$D,$A32)/COUNTIF('11Jan21'!$D:$D,$A32)*100)","v":100},{"$f":"INT(COUNTIFS('03Jan21'!$E:$E,\"<\"&O32,'03Jan21'!$D:$D,$A32)/COUNTIF('03Jan21'!$D:$D,$A32)*100)","v":99},null,null,null,null,null,28,30,29]
["YVE",209.04415231052644,234.10530224520465,245.71728401863925,36.673131708112805,{"$f":"COUNTIFS('11Jan21'!$E:$E,\"<216\",'11Jan21'!$D:$D,$A33)/COUNTIF('11Jan21'!$D:$D,$A33)","v":3.1132891323147883E-2},{"$f":"COUNTIFS('11Jan21'!$E:$E,\">253\",'11Jan21'!$D:$D,$A33)/COUNTIF('11Jan21'!$D:$D,$A33)","v":0},237.18360170863849,245.33159862711423,254.55268285137473,17.369081142736235,{"$f":"COUNTIFS('03Jan21'!$E:$E,\"<216\",'03Jan21'!$D:$D,$A33)/COUNTIF('03Jan21'!$D:$D,$A33)","v":0},{"$f":"COUNTIFS('03Jan21'!$E:$E,\">253\",'03Jan21'!$D:$D,$A33)/COUNTIF('03Jan21'!$D:$D,$A33)","v":1.7294804352525762E-2},null,254,{"$f":"INT(COUNTIFS('11Jan21'!$E:$E,\"<\"&O33,'11Jan21'!$D:$D,$A33)/COUNTIF('11Jan21'!$D:$D,$A33)*100)","v":100},{"$f":"INT(COUNTIFS('03Jan21'!$E:$E,\"<\"&O33,'03Jan21'!$D:$D,$A33)/COUNTIF('03Jan21'!$D:$D,$A33)*100)","v":99},null,null,null,null,null,9,26,15,null,0]

{"sheet":"11Jan21","index":15,"n_rows":450524,"n_cols":5,"rows_kept":4500,"cut":true,"hidden":false,"merged":[],"bounds":{"rows_first":2000,"rows_last":500,"rows_between":2000,"halvings":0}}
["NMI","Circuit","HV.Feeder","ZSS","Minimum.V"]
[6001159256,"COHEN-GROVES (01)","AW0-008","AW0",180.24]
[6001193553,"FAWKNER-BENT (03)","AW0-009","AW0",181.42]
[6001159257,"COHEN-GROVES (01)","AW0-008","AW0",183.46]
[6001403733,"COHEN-GROVES (01)","AW0-008","AW0",184.84]
[6001159261,"COHEN-GROVES (01)","AW0-008","AW0",184.93]
[6001477018,"HILLSIDE-ROBERTS (01)","AW0-007","AW0",185.75]
[6001477020,"HILLSIDE-ROBERTS (01)","AW0-007","AW0",186.38]
[6001477026,"HILLSIDE-ROBERTS (01)","AW0-007","AW0",186.56]
[6001346609,"OAK-CONISTON (02)","AW0-007","AW0",187.41]
[6001415729,"HILLSIDE-ROBERTS (01)","AW0-007","AW0",187.54]
[6001350416,"COHEN-GROVES (01)","AW0-008","AW0",187.61]
[6001159263,"COHEN-GROVES (01)","AW0-008","AW0",187.84]
[6001413002,"HILLSIDE-ROBERTS (01)","AW0-007","AW0",188.21]
[6001436743,"HILLSIDE-ROBERTS (01)","AW0-007","AW0",188.88]
[6001148032,"HIGHRIDGE-ROBERTS (01)","AW0-006","AW0",189.53]
[6001147654,"HILLSIDE-ROBERTS (01)","AW0-007","AW0",189.59]
[6001410258,"OAK-CONISTON (02)","AW0-007","AW0",190.01]
[6001148028,"HIGHRIDGE-ROBERTS (01)","AW0-006","AW0",190.15]
[6001147647,"HILLSIDE-ROBERTS (01)","AW0-007","AW0",190.33]
[6001148038,"HIGHRIDGE-ROBERTS (01)","AW0-006","AW0",190.34]
[6001328606,"HIGHRIDGE-ROBERTS (01)","AW0-006","AW0",190.41]
[6001147643,"HILLSIDE-ROBERTS (01)","AW0-007","AW0",190.53]
[6001007839,"HIGHRIDGE-ROBERTS (01)","AW0-006","AW0",190.6]
[6001147645,"HILLSIDE-ROBERTS (01)","AW0-007","AW0",190.64]
[6001325191,"HIGHRIDGE-ROBERTS (01)","AW0-006","AW0",190.69]
[6001410256,"OAK-CONISTON (02)","AW0-007","AW0",190.79]
[6001147020,"OAK-CONISTON (02)","AW0-007","AW0",190.99]
[6001148033,"HIGHRIDGE-ROBERTS (01)","AW0-006","AW0",191.11]
[6001147024,"OAK-CONISTON (02)","AW0-007","AW0",191.26]
[6001330574,"HIGHRIDGE-ROBERTS (01)","AW0-006","AW0",191.37]
[6001148020,"HIGHRIDGE-ROBERTS (01)","AW0-006","AW0",191.43]
[6001147019,"OAK-CONISTON (02)","AW0-007","AW0",191.46]
[6001454760,"MCNAMARA-PETERS (01)","AW0-007","AW0",191.5]
[6001148024,"HIGHRIDGE-ROBERTS (01)","AW0-006","AW0",191.52]
[6001410255,"OAK-CONISTON (02)","AW0-007","AW0",191.77]
[6001292751,"HIGHRIDGE-ROBERTS (01)","AW0-006","AW0",191.9]
[6001410257,"OAK-CONISTON (02)","AW0-007","AW0",191.94]
[6001148026,"HIGHRIDGE-ROBERTS (01)","AW0-006","AW0",191.97]
[6001292916,"OAK-CONISTON (02)","AW0-007","AW0",192.03]
[6001237932,"OAK-CONISTON (02)","AW0-007","AW0",192.07]
[6001319719,"PAMELA-HERBERT (02)","AW0-006","AW0",192.54]
[6001158203,"DAVID-RACHELLE (01)","AW0-007","AW0",192.75]
[6001319718,"PAMELA-HERBERT (02)","AW0-006","AW0",192.78]
[6001413445,"HIGHRIDGE-ROBERTS (01)","AW0-006","AW0",193.04]
[6001445064,"MCNAMARA-PETERS (01)","AW0-007","AW0",193.8]
[6001438909,"COHEN-GROVES (01)","AW0-008","AW0",194.08]
[6001147103,"OAK-CONISTON (02)","AW0-007","AW0",194.24]
[6001227928,"OAK-CONISTON (02)","AW0-007","AW0",194.35]
[6001254065,"HIGHRIDGE-ROBERTS (01)","AW0-006","AW0",194.38]
[6001147054,"HIGHRIDGE-ROBERTS (03)","AW0-006","AW0",194.43]
[6001509753,"OAK-CONISTON (02)","AW0-007","AW0",194.5]
[6001224106,"NORTH-THOMAS (01)","AW0-007","AW0",194.52]
[6001147053,"HIGHRIDGE-ROBERTS (01)","AW0-006","AW0",194.58]
[6001441389,"CLAYTON-MASCOMA (01)","AW0-012","AW0",194.64]
[6001337520,"HIGHRIDGE-ROBERTS (01)","AW0-006","AW0",194.67]
[6001426584,"PAMELA-HERBERT (02)","AW0-006","AW0",194.71]
[6001332511,"HIGHRIDGE-ROBERTS (01)","AW0-006","AW0",194.81]
[6001223683,"NORTH-THOMAS (01)","AW0-007","AW0",194.89]
[6001341327,"OAK-CONISTON (02)","AW0-007","AW0",194.89]
[6001346745,"OAK-CONISTON (02)","AW0-007","AW0",195]
[6001401855,"OAK-CONISTON (02)","AW0-007","AW0",195.03]
[6001243467,"MOYANGUL-GUNGARLAN (03)","AW0-008","AW0",195.06]
[6001158201,"DAVID-RACHELLE (01)","AW0-007","AW0",195.16]
[6001376232,"HIGHRIDGE-ROBERTS (01)","AW0-006","AW0",195.16]
[6001347112,"OAK-CONISTON (02)","AW0-007","AW0",195.2]
[6001282224,"NORTH-THOMAS (01)","AW0-007","AW0",195.22]
[6001407333,"OAK-CONISTON (02)","AW0-007","AW0",195.27]
[6001147055,"HIGHRIDGE-ROBERTS (01)","AW0-006","AW0",195.46]
[6001377636,"OAK-CONISTON (02)","AW0-007","AW0",195.52]
[6001376230,"HIGHRIDGE-ROBERTS (01)","AW0-006","AW0",195.53]
[6001438701,"HIGHRIDGE-ROBERTS (01)","AW0-006","AW0",195.58]
[6001339645,"HIGHRIDGE-ROBERTS (01)","AW0-006","AW0",195.6]
[6001154237,"CLAYTON-MASCOMA (01)","AW0-012","AW0",195.8]
[6001154242,"CLAYTON-MASCOMA (01)","AW0-012","AW0",195.8]
[6001336073,"SEXTON-PARER (02)","AW0-006","AW0",195.91]
[6001012877,"NORTH-THOMAS (01)","AW0-007","AW0",195.93]
[6001403363,"OAK-CONISTON (02)","AW0-007","AW0",195.95]
[6001147641,"HILLSIDE-ROBERTS (01)","AW0-007","AW0",195.96]
[6001236495,"HILLSIDE-ROBERTS (01)","AW0-007","AW0",196.01]
[6001148633,"SEXTON-PARER (02)","AW0-006","AW0",196.02]
[6001451642,"COHEN-GROVES (01)","AW0-008","AW0",196.09]
[6001348823,"BEDFORD-PARER (01)","AW0-007","AW0",196.1]
[6001147798,"NORTH-THOMAS (01)","AW0-007","AW0",196.1]
[6001148018,"HIGHRIDGE-ROBERTS (01)","AW0-006","AW0",196.12]
[6001040191,"NORTH-THOMAS (01)","AW0-007","AW0",196.17]
[6001345133,"OAK-CONISTON (02)","AW0-007","AW0",196.22]
[6001223687,"NORTH-THOMAS (01)","AW0-007","AW0",196.31]
[6001407215,"OAK-CONISTON (02)","AW0-007","AW0",196.32]
[6001154248,"CLAYTON-MASCOMA (01)","AW0-012","AW0",196.33]
[6001197136,"PAMELA-HERBERT (02)","AW0-006","AW0",196.44]
[6001227278,"NORTH-THOMAS (01)","AW0-007","AW0",196.52]
[6001281630,"OAK-CONISTON (02)","AW0-007","AW0",196.55]
[6001475695,"OAK-CONISTON (02)","AW0-007","AW0",196.61]
[6001430088,"PAMELA-HERBERT (02)","AW0-006","AW0",196.61]
[6001224558,"NORTH-THOMAS (01)","AW0-007","AW0",196.67]
[6001147128,"OAK-CONISTON (02)","AW0-007","AW0",196.68]
[6001343183,"BEDFORD-PARER (01)","AW0-007","AW0",196.72]
[6001311130,"OAK-CONISTON (02)","AW0-007","AW0",196.75]
[6001157470,"MOYANGUL-GUNGARLAN (03)","AW0-008","AW0",196.77]
[6001154239,"CLAYTON-MASCOMA (01)","AW0-012","AW0",196.78]
[6001154245,"CLAYTON-MASCOMA (01)","AW0-012","AW0",196.81]
[6001420720,"OAK-CONISTON (02)","AW0-007","AW0",196.97]
[6001219969,"NORTH-THOMAS (01)","AW0-007","AW0",197.01]
[6001481665,"QUINN-NOGA (01)","AW0-007","AW0",197.04]
[6001275525,"OAK-CONISTON (02)","AW0-007","AW0",197.07]
[6001147107,"OAK-CONISTON (02)","AW0-007","AW0",197.12]
[6001342855,"OAK-CONISTON (02)","AW0-007","AW0",197.17]
[6001322975,"OAK-CONISTON (02)","AW0-007","AW0",197.17]
[6001147109,"OAK-CONISTON (02)","AW0-007","AW0",197.18]
[6001281374,"OAK-CONISTON (02)","AW0-007","AW0",197.18]
[6001275524,"OAK-CONISTON (02)","AW0-007","AW0",197.2]
[6001226813,"NORTH-THOMAS (01)","AW0-007","AW0",197.3]
[6001346317,"OAK-CONISTON (02)","AW0-007","AW0",197.5]
[6001147114,"OAK-CONISTON (02)","AW0-007","AW0",197.55]
[6001154241,"CLAYTON-MASCOMA (01)","AW0-012","AW0",197.58]
[6001154268,"GLENSCOTT-ELYSEE (01)","AW0-012","AW0",197.6]
[6001403246,"PAMELA-HERBERT (02)","AW0-006","AW0",197.61]
[6001197166,"PAMELA-HERBERT (02)","AW0-006","AW0",197.77]
[6001157190,"QUINN-CLARKS (02)","AW0-007","AW0",197.77]
[6001147636,"HILLSIDE-ROBERTS (01)","AW0-007","AW0",197.79]
[6001485471,"FARRELL-RYDER (02)","AW0-006","AW0",197.8]
[6001163960,"NEWMAN-HOTHAM (03)","AW0-007","AW0",197.82]
[6001382011,"OAK-CONISTON (02)","AW0-007","AW0",197.96]
[6001452165,"PAMELA-HERBERT (02)","AW0-006","AW0",197.97]
[6001197166,"PAMELA-HERBERT (02)","AW0-006","AW0",197.97]
[6001154246,"CLAYTON-MASCOMA (01)","AW0-012","AW0",198]
[6001154235,"CLAYTON-MASCOMA (01)","AW0-012","AW0",198.25]
[6001157471,"MOYANGUL-GUNGARLAN (03)","AW0-008","AW0",198.3]
[6001336263,"PAMELA-HERBERT (02)","AW0-006","AW0",198.32]
[6001147136,"OAK-CONISTON (02)","AW0-007","AW0",198.37]
[6001218659,"NORTH-THOMAS (01)","AW0-007","AW0",198.45]
[6001333289,"OAK-CONISTON (02)","AW0-007","AW0",198.49]
[6001147113,"OAK-CONISTON (02)","AW0-007","AW0",198.52]
[6001487421,"OAK-CONISTON (02)","AW0-007","AW0",198.6]
[6001148164,"NORTH-THOMAS (01)","AW0-007","AW0",198.63]
[6001147115,"OAK-CONISTON (02)","AW0-007","AW0",198.65]
[6001158189,"PAMELA-HERBERT (02)","AW0-006","AW0",198.77]
[6001218658,"NORTH-THOMAS (01)","AW0-007","AW0",198.79]
[6001421031,"OAK-CONISTON (02)","AW0-007","AW0",198.79]
[6001399118,"BEDFORD-PARER (01)","AW0-007","AW0",198.8]
[6001148173,"NORTH-THOMAS (01)","AW0-007","AW0",198.81]
[6001147140,"OAK-CONISTON (02)","AW0-007","AW0",198.9]
[6001147116,"OAK-CONISTON (02)","AW0-007","AW0",198.97]
[6001308839,"OAK-CONISTON (01)","AW0-007","AW0",198.97]
[6001148166,"NORTH-THOMAS (01)","AW0-007","AW0",199.04]
[6001158193,"PAMELA-HERBERT (02)","AW0-006","AW0",199.06]
[6001163964,"NEWMAN-HOTHAM (03)","AW0-007","AW0",199.15]
[6001478747,"OAK-CONISTON (02)","AW0-007","AW0",199.18]
[6001158186,"PAMELA-HERBERT (02)","AW0-006","AW0",199.33]
[6001147138,"OAK-CONISTON (02)","AW0-007","AW0",199.4]
[6001399179,"HILLSIDE-ROBERTS (01)","AW0-007","AW0",199.52]
[6001416337,"QUINN-CLARKS (02)","AW0-007","AW0",199.6]
[6001148171,"NORTH-THOMAS (01)","AW0-007","AW0",199.68]
[6001148479,"BEDFORD-PARER (01)","AW0-007","AW0",199.7]
[6001148620,"SEXTON-PARER (02)","AW0-006","AW0",199.72]
[6001148162,"NORTH-THOMAS (01)","AW0-007","AW0",199.75]
[6001154232,"CLAYTON-MASCOMA (01)","AW0-012","AW0",199.8]
[6001487698,"NEAL-DINAH (01)","AW0-008","AW0",199.8]
[6001148165,"NORTH-THOMAS (01)","AW0-007","AW0",199.8]
[6001338952,"NEWMAN-HOTHAM (03)","AW0-007","AW0",199.88]
[6001024408,"QUINN-NOGA (01)","AW0-007","AW0",199.95]
[6001148619,"SEXTON-PARER (02)","AW0-006","AW0",200.06]
[6001288141,"NEWMAN-HOTHAM (03)","AW0-007","AW0",200.37]
[6001148163,"NORTH-THOMAS (01)","AW0-007","AW0",200.37]
[6001147644,"HILLSIDE-ROBERTS (01)","AW0-007","AW0",200.46]
[6001495381,"NEAL-DINAH (01)","AW0-008","AW0",200.62]
[6001157189,"QUINN-CLARKS (02)","AW0-007","AW0",200.67]
[6001157181,"QUINN-CLARKS (02)","AW0-007","AW0",200.76]
[6001163958,"NEWMAN-HOTHAM (03)","AW0-007","AW0",200.87]
[6001157469,"MOYANGUL-GUNGARLAN (03)","AW0-008","AW0",200.89]
[6001148477,"BEDFORD-PARER (01)","AW0-007","AW0",200.9]
[6001158708,"NEAL-DINAH (01)","AW0-008","AW0",201.03]
[6001245944,"SEXTON-PARER (02)","AW0-006","AW0",201.06]
[6001485171,"QUINN-CLARKS (02)","AW0-007","AW0",201.2]
[6001436748,"OAK-CONISTON (02)","AW0-007","AW0",201.24]
[6001444515,"NEWMAN-HOTHAM (03)","AW0-007","AW0",201.38]
[6001246634,"HILBERT-HARRINGTON (01)","AW0-008","AW0",201.43]
[6001157188,"QUINN-CLARKS (02)","AW0-007","AW0",201.46]
[6001148622,"SEXTON-PARER (02)","AW0-006","AW0",201.48]
[6001300110,"COHEN-GROVES (01)","AW0-008","AW0",201.55]
[6001341758,"QUINN-NOGA (01)","AW0-007","AW0",201.57]
[6001207293,"PAMELA-HERBERT (02)","AW0-006","AW0",201.65]
[6001158049,"QUINN-CLARKS (02)","AW0-007","AW0",201.83]
[6001147030,"HIGHRIDGE-ROBERTS (03)","AW0-006","AW0",201.86]
[6001158047,"QUINN-CLARKS (02)","AW0-007","AW0",201.91]
[6001303971,"WOORITE-MILLEARA (01)","AW0-008","AW0",202.13]
[6001154336,"LOCKHEED-BOEING (02)","AW0-012","AW0",202.19]
[6001341150,"COHEN-GROVES (01)","AW0-008","AW0",202.2]
[6001400073,"NEWMAN-HOTHAM (03)","AW0-007","AW0",202.47]
[6001300047,"COHEN-GROVES (01)","AW0-008","AW0",202.49]
[6001158044,"QUINN-CLARKS (02)","AW0-007","AW0",202.53]
[6001394749,"NEAL-DINAH (01)","AW0-008","AW0",202.54]
[6001148283,"HILBERT-HARRINGTON (01)","AW0-008","AW0",202.63]
[6001495207,"QUINN-NOGA (01)","AW0-007","AW0",202.7]
[6001222652,"NEWMAN-HOTHAM (02)","AW0-007","AW0",202.73]
[6001403260,"PAMELA-HERBERT (02)","AW0-006","AW0",202.74]
[6001157798,"WOORITE-MILLEARA (01)","AW0-008","AW0",202.77]
[6001148624,"SEXTON-PARER (02)","AW0-006","AW0",202.79]
[6001491140,"NEAL-DINAH (01)","AW0-008","AW0",202.81]
[6001157468,"MOYANGUL-GUNGARLAN (03)","AW0-008","AW0",202.83]
[6001271224,"HIGHRIDGE-ROBERTS (03)","AW0-006","AW0",202.84]
[6001158204,"PAMELA-HERBERT (02)","AW0-006","AW0",202.86]
[6001410267,"WYONG-CENTREWAY (02)","AW0-008","AW0",202.88]
[6001014261,"COHEN-GROVES (01)","AW0-008","AW0",203]
[6001147033,"HIGHRIDGE-ROBERTS (03)","AW0-006","AW0",203.05]
[6001425822,"EUMARELLA-SPRING (03)","AW0-012","AW0",203.12]
[6001148626,"SEXTON-PARER (02)","AW0-006","AW0",203.23]
[6001163767,"NEWMAN-HOTHAM (02)","AW0-007","AW0",203.28]
[6001158212,"PAMELA-HERBERT (02)","AW0-006","AW0",203.33]
[6001148625,"SEXTON-PARER (02)","AW0-006","AW0",203.35]
[6001478385,"NEWMAN-HOTHAM (02)","AW0-007","AW0",203.44]
[6001148485,"BEDFORD-PARER (01)","AW0-007","AW0",203.52]
[6001149616,"DALKEITH-GORDON (02)","AW0-009","AW0",203.53]
[6001393498,"QUINN-NOGA (01)","AW0-007","AW0",203.63]
[6001157776,"WYONG-CENTREWAY (02)","AW0-007","AW0",203.7]
[6001343042,"DALKEITH-GORDON (02)","AW0-009","AW0",203.72]
[6001454033,"NEWMAN-HOTHAM (02)","AW0-007","AW0",203.72]
[6001148285,"HILBERT-HARRINGTON (01)","AW0-008","AW0",203.8]
[6001158427,"DAVID-RACHELLE (03)","AW0-007","AW0",203.82]
[6001148632,"SEXTON-PARER (02)","AW0-006","AW0",203.87]
[6001148485,"BEDFORD-PARER (01)","AW0-007","AW0",203.88]
[6001295175,"DALKEITH-GORDON (02)","AW0-009","AW0",203.88]
[6001340589,"QUINN-CLARKS (02)","AW0-007","AW0",203.94]
[6001147373,"HIGHRIDGE-ROBERTS (01)","AW0-006","AW0",203.96]
[6001163768,"NEWMAN-HOTHAM (02)","AW0-007","AW0",203.96]
[6001163956,"NEWMAN-HOTHAM (03)","AW0-007","AW0",203.98]
[6001274603,"OAK-CONISTON (02)","AW0-007","AW0",203.99]
[6001338904,"NEAL-DINAH (01)","AW0-008","AW0",204]
[6001148487,"BEDFORD-PARER (01)","AW0-007","AW0",204.02]
[6001158194,"PAMELA-HERBERT (02)","AW0-006","AW0",204.06]
[6001423578,"BEDFORD-PARER (01)","AW0-007","AW0",204.08]
[6001401785,"BEDFORD-PARER (01)","AW0-007","AW0",204.08]
[6001149614,"DALKEITH-GORDON (02)","AW0-009","AW0",204.11]
[6001255401,"BEDFORD-PARER (01)","AW0-007","AW0",204.12]
[6001017372,"DALKEITH-GORDON (02)","AW0-009","AW0",204.13]
[6001274604,"OAK-CONISTON (02)","AW0-007","AW0",204.15]
[6001163770,"NEWMAN-HOTHAM (02)","AW0-007","AW0",204.16]
[6001350481,"DAVID-RACHELLE (03)","AW0-007","AW0",204.17]
[6001158051,"QUINN-CLARKS (02)","AW0-007","AW0",204.24]
[6001148630,"SEXTON-PARER (02)","AW0-006","AW0",204.25]
[6001297719,"NEWMAN-HOTHAM (02)","AW0-007","AW0",204.26]
[6001335796,"QUINN-CLARKS (02)","AW0-007","AW0",204.28]
[6001211712,"NEWMAN-HOTHAM (02)","AW0-007","AW0",204.3]
[6001343020,"NEWMAN-HOTHAM (02)","AW0-007","AW0",204.36]
[6001163764,"NEWMAN-HOTHAM (02)","AW0-007","AW0",204.36]
[6001147498,"HILBERT-HARRINGTON (01)","AW0-008","AW0",204.4]
[6001448820,"DALKEITH-GORDON (02)","AW0-009","AW0",204.42]
[6001147385,"HIGHRIDGE-ROBERTS (01)","AW0-006","AW0",204.43]
[6001294664,"NEWMAN-HOTHAM (02)","AW0-007","AW0",204.43]
[6001148285,"HILBERT-HARRINGTON (01)","AW0-008","AW0",204.44]
[6001399580,"BEDFORD-PARER (01)","AW0-007","AW0",204.45]
[6001148310,"HILBERT-HARRINGTON (01)","AW0-008","AW0",204.5]
[6001148277,"HILBERT-HARRINGTON (01)","AW0-008","AW0",204.53]
[6001219900,"VIEWBANK-BREES (01)","AW0-006","AW0",204.53]
[6001451141,"BEDFORD-PARER (01)","AW0-007","AW0",204.54]
[6001444591,"COHEN-GROVES (01)","AW0-008","AW0",204.54]
[6001426514,"NEAL-DINAH (01)","AW0-008","AW0",204.54]
[6001208848,"VIEWBANK-BREES (01)","AW0-006","AW0",204.55]
[6001235471,"CLAYTON-MASCOMA (01)","AW0-012","AW0",204.58]
[6001392147,"DALKEITH-GORDON (02)","AW0-009","AW0",204.63]
[6001148281,"HILBERT-HARRINGTON (01)","AW0-008","AW0",204.63]
[6001158710,"NEAL-DINAH (01)","AW0-008","AW0",204.67]
[6001158485,"QUINN-NOGA (01)","AW0-007","AW0",204.7]
[6001334523,"BEDFORD-PARER (01)","AW0-007","AW0",204.73]
[6001149621,"DALKEITH-GORDON (02)","AW0-009","AW0",204.74]
[6001158712,"NEAL-DINAH (01)","AW0-008","AW0",204.75]
[6001163948,"NEWMAN-HOTHAM (03)","AW0-007","AW0",204.75]
[6001501155,"WOORITE-MILLEARA (01)","AW0-008","AW0",204.8]
[6001321274,"HILBERT-HARRINGTON (01)","AW0-008","AW0",204.82]
[6001147496,"HILBERT-HARRINGTON (01)","AW0-008","AW0",204.85]
[6001452565,"NEWMAN-HOTHAM (02)","AW0-007","AW0",204.87]
[6001147391,"HIGHRIDGE-ROBERTS (01)","AW0-006","AW0",204.93]
[6001148287,"HILBERT-HARRINGTON (01)","AW0-008","AW0",204.94]
[6001149623,"DALKEITH-GORDON (02)","AW0-009","AW0",204.96]
[6001159973,"THE CROSSWAY-VISTA (03)","AW0-008","AW0",204.96]
[6001147496,"HILBERT-HARRINGTON (01)","AW0-008","AW0",204.97]
[6001158202,"PAMELA-HERBERT (02)","AW0-006","AW0",204.97]
[6001158561,"JUDITH-BREES (02)","AW0-006","AW0",204.98]
[6001157783,"WOORITE-MILLEARA (01)","AW0-008","AW0",204.98]
[6001148064,"ETZEL-CLYDESDALE (01)","AW0-006","AW0",204.99]
[6001159277,"COHEN-GROVES (01)","AW0-008","AW0",205.01]
[6001312017,"HIGHRIDGE-ROBERTS (03)","AW0-006","AW0",205.05]
[6001197185,"COLLEGE-BREES (03)","AW0-008","AW0",205.08]
[6001163885,"NEWMAN-HOTHAM (02)","AW0-007","AW0",205.09]
[6001157797,"WOORITE-MILLEARA (01)","AW0-008","AW0",205.09]
[6001148275,"HILBERT-HARRINGTON (01)","AW0-008","AW0",205.12]
[6001147387,"HIGHRIDGE-ROBERTS (01)","AW0-006","AW0",205.14]
[6001209709,"VIEWBANK-BREES (01)","AW0-006","AW0",205.15]
[6001159278,"COHEN-GROVES (01)","AW0-008","AW0",205.16]
[6001147377,"HIGHRIDGE-ROBERTS (01)","AW0-006","AW0",205.22]
[6001163949,"NEWMAN-HOTHAM (03)","AW0-007","AW0",205.32]
[6001014954,"NEWMAN-HOTHAM (02)","AW0-007","AW0",205.36]
[6001346605,"NEWMAN-HOTHAM (03)","AW0-007","AW0",205.37]
[6001197216,"VIEWBANK-BREES (01)","AW0-006","AW0",205.41]
[6001148272,"HILBERT-HARRINGTON (01)","AW0-008","AW0",205.42]
[6001163826,"NEWMAN-HOTHAM (03)","AW0-007","AW0",205.43]
[6001208653,"CLAYTON-MASCOMA (01)","AW0-012","AW0",205.44]
[6001158188,"PAMELA-HERBERT (02)","AW0-006","AW0",205.45]
[6001465010,"COHEN-GROVES (01)","AW0-008","AW0",205.49]
[6001157799,"WOORITE-MILLEARA (01)","AW0-008","AW0",205.5]
[6001264344,"TAYLOR-PARNELL (02)","AW0-002","AW0",205.52]
[6001407218,"NORTH-THOMAS (01)","AW0-007","AW0",205.54]
[6001148315,"HILBERT-HARRINGTON (01)","AW0-008","AW0",205.55]
[6001472071,"HILLSIDE-ROBERTS (01)","AW0-007","AW0",205.56]
[6001147075,"HIGHRIDGE-ROBERTS (03)","AW0-006","AW0",205.58]
[6001485392,"DALKEITH-GORDON (02)","AW0-009","AW0",205.6]
[6001148279,"HILBERT-HARRINGTON (01)","AW0-008","AW0",205.6]
[6001262751,"SEXTON-PARER (02)","AW0-006","AW0",205.62]
[6001338165,"HIGHRIDGE-ROBERTS (01)","AW0-006","AW0",205.64]
[6001427672,"HIGHRIDGE-ROBERTS (03)","AW0-006","AW0",205.64]
[6001321945,"ETZEL-CLYDESDALE (01)","AW0-006","AW0",205.65]
[6001387468,"HILLSIDE-ROBERTS (02)","AW0-007","AW0",205.7]
[6001010059,"NEWMAN-HOTHAM (02)","AW0-007","AW0",205.7]
[6001147618,"HILLSIDE-ROBERTS (02)","AW0-007","AW0",205.72]
[6001349382,"HILLSIDE-ROBERTS (02)","AW0-007","AW0",205.73]
[6001148312,"HILBERT-HARRINGTON (01)","AW0-008","AW0",205.76]
[6001422368,"HIGHRIDGE-ROBERTS (01)","AW0-006","AW0",205.77]
[6001209527,"VIEWBANK-BREES (01)","AW0-006","AW0",205.82]
[6001157465,"MOYANGUL-GUNGARLAN (03)","AW0-008","AW0",205.85]
[6001413389,"NORTH-THOMAS (01)","AW0-007","AW0",205.85]
[6001286916,"ROSEHILL-ROSE (02)","AW0-006","AW0",205.87]
[6001478627,"QUINN-NOGA (01)","AW0-007","AW0",205.9]
[6001147727,"ETZEL-CLYDESDALE (01)","AW0-006","AW0",205.99]
[6001212931,"VIEWBANK-BREES (01)","AW0-006","AW0",206]
[6001147142,"OAK-CONISTON (02)","AW0-007","AW0",206.01]
[6001147051,"HIGHRIDGE-ROBERTS (03)","AW0-006","AW0",206.02]
[6001158723,"NEAL-DINAH (01)","AW0-008","AW0",206.03]
[6001459209,"WOORITE-MILLEARA (01)","AW0-008","AW0",206.03]
[6001471807,"HILLSIDE-ROBERTS (01)","AW0-007","AW0",206.05]
[6001147032,"HIGHRIDGE-ROBERTS (03)","AW0-006","AW0",206.06]
[6001157800,"WOORITE-MILLEARA (01)","AW0-008","AW0",206.06]
[6001158426,"DAVID-RACHELLE (03)","AW0-007","AW0",206.08]
[6001163750,"NEWMAN-HOTHAM (02)","AW0-007","AW0",206.11]
[6001474746,"HILLSIDE-ROBERTS (01)","AW0-007","AW0",206.14]
[6001157187,"QUINN-CLARKS (02)","AW0-007","AW0",206.19]
[6001158437,"DAVID-RACHELLE (03)","AW0-007","AW0",206.2]
[6001148628,"SEXTON-PARER (02)","AW0-006","AW0",206.21]
[6001256145,"HIGHRIDGE-ROBERTS (03)","AW0-006","AW0",206.24]
[6001010253,"NEWMAN-HOTHAM (02)","AW0-007","AW0",206.27]
[6001454743,"PAMELA-HERBERT (02)","AW0-006","AW0",206.28]
[6001512325,"CUDGEWA-BORVA (01)","AW0-008","AW0",206.3]
[6001214917,"HIGHRIDGE-ROBERTS (03)","AW0-006","AW0",206.3]
[6001157571,"CUDGEWA-BORVA (01)","AW0-008","AW0",206.31]
[6001220152,"HIGHRIDGE-ROBERTS (01)","AW0-006","AW0",206.31]
[6001403707,"NEWMAN-HOTHAM (02)","AW0-007","AW0",206.36]
[6001288140,"NEWMAN-HOTHAM (03)","AW0-007","AW0",206.39]
[6001158052,"QUINN-CLARKS (02)","AW0-007","AW0",206.44]
[6001503156,"NEWMAN-HOTHAM (03)","AW0-007","AW0",206.45]
[6001163747,"NEWMAN-HOTHAM (02)","AW0-007","AW0",206.45]
[6001335715,"COHEN-GROVES (01)","AW0-008","AW0",206.48]
[6001158214,"PAMELA-HERBERT (02)","AW0-006","AW0",206.48]
[6001148300,"HILBERT-HARRINGTON (01)","AW0-008","AW0",206.49]
[6001485471,"FARRELL-RYDER (02)","AW0-006","AW0",206.5]
[6001274529,"NEWMAN-HOTHAM (03)","AW0-007","AW0",206.52]
[6001251994,"CUDGEWA-BORVA (01)","AW0-008","AW0",206.54]
[6001147749,"ETZEL-CLYDESDALE (01)","AW0-006","AW0",206.55]
[6001163748,"NEWMAN-HOTHAM (02)","AW0-007","AW0",206.55]
[6001158723,"NEAL-DINAH (01)","AW0-008","AW0",206.59]
[6001157570,"CUDGEWA-BORVA (01)","AW0-008","AW0",206.65]
[6001158468,"QUINN-NOGA (01)","AW0-007","AW0",206.65]
[6001309072,"VIEWBANK-BREES (01)","AW0-006","AW0",206.66]
[6001147031,"HIGHRIDGE-ROBERTS (03)","AW0-006","AW0",206.67]
[6001148274,"HILBERT-HARRINGTON (01)","AW0-008","AW0",206.68]
[6001338952,"NEWMAN-HOTHAM (03)","AW0-007","AW0",206.72]
[6001209527,"VIEWBANK-BREES (01)","AW0-006","AW0",206.73]
[6001333065,"COHEN-GROVES (01)","AW0-008","AW0",206.75]
[6001163890,"NEWMAN-HOTHAM (02)","AW0-007","AW0",206.8]
[6001159976,"THE CROSSWAY-VISTA (03)","AW0-008","AW0",206.8]
[6001147616,"HILLSIDE-ROBERTS (02)","AW0-007","AW0",206.81]
[6001158725,"NEAL-DINAH (01)","AW0-008","AW0",206.81]
[6001218855,"NEWMAN-HOTHAM (02)","AW0-007","AW0",206.81]
[6001448872,"DAVID-RACHELLE (03)","AW0-007","AW0",206.84]
[6001342347,"PAMELA-HERBERT (02)","AW0-006","AW0",206.86]
[6001158197,"PAMELA-HERBERT (02)","AW0-006","AW0",206.87]
[6001158466,"QUINN-NOGA (01)","AW0-007","AW0",206.88]
[6001147632,"HILLSIDE-ROBERTS (01)","AW0-007","AW0",206.89]
[6001147092,"HIGHRIDGE-ROBERTS (03)","AW0-006","AW0",206.91]
[6001148258,"HILBERT-HARRINGTON (01)","AW0-008","AW0",206.91]
[6001271404,"NEWMAN-HOTHAM (03)","AW0-007","AW0",206.99]
[6001148062,"ETZEL-CLYDESDALE (01)","AW0-006","AW0",207.01]
[6001159893,"THE CROSSWAY-VISTA (03)","AW0-008","AW0",207.01]
[6001163890,"NEWMAN-HOTHAM (02)","AW0-007","AW0",207.03]
[6001147047,"HIGHRIDGE-ROBERTS (03)","AW0-006","AW0",207.06]
[6001476049,"ETZEL-CLYDESDALE (01)","AW0-006","AW0",207.07]
[6001147052,"HIGHRIDGE-ROBERTS (03)","AW0-006","AW0",207.08]
[6001211013,"ETZEL-CLYDESDALE (01)","AW0-006","AW0",207.09]
[6001214549,"VIEWBANK-BREES (01)","AW0-006","AW0",207.09]
[6001227234,"VIEWBANK-BREES (01)","AW0-006","AW0",207.09]
[6001163879,"NEWMAN-HOTHAM (02)","AW0-007","AW0",207.1]
[6001159888,"THE CROSSWAY-VISTA (03)","AW0-008","AW0",207.12]
[6001147634,"HILLSIDE-ROBERTS (01)","AW0-007","AW0",207.16]
[6001148265,"HILBERT-HARRINGTON (01)","AW0-008","AW0",207.18]
[6001509895,"NEWMAN-HOTHAM (02)","AW0-007","AW0",207.2]
[6001248190,"THE CROSSWAY-VISTA (03)","AW0-008","AW0",207.21]
[6001271403,"NEWMAN-HOTHAM (03)","AW0-007","AW0",207.27]
[6001396816,"WOORITE-MILLEARA (01)","AW0-008","AW0",207.27]
[6001148325,"HILBERT-HARRINGTON (01)","AW0-008","AW0",207.28]
[6001197214,"VIEWBANK-BREES (01)","AW0-006","AW0",207.28]
[6001210454,"VIEWBANK-BREES (01)","AW0-006","AW0",207.28]
[6001147732,"ETZEL-CLYDESDALE (01)","AW0-006","AW0",207.3]
[6001493000,"NEWMAN-HOTHAM (02)","AW0-007","AW0",207.3]
[6001223679,"NEWMAN-HOTHAM (02)","AW0-007","AW0",207.3]
[6001030212,"THE CROSSWAY-VISTA (03)","AW0-008","AW0",207.31]
[6001147614,"HILLSIDE-ROBERTS (02)","AW0-007","AW0",207.34]
[6001148177,"NORTH-THOMAS (01)","AW0-007","AW0",207.34]
[6001439884,"CUDGEWA-BORVA (01)","AW0-008","AW0",207.35]
[6001271403,"NEWMAN-HOTHAM (03)","AW0-007","AW0",207.35]
[6001028730,"ETKA-MARK (03)","AW0-007","AW0",207.36]
[6001147741,"ETZEL-CLYDESDALE (01)","AW0-006","AW0",207.38]
[6001159975,"THE CROSSWAY-VISTA (03)","AW0-008","AW0",207.4]
[6001225962,"NORTH-THOMAS (02)","AW0-007","AW0",207.41]
[6001157345,"ETKA-MARK (03)","AW0-007","AW0",207.43]
[6001328356,"WOORITE-MILLEARA (01)","AW0-008","AW0",207.46]
[6001148557,"NORTH-THOMAS (02)","AW0-007","AW0",207.47]
[6001452434,"PAMELA-HERBERT (02)","AW0-006","AW0",207.49]
[6001148180,"NORTH-THOMAS (01)","AW0-007","AW0",207.51]
[6001209939,"HIGHRIDGE-ROBERTS (03)","AW0-006","AW0",207.56]
[6001340416,"NEWMAN-HOTHAM (02)","AW0-007","AW0",207.56]
[6001197213,"VIEWBANK-BREES (01)","AW0-006","AW0",207.56]
[6001148308,"HILBERT-HARRINGTON (01)","AW0-008","AW0",207.57]
[6001476045,"ETZEL-CLYDESDALE (01)","AW0-006","AW0",207.6]
[6001163887,"NEWMAN-HOTHAM (02)","AW0-007","AW0",207.6]
[6001147038,"HIGHRIDGE-ROBERTS (03)","AW0-006","AW0",207.61]
[6001147039,"HIGHRIDGE-ROBERTS (03)","AW0-006","AW0",207.62]
[6001403247,"ELLEN-RACHELLE (02)","AW0-008","AW0",207.63]
[6001147751,"ETZEL-CLYDESDALE (01)","AW0-006","AW0",207.64]
[6001239121,"HILLSIDE-ROBERTS (02)","AW0-007","AW0",207.66]
[6001148691,"SEXTON-PARER (01)","AW0-006","AW0",207.67]
[6001434244,"HILBERT-HARRINGTON (01)","AW0-008","AW0",207.71]
[6001292545,"HILLSIDE-ROBERTS (02)","AW0-007","AW0",207.71]
[6001148328,"HILBERT-HARRINGTON (01)","AW0-008","AW0",207.72]
[6001402226,"WOORITE-MILLEARA (01)","AW0-008","AW0",207.72]
[6001159890,"THE CROSSWAY-VISTA (03)","AW0-008","AW0",207.73]
[6001343406,"RYDER-NOLAN (02)","AW0-006","AW0",207.75]
[6001300651,"SEXTON-PARER (01)","AW0-006","AW0",207.79]
[6001484908,"DAVID-RACHELLE (03)","AW0-007","AW0",207.8]
[6001148267,"HILBERT-HARRINGTON (01)","AW0-008","AW0",207.8]
[6001147144,"OAK-CONISTON (02)","AW0-007","AW0",207.82]
[6001158443,"DAVID-RACHELLE (03)","AW0-007","AW0",207.83]
[6001158054,"QUINN-CLARKS (02)","AW0-007","AW0",207.84]
[6001488909,"BEDFORD-PARER (01)","AW0-007","AW0",207.9]
[6001322547,"ETZEL-CLYDESDALE (01)","AW0-006","AW0",207.9]
[6001403101,"SEXTON-PARER (01)","AW0-006","AW0",207.91]
[6001163873,"NEWMAN-HOTHAM (02)","AW0-007","AW0",207.94]
[6001148695,"SEXTON-PARER (01)","AW0-006","AW0",207.95]
[6001147734,"ETZEL-CLYDESDALE (01)","AW0-006","AW0",207.98]
[6001501087,"COHEN-GROVES (01)","AW0-008","AW0",208]
[6001432550,"ETZEL-CLYDESDALE (01)","AW0-006","AW0",208.01]
[6001147379,"HIGHRIDGE-ROBERTS (01)","AW0-006","AW0",208.01]
[6001158428,"DAVID-RACHELLE (03)","AW0-007","AW0",208.06]
[6001280633,"KENNY-COGHILL (01)","AW0-009","AW0",208.07]
[6001500124,"COHEN-GROVES (01)","AW0-008","AW0",208.1]
[6001158430,"DAVID-RACHELLE (03)","AW0-007","AW0",208.1]
[6001280618,"KENNY-COGHILL (01)","AW0-009","AW0",208.12]
[6001157209,"QUINN-CLARKS (01)","AW0-007","AW0",208.12]
[6001478554,"HIGHRIDGE-ROBERTS (03)","AW0-006","AW0",208.14]
[6001159889,"THE CROSSWAY-VISTA (03)","AW0-008","AW0",208.16]
[6001147050,"HIGHRIDGE-ROBERTS (03)","AW0-006","AW0",208.18]
[6001280630,"KENNY-COGHILL (01)","AW0-009","AW0",208.18]
[6001148559,"NORTH-THOMAS (02)","AW0-007","AW0",208.18]
[6001158477,"QUINN-NOGA (01)","AW0-007","AW0",208.19]
[6001157629,"CUDGEWA-BORVA (01)","AW0-008","AW0",208.26]
[6001158056,"QUINN-CLARKS (02)","AW0-007","AW0",208.26]
[6001147049,"HIGHRIDGE-ROBERTS (03)","AW0-006","AW0",208.27]
[6001148135,"BEDFORD-PARER (01)","AW0-007","AW0",208.31]
[6001164110,"HOTHAM-RYDER NO. 2 (03)","AW0-006","AW0",208.31]
[6001280627,"KENNY-COGHILL (01)","AW0-009","AW0",208.31]
[6001158438,"DAVID-RACHELLE (03)","AW0-007","AW0",208.32]
[6001147613,"HILLSIDE-ROBERTS (02)","AW0-007","AW0",208.33]
[6001148693,"SEXTON-PARER (01)","AW0-006","AW0",208.33]
[6001445708,"QUINN-NOGA (01)","AW0-007","AW0",208.34]
[6001259649,"ETZEL-CLYDESDALE (01)","AW0-006","AW0",208.36]
[6001280624,"KENNY-COGHILL (01)","AW0-009","AW0",208.37]
[6001163884,"NEWMAN-HOTHAM (02)","AW0-007","AW0",208.37]
[6001276246,"ROSEHILL-ROSE (02)","AW0-006","AW0",208.38]
[6001159486,"ROSTELLA-NORWOOD (01)","AW0-008","AW0",208.38]
[6001157806,"WOORITE-MILLEARA (01)","AW0-008","AW0",208.38]
[6001158073,"QUINN-NOGA (01)","AW0-007","AW0",208.43]
[6001317604,"ETZEL-CLYDESDALE (01)","AW0-006","AW0",208.49]
[6001325850,"RYDER-NOLAN (02)","AW0-006","AW0",208.49]
[6001469998,"BEDFORD-PARER (01)","AW0-007","AW0",208.5]
[6001271242,"SEXTON-PARER (04)","AW0-006","AW0",208.51]
[6001416364,"DAVID-RACHELLE (03)","AW0-007","AW0",208.53]
[6001158481,"QUINN-NOGA (01)","AW0-007","AW0",208.53]
[6001280621,"KENNY-COGHILL (01)","AW0-009","AW0",208.54]
[6001427604,"QUINN-CLARKS (02)","AW0-007","AW0",208.54]
[6001008496,"NORTH-THOMAS (02)","AW0-007","AW0",208.57]
[6001197166,"PAMELA-HERBERT (02)","AW0-006","AW0",208.57]
[6001330407,"NEWMAN-HOTHAM (02)","AW0-007","AW0",208.6]
[6001231407,"ROSEHILL-ROSE (02)","AW0-006","AW0",208.6]
[6001158479,"QUINN-NOGA (01)","AW0-007","AW0",208.61]
[6001280637,"KENNY-COGHILL (01)","AW0-009","AW0",208.63]
[6001293790,"MCNAMARA-PETERS (03)","AW0-007","AW0",208.65]
[6001159974,"THE CROSSWAY-VISTA (03)","AW0-008","AW0",208.65]
[6001148262,"HILBERT-HARRINGTON (01)","AW0-008","AW0",208.66]
[6001495223,"NEWMAN-HOTHAM (02)","AW0-007","AW0",208.66]
[6001490696,"BEDFORD-PARER (01)","AW0-007","AW0",208.7]
[6001207664,"GREENACRE-AYLESBURY (02)","AW0-002","AW0",208.7]
[6001148326,"HILBERT-HARRINGTON (01)","AW0-008","AW0",208.7]
[6001163939,"NEWMAN-HOTHAM (03)","AW0-007","AW0",208.72]
[6001157620,"CUDGEWA-BORVA (01)","AW0-008","AW0",208.73]
[6001280635,"KENNY-COGHILL (01)","AW0-009","AW0",208.73]
[6001158432,"DAVID-RACHELLE (03)","AW0-007","AW0",208.75]
[6001310860,"HIGHRIDGE-ROBERTS (03)","AW0-006","AW0",208.77]
[6001305193,"ETZEL-CLYDESDALE (01)","AW0-006","AW0",208.78]
[6001494405,"HIGHRIDGE-ROBERTS (03)","AW0-006","AW0",208.8]
[6001157461,"MOYANGUL-GUNGARLAN (03)","AW0-008","AW0",208.82]
[6001158568,"JUDITH-BREES (02)","AW0-006","AW0",208.85]
[6001158408,"QUINN-NOGA (01)","AW0-007","AW0",208.86]
[6001249676,"HILBERT-HARRINGTON (01)","AW0-008","AW0",208.87]
[6001158210,"PAMELA-HERBERT (02)","AW0-006","AW0",208.9]
[6001148688,"SEXTON-PARER (01)","AW0-006","AW0",208.9]
[6001310849,"ETZEL-CLYDESDALE (01)","AW0-006","AW0",208.92]
[6001163965,"NEWMAN-HOTHAM (03)","AW0-007","AW0",208.92]
[6001158411,"QUINN-NOGA (01)","AW0-007","AW0",208.92]
[6001305192,"ETZEL-CLYDESDALE (01)","AW0-006","AW0",209.05]
[6001147127,"OAK-CONISTON (02)","AW0-007","AW0",209.08]
[6001495546,"QUINN-CLARKS (02)","AW0-007","AW0",209.1]
[6001159979,"THE CROSSWAY-VISTA (03)","AW0-008","AW0",209.11]
[6001157537,"WOORITE-MILLEARA (02)","AW0-008","AW0",209.11]
[6001163746,"NEWMAN-HOTHAM (02)","AW0-007","AW0",209.13]
[6001158484,"QUINN-NOGA (01)","AW0-007","AW0",209.13]
[6001158212,"PAMELA-HERBERT (02)","AW0-006","AW0",209.16]
[6001163845,"NEWMAN-HOTHAM (03)","AW0-007","AW0",209.17]
[6001159493,"ROSTELLA-NORWOOD (01)","AW0-008","AW0",209.17]
[6001319719,"PAMELA-HERBERT (02)","AW0-006","AW0",209.19]
[6001495207,"QUINN-NOGA (01)","AW0-007","AW0",209.2]
[6001147442,"ROBERTS-MCNAMARA (02)","AW0-006","AW0",209.21]
[6001157995,"NEAL-DINAH (01)","AW0-008","AW0",209.22]
[6001163958,"NEWMAN-HOTHAM (03)","AW0-007","AW0",209.23]
[6001501259,"WOORITE-MILLEARA (01)","AW0-008","AW0",209.3]
[6001482019,"THE CROSSWAY-VISTA (03)","AW0-008","AW0",209.31]
[6001447085,"WOORITE-MILLEARA (01)","AW0-008","AW0",209.32]
[6001157462,"MOYANGUL-GUNGARLAN (03)","AW0-008","AW0",209.38]
[6001509550,"HIGHRIDGE-ROBERTS (01)","AW0-006","AW0",209.4]
[6001490019,"SEXTON-PARER (02)","AW0-006","AW0",209.4]
[6001158336,"PAMELA-HERBERT (02)","AW0-006","AW0",209.41]
[6001321120,"CUDGEWA-BORVA (01)","AW0-008","AW0",209.43]
[6001337107,"SEXTON-PARER (01)","AW0-006","AW0",209.43]
[6001472041,"GREEN-MATTHEWS (01)","AW0-006","AW0",209.48]
[6001419779,"ETZEL-CLYDESDALE (01)","AW0-006","AW0",209.5]
[6001158325,"PAMELA-HERBERT (02)","AW0-006","AW0",209.5]
[6001158587,"ROSEHILL-TALBOT (01)","AW0-006","AW0",209.5]
[6001281102,"HIGHRIDGE-ROBERTS (03)","AW0-006","AW0",209.51]
[6001157790,"WOORITE-MILLEARA (01)","AW0-008","AW0",209.52]
[6001164229,"RYDER-NOLAN (02)","AW0-006","AW0",209.54]
[6001198064,"ARCADE-PROSPECT (02)","AW0-008","AW0",209.56]
[6001157164,"ETKA-MARK (03)","AW0-007","AW0",209.56]
[6001157348,"ETKA-MARK (03)","AW0-007","AW0",209.58]
[6001148187,"NORTH-THOMAS (01)","AW0-007","AW0",209.58]
[6001148686,"SEXTON-PARER (01)","AW0-006","AW0",209.59]
[6001019667,"JUDITH-BREES (02)","AW0-006","AW0",209.6]
[6001323446,"NEWMAN-HOTHAM (03)","AW0-007","AW0",209.6]
[6001490092,"WUNNAMURRA-WONGANELA (01)","AW0-008","AW0",209.6]
[6001157994,"NEAL-DINAH (01)","AW0-008","AW0",209.61]
[6001386248,"NEWMAN-HOTHAM (03)","AW0-007","AW0",209.62]
[6001444515,"NEWMAN-HOTHAM (03)","AW0-007","AW0",209.62]
[6001163846,"NEWMAN-HOTHAM (03)","AW0-007","AW0",209.63]
[6001163823,"NEWMAN-HOTHAM (03)","AW0-007","AW0",209.63]
[6001430158,"NEWMAN-HOTHAM (03)","AW0-007","AW0",209.66]
[6001319718,"PAMELA-HERBERT (02)","AW0-006","AW0",209.66]
[6001327493,"SEXTON-PARER (01)","AW0-006","AW0",209.66]
[6001304358,"COLLEGE-BREES (03)","AW0-008","AW0",209.68]
[6001148696,"SEXTON-PARER (01)","AW0-006","AW0",209.68]
[6001485420,"HIGHRIDGE-ROBERTS (03)","AW0-006","AW0",209.7]
[6001163875,"NEWMAN-HOTHAM (02)","AW0-007","AW0",209.7]
[6001250435,"NEWMAN-HOTHAM (03)","AW0-007","AW0",209.7]
[6001226602,"ROSEHILL-ROSE (02)","AW0-006","AW0",209.72]
[6001163846,"NEWMAN-HOTHAM (03)","AW0-007","AW0",209.73]
[6001250435,"NEWMAN-HOTHAM (03)","AW0-007","AW0",209.74]
[6001260124,"NORTH-THOMAS (02)","AW0-007","AW0",209.74]
[6001476814,"GREEN-MATTHEWS (01)","AW0-006","AW0",209.75]
[6001240759,"NEAL-DINAH (01)","AW0-008","AW0",209.75]
[6001414091,"NEWMAN-HOTHAM (02)","AW0-007","AW0",209.75]
[6001260547,"OAK-CONISTON (02)","AW0-007","AW0",209.82]
[6001329751,"SEXTON-PARER (01)","AW0-006","AW0",209.85]
[6001148238,"BEDFORD-PARER (02)","AW0-007","AW0",209.86]
[6001008680,"CUDGEWA-BORVA (01)","AW0-008","AW0",209.87]
[6001348510,"LOCKHEED-BOEING (02)","AW0-012","AW0",209.88]
[6001295395,"OAK-CONISTON (02)","AW0-007","AW0",209.88]
[6001406198,"ETZEL-CLYDESDALE (01)","AW0-006","AW0",209.9]
[6001265405,"ROSEHILL-ROSE (02)","AW0-006","AW0",209.92]
[6001163825,"NEWMAN-HOTHAM (03)","AW0-007","AW0",209.94]
[6001022008,"NEWMAN-HOTHAM (03)","AW0-007","AW0",209.96]
[6001157636,"MOYANGUL-GUNGARLAN (02)","AW0-008","AW0",210.03]
[6001158559,"JUDITH-BREES (02)","AW0-006","AW0",210.04]
[6001159978,"THE CROSSWAY-VISTA (03)","AW0-008","AW0",210.04]
[6001149625,"DALKEITH-GORDON (02)","AW0-009","AW0",210.05]
[6001163817,"NEWMAN-HOTHAM (03)","AW0-007","AW0",210.05]
[6001158071,"QUINN-NOGA (01)","AW0-007","AW0",210.05]
[6001157538,"WOORITE-MILLEARA (02)","AW0-008","AW0",210.05]
[6001114696,"ETKA-MARK (03)","AW0-007","AW0",210.06]
[6001479364,"ELLEN-RACHELLE (01)","AW0-008","AW0",210.08]
[6001208900,"VIEWBANK-BREES (01)","AW0-006","AW0",210.09]
[6001208991,"VIEWBANK-BREES (01)","AW0-006","AW0",210.1]
[6001208901,"VIEWBANK-BREES (01)","AW0-006","AW0",210.1]
[6001194991,"HALL-BURBANK (02)","AW0-002","AW0",210.13]
[6001227969,"ROSEHILL-ROSE (02)","AW0-006","AW0",210.13]
[6001148689,"SEXTON-PARER (01)","AW0-006","AW0",210.14]
[6001148182,"NORTH-THOMAS (01)","AW0-007","AW0",210.17]
[6001148637,"SEXTON-PARER (02)","AW0-006","AW0",210.17]
[6001400088,"PAMELA-HERBERT (02)","AW0-006","AW0",210.21]
[6001146766,"CAMERON-MATTHEWS (03)","AW0-006","AW0",210.23]
[6001391692,"HOTHAM-RYDER NO. 2 (03)","AW0-006","AW0",210.25]
[6001159448,"ROSTELLA-NORWOOD (01)","AW0-008","AW0",210.26]
[6001194384,"GREENACRE-AYLESBURY (02)","AW0-002","AW0",210.27]
[6001194392,"GREENACRE-AYLESBURY (02)","AW0-002","AW0",210.28]
[6001210700,"VIEWBANK-BREES (01)","AW0-006","AW0",210.28]
[6001484009,"ROSEHILL-TALBOT (01)","AW0-006","AW0",210.3]
[6001159984,"THE CROSSWAY-VISTA (03)","AW0-008","AW0",210.3]
[6001157543,"WOORITE-MILLEARA (02)","AW0-008","AW0",210.31]
[6001183643,"ROSEHILL-ROSE (02)","AW0-006","AW0",210.35]
[6001340123,"LOCKHEED-BOEING (02)","AW0-012","AW0",210.36]
[6001241438,"VIEWBANK-BREES (01)","AW0-006","AW0",210.36]
[6001158483,"QUINN-NOGA (01)","AW0-007","AW0",210.38]
[6001154337,"LOCKHEED-BOEING (02)","AW0-012","AW0",210.39]
[6001329752,"SEXTON-PARER (01)","AW0-006","AW0",210.39]
[6001158488,"QUINN-NOGA (01)","AW0-007","AW0",210.4]
[6001159309,"COHEN-GROVES (01)","AW0-008","AW0",210.44]
[6001021763,"VIEWBANK-BREES (01)","AW0-006","AW0",210.44]
[6001225059,"COLLEGE-BREES (03)","AW0-008","AW0",210.46]
[6001393024,"HOTHAM-RYDER NO. 2 (03)","AW0-006","AW0",210.46]
[6001157625,"CUDGEWA-BORVA (01)","AW0-008","AW0",210.48]
[6001411896,"THE CROSSWAY-PARK (01)","AW0-008","AW0",210.5]
[6001197155,"DAVID-RACHELLE (02)","AW0-007","AW0",210.51]
[6001158562,"JUDITH-BREES (02)","AW0-006","AW0",210.52]
[6001158444,"DAVID-RACHELLE (03)","AW0-007","AW0",210.53]
[6001194387,"GREENACRE-AYLESBURY (02)","AW0-002","AW0",210.55]
[6001159451,"ROSTELLA-NORWOOD (01)","AW0-008","AW0",210.55]
[6001298788,"FULLARTON-WALTERS (01)","AW0-006","AW0",210.56]
[6001406195,"ETZEL-CLYDESDALE (01)","AW0-006","AW0",210.57]
[6001158555,"JUDITH-BREES (02)","AW0-006","AW0",210.58]
[6001148825,"SEXTON-HALSEY (03)","AW0-006","AW0",210.58]
[6001158557,"JUDITH-BREES (02)","AW0-006","AW0",210.59]
[6001295045,"QUINN-NOGA (01)","AW0-007","AW0",210.6]
[6001254761,"KINGSLEY-ROBERTS (01)","AW0-007","AW0",210.62]
[6001148237,"BEDFORD-PARER (02)","AW0-007","AW0",210.63]
[6001148270,"HILBERT-HARRINGTON (01)","AW0-008","AW0",210.63]
[6001227883,"ROSEHILL-ROSE (02)","AW0-006","AW0",210.63]
[6001194395,"GREENACRE-AYLESBURY (02)","AW0-002","AW0",210.67]
[6001159443,"ROSTELLA-NORWOOD (01)","AW0-008","AW0",210.68]
[6001460048,"WOORITE-MILLEARA (01)","AW0-008","AW0",210.68]
[6001387219,"HOTHAM-RYDER NO. 2 (03)","AW0-006","AW0",210.71]
[6001148692,"SEXTON-PARER (01)","AW0-006","AW0",210.71]
[6001430229,"HOTHAM-RYDER NO. 2 (03)","AW0-006","AW0",210.72]
[6001330517,"CUDGEWA-BORVA (01)","AW0-008","AW0",210.73]
[6001157632,"MOYANGUL-GUNGARLAN (02)","AW0-008","AW0",210.77]
[6001235517,"ETKA-MARK (03)","AW0-007","AW0",210.78]
[6001021359,"GREENACRE-AYLESBURY (02)","AW0-002","AW0",210.78]
[6001447805,"THE CROSSWAY-PARK (01)","AW0-008","AW0",210.79]
[6001490814,"HILLSIDE-ROBERTS (02)","AW0-007","AW0",210.8]
[6001147602,"HILLSIDE-ROBERTS (02)","AW0-007","AW0",210.81]
[6001194388,"GREENACRE-AYLESBURY (02)","AW0-002","AW0",210.82]
[6001434709,"SEXTON-HALSEY (03)","AW0-006","AW0",210.82]
[6001388622,"GREEN-MATTHEWS (01)","AW0-006","AW0",210.86]
[6001411754,"FULLARTON-WALTERS (01)","AW0-006","AW0",210.88]
[6001350149,"HOTHAM-RYDER NO. 2 (03)","AW0-006","AW0",210.88]
[6001194382,"GREENACRE-AYLESBURY (02)","AW0-002","AW0",210.92]
[6001274734,"HOTHAM-RYDER NO. 2 (03)","AW0-006","AW0",210.94]
[6001148690,"SEXTON-PARER (01)","AW0-006","AW0",210.97]
[6001491570,"ROBERTS-MCNAMARA (01)","AW0-006","AW0",210.99]
[6001197887,"THE CROSSWAY-PARK (01)","AW0-008","AW0",211.03]
[6001146923,"HIGHRIDGE-ROBERTS (03)","AW0-006","AW0",211.04]
[6001412738,"NEWMAN-HOTHAM (03)","AW0-007","AW0",211.06]
["VDDD001332","SALIGNA-MOHR (01)","AW0-011","AW0",211.07]
[6001194385,"GREENACRE-AYLESBURY (02)","AW0-002","AW0",211.08]
[6001332360,"SEXTON-PARER (01)","AW0-006","AW0",211.09]
[6001163821,"NEWMAN-HOTHAM (03)","AW0-007","AW0",211.11]
[6001158068,"QUINN-NOGA (01)","AW0-007","AW0",211.14]
[6001157540,"WOORITE-MILLEARA (02)","AW0-008","AW0",211.14]
[6001414749,"ROSEHILL-ROSE (02)","AW0-006","AW0",211.16]
[6001331605,"HOTHAM-RYDER NO. 2 (03)","AW0-006","AW0",211.2]
[6001158410,"QUINN-NOGA (01)","AW0-007","AW0",211.2]
[6001469013,"WOORITE-MILLEARA (02)","AW0-008","AW0",211.2]
[6001396561,"ELLEN-RACHELLE (02)","AW0-008","AW0",211.21]
[6001159503,"ROSTELLA-NORWOOD (01)","AW0-008","AW0",211.22]
[6001461142,"RYDER-NOLAN (02)","AW0-006","AW0",211.22]
[6001306550,"QUINN-NOGA (01)","AW0-007","AW0",211.24]
[6001459217,"QUINN-NOGA (01)","AW0-007","AW0",211.26]
[6001194381,"GREENACRE-AYLESBURY (02)","AW0-002","AW0",211.29]
[6001237334,"HILLSIDE-ROBERTS (02)","AW0-007","AW0",211.3]
[6001299902,"ETZEL-CLYDESDALE (01)","AW0-006","AW0",211.33]
[6001303348,"NEWMAN-HOTHAM (02)","AW0-007","AW0",211.33]
[6001230541,"COLLEGE-BREES (03)","AW0-008","AW0",211.36]
[6001327371,"RYDER-NOLAN (02)","AW0-006","AW0",211.37]
[6001149618,"DALKEITH-GORDON (02)","AW0-009","AW0",211.39]
[6001334416,"HIGHRIDGE-ROBERTS (03)","AW0-006","AW0",211.39]
[6001484953,"WOORITE-MILLEARA (01)","AW0-008","AW0",211.4]
[6001423272,"SEXTON-PARER (01)","AW0-006","AW0",211.41]
[6001158400,"QUINN-NOGA (01)","AW0-007","AW0",211.43]
[6001158584,"ROSEHILL-TALBOT (01)","AW0-006","AW0",211.44]
[6001197786,"ARCADE-PROSPECT (02)","AW0-008","AW0",211.47]
[6001157354,"ETKA-MARK (03)","AW0-007","AW0",211.48]
[6001280106,"FULLARTON-WALTERS (01)","AW0-006","AW0",211.49]
[6001158485,"QUINN-NOGA (01)","AW0-007","AW0",211.49]
[6001433751,"DALKEITH-GORDON (02)","AW0-009","AW0",211.5]
[6001149628,"DALKEITH-GORDON (02)","AW0-009","AW0",211.51]
[6001158414,"QUINN-NOGA (01)","AW0-007","AW0",211.52]
[6001158891,"ELLEN-RACHELLE (01)","AW0-008","AW0",211.54]
[6001412737,"NEWMAN-HOTHAM (03)","AW0-007","AW0",211.54]
[6001263049,"HILLSIDE-ROBERTS (02)","AW0-007","AW0",211.55]
[6001158412,"QUINN-NOGA (01)","AW0-007","AW0",211.55]
[6001159501,"ROSTELLA-NORWOOD (01)","AW0-008","AW0",211.55]
[6001157078,"WUNNAMURRA-WONGANELA (01)","AW0-008","AW0",211.56]
[6001163876,"NEWMAN-HOTHAM (02)","AW0-007","AW0",211.57]
[6001283430,"QUINN-CLARKS (02)","AW0-007","AW0",211.6]
[6001240194,"ROSEHILL-TALBOT (01)","AW0-006","AW0",211.6]
[6001393471,"COHEN-GROVES (01)","AW0-008","AW0",211.68]
[6001197154,"DAVID-RACHELLE (02)","AW0-007","AW0",211.68]
[6001264588,"HILLSIDE-ROBERTS (02)","AW0-007","AW0",211.68]
[6001491530,"NORTH-THOMAS (01)","AW0-007","AW0",211.7]
[6001244450,"KENNY-COGHILL (01)","AW0-009","AW0",211.74]
[6001194397,"GREENACRE-AYLESBURY (02)","AW0-002","AW0",211.75]
[6001291190,"ETKA-MARK (03)","AW0-007","AW0",211.76]
[6001227523,"ROSEHILL-ROSE (02)","AW0-006","AW0",211.76]
[6001154334,"LOCKHEED-BOEING (02)","AW0-012","AW0",211.77]
[6001148186,"NORTH-THOMAS (01)","AW0-007","AW0",211.78]
[6001246030,"CLAYTON-MASCOMA (01)","AW0-012","AW0",211.79]
[6001322633,"STEELE CREEK-BASALT (01)","AW0-007","AW0",211.79]
[6001024021,"HILLCREST-MICKLEHAM (01)","AW0-009","AW0",211.8]
[6001158386,"QUINN-NOGA (01)","AW0-007","AW0",211.8]
[6001157352,"ETKA-MARK (03)","AW0-007","AW0",211.81]
[6001159488,"ROSTELLA-NORWOOD (01)","AW0-008","AW0",211.81]
[6001337997,"RYDER-NOLAN (02)","AW0-006","AW0",211.81]
[6001147746,"ETZEL-CLYDESDALE (01)","AW0-006","AW0",211.82]
[6001432487,"CAMERON-MATTHEWS (03)","AW0-006","AW0",211.86]
[6001334500,"NEWMAN-HOTHAM (03)","AW0-007","AW0",211.87]
[6001158749,"ELLEN-RACHELLE (03)","AW0-008","AW0",211.88]
[6001282256,"ETZEL-CLYDESDALE (01)","AW0-006","AW0",211.88]
[6001428219,"QUINN-NOGA (01)","AW0-007","AW0",211.88]
[6001148273,"WEST-KINGSLEY (01)","AW0-007","AW0",211.88]
[6001238668,"HILLSIDE-ROBERTS (02)","AW0-007","AW0",211.89]
[6001491531,"NORTH-THOMAS (01)","AW0-007","AW0",211.9]
[6001147147,"OAK-CONISTON (02)","AW0-007","AW0",211.92]
[6001146765,"CAMERON-MATTHEWS (03)","AW0-006","AW0",211.94]
[6001333177,"ELLEN-RACHELLE (01)","AW0-008","AW0",211.94]
[6001194841,"HILLCREST-MICKLEHAM (01)","AW0-009","AW0",211.94]
[6001332090,"THE CROSSWAY-VISTA (01)","AW0-008","AW0",211.95]
[6001436197,"GREEN-MATTHEWS (01)","AW0-006","AW0",211.97]
[6001158893,"ELLEN-RACHELLE (01)","AW0-008","AW0",211.98]
[6001164113,"HOTHAM-RYDER NO. 2 (03)","AW0-006","AW0",211.98]
[6001146762,"CAMERON-MATTHEWS (03)","AW0-006","AW0",211.99]
[6001147606,"HILLSIDE-ROBERTS (02)","AW0-007","AW0",211.99]
[6001148678,"SEXTON-PARER (01)","AW0-006","AW0",211.99]
[6001478496,"NEWMAN-HOTHAM (02)","AW0-007","AW0",212]
[6001478497,"NEWMAN-HOTHAM (02)","AW0-007","AW0",212]
[6001478640,"DALKEITH-GORDON (02)","AW0-009","AW0",212.01]
[6001280877,"QUINN-CLARKS (01)","AW0-007","AW0",212.01]
[6001198063,"ARCADE-PROSPECT (02)","AW0-008","AW0",212.03]
[6001159047,"ELLEN-RACHELLE (02)","AW0-008","AW0",212.03]
[6001158661,"RACHELLE-DINAH (02)","AW0-006","AW0",212.03]
[6001147580,"KINGSLEY-ROBERTS (01)","AW0-007","AW0",212.05]
[6001258050,"ETZEL-CLYDESDALE (01)","AW0-006","AW0",212.06]
[6001194843,"HILLCREST-MICKLEHAM (01)","AW0-009","AW0",212.11]
[6001251577,"KENNY-COGHILL (01)","AW0-009","AW0",212.11]
[6001475092,"DALKEITH-GORDON (02)","AW0-009","AW0",212.12]
[6001198068,"ARCADE-PROSPECT (02)","AW0-008","AW0",212.13]
[6001197170,"COLLEGE-BREES (04)","AW0-008","AW0",212.13]
[6001147583,"KINGSLEY-ROBERTS (01)","AW0-007","AW0",212.13]
[6001157070,"WUNNAMURRA-WONGANELA (01)","AW0-008","AW0",212.13]
[6001159701,"THE CROSSWAY-VISTA (01)","AW0-008","AW0",212.14]
[6001157062,"WOORITE-MILLEARA (01)","AW0-008","AW0",212.15]
[6001197184,"COLLEGE-BREES (03)","AW0-008","AW0",212.16]
[6001148673,"SEXTON-PARER (01)","AW0-006","AW0",212.17]
[6001243447,"WOORITE-MILLEARA (02)","AW0-008","AW0",212.19]
[6001485346,"GREEN-MATTHEWS (01)","AW0-006","AW0",212.2]
[6001164107,"HOTHAM-RYDER NO. 2 (03)","AW0-006","AW0",212.2]
[6001240166,"ROSTELLA-NORWOOD (01)","AW0-008","AW0",212.22]
[6001475095,"DALKEITH-GORDON (02)","AW0-009","AW0",212.23]
[6001489689,"NEWMAN-HOTHAM (03)","AW0-007","AW0",212.23]
[6001246908,"COHEN-GROVES (01)","AW0-008","AW0",212.25]
[6001321827,"ETZEL-CLYDESDALE (01)","AW0-006","AW0",212.26]
[6001157064,"WUNNAMURRA-WONGANELA (01)","AW0-008","AW0",212.26]
[6001008358,"HOTHAM-RYDER NO. 2 (03)","AW0-006","AW0",212.27]
[6001198066,"ARCADE-PROSPECT (02)","AW0-008","AW0",212.29]
[6001158440,"DAVID-RACHELLE (03)","AW0-007","AW0",212.3]
[6001263332,"CUDGEWA-BORVA (01)","AW0-008","AW0",212.31]
[6001157576,"WOORITE-MILLEARA (02)","AW0-008","AW0",212.32]
[6001157066,"WOORITE-MILLEARA (01)","AW0-008","AW0",212.32]
[6001164114,"HOTHAM-RYDER NO. 2 (03)","AW0-006","AW0",212.33]
[6001233908,"FULLARTON-WALTERS (01)","AW0-006","AW0",212.34]
[6001159491,"ROSTELLA-NORWOOD (01)","AW0-008","AW0",212.35]
[6001327673,"NEWMAN-HOTHAM (03)","AW0-007","AW0",212.36]
[6001197171,"COLLEGE-BREES (04)","AW0-008","AW0",212.38]
[6001341341,"NORTH-THOMAS (02)","AW0-007","AW0",212.39]
[6001148676,"SEXTON-PARER (01)","AW0-006","AW0",212.39]
[6001291593,"CAMERON-MATTHEWS (03)","AW0-006","AW0",212.42]
[6001146838,"FULLARTON-WALTERS (01)","AW0-006","AW0",212.44]
[6001159483,"ROSTELLA-NORWOOD (01)","AW0-008","AW0",212.44]
[6001125688,"COLLEGE-BREES (03)","AW0-008","AW0",212.46]
[6001148063,"ETZEL-CLYDESDALE (01)","AW0-006","AW0",212.47]
[6001163932,"NEWMAN-HOTHAM (03)","AW0-007","AW0",212.47]
[6001148250,"WEST-KINGSLEY (01)","AW0-007","AW0",212.48]
[6001017362,"OAK-CONISTON (02)","AW0-007","AW0",212.49]
[6001147608,"HILLSIDE-ROBERTS (02)","AW0-007","AW0",212.51]
[6001396630,"COLLEGE-BREES (03)","AW0-008","AW0",212.52]
[6001237408,"HALL-BURBANK (02)","AW0-002","AW0",212.54]
[6001419189,"RYDER-NOLAN (02)","AW0-006","AW0",212.54]
[6001147817,"HAWKER-MCNAMARA (02)","AW0-001","AW0",212.56]
[6001157992,"NEAL-DINAH (01)","AW0-008","AW0",212.56]
[6001163849,"THE AVENUE-KEILOR (02)","AW0-007","AW0",212.56]
[6001194404,"GREENACRE-AYLESBURY (02)","AW0-002","AW0",212.57]
[6001125017,"MCPHERSON-QUINN (03)","AW0-008","AW0",212.57]
[6001453030,"NEAL-DINAH (01)","AW0-008","AW0",212.57]
[6001159495,"ROSTELLA-NORWOOD (01)","AW0-008","AW0",212.57]
[6001148674,"SEXTON-PARER (01)","AW0-006","AW0",212.58]
[6001339859,"CAMERON-MATTHEWS (03)","AW0-006","AW0",212.59]
[6001433566,"DALKEITH-GORDON (02)","AW0-009","AW0",212.6]
[6001337246,"STEELE CREEK-BASALT (01)","AW0-007","AW0",212.62]
[6001148141,"BEDFORD-PARER (01)","AW0-007","AW0",212.64]
[6001158585,"ROSEHILL-TALBOT (01)","AW0-006","AW0",212.64]
[6001157080,"WUNNAMURRA-WONGANELA (01)","AW0-008","AW0",212.65]
[6001282584,"GREEN-MATTHEWS (01)","AW0-006","AW0",212.68]
[6001216711,"HOTHAM-RYDER NO. 2 (03)","AW0-006","AW0",212.68]
[6001228894,"HOTHAM-RYDER NO. 2 (03)","AW0-006","AW0",212.69]
[6001256236,"NEWMAN-HOTHAM (03)","AW0-007","AW0",212.7]
[6001148687,"SEXTON-PARER (01)","AW0-006","AW0",212.7]
[6001198029,"ARCADE-PROSPECT (02)","AW0-008","AW0",212.71]
[6001158899,"ELLEN-RACHELLE (03)","AW0-008","AW0",212.71]
[6001013266,"ELLEN-RACHELLE (03)","AW0-008","AW0",212.73]
[6001295695,"HOTHAM-RYDER NO. 2 (03)","AW0-006","AW0",212.73]
[6001147600,"HILLSIDE-ROBERTS (02)","AW0-007","AW0",212.74]
[6001305424,"NEWMAN-HOTHAM (03)","AW0-007","AW0",212.75]
[6001148828,"SEXTON-HALSEY (03)","AW0-006","AW0",212.77]
[6001300717,"NEWMAN-HOTHAM (01)","AW0-007","AW0",212.78]
[6001261226,"KENNY-COGHILL (01)","AW0-009","AW0",212.8]
[6001446498,"NEWMAN-HOTHAM (03)","AW0-007","AW0",212.8]
[6001339193,"CAMERON-MATTHEWS (03)","AW0-006","AW0",212.81]
[6001226626,"COLLEGE-BREES (03)","AW0-008","AW0",212.81]
[6001194845,"HILLCREST-MICKLEHAM (01)","AW0-009","AW0",212.81]
[6001344544,"BEDFORD-PARER (01)","AW0-007","AW0",212.82]
[6001146846,"FULLARTON-WALTERS (01)","AW0-006","AW0",212.82]
[6001194401,"GREENACRE-AYLESBURY (02)","AW0-002","AW0",212.82]
[6001223313,"COLLEGE-BREES (03)","AW0-008","AW0",212.85]
[6001163857,"THE AVENUE-KEILOR (02)","AW0-007","AW0",212.86]
[6001125688,"COLLEGE-BREES (03)","AW0-008","AW0",212.92]
[6001157583,"CUDGEWA-BORVA (01)","AW0-008","AW0",212.93]
[6001147817,"HAWKER-MCNAMARA (02)","AW0-001","AW0",212.94]
[6001183698,"HOTHAM-RYDER NO. 2 (03)","AW0-006","AW0",212.94]
[6001157167,"QUINN-CLARKS (02)","AW0-007","AW0",212.94]
[6001154331,"LOCKHEED-BOEING (02)","AW0-012","AW0",212.96]
[6001197893,"THE CROSSWAY-PARK (01)","AW0-008","AW0",212.96]
[6001394678,"HOTHAM-RYDER NO. 2 (03)","AW0-006","AW0",212.97]
[6001213854,"MCPHERSON-QUINN (03)","AW0-008","AW0",212.99]
[6001231624,"CUDGEWA-BORVA (01)","AW0-008","AW0",213]
[6001148059,"ETZEL-CLYDESDALE (01)","AW0-006","AW0",213]
[6001257880,"WEST-KINGSLEY (02)","AW0-007","AW0",213]
[6001337879,"COLLEGE-BREES (03)","AW0-008","AW0",213.02]
[6001289218,"HOTHAM-RYDER NO. 2 (03)","AW0-006","AW0",213.02]
[6001470042,"FULLARTON-WALTERS (01)","AW0-006","AW0",213.03]
[6001320164,"MCPHERSON-QUINN (03)","AW0-008","AW0",213.05]
[6001157180,"QUINN-CLARKS (02)","AW0-007","AW0",213.05]
[6001294901,"CUDGEWA-BORVA (01)","AW0-008","AW0",213.07]
[6001147604,"HILLSIDE-ROBERTS (02)","AW0-007","AW0",213.09]
[6001265982,"NEWMAN-HOTHAM (01)","AW0-007","AW0",213.1]
[6001410341,"THE CROSSWAY-PARK (01)","AW0-008","AW0",213.1]
[6001198032,"ARCADE-PROSPECT (02)","AW0-008","AW0",213.11]
[6001329494,"PAMELA-HERBERT (02)","AW0-006","AW0",213.11]
[6001157184,"QUINN-CLARKS (02)","AW0-007","AW0",213.12]
[6001163933,"NEWMAN-HOTHAM (03)","AW0-007","AW0",213.13]
[6001148566,"NORTH-THOMAS (02)","AW0-007","AW0",213.13]
[6001013413,"QUINN-NOGA (01)","AW0-007","AW0",213.14]
[6001157624,"CUDGEWA-BORVA (01)","AW0-008","AW0",213.16]
[6001157587,"CUDGEWA-BORVA (01)","AW0-008","AW0",213.17]
[6001158663,"RACHELLE-DINAH (02)","AW0-006","AW0",213.18]
[6001146755,"CAMERON-MATTHEWS (03)","AW0-006","AW0",213.19]
[6001223312,"COLLEGE-BREES (03)","AW0-008","AW0",213.19]
[6001148578,"NORTH-THOMAS (02)","AW0-007","AW0",213.2]
[6001341343,"WEST-KINGSLEY (02)","AW0-007","AW0",213.2]
[6001148359,"HILBERT-HARRINGTON (01)","AW0-008","AW0",213.23]
[6001199401,"ROBERTS-MCNAMARA (01)","AW0-006","AW0",213.23]
[6001309940,"ETZEL-CLYDESDALE (01)","AW0-006","AW0",213.27]
[6001346605,"NEWMAN-HOTHAM (03)","AW0-007","AW0",213.27]
[6001403461,"ETZEL-CLYDESDALE (01)","AW0-006","AW0",213.28]
[6001197183,"COLLEGE-BREES (03)","AW0-008","AW0",213.29]
[6001251074,"NEAL-DINAH (01)","AW0-008","AW0",213.3]
[6001482060,"ROSTELLA-NORWOOD (01)","AW0-008","AW0",213.3]
[6001158586,"ROSEHILL-TALBOT (01)","AW0-006","AW0",213.34]
[6001194403,"GREENACRE-AYLESBURY (02)","AW0-002","AW0",213.35]
[6001146841,"FULLARTON-WALTERS (01)","AW0-006","AW0",213.36]
[6001312919,"FULLARTON-WALTERS (01)","AW0-006","AW0",213.36]
[6001435156,"KINGSLEY-ROBERTS (01)","AW0-007","AW0",213.4]
[6001163947,"NEWMAN-HOTHAM (03)","AW0-007","AW0",213.42]
[6001157084,"WUNNAMURRA-WONGANELA (01)","AW0-008","AW0",213.42]
[6001305851,"FULLARTON-WALTERS (01)","AW0-006","AW0",213.43]
[6001194848,"HILLCREST-MICKLEHAM (01)","AW0-009","AW0",213.45]
[6001159412,"ROSTELLA-NORWOOD (01)","AW0-008","AW0",213.46]
[6001324196,"VALLEY LAKE-STEELE CREEK (01)","AW0-007","AW0",213.47]
[6001147513,"HILBERT-ROBERTS (02)","AW0-008","AW0",213.48]
[6001159174,"MCPHERSON-QUINN (03)","AW0-008","AW0",213.48]
[6001241013,"JUDITH-BREES (02)","AW0-006","AW0",213.5]
[6001509103,"NEWMAN-HOTHAM (03)","AW0-007","AW0",213.5]
[6001158048,"QUINN-CLARKS (02)","AW0-007","AW0",213.5]
[6001157456,"MOYANGUL-GUNGARLAN (03)","AW0-008","AW0",213.51]
[6001148680,"SEXTON-PARER (01)","AW0-006","AW0",213.51]
[6001148143,"BEDFORD-PARER (01)","AW0-007","AW0",213.53]
[6001194847,"HILLCREST-MICKLEHAM (01)","AW0-009","AW0",213.54]
[6001197101,"VIEWBANK-BREES (01)","AW0-006","AW0",213.55]
[6001159043,"ELLEN-RACHELLE (02)","AW0-008","AW0",213.56]
[6001197182,"COLLEGE-BREES (03)","AW0-008","AW0",213.58]
[6001402277,"STEELE CREEK-BASALT (01)","AW0-007","AW0",213.58]
[6001227339,"THE AVENUE-KEILOR (02)","AW0-007","AW0",213.58]
[6001241723,"WOORITE-MILLEARA (02)","AW0-008","AW0",213.58]
[6001344183,"NEWMAN-HOTHAM (01)","AW0-007","AW0",213.59]
[6001197180,"COLLEGE-BREES (03)","AW0-008","AW0",213.6]
[6001226898,"ROSEHILL-ROSE (02)","AW0-006","AW0",213.6]
[6001221721,"COLLEGE-BREES (03)","AW0-008","AW0",213.62]
[6001211013,"ETZEL-CLYDESDALE (01)","AW0-006","AW0",213.62]
[6001344619,"WUNNAMURRA-WONGANELA (01)","AW0-008","AW0",213.64]
[6001224838,"HILLCREST-MICKLEHAM (01)","AW0-009","AW0",213.65]
[6001393874,"QUINN-CLARKS (02)","AW0-007","AW0",213.65]
[6001158487,"QUINN-NOGA (01)","AW0-007","AW0",213.65]
[6001446179,"CUDGEWA-BORVA (01)","AW0-008","AW0",213.66]
[6001311338,"ELLEN-RACHELLE (03)","AW0-008","AW0",213.66]
[6001147341,"MCNAMARA-ROBERTS (02)","AW0-006","AW0",213.68]
[6001306278,"HILLCREST-MICKLEHAM (01)","AW0-009","AW0",213.71]
[6001148240,"WEST-KINGSLEY (01)","AW0-007","AW0",213.72]
[6001154253,"CLAYTON-MASCOMA (01)","AW0-012","AW0",213.75]
[6001154264,"CLAYTON-MASCOMA (01)","AW0-012","AW0",213.75]
[6001159971,"COHEN-GROVES (01)","AW0-008","AW0",213.76]
[6001159497,"ROSTELLA-NORWOOD (01)","AW0-008","AW0",213.77]
[6001147630,"HILLSIDE-ROBERTS (01)","AW0-007","AW0",213.78]
[6001154257,"CLAYTON-MASCOMA (01)","AW0-012","AW0",213.79]
[6001410343,"QUINN-CLARKS (02)","AW0-007","AW0",213.81]
[6001163847,"THE AVENUE-KEILOR (02)","AW0-007","AW0",213.81]
[6001217733,"THE CROSSWAY-VISTA (03)","AW0-008","AW0",213.81]
[6001197784,"ARCADE-PROSPECT (02)","AW0-008","AW0",213.82]
[6001424051,"ELLEN-RACHELLE (02)","AW0-008","AW0",213.82]
[6001158578,"ROSEHILL-TALBOT (01)","AW0-006","AW0",213.84]
[6001197105,"JUDITH-BREES (01)","AW0-006","AW0",213.85]
[6001159440,"ROSTELLA-NORWOOD (01)","AW0-008","AW0",213.86]
[6001148831,"SEXTON-HALSEY (03)","AW0-006","AW0",213.86]
[6001158575,"ROSEHILL-TALBOT (01)","AW0-006","AW0",213.87]
[6001148099,"WEST-KINGSLEY (02)","AW0-007","AW0",213.87]
[6001157083,"WUNNAMURRA-WONGANELA (01)","AW0-008","AW0",213.87]
[6001147358,"HIGHRIDGE-ROBERTS (03)","AW0-006","AW0",213.89]
[6001210996,"ROSTELLA-NORWOOD (01)","AW0-008","AW0",213.89]
[6001210992,"ROSTELLA-NORWOOD (01)","AW0-008","AW0",213.89]
[6001159402,"ROSTELLA-NORWOOD (01)","AW0-008","AW0",213.91]
[6001190901,"BRAMCOTE-FORMAN (02)","AW0-009","AW0",213.92]
[6001158323,"PAMELA-HERBERT (02)","AW0-006","AW0",213.93]
[6001158582,"ROSEHILL-TALBOT (01)","AW0-006","AW0",213.93]
[6001198004,"ARCADE-PROSPECT (02)","AW0-008","AW0",213.94]
[6001158863,"HEATHER-DINAH (01)","AW0-006","AW0",213.94]
[6001441387,"NEAL-DINAH (01)","AW0-008","AW0",213.95]
[6001311085,"NEWMAN-HOTHAM (03)","AW0-007","AW0",213.95]
[6001340400,"HILLCREST-MICKLEHAM (01)","AW0-009","AW0",213.96]
[6001338131,"HILLCREST-MICKLEHAM (01)","AW0-009","AW0",213.97]
[6001148344,"HILBERT-HARRINGTON (01)","AW0-008","AW0",213.98]
[6001491940,"CUDGEWA-BORVA (01)","AW0-008","AW0",214]
[6001197888,"THE CROSSWAY-PARK (01)","AW0-008","AW0",214.01]
[6001210989,"ROSTELLA-NORWOOD (01)","AW0-008","AW0",214.02]
[6001148690,"SEXTON-PARER (01)","AW0-006","AW0",214.04]
[6001157546,"WOORITE-MILLEARA (02)","AW0-008","AW0",214.04]
[6001271374,"COHEN-GROVES (01)","AW0-008","AW0",214.06]
[6001157991,"NEAL-DINAH (01)","AW0-008","AW0",214.06]
[6001146773,"CAMERON-MATTHEWS (03)","AW0-006","AW0",214.07]
[6001022686,"CUDGEWA-BORVA (01)","AW0-008","AW0",214.08]
[6001197145,"JUDITH-BREES (01)","AW0-006","AW0",214.08]
[6001347266,"FULLARTON-WALTERS (01)","AW0-006","AW0",214.1]
[6001158335,"PAMELA-HERBERT (02)","AW0-006","AW0",214.11]
[6001401140,"ROSEHILL-TALBOT (01)","AW0-006","AW0",214.11]
[6001194993,"HALL-BURBANK (02)","AW0-002","AW0",214.13]
[6001158041,"QUINN-CLARKS (02)","AW0-007","AW0",214.13]
[6001157492,"CUDGEWA-BORVA (01)","AW0-008","AW0",214.14]
[6001305113,"MCPHERSON-QUINN (03)","AW0-008","AW0",214.14]
[6001492598,"HILLSIDE-ROBERTS (02)","AW0-007","AW0",214.17]
[6001158634,"JUDITH-BREES (02)","AW0-006","AW0",214.17]
[6001163815,"NEWMAN-HOTHAM (03)","AW0-007","AW0",214.17]
[6001399587,"QUINN-NOGA (02)","AW0-007","AW0",214.18]
[6001345168,"WOORITE-MILLEARA (02)","AW0-008","AW0",214.19]
[6001147582,"KINGSLEY-ROBERTS (01)","AW0-007","AW0",214.2]
[6001506533,"OAK-CONISTON (01)","AW0-007","AW0",214.2]
[6001388334,"STEELE CREEK-BASALT (01)","AW0-007","AW0",214.2]
[6001291133,"ETZEL-CLYDESDALE (01)","AW0-006","AW0",214.21]
[6001147722,"ROBERTS-MCNAMARA (01)","AW0-006","AW0",214.21]
[6001230260,"ROSEHILL-ROSE (02)","AW0-006","AW0",214.22]
[6001466207,"ELLEN-RACHELLE (01)","AW0-008","AW0",214.24]
[6001156383,"KITTYHAWK-MOORNA (02)","AW0-008","AW0",214.24]
[6001163855,"THE AVENUE-KEILOR (02)","AW0-007","AW0",214.25]
[6001157585,"CUDGEWA-BORVA (01)","AW0-008","AW0",214.27]
[6001195659,"HALL-BURBANK (02)","AW0-002","AW0",214.28]
[6001210987,"ROSTELLA-NORWOOD (01)","AW0-008","AW0",214.28]
[6001452965,"HOTHAM-RYDER NO. 2 (03)","AW0-006","AW0",214.29]
[6001442090,"WEST-KINGSLEY (01)","AW0-007","AW0",214.29]
[6001194989,"HALL-BURBANK (02)","AW0-002","AW0",214.3]
[6001154254,"CLAYTON-MASCOMA (01)","AW0-012","AW0",214.31]
[6001194988,"HALL-BURBANK (02)","AW0-002","AW0",214.33]
[6001163812,"NEWMAN-HOTHAM (03)","AW0-007","AW0",214.33]
[6001296539,"ADELAIDE-LANARK (04)","AW0-012","AW0",214.35]
[6001163793,"HOTHAM-RYDER NO. 2 (03)","AW0-006","AW0",214.36]
[6001467190,"MCPHERSON-QUINN (03)","AW0-008","AW0",214.38]
[6001018071,"VIEWBANK-BREES (01)","AW0-006","AW0",214.38]
[6001158757,"ELLEN-RACHELLE (01)","AW0-008","AW0",214.39]
[6001122859,"ELLEN-RACHELLE (01)","AW0-008","AW0",214.4]
[6001158864,"HEATHER-DINAH (01)","AW0-006","AW0",214.4]
[6001506532,"OAK-CONISTON (01)","AW0-007","AW0",214.4]
[6001158308,"PAMELA-HERBERT (02)","AW0-006","AW0",214.41]
[6001147578,"KINGSLEY-ROBERTS (01)","AW0-007","AW0",214.42]
[6001240225,"THE CROSSWAY-PARK (01)","AW0-008","AW0",214.42]
[6001197111,"JUDITH-BREES (01)","AW0-006","AW0",214.45]
[6001319079,"QUINN-NOGA (02)","AW0-007","AW0",214.45]
[6001194987,"HALL-BURBANK (02)","AW0-002","AW0",214.46]
[6001158580,"ROSEHILL-TALBOT (01)","AW0-006","AW0",214.47]
[6001044157,"SEXTON-PARER (03)","AW0-006","AW0",214.47]
[6001283258,"WEST-KINGSLEY (02)","AW0-007","AW0",214.47]
[6001463778,"NEWMAN-HOTHAM (03)","AW0-007","AW0",214.48]
[6001158063,"QUINN-NOGA (01)","AW0-007","AW0",214.48]
[6001214979,"CLAYTON-MASCOMA (01)","AW0-012","AW0",214.52]
[6001459566,"ELLEN-RACHELLE (01)","AW0-008","AW0",214.52]
[6001159172,"MCPHERSON-QUINN (03)","AW0-008","AW0",214.52]
[6001274370,"THE AVENUE-KEILOR (02)","AW0-007","AW0",214.52]
[6001336643,"VALLEY LAKE-STEELE CREEK (01)","AW0-007","AW0",214.52]
[6001159695,"THE CROSSWAY-VISTA (01)","AW0-008","AW0",214.53]
[6001230473,"WARATAH-CAROL (02)","AW0-009","AW0",214.53]
[6001197172,"COLLEGE-BREES (04)","AW0-008","AW0",214.54]
[6001147599,"ETZEL-CLYDESDALE (01)","AW0-006","AW0",214.54]
[6001159456,"ROSTELLA-NORWOOD (01)","AW0-008","AW0",214.56]
[6001195067,"GREENACRE-AYLESBURY (02)","AW0-002","AW0",214.57]
[6001470749,"ROSEHILL-TALBOT (01)","AW0-006","AW0",214.57]
[6001298789,"FULLARTON-WALTERS (01)","AW0-006","AW0",214.59]
[6001158636,"JUDITH-BREES (02)","AW0-006","AW0",214.59]
[6001422747,"WUNNAMURRA-WONGANELA (01)","AW0-008","AW0",214.59]
[6001148342,"HILBERT-HARRINGTON (01)","AW0-008","AW0",214.6]
[6001430045,"HILLCREST-MICKLEHAM (01)","AW0-009","AW0",214.6]
[6001157169,"QUINN-CLARKS (02)","AW0-007","AW0",214.6]
[6001159968,"COHEN-GROVES (01)","AW0-008","AW0",214.61]
[6001341780,"THE AVENUE-KEILOR (02)","AW0-007","AW0",214.61]
[6001211886,"ROSTELLA-NORWOOD (01)","AW0-008","AW0",214.62]
[6001147750,"ETZEL-CLYDESDALE (01)","AW0-006","AW0",214.63]
[6001148357,"HILBERT-HARRINGTON (01)","AW0-008","AW0",214.63]
[6001190899,"BRAMCOTE-FORMAN (02)","AW0-009","AW0",214.64]
[6001010776,"MELROSE-CATHERINE (01)","AW0-004","AW0",214.64]
[6001325036,"QUINN-CLARKS (02)","AW0-007","AW0",214.64]
[6001413088,"QUINN-CLARKS (02)","AW0-007","AW0",214.66]
[6001476757,"WOORITE-MILLEARA (01)","AW0-008","AW0",214.66]
[6001470041,"FULLARTON-WALTERS (01)","AW0-006","AW0",214.67]
[6001149918,"MAY-DAWSON (02)","AW0-004","AW0",214.68]
[6001193698,"CATALINA-GARDEN 2 (02)","AW0-014","AW0",214.69]
[6001157359,"ETKA-MARK (03)","AW0-007","AW0",214.69]
[6001147709,"HILLSIDE-ROBERTS (02)","AW0-007","AW0",214.7]
[6001216348,"WARATAH-CAROL (02)","AW0-009","AW0",214.7]
[6001291967,"MCPHERSON-QUINN (03)","AW0-008","AW0",214.71]
[6001422974,"SEXTON-PARER (01)","AW0-006","AW0",214.71]
[6001157579,"CUDGEWA-BORVA (01)","AW0-008","AW0",214.72]
[6001146840,"FULLARTON-WALTERS (01)","AW0-006","AW0",214.74]
[6001457475,"HOTHAM-RYDER NO. 2 (03)","AW0-006","AW0",214.74]
[6001147660,"KINGSLEY-ROBERTS (01)","AW0-007","AW0",214.74]
[6001154192,"LOCKHEED-BOEING (02)","AW0-012","AW0",214.74]
[6001159447,"ROSTELLA-NORWOOD (01)","AW0-008","AW0",214.75]
[6001467807,"ETZEL-CLYDESDALE (01)","AW0-006","AW0",214.76]
[6001158187,"PAMELA-HERBERT (01)","AW0-006","AW0",214.78]
[6001240045,"ROSTELLA-NORWOOD (01)","AW0-008","AW0",214.78]
[6001198160,"ARCADE-PROSPECT (02)","AW0-008","AW0",214.8]
[6001148537,"PARER-COPE (01)","AW0-006","AW0",214.8]
[6001018417,"SEXTON-HALSEY (03)","AW0-006","AW0",214.8]
[6001190902,"BRAMCOTE-FORMAN (02)","AW0-009","AW0",214.81]
[6001008539,"SEXTON-HALSEY (03)","AW0-006","AW0",214.81]
[6001159927,"THE CROSSWAY-VISTA (03)","AW0-008","AW0",214.81]
[6001157358,"ETKA-MARK (03)","AW0-007","AW0",214.82]
[6001342508,"STEELE CREEK-BASALT (01)","AW0-007","AW0",214.82]
[6001249378,"ROSTELLA-NORWOOD (01)","AW0-008","AW0",214.83]
[6001425519,"ELLEN-RACHELLE (02)","AW0-008","AW0",214.84]
[6001157168,"QUINN-CLARKS (02)","AW0-007","AW0",214.84]
[6001348191,"RYDER-NOLAN (02)","AW0-006","AW0",214.84]
[6001159449,"ROSTELLA-NORWOOD (01)","AW0-008","AW0",214.85]
[6001157092,"WUNNAMURRA-WONGANELA (01)","AW0-008","AW0",214.85]
[6001234270,"VIEWBANK-BREES (01)","AW0-006","AW0",214.86]
[6001154258,"CLAYTON-MASCOMA (01)","AW0-012","AW0",214.87]
[6001208931,"ETZEL-CLYDESDALE (01)","AW0-006","AW0",214.88]
[6001154339,"LOCKHEED-BOEING (02)","AW0-012","AW0",214.88]
[6001330516,"CUDGEWA-BORVA (01)","AW0-008","AW0",214.89]
[6001447175,"HOTHAM-RYDER NO. 2 (03)","AW0-006","AW0",214.9]
[6001275334,"WOORITE-MILLEARA (01)","AW0-008","AW0",214.9]
[6001260164,"COPE-MOORE (02)","AW0-001","AW0",214.91]
[6001150083,"MELROSE-CATHERINE (01)","AW0-004","AW0",214.91]
[6001013745,"PAMELA-HERBERT (01)","AW0-006","AW0",214.91]
[6001198162,"ARCADE-PROSPECT (02)","AW0-008","AW0",214.92]
[6001190908,"BRAMCOTE-FORMAN (02)","AW0-009","AW0",214.92]
[6001154266,"CLAYTON-MASCOMA (01)","AW0-012","AW0",214.92]
[6001291315,"NEWMAN-HOTHAM (01)","AW0-007","AW0",214.93]
[6001339466,"STEELE CREEK-BASALT (01)","AW0-007","AW0",214.93]
[6001235054,"CLAYTON-MASCOMA (01)","AW0-012","AW0",214.96]
[6001419449,"NEWMAN-HOTHAM (03)","AW0-007","AW0",214.97]
[6001148246,"WEST-KINGSLEY (01)","AW0-007","AW0",214.97]
[6001148833,"SEXTON-HALSEY (03)","AW0-006","AW0",214.98]
[6001157595,"WOORITE-MILLEARA (02)","AW0-008","AW0",214.99]
[6001157621,"CUDGEWA-BORVA (01)","AW0-008","AW0",215]
[6001158378,"QUINN-NOGA (01)","AW0-007","AW0",215]
[6001490649,"WUNNAMURRA-WONGANELA (01)","AW0-008","AW0",215]
[6001154107,"FOKKER-VICKERS (01)","AW0-012","AW0",215.02]
[6001147542,"HILBERT-HARRINGTON (01)","AW0-008","AW0",215.02]
[6001021804,"RACHELLE-DINAH (02)","AW0-006","AW0",215.03]
[6001313372,"VALLEY LAKE-STEELE CREEK (01)","AW0-007","AW0",215.03]
[6001415487,"WEST-KINGSLEY (02)","AW0-007","AW0",215.03]
[6001235720,"QUINN-CLARKS (02)","AW0-007","AW0",215.04]
[6001434185,"QUINN-CLARKS (02)","AW0-007","AW0",215.04]
[6001267747,"FULLARTON-WALTERS (01)","AW0-006","AW0",215.05]
[6001478148,"KINGSLEY-ROBERTS (01)","AW0-007","AW0",215.05]
[6001157733,"WUNNAMURRA-WONGANELA (02)","AW0-008","AW0",215.07]
[6001164062,"HOTHAM-RYDER NO. 2 (03)","AW0-006","AW0",215.08]
[6001163943,"NEWMAN-HOTHAM (03)","AW0-007","AW0",215.08]
[6001159435,"ROSTELLA-NORWOOD (01)","AW0-008","AW0",215.09]
[6001158488,"QUINN-NOGA (01)","AW0-007","AW0",215.1]
[6001197788,"ARCADE-PROSPECT (02)","AW0-008","AW0",215.11]
[6001158312,"PAMELA-HERBERT (02)","AW0-006","AW0",215.11]
[6001158890,"HEATHER-DINAH (01)","AW0-006","AW0",215.13]
[6001305513,"THE AVENUE-KEILOR (02)","AW0-007","AW0",215.14]
[6001156378,"KITTYHAWK-MOORNA (02)","AW0-008","AW0",215.15]
[6001244829,"ROSTELLA-NORWOOD (01)","AW0-008","AW0",215.15]
[6001159454,"ROSTELLA-NORWOOD (01)","AW0-008","AW0",215.15]
[6001335993,"RYDER-NOLAN (02)","AW0-006","AW0",215.15]
[6001341418,"STEELE CREEK-BASALT (01)","AW0-007","AW0",215.15]
[6001324520,"VALLEY LAKE-STEELE CREEK (01)","AW0-007","AW0",215.15]
[6001264079,"ELLEN-RACHELLE (03)","AW0-008","AW0",215.16]
[6001194952,"HALL-BURBANK (02)","AW0-002","AW0",215.16]
[6001164062,"HOTHAM-RYDER NO. 2 (03)","AW0-006","AW0",215.16]
[6001230470,"WARATAH-CAROL (02)","AW0-009","AW0",215.16]
[6001148314,"HILBERT-HARRINGTON (01)","AW0-008","AW0",215.17]
[6001491044,"DAVID-RACHELLE (01)","AW0-007","AW0",215.18]
[6001333571,"FULLARTON-WALTERS (01)","AW0-006","AW0",215.18]
[6001147515,"HILBERT-ROBERTS (02)","AW0-008","AW0",215.18]
[6001244152,"JUDITH-BREES (01)","AW0-006","AW0",215.18]
[6001428641,"WARATAH-CAROL (02)","AW0-009","AW0",215.18]
[6001414262,"WARATAH-CAROL (02)","AW0-009","AW0",215.18]
[6001197157,"DAVID-RACHELLE (02)","AW0-007","AW0",215.19]
[6001158179,"PAMELA-HERBERT (01)","AW0-006","AW0",215.19]
[6001157162,"QUINN-CLARKS (02)","AW0-007","AW0",215.19]
[6001514264,"KINGSLEY-ROBERTS (01)","AW0-007","AW0",215.2]
[6001421317,"WEST-KINGSLEY (02)","AW0-007","AW0",215.2]
[6001148110,"WEST-KINGSLEY (02)","AW0-007","AW0",215.2]
[6001154256,"CLAYTON-MASCOMA (01)","AW0-012","AW0",215.21]
[6001260131,"HOTHAM-RYDER NO. 2 (03)","AW0-006","AW0",215.21]
[6001164061,"HOTHAM-RYDER NO. 2 (03)","AW0-006","AW0",215.23]
[6001157732,"WUNNAMURRA-WONGANELA (02)","AW0-008","AW0",215.23]
[6001157581,"CUDGEWA-BORVA (01)","AW0-008","AW0",215.24]
[6001301292,"WEST-KINGSLEY (01)","AW0-007","AW0",215.24]
[6001459566,"ELLEN-RACHELLE (01)","AW0-008","AW0",215.26]
[6001148107,"WEST-KINGSLEY (02)","AW0-007","AW0",215.26]
[6001198008,"ARCADE-PROSPECT (02)","AW0-008","AW0",215.27]
[6001149919,"MAY-DAWSON (02)","AW0-004","AW0",215.27]
[6001435154,"WOORITE-MILLEARA (02)","AW0-008","AW0",215.27]
[6001245186,"HOTHAM-RYDER NO. 2 (03)","AW0-006","AW0",215.28]
[6001159688,"THE CROSSWAY-VISTA (01)","AW0-008","AW0",215.28]
[6001197993,"ARCADE-PROSPECT (02)","AW0-008","AW0",215.29]
[6001147417,"HIGHRIDGE-ROBERTS (03)","AW0-006","AW0",215.3]
[6001388984,"SEXTON-HALSEY (03)","AW0-006","AW0",215.3]
[6001412469,"FOKKER-VICKERS (01)","AW0-012","AW0",215.31]
[6001158889,"ELLEN-RACHELLE (01)","AW0-008","AW0",215.32]
[6001147359,"HIGHRIDGE-ROBERTS (03)","AW0-006","AW0",215.32]
[6001157086,"WUNNAMURRA-WONGANELA (01)","AW0-008","AW0",215.32]
[6001333178,"HEATHER-DINAH (01)","AW0-006","AW0",215.33]
[6001317200,"THE CROSSWAY-VISTA (01)","AW0-008","AW0",215.34]
[6001157619,"CUDGEWA-BORVA (01)","AW0-008","AW0",215.35]
[6001301123,"JUDITH-BREES (01)","AW0-006","AW0",215.35]
[6001154341,"LOCKHEED-BOEING (02)","AW0-012","AW0",215.36]
[6001148675,"SEXTON-PARER (01)","AW0-006","AW0",215.36]
[6001470694,"WUNNAMURRA-WONGANELA (02)","AW0-008","AW0",215.36]
[6001422803,"CUDGEWA-BORVA (01)","AW0-008","AW0",215.37]
[6001328949,"STEELE CREEK-BASALT (01)","AW0-007","AW0",215.37]
[6001158053,"QUINN-CLARKS (02)","AW0-007","AW0",215.39]
[6001197186,"COLLEGE-BREES (03)","AW0-008","AW0",215.4]
[6001147662,"KINGSLEY-ROBERTS (01)","AW0-007","AW0",215.4]
[6001147573,"KINGSLEY-ROBERTS (01)","AW0-007","AW0",215.4]
[6001412438,"MCNAMARA-PETERS (01)","AW0-007","AW0",215.4]
[6001190895,"BRAMCOTE-FORMAN (02)","AW0-009","AW0",215.41]
[6001195066,"GREENACRE-AYLESBURY (02)","AW0-002","AW0",215.41]
[6001158629,"JUDITH-BREES (02)","AW0-006","AW0",215.41]
[6001147574,"KINGSLEY-ROBERTS (01)","AW0-007","AW0",215.41]
[6001150079,"MELROSE-CATHERINE (01)","AW0-004","AW0",215.42]
[6001158889,"ELLEN-RACHELLE (01)","AW0-008","AW0",215.43]
[6001158191,"PAMELA-HERBERT (01)","AW0-006","AW0",215.43]
[6001197125,"JUDITH-BREES (01)","AW0-006","AW0",215.44]
[6001197902,"THE CROSSWAY-PARK (01)","AW0-008","AW0",215.45]
[6001158314,"PAMELA-HERBERT (02)","AW0-006","AW0",215.46]
[6001015905,"SEXTON-HALSEY (03)","AW0-006","AW0",215.46]
[6001148677,"SEXTON-PARER (01)","AW0-006","AW0",215.46]
[6001154265,"CLAYTON-MASCOMA (01)","AW0-012","AW0",215.47]
[6001008939,"JUDITH-BREES (01)","AW0-006","AW0",215.47]
[6001157551,"WOORITE-MILLEARA (02)","AW0-008","AW0",215.47]
[6001158889,"ELLEN-RACHELLE (01)","AW0-008","AW0",215.48]
[6001158064,"QUINN-NOGA (01)","AW0-007","AW0",215.48]
[6001197137,"VIEWBANK-BREES (01)","AW0-006","AW0",215.48]
[6001213942,"HIGHRIDGE-ROBERTS (03)","AW0-006","AW0",215.49]
[6001157589,"WOORITE-MILLEARA (02)","AW0-008","AW0",215.49]
[6001482060,"ROSTELLA-NORWOOD (01)","AW0-008","AW0",215.5]
[6001245475,"HIGHRIDGE-ROBERTS (03)","AW0-006","AW0",215.51]
[6001158045,"QUINN-CLARKS (02)","AW0-007","AW0",215.51]
[6001154272,"CLAYTON-MASCOMA (01)","AW0-012","AW0",215.52]
[6001310850,"ETZEL-CLYDESDALE (01)","AW0-006","AW0",215.52]
[6001159446,"ROSTELLA-NORWOOD (01)","AW0-008","AW0",215.52]
[6001197059,"COLLEGE-BREES (04)","AW0-008","AW0",215.53]
[6001158889,"ELLEN-RACHELLE (01)","AW0-008","AW0",215.53]
[6001159037,"ELLEN-RACHELLE (02)","AW0-008","AW0",215.54]
[6001194977,"HALL-BURBANK (02)","AW0-002","AW0",215.54]
[6001147516,"HILBERT-ROBERTS (02)","AW0-008","AW0",215.54]
[6001156384,"KITTYHAWK-MOORNA (02)","AW0-008","AW0",215.54]
[6001147338,"MCNAMARA-ROBERTS (02)","AW0-006","AW0",215.54]
[6001148256,"WEST-KINGSLEY (01)","AW0-007","AW0",215.54]
[6001156382,"KITTYHAWK-MOORNA (02)","AW0-008","AW0",215.55]
[6001159444,"ROSTELLA-NORWOOD (01)","AW0-008","AW0",215.55]
[6001326170,"FULLARTON-WALTERS (01)","AW0-006","AW0",215.56]
[6001197877,"NORWOOD-PROSPECT (02)","AW0-008","AW0",215.56]
[6001218626,"JUDITH-BREES (01)","AW0-006","AW0",215.57]
[6001159436,"ROSTELLA-NORWOOD (01)","AW0-008","AW0",215.57]
[6001246505,"GREEN-MATTHEWS (01)","AW0-006","AW0",215.58]
[6001448174,"HILLSIDE-ROBERTS (02)","AW0-007","AW0",215.58]
[6001148672,"SEXTON-PARER (01)","AW0-006","AW0",215.58]
[6001148351,"HILBERT-HARRINGTON (01)","AW0-008","AW0",215.59]
[6001157703,"MOYANGUL-GUNGARLAN (01)","AW0-008","AW0",215.59]
[6001158385,"QUINN-NOGA (01)","AW0-007","AW0",215.59]
[6001347265,"FULLARTON-WALTERS (01)","AW0-006","AW0",215.6]
[6001194986,"HALL-BURBANK (02)","AW0-002","AW0",215.6]
[6001333722,"STEELE CREEK-BASALT (01)","AW0-007","AW0",215.6]
[6001163840,"THE AVENUE-KEILOR (02)","AW0-007","AW0",215.61]
[6001158631,"JUDITH-BREES (02)","AW0-006","AW0",215.62]
[6001313701,"MCNAMARA-ROBERTS (02)","AW0-006","AW0",215.62]
[6001158632,"JUDITH-BREES (02)","AW0-006","AW0",215.63]
[6001159929,"THE CROSSWAY-VISTA (03)","AW0-008","AW0",215.63]
[6001158897,"ELLEN-RACHELLE (03)","AW0-008","AW0",215.65]
[6001215319,"WOORITE-MILLEARA (02)","AW0-008","AW0",215.65]
[6001008680,"CUDGEWA-BORVA (01)","AW0-008","AW0",215.66]
[6001147576,"KINGSLEY-ROBERTS (01)","AW0-007","AW0",215.66]
[6001313698,"MCNAMARA-ROBERTS (02)","AW0-006","AW0",215.66]
[6001265223,"ADELAIDE-LANARK (04)","AW0-012","AW0",215.67]
[6001416108,"HILBERT-HARRINGTON (01)","AW0-008","AW0",215.67]
[6001197873,"NORWOOD-PROSPECT (02)","AW0-008","AW0",215.68]
[6001393387,"THE AVENUE-KEILOR (02)","AW0-007","AW0",215.68]
[6001470712,"HOTHAM-RYDER NO. 2 (03)","AW0-006","AW0",215.7]
[6001223180,"QUINN-CLARKS (01)","AW0-007","AW0",215.7]
[6001428638,"WARATAH-CAROL (02)","AW0-009","AW0",215.7]
[6001261375,"HILLSIDE-ROBERTS (02)","AW0-007","AW0",215.71]
[6001320854,"VALLEY LAKE-STEELE CREEK (01)","AW0-007","AW0",215.71]
[6001197187,"COLLEGE-BREES (03)","AW0-008","AW0",215.72]
[6001413200,"HEATHER-DINAH (01)","AW0-006","AW0",215.72]
[6001159173,"MCPHERSON-QUINN (03)","AW0-008","AW0",215.72]
[6001148242,"WEST-KINGSLEY (01)","AW0-007","AW0",215.73]
[6001154263,"CLAYTON-MASCOMA (01)","AW0-012","AW0",215.74]
[6001207870,"JUDITH-BREES (02)","AW0-006","AW0",215.74]
[6001158050,"QUINN-CLARKS (02)","AW0-007","AW0",215.75]
[6001194984,"HALL-BURBANK (02)","AW0-002","AW0",215.76]
[6001158590,"RACHELLE-DINAH (02)","AW0-006","AW0",215.76]
[6001265085,"ADELAIDE-LANARK (04)","AW0-012","AW0",215.77]
[6001297656,"COPE-MOORE (02)","AW0-001","AW0",215.77]
[6001150075,"MELROSE-CATHERINE (01)","AW0-004","AW0",215.77]
[6001246698,"ARCADE-PROSPECT (02)","AW0-008","AW0",215.78]
[6001190903,"BRAMCOTE-FORMAN (02)","AW0-009","AW0",215.78]
[6001325764,"STEELE CREEK-BASALT (01)","AW0-007","AW0",215.78]
[6001163996,"FARRELL-RYDER (03)","AW0-006","AW0",215.79]
[6001158454,"DAVID-RACHELLE (03)","AW0-007","AW0",215.81]
[6001305849,"FULLARTON-WALTERS (01)","AW0-006","AW0",215.82]
[6001305850,"FULLARTON-WALTERS (01)","AW0-006","AW0",215.83]
[6001163792,"HOTHAM-RYDER NO. 2 (03)","AW0-006","AW0",215.84]
[6001148096,"WEST-KINGSLEY (02)","AW0-007","AW0",215.84]
[6001197999,"ARCADE-PROSPECT (02)","AW0-008","AW0",215.85]
[6001156379,"KITTYHAWK-MOORNA (02)","AW0-008","AW0",215.85]
[6001159455,"ROSTELLA-NORWOOD (01)","AW0-008","AW0",215.85]
[6001040528,"FOKKER-VICKERS (01)","AW0-012","AW0",215.86]
[6001346777,"HEATHER-DINAH (01)","AW0-006","AW0",215.86]
[6001301122,"JUDITH-BREES (01)","AW0-006","AW0",215.87]
[6001157457,"MOYANGUL-GUNGARLAN (03)","AW0-008","AW0",215.88]
[6001157090,"WUNNAMURRA-WONGANELA (01)","AW0-008","AW0",215.88]
[6001197994,"ARCADE-PROSPECT (02)","AW0-008","AW0",215.9]
[6001158894,"ELLEN-RACHELLE (01)","AW0-008","AW0",215.9]
[6001501115,"MAY-DAWSON (02)","AW0-004","AW0",215.9]
[6001495485,"ROBERTS-MCNAMARA (01)","AW0-006","AW0",215.9]
[6001301126,"JUDITH-BREES (01)","AW0-006","AW0",215.91]
[6001157169,"QUINN-CLARKS (02)","AW0-007","AW0",215.91]
[6001399631,"ROBERTS-MCNAMARA (01)","AW0-006","AW0",215.91]
[6001345276,"VALLEY LAKE-STEELE CREEK (01)","AW0-007","AW0",215.91]
[6001221518,"HOTHAM-RYDER NO. 2 (03)","AW0-006","AW0",215.92]
[6001158595,"RACHELLE-DINAH (02)","AW0-006","AW0",215.93]
[6001289718,"ADELAIDE-LANARK (04)","AW0-012","AW0",215.94]
[6001158897,"ELLEN-RACHELLE (03)","AW0-008","AW0",215.94]
[6001010364,"ELLEN-RACHELLE (01)","AW0-008","AW0",215.94]
[6001197109,"JUDITH-BREES (01)","AW0-006","AW0",215.94]
[6001159468,"ROSTELLA-NORWOOD (01)","AW0-008","AW0",215.94]
[6001157736,"WUNNAMURRA-WONGANELA (02)","AW0-008","AW0",215.94]
[6001157488,"CUDGEWA-BORVA (01)","AW0-008","AW0",215.95]
[6001327428,"WUNNAMURRA-WONGANELA (01)","AW0-008","AW0",215.95]
[6001197159,"DAVID-RACHELLE (02)","AW0-007","AW0",215.96]
[6001226404,"ROSEHILL-ROSE (02)","AW0-006","AW0",215.96]
[6001249678,"NEWMAN-HOTHAM (03)","AW0-007","AW0",215.97]
[6001326457,"STEELE CREEK-BASALT (01)","AW0-007","AW0",215.98]
[6001234883,"JUDITH-BREES (01)","AW0-006","AW0",215.99]
[6001199495,"ARCADE-PROSPECT (02)","AW0-008","AW0",216]
[6001163974,"HOTHAM-RYDER NO. 2 (03)","AW0-006","AW0",216]
[6001197107,"JUDITH-BREES (01)","AW0-006","AW0",216]
[6001157169,"QUINN-CLARKS (02)","AW0-007","AW0",216]
[6001159693,"THE CROSSWAY-VISTA (01)","AW0-008","AW0",216]
[6001024976,"WOORITE-MILLEARA (02)","AW0-008","AW0",216]
[6001197995,"ARCADE-PROSPECT (02)","AW0-008","AW0",216.02]
[6001391578,"WEST-KINGSLEY (02)","AW0-007","AW0",216.03]
[6001157203,"QUINN-CLARKS (01)","AW0-007","AW0",216.04]
[6001237459,"ETZEL-CLYDESDALE (01)","AW0-006","AW0",216.05]
[6001243514,"QUINN-NOGA (01)","AW0-007","AW0",216.05]
[6001245786,"WOORITE-MILLEARA (02)","AW0-008","AW0",216.05]
[6001147356,"MCNAMARA-ROBERTS (02)","AW0-006","AW0",216.06]
[6001157550,"WOORITE-MILLEARA (02)","AW0-008","AW0",216.06]
[6001147663,"KINGSLEY-ROBERTS (01)","AW0-007","AW0",216.07]
[6001148349,"HILBERT-HARRINGTON (01)","AW0-008","AW0",216.08]
[6001157204,"QUINN-CLARKS (01)","AW0-007","AW0",216.08]
[6001159450,"ROSTELLA-NORWOOD (01)","AW0-008","AW0",216.08]
[6001148539,"SEXTON-PARER (03)","AW0-006","AW0",216.08]
[6001158183,"PAMELA-HERBERT (01)","AW0-006","AW0",216.09]
[6001157601,"WOORITE-MILLEARA (02)","AW0-008","AW0",216.09]
[6001396737,"CUDGEWA-BORVA (01)","AW0-008","AW0",216.1]
[6001163798,"HOTHAM-RYDER NO. 2 (03)","AW0-006","AW0",216.1]
[6001515135,"QUINN-CLARKS (01)","AW0-007","AW0",216.1]
[6001348884,"DAVID-RACHELLE (02)","AW0-007","AW0",216.11]
[6001216400,"SEXTON-PARER (03)","AW0-006","AW0",216.11]
[6001197998,"ARCADE-PROSPECT (02)","AW0-008","AW0",216.13]
[6001194982,"HALL-BURBANK (02)","AW0-002","AW0",216.13]
[6001399635,"ROBERTS-MCNAMARA (01)","AW0-006","AW0",216.13]
[6001125896,"QUINN-CLARKS (01)","AW0-007","AW0",216.15]
[6001159442,"ROSTELLA-NORWOOD (01)","AW0-008","AW0",216.15]
[6001399865,"BEDFORD-PARER (01)","AW0-007","AW0",216.16]
[6001197080,"COLLEGE-BREES (02)","AW0-008","AW0",216.16]
[6001277833,"FULLARTON-WALTERS (01)","AW0-006","AW0",216.19]
[6001494414,"FARRELL-RYDER (03)","AW0-006","AW0",216.2]
[6001159438,"ROSTELLA-NORWOOD (01)","AW0-008","AW0",216.2]
[6001227018,"SEXTON-PARER (03)","AW0-006","AW0",216.21]
[6001158184,"PAMELA-HERBERT (01)","AW0-006","AW0",216.22]
[6001322187,"ELLEN-RACHELLE (02)","AW0-008","AW0",216.23]
[6001194990,"HALL-BURBANK (02)","AW0-002","AW0",216.23]
[6001404143,"WEST-KINGSLEY (02)","AW0-007","AW0",216.23]
[6001020086,"MCPHERSON-QUINN (03)","AW0-008","AW0",216.24]
[6001268050,"ADELAIDE-LANARK (04)","AW0-012","AW0",216.25]
[6001195068,"GREENACRE-AYLESBURY (02)","AW0-002","AW0",216.25]
[6001391257,"ROBERTS-MCNAMARA (01)","AW0-006","AW0",216.25]
[6001159472,"ROSTELLA-NORWOOD (01)","AW0-008","AW0",216.25]
[6001158741,"ELLEN-RACHELLE (03)","AW0-008","AW0",216.26]
[6001344203,"FOKKER-VICKERS (01)","AW0-012","AW0",216.3]
[6001485155,"GREEN-MATTHEWS (01)","AW0-006","AW0",216.3]
[6001157166,"QUINN-CLARKS (02)","AW0-007","AW0",216.3]
[6001157160,"QUINN-CLARKS (02)","AW0-007","AW0",216.31]
[6001157161,"QUINN-CLARKS (02)","AW0-007","AW0",216.31]
[6001157205,"QUINN-CLARKS (01)","AW0-007","AW0",216.33]
[6001159038,"ELLEN-RACHELLE (02)","AW0-008","AW0",216.34]
[6001333572,"FULLARTON-WALTERS (01)","AW0-006","AW0",216.34]
[6001149759,"MAY-DAWSON (02)","AW0-004","AW0",216.34]
[6001194978,"HALL-BURBANK (02)","AW0-002","AW0",216.35]
[6001278824,"HOTHAM-RYDER NO. 2 (03)","AW0-006","AW0",216.35]
[6001197140,"JUDITH-BREES (01)","AW0-006","AW0",216.35]
[6001045059,"RACHELLE-DINAH (02)","AW0-006","AW0",216.35]
[6001346777,"HEATHER-DINAH (01)","AW0-006","AW0",216.36]
[6001158181,"PAMELA-HERBERT (01)","AW0-006","AW0",216.37]
[6001159303,"COHEN-GROVES (01)","AW0-008","AW0",216.38]
[6001197150,"JUDITH-BREES (01)","AW0-006","AW0",216.38]
[6001441130,"PAMELA-HERBERT (01)","AW0-006","AW0",216.38]
[6001197160,"DAVID-RACHELLE (02)","AW0-007","AW0",216.39]
[6001150081,"MELROSE-CATHERINE (01)","AW0-004","AW0",216.39]
[6001148535,"PARER-COPE (01)","AW0-006","AW0",216.39]
[6001158382,"DAVID-RACHELLE (01)","AW0-007","AW0",216.4]
[6001013721,"HILBERT-HARRINGTON (01)","AW0-008","AW0",216.4]
[6001506477,"HILBERT-HARRINGTON (01)","AW0-008","AW0",216.4]
[6001196252,"TOWNSEND-HOCTOR (02)","AW0-002","AW0",216.4]
[6001453406,"COPE-MOORE (02)","AW0-001","AW0",216.41]
[6001148055,"ETZEL-CLYDESDALE (01)","AW0-006","AW0",216.41]
[6001420996,"GRANITE-VALLEY LAKE (03)","AW0-007","AW0",216.41]
[6001147126,"OAK-CONISTON (02)","AW0-007","AW0",216.41]
[6001158591,"RACHELLE-DINAH (02)","AW0-006","AW0",216.41]
[6001421107,"ROBERTS-MCNAMARA (01)","AW0-006","AW0",216.41]
[6001149316,"WARATAH-CAROL (02)","AW0-009","AW0",216.41]
[6001159325,"COHEN-GROVES (01)","AW0-008","AW0",216.42]
[6001424161,"JUDITH-BREES (01)","AW0-006","AW0",216.42]
[6001149315,"WARATAH-CAROL (02)","AW0-009","AW0",216.42]
[6001198164,"ARCADE-PROSPECT (02)","AW0-008","AW0",216.44]
[6001146845,"FULLARTON-WALTERS (01)","AW0-006","AW0",216.44]
[6001148584,"NORTH-THOMAS (02)","AW0-007","AW0",216.44]
[6001273838,"WARATAH-CAROL (02)","AW0-009","AW0",216.44]
[6001154233,"CLAYTON-MASCOMA (01)","AW0-012","AW0",216.45]
[6001216157,"NEWMAN-HOTHAM (01)","AW0-007","AW0",216.46]
[6001157627,"CUDGEWA-BORVA (01)","AW0-008","AW0",216.47]
[6001289718,"ADELAIDE-LANARK (04)","AW0-012","AW0",216.48]
[6001021911,"HEATHER-DINAH (02)","AW0-006","AW0",216.48]
[6001265197,"ADELAIDE-LANARK (04)","AW0-012","AW0",216.49]
[6001158388,"QUINN-NOGA (01)","AW0-007","AW0",216.49]
[6001451203,"CAMERON-MATTHEWS (03)","AW0-006","AW0",216.5]
[6001494407,"FARRELL-RYDER (03)","AW0-006","AW0",216.5]
[6001506474,"HILBERT-HARRINGTON (01)","AW0-008","AW0",216.5]
[6001231939,"MCPHERSON-QUINN (03)","AW0-008","AW0",216.51]
[6001154106,"FOKKER-VICKERS (01)","AW0-012","AW0",216.52]
[6001441130,"PAMELA-HERBERT (01)","AW0-006","AW0",216.52]
[6001147754,"ETZEL-CLYDESDALE (01)","AW0-006","AW0",216.53]
[6001194992,"HALL-BURBANK (02)","AW0-002","AW0",216.54]
[6001479109,"NEWMAN-HOTHAM (01)","AW0-007","AW0",216.55]
[6001156377,"KITTYHAWK-MOORNA (02)","AW0-008","AW0",216.56]
[6001196837,"KITTYHAWK-MOORNA (02)","AW0-008","AW0",216.56]
[6001299713,"ROBERTS-MCNAMARA (01)","AW0-006","AW0",216.56]
[6001148365,"HILBERT-HARRINGTON (01)","AW0-008","AW0",216.57]
[6001158566,"ROSEHILL-TALBOT (01)","AW0-006","AW0",216.57]
[6001149633,"DALKEITH-GORDON (02)","AW0-009","AW0",216.58]
[6001163930,"NEWMAN-HOTHAM (03)","AW0-007","AW0",216.58]
[6001408624,"NEWMAN-HOTHAM (03)","AW0-007","AW0",216.58]
[6001323658,"VALLEY LAKE-STEELE CREEK (01)","AW0-007","AW0",216.59]
[6001157728,"WUNNAMURRA-WONGANELA (02)","AW0-008","AW0",216.6]
[6001197895,"THE CROSSWAY-PARK (01)","AW0-008","AW0",216.61]
[6001208992,"FOKKER-VICKERS (01)","AW0-012","AW0",216.62]
[6001452001,"THE CROSSWAY-VISTA (03)","AW0-008","AW0",216.62]
[6001007958,"THE CROSSWAY-VISTA (03)","AW0-008","AW0",216.63]
[6001158380,"QUINN-NOGA (01)","AW0-007","AW0",216.64]
[6001422336,"THE AVENUE-KEILOR (02)","AW0-007","AW0",216.65]
[6001211812,"HALL-BURBANK (02)","AW0-002","AW0",216.66]
[6001157056,"WOORITE-MILLEARA (01)","AW0-008","AW0",216.66]
[6001010320,"CRESSWELL-CAMERON (02)","AW0-006","AW0",216.67]
[6001159697,"THE CROSSWAY-VISTA (01)","AW0-008","AW0",216.68]
[6001292114,"WEST-KINGSLEY (02)","AW0-007","AW0",216.68]
[6001154112,"FOKKER-VICKERS (01)","AW0-012","AW0",216.7]
[6001266155,"FULLARTON-WALTERS (01)","AW0-006","AW0",216.71]
[6001446437,"HILLSIDE-ROBERTS (02)","AW0-007","AW0",216.71]
[6001158577,"ROSEHILL-TALBOT (01)","AW0-006","AW0",216.72]
[6001483069,"OAK-CONISTON (02)","AW0-007","AW0",216.73]
[6001436565,"ELLEN-RACHELLE (03)","AW0-008","AW0",216.74]
[6001146834,"FULLARTON-WALTERS (01)","AW0-006","AW0",216.74]
[6001197139,"JUDITH-BREES (01)","AW0-006","AW0",216.74]
[6001159416,"PARKSIDE-STERLING (01)","AW0-008","AW0",216.74]
[6001150076,"MELROSE-CATHERINE (01)","AW0-004","AW0",216.75]
[6001158333,"PAMELA-HERBERT (02)","AW0-006","AW0",216.76]
[6001237000,"ROSEHILL-TALBOT (01)","AW0-006","AW0",216.76]
[6001154102,"FOKKER-VICKERS (01)","AW0-012","AW0",216.77]
[6001424160,"JUDITH-BREES (01)","AW0-006","AW0",216.77]
[6001147665,"KINGSLEY-ROBERTS (01)","AW0-007","AW0",216.77]
[6001158745,"ELLEN-RACHELLE (03)","AW0-008","AW0",216.78]
[6001149315,"WARATAH-CAROL (02)","AW0-009","AW0",216.78]
[6001197997,"ARCADE-PROSPECT (02)","AW0-008","AW0",216.8]
[6001251936,"HUTCHINSON-HOTHAM (01)","AW0-006","AW0",216.8]
[6001401088,"ROBERTS-MCNAMARA (01)","AW0-006","AW0",216.8]
[6001158576,"ROSEHILL-TALBOT (01)","AW0-006","AW0",216.8]
[6001331622,"STEELE CREEK-BASALT (01)","AW0-007","AW0",216.8]
[6001158872,"HEATHER-DINAH (01)","AW0-006","AW0",216.81]
[6001158862,"HEATHER-DINAH (01)","AW0-006","AW0",216.82]
[6001412175,"JUDITH-BREES (01)","AW0-006","AW0",216.83]
[6001392244,"NEWMAN-HOTHAM (03)","AW0-007","AW0",216.83]
[6001148638,"SEXTON-PARER (02)","AW0-006","AW0",216.83]
[6001158611,"ROSEHILL-TALBOT (01)","AW0-006","AW0",216.84]
[6001146907,"GREEN-MATTHEWS (01)","AW0-006","AW0",216.85]
[6001159218,"COHEN-GROVES (02)","AW0-008","AW0",216.86]
[6001194981,"HALL-BURBANK (02)","AW0-002","AW0",216.86]
[6001197891,"THE CROSSWAY-PARK (01)","AW0-008","AW0",216.86]
[6001157593,"WOORITE-MILLEARA (02)","AW0-008","AW0",216.86]
[6001154243,"CLAYTON-MASCOMA (01)","AW0-012","AW0",216.87]
[6001158755,"ELLEN-RACHELLE (03)","AW0-008","AW0",216.87]
[6001157159,"QUINN-CLARKS (02)","AW0-007","AW0",216.87]
[6001158389,"QUINN-NOGA (01)","AW0-007","AW0",216.87]
[6001158572,"ROSEHILL-TALBOT (01)","AW0-006","AW0",216.87]
[6001305226,"THE CROSSWAY-VISTA (03)","AW0-008","AW0",216.88]
[6001280617,"KENNY-COGHILL (01)","AW0-009","AW0",216.89]
[6001157633,"MOYANGUL-GUNGARLAN (02)","AW0-008","AW0",216.9]
[6001157741,"WUNNAMURRA-WONGANELA (02)","AW0-008","AW0",216.9]
[6001407735,"COLLEGE-BREES (01)","AW0-008","AW0",216.91]
[6001432006,"SEXTON-PARER (02)","AW0-006","AW0",216.91]
[6001158704,"NEAL-DINAH (01)","AW0-008","AW0",216.92]
[6001421140,"HILLCREST-MICKLEHAM (01)","AW0-009","AW0",216.93]
[6001148766,"COPE-MOORE (02)","AW0-001","AW0",216.94]
[6001194980,"HALL-BURBANK (02)","AW0-002","AW0",216.94]
[6001326875,"PAMELA-HERBERT (01)","AW0-006","AW0",216.94]
[6001148098,"WEST-KINGSLEY (02)","AW0-007","AW0",216.95]
[6001190843,"BRAMCOTE-FORMAN (02)","AW0-009","AW0",216.96]
[6001147459,"HILLSIDE-ROBERTS (02)","AW0-007","AW0",216.96]
[6001148669,"SEXTON-PARER (01)","AW0-006","AW0",216.96]
[6001281586,"CUDGEWA-BORVA (01)","AW0-008","AW0",216.97]
[6001159484,"ROSTELLA-NORWOOD (01)","AW0-008","AW0",216.97]
[6001158490,"SHELLEY-NOGA (01)","AW0-007","AW0",216.98]
[6001149632,"DALKEITH-GORDON (02)","AW0-009","AW0",216.99]
[6001158995,"ELLEN-RACHELLE (03)","AW0-008","AW0",216.99]
[6001158620,"JUDITH-BREES (02)","AW0-006","AW0",216.99]
[6001217317,"NEWMAN-HOTHAM (01)","AW0-007","AW0",216.99]
[6001209000,"QUINN-NOGA (01)","AW0-007","AW0",217]
[6001159931,"THE CROSSWAY-VISTA (03)","AW0-008","AW0",217]
[6001243187,"VIEWBANK-BREES (01)","AW0-006","AW0",217]
[6001197147,"JUDITH-BREES (01)","AW0-006","AW0",217.01]
[6001147352,"MCNAMARA-ROBERTS (02)","AW0-006","AW0",217.01]
[6001148540,"SEXTON-PARER (03)","AW0-006","AW0",217.01]
[6001158592,"RACHELLE-DINAH (02)","AW0-006","AW0",217.02]
[6001159684,"THE CROSSWAY-VISTA (01)","AW0-008","AW0",217.02]
[6001159431,"PARKSIDE-STERLING (01)","AW0-008","AW0",217.03]
[6001159921,"THE CROSSWAY-VISTA (03)","AW0-008","AW0",217.03]
[6001401910,"GREEN-MATTHEWS (01)","AW0-006","AW0",217.05]
[6001258760,"FARRELL-RYDER (03)","AW0-006","AW0",217.06]
[6001350896,"JUDITH-BREES (01)","AW0-006","AW0",217.06]
[6001158743,"ELLEN-RACHELLE (03)","AW0-008","AW0",217.07]
[6001158392,"QUINN-NOGA (01)","AW0-007","AW0",217.08]
[6001197161,"DAVID-RACHELLE (02)","AW0-007","AW0",217.09]
[6001509953,"HOTHAM-RYDER NO. 2 (03)","AW0-006","AW0",217.1]
[6001150071,"MELROSE-CATHERINE (01)","AW0-004","AW0",217.1]
[6001150067,"MELROSE-CATHERINE (01)","AW0-004","AW0",217.11]
[6001158182,"PAMELA-HERBERT (01)","AW0-006","AW0",217.11]
[6001430099,"VIEWBANK-BREES (01)","AW0-006","AW0",217.11]
[6001148770,"COPE-MOORE (02)","AW0-001","AW0",217.12]
[6001197158,"DAVID-RACHELLE (02)","AW0-007","AW0",217.12]
[6001158754,"HEATHER-DINAH (01)","AW0-006","AW0",217.12]
[6001148313,"HILBERT-HARRINGTON (01)","AW0-008","AW0",217.12]
[6001159457,"ROSTELLA-NORWOOD (01)","AW0-008","AW0",217.12]
[6001194956,"HALL-BURBANK (02)","AW0-002","AW0",217.13]
[6001148034,"HAWKER-MCNAMARA (02)","AW0-001","AW0",217.13]
[6001042151,"WUNNAMURRA-WONGANELA (02)","AW0-008","AW0",217.13]
[6001274250,"WARATAH-CAROL (02)","AW0-009","AW0",217.15]
[6001246298,"COHEN-GROVES (02)","AW0-008","AW0",217.16]
[6001411753,"FULLARTON-WALTERS (01)","AW0-006","AW0",217.16]
[6001159498,"HEATHERLEA-STERLING (02)","AW0-008","AW0",217.16]
[6001159972,"COHEN-GROVES (01)","AW0-008","AW0",217.17]
[6001149757,"MAY-DAWSON (02)","AW0-004","AW0",217.18]
[6001157154,"QUINN-CLARKS (02)","AW0-007","AW0",217.18]
[6001481570,"ROBERTS-MCNAMARA (01)","AW0-006","AW0",217.18]
[6001158583,"ROSEHILL-TALBOT (01)","AW0-006","AW0",217.18]
[6001245655,"THE CROSSWAY-VISTA (03)","AW0-008","AW0",217.18]
[6001293112,"ELLEN-RACHELLE (01)","AW0-008","AW0",217.19]
[6001124497,"WUNNAMURRA-WONGANELA (01)","AW0-008","AW0",217.19]
[6001159470,"ROSTELLA-NORWOOD (01)","AW0-008","AW0",217.2]
[6001197152,"JUDITH-BREES (01)","AW0-006","AW0",217.21]
[6001452030,"KITTYHAWK-MOORNA (02)","AW0-008","AW0",217.21]
[6001159970,"COHEN-GROVES (01)","AW0-008","AW0",217.23]
[6001330192,"CUDGEWA-BORVA (01)","AW0-008","AW0",217.23]
[6001403570,"HEATHER-DINAH (01)","AW0-006","AW0",217.23]
[6001148640,"SEXTON-PARER (02)","AW0-006","AW0",217.23]
[6001159982,"THE CROSSWAY-VISTA (03)","AW0-008","AW0",217.23]
[6001159957,"COHEN-GROVES (01)","AW0-008","AW0",217.24]
[6001197188,"COLLEGE-BREES (03)","AW0-008","AW0",217.24]
[6001469093,"RACHELLE-DINAH (02)","AW0-006","AW0",217.24]
[6001159980,"THE CROSSWAY-VISTA (03)","AW0-008","AW0",217.24]
[6001157599,"WOORITE-MILLEARA (02)","AW0-008","AW0",217.24]
[6001157635,"MOYANGUL-GUNGARLAN (02)","AW0-008","AW0",217.25]
[6001148097,"WEST-KINGSLEY (02)","AW0-007","AW0",217.25]
[6001310204,"GREEN-MATTHEWS (01)","AW0-006","AW0",217.26]
[6001394498,"WEST-KINGSLEY (01)","AW0-007","AW0",217.26]
[6001147343,"MCNAMARA-ROBERTS (02)","AW0-006","AW0",217.27]
[6001243726,"ROSEHILL-TALBOT (01)","AW0-006","AW0",217.27]
[6001328645,"COPE-MOORE (02)","AW0-001","AW0",217.28]
[6001194953,"HALL-BURBANK (02)","AW0-002","AW0",217.28]
[6001454342,"FULLARTON-WALTERS (01)","AW0-006","AW0",217.29]
[6001505205,"HOTHAM-RYDER NO. 2 (03)","AW0-006","AW0",217.3]
[6001491172,"SHELLEY-NOGA (01)","AW0-007","AW0",217.3]
[6001197135,"VIEWBANK-BREES (01)","AW0-006","AW0",217.3]
[6001149916,"MAY-DAWSON (02)","AW0-004","AW0",217.31]
[6001260877,"COHEN-GROVES (02)","AW0-008","AW0",217.32]
[6001274373,"HOTHAM-RYDER NO. 2 (03)","AW0-006","AW0",217.32]
[6001424709,"THERESA-CHRISTOPHER (02)","AW0-009","AW0",217.32]
[6001471337,"ELLEN-RACHELLE (01)","AW0-008","AW0",217.33]
[6001157711,"MOYANGUL-GUNGARLAN (01)","AW0-008","AW0",217.33]
[6001347602,"DAVID-RACHELLE (02)","AW0-007","AW0",217.34]
[6001194694,"GREENACRE-AYLESBURY (02)","AW0-002","AW0",217.34]
[6001243940,"ARCADE-PROSPECT (02)","AW0-008","AW0",217.35]
[6001436204,"ROBERTS-MCNAMARA (01)","AW0-006","AW0",217.36]
[6001274251,"WARATAH-CAROL (02)","AW0-009","AW0",217.36]
[6001157549,"WOORITE-MILLEARA (02)","AW0-008","AW0",217.36]
[6001159231,"COHEN-GROVES (02)","AW0-008","AW0",217.38]
[6001147508,"HILBERT-ROBERTS (02)","AW0-008","AW0",217.38]
[6001158883,"ELLEN-RACHELLE (01)","AW0-008","AW0",217.39]
[6001462054,"SEXTON-PARER (02)","AW0-006","AW0",217.39]
[6001147352,"MCNAMARA-ROBERTS (02)","AW0-006","AW0",217.42]
[6001146782,"CRESSWELL-CAMERON (02)","AW0-006","AW0",217.43]
[6001158482,"QUINN-NOGA (01)","AW0-007","AW0",217.43]
[6001446509,"ROBERTS-MCNAMARA (01)","AW0-006","AW0",217.43]
[6001158881,"HEATHER-DINAH (01)","AW0-006","AW0",217.44]
[6001147228,"MCNAMARA-PETERS (01)","AW0-007","AW0",217.44]
[6001159227,"COHEN-GROVES (02)","AW0-008","AW0",217.45]
[6001401140,"ROSEHILL-TALBOT (01)","AW0-006","AW0",217.46]
[6001320145,"VALLEY LAKE-STEELE CREEK (01)","AW0-007","AW0",217.46]
[6001197148,"JUDITH-BREES (01)","AW0-006","AW0",217.48]
[6001157598,"WOORITE-MILLEARA (02)","AW0-008","AW0",217.48]
[6001300017,"ETZEL-CLYDESDALE (01)","AW0-006","AW0",217.49]
[6001491620,"CAMERON-MATTHEWS (03)","AW0-006","AW0",217.5]
[6001158885,"ELLEN-RACHELLE (01)","AW0-008","AW0",217.5]
[6001509230,"NORTH-THOMAS (01)","AW0-007","AW0",217.5]
[6001490128,"SHELLEY-NOGA (01)","AW0-007","AW0",217.5]
[6001236585,"CLAYTON-MASCOMA (01)","AW0-012","AW0",217.51]
[6001159225,"COHEN-GROVES (02)","AW0-008","AW0",217.51]
[6001335192,"ELLEN-RACHELLE (03)","AW0-008","AW0",217.51]
[6001490804,"FULLARTON-WALTERS (01)","AW0-006","AW0",217.51]
[6001393454,"HOTHAM-RYDER NO. 2 (03)","AW0-006","AW0",217.52]
[6001388029,"WOORITE-MILLEARA (02)","AW0-008","AW0",217.52]
[6001197115,"JUDITH-BREES (01)","AW0-006","AW0",217.54]
[6001158231,"QUINN-NOGA (02)","AW0-007","AW0",217.54]
[6001158496,"SHELLEY-NOGA (01)","AW0-007","AW0",217.54]
[6001148350,"HILBERT-HARRINGTON (01)","AW0-008","AW0",217.55]
[6001262028,"NORTH-THOMAS (01)","AW0-007","AW0",217.55]
[6001348731,"SHELLEY-NOGA (01)","AW0-007","AW0",217.55]
[6001238080,"COHEN-GROVES (01)","AW0-008","AW0",217.56]
[6001216984,"COLLEGE-BREES (03)","AW0-008","AW0",217.56]
[6001388624,"GREEN-MATTHEWS (01)","AW0-006","AW0",217.56]
[6001239935,"ROSEHILL-TALBOT (01)","AW0-006","AW0",217.56]
[6001010119,"COLLEGE-BREES (02)","AW0-008","AW0",217.58]
[6001466211,"HILBERT-HARRINGTON (01)","AW0-008","AW0",217.58]
[6001158316,"PAMELA-HERBERT (02)","AW0-006","AW0",217.58]
[6001158390,"QUINN-NOGA (01)","AW0-007","AW0",217.58]
[6001158451,"DAVID-RACHELLE (03)","AW0-007","AW0",217.6]
[6001411855,"SEXTON-HALSEY (03)","AW0-006","AW0",217.6]
[6001157586,"WOORITE-MILLEARA (02)","AW0-008","AW0",217.6]
[6001282577,"ADELAIDE-LANARK (04)","AW0-012","AW0",217.61]
[6001239267,"CUDGEWA-BORVA (01)","AW0-008","AW0",217.61]
[6001197123,"JUDITH-BREES (01)","AW0-006","AW0",217.61]
[6001147666,"KINGSLEY-ROBERTS (01)","AW0-007","AW0",217.61]
[6001232031,"PAMELA-HERBERT (01)","AW0-006","AW0",217.61]
[6001301849,"WARATAH-CAROL (02)","AW0-009","AW0",217.61]
[6001390410,"BEDFORD-PARER (01)","AW0-007","AW0",217.62]
[6001484201,"ROBERTS-MCNAMARA (01)","AW0-006","AW0",217.62]
[6001326236,"PAMELA-HERBERT (01)","AW0-006","AW0",217.64]
[6001334260,"PAMELA-HERBERT (01)","AW0-006","AW0",217.64]
[6001126064,"QUINN-CLARKS (03)","AW0-007","AW0",217.64]
[6001158865,"HEATHER-DINAH (01)","AW0-006","AW0",217.65]
[6001258033,"ARCADE-PROSPECT (02)","AW0-008","AW0",217.66]
[6001159986,"THE CROSSWAY-VISTA (03)","AW0-008","AW0",217.66]
[6001480622,"ELLEN-RACHELLE (03)","AW0-008","AW0",217.67]
[6001157432,"CUDGEWA-BORVA (01)","AW0-008","AW0",217.68]
[6001490802,"FULLARTON-WALTERS (01)","AW0-006","AW0",217.68]
[6001157654,"MOYANGUL-GUNGARLAN (02)","AW0-008","AW0",217.68]
[6001154219,"CLAYTON-MASCOMA (02)","AW0-012","AW0",217.69]
[6001157207,"QUINN-CLARKS (01)","AW0-007","AW0",217.69]
[6001157622,"CUDGEWA-BORVA (01)","AW0-008","AW0",217.7]
[6001147725,"ROBERTS-MCNAMARA (01)","AW0-006","AW0",217.7]
[6001149312,"WARATAH-CAROL (02)","AW0-009","AW0",217.7]
[6001147497,"HILBERT-HARRINGTON (01)","AW0-008","AW0",217.72]
[6001157602,"WOORITE-MILLEARA (02)","AW0-008","AW0",217.72]
[6001421004,"FARRELL-RYDER (02)","AW0-006","AW0",217.73]
[6001280629,"KENNY-COGHILL (01)","AW0-009","AW0",217.73]
[6001324519,"STEELE CREEK-BASALT (01)","AW0-007","AW0",217.73]
[6001334075,"STEELE CREEK-BASALT (01)","AW0-007","AW0",217.74]
[6001159195,"COHEN-GROVES (02)","AW0-008","AW0",217.76]
[6001164005,"FARRELL-RYDER (03)","AW0-006","AW0",217.76]
[6001154342,"LOCKHEED-BOEING (02)","AW0-012","AW0",217.76]
[6001304734,"ROBERTS-MCNAMARA (01)","AW0-006","AW0",217.76]
[6001147543,"HILBERT-HARRINGTON (01)","AW0-008","AW0",217.77]
[6001438859,"HILBERT-ROBERTS (02)","AW0-008","AW0",217.77]
[6001159432,"ROSTELLA-NORWOOD (01)","AW0-008","AW0",217.77]
[6001163787,"HOTHAM-RYDER NO. 2 (03)","AW0-006","AW0",217.78]
[6001158294,"PAMELA-HERBERT (01)","AW0-006","AW0",217.78]
[6001280620,"KENNY-COGHILL (01)","AW0-009","AW0",217.79]
[6001150064,"MELROSE-CATHERINE (01)","AW0-004","AW0",217.79]
[6001009043,"THE AVENUE-KEILOR (02)","AW0-007","AW0",217.79]
[6001334274,"GRANITE-VALLEY LAKE (03)","AW0-007","AW0",217.8]
[6001183689,"HILLCREST-MICKLEHAM (01)","AW0-009","AW0",217.8]
[6001482382,"MOYANGUL-GUNGARLAN (01)","AW0-008","AW0",217.8]
[6001394721,"THE AVENUE-KEILOR (02)","AW0-007","AW0",217.8]
[6001280623,"KENNY-COGHILL (01)","AW0-009","AW0",217.81]
[6001470749,"ROSEHILL-TALBOT (01)","AW0-006","AW0",217.81]
[6001194985,"HALL-BURBANK (02)","AW0-002","AW0",217.84]
[6001147511,"HILBERT-ROBERTS (02)","AW0-008","AW0",217.84]
[6001159429,"PARKSIDE-STERLING (01)","AW0-008","AW0",217.84]
[6001158500,"SHELLEY-NOGA (01)","AW0-007","AW0",217.84]
[6001335357,"OAK-CONISTON (01)","AW0-007","AW0",217.85]
[6001159639,"ROSTELLA-NORWOOD (01)","AW0-008","AW0",217.85]
[6001157590,"WOORITE-MILLEARA (02)","AW0-008","AW0",217.85]
[6001286585,"JUDITH-BREES (01)","AW0-006","AW0",217.86]
[6001158297,"PAMELA-HERBERT (01)","AW0-006","AW0",217.86]
[6001146782,"CRESSWELL-CAMERON (02)","AW0-006","AW0",217.88]
[6001158867,"HEATHER-DINAH (01)","AW0-006","AW0",217.88]
[6001148317,"HILBERT-HARRINGTON (02)","AW0-008","AW0",217.88]
[6001150069,"MELROSE-CATHERINE (01)","AW0-004","AW0",217.88]
[6001154234,"CLAYTON-MASCOMA (01)","AW0-012","AW0",217.89]
[6001197119,"JUDITH-BREES (01)","AW0-006","AW0",217.89]
[6001280626,"KENNY-COGHILL (01)","AW0-009","AW0",217.89]
[6001280632,"KENNY-COGHILL (01)","AW0-009","AW0",217.89]
[6001149304,"WARATAH-CAROL (02)","AW0-009","AW0",217.89]
[6001197911,"THE CROSSWAY-PARK (01)","AW0-008","AW0",217.9]
[6001163931,"NEWMAN-HOTHAM (03)","AW0-007","AW0",217.91]
[6001157127,"QUINN-CLARKS (03)","AW0-007","AW0",217.91]
[6001320519,"CRESSWELL-CAMERON (02)","AW0-006","AW0",217.92]
[6001127369,"KITTYHAWK-MOORNA (02)","AW0-008","AW0",217.92]
[6001158154,"QUINN-NOGA (02)","AW0-007","AW0",217.93]
[6001157654,"MOYANGUL-GUNGARLAN (02)","AW0-008","AW0",217.94]
[6001158753,"ELLEN-RACHELLE (03)","AW0-008","AW0",217.95]
[6001197067,"COLLEGE-BREES (04)","AW0-008","AW0",217.96]
[6001148543,"SEXTON-PARER (03)","AW0-006","AW0",217.96]
[6001257215,"TULLAMARINA-SHARPS (02)","AW0-009","AW0",217.96]
[6001157156,"QUINN-CLARKS (02)","AW0-007","AW0",217.97]
[6001125865,"TULLAMARINA-SHARPS (02)","AW0-009","AW0",217.97]
[6001159048,"ELLEN-RACHELLE (02)","AW0-008","AW0",217.98]
[6001314077,"ETZEL-CLYDESDALE (03)","AW0-006","AW0",217.98]
[6001043815,"COLLEGE-BREES (03)","AW0-008","AW0",217.99]
[6001294088,"FULLARTON-WALTERS (01)","AW0-006","AW0",217.99]
[6001388623,"GREEN-MATTHEWS (01)","AW0-006","AW0",217.99]
[6001159965,"COHEN-GROVES (01)","AW0-008","AW0",218.01]
[6001294086,"FULLARTON-WALTERS (01)","AW0-006","AW0",218.01]
[6001147510,"HILBERT-ROBERTS (02)","AW0-008","AW0",218.01]
[6001158500,"SHELLEY-NOGA (01)","AW0-007","AW0",218.01]
[6001337512,"COPE-MOORE (02)","AW0-001","AW0",218.02]
[6001455647,"FARRELL-RYDER (02)","AW0-006","AW0",218.02]
[6001333742,"CUDGEWA-BORVA (01)","AW0-008","AW0",218.03]
[6001286096,"ELLEN-RACHELLE (02)","AW0-008","AW0",218.03]
[6001327304,"SEXTON-PARER (01)","AW0-006","AW0",218.03]
[6001394588,"WEST-KINGSLEY (01)","AW0-007","AW0",218.03]
[6001147760,"ETZEL-CLYDESDALE (01)","AW0-006","AW0",218.04]
[6001159427,"PARKSIDE-STERLING (01)","AW0-008","AW0",218.04]
[6001197045,"COLLEGE-BREES (04)","AW0-008","AW0",218.05]
[6001243763,"MOYANGUL-GUNGARLAN (01)","AW0-008","AW0",218.06]
[6001334692,"VALLEY LAKE-STEELE CREEK (01)","AW0-007","AW0",218.06]
[6001212871,"COLLEGE-BREES (03)","AW0-008","AW0",218.07]
[6001147447,"ROBERTS-MCNAMARA (01)","AW0-006","AW0",218.07]
[6001197144,"JUDITH-BREES (01)","AW0-006","AW0",218.09]
[6001344509,"SEXTON-HALSEY (03)","AW0-006","AW0",218.09]
[6001197334,"COLLEGE-BREES (02)","AW0-008","AW0",218.11]
[6001157654,"MOYANGUL-GUNGARLAN (02)","AW0-008","AW0",218.11]
[6001147673,"HILLSIDE-ROBERTS (02)","AW0-007","AW0",218.12]
[6001158395,"QUINN-NOGA (01)","AW0-007","AW0",218.12]
[6001015990,"QUINN-NOGA (01)","AW0-007","AW0",218.12]
[6001211812,"HALL-BURBANK (02)","AW0-002","AW0",218.13]
[6001146892,"HART-BOWES (03)","AW0-006","AW0",218.13]
[6001146786,"CRESSWELL-CAMERON (02)","AW0-006","AW0",218.14]
[6001435337,"DAVID-RACHELLE (01)","AW0-007","AW0",218.14]
[6001147071,"OAK-CONISTON (01)","AW0-007","AW0",218.14]
[6001158245,"DAVID-RACHELLE (01)","AW0-007","AW0",218.15]
[6001197144,"JUDITH-BREES (01)","AW0-006","AW0",218.15]
[6001183688,"CUDGEWA-BORVA (01)","AW0-008","AW0",218.16]
[6001157654,"MOYANGUL-GUNGARLAN (02)","AW0-008","AW0",218.16]
[6001197902,"THE CROSSWAY-PARK (01)","AW0-008","AW0",218.16]
[6001157605,"WOORITE-MILLEARA (02)","AW0-008","AW0",218.16]
[6001159234,"COHEN-GROVES (02)","AW0-008","AW0",218.17]
[6001301145,"WEST-KINGSLEY (01)","AW0-007","AW0",218.17]
[6001299261,"ADELAIDE-LANARK (01)","AW0-012","AW0",218.18]
[6001343046,"DALKEITH-GORDON (02)","AW0-009","AW0",218.18]
[6001197121,"JUDITH-BREES (01)","AW0-006","AW0",218.18]
[6001243763,"MOYANGUL-GUNGARLAN (01)","AW0-008","AW0",218.18]
[6001163789,"HOTHAM-RYDER NO. 2 (03)","AW0-006","AW0",218.19]
[6001159682,"THE CROSSWAY-VISTA (01)","AW0-008","AW0",218.19]
[6001159430,"ROSTELLA-NORWOOD (01)","AW0-008","AW0",218.2]
[6001199771,"FULLARTON-WALTERS (01)","AW0-006","AW0",218.21]
[6001148585,"NORTH-THOMAS (02)","AW0-007","AW0",218.21]
[6001326236,"PAMELA-HERBERT (01)","AW0-006","AW0",218.21]
[6001350049,"COPE-MOORE (02)","AW0-001","AW0",218.22]
[6001149605,"DALKEITH-GORDON (02)","AW0-009","AW0",218.22]
[6001149924,"MAY-DAWSON (02)","AW0-004","AW0",218.22]
[6001159434,"ROSTELLA-NORWOOD (01)","AW0-008","AW0",218.22]
[6001148837,"SEXTON-HALSEY (03)","AW0-006","AW0",218.22]
[6001302453,"SEXTON-PARER (01)","AW0-006","AW0",218.22]
[6001194951,"HALL-BURBANK (02)","AW0-002","AW0",218.23]
[6001148685,"SEXTON-PARER (01)","AW0-006","AW0",218.23]
[6001406174,"KINGSLEY-ROBERTS (01)","AW0-007","AW0",218.24]
[6001157178,"QUINN-CLARKS (02)","AW0-007","AW0",218.24]
[6001159033,"ELLEN-RACHELLE (01)","AW0-008","AW0",218.25]
[6001284624,"KENNY-COGHILL (01)","AW0-009","AW0",218.25]
[6001154343,"LOCKHEED-BOEING (02)","AW0-012","AW0",218.25]
[6001158740,"ELLEN-RACHELLE (03)","AW0-008","AW0",218.27]
[6001194954,"HALL-BURBANK (02)","AW0-002","AW0",218.27]
[6001251452,"WUNNAMURRA-WONGANELA (01)","AW0-008","AW0",218.27]
[6001425822,"EUMARELLA-SPRING (03)","AW0-012","AW0",218.29]
[6001306953,"GREEN-MATTHEWS (01)","AW0-006","AW0",218.29]
[6001292912,"ADELAIDE-LANARK (04)","AW0-012","AW0",218.3]
[6001432608,"ELLEN-RACHELLE (03)","AW0-008","AW0",218.3]
[6001309941,"ETZEL-CLYDESDALE (01)","AW0-006","AW0",218.3]
[6001212366,"HART-BOWES (03)","AW0-006","AW0",218.3]
[6001485161,"QUINN-CLARKS (02)","AW0-007","AW0",218.3]
[6001157547,"WOORITE-MILLEARA (02)","AW0-008","AW0",218.3]
[6001148543,"SEXTON-PARER (03)","AW0-006","AW0",218.31]
[6001197061,"COLLEGE-BREES (04)","AW0-008","AW0",218.32]
[6001146828,"FULLARTON-WALTERS (01)","AW0-006","AW0",218.32]
[6001190842,"BRAMCOTE-FORMAN (02)","AW0-009","AW0",218.34]
[6001348112,"CRESSWELL-CAMERON (02)","AW0-006","AW0",218.35]
[6001334893,"HILLSIDE-ROBERTS (02)","AW0-007","AW0",218.35]
[6001344884,"WARATAH-CAROL (02)","AW0-009","AW0",218.35]
[6001197870,"NORWOOD-PROSPECT (02)","AW0-008","AW0",218.36]
[6001157573,"WOORITE-MILLEARA (02)","AW0-008","AW0",218.36]
[6001149750,"MAY-DAWSON (02)","AW0-004","AW0",218.38]
[6001157153,"QUINN-CLARKS (02)","AW0-007","AW0",218.39]
[6001420987,"SEXTON-HALSEY (02)","AW0-006","AW0",218.4]
[6001157517,"CUDGEWA-BORVA (01)","AW0-008","AW0",218.41]
[6001154344,"LOCKHEED-BOEING (02)","AW0-012","AW0",218.41]
[6001159458,"ROSTELLA-NORWOOD (01)","AW0-008","AW0",218.41]
[6001149652,"THERESA-CHRISTOPHER (02)","AW0-009","AW0",218.41]
[6001164002,"FARRELL-RYDER (03)","AW0-006","AW0",218.42]
[6001164001,"FARRELL-RYDER (03)","AW0-006","AW0",218.42]
[6001345356,"OAK-CONISTON (01)","AW0-007","AW0",218.42]
[6001148545,"SEXTON-PARER (03)","AW0-006","AW0",218.42]
[6001199397,"MCNAMARA-PETERS (01)","AW0-007","AW0",218.43]
[6001163929,"NEWMAN-HOTHAM (03)","AW0-007","AW0",218.43]
[6001431043,"ELLEN-RACHELLE (03)","AW0-008","AW0",218.45]
[6001194604,"GREENACRE-AYLESBURY (01)","AW0-002","AW0",218.45]
[6001471170,"WARATAH-CAROL (02)","AW0-009","AW0",218.46]
[6001148105,"WEST-KINGSLEY (02)","AW0-007","AW0",218.46]
[6001448588,"GREEN-MATTHEWS (01)","AW0-006","AW0",218.47]
[6001274372,"HOTHAM-RYDER NO. 2 (03)","AW0-006","AW0",218.48]
[6001147095,"OAK-CONISTON (01)","AW0-007","AW0",218.48]
[6001158594,"RACHELLE-DINAH (02)","AW0-006","AW0",218.48]
[6001446281,"ROSEHILL-TALBOT (01)","AW0-006","AW0",218.48]
[6001197904,"THE CROSSWAY-PARK (01)","AW0-008","AW0",218.48]
[6001396738,"HOTHAM-RYDER NO. 2 (03)","AW0-006","AW0",218.5]
[6001043918,"QUINN-NOGA (01)","AW0-007","AW0",218.5]
[6001008484,"CRESSWELL-CAMERON (01)","AW0-006","AW0",218.51]
[6001467766,"ETZEL-CLYDESDALE (03)","AW0-006","AW0",218.51]
[6001228469,"ROSEHILL-ROSE (02)","AW0-006","AW0",218.51]
[6001338896,"VALLEY LAKE-STEELE CREEK (01)","AW0-007","AW0",218.51]
[6001444920,"OAK-CONISTON (01)","AW0-007","AW0",218.52]
[6001164800,"ROSEHILL-ROSE (02)","AW0-006","AW0",218.52]
[6001163860,"THE AVENUE-KEILOR (02)","AW0-007","AW0",218.52]
[6001469314,"WARATAH-CAROL (02)","AW0-009","AW0",218.52]
[6001157588,"WOORITE-MILLEARA (02)","AW0-008","AW0",218.53]
[6001273265,"WUNNAMURRA-WONGANELA (01)","AW0-008","AW0",218.53]
[6001341747,"VALLEY LAKE-STEELE CREEK (01)","AW0-007","AW0",218.54]
[6001045000,"OAK-CONISTON (01)","AW0-007","AW0",218.55]
[6001196249,"TOWNSEND-HOCTOR (02)","AW0-002","AW0",218.56]
[6001147681,"HILLSIDE-ROBERTS (02)","AW0-007","AW0",218.57]
[6001224512,"NEWMAN-HOTHAM (03)","AW0-007","AW0",218.57]
[6001261630,"QUINN-NOGA (01)","AW0-007","AW0",218.57]
[6001147369,"HIGHRIDGE-ROBERTS (01)","AW0-006","AW0",218.58]
[6001388733,"SEXTON-PARER (01)","AW0-006","AW0",218.58]
[6001314064,"SHELLEY-NOGA (01)","AW0-007","AW0",218.59]
[6001147729,"ETZEL-CLYDESDALE (01)","AW0-006","AW0",218.6]
[6001451329,"HIGHRIDGE-ROBERTS (03)","AW0-006","AW0",218.6]
[6001159375,"PARKSIDE-STERLING (01)","AW0-008","AW0",218.6]
[6001233032,"QUINN-CLARKS (03)","AW0-007","AW0",218.61]
[6001147357,"HIGHRIDGE-ROBERTS (01)","AW0-006","AW0",218.62]
[6001276971,"LANARK-GOWANBRAE (01)","AW0-012","AW0",218.62]
[6001458322,"MAY-DAWSON (02)","AW0-004","AW0",218.63]
[6001149745,"MAY-DAWSON (02)","AW0-004","AW0",218.63]
[6001327370,"RYDER-NOLAN (02)","AW0-006","AW0",218.63]
[6001197915,"THE CROSSWAY-PARK (01)","AW0-008","AW0",218.63]
[6001148106,"WEST-KINGSLEY (02)","AW0-007","AW0",218.63]
[6001294196,"FULLARTON-WALTERS (01)","AW0-006","AW0",218.65]
[6001309008,"CAMERON-MATTHEWS (03)","AW0-006","AW0",218.66]
[6001154246,"CLAYTON-MASCOMA (01)","AW0-012","AW0",218.66]
[6001158869,"HEATHER-DINAH (01)","AW0-006","AW0",218.66]
[6001159025,"ELLEN-RACHELLE (01)","AW0-008","AW0",218.67]
[6001194785,"HILLCREST-MICKLEHAM (01)","AW0-009","AW0",218.67]
[6001328799,"NEWMAN-HOTHAM (02)","AW0-007","AW0",218.67]
[6001158309,"PAMELA-HERBERT (02)","AW0-006","AW0",218.67]
[6001215852,"PARKSIDE-STERLING (01)","AW0-008","AW0",218.67]
[6001194975,"HALL-BURBANK (02)","AW0-002","AW0",218.69]
[6001417556,"OAK-CONISTON (01)","AW0-007","AW0",218.69]
[6001311704,"THE CROSSWAY-PARK (01)","AW0-008","AW0",218.69]
[6001346608,"WOORITE-MILLEARA (02)","AW0-008","AW0",218.69]
[6001158803,"NEAL-DINAH (01)","AW0-008","AW0",218.7]
[6001148290,"WEST-KINGSLEY (01)","AW0-007","AW0",218.7]
[6001399357,"COPE-MOORE (02)","AW0-001","AW0",218.71]
[6001158880,"HEATHER-DINAH (01)","AW0-006","AW0",218.71]
[6001248629,"SEXTON-PARER (01)","AW0-006","AW0",218.71]
[6001207429,"TOWNSEND-HOCTOR (02)","AW0-002","AW0",218.71]
[6001159905,"THE CROSSWAY-VISTA (01)","AW0-008","AW0",218.72]
[6001159967,"COHEN-GROVES (01)","AW0-008","AW0",218.73]
[6001114797,"FARRELL-RYDER (03)","AW0-006","AW0",218.73]
[6001197908,"THE CROSSWAY-PARK (01)","AW0-008","AW0",218.73]
[6001148757,"COPE-MOORE (02)","AW0-001","AW0",218.74]
[6001149752,"MAY-DAWSON (02)","AW0-004","AW0",218.74]
[6001285062,"CAMERON-MATTHEWS (03)","AW0-006","AW0",218.75]
[6001425519,"ELLEN-RACHELLE (02)","AW0-008","AW0",218.75]
[6001148670,"SEXTON-PARER (01)","AW0-006","AW0",218.75]
[6001147631,"HILLSIDE-ROBERTS (01)","AW0-007","AW0",218.76]
[6001159686,"THE CROSSWAY-VISTA (01)","AW0-008","AW0",218.76]
[6001450071,"ROSEHILL-TALBOT (01)","AW0-006","AW0",218.77]
[6001018250,"COHEN-GROVES (01)","AW0-008","AW0",218.78]
[6001398847,"WUNNAMURRA-WONGANELA (02)","AW0-008","AW0",218.78]
[6001320525,"FULLARTON-WALTERS (01)","AW0-006","AW0",218.79]
[6001390585,"OAK-CONISTON (01)","AW0-007","AW0",218.79]
[6001158320,"PAMELA-HERBERT (02)","AW0-006","AW0",218.8]
[6001395041,"OAK-CONISTON (01)","AW0-007","AW0",218.81]
[6001194834,"ARNSIDE-HILLCREST (03)","AW0-014","AW0",218.82]
[6001149791,"MAY-DAWSON (02)","AW0-004","AW0",218.82]
[6001147066,"OAK-CONISTON (01)","AW0-007","AW0",218.82]
[6001190840,"BRAMCOTE-FORMAN (02)","AW0-009","AW0",218.83]
[6001233209,"MOYANGUL-GUNGARLAN (03)","AW0-008","AW0",218.83]
[6001306224,"QUINN-NOGA (02)","AW0-007","AW0",218.83]
[6001477019,"HILLSIDE-ROBERTS (01)","AW0-007","AW0",218.84]
[6001014167,"CRESSWELL-CAMERON (02)","AW0-006","AW0",218.85]
[6001159680,"THE CROSSWAY-VISTA (01)","AW0-008","AW0",218.85]
[6001159229,"COHEN-GROVES (02)","AW0-008","AW0",218.86]
[6001197169,"COLLEGE-BREES (04)","AW0-008","AW0",218.86]
[6001148618,"COPE-MOORE (02)","AW0-001","AW0",218.86]
[6001334260,"PAMELA-HERBERT (01)","AW0-006","AW0",218.86]
[6001196254,"TOWNSEND-HOCTOR (02)","AW0-002","AW0",218.86]
[6001322306,"COPE-MOORE (02)","AW0-001","AW0",218.88]
[6001147679,"HILLSIDE-ROBERTS (02)","AW0-007","AW0",218.88]
[6001311703,"THE CROSSWAY-PARK (01)","AW0-008","AW0",218.88]
[6001452860,"THE CROSSWAY-VISTA (03)","AW0-008","AW0",218.88]
[6001197311,"COLLEGE-BREES (01)","AW0-008","AW0",218.89]
[6001298414,"CRESSWELL-CAMERON (02)","AW0-006","AW0",218.89]
[6001157730,"WUNNAMURRA-WONGANELA (02)","AW0-008","AW0",218.89]
[6001148050,"ETZEL-CLYDESDALE (01)","AW0-006","AW0",218.9]
[6001158498,"SHELLEY-NOGA (01)","AW0-007","AW0",218.9]
[6001272277,"BUCKLEY-PHILLIP (01)","AW0-008","AW0",218.91]
[6001424051,"ELLEN-RACHELLE (02)","AW0-008","AW0",218.91]
[6001228820,"QUINN-CLARKS (03)","AW0-007","AW0",218.91]
[6001195784,"LINACRE-KATRINA (02)","AW0-002","AW0",218.92]
[6001147230,"MCNAMARA-PETERS (01)","AW0-007","AW0",218.92]
[6001197097,"COLLEGE-BREES (02)","AW0-008","AW0",218.93]
[6001266866,"COLLEGE-BREES (02)","AW0-008","AW0",218.93]
[6001294085,"FULLARTON-WALTERS (01)","AW0-006","AW0",218.94]
[6001146662,"HART-BOWES (02)","AW0-006","AW0",218.94]
[6001158290,"PAMELA-HERBERT (01)","AW0-006","AW0",218.94]
[6001301724,"SEXTON-HALSEY (02)","AW0-006","AW0",218.94]
[6001158969,"MCPHERSON-QUINN (03)","AW0-008","AW0",218.95]
[6001341316,"SEXTON-PARER (01)","AW0-006","AW0",218.95]
[6001148445,"WEST-KINGSLEY (02)","AW0-007","AW0",218.95]
[6001262438,"COHEN-GROVES (01)","AW0-008","AW0",218.96]
[6001197108,"COLLEGE-BREES (02)","AW0-008","AW0",218.96]
[6001163903,"HUTCHINSON-HOTHAM (02)","AW0-006","AW0",218.96]
[6001163868,"NEWMAN-HOTHAM (02)","AW0-007","AW0",218.96]
[6001467655,"QUINN-NOGA (02)","AW0-007","AW0",218.96]
[6001308114,"SHELLEY-NOGA (01)","AW0-007","AW0",218.96]
[6001336143,"WUNNAMURRA-WONGANELA (01)","AW0-008","AW0",218.96]
[6001288153,"GREEN-MATTHEWS (01)","AW0-006","AW0",218.97]
[6001159305,"COHEN-GROVES (01)","AW0-008","AW0",218.98]
[6001163990,"HUTCHINSON-HOTHAM (01)","AW0-006","AW0",218.98]
[6001158332,"PAMELA-HERBERT (02)","AW0-006","AW0",218.98]
[6001146793,"CRESSWELL-CAMERON (02)","AW0-006","AW0",218.99]
[6001029419,"MELROSE-CATHERINE (01)","AW0-004","AW0",218.99]
[6001309053,"MOYANGUL-GUNGARLAN (01)","AW0-008","AW0",218.99]
[6001147097,"OAK-CONISTON (01)","AW0-007","AW0",218.99]
[6001157716,"MOYANGUL-GUNGARLAN (01)","AW0-008","AW0",219]
[6001485161,"QUINN-CLARKS (02)","AW0-007","AW0",219]
[6001416753,"WOORITE-MILLEARA (01)","AW0-008","AW0",219]
[6001212955,"HEATHER-DINAH (01)","AW0-006","AW0",219.01]
[6001149913,"MAY-DAWSON (02)","AW0-004","AW0",219.01]
[6001043734,"ROSEHILL-TALBOT (01)","AW0-006","AW0",219.01]
[6001243027,"DAVID-RACHELLE (03)","AW0-007","AW0",219.02]
[6001479633,"HEATHER-DINAH (01)","AW0-006","AW0",219.02]
[6001183863,"SEXTON-PARER (01)","AW0-006","AW0",219.02]
[6001157341,"ETKA-MARK (03)","AW0-007","AW0",219.03]
[6001252890,"HILBERT-HARRINGTON (02)","AW0-008","AW0",219.04]
[6001329495,"PAMELA-HERBERT (02)","AW0-006","AW0",219.04]
[6001340697,"THE CROSSWAY-PARK (01)","AW0-008","AW0",219.04]
[6001147006,"MCNAMARA-PETERS (03)","AW0-007","AW0",219.05]
[6001197346,"THE CROSSWAY-VISTA (02)","AW0-008","AW0",219.05]
[6001158879,"HEATHER-DINAH (01)","AW0-006","AW0",219.06]
[6001157059,"WOORITE-MILLEARA (01)","AW0-008","AW0",219.06]
[6001157621,"CUDGEWA-BORVA (01)","AW0-008","AW0",219.07]
[6001147753,"ETZEL-CLYDESDALE (01)","AW0-006","AW0",219.07]
[6001477022,"HILLSIDE-ROBERTS (01)","AW0-007","AW0",219.07]
[6001255561,"ROSEHILL-TALBOT (01)","AW0-006","AW0",219.07]
[6001458269,"MAY-DAWSON (02)","AW0-004","AW0",219.08]
[6001211791,"HIGHRIDGE-ROBERTS (03)","AW0-006","AW0",219.1]
[6001147523,"HILBERT-HARRINGTON (02)","AW0-008","AW0",219.1]
[6001513062,"QUINN-NOGA (02)","AW0-007","AW0",219.1]
[6001158570,"ROSEHILL-TALBOT (01)","AW0-006","AW0",219.1]
[6001198193,"THE CROSSWAY-PARK (02)","AW0-008","AW0",219.1]
[6001159467,"ROSTELLA-NORWOOD (01)","AW0-008","AW0",219.11]
[6001196843,"KITTYHAWK-MOORNA (02)","AW0-008","AW0",219.12]
[6001158403,"QUINN-NOGA (01)","AW0-007","AW0",219.12]
[6001197106,"COLLEGE-BREES (02)","AW0-008","AW0",219.13]
[6001467767,"ETZEL-CLYDESDALE (03)","AW0-006","AW0",219.14]
[6001148251,"WEST-KINGSLEY (01)","AW0-007","AW0",219.14]
[6001197311,"COLLEGE-BREES (01)","AW0-008","AW0",219.15]
[6001490764,"ETZEL-CLYDESDALE (03)","AW0-006","AW0",219.15]
[6001349773,"QUINN-NOGA (01)","AW0-007","AW0",219.15]
[6001195043,"SAMARA-ELMHURST (02)","AW0-002","AW0",219.15]
[6001154218,"CLAYTON-MASCOMA (02)","AW0-012","AW0",219.16]
[6001158423,"DAVID-RACHELLE (03)","AW0-007","AW0",219.16]
[6001259964,"ETZEL-CLYDESDALE (01)","AW0-006","AW0",219.16]
[6001338504,"ETZEL-CLYDESDALE (03)","AW0-006","AW0",219.16]
[6001146878,"HART-BOWES (03)","AW0-006","AW0",219.16]
[6001332390,"VALLEY LAKE-STEELE CREEK (01)","AW0-007","AW0",219.16]
[6001150060,"MELROSE-CATHERINE (01)","AW0-004","AW0",219.17]
[6001197875,"NORWOOD-PROSPECT (02)","AW0-008","AW0",219.17]
[6001127696,"THE CROSSWAY-PARK (02)","AW0-008","AW0",219.17]
[6001197924,"THE CROSSWAY-PARK (01)","AW0-008","AW0",219.17]
[6001197093,"COLLEGE-BREES (02)","AW0-008","AW0",219.18]
[6001439109,"CRESSWELL-CAMERON (02)","AW0-006","AW0",219.18]
[6001257024,"JILLIAN-DAWSON (02)","AW0-004","AW0",219.18]
[6001234181,"KENNY-COGHILL (01)","AW0-009","AW0",219.18]
[6001425254,"QUINN-NOGA (01)","AW0-007","AW0",219.18]
[6001266437,"ADELAIDE-LANARK (04)","AW0-012","AW0",219.19]
[6001159420,"PARKSIDE-STERLING (01)","AW0-008","AW0",219.19]
[6001146878,"HART-BOWES (03)","AW0-006","AW0",219.2]
[6001148281,"HILBERT-HARRINGTON (01)","AW0-008","AW0",219.2]
[6001287447,"HILLSIDE-ROBERTS (02)","AW0-007","AW0",219.2]
[6001157709,"MOYANGUL-GUNGARLAN (01)","AW0-008","AW0",219.2]
[6001149653,"THERESA-CHRISTOPHER (02)","AW0-009","AW0",219.2]
[6001396888,"DALKEITH-GORDON (02)","AW0-009","AW0",219.21]
[6001473017,"FOKKER-VICKERS (01)","AW0-012","AW0",219.21]
[6001197931,"THE CROSSWAY-PARK (01)","AW0-008","AW0",219.21]
[6001038569,"WOORITE-MILLEARA (02)","AW0-008","AW0",219.21]
[6001157071,"WUNNAMURRA-WONGANELA (01)","AW0-008","AW0",219.21]
[6001437807,"FARRELL-RYDER (02)","AW0-006","AW0",219.22]
[6001148319,"HILBERT-HARRINGTON (02)","AW0-008","AW0",219.22]
[6001342219,"OAK-CONISTON (01)","AW0-007","AW0",219.22]
[6001157596,"WOORITE-MILLEARA (02)","AW0-008","AW0",219.22]
[6001322548,"ETZEL-CLYDESDALE (01)","AW0-006","AW0",219.23]
[6001197864,"NORWOOD-PROSPECT (02)","AW0-008","AW0",219.23]
[6001149659,"THERESA-CHRISTOPHER (02)","AW0-009","AW0",219.23]
[6001451803,"HEATHER-DINAH (02)","AW0-006","AW0",219.24]
[6001158321,"PAMELA-HERBERT (02)","AW0-006","AW0",219.24]
[6001159425,"PARKSIDE-STERLING (01)","AW0-008","AW0",219.24]
[6001010979,"WUNNAMURRA-WONGANELA (01)","AW0-008","AW0",219.24]
[6001022381,"ELLEN-RACHELLE (02)","AW0-008","AW0",219.25]
[6001290439,"HANSON-GOBLE (01)","AW0-007","AW0",219.25]
[6001157466,"MOYANGUL-GUNGARLAN (03)","AW0-008","AW0",219.25]
[6001158399,"QUINN-NOGA (01)","AW0-007","AW0",219.26]
[6001148762,"COPE-MOORE (02)","AW0-001","AW0",219.27]
[6001471362,"MCPHERSON-QUINN (03)","AW0-008","AW0",219.27]
[6001273837,"WARATAH-CAROL (02)","AW0-009","AW0",219.27]
[6001344543,"HART-BOWES (03)","AW0-006","AW0",219.29]
[6001194844,"HILLCREST-MICKLEHAM (01)","AW0-009","AW0",219.29]
[6001195034,"SAMARA-ELMHURST (02)","AW0-002","AW0",219.29]
[6001157094,"WUNNAMURRA-WONGANELA (01)","AW0-008","AW0",219.29]
[6001157152,"QUINN-CLARKS (02)","AW0-007","AW0",219.3]
[6001157054,"WOORITE-MILLEARA (01)","AW0-008","AW0",219.3]
[6001157073,"WUNNAMURRA-WONGANELA (01)","AW0-008","AW0",219.3]
[6001197089,"COLLEGE-BREES (02)","AW0-008","AW0",219.31]
[6001209076,"PARKSIDE-STERLING (01)","AW0-008","AW0",219.31]
[6001197931,"THE CROSSWAY-PARK (01)","AW0-008","AW0",219.31]
[6001283951,"ARCADE-PROSPECT (02)","AW0-008","AW0",219.32]
[6001303310,"KITTYHAWK-MOORNA (02)","AW0-008","AW0",219.33]
[6001427524,"OAK-CONISTON (02)","AW0-007","AW0",219.33]
[6001197134,"DAVID-RACHELLE (02)","AW0-007","AW0",219.34]
[6001147368,"HIGHRIDGE-ROBERTS (01)","AW0-006","AW0",219.34]
[6001226918,"NORTH-THOMAS (01)","AW0-007","AW0",219.34]
[6001159463,"ROSTELLA-NORWOOD (01)","AW0-008","AW0",219.34]
[6001471869,"BUCKLEY-PHILLIP (01)","AW0-008","AW0",219.35]
[6001157513,"CUDGEWA-BORVA (01)","AW0-008","AW0",219.35]
[6001280330,"FARRELL-RYDER (02)","AW0-006","AW0",219.35]
[6001301850,"WARATAH-CAROL (02)","AW0-009","AW0",219.35]
[6001158304,"PAMELA-HERBERT (01)","AW0-006","AW0",219.44]
[6001158398,"QUINN-NOGA (01)","AW0-007","AW0",220.67]
[6001406108,"HEATHER-DINAH (01)","AW0-006","AW0",220.98]
[6001147080,"OAK-CONISTON (02)","AW0-007","AW0",221.85]
[6001196378,"VAUCLUSE-LENOAK (01)","AW0-002","AW0",222.07]
[6001332505,"GRANITE-VALLEY LAKE (03)","AW0-007","AW0",222.8]
[6001157611,"WOORITE-MILLEARA (02)","AW0-008","AW0",223.06]
[6001313100,"ETZEL-CLYDESDALE (02)","AW0-006","AW0",223.28]
[6001192999,"DAWSON-ROMA (01)","AW0-004","AW0",224.05]
[6001157520,"CUDGEWA-BORVA (01)","AW0-008","AW0",224.29]
[6001454794,"STEELE CREEK-BASALT (03)","AW0-007","AW0",224.98]
[6001195154,"ELMHURST-CARRICK (01)","AW0-002","AW0",225.25]
[6001309399,"MARIGOLD-HOLLY (03)","AW0-012","AW0",225.8]
[6001393465,"GRANITE-VALLEY LAKE (02)","AW0-007","AW0",226]
[6001190503,"COPELAND-BAMFORD (01)","AW0-014","AW0",226.23]
[6001263252,"BEECROFT-ASHFORD (01)","AW0-014","AW0",226.7]
[6001195836,"BURBANK-KATRINA (01)","AW0-002","AW0",226.91]
[6001194782,"HILLCREST-MICKLEHAM (01)","AW0-009","AW0",227.38]
[6001209403,"FULLARTON-WALTERS (02)","AW0-006","AW0",227.49]
[6001190522,"BROLGA-SWAN (01)","AW0-014","AW0",227.94]
[6001462161,"STEELE CREEK-BASALT (03)","AW0-007","AW0",228.07]
[6001159619,"EASTLEIGH-NORWOOD (03)","AW0-008","AW0",228.5]
[6001446297,"VALLEY LAKE-STEELE CREEK (03)","AW0-007","AW0",228.63]
[6001197263,"VIEWBANK-BREES (02)","AW0-006","AW0",228.75]
[6001221127,"BARRIE 31-SILICON (02)","AW0-011","AW0",229.09]
[6001196858,"KITTYHAWK-MOORNA (02)","AW0-008","AW0",229.2]
[6001127761,"KENNY-COGHILL (04)","AW0-009","AW0",229.5]
[6001308514,"COHEN-GROVES (01)","AW0-008","AW0",229.63]
[6001157572,"WUNNAMURRA-WONGANELA (02)","AW0-008","AW0",229.95]
[6001263659,"COACH HOUSE-ALANBRAE (02)","AW0-009","AW0",230.09]
[6001164146,"FARRELL-RYDER (01)","AW0-006","AW0",230.37]
[6001146972,"YORK-MATTHEWS (01)","AW0-001","AW0",230.46]
[6001410413,"THE AVENUE-KEILOR (03)","AW0-007","AW0",230.56]
[6001196363,"TOWNSEND-HOCTOR (01)","AW0-002","AW0",230.83]
[6001159605,"EASTLEIGH-NORWOOD (03)","AW0-008","AW0",230.92]
[6001149072,"MELROSE-BROADMEADOWS (02)","AW0-004","AW0",231.16]
[6001296640,"HEATHER-DINAH (01)","AW0-006","AW0",231.24]
[6001284271,"GOWANBRAE-SEGGAN (01)","AW0-012","AW0",231.49]
[6001298937,"BUCKLEY-PHILLIP (01)","AW0-008","AW0",231.57]
[6001501317,"STEELE CREEK-BASALT (04)","AW0-007","AW0",231.8]
[6001147807,"MCNAMARA-ROBERTS (01)","AW0-006","AW0",231.9]
[6001148057,"ETZEL-CLYDESDALE (01)","AW0-006","AW0",231.99]
[6001420125,"HADDON HALL-BATEMAN (04)","AW0-009","AW0",232.25]
[6001212416,"NEWMAN-HOTHAM (01)","AW0-007","AW0",232.32]
[6001194570,"WOODSTOCK-GLADSTONE (02)","AW0-002","AW0",232.53]
[6001194429,"TAYLOR-PARNELL (03)","AW0-002","AW0",232.63]
[6001198270,"TULLA PARK-ELATA (02)","AW0-011","AW0",232.86]
[6001334250,"VALLEY LAKE-STEELE CREEK (03)","AW0-007","AW0",232.93]
[6001325919,"VALLEY LAKE-STEELE CREEK (03)","AW0-007","AW0",233.01]
[6001209787,"HASSETT-BORDER (04)","AW0-008","AW0",233.21]
[6001159985,"THE CROSSWAY-VISTA (03)","AW0-008","AW0",233.29]
[6001194812,"ARNSIDE-HILLCREST (01)","AW0-014","AW0",233.5]
[6001276636,"MARIGOLD-ALDER (03)","AW0-012","AW0",233.56]
[6001213716,"CHAPPELL-HASSETT (04)","AW0-008","AW0",233.8]
[6001297692,"MARIGOLD-HOLLY (04)","AW0-012","AW0",233.85]
[6001160919,"MONTE CARLO-ORLEANS (04)","AW0-008","AW0",233.95]
[6001150158,"MILLAR-DERBY (02)","AW0-004","AW0",234.14]
[6001163504,"THE AVENUE-KEILOR (01)","AW0-007","AW0",234.21]
[6001398665,"CRESSWELL-CAMERON (02)","AW0-006","AW0",234.42]
[6001448764,"RYDER-NOLAN (03)","AW0-006","AW0",234.48]
[6001158707,"HEATHER-DINAH (02)","AW0-006","AW0",234.68]
[6001347712,"WYONG-CENTREWAY (02)","AW0-007","AW0",234.76]
[6001229614,"YORK-MATTHEWS (02)","AW0-001","AW0",234.96]
[6001209527,"VIEWBANK-BREES (01)","AW0-006","AW0",235.05]
[6001156368,"KNIGHTON-FULLARTON (02)","AW0-008","AW0",235.24]
[6001123277,"MELROSE-CATHERINE (05)","AW0-004","AW0",235.3]
[6001230075,"ROSEHILL-ROSE (02)","AW0-006","AW0",235.38]
[6001147217,"MCNAMARA-PETERS (01)","AW0-007","AW0",235.56]
[6001343725,"DERBY 14-HENDERSON (01)","AW0-004","AW0",235.62]
[6001213541,"LOUIS-MARSHALL (02)","AW0-005","AW0",235.82]
[6001009827,"PAYNE-RYLANDES (01)","AW0-009","AW0",235.89]
[6001233727,"BLUEBELL-LILAC (02)","AW0-012","AW0",236.11]
[6001251903,"HARCOURT-SHERBOURNE (01)","AW0-002","AW0",236.18]
[6001236203,"LANARK-GOWANBRAE (04)","AW0-012","AW0",236.35]
[6001193647,"DERBY 14-HENDERSON (01)","AW0-004","AW0",236.43]
[6001214951,"HASSETT-BORDER (03)","AW0-008","AW0",236.5]
[6001286094,"MURDOCH-HASSETT (03)","AW0-008","AW0",236.71]
[6001195624,"ELMHURST-CARRICK (01)","AW0-002","AW0",236.78]
[6001284653,"OAK-CONISTON (02)","AW0-007","AW0",236.96]
[6001349759,"GORDON-SHARPS (01)","AW0-012","AW0",237.04]
[6001218163,"DINAH-QUINN (03)","AW0-007","AW0",237.21]
[6001159784,"PARKSIDE-STERLING (02)","AW0-008","AW0",237.27]
[6001337141,"HART-BOWES (03)","AW0-006","AW0",237.34]
[6001300594,"RODD-WESTFIELD CO (02)","AW0-005","AW0",237.58]
[6001208080,"BRAMCOTE-FORMAN (02)","AW0-009","AW0",237.62]
[6001292920,"BLUEBELL-LILAC (01)","AW0-012","AW0",237.81]
[6001216653,"BLUEBELL-LILAC (01)","AW0-012","AW0",237.87]
[6001239696,"PARER-COPE (01)","AW0-001","AW0",238.07]
[6001301914,"HEWITT-GARDEN (02)","AW0-014","AW0",238.13]
[6001147264,"LOCK-LAURENCE (02)","AW0-007","AW0",238.32]
[6001351887,"LINDAWAY-MELROSE (02)","AW0-002","AW0",238.39]
[6001468249,"MICKLEHAM-GARDEN (02)","AW0-009","AW0",238.45]
[6001159101,"MCPHERSON-QUINN (02)","AW0-008","AW0",238.66]
[6001232463,"COACH HOUSE-ALANBRAE (01)","AW0-009","AW0",238.73]
[6001190514,"KOALA-PELICAN (02)","AW0-014","AW0",238.92]
[6001193148,"LACKENHEATH-STRADSHL (02)","AW0-014","AW0",239]
[6001470065,"HALSEY-LOUIS (01)","AW0-005","AW0",239.18]
[6001021527,"BARRIE 31-SILICON (01)","AW0-011","AW0",239.26]
[6001288130,"GOWANBRAE-SEGGAN (03)","AW0-012","AW0",239.43]
[6001193382,"MELROSE-CATHERINE (05)","AW0-004","AW0",239.49]
[6001197339,"COLLEGE-BREES (01)","AW0-008","AW0",239.58]
[6001209224,"OVATA-SALIGNA (02)","AW0-011","AW0",239.78]
[6001157794,"WYONG-CENTREWAY (02)","AW0-007","AW0",239.84]
[6001297904,"FRASER-BOWES (02)","AW0-001","AW0",240.06]
[6001241625,"ELMHURST-CARRICK (02)","AW0-002","AW0",240.12]
[6001320579,"HAWKER-MCNAMARA (02)","AW0-001","AW0",240.34]
[6001194440,"SOUTH CIRCULAR-CARRICK (02)","AW0-002","AW0",240.41]
[6001407370,"HAWKER-MCNAMARA (03)","AW0-001","AW0",240.61]
[6001195471,"THE CIRCUIT-JOEL (02)","AW0-002","AW0",240.69]
[6001193006,"DAWSON-ROMA (02)","AW0-004","AW0",240.77]
[6001244469,"CATALINA-GARDEN 1 (00)","AW0-014","AW0",241]
[6001209067,"SALTAU-MILLEARA (02)","AW0-008","AW0",241.06]
[6001004460,"WESTFIELD-NO2 (00)","AW0-008","AW0",241.27]
[6001231905,"RODD-WESTFIELD CO (03)","AW0-005","AW0",241.35]
[6001374116,"EUMARELLA-SPRING (01)","AW0-012","AW0",241.56]
[6001193605,"INTERNATIONAL-MICKLEHAM (00)","AW0-009","AW0",241.64]
[6001198199,"BARRIE-SHARPS (02)","AW0-011","AW0",241.76]
[6001322764,"MOORE 9-MATTHEWS (01)","AW0-012","AW0",242.04]
[6001285003,"WESTERN-GLOBAL (02)","AW0-014","AW0",242.18]
[6001454768,"MCNAMARA-PETERS (02)","AW0-007","AW0",242.57]
[6001149489,"EUMARELLA-SPRING (03)","AW0-012","AW0",242.71]
[6001040340,"KING-MATTHEWS (02)","AW0-005","AW0",243.43]
[6001457349,"FAWKNER-BENT (02)","AW0-009","AW0",243.71]
[6001190864,"BRAMCOTE-FORMAN (01)","AW0-009","AW0",245.12]
[6001289515,"TRADE PARK-INTERNATIONAL (04)","AW0-004","AW0",246.26]
[6001190282,"ERINBANK-DOBIES (02)","BD0-007","BD0",203.93]
[6001179040,"WODONGA-CUTHBERT (01)","BD0-011","BD0",217.65]
[6001177424,"BLACKWOOD-SYCAMORE (01)","BD0-016","BD0",218.61]
[6001181438,"RIGGALL-APOLLO (01)","BD0-003","BD0",221]
[6001179031,"WODONGA-CUTHBERT (01)","BD0-011","BD0",222]
[6001401672,"ELIZABETH-RALEIGH (01)","BD0-007","BD0",223.54]
[6001181004,"EXFORD-LONGFORD (02)","BD0-009","BD0",224.11]
[6001179750,"LYDIA-DUNSTAN (02)","BD0-015","BD0",225.14]
[6001177721,"RAINSFORD-SAMUEL (02)","BD0-016","BD0",225.43]
[6001250617,"ERINBANK-DOBIES (01)","BD0-007","BD0",225.8]
[6001189908,"HARRICKS-ALISON (02)","BD0-007","BD0",226.62]
[6001194132,"DUNFIELD-BERESFORD (01)","BD0-007","BD0",226.87]
[6001040697,"ROKEWOOD-BALOOK (01)","BD0-014","BD0",227.72]
[6001183097,"KATUNGA-HAMILTON (02)","BD0-007","BD0",227.99]
[6001181645,"INVERLOCH-MERINO (01)","BD0-010","BD0",228.7]
[6001391134,"ELIZABETH-RALEIGH (01)","BD0-007","BD0",228.92]
[6001180328,"KARNAK-PEARSON (02)","BD0-009","BD0",229.46]
[6001188790,"TATURA-NATHALIA (02)","BD0-007","BD0",229.65]
[6001011971,"ROKEWOOD-ELLAM (02)","BD0-014","BD0",229.83]
[6001179538,"WASHINGTON-DOY (02)","BD0-015","BD0",230.32]
[6001401672,"ELIZABETH-RALEIGH (01)","BD0-007","BD0",230.49]
[6001240459,"ELDORADO-MOYSTON (01)","BD0-014","BD0",230.92]
[6001288733,"JOFFRE-KITCHENER (03)","BD0-011","BD0",231.14]
[6001190316,"ERINBANK-ALVIE (02)","BD0-007","BD0",231.54]
[6001022490,"REDESDALE-GALVIN (01)","BD0-014","BD0",231.68]
[6001232061,"TAGGERTY-MELWOOD (02)","BD0-014","BD0",231.85]
[6001188752,"COBRAM-LILLIPUT (01)","BD0-007","BD0",232.27]
[6001180113,"HERBERT-GARNER (01)","BD0-015","BD0",232.4]
[6001188939,"WILBY-GLENCAIRN (02)","BD0-007","BD0",232.76]
[6001188940,"WILBY-GLENCAIRN (02)","BD0-007","BD0",232.9]
[6001189742,"HARRICKS-LAVERY (02)","BD0-007","BD0",233.31]
[6001190362,"ERINBANK-REDAN (01)","BD0-007","BD0",233.43]
[6001244967,"WERRIBEE-AMBROSE (01)","BD0-004","BD0",233.79]
[6001192481,"WALPA-TOORA (03)","BD0-007","BD0",233.94]
[6001184391,"ADRIAN-JESICA (00)","BD0-013","BD0",234.06]
[6001179432,"TRESCO-BARRY (02)","BD0-007","BD0",234.45]
[6001196061,"COLDEN-CLARKE (01)","BD0-007","BD0",234.56]
[6001179271,"WARANGA-BLAIR (04)","BD0-011","BD0",234.89]
[6001189188,"MOYNE-LONGFORD (01)","BD0-009","BD0",235.04]
[6001387690,"VALLEY PARK-VISTA (04)","BD0-007","BD0",235.36]
[6001184216,"ROKEWOOD-ELLAM (02)","BD0-014","BD0",235.5]
[6001177607,"SYCAMORE-LAUREL (02)","BD0-016","BD0",235.61]
[6001420739,"LARA-PREMIER (01)","BD0-008","BD0",235.88]
[6001180702,"WESTMERE-WARNE (02)","BD0-014","BD0",235.99]
[6001180238,"EDMUND-KING (01)","BD0-004","BD0",236.26]
[6001252194,"HUME 1608-BOLINDA (01)","BD0-015","BD0",236.34]
[6001188059,"PASCOE VALE-BENDOC (02)","BD0-014","BD0",236.65]
[6001180440,"ALMURTA-KYABRAM (02)","BD0-014","BD0",236.74]
[6001181735,"INVERLOCH-MERINO (02)","BD0-010","BD0",237.07]
[6001426520,"VALLEY PARK-VISTA (01)","BD0-007","BD0",237.17]
[6001180154,"HAMPDEN-GEACH (01)","BD0-004","BD0",237.49]
[6001181031,"YINNAR-BARRY (01)","BD0-007","BD0",237.62]
[6001015525,"WINCHESTER-WHARTON (03)","BD0-004","BD0",237.71]
[6001210214,"AVOCA-GIRGARRE (01)","BD0-007","BD0",238]
[6001331512,"ROKEWOOD-ELLAM (02)","BD0-014","BD0",238.12]
[6001180347,"KARNAK-PEARSON (01)","BD0-009","BD0",238.45]
[6001189011,"COOMA-TAWONGA (01)","BD0-007","BD0",238.59]
[6001255984,"TALGARNO-UNITT (03)","BD0-010","BD0",238.86]
[6001209925,"HUME-PARAMOUNT CO (02)","BD0-015","BD0",238.95]
[6001180222,"HEPBURN-KING (01)","BD0-003","BD0",239.06]
[6001333913,"MAFFRA P79-LISA (01)","BD0-001","BD0",239.33]
[6001249244,"ROKEWOOD-BALOOK (01)","BD0-014","BD0",239.47]
[6001179350,"RIGGALL-APOLLO (02)","BD0-003","BD0",239.74]
[6001259146,"MCIVOR-KIEWA (02)","BD0-011","BD0",239.86]
[6001323083,"PREMIER 80-LARA (01)","BD0-008","BD0",240.16]
[6001234899,"MCIVOR-KIEWA (02)","BD0-011","BD0",240.27]
[6001003687,"COLBERT-BARRY (00)","BD0-016","BD0",240.65]
[6001272696,"MALCOLM-ARI (00)","BD0-016","BD0",240.83]
[6001321713,"RANDOR 30-LARA (01)","BD0-008","BD0",240.97]
[6001187713,"ROKEWOOD-ELLAM (01)","BD0-014","BD0",241.59]
[6001188015,"TAGGERTY-MELWOOD (02)","BD0-014","BD0",241.88]
[6001323083,"PREMIER 80-LARA (01)","BD0-008","BD0",242.86]
[6001348227,"MERRI 2-LEVER (01)","BD0-008","BD0",243.4]
[6001487703,"MERRI 1-LEVER (03)","BD0-008","BD0",244.5]
[6001180552,"BUSHFIELD-LONGFORD (01)","BD0-009","BD0",244.91]
[6001309865,"SALVATOR-HUMESIDE (02)","BD0-016","BD0",245.26]
[6001470637,"MERRI 1-LEVER (04)","BD0-008","BD0",247.15]
[6001441168,"JACANA-LAHINCH (02)","BMS-012","BMS",216.99]
[6001182600,"LANDY-LICHFIELD (03)","BMS-023","BMS",223.27]
[6001276263,"GRAHAM-GIBSON (02)","BMS-023","BMS",224.54]
[6001178571,"FREDA-WIDFORD (02)","BMS-023","BMS",227.51]
[6001178764,"GRAHAM-GIBSON (02)","BMS-023","BMS",228.14]
[6001243328,"GRAHAM-GIBSON (02)","BMS-023","BMS",230.07]
[6001395288,"SUNSET-PASCOE VALE (02)","BMS-023","BMS",230.53]
[6001178656,"WAVERLEY-ELECTRIC (01)","BMS-023","BMS",231.77]
[6001313605,"CAMP 82-HUME (02)","BMS-021","BMS",232.41]
[6001349898,"HARTLEY-CAMP (01)","BMS-012","BMS",232.83]
[6001453705,"LAHINCH-WIDFORD (02)","BMS-023","BMS",234.15]
[6001482819,"HARTLEY-CAMP (01)","BMS-012","BMS",234.67]
[6001176965,"MAHONEYS-KATHRYN (01)","BMS-021","BMS",235.75]
[6001317222,"DACELO-GIBSON (02)","BMS-012","BMS",236.19]
[6001250220,"TRAWALLA-TERRAZZO (02)","BMS-021","BMS",237.14]
[6001178830,"SMILEY-GERBERT (02)","BMS-012","BMS",237.47]
[6001182229,"JOSEPH-MARTELL (02)","BMS-012","BMS",237.87]
[6001407137,"HUME 1470-CAMP (01)","BMS-021","BMS",238.72]
[6001394347,"THE GATEWAY-CAMP (04)","BMS-021","BMS",239.13]
[6001003366,"PASCOE VALE1100-DIMBOOLA (01)","BMS-012","BMS",240.51]
[6001178361,"NEPEAN-FREDA (02)","BMS-023","BMS",241.55]
[6001178423,"ELLIOT-GRAHAM (01)","BMS-012","BMS",244.66]
[6001247807,"CAMP-WARNOCK (01)","BMS-012","BMS",246.44]
[6001162527,"WHITE-DUKE (01)","BY0-014","BY0",210.81]
[6001504386,"CRESWICK-LATROBE (02)","BY0-012","BY0",213.16]
[6001255972,"KELLAWAY-ROSAMOND (02)","BY0-013","BY0",214.49]
[6001060908,"ROSAMOND-RIVER (01)","BY0-013","BY0",218.71]
[6001161772,"HOLDEN-MILITARY (02)","BY0-014","BY0",219.7]
[6001015088,"CRESWICK-LATROBE (02)","BY0-012","BY0",221.95]
[6001161263,"ARBOR-MACEY (01)","BY0-014","BY0",222.63]
[6001425643,"SHEPHERD-COMMERCIAL (02)","BY0-012","BY0",224]
[6001060773,"ROSAMOND-RIVER (01)","BY0-013","BY0",224.44]
[6001319955,"CLARENDON-WHITTAKER (03)","BY0-015","BY0",225.04]
[6001162044,"ROGERSON-THOMPSON (02)","BY0-011","BY0",226.15]
[6001342006,"GLENCARA-CANNING (02)","BY0-014","BY0",226.62]
[6001061464,"OMAR-MITCHELL (02)","BY0-015","BY0",227.7]
[6001161206,"ROGERSON-THOMPSON (01)","BY0-011","BY0",228.04]
[6001445710,"LANGHAM-CANNING (02)","BY0-014","BY0",228.8]
[6001062995,"RENNISON-CASTLEY (03)","BY0-011","BY0",229.02]
[6001125516,"WOOD-RAGLAN (01)","BY0-014","BY0",229.77]
[6001343062,"SHEPHERD-COMMERCIAL (01)","BY0-012","BY0",229.97]
[6001350829,"LANGHAM-CANNING (02)","BY0-014","BY0",230.6]
[6001161469,"MCKENNA-MILITARY (01)","BY0-014","BY0",230.86]
[6001223837,"BROWNING-SHANE (05)","BY0-014","BY0",231.01]
[6001197544,"SAN REMO-RIVIERA (01)","BY0-014","BY0",231.48]
[6001266445,"WOOD-SYDNEY (01)","BY0-014","BY0",231.69]
[6001160587,"SAN REMO-RIVIERA (02)","BY0-014","BY0",232.12]
[6001160120,"RIDGE-NORTH (01)","BY0-011","BY0",232.22]
[6001241160,"MEPHAN-GORDON (02)","BY0-012","BY0",232.76]
[6001514042,"ROSAMOND-RIVER (01)","BY0-013","BY0",232.9]
[6001241188,"KINNEAR-EMPIRE 1 (02)","BY0-012","BY0",233.07]
[6001050179,"KINNEAR-EMPIRE 1 (02)","BY0-012","BY0",233.42]
[6001161221,"ROGERSON-THOMPSON (02)","BY0-011","BY0",233.6]
[6001438948,"MULLENGER-BUTLER (03)","BY0-011","BY0",233.97]
[6001398769,"ST LAWRENCE-KHATANGA (01)","BY0-015","BY0",234.08]
[6001438962,"MULLENGER-BUTLER (03)","BY0-011","BY0",234.45]
[6001048953,"CRESWICK-LATROBE (02)","BY0-012","BY0",234.56]
[6001061866,"JACKSON-THOMSON (03)","BY0-011","BY0",234.88]
[6001337923,"CUMBERLAND-CORMORANT (02)","BY0-012","BY0",235.02]
[6001161090,"TEMPLEWOOD-MILGATE (01)","BY0-014","BY0",235.11]
[6001510628,"HAMPSTEAD-ALDER (01)","BY0-014","BY0",235.5]
[6001320524,"CUMBERLAND-CORMORANT (04)","BY0-012","BY0",235.62]
[6001323795,"EDMONDS-NEW BOULEVARD (01)","BY0-011","BY0",235.97]
[6001308216,"IBIS-MAGAZINE (01)","BY0-012","BY0",236.12]
[6001329821,"ST LAWRENCE-KHATANGA (05)","BY0-015","BY0",236.44]
[6001049215,"CRESWICK-LATROBE (01)","BY0-012","BY0",236.57]
[6001061014,"LYONS-ROSAMOND (04)","BY0-012","BY0",236.72]
[6001444050,"THOMPSON-NORTH (02)","BY0-011","BY0",237.05]
[6001160658,"CHARMAINE-MONTPELLIER (03)","BY0-014","BY0",237.22]
[6001275754,"TEMPLEWOOD-WEYBURN (01)","BY0-014","BY0",237.57]
[6001049627,"OWEN-GORDON (03)","BY0-012","BY0",237.67]
[6001161019,"TEMPLEWOOD-MILGATE (04)","BY0-014","BY0",238.03]
[6001445506,"FAIRVIEW-LANDSBY (03)","BY0-014","BY0",238.16]
[6001274868,"CLARENDON-WHITTAKER (01)","BY0-015","BY0",238.53]
[6001239677,"OWEN-GORDON (03)","BY0-012","BY0",238.65]
[6001326655,"ST LAWRENCE-KHATANGA (01)","BY0-015","BY0",239]
[6001443954,"FAIRVIEW-LANDSBY (01)","BY0-014","BY0",239.13]
[6001280357,"SUMMERHILL-BALLARAT (01)","BY0-012","BY0",239.23]
[6001062535,"DARNLEY-JOY (01)","BY0-011","BY0",239.58]
[6001231608,"LAWN-BALLARAT (01)","BY0-011","BY0",239.72]
[6001459461,"OWEN-GORDON (01)","BY0-012","BY0",240.08]
[6001263073,"OWEN-ELDRIDGE (04)","BY0-012","BY0",240.24]
[6001050788,"RIPPON-HOADLEY (01)","BY0-012","BY0",240.62]
[6001310324,"KINNEAR-GORDON (01)","BY0-012","BY0",240.74]
[6001335899,"ST LAWRENCE-KHATANGA (02)","BY0-015","BY0",240.91]
[6001050784,"RIPPON-HOADLEY (01)","BY0-012","BY0",241.37]
[6001310379,"KINNEAR-GORDON (01)","BY0-012","BY0",241.55]
[6001266758,"CAULSON-WHITE (02)","BY0-013","BY0",241.96]
[6001336656,"REGATTA-WATERSIDE (03)","BY0-012","BY0",242.1]
[6001332402,"EMU-HAMPSTEAD 44 (02)","BY0-014","BY0",242.68]
[6001453288,"PATRIA-ALDEA (04)","BY0-014","BY0",242.89]
[6001244729,"CAULSON-WHITE (02)","BY0-013","BY0",243.68]
[6001227620,"BOSQUET-BALLARAT (01)","BY0-011","BY0",244.18]
[6001050870,"VIC-UNIVERSITY NO1 (02)","BY0-012","BY0",245.02]
[6001311407,"MEPHAN-ROSAMOND (02)","BY0-012","BY0",248.86]
[6001093442,"GILBANK-GILBERT (01)","CN0-007","CN0",194.1]
[6001029130,"KEADY-SYDNEY (03)","CN0-005","CN0",206.7]
[6001043535,"JOFFRE-KENT (01)","CN0-005","CN0",209.73]
[6001041581,"GYLES-ESSEX (01)","CN0-005","CN0",213.89]
[6001313060,"NOVIAN-MARAMA (03)","CN0-005","CN0",214.72]
[6001279938,"ESSEX-LANDELLS (04)","CN0-005","CN0",215.83]
[6001104137,"EAST-THACKERAY (02)","CN0-011","CN0",217.97]
[6001173649,"WYMLETT-LYNCH (01)","CN0-010","CN0",218.67]
[6001301765,"ARTHUR-ELIZABETH (03)","CN0-003","CN0",220.08]
[6001439772,"ASHLEY-EDWARDES (02)","CN0-011","CN0",220.5]
[6001097098,"OLIVE-VIOLA (02)","CN0-007","CN0",221.59]
[6001097096,"OLIVE-VIOLA (02)","CN0-007","CN0",221.94]
[6001101096,"WHITBY-BARTON (02)","CN0-011","CN0",223.04]
[6001311441,"EAST-THACKERAY (02)","CN0-011","CN0",223.32]
[6001228882,"ESSEX-LANDELLS (04)","CN0-005","CN0",223.63]
[6001099228,"ASHLEY-EDWARDES (01)","CN0-011","CN0",224.38]
[6001418725,"ALEXANDRA-NORTHERNHAY (02)","CN0-011","CN0",224.63]
[6001271567,"LEDGER-MAJOR (01)","CN0-010","CN0",225.25]
[6001096881,"CAROLE JOY-SPRING (02)","CN0-007","CN0",225.51]
[6001104367,"O'DOWD-HOWARD (02)","CN0-011","CN0",226.04]
[6001255953,"MCNAMARA-ELIZABETH (01)","CN0-003","CN0",226.28]
[6001231365,"ANDERSON-HUME (03)","CN0-006","CN0",226.87]
[6001174271,"JAMES-MAJOR (02)","CN0-006","CN0",227.02]
[6001268446,"GOLEEN-SYDNEY (02)","CN0-002","CN0",227.23]
[6001277196,"ARTHUR-ELIZABETH (03)","CN0-003","CN0",227.67]
[6001104278,"DELAWARE-MENDIP (01)","CN0-011","CN0",227.8]
[6001341020,"O'CONNOR-WHITBY (01)","CN0-011","CN0",228.26]
[6001045846,"ELIZABETH-ARTHUR (01)","CN0-003","CN0",228.41]
[6001036981,"ATHOL-SHORTS (03)","CN0-005","CN0",228.85]
[6001412979,"CUMBERLAND-KENT (02)","CN0-005","CN0",228.99]
[6001326259,"WILLOUGHBY-EDWARDES (01)","CN0-011","CN0",229.33]
[6001437236,"SHEFFIELD-MAY (02)","CN0-003","CN0",229.5]
[6001090272,"MASON-HIGH (02)","CN0-007","CN0",229.62]
[6001002942,"EDWARDES-SPRING (01)","CN0-011","CN0",230.02]
[6001271566,"PITT-MAJOR (02)","CN0-006","CN0",230.14]
[6001245053,"ALEXANDRA-LANDELLS (02)","CN0-005","CN0",230.49]
[6001248966,"LEAMINGTON-HIGH (02)","CN0-011","CN0",230.75]
[6001501034,"O'DOWD-HOWARD (01)","CN0-011","CN0",230.93]
[6001175936,"DENYS-GLYNDA (02)","CN0-010","CN0",231.03]
[6001029715,"MORRIS-MCMAHONS (02)","CN0-008","CN0",231.16]
[6001174181,"MCBRYDE 134-MAJOR (02)","CN0-006","CN0",231.45]
[6001174353,"LEDGER-MAJOR (01)","CN0-010","CN0",231.58]
[6001307986,"O'CONNOR-WHITBY (02)","CN0-011","CN0",231.88]
[6001092655,"BROUGHTON-SPRING (01)","CN0-007","CN0",231.98]
[6001399108,"NOVIAN-MARAMA (01)","CN0-005","CN0",232.28]
[6001434005,"TUCKER-LYNCH (01)","CN0-010","CN0",232.37]
[6001029957,"ELIZABETH-ARTHUR (01)","CN0-003","CN0",232.48]
[6001045016,"DERBY-ESSEX (01)","CN0-005","CN0",232.74]
[6001170564,"SURREY-ESSEX (01)","CN0-005","CN0",232.82]
[6001174970,"BRUCE-LYNCH (02)","CN0-006","CN0",233.09]
[6001174778,"TUCKER-LYNCH (02)","CN0-010","CN0",233.18]
[6001268356,"NEWLANDS-NORFOLK (01)","CN0-008","CN0",233.43]
[6001102904,"MASON-HIGH (03)","CN0-007","CN0",233.53]
[6001041401,"HEATHCOTE-KENT (01)","CN0-005","CN0",233.77]
[6001036704,"BAKERS 100-AUDREY (02)","CN0-005","CN0",233.88]
[6001096058,"BONVIEW-CARRINGTON (01)","CN0-007","CN0",234.09]
[6001103162,"NORTHERNHAY-OAKHILL (01)","CN0-011","CN0",234.17]
[6001264611,"TUCKER-LYNCH (01)","CN0-010","CN0",234.26]
[6001237178,"GUILFOYLE-HOCKING (01)","CN0-002","CN0",234.48]
[6001036982,"GUILFOYLE-SHORTS (02)","CN0-005","CN0",234.56]
[6001173439,"BERRY-LORNE (01)","CN0-010","CN0",234.81]
[6001249284,"GYLES-ESSEX (03)","CN0-005","CN0",234.87]
[6001233308,"MCBRYDE-WATKINS (00)","CN0-006","CN0",235.09]
[6001096493,"WILLOUGHBY-EDWARDES (02)","CN0-011","CN0",235.14]
[6001342798,"DAIRY-MILKMAN (04)","CN0-005","CN0",235.35]
[6001103028,"ALEXANDRA-NORTHERNHAY (02)","CN0-011","CN0",235.44]
[6001041548,"GYLES-ESSEX (02)","CN0-005","CN0",235.51]
[6001090995,"SYMONS-GILBERT (04)","CN0-008","CN0",235.71]
[6001096817,"ASHLEY-EDWARDES (01)","CN0-011","CN0",235.78]
[6001473766,"LEAMINGTON-BEST (01)","CN0-011","CN0",235.98]
[6001036935,"IRENE-LILY (01)","CN0-005","CN0",236.08]
[6001029029,"HEADLEY-BAKERS (01)","CN0-002","CN0",236.26]
[6001295190,"TUCKER-LYNCH (01)","CN0-010","CN0",236.3]
[6001506793,"DIXON-DERBY (02)","CN0-005","CN0",236.4]
[6001176764,"PALMER-HEDLEY (01)","CN0-004","CN0",236.57]
[6001424474,"APERTURE-RED BOX (01)","CN0-003","CN0",236.65]
[6001424460,"APERTURE-RED BOX (01)","CN0-003","CN0",236.82]
[6001473459,"BONVIEW-CARRINGTON (02)","CN0-007","CN0",236.88]
[6001175634,"WILLIAM-JUKES (01)","CN0-010","CN0",237.07]
[6001247265,"WILSON-ARGYLE (04)","CN0-004","CN0",237.12]
[6001417777,"EAST-THACKERAY (03)","CN0-011","CN0",237.2]
[6001239165,"MATHIESON-SYDNEY (01)","CN0-005","CN0",237.37]
[6001207127,"LEAMINGTON-EPSTEIN (02)","CN0-011","CN0",237.44]
[6001041383,"CUMBERLAND-KENT (04)","CN0-005","CN0",237.66]
[6001101271,"O'CONNOR-WHITBY (02)","CN0-011","CN0",237.71]
[6001099902,"EDWARDES-BANBURY (02)","CN0-011","CN0",237.9]
[6001176173,"LOWSON-TYSON (02)","CN0-006","CN0",237.99]
[6001278327,"LYNCH-HUME (01)","CN0-004","CN0",238.17]
[6001176162,"MCBRYDE-WATKINS (02)","CN0-006","CN0",238.25]
[6001038486,"WHITTON-BOYNE (02)","CN0-008","CN0",238.44]
[6001029003,"HEADLEY-BAKERS (03)","CN0-002","CN0",238.5]
[6001043317,"BENDIGO-ALPINE (02)","CN0-005","CN0",238.6]
[6001036655,"HOCKING-GUILFOYLE (02)","CN0-002","CN0",238.8]
[6001103232,"NORTHERNHAY-OAKHILL (01)","CN0-011","CN0",238.87]
[6001097057,"MOORE-HENTY (01)","CN0-007","CN0",239.12]
[6001487142,"HARBURY-EDWARDES (01)","CN0-011","CN0",239.2]
[6001103212,"ALEXANDRA-NORTHERNHAY (01)","CN0-011","CN0",239.47]
[6001220916,"STANFORD-NORTH WEALD (02)","CN0-006","CN0",239.55]
[6001176431,"BIRCHWOOD-ANDERSON (02)","CN0-006","CN0",239.8]
[6001506853,"BAKERS 100-AUDREY (03)","CN0-005","CN0",239.9]
[6001445868,"ARGYLE-PRINCESS (03)","CN0-004","CN0",239.98]
[6001044339,"PETERSON-JACKSON (01)","CN0-008","CN0",240.25]
[6001037798,"IRENE-LESLIE (02)","CN0-005","CN0",240.34]
[6001173397,"ARGYLE-PRINCESS (01)","CN0-004","CN0",240.62]
[6001175091,"WINN-MAJOR (02)","CN0-010","CN0",240.73]
[6001407261,"YUROKE-MUTTON (03)","CN0-010","CN0",241.03]
[6001092915,"WILD-ROBINSON (02)","CN0-007","CN0",241.14]
[6001096775,"MOORE-HENTY (02)","CN0-007","CN0",241.3]
[6001268125,"COLTHUR-BANBURY (01)","CN0-011","CN0",241.68]
[6001029798,"ACHESON-NEWLANDS (01)","CN0-008","CN0",241.82]
[6001029793,"ACHESON-NEWLANDS (02)","CN0-008","CN0",242.15]
[6001481793,"BAKERS 50-ALLENBY (03)","CN0-002","CN0",242.28]
[6001400104,"APERTURE-RED BOX (01)","CN0-003","CN0",242.77]
[6001210764,"LORNE-HUME (04)","CN0-004","CN0",242.95]
[6001409161,"SPECTRUM-DANTHONIA (05)","CN0-008","CN0",243.65]
[6001350707,"WESTERN RING-HUME (01)","CN0-004","CN0",243.97]
[6001173202,"MARLBOROUGH-DERBY (02)","CN0-004","CN0",244.41]
[6001401411,"CHEETHAM-CORONET (03)","COO-022","COO",218.73]
[6001022847,"THE RIDGE-DEEP CREEK 2 (01)","COO-011","COO",220.56]
[6001191066,"HADDINGTON-ELGIN (01)","COO-021","COO",222.32]
[6001374391,"NAPOLI-SAN MARCO (04)","COO-011","COO",223.35]
[6001191138,"ERSKINE-GLENCAIRN (01)","COO-021","COO",224.69]
[6001434936,"DUNKELD-PASCOE VALE (01)","COO-013","COO",225.18]
[6001227963,"BRIDLINGTON-BURNSIDE (02)","COO-021","COO",226.06]
[6001290991,"NICHOLSON-BRONCO (03)","COO-013","COO",226.33]
[6001226142,"REYNOLDS-RAVENHILL (02)","COO-014","COO",226.67]
[6001291028,"MERRIVALE-KINGFISHER (02)","COO-022","COO",227.41]
[6001289148,"LOCKWOOD-WATTLEVIEW (03)","COO-022","COO",227.69]
[6001022687,"BAGE-STILLWELL (01)","COO-014","COO",228.37]
[6001270503,"CASTLEHILL-HELMSDALE (04)","COO-014","COO",228.56]
[6001322977,"HANNAM-BICKERTON (04)","COO-014","COO",229.11]
[6001371521,"BELLINI-TAORMINA (04)","COO-011","COO",229.25]
[6001191752,"FLEETWOOD-HEVERSHAM (03)","COO-021","COO",229.65]
[6001248656,"LOTUS-CASSINIA (01)","COO-013","COO",229.82]
[6001224561,"GIBNEY-LINCOLNE (04)","COO-014","COO",229.95]
[6001045355,"BREARLEY-MCINTYRE (03)","COO-022","COO",230.32]
[6001214592,"BRIDLINGTON-BURNSIDE (01)","COO-021","COO",230.42]
[6001427182,"ARKOSE-GRANGE (02)","COO-011","COO",230.73]
[6001205219,"SCHOOL-TRAP (01)","COO-011","COO",230.83]
[6001224229,"ABERDEEN-MACLACHLAN (03)","COO-014","COO",231.1]
[6001211907,"LARGS-MOTHERWELL (01)","COO-021","COO",231.19]
[6001007927,"BOYDEN-PARER (02)","COO-022","COO",231.31]
[6001293378,"HAYFIELD-EDGEWOOD (03)","COO-022","COO",231.55]
[6001214132,"ARNCLIFFE-LEEDS (02)","COO-021","COO",231.66]
[6001217544,"ROXBURGH-MCKENZIE (01)","COO-022","COO",231.9]
[6001043776,"DALTON-MITCHELL (02)","COO-013","COO",231.99]
[6001212222,"CLIFTON-KIRKHAM (04)","COO-014","COO",232.24]
[6001447544,"STEINBECK-LEMONWOOD (05)","COO-011","COO",232.3]
[6001417239,"LEMONWOOD-BLOSSOM (03)","COO-011","COO",232.52]
[6001395465,"BLUEBIRD-BEVERIDGE (01)","COO-022","COO",232.62]
[6001420136,"PALERMO-VENETO (01)","COO-011","COO",232.69]
[6001228546,"GREEN-BOURKE (01)","COO-011","COO",232.92]
[6001126050,"PARINGA-JASMINE (03)","COO-013","COO",232.98]
[6001229945,"DELPHINIUS-PEGASUS (04)","COO-022","COO",233.19]
[6001343213,"WESTBURY-YENGO (02)","COO-022","COO",233.25]
[6001310380,"LYSTERFIELD-BEECHWORTH (04)","COO-022","COO",233.45]
[6001340512,"HANNAM-BICKERTON (04)","COO-014","COO",233.53]
[6001427075,"STEINBECK-LEMONWOOD (02)","COO-011","COO",233.7]
[6001209945,"NORMANBY-MOSSGIEL (03)","COO-021","COO",233.77]
[6001276570,"CASTLEHILL-HELMSDALE (03)","COO-014","COO",233.86]
[6001187181,"ASHLEIGH-GILMOUR (01)","COO-013","COO",234.05]
[6001252765,"PRENTICE-LINCOLNE (02)","COO-022","COO",234.11]
[6001296292,"LOCKWOOD-WATTLEVIEW (01)","COO-022","COO",234.3]
[6001277619,"NORMANBY-MCMILLAN (02)","COO-021","COO",234.35]
[6001192302,"MT RIDLEY-PARKLAND 2 (00)","COO-011","COO",234.54]
[6001447554,"STEINBECK-LEMONWOOD (05)","COO-011","COO",234.6]
[6001217130,"NORMANBY-BURBRIDGE (03)","COO-021","COO",234.77]
[6001276414,"SPENCE-CAMBRIDGE (01)","COO-014","COO",234.83]
[6001333119,"ARNCLIFFE-WATERHOUSE (04)","COO-021","COO",234.9]
[6001224724,"HADDINGTON-DRUMMOND (02)","COO-021","COO",235.08]
[6001412040,"SWINTON-DRUMMOND (01)","COO-021","COO",235.15]
[6001467987,"CARAT- BLOSSOM (03)","COO-011","COO",235.34]
[6001218213,"ROXBURGH-SILVESTER (01)","COO-022","COO",235.42]
[6001210901,"MICKLEHAM RD-P153AE3 (00)","COO-021","COO",235.6]
[6001468048,"CARAT- BLOSSOM (02)","COO-011","COO",235.66]
[6001411260,"EVERGLADE-ARENA (01)","COO-014","COO",235.73]
[6001420139,"PALERMO-VENETO (01)","COO-011","COO",235.91]
[6001374383,"NAPOLI-SAN MARCO (04)","COO-011","COO",235.99]
[6001213604,"READING-STAINSBY (04)","COO-014","COO",236.16]
[6001192377,"OAKLANDS RD-P8 (00)","COO-011","COO",236.23]
[6001243663,"LAKESIDE-DELPHINIUS (01)","COO-022","COO",236.45]
[6001426944,"BRILLIANT-EVERGLADE (01)","COO-014","COO",236.51]
[6001426713,"STEINBECK-LEMONWOOD (03)","COO-011","COO",236.68]
[6001186981,"WEEMALA-SHANKLAND (04)","COO-013","COO",236.77]
[6001191413,"SOMERTON-PROVIDENCE (00)","COO-011","COO",236.84]
[6001248908,"TULLOCH-SHEARER (02)","COO-022","COO",237.06]
[6001264348,"LOTUS-CASSINIA (02)","COO-013","COO",237.13]
[6001215844,"KIRWAN-ST CLAIR (04)","COO-014","COO",237.33]
[6001308845,"LAKESIDE-DONALD CAMERON (02)","COO-022","COO",237.4]
[6001427093,"GREENHAVEN-MARQUEE (04)","COO-021","COO",237.6]
[6001192335,"BARDWELL DR-P11 (00)","COO-011","COO",237.69]
[6001224599,"ROACH-MCKINLEY (01)","COO-014","COO",237.75]
[6001427366,"GREENHAVEN-MARQUEE (01)","COO-021","COO",237.96]
[6001126076,"ROSSITER-GATHRAY (02)","COO-014","COO",238.03]
[6001282388,"ANNADALE-KIRKHAM (03)","COO-014","COO",238.28]
[6001281342,"LAKESIDE-DELPHINIUS (01)","COO-022","COO",238.35]
[6001215126,"ROSSITER-MANLEY (03)","COO-014","COO",238.61]
[6001261257,"MUIRHEAD-ARKLEY (02)","COO-014","COO",238.69]
[6001319149,"MUIRHEAD-ARKLEY (02)","COO-014","COO",238.97]
[6001435210,"LEFEY-OSCAR (03)","COO-022","COO",239.08]
[6001436535,"BRILLIANT-EVERGLADE (04)","COO-014","COO",239.36]
[6001276772,"LAKESIDE-DONALD CAMERON (01)","COO-022","COO",239.5]
[6001191247,"AIRDRIE-GALASHIELS (02)","COO-021","COO",239.71]
[6001212139,"SIMMINGTON-KENTMERE (02)","COO-021","COO",239.96]
[6001227674,"SOMMEVILLE-MCCONNELL (01)","COO-022","COO",240.11]
[6001123910,"BRECHIN-ELGIN (01)","COO-021","COO",240.53]
[6001374139,"PLAZA-HINTER (02)","COO-014","COO",240.72]
[6001417279,"PLAZA-HINTER (04)","COO-014","COO",241.28]
[6001224147,"BARRYMORE-WALLACE (02)","COO-014","COO",241.5]
[6001446073,"HOLLYWOOD-COVENTRY (02)","COO-022","COO",241.75]
[6001463466,"LARAMIE-BONDS (02)","COO-011","COO",242.5]
[6001453234,"HOLLYWOOD-COVENTRY (04)","COO-022","COO",242.85]
[6001417272,"PLAZA-HINTER (03)","COO-014","COO",244.26]
[6001205039,"GREEN-BOURKE (03)","COO-011","COO",244.8]
[6001034449,"WARATAH-DERBY (01)","CS0-002","CS0",202.13]
[6001039922,"WESTGATE-HATTER (02)","CS0-002","CS0",205.28]
[6001025581,"LEVER-GORDON (01)","CS0-005","CS0",211.82]
[6001488867,"ANDERSON-BOLINGBROKE (02)","CS0-002","CS0",213.3]
[6001031232,"PORTLAND-MUNRO (01)","CS0-002","CS0",214.21]
[6001438407,"NEWLANDS-MURRAY (02)","CS0-013","CS0",216.51]
[6001263664,"WESTGATE-HATTER (02)","CS0-002","CS0",217.07]
[6001125877,"BAXTER-SYDNEY (03)","CS0-009","CS0",218.63]
[6001039667,"YORK-BELL (01)","CS0-002","CS0",219.08]
[6001025896,"WARD-LOUISVILLE (02)","CS0-005","CS0",220.15]
[6001039710,"YORK-BELL (01)","CS0-002","CS0",220.59]
[6001030922,"DEAKIN-BERRY (01)","CS0-005","CS0",220.97]
[6001034974,"SOUDAN-HIGH (01)","CS0-002","CS0",221.84]
[6001033288,"MAYFIELD-MUNRO (01)","CS0-002","CS0",222.21]
[6001269864,"GRANGE-CRAMER (02)","CS0-003","CS0",223]
[6001469439,"MOUNT-BELL (01)","CS0-003","CS0",223.23]
[6001299869,"ANDERSON-BOLINGBROKE (01)","CS0-002","CS0",223.99]
[6001040454,"IRVINE-GAFFNEY (03)","CS0-012","CS0",224.2]
[6001027728,"RICHARDS-BELL (02)","CS0-008","CS0",224.84]
[6001025483,"LEVER-GORDON (01)","CS0-005","CS0",225.03]
[6001339167,"BRUCE-REYNARD (02)","CS0-005","CS0",225.54]
[6001094077,"MT PLEASANT-BELL (01)","CS0-003","CS0",225.74]
[6001475996,"DE CARLE-RENNIE (01)","CS0-005","CS0",225.9]
[6001031358,"REYNARD-DONNE (03)","CS0-005","CS0",226.47]
[6001031169,"QUEEN-REYNARD (02)","CS0-005","CS0",226.67]
[6001029439,"CARR-NEWLANDS (03)","CS0-013","CS0",227.12]
[6001034117,"WARATAH-DERBY (02)","CS0-002","CS0",227.3]
[6001241224,"STATION-HALL (02)","CS0-005","CS0",227.72]
[6001343581,"BRUCE-REYNARD (02)","CS0-005","CS0",227.89]
[6001034142,"KIRBISTER-GAFFNEY (03)","CS0-012","CS0",228.04]
[6001024721,"CRAIGROSSIE-GLENCAIRNE (01)","CS0-005","CS0",228.4]
[6001390400,"WARATAH-DERBY (03)","CS0-002","CS0",228.55]
[6001030627,"HUNT-BAXTER (05)","CS0-009","CS0",228.91]
[6001035037,"VINCENT-BELL (01)","CS0-002","CS0",229.03]
[6001023225,"MOORE-NICHOLSON (03)","CS0-005","CS0",229.45]
[6001331246,"PROSPECT-CUMBERLAND (01)","CS0-002","CS0",229.57]
[6001123128,"BOLINGBROKE-CUMBERLAND (02)","CS0-002","CS0",229.94]
[6001436982,"RENOWN-SYDNEY (01)","CS0-013","CS0",230.07]
[6001335306,"WOLSELEY-THE AVENUE (01)","CS0-005","CS0",230.15]
[6001505509,"PROSPECT-CUMBERLAND (03)","CS0-002","CS0",230.5]
[6001031985,"BREARLEY-BALMORAL (02)","CS0-002","CS0",230.62]
[6001245669,"VENTNOR-OAKOVER (02)","CS0-008","CS0",230.93]
[6001247623,"LOUVAIN-CHARLES (01)","CS0-012","CS0",231.09]
[6001487935,"BURGESS-GILBERT (02)","CS0-008","CS0",231.4]
[6001032336,"GALLIPOLI-GEZIREH (01)","CS0-002","CS0",231.48]
[6001261158,"AUDLEY-WHITE (01)","CS0-005","CS0",231.61]
[6001030149,"ERIC-ADA (02)","CS0-003","CS0",231.87]
[6001043216,"CAMDON-NORTON (01)","CS0-002","CS0",231.99]
[6001032585,"MITCHELL-BELL (01)","CS0-002","CS0",232.24]
[6001454925,"MERCIER-CHARLES (02)","CS0-012","CS0",232.32]
[6001090872,"ROBESON-KENDALL (04)","CS0-008","CS0",232.61]
[6001043029,"PROSPECT-CUMBERLAND (03)","CS0-002","CS0",232.7]
[6001507089,"CARR-NEWLANDS (02)","CS0-013","CS0",233]
[6001032274,"MITCHELL-HACKETT (02)","CS0-002","CS0",233.1]
[6001026807,"LOCH-REYNARDS (02)","CS0-005","CS0",233.33]
[6001023005,"GLENGYLE-BARROW (02)","CS0-009","CS0",233.42]
[6001237914,"ERIC-ADA (01)","CS0-003","CS0",233.5]
[6001012264,"BRUCE-GILBERT (01)","CS0-003","CS0",233.74]
[6001123021,"THISTLE-HACKETT (03)","CS0-002","CS0",233.83]
[6001034285,"O'HEA-CUMBERLAND (03)","CS0-002","CS0",234.06]
[6001032194,"MOASCAR-GALLIPOLI (03)","CS0-002","CS0",234.16]
[6001275729,"WILSON-GILMOUR (02)","CS0-013","CS0",234.36]
[6001452468,"RAY-O'HEA (01)","CS0-002","CS0",234.43]
[6001425184,"GILBERT-BURGESS (01)","CS0-008","CS0",234.53]
[6001037385,"MCDONALD-GAFFNEY (01)","CS0-012","CS0",234.74]
[6001409404,"GEAKE-SUTHERLAND (01)","CS0-012","CS0",234.83]
[6001020701,"MERCIER-CHARLES (02)","CS0-012","CS0",235.05]
[6001030266,"REYNARD-DONNE (03)","CS0-005","CS0",235.1]
[6001023190,"MOORE-NICHOLSON (03)","CS0-005","CS0",235.32]
[6001027132,"BAXTER-SYDNEY (02)","CS0-009","CS0",235.4]
[6001288963,"MITCHELL-OAKOVER (01)","CS0-008","CS0",235.62]
[6001268342,"RICHARDS-BELL (02)","CS0-008","CS0",235.71]
[6001413264,"FAME-SMITH (02)","CS0-013","CS0",235.81]
[6001329677,"BURGESS-GILBERT (01)","CS0-008","CS0",236.03]
[6001282545,"MORELAND 51-NICHOLSON (01)","CS0-005","CS0",236.1]
[6001239980,"BERRY-LOCH (02)","CS0-005","CS0",236.34]
[6001282548,"MORELAND 51-NICHOLSON (01)","CS0-005","CS0",236.43]
[6001416140,"PROSPECT-CUMBERLAND (01)","CS0-002","CS0",236.63]
[6001033100,"VICTORIA-HUDSON (01)","CS0-005","CS0",236.7]
[6001014850,"LANSDOWNE-BELL (03)","CS0-002","CS0",236.8]
[6001425218,"GILBERT-BURGESS (01)","CS0-008","CS0",237.01]
[6001094184,"ROWAN-KENDALL (02)","CS0-008","CS0",237.11]
[6001035665,"MCDONALD-GAFFNEY (01)","CS0-012","CS0",237.3]
[6001035530,"HOLROYD-O'HEA (03)","CS0-012","CS0",237.37]
[6001032067,"BREARLEY-BALMORAL (01)","CS0-002","CS0",237.6]
[6001419178,"WESTGATE-HATTER (01)","CS0-002","CS0",237.67]
[6001311622,"MERCIER-GAFFNEY (02)","CS0-012","CS0",237.92]
[6001495540,"DEANS-SYDNEY (01)","CS0-013","CS0",237.99]
[6001001804,"RUSSELL-HARDING NO 2 (02)","CS0-008","CS0",238.06]
[6001399017,"BELGRAVE-HARDING (01)","CS0-008","CS0",238.3]
[6001036421,"HOSSACK 11-CHARLES (01)","CS0-012","CS0",238.36]
[6001418710,"GEAKE-SUTHERLAND (01)","CS0-012","CS0",238.6]
[6001413266,"FAME-SMITH (02)","CS0-013","CS0",238.69]
[6001344467,"RUSSELL-HARDING NO 2 (02)","CS0-008","CS0",238.9]
[6001513164,"KIRBISTER-GAFFNEY (01)","CS0-012","CS0",239]
[6001414506,"DE CARLE-BLAIR (02)","CS0-005","CS0",239.24]
[6001028939,"ERIC-ADA (01)","CS0-003","CS0",239.33]
[6001036907,"THE GROVE-DE CARLE (01)","CS0-005","CS0",239.42]
[6001028508,"CHAMBERS-HARDING (02)","CS0-008","CS0",239.69]
[6001238135,"MT PLEASANT-BELL (01)","CS0-003","CS0",239.77]
[6001198382,"SPRINGHALL-BELL (01)","CS0-002","CS0",240.04]
[6001091197,"CRAMER-GILBERT (02)","CS0-003","CS0",240.14]
[6001322244,"RUSSELL-BELL NO 2 (01)","CS0-003","CS0",240.46]
[6001484202,"THISTLE-HACKETT (02)","CS0-002","CS0",240.56]
[6001335496,"WARDENS-STOCKADE (03)","CS0-013","CS0",240.86]
[6001421292,"ROGERS-ROSS (01)","CS0-013","CS0",240.99]
[6001509610,"RENNIE-GLENORA (04)","CS0-009","CS0",241.1]
[6001251161,"MCDONALD-GAFFNEY (01)","CS0-012","CS0",241.46]
[6001036459,"ROOSEVELT-GAFFNEY (01)","CS0-012","CS0",241.58]
[6001287098,"MOORE-DE CARLE (01)","CS0-005","CS0",241.96]
[6001028216,"HARDING-NICHOLSON (01)","CS0-008","CS0",242.19]
[6001039907,"EASTGATE-CUMBERLAND (01)","CS0-002","CS0",242.78]
[6001407160,"GAFFNEY-HIGINBOTHAM (02)","CS0-012","CS0",242.97]
[6001276426,"MITCHELL-BELL (03)","CS0-002","CS0",243.33]
[6001024692,"CRAIGROSSIE-GLENCAIRNE (02)","CS0-005","CS0",244.82]
[6001313973,"GREEN-SPARKFORD (02)","EP0-034","EP0",206.82]
[6001334840,"BOND-ORIEL (02)","EP0-034","EP0",217.24]
[6001068076,"JELLICOE-OSNEY (02)","EP0-034","EP0",218.64]
[6001424641,"BOND-ATHELSTANE (02)","EP0-036","EP0",222.47]
[6001067617,"LANTANA-IVANHOE (01)","EP0-036","EP0",223.31]
[6001067783,"ROSELAND-IVANHOE (03)","EP0-036","EP0",224.28]
[6001070775,"MELCOMBE-BANKSIA (02)","EP0-036","EP0",225.91]
[6001294916,"ORIEL-STANLEY (02)","EP0-034","EP0",226.45]
[6001076544,"LIBERTY-PERKINS (03)","EP0-034","EP0",228.26]
[6001351790,"HAWKER-COOK (02)","EP0-034","EP0",228.82]
[6001502194,"MIHIL-VICTORIA (02)","EP0-037","EP0",230.3]
[6001068436,"BOND-ATHELSTANE (01)","EP0-036","EP0",230.87]
[6001114525,"DUNDAS-JONES (01)","EP0-009","EP0",232.31]
[6001435980,"WILKINSON-LIBERTY (03)","EP0-036","EP0",232.87]
[6001068499,"BOND-ATHELSTANE (02)","EP0-036","EP0",234.07]
[6001320612,"MIHIL-VICTORIA (01)","EP0-037","EP0",234.42]
[6001089195,"ORIEL-STANLEY (02)","EP0-034","EP0",234.87]
[6001071023,"HARRISON-DAVIDSON (03)","EP0-036","EP0",236.19]
[6001114476,"CHIFLEY-DUNDAS (02)","EP0-007","EP0",236.77]
[6001446215,"WATERDALE-BANKSIA (02)","EP0-036","EP0",238.44]
[6001471178,"BELL 100-COPE (03)","EP0-020","EP0",239.42]
[6001311920,"BELLEVUE-SWANSTON (01)","EP0-027","EP0",243.42]
[6001484616,"ALBERT-DUNDAS (03)","EP0-009","EP0",244.32]
[6001445815,"KATHLEEN-WOOD (01)","EPN-033","EPN",213.84]
[6001071800,"MULBERRY-GONA (02)","EPN-033","EPN",222.4]
[6001111105,"KATHLEEN-WOOD (01)","EPN-033","EPN",226.72]
[6001076415,"ASHE-O'KEEFE (03)","EPN-033","EPN",233.79]
[6001490609,"MULBERRY-GONA (04)","EPN-033","EPN",235.3]
[6001396930,"MURRAY-NORTHLAND NO3 (02)","EPN-031","EPN",237.7]
[6001018577,"SHEILA-MURRAY (02)","EPN-033","EPN",238.38]
[6001085906,"ORIEL-TOBRUK (02)","EPN-033","EPN",241.01]
[6001071995,"ALTONA-ORIEL (02)","EPN-033","EPN",242.13]
[6001479907,"PLUNKETT-O'KEEFE (02)","EPN-033","EPN",244.07]
[6001322775,"CLIFTON-JEAN (01)","ES0-012","ES0",198.58]
[6001312045,"CLIFTON-JEAN (01)","ES0-012","ES0",202.74]
[6001280838,"DARLING-EGLINTON (01)","ES0-022","ES0",206.98]
[6001300060,"BUCKLEY-ABERDEEN (04)","ES0-024","ES0",208.37]
[6001337180,"BURNS-WAVERLEY (01)","ES0-013","ES0",211.16]
[6001465124,"FORRESTER-COOPER (01)","ES0-025","ES0",211.8]
[6001163233,"CLYDEBANK-AFTON (01)","ES0-012","ES0",212.6]
[6001134814,"EPSOM-ST LEONARDS (02)","ES0-022","ES0",213.94]
[6001143972,"CUDMORE-MARKET (01)","ES0-026","ES0",214.55]
[6001136387,"CHARLES-EPSOM (02)","ES0-022","ES0",215.78]
[6001145055,"LALUMA-MCCARRON (02)","ES0-016","ES0",216.12]
[6001306548,"KERFERD-RALEIGH (01)","ES0-025","ES0",217.08]
[6001199673,"SHAMROCK-ROSE (03)","ES0-015","ES0",217.45]
[6001300568,"PROSPECT-BUCKLEY (01)","ES0-012","ES0",218.29]
[6001012740,"DONCASTER-WALTER (02)","ES0-022","ES0",218.67]
[6001150839,"MADDEN-BULLA (01)","ES0-026","ES0",219.47]
[6001391054,"BIRDWOOD-KEILOR (03)","ES0-011","ES0",219.75]
[6001328814,"BURNS-WAVERLEY (02)","ES0-013","ES0",220.08]
[6001393458,"JAMES-NAIRN (04)","ES0-022","ES0",220.84]
[6001325598,"PARK-COMBERMERE (01)","ES0-013","ES0",221.05]
[6001144166,"LEAKE-RICHARDSON (01)","ES0-016","ES0",221.79]
[6001416001,"BIRDWOOD-KEILOR (04)","ES0-011","ES0",221.98]
[6001339767,"MARY-ROBERTS (01)","ES0-016","ES0",222.6]
[6001122853,"BURNS-WAVERLEY (03)","ES0-013","ES0",222.8]
[6001150545,"KERFERD-RALEIGH (01)","ES0-025","ES0",223.31]
[6001403124,"GARNET-EMERALD (01)","ES0-012","ES0",223.48]
[6001422965,"MARIBYRNONG-WALTER (01)","ES0-013","ES0",223.62]
[6001145401,"STANLEY-LESLIE (03)","ES0-015","ES0",224.08]
[6001271414,"DIAMOND-ROSEHILL (01)","ES0-021","ES0",224.22]
[6001393689,"SCOTT-PARK (01)","ES0-013","ES0",224.6]
[6001207567,"FORRESTER-COOPER (04)","ES0-025","ES0",224.77]
[6001137200,"WINCHESTER-LAURA (02)","ES0-015","ES0",225.1]
[6001138670,"WAVERLEY-HOLMES (02)","ES0-013","ES0",225.21]
[6001223311,"ARTHUR-FAWKNER (01)","ES0-023","ES0",225.38]
[6001133659,"JAMES-NAIRN (02)","ES0-022","ES0",225.73]
[6001135844,"ROSEBERRY-UNION (02)","ES0-022","ES0",225.86]
[6001146528,"DUFFY-KEILOR (02)","ES0-011","ES0",226.17]
[6001136905,"EGLINTON-ARGYLE (03)","ES0-013","ES0",226.28]
[6001138676,"WAVERLEY-HOLMES (01)","ES0-013","ES0",226.61]
[6001165283,"GRAVES-MARKET (01)","ES0-011","ES0",226.7]
[6001443166,"OGILVIE-KEILOR (01)","ES0-011","ES0",227]
[6001434669,"SPENCER-COOPER (02)","ES0-025","ES0",227.13]
[6001003801,"KEILOR-TREADWELL (02)","ES0-011","ES0",227.24]
[6001165618,"GRAVES-MARKET (03)","ES0-011","ES0",227.57]
[6001022637,"LINCOLN-BUCKLEY (03)","ES0-024","ES0",227.65]
[6001143582,"FIELD-GRANDISON (03)","ES0-015","ES0",227.94]
[6001139142,"JENNINGS-ARDMILLAN (02)","ES0-024","ES0",228.06]
[6001229999,"THE BOULEVARD-AFTON (00)","ES0-012","ES0",228.34]
[6001150937,"BULLA-DUBLIN (02)","ES0-025","ES0",228.47]
[6001249724,"ROYAL-BULLA (01)","ES0-025","ES0",228.75]
[6001144193,"QUEEN-LINCOLN (04)","ES0-026","ES0",228.86]
[6001127585,"PRINCE-KEILOR (03)","ES0-011","ES0",228.97]
[6001408035,"RETREAT-HAVEN (05)","ES0-022","ES0",229.24]
[6001212601,"DIAMOND-ROSEHILL (02)","ES0-021","ES0",229.34]
[6001198397,"DONCASTER-WALTER (02)","ES0-022","ES0",229.62]
[6001163419,"MURIEL-MOUSHALL (02)","ES0-021","ES0",229.7]
[6001143836,"MCCRACKEN-BUCKLEY (03)","ES0-024","ES0",229.98]
[6001144004,"MCCRACKEN-BUCKLEY (01)","ES0-024","ES0",230.06]
[6001247172,"EGLINTON-ARGYLE (01)","ES0-013","ES0",230.31]
[6001434905,"ROBERTS-MARKET (02)","ES0-025","ES0",230.43]
[6001288506,"SCOTT-BUCKLEY (03)","ES0-024","ES0",230.52]
[6001297619,"ROSE-BUCKLEY (01)","ES0-015","ES0",230.82]
[6001482222,"STANLEY-LESLIE (03)","ES0-015","ES0",230.92]
[6001337350,"BERRY-KEILOR (04)","ES0-026","ES0",231.2]
[6001504324,"BATMAN-BUCKLEY (02)","ES0-012","ES0",231.3]
[6001136824,"EGLINTON-ARGYLE (01)","ES0-013","ES0",231.57]
[6001443759,"FERGUSON-ROSEBERRY (04)","ES0-022","ES0",231.64]
[6001144659,"BRAEMAR-BALMORAL (02)","ES0-016","ES0",231.74]
[6001143785,"LINCOLN-BUCKLEY (02)","ES0-024","ES0",231.99]
[6001419927,"BULLA-TULLAMARINE (01)","ES0-025","ES0",232.09]
[6001143516,"MILLER-ROSE (02)","ES0-015","ES0",232.34]
[6001125436,"SYDENHAM-HOLMES (03)","ES0-024","ES0",232.42]
[6001139329,"CLARINDA-PARK (02)","ES0-013","ES0",232.73]
[6001447126,"THORN-MT.ALEXANDER (04)","ES0-016","ES0",232.82]
[6001198752,"BRUCE-WAVERLEY (01)","ES0-013","ES0",233.08]
[6001230358,"GARNET-MURIEL (02)","ES0-021","ES0",233.2]
[6001230419,"GREVILLE-KEILOR (02)","ES0-011","ES0",233.28]
[6001134783,"EPSOM-ST LEONARDS (01)","ES0-022","ES0",233.59]
[6001136760,"BURNS-WAVERLEY (03)","ES0-013","ES0",233.66]
[6001145600,"LEVIEN-COURT (02)","ES0-024","ES0",233.92]
[6001127600,"LEAKE-RICHARDSON (02)","ES0-016","ES0",234.02]
[6001136085,"FERGUSON-THE PARADE (02)","ES0-022","ES0",234.3]
[6001143392,"THORN-MT.ALEXANDER (02)","ES0-016","ES0",234.43]
[6001135421,"MORPHETT-DONCASTER (01)","ES0-022","ES0",234.7]
[6001325436,"BUCKLEY-SCOTT (03)","ES0-024","ES0",234.8]
[6001146122,"TILBA-BRUNEL (04)","ES0-023","ES0",234.92]
[6001506805,"DEAKIN-SPENCER (02)","ES0-021","ES0",235.2]
[6001135034,"HAROLD-HURTLE (01)","ES0-013","ES0",235.29]
[6001135232,"RETREAT-HAVEN (01)","ES0-022","ES0",235.62]
[6001017931,"KERFERD-RALEIGH (01)","ES0-025","ES0",235.73]
[6001136098,"FERGUSON-THE PARADE (02)","ES0-022","ES0",235.99]
[6001144440,"LEAKE-RICHARDSON (01)","ES0-016","ES0",236.23]
[6001336057,"GILLESPIE-MCLEOD (03)","ES0-022","ES0",236.74]
[6001145604,"LEVIEN-COURT (02)","ES0-024","ES0",237]
[6001145168,"DAISY-BUCKLEY (02)","ES0-024","ES0",237.19]
[6001139475,"PARK-RAILWAY (02)","ES0-015","ES0",237.93]
[6001143501,"ROSE-BUCKLEY (01)","ES0-015","ES0",238.14]
[6001238298,"DARLING-MARIBYRNONG (02)","ES0-022","ES0",238.99]
[6001150583,"KEILOR-MC CULLOCH (03)","ES0-011","ES0",239.37]
[6001237864,"FAWKNER-BATMAN (01)","ES0-023","ES0",240.58]
[6001216452,"MATTHEWS-KEILOR (03)","ES0-011","ES0",241.3]
[6001052381,"WALTER-ARRAN (01)","FE0-008","FE0",203.03]
[6001054158,"HAMILTON-O'FARRELL (02)","FE0-009","FE0",222.37]
[6001052416,"NICHOLSON-LYONS (02)","FE0-008","FE0",223.93]
[6001050049,"SHEPHERD-GORDON (01)","FE0-009","FE0",227.29]
[6001249316,"NICHOLSON-LYONS (02)","FE0-008","FE0",228.02]
[6001052317,"WALTER-ARRAN (01)","FE0-008","FE0",229.75]
[6001336990,"ANDERSON-FEHON (02)","FE0-009","FE0",230.25]
[6001052433,"STEPHEN-PRINCESS (02)","FE0-009","FE0",231.31]
[6001053104,"SOMERVILLE-FAIRLIE (02)","FE0-009","FE0",231.85]
[6001231924,"ANDERSON-FEHON (02)","FE0-009","FE0",232.15]
[6001306481,"LEEDS-BYRON (05)","FE0-008","FE0",233.08]
[6001484624,"JERROLD-GORDON (01)","FE0-009","FE0",233.4]
[6001050082,"IRVING-HOPKINS (02)","FE0-008","FE0",234.19]
[6001054311,"BAYVIEW-SOMERVILLE (02)","FE0-009","FE0",234.54]
[6001489546,"ALEXANDER-JOHN (02)","FE0-009","FE0",235.2]
[6001020924,"ALBERT-BARKLY (01)","FE0-008","FE0",235.41]
[6001234394,"ESSEX-SWAN (02)","FE0-009","FE0",235.58]
[6001048983,"ANN-ERROL (02)","FE0-009","FE0",236.14]
[6001267176,"IRVING-NICHOLSON (04)","FE0-008","FE0",236.33]
[6001050649,"IRVING-NICHOLSON (01)","FE0-008","FE0",236.82]
[6001491977,"FEHON-ANDERSON (01)","FE0-009","FE0",236.97]
[6001052040,"BARNETT-MACKAY (02)","FE0-009","FE0",237.49]
[6001234403,"VICTORIA-BARKLY (02)","FE0-008","FE0",237.65]
[6001246196,"MAVIS-BALLARAT (03)","FE0-009","FE0",238.18]
[6001052945,"ANDERSON-FEHON (02)","FE0-009","FE0",238.32]
[6001301700,"GLEDHILL-VICTORIA (02)","FE0-009","FE0",238.8]
[6001051173,"AUSTIN-NORTH (01)","FE0-009","FE0",239]
[6001052788,"STATION-HAMILTON (02)","FE0-009","FE0",239.11]
[6001050719,"PICKETT-HUNTLEY (01)","FE0-008","FE0",239.53]
[6001054648,"STEPHEN-PRINCESS (02)","FE0-009","FE0",239.74]
[6001405746,"ESSEX-SWAN (01)","FE0-009","FE0",240.21]
[6001272112,"BUCKLEY-ARRAN (02)","FE0-008","FE0",240.41]
[6001053721,"WOODS-AVOCA (03)","FE0-009","FE0",240.86]
[6001345867,"O'FARRELL-WILLIAMSTOWN (01)","FE0-009","FE0",240.99]
[6001321637,"BUCKLEY-ARRAN (01)","FE0-008","FE0",241.16]
[6001350160,"WOODS-AVOCA (02)","FE0-009","FE0",241.53]
[6001513061,"PICKETT-VICTORIA (04)","FE0-008","FE0",241.7]
[6001342246,"TONGUE-MACKAY (02)","FE0-009","FE0",242.07]
[6001220856,"ALEXANDER-JOHN (01)","FE0-009","FE0",242.2]
[6001009658,"MAVIS-BALLARAT (03)","FE0-009","FE0",242.64]
[6001330316,"BIRMINGHAM-GOULBURN (02)","FE0-009","FE0",242.85]
[6001247054,"STATION-GAMON (02)","FE0-009","FE0",243.66]
[6001234896,"STATION-GAMON (02)","FE0-009","FE0",244.5]
[6001335853,"BARKLY 293-PAISLEY (05)","FE0-008","FE0",247.22]
[6001075394,"GENEVA-COMO (01)","FF0-083","FF0",217.11]
[6001089414,"MCGREGOR-PERRY (01)","FF0-083","FF0",218.67]
[6001075063,"SEPARATION-SHIERS (01)","FF0-096","FF0",221.21]
[6001509437,"GENEVA-COMO (03)","FF0-083","FF0",221.9]
[6001260815,"PERRY-GORDON (01)","FF0-095","FF0",223.41]
[6001074822,"SEPARATION-PERRY (01)","FF0-096","FF0",224.02]
[6001282171,"MILES-LIVINGSTONE (02)","FF0-090","FF0",224.51]
[6001073702,"ARTHUR-PARK (03)","FF0-088","FF0",225.98]
[6001068850,"MILES-LIVINGSTONE (03)","FF0-090","FF0",226.47]
[6001075188,"YARRALEA-GIBSON (03)","FF0-083","FF0",227.27]
[6001073894,"RAILWAY-STATION (02)","FF0-087","FF0",227.58]
[6001068874,"BELMONT-LIVINGSTONE (01)","FF0-090","FF0",228.5]
[6001073203,"RAILWAY-STATION (02)","FF0-087","FF0",228.76]
[6001015243,"TOWER-HEIDELBERG (01)","FF0-088","FF0",229.59]
[6001020941,"MCGREGOR-PERRY (01)","FF0-083","FF0",229.86]
[6001073197,"HEIDELBERG-PANTHER (02)","FF0-088","FF0",230.66]
[6001074400,"SEPARATION-SHIERS (02)","FF0-096","FF0",230.94]
[6001077430,"YARRAFORD-HEIDELBERG (02)","FF0-088","FF0",231.17]
[6001077460,"TOWER-HEIDELBERG (02)","FF0-088","FF0",231.82]
[6001123628,"GILLIES 25-HEIDELBERG (02)","FF0-087","FF0",232.08]
[6001298781,"YARRAFORD-HEIDELBERG (02)","FF0-088","FF0",232.68]
[6001239537,"TATE-LIVINGSTONE (04)","FF0-090","FF0",232.96]
[6001089810,"PARKLANDS-KELVIN (01)","FF0-096","FF0",233.7]
[6001074152,"DARLING-WHITE (01)","FF0-095","FF0",233.92]
[6001236347,"ARTHUR-PARK (03)","FF0-088","FF0",234.14]
[6001345091,"LOWTHER-HEIDELBERG (03)","FF0-083","FF0",234.66]
[6001348724,"REX-COATE (01)","FF0-088","FF0",234.87]
[6001412919,"STATION-HEIDELBERG (01)","FF0-087","FF0",235.48]
[6001509284,"WATERDALE-UPPER HEIDELBERG (03)","FF0-090","FF0",235.7]
[6001267446,"ARTHUR-GORDON (01)","FF0-088","FF0",236.27]
[6001089591,"BECKWITH-PARKVIEW (01)","FF0-083","FF0",236.83]
[6001312878,"MCGREGOR-PERRY (02)","FF0-083","FF0",237.93]
[6001074857,"MCGREGOR-PERRY (02)","FF0-083","FF0",238.62]
[6001013452,"RAVENSCOURT-FULHAM (02)","FF0-083","FF0",239.25]
[6001476777,"GILLIES-RAILWAY (03)","FF0-087","FF0",243.54]
[6001129045,"ANTHONY-BELLAIR (01)","FT0-024","FT0",202.86]
[6001017449,"BRYANT 30-HILL (01)","FT0-031","FT0",217.16]
[6001411830,"ST LEONARDS-UNION (03)","FT0-026","FT0",219.76]
[6001133547,"BAYVIEW-MARIBYRNONG (02)","FT0-026","FT0",222.77]
[6001227729,"REGENT-MT ALEXANDER (02)","FT0-024","FT0",223.44]
[6001305262,"MILTON 9-MARIBYRNONG (01)","FT0-024","FT0",224.16]
[6001128829,"EPSOM-MACAULAY (02)","FT0-035","FT0",225.56]
[6001128809,"EPSOM-MACAULAY (02)","FT0-035","FT0",226.16]
[6001129508,"SMITH-BARNETT (04)","FT0-022","FT0",227.31]
[6001492396,"SMITH-BARNETT (01)","FT0-022","FT0",227.7]
[6001125677,"FLEMINGTON-MT ALEXANDER (02)","FT0-031","FT0",228.7]
[6001270818,"SMITH-BARNETT (01)","FT0-022","FT0",228.93]
[6001020262,"NOTTINGHAM-RACECOURSE (03)","FT0-031","FT0",229.68]
[6001235460,"KENSINGTON-ALTONA (02)","FT0-021","FT0",229.88]
[6001447123,"VICTORIA-MT ALEXANDER (02)","FT0-022","FT0",230.42]
[6001302046,"PRIDHAM-RACECOURSE (03)","FT0-026","FT0",230.66]
[6001133992,"ROTHWELL-FRANCIS (02)","FT0-026","FT0",230.83]
[6001134495,"SAVIGE-BLAMEY (01)","FT0-026","FT0",231.37]
[6001131052,"JOHN-DOVER (01)","FT0-011","FT0",231.59]
[6001133860,"MIRAMS-UNION (02)","FT0-026","FT0",232.04]
[6001131465,"LEWIS-NORWOOD (02)","FT0-031","FT0",232.21]
[6001131352,"LEWIS-NORWOOD (01)","FT0-031","FT0",232.69]
[6001249704,"ORMOND-DERBY NO.2 (03)","FT0-021","FT0",232.85]
[6001284853,"KENSINGTON-ALTONA (02)","FT0-021","FT0",233.02]
[6001241305,"FLEMINGTON-BUCKLAND (02)","FT0-031","FT0",233.37]
[6001230382,"FLEMINGTON-RACECOURSE 3 (02)","FT0-016","FT0",233.53]
[6001447118,"VICTORIA-MT ALEXANDER (02)","FT0-022","FT0",233.84]
[6001327011,"HAMPDEN-CLIFFORD (05)","FT0-035","FT0",233.96]
[6001342209,"SMITH-BARNETT (03)","FT0-022","FT0",234.29]
[6001129435,"ROBERTSON-LAMBETH (02)","FT0-022","FT0",234.41]
[6001285635,"SMITH-STUBBS (01)","FT0-022","FT0",234.73]
[6001319882,"HAMPDEN-CLIFFORD (03)","FT0-035","FT0",234.86]
[6001501149,"ELIZABETH-ASCOT VALE (03)","FT0-024","FT0",234.95]
[6001128706,"MACAULAY-KENSINGTON (02)","FT0-035","FT0",235.23]
[6001295091,"DUNCAN-ASCOT VALE (01)","FT0-024","FT0",235.32]
[6001009870,"AYR-KENT (01)","FT0-031","FT0",235.61]
[6001272236,"SMITH-STUBBS (01)","FT0-022","FT0",235.73]
[6001323894,"MIDDLE-ASCOT VALE (03)","FT0-026","FT0",236.05]
[6001291771,"DERBY-ORMOND 1 (02)","FT0-021","FT0",236.16]
[6001131348,"LEWIS-NORWOOD (01)","FT0-031","FT0",236.27]
[6001309715,"EPSOM-WISEWOULD (03)","FT0-015","FT0",236.57]
[6001275258,"MORSHEAD-ASCOT (02)","FT0-015","FT0",236.69]
[6001424022,"ROBERTSON-LAMBETH (02)","FT0-022","FT0",237]
[6001132811,"CANTERBURY-ASCOT VALE (01)","FT0-024","FT0",237.09]
[6001128423,"GOWER-MACAULAY (02)","FT0-035","FT0",237.38]
[6001134296,"SAVIGE-BLAMEY (02)","FT0-026","FT0",237.47]
[6001245996,"MASCOMA-MT ALEXANDER (02)","FT0-031","FT0",237.76]
[6001446853,"SHOWGROUNDS NO4 (01)","FT0-016","FT0",237.86]
[6001123936,"SANDOWN-ASCOT VALE (01)","FT0-011","FT0",237.95]
[6001320080,"RACECOURSE 135-STUBBS (02)","FT0-022","FT0",238.27]
[6001007186,"DERBY-ORMOND 1 (02)","FT0-021","FT0",238.37]
[6001333629,"ORMOND-DERBY NO.2 (01)","FT0-021","FT0",238.65]
[6001278022,"DUNCAN-ASCOT VALE (03)","FT0-024","FT0",238.78]
[6001134436,"MORSHEAD-ASCOT (01)","FT0-015","FT0",239.08]
[6001126378,"SANDOWN-ASCOT VALE (00)","FT0-011","FT0",239.19]
[6001127909,"HARDIMAN-ALBERMARLE (02)","FT0-032","FT0",239.43]
[6001247888,"MARIBYRNONG 122-UNION (01)","FT0-026","FT0",239.52]
[6001019051,"HOLLAND-RACECOURSE 5 (02)","FT0-022","FT0",239.63]
[6001299115,"ELIZABETH-FINK (01)","FT0-033","FT0",239.96]
[6001238916,"ORMOND-DERBY (01)","FT0-021","FT0",240.09]
[6001309193,"SANDOWN-ASCOT VALE (02)","FT0-011","FT0",240.37]
[6001303213,"HENRY-CLIFFORD (04)","FT0-035","FT0",240.47]
[6001348689,"HARDIMAN-ALBERMARLE (03)","FT0-032","FT0",240.8]
[6001349159,"HARDIMAN-ALBERMARLE (03)","FT0-032","FT0",240.89]
[6001183285,"BELMONT-BAYSWATER (01)","FT0-035","FT0",241.31]
[6001449279,"MOONEE-ASCOT VALE (01)","FT0-024","FT0",241.55]
[6001131163,"FARNHAM-FARNHAM (02)","FT0-031","FT0",241.75]
[6001128212,"ORMOND-DERBY (02)","FT0-021","FT0",242.76]
[6001129725,"HOLLAND-RACECOURSE 1 (02)","FT0-022","FT0",243.29]
[6001252726,"PARSONS-STUBBS (02)","FT0-022","FT0",246.34]
[6001282200,"NEYLON-ROBERTS (01)","FW0-017","FW0",210.21]
[6001398238,"SOMERVILLE-JULIAN (02)","FW0-008","FW0",216.91]
[6001059047,"MARYSTON-SOMERVILLE (01)","FW0-008","FW0",218.45]
[6001439433,"CORRIGAN-CYPRESS (02)","FW0-006","FW0",219.77]
[6001057798,"KINGSTON-WILLIAMSTOWN (01)","FW0-008","FW0",222.26]
[6001246937,"CALA-HAMPTON (01)","FW0-016","FW0",223.27]
[6001056332,"EIRENE-FRANCIS (01)","FW0-013","FW0",225.01]
[6001056004,"WEBB-CORONATION (04)","FW0-008","FW0",225.94]
[6001058856,"STANGER-ADENEY (02)","FW0-005","FW0",226.55]
[6001011841,"BLANDFORD-BARKLY (02)","FW0-017","FW0",226.9]
[6001022926,"STANHOPE-ELPHINSTONE (02)","FW0-016","FW0",227.25]
[6001062193,"RICHELIEU-JACKSON (02)","FW0-017","FW0",228.08]
[6001486512,"WEBB-QUEENSVILLE (01)","FW0-008","FW0",228.3]
[6001059457,"BROMYARD-DREW (01)","FW0-013","FW0",229.05]
[6001303609,"LAE-SOMERVILLE (01)","FW0-016","FW0",229.26]
[6001055285,"ANGLISS-ADENEY (01)","FW0-005","FW0",229.92]
[6001048069,"NEIL-RUPERT (02)","FW0-016","FW0",230.18]
[6001263329,"HARTLEY-BARKLY (02)","FW0-016","FW0",230.79]
[6001221852,"KINGSTON-WILLIAMSTOWN (02)","FW0-008","FW0",231.05]
[6001221860,"KINGSTON-WILLIAMSTOWN (02)","FW0-008","FW0",231.57]
[6001064463,"SUFFOLK-DONGOLA (01)","FW0-004","FW0",231.77]
[6001046207,"RUSSELL-BARKLY (01)","FW0-017","FW0",232.01]
[6001047801,"BARKLY-HARTLEY (02)","FW0-016","FW0",232.55]
[6001056274,"EDGAR-SOMERVILLE (01)","FW0-008","FW0",232.74]
[6001394536,"SUFFOLK-THOMSON (03)","FW0-017","FW0",233.21]
[6001057769,"ALBION-GEELONG (01)","FW0-004","FW0",233.38]
[6001394634,"DICKSON-WILLIAMSTOWN (01)","FW0-008","FW0",233.82]
[6001021368,"ALOHA-GREENE (01)","FW0-005","FW0",233.95]
[6001064503,"NEIL-RUPERT (02)","FW0-016","FW0",234.33]
[6001329491,"RICHELIEU-JACKSON (02)","FW0-017","FW0",234.47]
[6001394176,"AUSTIN-SEVERN (01)","FW0-008","FW0",234.59]
[6001349876,"DICKSON-WILLIAMSTOWN (01)","FW0-008","FW0",234.93]
[6001062027,"RICHELIEU-SUFFOLK (04)","FW0-017","FW0",235.03]
[6001491611,"ANGLISS-ADENEY (01)","FW0-005","FW0",235.39]
[6001327412,"ALOHA-SALTLEY (02)","FW0-005","FW0",235.56]
[6001047977,"CLARKE-RUPERT (02)","FW0-017","FW0",235.88]
[6001487699,"SUFFOLK-THOMSON (03)","FW0-017","FW0",236]
[6001056192,"BEAUMONT-ROBERTS (01)","FW0-016","FW0",236.15]
[6001493307,"ALMA-ELPHINSTONE (01)","FW0-016","FW0",236.5]
[6001060086,"EAMES-CYPRESS (02)","FW0-006","FW0",236.66]
[6001058702,"SEVERN-SOMERVILLE (02)","FW0-008","FW0",236.99]
[6001061317,"RICHELIEU-JACKSON (02)","FW0-017","FW0",237.11]
[6001268941,"CHATFIELD-KINGSVILLE (02)","FW0-008","FW0",237.48]
[6001324303,"RICHELIEU-JACKSON (01)","FW0-017","FW0",237.58]
[6001012931,"SUMMERHILL-BARKLY (02)","FW0-004","FW0",237.75]
[6001055678,"HANSEN-GLAMIS (02)","FW0-004","FW0",238.07]
[6001055894,"BANKSIA-CLARENDON (03)","FW0-016","FW0",238.19]
[6001060496,"FREEMAN-DREW (02)","FW0-005","FW0",238.57]
[6001014214,"LOCH-SOMERVILLE (03)","FW0-008","FW0",238.68]
[6001337817,"BANKSIA-CLARENDON (02)","FW0-016","FW0",239.08]
[6001064680,"MADDEN-STUDLEY (02)","FW0-017","FW0",239.21]
[6001055561,"CHATFIELD-BISHOP (02)","FW0-004","FW0",239.6]
[6001048586,"SUMMERHILL-BARKLY (01)","FW0-004","FW0",239.73]
[6001059978,"STENHOUSE-MILLERS (01)","FW0-006","FW0",240.08]
[6001056272,"CHATFIELD-BISHOP (03)","FW0-004","FW0",240.2]
[6001405828,"HEWITT-MCDOUGALL (03)","FW0-004","FW0",240.32]
[6001319950,"EXPORT 58-LINK (03)","FW0-006","FW0",240.64]
[6001055307,"BEAUMONT-ROBERTS (02)","FW0-016","FW0",240.74]
[6001045967,"ALMA-ELPHINSTONE (01)","FW0-016","FW0",241.03]
[6001387461,"SOUTER-BEAUREPAIRE (04)","FW0-004","FW0",241.1]
[6001222363,"GEELONG-QUEENSVILLE (03)","FW0-008","FW0",241.41]
[6001296442,"ALOHA-GREENE (04)","FW0-005","FW0",241.51]
[6001021853,"GEELONG-GRAINGER (01)","FW0-008","FW0",241.81]
[6001059760,"BANKSIA-CLARENDON (03)","FW0-016","FW0",241.97]
[6001237683,"CHATFIELD-KINGSVILLE (03)","FW0-008","FW0",242.08]
[6001267082,"RICHELIEU-SUFFOLK (04)","FW0-017","FW0",242.46]
[6001059711,"CHATFIELD-BISHOP (02)","FW0-004","FW0",242.61]
[6001267414,"CHATFIELD-KINGSVILLE (03)","FW0-008","FW0",243.03]
[6001335157,"CROSS-WARLEIGH (02)","FW0-008","FW0",243.27]
[6001268938,"CHATFIELD-KINGSVILLE (03)","FW0-008","FW0",244]
[6001058638,"MARYSTON-SOMERVILLE (01)","FW0-008","FW0",244.44]
[6001065600,"EXPORT 30-FRANCIS (03)","FW0-006","FW0",245.86]
[6001490090,"HAUGHTON-GREVILLE (02)","HB0-023","HB0",211.5]
[6001070024,"ASHBY-LOCKSLEY (01)","HB0-014","HB0",214.4]
[6001070802,"FORSTER-UPPER H'BERG (01)","HB0-022","HB0",217.8]
[6001305983,"WILFRED-LOWER HEIDELBERG (02)","HB0-015","HB0",218.78]
[6001076223,"THE EYRIE-LAWRENCE (02)","HB0-015","HB0",220.8]
[6001070621,"THE BOULEVARD-GILBERT (01)","HB0-024","HB0",221.32]
[6001404277,"WATERDALE-THE BOULEVARD (02)","HB0-015","HB0",222.08]
[6001075911,"LOWER HEIDELBERG-THE BOULEVARD (02)","HB0-015","HB0",223.6]
[6001447074,"THE RIGHI-CASTLE (02)","HB0-022","HB0",223.94]
[6001484162,"BANYULE-MCCRAE (01)","HB0-023","HB0",225.05]
[6001223388,"BUCHANAN-SALISBURY (01)","HB0-015","HB0",225.33]
[6001066546,"CASTELLA-THE BOULEVARD (01)","HB0-024","HB0",226.18]
[6001076095,"MALTRAVERS-BROOKE (01)","HB0-024","HB0",226.52]
[6001069301,"WATERDALE-THE BOULEVARD (01)","HB0-015","HB0",227.35]
[6001393400,"WALDEMAR-BANKSIA (01)","HB0-022","HB0",227.71]
[6001079100,"BROWN-ROSANNA (02)","HB0-032","HB0",228.53]
[6001087757,"LOWER HEIDELBERG-THE BOULEVARD (02)","HB0-015","HB0",228.77]
[6001067325,"WESTLEY-IVANHOE (01)","HB0-022","HB0",229]
[6001069396,"WATERDALE-THE BOULEVARD (01)","HB0-015","HB0",229.71]
[6001480110,"CLIFTON-WATERDALE (01)","HB0-022","HB0",229.82]
[6001069400,"WATERDALE-THE BOULEVARD (02)","HB0-015","HB0",230.4]
[6001079114,"YARRA-HAWDON (02)","HB0-031","HB0",230.59]
[6001075855,"MOUNT-CARLSBERG (03)","HB0-014","HB0",231.14]
[6001313260,"WILFRED-CEDRIC (02)","HB0-015","HB0",231.3]
[6001069506,"STREETON-MACKENNEL (02)","HB0-024","HB0",231.78]
[6001081585,"BANYULE-MCCRAE (01)","HB0-023","HB0",231.97]
[6001068935,"UPP H'BERG 64-ABBOTSFORD (01)","HB0-015","HB0",232.11]
[6001066926,"THE RIGHI-THE EYRIE (02)","HB0-014","HB0",232.59]
[6001338278,"MOUNT 92-YARRA (04)","HB0-031","HB0",232.76]
[6001075945,"RAVENSWOOD-LWR HBERG (01)","HB0-015","HB0",233.16]
[6001076178,"LOWER HEIDELBERG-DEVON (02)","HB0-015","HB0",233.35]
[6001269608,"CAPE-DAREBIN (01)","HB0-031","HB0",233.78]
[6001066960,"THE RIGHI-THE EYRIE (02)","HB0-014","HB0",233.91]
[6001226116,"STUDLEY-BANKSIA (02)","HB0-022","HB0",234.09]
[6001184129,"ROSE-WATERDALE (01)","HB0-015","HB0",234.51]
[6001044892,"BUCHANAN-SALISBURY (01)","HB0-015","HB0",234.69]
[6001249426,"QUINN-ST. JAMES (01)","HB0-023","HB0",235.08]
[6001261428,"LOWER HEIDELBERG-THE BOULEVARD (01)","HB0-015","HB0",235.2]
[6001456249,"CARTMELL-CAPE (04)","HB0-031","HB0",235.58]
[6001489769,"FORGE-LOWER HEIDELBERG 2 (04)","HB0-032","HB0",235.7]
[6001073074,"CASTLE-HAWDON (01)","HB0-014","HB0",236.03]
[6001183814,"MARSHALL-SHERWOOD (02)","HB0-014","HB0",236.18]
[6001089204,"BURTON-BEAUVIEW (03)","HB0-015","HB0",236.29]
[6001070808,"UPPER HEIDELBERG-LOCHABAR (00)","HB0-022","HB0",236.64]
[6001260871,"BANYULE-MCCRAE (03)","HB0-023","HB0",236.75]
[6001287815,"NORMAN-MARSHALL (03)","HB0-014","HB0",237.03]
[6001126218,"WAMBA-THE BOULEVARD (02)","HB0-024","HB0",237.15]
[6001017528,"ABBOTSFORD-WYNSTAY (01)","HB0-014","HB0",237.5]
[6001286429,"ROSANNA-DAREBIN (01)","HB0-032","HB0",237.65]
[6001442077,"FORSTER-UPPER H'BERG (01)","HB0-022","HB0",238.05]
[6001079087,"QUINN-ST. JAMES (02)","HB0-023","HB0",238.17]
[6001072997,"HEIDELBERG-KINGSLEY (01)","HB0-015","HB0",238.34]
[6001076174,"GLENARD-MOSSMAN (02)","HB0-024","HB0",238.68]
[6001069926,"BAILEY-HOPETOUN (02)","HB0-014","HB0",238.84]
[6001289178,"YARRA-HAWDON (01)","HB0-031","HB0",239.34]
[6001489692,"WATERDALE-ELPHIN (03)","HB0-015","HB0",239.5]
[6001087762,"HAWDON 96-BURGUNDY (02)","HB0-031","HB0",240.12]
[6001066804,"MOUNT-CARLSBERG (02)","HB0-014","HB0",240.39]
[6001070308,"MALTRAVERS-BROOKE (03)","HB0-024","HB0",241.25]
[6001069344,"WATERDALE-ELPHIN (02)","HB0-015","HB0",241.94]
[6001295848,"VINE-JIKA (01)","HB0-023","HB0",242.94]
[6001276746,"EARL-GRANGE (03)","KLO-022","KLO",231.93]
[6001301669,"EARL-GRANGE (04)","KLO-022","KLO",232.96]
[6001388342,"SERENITY-DOMAIN (04)","KLO-022","KLO",234.76]
[6001418433,"RETLAW-ALDERGROVE (04)","KLO-013","KLO",235.24]
[6001371357,"GREVILLEA-POLO (02)","KLO-022","KLO",235.94]
[6001407814,"HAWKSBURN-NEWMARKET (02)","KLO-013","KLO",236.14]
[6001349485,"SERENITY-DOMAIN (02)","KLO-022","KLO",236.38]
[6001433590,"PASTURE-MOONLIGHT (02)","KLO-022","KLO",236.89]
[6001451462,"REALM-HAGLEY (02)","KLO-013","KLO",237.08]
[6001443579,"MARARA-HIGHLANDER (04)","KLO-022","KLO",237.41]
[6001477465,"SUSTAINABLE-PEPPERTREE (04)","KLO-022","KLO",237.5]
[6001473631,"MONOMEATH-JODREW (03)","KLO-013","KLO",237.8]
[6001418684,"WESTGARTH-BALMAIN (04)","KLO-013","KLO",237.88]
[6001471584,"PECAN-BROSSARD (01)","KLO-013","KLO",238.1]
[6001411459,"NEBULA-BIRDSONG (03)","KLO-022","KLO",238.2]
[6001479593,"GOSSIA-LOMATIA (03)","KLO-022","KLO",238.3]
[6001408066,"DAYBREAK-REVEILLE (02)","KLO-022","KLO",238.52]
[6001466675,"GRAND-HIGHLANDER (03)","KLO-022","KLO",238.6]
[6001466964,"ELDERBERRY-GRAND (02)","KLO-022","KLO",238.8]
[6001432713,"NAPIER-CANNING (01)","KLO-013","KLO",238.89]
[6001433552,"PASTURE-MOONLIGHT (02)","KLO-022","KLO",239.1]
[6001487006,"GOSSIA-LOMATIA (03)","KLO-022","KLO",239.2]
[6001384544,"SUSTAINABLE-COOLAMON (01)","KLO-022","KLO",239.27]
[6001445106,"WHITE LEAF-GOLDINGTON (01)","KLO-013","KLO",239.5]
[6001385343,"SEPAL-GRAND (03)","KLO-022","KLO",239.61]
[6001466946,"ELDERBERRY-GRAND (01)","KLO-022","KLO",239.9]
[6001451479,"REALM-HAGLEY (02)","KLO-013","KLO",240]
[6001486293,"GOSSIA-LOMATIA (03)","KLO-022","KLO",240.4]
[6001451553,"REALM-HAGLEY (03)","KLO-013","KLO",240.58]
[6001307508,"BILLABONG-JOLLY (00)","KLO-022","KLO",241.27]
[6001463255,"DORCAS-BENDIGO (01)","KLO-013","KLO",241.52]
[6001457391,"HAWKESBURY-FOREST RED GUM (03)","KLO-013","KLO",242.3]
[6001438533,"ALDERGROVE-ELLSCOTT (04)","KLO-013","KLO",242.58]
[6001416813,"WILLSMERE-YARRADALE (04)","KLO-013","KLO",242.74]
[6001481606,"TRIFT-GREVILLEA (01)","KLO-022","KLO",243.2]
[6001331856,"CHARTERIS-ATLEY (04)","KLO-022","KLO",243.38]
[6001463167,"AMBERFIELD-HEATHCOTE (04)","KLO-013","KLO",243.67]
[6001375999,"BLUEBELL-TRAVERS (01)","KLO-022","KLO",243.78]
[6001465261,"WESTON-WHEATLEY (01)","KLO-013","KLO",244]
[6001454674,"CHARTERIS-ATLEY (03)","KLO-022","KLO",244.1]
[6001447229,"CAMBERWELL-MCCRACKEN (03)","KLO-013","KLO",244.2]
[6001457409,"SCANDIA-ELLSCOTT (03)","KLO-013","KLO",244.4]
[6001463164,"AMBERFIELD-HEATHCOTE (04)","KLO-013","KLO",244.5]
[6001423208,"PARKHURST-EDSON (03)","KLO-013","KLO",244.72]
[6001455419,"AMBERFIELD-HEATHCOTE (05)","KLO-013","KLO",244.83]
[6001297837,"ARCADIA-CRANESBILL (02)","KLO-022","KLO",245.16]
[6001430638,"DORCAS-BENDIGO (02)","KLO-013","KLO",245.3]
[6001418107,"LANDSDOWNE-ROSENEATH (04)","KLO-013","KLO",245.74]
[6001451236,"LATCHFORD-OXBOW (01)","KLO-013","KLO",246]
[6001449515,"CARBERRY-ELLSCOTT (04)","KLO-013","KLO",246.26]
[6001256623,"BIMBADEEN-YALLAMBIE (02)","NH0-002","NH0",174.1]
[6001084769,"BIMBADEEN-YALLAMBIE (02)","NH0-002","NH0",196.77]
[6001039482,"THE GLADE 15-SHERLOWE (02)","NH0-008","NH0",205.16]
[6001221455,"BRASSEY-PYALONG (01)","NH0-020","NH0",207.21]
[6001456319,"HAWDON-BROWN (01)","NH0-017","NH0",210.42]
[6001081176,"EDWIN-ST HELLIER (02)","NH0-017","NH0",211.67]
[6001087293,"GLENMORE-KINLOCK (03)","NH0-002","NH0",212.5]
[6001244749,"LAUREL-TYLER (02)","NH0-016","NH0",214.23]
[6001478172,"MELROSE-SOMERS (02)","NH0-002","NH0",214.83]
[6001083773,"CARWARP-MAY (03)","NH0-002","NH0",216.28]
[6001078085,"GRENHILDA-DOUGLAS (01)","NH0-020","NH0",216.67]
[6001207751,"NEWTON-CREVELLI (01)","NH0-016","NH0",217.9]
[6001432078,"RAMU-ORIEL (01)","NH0-003","NH0",218.25]
[6001089945,"BRAIDHILL-WINDSOR (02)","NH0-002","NH0",219.21]
[6001313281,"BIMBADEEN-YALLAMBIE (01)","NH0-002","NH0",219.55]
[6001072197,"EDWIN-ST HELLIER (01)","NH0-017","NH0",220.46]
[6001081002,"ST HELLIER-UP HEIDELBERG (01)","NH0-017","NH0",220.84]
[6001446879,"WATERDALE-LLOYD (03)","NH0-005","NH0",221.12]
[6001086987,"SHORT-DUNVEGAN (02)","NH0-002","NH0",221.93]
[6001084121,"BELLEVUE-DAVIES (01)","NH0-005","NH0",222.19]
[6001084519,"INVERMAY-MT IDA (02)","NH0-017","NH0",222.84]
[6001087741,"STRATHALLAN-WILSON (01)","NH0-002","NH0",223.09]
[6001238394,"LINDSAY-TORBAY (02)","NH0-002","NH0",223.67]
[6001078104,"BERRIMA-ROSANNA (02)","NH0-020","NH0",223.84]
[6001474128,"BRASSEY-PYALONG (01)","NH0-020","NH0",224.08]
[6001505209,"LLOYD-MONASH (01)","NH0-005","NH0",224.6]
[6001127225,"HOOPER-DUNVEGAN (01)","NH0-002","NH0",224.82]
[6001080486,"OUTHWAITE-WAIORA (02)","NH0-005","NH0",225.34]
[6001489417,"LINDSAY-TORBAY (01)","NH0-002","NH0",225.5]
[6001088454,"HOOPER-DUNVEGAN (01)","NH0-002","NH0",226.03]
[6001080678,"OUTHWAITE-MCEWAN (03)","NH0-005","NH0",226.16]
[6001081467,"WAIORA-CHURCHILL (02)","NH0-017","NH0",226.63]
[6001089343,"TOUMLIN-MARTINS (01)","NH0-002","NH0",226.84]
[6001435387,"MYDDLETON-GRACE (02)","NH0-008","NH0",227]
[6001393457,"SESTON-CLINGIN (02)","NH0-016","NH0",227.45]
[6001341311,"SESTON-CLINGIN (01)","NH0-016","NH0",227.58]
[6001258074,"DICKENS-MCEWANS (02)","NH0-003","NH0",227.99]
[6001083134,"BIMBADEEN-YALLAMBIE (02)","NH0-002","NH0",228.14]
[6001079731,"RILL-OLIVE (01)","NH0-017","NH0",228.49]
[6001324825,"TOUMLIN-MARTINS (02)","NH0-002","NH0",228.63]
[6001110390,"NUNAN-KIRBY (02)","NH0-016","NH0",228.74]
[6001082562,"DANSON-WINSTON (03)","NH0-002","NH0",229.04]
[6001072868,"COLLINS-WATERDALE (02)","NH0-005","NH0",229.18]
[6001421021,"BROADFORD NURSING HOME (01)","NH0-002","NH0",229.51]
[6001335736,"ST HELLIER-UP HEIDELBERG (01)","NH0-017","NH0",229.63]
[6001229536,"GALLERY GATE-PERONINE (03)","NH0-002","NH0",230]
[6001486818,"RITA-WOOD (01)","NH0-016","NH0",230.1]
[6001082286,"ROBERN-ROSEBUD (02)","NH0-008","NH0",230.44]
[6001089676,"SILVERWATTLE-BUVELOT (03)","NH0-002","NH0",230.54]
[6001087468,"WIMPORT-MARTIN (03)","NH0-017","NH0",230.81]
[6001285461,"LWR PLENTY-INTERLAKEN (01)","NH0-020","NH0",230.94]
[6001084860,"BRAIDHILL-WINDSOR (02)","NH0-002","NH0",231.04]
[6001110805,"LAUREL-TYLER (01)","NH0-016","NH0",231.31]
[6001085308,"FINLAYSON-BRAIDHILL (02)","NH0-020","NH0",231.43]
[6001020736,"WINSTON-JASON (01)","NH0-002","NH0",231.69]
[6001447166,"BURGUNDY-MARTIN (04)","NH0-017","NH0",231.81]
[6001089675,"SILVERWATTLE-BUVELOT (03)","NH0-002","NH0",232.06]
[6001324828,"TOUMLIN-MARTINS (02)","NH0-002","NH0",232.13]
[6001081710,"CANTALA-MCCRAE (04)","NH0-008","NH0",232.23]
[6001229572,"RAMU-PACIFIC (01)","NH0-005","NH0",232.47]
[6001451639,"CANTALA-MCCRAE (04)","NH0-008","NH0",232.6]
[6001245125,"TARCOOLA-LOWAN (03)","NH0-002","NH0",232.84]
[6001086607,"WARREN-CHERYL (01)","NH0-008","NH0",232.92]
[6001399965,"DAREBIN-MARTIN (01)","NH0-020","NH0",233.2]
[6001256981,"LACELLES-WINSTON (01)","NH0-002","NH0",233.28]
[6001342265,"WATERDALE-LLOYD (02)","NH0-005","NH0",233.51]
[6001080740,"SHAKESPEARE-BAMFIELD (02)","NH0-003","NH0",233.63]
[6001219319,"CARWARP-ERSKINE (01)","NH0-008","NH0",233.71]
[6001435341,"SHAKESPEARE-BAMFIELD (01)","NH0-003","NH0",233.98]
[6001080095,"ELLESMERE-INVERMAY (01)","NH0-017","NH0",234.06]
[6001086235,"HOOPER-DUNVEGAN (02)","NH0-002","NH0",234.31]
[6001079903,"BEETHAM-PROSPECT (02)","NH0-017","NH0",234.42]
[6001420361,"BLAKE-SESTON (02)","NH0-016","NH0",234.65]
[6001077847,"BERRIMA-ROSANNA (01)","NH0-020","NH0",234.74]
[6001298377,"WAIORA-CHURCHILL (01)","NH0-017","NH0",234.97]
[6001448909,"DAREBIN-MARTIN (01)","NH0-020","NH0",235.11]
[6001084897,"BRAIDHILL-WINDSOR (02)","NH0-002","NH0",235.22]
[6001085185,"GOLF-FINLAYSON (02)","NH0-020","NH0",235.47]
[6001183504,"MCCOMAS-ALBERT (01)","NH0-016","NH0",235.56]
[6001467773,"COLLINS-WATERDALE (01)","NH0-005","NH0",235.86]
[6001223946,"RAMU-ORIEL (01)","NH0-003","NH0",235.94]
[6001318528,"PERTH-ALAMEIN (01)","NH0-005","NH0",236.24]
[6001083859,"BRAIDHILL-WINDSOR (02)","NH0-002","NH0",236.33]
[6001323819,"MARTINS-KURANGA (01)","NH0-008","NH0",236.41]
[6001318261,"WATERDALE-DOUGHARTY (02)","NH0-003","NH0",236.67]
[6001082009,"GRAHAM-ULRICH (01)","NH0-008","NH0",236.76]
[6001076684,"NORTHERN 94-AILEEN (01)","NH0-009","NH0",237.02]
[6001013888,"AILEEN-BEATRICE (01)","NH0-009","NH0",237.15]
[6001276723,"WATERDALE-SOUTHERN (02)","NH0-005","NH0",237.42]
[6001086645,"FINLAYSON-LOWER PLENTY (01)","NH0-020","NH0",237.52]
[6001101762,"LATROBE-VILLAGE 3 (00)","NH0-016","NH0",237.75]
[6001082771,"LYON-MARTINS (01)","NH0-002","NH0",237.83]
[6001002763,"MOROBE-ALAMEIN (03)","NH0-005","NH0",237.94]
[6001101715,"LATROBE-VILLAGE 2 (00)","NH0-016","NH0",238.2]
[6001080072,"LOWER PLENTY-MOUNTVIEW (02)","NH0-017","NH0",238.32]
[6001343630,"KORONG-DOUGHARTY (01)","NH0-003","NH0",238.58]
[6001018892,"EDWIN-ST HELLIER (01)","NH0-017","NH0",238.67]
[6001101802,"LATROBE-VILLAGE 3 (00)","NH0-016","NH0",238.98]
[6001474699,"RUTHVEN-WAIORA (01)","NH0-009","NH0",239.08]
[6001079650,"MARTIN-BURGUNDY (02)","NH0-017","NH0",239.39]
[6001260425,"VERNON-WATERDALE (02)","NH0-003","NH0",239.5]
[6001108760,"WATERDALE 700-KINGSBURY (02)","NH0-016","NH0",239.6]
[6001475487,"DICKENS-MCEWANS (00)","NH0-003","NH0",239.99]
[6001492245,"STEANE-ALBERT (03)","NH0-016","NH0",240.1]
[6001002667,"SILK-LOWER PLENTY (03)","NH0-020","NH0",240.55]
[6001326181,"LOWER PLENTY-MOUNTVIEW (02)","NH0-017","NH0",240.77]
[6001083293,"STANTON-THOMSON (01)","NH0-020","NH0",241.67]
[6001280263,"ARDEN-ROSANNA (02)","NH0-020","NH0",242.04]
[6001076814,"KOLORA-ORTHLA (01)","NH0-003","NH0",242.48]
[6001236488,"KORONG-LILLIMUR (03)","NH0-003","NH0",243.4]
[6001007023,"KOLORA-ORTHLA (02)","NH0-003","NH0",243.96]
[6001419414,"CULVERLANDS-VEAR NO2 (02)","NH0-009","NH0",246.2]
[6001320465,"MARKS-YORK (02)","NS0-014","NS0",204.2]
[6001026579,"JHONSON-BRENTWOOD (02)","NS0-012","NS0",215.59]
[6001485159,"CRANWELL-CARNARVON (02)","NS0-016","NS0",217]
[6001151670,"HAYES-HOUSTON (01)","NS0-014","NS0",218.39]
[6001208940,"HAYES-HOUSTON (01)","NS0-014","NS0",220.92]
[6001389022,"RALEIGH-HODDLE (01)","NS0-018","NS0",221.63]
[6001328460,"THE BOULEVARD-PARKSTONE (02)","NS0-017","NS0",223.56]
[6001142681,"FLETCHER-PASCOE VALE (04)","NS0-015","NS0",224.1]
[6001152369,"THE CROSSWAY-UPLAND (02)","NS0-017","NS0",225.56]
[6001251099,"BREWSTER-PASCOE VALE (03)","NS0-016","NS0",226.01]
[6001066361,"CAPULET-BENT (01)","NS0-012","NS0",226.97]
[6001151327,"MARKS-YORK (02)","NS0-014","NS0",227.4]
[6001411994,"HEAD-NAPIER (03)","NS0-014","NS0",228.25]
[6001152195,"PROGRESS-PASCOE VALE (01)","NS0-017","NS0",228.5]
[6001151253,"MARKS-YORK (01)","NS0-014","NS0",228.84]
[6001140837,"MAGDALA-WOODLAND (03)","NS0-016","NS0",229.51]
[6001480627,"DONALD-LAWSON (02)","NS0-012","NS0",229.78]
[6001026513,"WADHAM-MORELAND (02)","NS0-012","NS0",230.42]
[6001138109,"STEELE-STUART (04)","NS0-009","NS0",230.59]
[6001151215,"KERNAN-CARNARVON (01)","NS0-014","NS0",231.18]
[6001140179,"CAPULET-BENT (01)","NS0-012","NS0",231.34]
[6001138015,"ORMOND-PATTISON (01)","NS0-015","NS0",231.78]
[6001396083,"ST JAMES-MT ALEXANDER (01)","NS0-007","NS0",231.95]
[6001143269,"WINIFRED-GLASS (01)","NS0-008","NS0",232.08]
[6001139635,"HALL-MT ALEXANDER (01)","NS0-011","NS0",232.54]
[6001142508,"CAMERON-LYTTLE (02)","NS0-008","NS0",232.7]
[6001152092,"BOURNIAN-GRAMMAR (02)","NS0-014","NS0",233.1]
[6001276391,"SHUTER-PUCKLE (01)","NS0-011","NS0",233.24]
[6001481375,"MAGDALA-WOODLAND (01)","NS0-016","NS0",233.6]
[6001152430,"PROGRESS-PASCOE VALE (02)","NS0-017","NS0",233.75]
[6001419642,"MT ALEXANDER-BREWSTER (02)","NS0-007","NS0",233.92]
[6001343092,"BOURNIAN-GRAMMAR (02)","NS0-014","NS0",234.27]
[6001140366,"MURRAY-PASCOE VALE (03)","NS0-015","NS0",234.37]
[6001282870,"PRATT-PUCKLE (03)","NS0-011","NS0",234.68]
[6001142371,"PASCOE VALE-MORELAND (02)","NS0-008","NS0",234.78]
[6001391513,"MT ALEXANDER-BREWSTER (04)","NS0-007","NS0",235.16]
[6001339496,"MAGDALA-WOODLAND (01)","NS0-016","NS0",235.26]
[6001391500,"MT ALEXANDER-BREWSTER (04)","NS0-007","NS0",235.38]
[6001140712,"RALEIGH-NAPIER (03)","NS0-007","NS0",235.68]
[6001391540,"MT ALEXANDER-BREWSTER (04)","NS0-007","NS0",235.77]
[6001252107,"NAPIER-BUTLER (02)","NS0-008","NS0",236.1]
[6001346896,"HUTCHESON-BUCKLEY (02)","NS0-018","NS0",236.2]
[6001305990,"KERNAN-CARNARVON (01)","NS0-014","NS0",236.5]
[6001301184,"MT ALEXANDER 1142-WINIFRED (02)","NS0-008","NS0",236.64]
[6001352022,"MT ALEXANDER-BREWSTER (04)","NS0-007","NS0",236.96]
[6001402013,"FENTON-MYRNONG (02)","NS0-015","NS0",237.18]
[6001236408,"HODDLE-FLETCHER (01)","NS0-018","NS0",237.39]
[6001301180,"MT ALEXANDER 1142-WINIFRED (02)","NS0-008","NS0",237.47]
[6001151177,"CRANWELL-CARNARVON (02)","NS0-016","NS0",237.6]
[6001428534,"GLADSTONE-ASCOT VALE (05)","NS0-011","NS0",237.89]
[6001143029,"HUTCHESON-BUCKLEY (03)","NS0-018","NS0",238]
[6001041241,"WARNER-GLASS (01)","NS0-008","NS0",238.36]
[6001296699,"CRAWFORD-ROBINSON (01)","NS0-018","NS0",238.48]
[6001255635,"MOORE-PUCKLE (04)","NS0-011","NS0",238.8]
[6001142016,"NICHOLSON-FLETCHER (03)","NS0-007","NS0",238.9]
[6001140803,"WOODLAND-NAPIER (02)","NS0-017","NS0",239.18]
[6001124554,"SALTER-NAPIER (02)","NS0-008","NS0",239.3]
[6001271082,"HOMER-EDDY (03)","NS0-018","NS0",239.4]
[6001019961,"SALTER-NAPIER (02)","NS0-008","NS0",239.71]
[6001329505,"PASCOE VALE-CAMERON (03)","NS0-008","NS0",239.82]
[6001143195,"BREWSTER-MT ALEXANDER (03)","NS0-007","NS0",240.13]
[6001015605,"PASCOE VALE-MORELAND (01)","NS0-008","NS0",240.28]
[6001139521,"HOMER-EDDY (03)","NS0-018","NS0",240.66]
[6001142193,"BREWSTER-PASCOE VALE (01)","NS0-016","NS0",240.8]
[6001340835,"GLEN-GLASS (03)","NS0-008","NS0",240.96]
[6001004342,"TAYLOR-MT ALEXANDER (03)","NS0-018","NS0",241.34]
[6001138466,"MONTGOMERY-MT ALEXANDER (01)","NS0-015","NS0",241.5]
[6001446952,"PASCOE VALE-CAMERON (03)","NS0-008","NS0",241.95]
[6001428486,"MONTGOMERY-MT ALEXANDER #2 (02)","NS0-015","NS0",242.11]
[6001140881,"HESLEDEN-AMELIA (04)","NS0-017","NS0",242.94]
[6001142326,"PASCOE VALE-MORELAND (04)","NS0-008","NS0",243.28]
[6001236927,"FULLER-SCHOFIELD (01)","NS0-016","NS0",243.86]
[6001141211,"GLASS-NAPIER NO.2 (02)","NS0-008","NS0",245.6]
[6001495008,"MT ALEXANDER-NAPIER (03)","NS0-007","NS0",246.11]
[6001297253,"PARKER-AITKEN (04)","NT0-004","NT0",200.7]
[6001116282,"HANMER-THOMPSON (02)","NT0-011","NT0",204.97]
[6001220252,"EFFINGHAM-WILKINS (01)","NT0-011","NT0",211.41]
[6001115971,"HANMER-THOMPSON (02)","NT0-011","NT0",212.9]
[6001118398,"STANLEY-DOVER (01)","NT0-004","NT0",215.56]
[6001119334,"HOME-TAIT (02)","NT0-011","NT0",216.71]
[6001021505,"COURTIS-MELBOURNE (01)","NT0-011","NT0",218.87]
[6001122162,"WILLIAM-JUNCTION (01)","NT0-003","NT0",219.5]
[6001120687,"WILLIAM-MASON (02)","NT0-003","NT0",220.25]
[6001232624,"FREYER-POWER (02)","NT0-011","NT0",221.78]
[6001117025,"GELLIBRAND-VICTORIA (01)","NT0-015","NT0",222.17]
[6001120591,"WALKER-NEWCASTLE (02)","NT0-017","NT0",223.52]
[6001116037,"MELBOURNE-PASCO (02)","NT0-011","NT0",223.79]
[6001117603,"ADELINE-KOROROIT (01)","NT0-017","NT0",224.92]
[6001121177,"WOODS-CHALLIS (01)","NT0-003","NT0",225.21]
[6001120508,"WILLIAM-JUNCTION (02)","NT0-003","NT0",226.19]
[6001115900,"HANMER-THOMPSON (02)","NT0-011","NT0",226.55]
[6001252197,"TWYFORD-THOMPSON (02)","NT0-011","NT0",226.87]
[6001117395,"ADELINE-KOROROIT (03)","NT0-017","NT0",227.74]
[6001120840,"BLENHEIM-WOODS (02)","NT0-003","NT0",227.98]
[6001120763,"JOHNSTON-NEWCASTLE (02)","NT0-017","NT0",228.76]
[6001345146,"BLENHEIM-WOODS (01)","NT0-003","NT0",229.02]
[6001236850,"PAINE-LATROBE (03)","NT0-011","NT0",229.68]
[6001288386,"MELBOURNE-PASCO (02)","NT0-011","NT0",229.88]
[6001118706,"ALMA-CHANDLER (02)","NT0-015","NT0",230.16]
[6001117190,"GELLIBRAND-VICTORIA (03)","NT0-015","NT0",230.7]
[6001239617,"CLYDE-MASON (01)","NT0-003","NT0",230.93]
[6001337987,"MORRIS-OSBORNE (01)","NT0-011","NT0",231.46]
[6001312747,"OXFORD-JUNCTION (02)","NT0-003","NT0",231.63]
[6001270354,"CLYDE-MASON (02)","NT0-003","NT0",232.13]
[6001293411,"MELBOURNE-PASCO (02)","NT0-011","NT0",232.33]
[6001268537,"YARRA-DOVER (02)","NT0-004","NT0",232.81]
[6001287629,"JACK-FORD (03)","NT0-003","NT0",233.02]
[6001117139,"KNIGHT-BAYVIEW (02)","NT0-015","NT0",233.22]
[6001119514,"FARM-HOME (02)","NT0-016","NT0",233.77]
[6001309654,"CLYDE-MASON (02)","NT0-003","NT0",233.92]
[6001118172,"APHRASIA-SIROCCO (02)","NT0-011","NT0",234.42]
[6001297375,"BAYVIEW-TOBRUK (02)","NT0-015","NT0",234.61]
[6001118480,"STEVEDORE-MELBOURNE (01)","NT0-011","NT0",235.03]
[6001304445,"MASON-BRADLEY (01)","NT0-017","NT0",235.2]
[6001424446,"PERRY-VERDON (01)","NT0-015","NT0",235.56]
[6001121788,"CHALLIS-JUBILLEE (02)","NT0-017","NT0",235.66]
[6001451951,"AKUNA-CHAMPION NO1 (03)","NT0-017","NT0",235.82]
[6001304418,"MASON-BRADLEY (01)","NT0-017","NT0",236.14]
[6001254585,"MERRETT-KOROROIT (01)","NT0-003","NT0",236.24]
[6001349689,"WOODS-MADDOX (03)","NT0-003","NT0",236.61]
[6001116107,"PERRY-VERDON (02)","NT0-015","NT0",236.73]
[6001118661,"QUEEN-RUSSELL (02)","NT0-011","NT0",237.08]
[6001252243,"STEVEDORE-MELBOURNE (02)","NT0-011","NT0",237.19]
[6001118123,"PAINE-MELBOURNE (02)","NT0-011","NT0",237.53]
[6001117425,"PARK-INGLIS (02)","NT0-017","NT0",237.66]
[6001258840,"RENNIE-JOHN (04)","NT0-015","NT0",237.76]
[6001410432,"ROSS-ELIZABETH (01)","NT0-017","NT0",238.13]
[6001233512,"COXS-WHITTAKERS (03)","NT0-015","NT0",238.24]
[6001256271,"PAINE-MELBOURNE (01)","NT0-011","NT0",238.57]
[6001245268,"HOME-TAIT (02)","NT0-011","NT0",238.76]
[6001225794,"PAAS-RETIREMENT VILLAGE (00)","NT0-017","NT0",239.03]
[6001121582,"JACK-WOODS (04)","NT0-003","NT0",239.14]
[6001122403,"RIFLE RANGE-RADFORD (01)","NT0-003","NT0",239.3]
[6001226562,"JOINER-MERRETT (04)","NT0-003","NT0",239.68]
[6001121564,"JACK-WOODS (03)","NT0-003","NT0",239.85]
[6001117362,"KOROROIT-SWANSTON (04)","NT0-015","NT0",240.23]
[6001248863,"MELBOURNE-DAVIES (03)","NT0-011","NT0",240.36]
[6001254852,"APHRASIA-SIROCCO (01)","NT0-011","NT0",240.72]
[6001016778,"APHRASIA-SIROCCO (04)","NT0-011","NT0",240.83]
[6001122565,"MERRETT-UREN (01)","NT0-003","NT0",241.15]
[6001120642,"OXFORD-JUNCTION (02)","NT0-003","NT0",241.32]
[6001249959,"JACK-WOODS (04)","NT0-003","NT0",241.43]
[6001247247,"JOINER-MERRETT (05)","NT0-003","NT0",241.82]
[6001007021,"STEVEDORE-DOUGLAS (05)","NT0-015","NT0",241.97]
[6001117482,"PARK-INGLIS (01)","NT0-017","NT0",242.37]
[6001122096,"STEVEDORE-DOUGLAS (04)","NT0-015","NT0",242.55]
[6001115758,"AITKEN-FERGUSON (02)","NT0-004","NT0",243.03]
[6001122580,"MERRETT-UREN (01)","NT0-003","NT0",243.22]
[6001322622,"CHAMPION-AKUNA NO.2 (01)","NT0-003","NT0",243.39]
[6001408264,"KOROROIT-SWANSTON (03)","NT0-015","NT0",244.01]
[6001115431,"STEVEDORE-DOUGLAS (06)","NT0-015","NT0",244.37]
[6001114981,"NELSON 87-THOMPSON (02)","NT0-004","NT0",245.68]
[6001219294,"NELSON 87-THOMPSON (01)","NT0-004","NT0",246.52]
[6001020938,"MAY-SPRING (03)","PTN-015","PTN",213.87]
[6001111330,"WOOD-LUNETTE (01)","PTN-011","PTN",215.81]
[6001091963,"HAIG-GILBERT (02)","PTN-015","PTN",220.2]
[6001112398,"SYLVESTER-GORDON (02)","PTN-011","PTN",221.17]
[6001127014,"REGENT-HIGH (02)","PTN-011","PTN",223.54]
[6001092811,"MAY-SPRING (02)","PTN-015","PTN",224.33]
[6001113258,"BELGROVE-OVANDO (02)","PTN-021","PTN",224.94]
[6001091707,"MAY-SPRING (01)","PTN-015","PTN",226.57]
[6001092050,"HAIG-GILBERT (01)","PTN-015","PTN",227.06]
[6001090180,"CRAMER-MARKET NO3 (01)","PTN-014","PTN",228.21]
[6001091568,"PAYWIT-BELLARINE (02)","PTN-015","PTN",228.61]
[6001235086,"SCOTIA-BELL (02)","PTN-015","PTN",229.7]
[6001250413,"FOCH-QUEEN (02)","PTN-011","PTN",230.01]
[6001445795,"WOOD-LUNETTE (01)","PTN-011","PTN",230.37]
[6001456389,"KITCHENER-MURRAY (01)","PTN-011","PTN",231.12]
[6001255717,"TAUNTON-SPRING (02)","PTN-015","PTN",231.44]
[6001094762,"STOKES-BELL (02)","PTN-015","PTN",232.2]
[6001233992,"PAYWIT-BELLARINE (01)","PTN-015","PTN",232.43]
[6001407423,"JOSEPHINE-PLENTY (01)","PTN-011","PTN",233.12]
[6001092221,"CAMBRIAN-HIGH (01)","PTN-011","PTN",233.29]
[6001110726,"TENNYSON-TYLER (02)","PTN-011","PTN",233.83]
[6001002869,"HAWKER-ELLISON (02)","PTN-011","PTN",234.08]
[6001336280,"COOK-MARKET (02)","PTN-014","PTN",234.24]
[6001393206,"OSBORNE-HOTHAM (01)","PTN-014","PTN",234.78]
[6001490155,"PLENTY 33-MILTON (02)","PTN-014","PTN",234.9]
[6001112893,"WATSON-DAVID (03)","PTN-021","PTN",235.32]
[6001002873,"OSBORNE-HOTHAM (01)","PTN-014","PTN",235.52]
[6001324758,"ESTHER-HIGH (02)","PTN-014","PTN",236.02]
[6001287557,"LAHINCH-BELL (02)","PTN-021","PTN",236.19]
[6001094971,"GOWER-HIGH (03)","PTN-021","PTN",236.34]
[6001090815,"YANN-PLENTY (02)","PTN-014","PTN",236.77]
[6001263952,"GARNET-PLENTY (01)","PTN-014","PTN",236.96]
[6001111752,"SYLVESTER-GORDON (03)","PTN-011","PTN",237.34]
[6001241676,"PAYWIT-BELLARINE (02)","PTN-015","PTN",237.49]
[6001019487,"SYLVESTER-GORDON (03)","PTN-011","PTN",237.91]
[6001456423,"KITCHENER-MURRAY (01)","PTN-011","PTN",238.04]
[6001102476,"ROBERTSON-WILCOX (04)","PTN-011","PTN",238.4]
[6001022670,"COOMA-GOWER (01)","PTN-014","PTN",238.53]
[6001093113,"CRAMER-MARKET (00)","PTN-014","PTN",238.84]
[6001012753,"NEWTON-MCCOLL (03)","PTN-011","PTN",238.96]
[6001349619,"MARY-BELL (04)","PTN-015","PTN",239.06]
[6001102026,"COOMA-GOWER (01)","PTN-014","PTN",239.36]
[6001243032,"ST GEORGES 102-MURRAY (01)","PTN-024","PTN",239.48]
[6001245452,"ROBERTSON-WILCOX (03)","PTN-011","PTN",239.75]
[6001342525,"ROBB-PLENTY (01)","PTN-011","PTN",239.85]
[6001112830,"RUBY-GOWER (03)","PTN-021","PTN",240.07]
[6001093212,"SPRING-MURRAY (02)","PTN-015","PTN",240.15]
[6001323089,"PLENTY-MILTON (01)","PTN-014","PTN",240.24]
[6001102333,"ROBERTSON-WILCOX (01)","PTN-011","PTN",240.43]
[6001393146,"MILLER-HIGH (01)","PTN-014","PTN",240.53]
[6001419237,"SPRING-MURRAY (01)","PTN-015","PTN",240.74]
[6001332675,"ARTHUR-BELL (01)","PTN-015","PTN",240.83]
[6001488203,"CLINCH-WILLIAM (01)","PTN-011","PTN",241.1]
[6001290742,"ETON-ALBERT (02)","PTN-021","PTN",241.19]
[6001419008,"CLINCH-WILLIAM (04)","PTN-011","PTN",241.45]
[6001420817,"SPRING-MURRAY (01)","PTN-015","PTN",241.6]
[6001262389,"PATTERSON-DAVID (02)","PTN-021","PTN",241.8]
[6001284586,"GOWER-HIGH (02)","PTN-021","PTN",243.46]
[6001111800,"GORDON-WOOD (01)","PTN-011","PTN",244.11]
[6001042580,"DAVID-PLENTY (01)","PTN-021","PTN",245.11]
[6001269843,"CRAMER-MARKET NO2 (02)","PTN-014","PTN",246.2]
[6001447172,"DANIN-AUSTIN (01)","PV0-013","PV0",206.55]
[6001231552,"JESSIE-HERMIONE (02)","PV0-031","PV0",209.6]
[6001339543,"MARGARET-WINIFRED (01)","PV0-022","PV0",210.94]
[6001328457,"DANIN-AUSTIN (01)","PV0-013","PV0",214.5]
[6001167815,"ILLAWARRA-PASCOEVALE (01)","PV0-031","PV0",215.78]
[6001513071,"MAUDE-MELBOURNE (02)","PV0-023","PV0",217.9]
[6001216188,"JOHN-WINIFRED (02)","PV0-022","PV0",218.46]
[6001343337,"MIKADO-WEST (03)","PV0-023","PV0",220.03]
[6001390485,"HILTON-WIDFORD (03)","PV0-021","PV0",220.5]
[6001154039,"STRATHAIRD-MASCOMA (01)","PV0-022","PV0",221.63]
[6001215463,"KENNEDY-CHAPMAN (02)","PV0-031","PV0",221.96]
[6001421327,"EVELL-MORLEY (01)","PV0-023","PV0",222.84]
[6001166485,"MOONEE-VALLEY (02)","PV0-014","PV0",223.16]
[6001224309,"JESSIE-HERMIONE (02)","PV0-031","PV0",223.44]
[6001166059,"BECKET-ANSELM (03)","PV0-031","PV0",224.15]
[6001323898,"CARTWRIGHT-PASCOE VALE (02)","PV0-014","PV0",224.44]
[6001403791,"WEST-JOHN (02)","PV0-023","PV0",225.09]
[6001456433,"MIKADO-WEST (02)","PV0-023","PV0",225.36]
[6001456431,"MIKADO-WEST (02)","PV0-023","PV0",225.88]
[6001445760,"MARIE-MURPHY (01)","PV0-014","PV0",226.06]
[6001410447,"BEATTY-DALEY (01)","PV0-013","PV0",226.29]
[6001413232,"GREVILLIA-ALBERT (01)","PV0-013","PV0",226.77]
[6001153301,"FRANCIS-VINCENT (04)","PV0-022","PV0",226.96]
[6001486514,"JESSIE-HERMIONE (02)","PV0-031","PV0",227.4]
[6001166287,"VALLEY-AUGUSTINE (02)","PV0-014","PV0",227.51]
[6001171425,"EVELL-SADIE (02)","PV0-023","PV0",227.94]
[6001152626,"CARTWRIGHT-PASCOE VALE (01)","PV0-014","PV0",228.08]
[6001340627,"JOHN-WINIFRED (02)","PV0-022","PV0",228.4]
[6001172577,"GISH-MIDDLE (02)","PV0-015","PV0",228.56]
[6001166549,"GLENPARK-OUTLOOK (01)","PV0-014","PV0",228.68]
[6001154560,"ESMALE-LEBANON (03)","PV0-022","PV0",229.04]
[6001231963,"CHAPMAN-BELAIR (03)","PV0-014","PV0",229.15]
[6001433461,"ISLA-MELBOURNE (02)","PV0-023","PV0",229.46]
[6001324002,"HILTON-JUSTIN (02)","PV0-023","PV0",229.6]
[6001344463,"CHAPMAN-GRANDVIEW (01)","PV0-031","PV0",229.91]
[6001172469,"MIKADO-WEST (02)","PV0-023","PV0",229.99]
[6001013821,"GISH-MIDDLE (02)","PV0-015","PV0",230.12]
[6001167083,"CHAPMAN-GRANDVIEW (01)","PV0-031","PV0",230.38]
[6001153102,"JOSEPHINE-MURPHY (00)","PV0-014","PV0",230.5]
[6001301419,"HILTON-HARTINGTON (02)","PV0-021","PV0",230.76]
[6001166701,"GLENPARK-OUTLOOK (03)","PV0-014","PV0",230.84]
[6001169755,"HILTON-CARDINAL (04)","PV0-013","PV0",231.14]
[6001167687,"PENGANA-LOONGANA (02)","PV0-014","PV0",231.23]
[6001447824,"PARKER-AVOCA (02)","PV0-012","PV0",231.51]
[6001167621,"KADANA-NEW (01)","PV0-014","PV0",231.6]
[6001489155,"FLANNERY-DEVEREAUX (02)","PV0-022","PV0",231.7]
[6001152703,"SUMMIT-VICTORIA (01)","PV0-014","PV0",231.95]
[6001237591,"KATOOMBA-SUTHERLAND (02)","PV0-015","PV0",232.03]
[6001171694,"THE LOOP-REX (02)","PV0-015","PV0",232.29]
[6001004434,"LYTTON-PASCOE VALE (02)","PV0-031","PV0",232.4]
[6001259123,"NORTH-LARLAC (02)","PV0-023","PV0",232.65]
[6001172661,"GISH-MIDDLE (01)","PV0-015","PV0",232.77]
[6001168082,"TREVANNION-MELBOURNE (01)","PV0-021","PV0",233.03]
[6001480147,"BECKET-GERVASE (01)","PV0-031","PV0",233.11]
[6001327465,"NERISSA-SNELL (01)","PV0-031","PV0",233.21]
[6001212788,"HILTON-WIDFORD (02)","PV0-021","PV0",233.46]
[6001170127,"ASH-WIDFORD (01)","PV0-013","PV0",233.57]
[6001257764,"BOUNDARY-PRINCESS (01)","PV0-024","PV0",233.8]
[6001169741,"CARDINAL-GLENROY (02)","PV0-013","PV0",233.89]
[6001305457,"SOUTH-DERBY (02)","PV0-024","PV0",234.16]
[6001436152,"BECKET-GERVASE (01)","PV0-031","PV0",234.25]
[6001168774,"HILTON-CARDINAL (01)","PV0-013","PV0",234.49]
[6001171609,"NORTH-RICHMOND (02)","PV0-015","PV0",234.59]
[6001415723,"TUDOR-PLUMPTON (02)","PV0-021","PV0",234.67]
[6001040538,"PATRICK-PLUMPTON (02)","PV0-021","PV0",234.92]
[6001344954,"SUMMIT-VICTORIA (02)","PV0-014","PV0",235]
[6001166332,"RIDGEWAY-MARRSON (01)","PV0-014","PV0",235.22]
[6001426441,"GREVILLIA-LEX (02)","PV0-013","PV0",235.34]
[6001347280,"PALANA-PENGANA (01)","PV0-014","PV0",235.56]
[6001454401,"NERISSA-SNELL (04)","PV0-031","PV0",235.63]
[6001350526,"HILTON-CARDINAL (03)","PV0-013","PV0",235.74]
[6001156097,"RHODES-NORTHUMBERLAND (03)","PV0-023","PV0",235.97]
[6001167778,"GLADSTONE-CHAPMAN (02)","PV0-014","PV0",236.08]
[6001313655,"CARDINAL-GLENROY (02)","PV0-013","PV0",236.33]
[6001168027,"TREVANNION-DALEY (04)","PV0-021","PV0",236.41]
[6001509341,"GERVASE-PECHAM (04)","PV0-031","PV0",236.7]
[6001231424,"ELDORADO-STRELDON (01)","PV0-022","PV0",236.79]
[6001506062,"RIDGEWAY-MARRSON (02)","PV0-014","PV0",236.9]
[6001263778,"BELAIR-PASCOE VALE (03)","PV0-031","PV0",237.17]
[6001307559,"EAST-EXETER (01)","PV0-024","PV0",237.25]
[6001257894,"FINCHLEY-PASCOE VALE (03)","PV0-031","PV0",237.55]
[6001154906,"HEATH-FAWKNER (02)","PV0-022","PV0",237.67]
[6001152737,"NEW-THE AVENUE (02)","PV0-014","PV0",237.97]
[6001257652,"MARGARET-WINIFRED (03)","PV0-022","PV0",238.09]
[6001271467,"WHEATSHEAF-ARGYLE (02)","PV0-021","PV0",238.39]
[6001265009,"HILLCREST-PLUMPTON (03)","PV0-021","PV0",238.51]
[6001348548,"ESMALE-LEBANON (01)","PV0-022","PV0",238.83]
[6001169901,"BEATTY-MELBOURNE (02)","PV0-021","PV0",238.94]
[6001285248,"ARUNDEL-PASCOE VALE (03)","PV0-031","PV0",239.09]
[6001155057,"DEVON-OAK (01)","PV0-031","PV0",239.41]
[6001212388,"KENNEDY-WILLIAM (01)","PV0-014","PV0",239.57]
[6001172370,"ANGUS-MIDDLE (03)","PV0-015","PV0",239.91]
[6001014028,"BOUNDARY-DERBY (02)","PV0-024","PV0",240.05]
[6001153191,"JOSEPHINE-MURPHY (00)","PV0-014","PV0",240.47]
[6001302595,"BRISTOL-SOUTH (02)","PV0-024","PV0",240.6]
[6001217636,"SNELL-WATT (01)","PV0-021","PV0",241]
[6001406105,"BASS-PASCOE VALE (01)","PV0-022","PV0",241.21]
[6001153590,"MARGARET-WINIFRED (02)","PV0-022","PV0",241.37]
[6001213981,"LEBANON-FENACRE (01)","PV0-022","PV0",241.82]
[6001293325,"NORTHUMBERLAND-ARNDT (01)","PV0-015","PV0",242]
[6001040347,"PARKER-AVOCA (01)","PV0-012","PV0",242.49]
[6001257044,"HILLCREST-PLUMPTON (03)","PV0-021","PV0",242.71]
[6001171684,"THE LOOP-REX (01)","PV0-015","PV0",243.29]
[6001461354,"NORTHUMBERLAND-FAWKNER (01)","PV0-012","PV0",243.53]
[6001308524,"PASCOE VALE-SWIMMING POOL (03)","PV0-022","PV0",243.88]
[6001172690,"EAST-EXETER (01)","PV0-024","PV0",245.04]
[6001338124,"KADANA-NEW (01)","PV0-014","PV0",246.4]
[6001217389,"ROCKWALL-STAGECOACH (03)","SA0-012","SA0",230.4]
[6001040777,"SILVERDENE-LILY (04)","SA0-012","SA0",231.25]
[6001227510,"RUBEN-CONTURSI (01)","SA0-012","SA0",233.49]
[6001013683,"ROBINA-AMBRIDGE (02)","SA0-012","SA0",234.06]
[6001123042,"ROSELEIGH-HERITAGE (01)","SA0-012","SA0",234.62]
[6001228917,"ORCHID-CHITTENUP (04)","SA0-012","SA0",235.85]
[6001266780,"PECKS-SACRAS (04)","SA0-012","SA0",236.22]
[6001010631,"ROCKWALL-STAGECOACH (04)","SA0-012","SA0",237.69]
[6001349553,"PECKS-SACRAS (02)","SA0-012","SA0",238.3]
[6001015253,"RUBEN-CONTURSI (02)","SA0-012","SA0",242.49]
[6001335029,"JACKSON-STATION (02)","SBY-024","SBY",214.79]
[6001200264,"LATROBE-MENZIES (01)","SBY-012","SBY",220.08]
[6001326149,"DOBELL-LINDSAY (01)","SBY-032","SBY",221.8]
[6001306198,"IRONBARK-RED ROBIN (01)","SBY-035","SBY",223.93]
[6001204673,"RIDDELL RD-P47 (03)","SBY-023","SBY",224.48]
[6001215783,"RESERVOIR-DARGIE (02)","SBY-032","SBY",225.25]
[6001200372,"VAUGHAN-MACEDON (01)","SBY-024","SBY",226.46]
[6001199983,"MCEWEN-CURTIN (03)","SBY-012","SBY",226.91]
[6001202903,"DUNDAS-HEYSEN (01)","SBY-032","SBY",227.8]
[6001018677,"FRANCIS-CARNOUSTIE (03)","SBY-024","SBY",228.06]
[6001202031,"KINGSLEY-KAVEL (03)","SBY-013","SBY",228.79]
[6001205102,"WILDWOOD RD N-P2 (00)","SBY-024","SBY",228.99]
[6001206855,"MCKELL-RIDDELL (02)","SBY-023","SBY",229.58]
[6001203617,"CORNISH-PASLEY (02)","SBY-012","SBY",229.85]
[6001040407,"RACECOURSE-WILLIAMS (00)","SBY-023","SBY",230]
[6001215328,"HEATHERBRAE-KELBOURNE (03)","SBY-023","SBY",230.59]
[6001200515,"AITKEN-BROOK (02)","SBY-024","SBY",230.77]
[6001221048,"WEBSTERS RD N-P3 (00)","SBY-024","SBY",231.2]
[6001285906,"FULLWOOD-WHEELER (01)","SBY-032","SBY",231.39]
[6001201556,"ANDERSON-MITCHELLS (02)","SBY-023","SBY",231.86]
[6001300179,"MASSIE-LINDWALL (04)","SBY-013","SBY",231.99]
[6001020216,"BARKLY-BROOK (01)","SBY-012","SBY",232.14]
[6001279391,"ROLLING MEADOWS-MARYLEBONE (04)","SBY-024","SBY",232.47]
[6001239672,"RIDDELL RD-P72A (00)","SBY-023","SBY",232.62]
[6001206892,"RACECOURSE-FORDE (02)","SBY-012","SBY",232.95]
[6001210501,"FENTON CLOSE-P2W1 (00)","SBY-024","SBY",233.04]
[6001430644,"ALEXANDER-ALDRIDGE (02)","SBY-023","SBY",233.33]
[6001200637,"OSHANASSY-STATION (04)","SBY-012","SBY",233.42]
[6001204872,"ST RONANS CT-P1 (00)","SBY-024","SBY",233.54]
[6001441702,"STIRRUP-WILDFLOWER (02)","SBY-023","SBY",233.85]
[6001204705,"ALBERT RD-P13 (00)","SBY-023","SBY",233.94]
[6001203221,"RICHARDSON-RESERVOIR (02)","SBY-032","SBY",234.21]
[6001203020,"ELIZABETH-HEYSEN (01)","SBY-032","SBY",234.3]
[6001201022,"FRANCIS-CARNOUSTIE (05)","SBY-024","SBY",234.55]
[6001253865,"FLINDERS-WENTWORTH (03)","SBY-032","SBY",234.65]
[6001209379,"MCDONALD RD-P10 (00)","SBY-023","SBY",234.89]
[6001241435,"CORNISH-LIGAR (01)","SBY-012","SBY",235.01]
[6001283056,"MALBEC-THE SKYLINE (03)","SBY-024","SBY",235.25]
[6001204022,"MILLETTS RD-P13 (00)","SBY-013","SBY",235.32]
[6001014198,"BRADMAN-CHAPPEL (02)","SBY-013","SBY",235.42]
[6001201142,"LANCEFIELD-GELLIES (03)","SBY-024","SBY",235.65]
[6001284530,"OLD STOCK-RUPERTSDALE (01)","SBY-024","SBY",235.72]
[6001217155,"STATION-HORNE (02)","SBY-024","SBY",235.98]
[6001392239,"CORNISH-PASLEY (03)","SBY-012","SBY",236.06]
[6001279386,"BELLEVIEW-BETULA (04)","SBY-035","SBY",236.34]
[6001200181,"LATROBE-MENZIES (03)","SBY-012","SBY",236.42]
[6001386997,"DULVERTON-WEDMORE (01)","SBY-032","SBY",236.66]
[6001009551,"STEWARTS-LISTER (01)","SBY-023","SBY",236.76]
[6001201226,"CARNOUSTIE-GLENEAGLE (03)","SBY-024","SBY",236.83]
[6001460930,"WELLINGTON-WESTMINSTER (01)","SBY-035","SBY",237.1]
[6001273795,"BLUEGUM-BELLEVIEW (02)","SBY-035","SBY",237.19]
[6001292244,"EVANS-BROOK (02)","SBY-012","SBY",237.43]
[6001209576,"REGHON-GIBBONS (03)","SBY-013","SBY",237.51]
[6001390007,"RESERVOIR RD-P57 (01)","SBY-032","SBY",237.73]
[6001295532,"BRADMAN-BORDER (02)","SBY-013","SBY",237.81]
[6001202700,"DYSON-HARCOMBE (02)","SBY-013","SBY",237.91]
[6001202567,"CHARTER-WILSONS (01)","SBY-013","SBY",238.13]
[6001396414,"BANNERMAN-FERRIS (03)","SBY-013","SBY",238.23]
[6001243796,"FULLBROOK-LAWRENCE (03)","SBY-023","SBY",238.43]
[6001323798,"EVANS-BROOK (01)","SBY-012","SBY",238.5]
[6001284749,"BRADMAN-BORDER (01)","SBY-013","SBY",238.74]
[6001371120,"BANNERMAN-FERRIS (03)","SBY-013","SBY",238.81]
[6001309984,"FINGLETON-BURGE (02)","SBY-013","SBY",238.99]
[6001202729,"DYSON-HARCOMBE (01)","SBY-013","SBY",239.07]
[6001409702,"BUNDANOON-LANDSCAPE (05)","SBY-023","SBY",239.14]
[6001010263,"SORBONNE-CLYDE (02)","SBY-024","SBY",239.36]
[6001204923,"BOGGYGATE RD-P8 (00)","SBY-024","SBY",239.43]
[6001405449,"OUTLOOK-THE HEIGHTS (03)","SBY-035","SBY",239.61]
[6001018179,"HORNE-MITCHELL (02)","SBY-012","SBY",239.69]
[6001337583,"WELLINGTON-WESTMINSTER (04)","SBY-035","SBY",239.85]
[6001228213,"HOPBUSH-TREEVIOLET (02)","SBY-012","SBY",239.92]
[6001259515,"MACEDON-SHIRE OFFICE (02)","SBY-024","SBY",240.08]
[6001018283,"LATROBE-MENZIES (03)","SBY-012","SBY",240.13]
[6001455017,"LIGHTHORSE-LONE PINE (02)","SBY-013","SBY",240.2]
[6001274762,"BRADMAN-BORDER (04)","SBY-013","SBY",240.37]
[6001204002,"HORNEMAN RD-P9 (00)","SBY-013","SBY",240.42]
[6001330942,"THE STRAND-ROSEBERRY (04)","SBY-035","SBY",240.58]
[6001403959,"WINGEDFOOT-MUIRFIELD (03)","SBY-024","SBY",240.64]
[6001200070,"DUNROSSIL-GORTON (02)","SBY-012","SBY",240.83]
[6001214089,"REES-STREETON (02)","SBY-023","SBY",240.88]
[6001009530,"DEAKIN-MITCHELLS (01)","SBY-032","SBY",241.06]
[6001203675,"ANDERSONS RD-P8E (01)","SBY-032","SBY",241.13]
[6001209625,"FRANCIS-SUNNINGDALE (01)","SBY-024","SBY",241.2]
[6001455027,"LIGHTHORSE-LONE PINE (02)","SBY-013","SBY",241.44]
[6001454310,"TRUMPER-KOKODA (01)","SBY-013","SBY",241.52]
[6001200845,"HARKER-BARKLY (02)","SBY-024","SBY",241.81]
[6001467742,"BELLEVIEW-OUTLOOK (02)","SBY-035","SBY",242]
[6001199572,"TULSA-MEDINAH (05)","SBY-024","SBY",242.75]
[6001205005,"LANCEFIELD RD-P51 (00)","SBY-024","SBY",243.16]
[6001289117,"MILLETTS RD-P17 (00)","SBY-013","SBY",243.74]
[6001327186,"FLINDERS-THE WALK (04)","SHM-021","SHM",209.52]
[6001295404,"CONDER-DOBELL (03)","SHM-021","SHM",213.97]
[6001205711,"ERSKINE-ARGYLL (02)","SHM-014","SHM",218.12]
[6001284547,"DUCHESS-THE REGENCY (01)","SHM-014","SHM",218.85]
[6001327186,"FLINDERS-THE WALK (04)","SHM-021","SHM",220.66]
[6001303463,"BANCHORY-MELFIN (03)","SHM-022","SHM",221.1]
[6001217881,"WELLESLEY-SANDPIPER (03)","SHM-012","SHM",222.15]
[6001263261,"CAPRICORN-PALMERSTON (01)","SHM-012","SHM",222.54]
[6001250403,"BELLBIRD-HONEYEATER (02)","SHM-012","SHM",222.81]
[6001297030,"DICKERSON-TUCKER (03)","SHM-021","SHM",223.64]
[6001428318,"PAVLEKA-ALLENBY (01)","SHM-021","SHM",223.87]
[6001297845,"DICKERSON-TUCKER (03)","SHM-021","SHM",224.51]
[6001414324,"FITZROY-GOURLAY (04)","SHM-021","SHM",224.76]
[6001015611,"TASMAN-MIDLAND (04)","SHM-012","SHM",225.35]
[6001218581,"SANDPIPER-CARDIGAN (04)","SHM-012","SHM",225.55]
[6001320347,"MCCUBBIN-BLACKMAN (02)","SHM-012","SHM",225.72]
[6001226275,"VERONA-CLIFTON (04)","SHM-012","SHM",226.18]
[6001285643,"DUNCANS LA NTH-P5E9 (00)","SHM-011","SHM",226.38]
[6001242678,"HILLCREST-ROYAL (04)","SHM-022","SHM",226.81]
[6001282834,"JADE-BALMORAL (03)","SHM-021","SHM",226.95]
[6001016408,"VERONA-CLIFTON (04)","SHM-012","SHM",227.38]
[6001323377,"SCARVELL-PRO HART (03)","SHM-021","SHM",227.51]
[6001205893,"COIMADAI-TAME (01)","SHM-011","SHM",227.94]
[6001407153,"RAWSON-GOULDING (03)","SHM-014","SHM",228.04]
[6001250299,"CARLTON-CALDER PARK (01)","SHM-021","SHM",228.42]
[6001294207,"SCARVELL-PRO HART (03)","SHM-021","SHM",228.56]
[6001216817,"SALAMANDER-ARCADIA (04)","SHM-012","SHM",228.67]
[6001205967,"INGOT-PLUMPTON (02)","SHM-011","SHM",229.02]
[6001276112,"ALLENBY-KALISTA (03)","SHM-021","SHM",229.13]
[6001335091,"CASTLEWELLAN-BORONIA (01)","SHM-014","SHM",229.43]
[6001279908,"REGENCY-WITCHMOUNT (04)","SHM-014","SHM",229.55]
[6001280641,"PAVLEKA-ALLENBY (03)","SHM-021","SHM",229.8]
[6001205663,"ERSKINE-ARGYLL (03)","SHM-014","SHM",229.9]
[6001234430,"WATTLEVALLEY-JAMES (04)","SHM-022","SHM",229.99]
[6001220969,"CATHERINE-ANTIONETTA (03)","SHM-014","SHM",230.25]
[6001205647,"CHANDOS-BEAUMONT (01)","SHM-021","SHM",230.36]
[6001339826,"CASTLEWELLAN-BORONIA (01)","SHM-014","SHM",230.6]
[6001333577,"WILLIAMS-MORTON (03)","SHM-021","SHM",230.69]
[6001304680,"BERTHON-WOLVISTON (02)","SHM-022","SHM",230.97]
[6001291191,"PAVLEKA-ALLENBY (04)","SHM-021","SHM",231.04]
[6001214960,"SALAMANDER-ARCADIA (01)","SHM-012","SHM",231.28]
[6001219617,"WELLESLEY-SANDPIPER (01)","SHM-012","SHM",231.32]
[6001327332,"BANCHORY-MELFIN (01)","SHM-022","SHM",231.46]
[6001293601,"SCARVELL-PRO HART (05)","SHM-021","SHM",231.72]
[6001216317,"BRADLEY-FAVARO (03)","SHM-014","SHM",231.8]
[6001228352,"THE CREST-HILLCREST (03)","SHM-014","SHM",232.02]
[6001390913,"DAWKINS-ASPIRE (03)","SHM-014","SHM",232.11]
[6001294654,"JADE-BALMORAL (02)","SHM-021","SHM",232.31]
[6001471540,"WRIGHT-ASPIRE (03)","SHM-014","SHM",232.4]
[6001264145,"THE REGENCY-KING (01)","SHM-014","SHM",232.48]
[6001223925,"CATHERINE-ANTIONETTA (02)","SHM-014","SHM",232.69]
[6001281256,"MORAY-YORK (02)","SHM-021","SHM",232.78]
[6001473833,"MADISONS-TERRITORY (02)","SHM-011","SHM",233]
[6001434319,"VOISIN-BLOOMDALE (01)","SHM-011","SHM",233.07]
[6001390205,"PEPPERCRESS-SPEARYS (05)","SHM-011","SHM",233.31]
[6001265758,"GLENBRUAR-KANMORE (01)","SHM-022","SHM",233.39]
[6001219984,"NEPEAN-WELLESLEY (03)","SHM-012","SHM",233.6]
[6001317248,"JADE-BALMORAL (04)","SHM-021","SHM",233.67]
[6001303589,"CHANDOS-BEAUMONT (02)","SHM-021","SHM",233.88]
[6001216997,"TASMAN-WENTWORTH (04)","SHM-012","SHM",233.97]
[6001221457,"SANTOLIN-REBECCA (04)","SHM-014","SHM",234.04]
[6001205679,"CHANDOS-BEAUMONT (01)","SHM-021","SHM",234.24]
[6001290567,"JADE-BALMORAL (02)","SHM-021","SHM",234.33]
[6001234639,"BRADLEY-FAVARO (01)","SHM-014","SHM",234.56]
[6001422126,"VOISIN-BLOOMDALE (03)","SHM-011","SHM",234.63]
[6001018799,"SANDALWOOD-BRAEDUKE (01)","SHM-022","SHM",234.84]
[6001410811,"PEPPERCRESS-SPEARYS (02)","SHM-011","SHM",234.91]
[6001230987,"NEPEAN-WELLESLEY (04)","SHM-012","SHM",235]
[6001227516,"TYSON-HEPBURN (05)","SHM-021","SHM",235.21]
[6001473396,"MODENA-FLORESTA (04)","SHM-014","SHM",235.3]
[6001230744,"PARK-BOTANIC (01)","SHM-022","SHM",235.5]
[6001265984,"COMMUNITY-DELBRIDGE (05)","SHM-021","SHM",235.59]
[6001467318,"TRICKEY 21-OVERTON LEA (02)","SHM-021","SHM",235.8]
[6001126350,"LONGHURST-PENLOW (01)","SHM-022","SHM",235.89]
[6001473685,"MODENA-FLORESTA (03)","SHM-014","SHM",236.1]
[6001466550,"WALKSIDE-ARID (03)","SHM-014","SHM",236.2]
[6001222153,"WAKELIN-STREETON (03)","SHM-012","SHM",236.29]
[6001466483,"WALKSIDE-ARID (04)","SHM-014","SHM",236.6]
[6001211501,"NORDIC-ARTHUR PHILIP (03)","SHM-012","SHM",236.71]
[6001466491,"ROAMING-WANDER (01)","SHM-014","SHM",237]
[6001385383,"CANOPY-KING (04)","SHM-014","SHM",237.13]
[6001205678,"CHANDOS-BEAUMONT (02)","SHM-021","SHM",237.42]
[6001210705,"TRICKEY 21-OVERTON LEA (02)","SHM-021","SHM",237.56]
[6001265072,"GLENBRUAR-KANMORE (01)","SHM-022","SHM",237.7]
[6001218761,"KENSWICK-MAHLAN (01)","SHM-022","SHM",238.16]
[6001432866,"BANCHORY 69-MELFIN (02)","SHM-022","SHM",238.39]
[6001230454,"WATTLEVALLEY-GOLDEN (04)","SHM-022","SHM",239.09]
[6001026435,"BLACKMAN-WHITELEY (02)","SHM-012","SHM",239.5]
[6001186109,"SECOND-EVE (01)","ST0-011","ST0",210.48]
[6001490500,"BANBURY-HURSLEY (02)","ST0-011","ST0",217.9]
[6001239384,"CROCKET-HOTHLYN (02)","ST0-022","ST0",222.28]
[6001184578,"HARDY-BENSTON (01)","ST0-033","ST0",223.01]
[6001211231,"YARCOMBE-WOKING (01)","ST0-032","ST0",224.15]
[6001445122,"SONA-ASHWORTH (04)","ST0-032","ST0",224.51]
[6001328833,"CREEKWOOD-TALLGUM (03)","ST0-022","ST0",224.76]
[6001185159,"BANBURY-ROKEBY (02)","ST0-011","ST0",225.37]
[6001386522,"VANTAGE-VALI (03)","ST0-032","ST0",225.58]
[6001009866,"CREEKWOOD-GUMLEAF (03)","ST0-022","ST0",226]
[6001409291,"PENINSULA-STREAMSIDE (01)","ST0-032","ST0",226.16]
[6001425338,"FORTHAM-PIONEER (03)","ST0-032","ST0",226.5]
[6001266120,"MOSEL-WISLA (04)","ST0-032","ST0",226.6]
[6001185513,"SPRING VALLEY-KINGSWOOD (01)","ST0-022","ST0",226.75]
[6001185853,"PINES-KEYSBOROUGH (02)","ST0-011","ST0",227.06]
[6001425661,"CHARTERIS-BRAMBUK (03)","ST0-022","ST0",227.2]
[6001185634,"WATTLEGLEN-SPURR (01)","ST0-011","ST0",227.51]
[6001186513,"LANGDON-GRINSTEAD (02)","ST0-033","ST0",227.61]
[6001438589,"ELEVATION-GILDED (02)","ST0-032","ST0",227.96]
[6001325953,"LONG ISLAND-ROYAL TROON (01)","ST0-032","ST0",228.06]
[6001474390,"HIGHLANDER-CORONADO (02)","ST0-032","ST0",228.4]
[6001266914,"LIMPOPA-DESNA (03)","ST0-033","ST0",228.53]
[6001416678,"DEBONAIR-DAPPER (01)","ST0-032","ST0",228.64]
[6001184982,"FARNBOROUGH-EPSOM (01)","ST0-032","ST0",228.93]
[6001386930,"CHAMPION-CRAIGIEBURN (04)","ST0-032","ST0",229.03]
[6001416517,"DEBONAIR-DAPPER (02)","ST0-032","ST0",229.32]
[6001369451,"CHAMPION-CRAIGIEBURN (05)","ST0-032","ST0",229.45]
[6001338686,"GOLF VIEW-ROEBUCK (02)","ST0-032","ST0",229.7]
[6001423452,"OCEAN-DELTA (02)","ST0-032","ST0",229.81]
[6001317705,"CENTENNIAL PARK-GIPPSLAND (01)","ST0-011","ST0",229.89]
[6001268208,"CREEKWOOD-TALLGUM (02)","ST0-022","ST0",230.12]
[6001186185,"MEDWAY-HANSON (01)","ST0-011","ST0",230.22]
[6001307337,"BELLFIELD-GAINSBOROUGH (04)","ST0-033","ST0",230.47]
[6001317933,"DOVER-WINDROCK (02)","ST0-022","ST0",230.55]
[6001307848,"ROYAL-WESTERFOLDS (03)","ST0-022","ST0",230.79]
[6001185196,"BANBURY-ROKEBY (02)","ST0-011","ST0",230.86]
[6001332718,"FAIRHAVEN-HOLMAN (03)","ST0-022","ST0",230.98]
[6001404342,"ESCAPADE-BANDICOOT (02)","ST0-022","ST0",231.13]
[6001008779,"CREEKWOOD-GUMLEAF (04)","ST0-022","ST0",231.19]
[6001413303,"WHITFIELD-CRAIGIEBURN (03)","ST0-032","ST0",231.39]
[6001330276,"BRICKWOOD-FALLS (01)","ST0-022","ST0",231.45]
[6001322893,"PADDINGTON-WILLANDRA (02)","ST0-022","ST0",231.61]
[6001469687,"GASOLINE-RUSHWOOD (02)","ST0-011","ST0",231.68]
[6001329618,"POUND-PERISHER (03)","ST0-022","ST0",231.84]
[6001332248,"DOVER-WINDROCK (01)","ST0-022","ST0",231.9]
[6001212794,"GLADE-CRAIGIEBURN (01)","ST0-033","ST0",232.04]
[6001430194,"WISTERIA-CHARTERIS (03)","ST0-022","ST0",232.08]
[6001222936,"EXMOUTH-PEMBROKE (02)","ST0-032","ST0",232.15]
[6001415125,"ESTEEM-DISTINCTION (02)","ST0-032","ST0",232.29]
[6001310318,"NORTHUMBERLAND-MIDDLESBOROUGH (03)","ST0-022","ST0",232.35]
[6001312645,"WOODLEA-HEATHWOOD (01)","ST0-022","ST0",232.5]
[6001334766,"YELLOWBOX-GRASSLANDS (02)","ST0-014","ST0",232.55]
[6001375397,"PLUMBAGO-MONTALTO (04)","ST0-032","ST0",232.71]
[6001185476,"MEDWAY-CIMBERWOOD (02)","ST0-011","ST0",232.77]
[6001313625,"PADDINGTON-WILLANDRA (03)","ST0-022","ST0",232.9]
[6001310123,"CASCADE-CENTRAL PARK (03)","ST0-033","ST0",232.98]
[6001415000,"CHAMPION-BRAVEHEART (03)","ST0-032","ST0",233.01]
[6001415368,"CASCADE-ASTON (01)","ST0-033","ST0",233.16]
[6001329623,"WATERBIRD-WATERVIEW (03)","ST0-033","ST0",233.2]
[6001377043,"TARANSAY-BLAIRGOWRIE (02)","ST0-033","ST0",233.33]
[6001474835,"LIEWAH-RHYOLITE (04)","ST0-032","ST0",233.4]
[6001265841,"WOODLEA-HEATHWOOD (02)","ST0-022","ST0",233.54]
[6001212736,"BANBURY-HURSLEY (02)","ST0-011","ST0",233.6]
[6001449393,"CHAMPION-RIVERGLEN (03)","ST0-032","ST0",233.66]
[6001339219,"CLARENDON-ACLAND (03)","ST0-011","ST0",233.81]
[6001285659,"BAY MEADOWS-KAPALUA (01)","ST0-032","ST0",233.89]
[6001185083,"FARNBOROUGH-EPSOM (01)","ST0-032","ST0",234.05]
[6001443934,"MARATHON-GANGES (02)","ST0-032","ST0",234.1]
[6001319630,"PADDINGTON-WILLANDRA (03)","ST0-022","ST0",234.29]
[6001332410,"CLARENDON-ACLAND (02)","ST0-011","ST0",234.35]
[6001185441,"ROKEBY-CIMBERWOOD (02)","ST0-033","ST0",234.43]
[6001279054,"BINGIN-EMERALD (01)","ST0-022","ST0",234.64]
[6001276710,"SILVERTREE-CROSSDALE (02)","ST0-022","ST0",234.71]
[6001267424,"LIMPOPA-DESNA (03)","ST0-033","ST0",234.96]
[6001276518,"LIMPOPA-DESNA (01)","ST0-033","ST0",235.04]
[6001184377,"HUME 1825-SOMERTON 2 (02)","ST0-023","ST0",235.28]
[6001453869,"DISTINCTION-CENTURY (04)","ST0-032","ST0",235.38]
[6001422706,"EXPORT-NOVA (01)","ST0-011","ST0",235.64]
[6001330948,"CENTENNIAL PARK-GIPPSLAND (03)","ST0-011","ST0",235.74]
[6001341090,"BRIDGEHAVEN-WATER GUM (01)","ST0-022","ST0",235.96]
[6001295906,"FREIGHT-FILLO P30 (03)","ST0-013","ST0",236.02]
[6001393905,"CHAMPION-BRAVEHEART (01)","ST0-032","ST0",236.11]
[6001185772,"BANK-WATTLEGLEN (02)","ST0-011","ST0",236.33]
[6001432277,"RHYOLITE-HIGHPARK (01)","ST0-032","ST0",236.4]
[6001298228,"SOMERTON-AUSTRAK (01)","ST0-012","ST0",236.61]
[6001324870,"SOMERTON PARK 15-LEADER (03)","ST0-012","ST0",236.69]
[6001293523,"REX 283-COOPER (02)","ST0-034","ST0",236.92]
[6001509069,"BURNETT-NORTHPARK (01)","ST0-013","ST0",237]
[6001279883,"FREIGHT-FILLO P27 (02)","ST0-013","ST0",237.23]
[6001399566,"OAKGROVE-HUNTINGTON (03)","ST0-022","ST0",237.33]
[6001186730,"MITFORD-PARTON (01)","ST0-033","ST0",237.41]
[6001307227,"THORNYCROFT-FODEN (00)","ST0-012","ST0",237.74]
[6001228906,"CRAIGIEBURN-BELSAY (03)","ST0-033","ST0",237.84]
[6001451074,"EXPORT-NOVA (02)","ST0-011","ST0",238.11]
[6001443887,"CASPIAN-MILLAU (04)","ST0-032","ST0",238.24]
[6001430206,"YELLOWBOX-POA (02)","ST0-014","ST0",238.52]
[6001009388,"TRANSPORT-HUME (02)","ST0-013","ST0",238.66]
[6001293365,"SOMERTON-AUSTRAK (01)","ST0-012","ST0",238.83]
[6001004424,"HUME 1954-AINSLIE (02)","ST0-023","ST0",239.34]
[6001345559,"METROLINK WEST-COOPER 1 (02)","ST0-013","ST0",239.6]
[6001408458,"METROLINK W-54 CONNECTION (02)","ST0-013","ST0",240.2]
[6001336680,"METROLINK WEST TRANSIT (03)","ST0-013","ST0",240.41]
[6001266557,"FILLO-FLEET (00)","ST0-034","ST0",241.31]
[6001004274,"TRUCK CITY-HUME (02)","ST0-023","ST0",241.7]
[6001482864,"WATTLEGLEN-SPURR (01)","ST0-011","ST0",242.16]
[6001044869,"THORNYCROFT-LEADER (02)","ST0-012","ST0",243.75]
[6001341407,"NORTHBOURNE 146-REX (02)","ST0-034","ST0",245.03]
[6001055260,"SANDERSON-ROBERTS (01)","TH0-011","TH0",222.99]
[6001301464,"HAMPDEN-CROTHERS (01)","TH0-012","TH0",225.53]
[6001065318,"SOUTH-BEACHLEY (01)","TH0-022","TH0",230.53]
[6001057046,"BIZANA-FONTEIN (02)","TH0-011","TH0",231.72]
[6001065589,"SARA-SUNSHINE (02)","TH0-022","TH0",233.9]
[6001002477,"MITFORD-SOMERVILLE (02)","TH0-011","TH0",234.77]
[6001329644,"BOOMERANG-AIRFORCE (01)","TH0-022","TH0",236.42]
[6001232317,"RAVENSCOURT-ALICK 2 (01)","TH0-013","TH0",236.9]
[6001344292,"SOUTH-CENTRAL WEST PLAZA NO.2 (01)","TH0-012","TH0",237.37]
[6001488638,"BASALT-TEAGUE (03)","TH0-022","TH0",238.4]
[6001261963,"GEELONG 640-OLD GEELONG (02)","TH0-021","TH0",238.73]
[6001270738,"GEELONG 640-OLD GEELONG (02)","TH0-021","TH0",239.4]
[6001065166,"BUNTING-MCDONALD (01)","TH0-021","TH0",239.67]
[6001404061,"LAE-SOMERVILLE (01)","TH0-011","TH0",240.04]
[6001249873,"SOMERVILLE 391-CROMWELL (02)","TH0-011","TH0",241.48]
[6001236588,"OLD GEELONG-STELRON DUNNING (00)","TH0-021","TH0",242.83]
[6001321410,"BANK-SOUTH NO.2 (01)","TH0-012","TH0",243.32]
[6001062727,"HAMPDEN-CROTHERS (01)","TH0-012","TH0",243.71]
[6001017531,"SUNSHINE-MARKET NO 2 (02)","TH0-022","TH0",245.32]
[6001489973,"SOMERVILLE 463-MARKET (01)","TH0-022","TH0",245.9]
[6001196984,"DISNEY-SLATER (01)","TMA-011","TMA",227.26]
[6001192919,"DIANNE-DAWSON (02)","TMA-014","TMA",229.29]
[6001012269,"SNOW-LATROSE (02)","TMA-011","TMA",231.63]
[6001196728,"RANDWICK-QUINELLA (02)","TMA-011","TMA",232.08]
[6001471354,"KINGSTON-COLLINSON (02)","TMA-011","TMA",232.63]
[6001196912,"ELY-TUNNECLIFFE (01)","TMA-011","TMA",233.84]
[6001492370,"MARKET-SPENCE (02)","TMA-011","TMA",234.48]
[6001317219,"KEILOR PARK-TRANSLINK (01)","TMA-011","TMA",235.75]
[6001156593,"FOSTERS-FLINDERS (03)","TMA-011","TMA",236.06]
[6001156922,"SNOW-LATROSE (03)","TMA-011","TMA",236.93]
[6001294911,"KEILOR PARK 101-LAMBECK (02)","TMA-014","TMA",237.16]
[6001320739,"MCGREGORS-BUTLER (02)","TMA-025","TMA",237.4]
[6001318523,"KEILOR PARK-TRANSLINK (01)","TMA-011","TMA",237.87]
[6001219155,"SLATER 39-WEBBER (02)","TMA-011","TMA",238]
[6001279168,"LILLEE-LAMBECK (02)","TMA-014","TMA",238.4]
[6001327558,"COMMERCIAL- KEILOR PARK (00)","TMA-011","TMA",238.52]
[6001459152,"COMMERCIAL 54-KEILOR PARK (01)","TMA-011","TMA",238.84]
[6001313890,"LAMBECK-MARENO (02)","TMA-014","TMA",238.99]
[6001429401,"SOUTH CENTRE 5-ANNANDALE (00)","TMA-014","TMA",239.36]
[6001389364,"LINDON-BUTLER (01)","TMA-025","TMA",239.62]
[6001156710,"KINGSTON-COLLINSON (01)","TMA-011","TMA",241.27]
[6001413094,"WRIGHT 20-THOMSONS (01)","TMA-025","TMA",242.8]
[6001426413,"WRIGHT 20-THOMSONS (01)","TMA-025","TMA",244.84]
[6001107153,"BANFF-DON (02)","TT0-003","TT0",200.46]
[6001097952,"ASQUITH-STURDEE (01)","TT0-011","TT0",202.77]
[6001219700,"LAURIE-PURINUAN (01)","TT0-003","TT0",207.91]
[6001106374,"BRIDGETON-TUNALEY (01)","TT0-003","TT0",209.02]
[6001103520,"LODDON-PLENTY (02)","TT0-010","TT0",211.64]
[6001125362,"GREENOCK-DAREBIN (02)","TT0-011","TT0",212.34]
[6001300249,"MCCRAE-ELSEY (01)","TT0-011","TT0",213.98]
[6001501173,"DUFFY-BARRY (01)","TT0-010","TT0",214.71]
[6001465024,"DORRINGTON-PLENTY (02)","TT0-010","TT0",215.17]
[6001108211,"BOLDREWOOD-MCMAHON (02)","TT0-011","TT0",216.62]
[6001107983,"RATHCOWN-CHEDDAR (02)","TT0-011","TT0",217.07]
[6001421152,"CARROL-WHITELAW (01)","TT0-010","TT0",218.42]
[6001107211,"AYR-DAREBIN (02)","TT0-003","TT0",219]
[6001109792,"DORRINGTON-PLENTY (02)","TT0-010","TT0",219.95]
[6001100616,"LAWLEY-GLASGOW (02)","TT0-008","TT0",220.28]
[6001107492,"ST VIGEONS-BORRIE (02)","TT0-011","TT0",220.67]
[6001318505,"PLENTY-HARDIMAN RES (01)","TT0-010","TT0",221.45]
[6001097828,"CARSON-HUGHES (02)","TT0-010","TT0",221.81]
[6001345998,"STRATHMERTON-LEISURE CENTRE (01)","TT0-010","TT0",222.51]
[6001097274,"ANSTEY-LOCKTON (03)","TT0-008","TT0",222.75]
[6001310091,"LAURIE-PURINUAN (02)","TT0-003","TT0",223.43]
[6001230174,"BOLDREWOOD-MCMAHON (02)","TT0-011","TT0",223.62]
[6001097402,"ANSTEY-LOCKTON (02)","TT0-008","TT0",223.89]
[6001097864,"RICE-HUGHES (01)","TT0-008","TT0",224.5]
[6001323221,"RATHCOWN-CHEDDAR (02)","TT0-011","TT0",224.67]
[6001108287,"BOLDREWOOD-MCMAHON (02)","TT0-011","TT0",225.25]
[6001254136,"DORRINGTON-PLENTY (01)","TT0-010","TT0",225.41]
[6001104358,"CENTRE-HOWARD (01)","TT0-010","TT0",225.88]
[6001388994,"CARROL-WHITELAW (01)","TT0-010","TT0",226.11]
[6001105449,"WHITE-CHEDDAR (03)","TT0-010","TT0",226.56]
[6001108404,"CHARLTON-BOLDREWOOD (02)","TT0-010","TT0",226.78]
[6001336105,"GOULBURN-SHAND (03)","TT0-010","TT0",227.2]
[6001098230,"GELLIBRAND-STURDEE (03)","TT0-011","TT0",227.35]
[6001100185,"GODLEY-BROADHURST (03)","TT0-008","TT0",227.52]
[6001104528,"CHEDDAR-ROYAL (03)","TT0-010","TT0",227.93]
[6001443084,"ST VIGEONS-BORRIE (03)","TT0-011","TT0",228.08]
[6001100038,"GODLEY-BROADHURST (02)","TT0-008","TT0",228.48]
[6001105676,"PICKETT-HICKFORD (02)","TT0-011","TT0",228.61]
[6001482630,"ANSTEY-LOCKTON (01)","TT0-008","TT0",229]
[6001109433,"DRIVER-THE FAIRWAY (02)","TT0-003","TT0",229.13]
[6001097123,"CHEDDAR-ROYAL (01)","TT0-010","TT0",229.46]
[6001097746,"CARSON-HUGHES (01)","TT0-010","TT0",229.62]
[6001107871,"PURINUAN-BOX (01)","TT0-011","TT0",229.73]
[6001322341,"WATTLEBIRD-ALCOCK (03)","TT0-008","TT0",230.11]
[6001107264,"INVERNESS-INVERMAY (01)","TT0-003","TT0",230.23]
[6001097860,"RICE-HUGHES (02)","TT0-008","TT0",230.57]
[6001458205,"ROSENTHAL-ALLENBY (01)","TT0-010","TT0",230.73]
[6001106412,"BURBANK-SAN LEANDRO (01)","TT0-003","TT0",231.08]
[6001099786,"MACKENZIE-RADFORD (02)","TT0-008","TT0",231.2]
[6001418766,"BOLDREWOOD-YARRA (01)","TT0-010","TT0",231.36]
[6001471456,"ELLERSLIE-HIGHLAND (01)","TT0-011","TT0",231.68]
[6001108272,"WHITELAW-BOLDREWOOD (01)","TT0-011","TT0",231.83]
[6001235448,"WHITELAW-BOLDREWOOD (01)","TT0-011","TT0",232.18]
[6001297419,"WATTLEBIRD-ALCOCK (02)","TT0-008","TT0",232.37]
[6001104631,"WHITELAW-BROADWAY (01)","TT0-010","TT0",232.66]
[6001109831,"DORRINGTON-PLENTY (01)","TT0-010","TT0",232.79]
[6001222607,"DUFFY-BARRY (02)","TT0-010","TT0",233.09]
[6001321805,"PURINUAN-BOX (01)","TT0-011","TT0",233.23]
[6001105905,"FINTON-ARUNDEL (01)","TT0-003","TT0",233.34]
[6001099844,"PLATEAU 29-THROWER (01)","TT0-008","TT0",233.67]
[6001479991,"PLENTY-DUNNE (01)","TT0-003","TT0",233.76]
[6001090072,"RADFORD-VICKERS (01)","TT0-008","TT0",234.07]
[6001219048,"MIRANDA-MAIS (01)","TT0-003","TT0",234.19]
[6001387677,"WHITE-CHEDDAR (04)","TT0-010","TT0",234.52]
[6001038042,"MCCRAE-ELSEY (01)","TT0-011","TT0",234.66]
[6001097956,"LUDEMAN-BRAITHWAITE (02)","TT0-008","TT0",234.77]
[6001329968,"WHITELAW-BOLDREWOOD (01)","TT0-011","TT0",235.09]
[6001109091,"ELLERSLIE-DUNNE (02)","TT0-011","TT0",235.22]
[6001109123,"DRIVER-THE FAIRWAY (01)","TT0-003","TT0",235.57]
[6001240717,"MCMAHON-CHEDDAR (02)","TT0-010","TT0",235.72]
[6001242083,"FINTON-ARUNDEL (01)","TT0-003","TT0",236.22]
[6001109305,"ELLERSLIE-CASH (02)","TT0-011","TT0",236.37]
[6001105389,"CARROL-ORRONG (01)","TT0-010","TT0",236.83]
[6001445836,"PLENTY-SNAKE GULLY (01)","TT0-011","TT0",236.98]
[6001098861,"BROADHURST-RADFORD (01)","TT0-008","TT0",237.57]
[6001233963,"THE FAIRWAY-DUNNE (03)","TT0-011","TT0",238.29]
[6001106249,"BURBANK-SAN LEANDRO (01)","TT0-003","TT0",239.34]
[6001063564,"BLOOMFIELD-ROSAMOND (01)","YVE-015","YVE",204.43]
[6001054695,"LENNOX-HYDE (03)","YVE-024","YVE",210.3]
[6001063720,"THE ESPLANADE-PLANTATION (02)","YVE-022","YVE",217.52]
[6001294693,"ALAMEDA-HILLSIDE (01)","YVE-022","YVE",218.83]
[6001286854,"FOGARTY-CRANBROOK (02)","YVE-024","YVE",221.51]
[6001051628,"PARKER-COWPER (01)","YVE-021","YVE",222.35]
[6001007444,"SCHILD-WILLIS (01)","YVE-024","YVE",223.1]
[6001392014,"STONEY-SALTWATER (02)","YVE-022","YVE",224.96]
[6001310174,"BALLARAT-SUSSEX (03)","YVE-024","YVE",225.51]
[6001444512,"PARKER-COWPER (01)","YVE-021","YVE",226.61]
[6001063950,"CLYDE-THE ESPLANADE (01)","YVE-022","YVE",226.89]
[6001265436,"PLATYPUS-SANDPIPER (01)","YVE-022","YVE",227.74]
[6001448867,"BALLARAT-OVENS (02)","YVE-024","YVE",227.95]
[6001266876,"RIVERBANK-BREAM (05)","YVE-022","YVE",228.69]
[6001021255,"TAMUK-SHEOAK (02)","YVE-022","YVE",228.98]
[6001488973,"EUCALYPTUS-CREFDEN (01)","YVE-022","YVE",229.2]
[6001013848,"SALISBURY-WILLIAMSTOWN (01)","YVE-024","YVE",229.85]
[6001288376,"MINNIE-WHITEHALL (01)","YVE-014","YVE",230]
[6001278658,"MARY WALSH-EVELINE (04)","YVE-015","YVE",230.51]
[6001451415,"HALL 208-SIMCOCK (01)","YVE-012","YVE",230.72]
[6001048919,"BARKLY-CROWN (02)","YVE-021","YVE",231.26]
[6001018434,"FEDERAL-GEELONG (03)","YVE-021","YVE",231.47]
[6001285520,"WESTS-WILLIAMSON 2 (01)","YVE-022","YVE",231.6]
[6001052908,"SCHILD-WILLIS (01)","YVE-024","YVE",232.05]
[6001469310,"LA SCALA-GORDON (02)","YVE-015","YVE",232.25]
[6001054109,"BALLARAT-SUSSEX (02)","YVE-024","YVE",232.67]
[6001060475,"BEATRICE-FEHON (03)","YVE-024","YVE",232.82]
[6001262911,"ALOHA-WATT (02)","YVE-024","YVE",233.29]
[6001268157,"CHICAGO-RANDALL (03)","YVE-022","YVE",233.4]
[6001066060,"MORELAND-BUNBURY (02)","YVE-021","YVE",233.8]
[6001053566,"HUGHES-FRANCIS (02)","YVE-024","YVE",233.9]
[6001300865,"FRANCIS 61-STEPHEN (01)","YVE-024","YVE",234.2]
[6001480532,"EARSDON-WHITEHALL (01)","YVE-014","YVE",234.33]
[6001350591,"SALTRIVER-MORELAND (03)","YVE-021","YVE",234.4]
[6001350595,"SALTRIVER-MORELAND (03)","YVE-021","YVE",234.74]
[6001044543,"BLAIR-FORGE (07)","YVE-022","YVE",234.85]
[6001256614,"RIVERBANK-BREAM (03)","YVE-022","YVE",235.27]
[6001050881,"STIRLING-MOORE (02)","YVE-021","YVE",235.45]
[6001281825,"MARY WALSH-EVELINE (05)","YVE-015","YVE",235.87]
[6001054753,"DEAN-FRANCIS (02)","YVE-024","YVE",236.01]
[6001266395,"BLAIR-WILD CHERRY (01)","YVE-022","YVE",236.2]
[6001055493,"SEVERN-BENBOW (02)","YVE-024","YVE",236.59]
[6001003182,"SIMCOCK-DOUGLAS (03)","YVE-012","YVE",236.75]
[6001054438,"SCHILD-WILLIS (02)","YVE-024","YVE",237.15]
[6001269164,"HALL-HYDE (02)","YVE-014","YVE",237.32]
[6001289451,"LA SCALA-LYRIC (02)","YVE-015","YVE",237.78]
[6001051394,"COWPER-BUNBURY (01)","YVE-021","YVE",237.93]
[6001292318,"LA SCALA-GORDON (02)","YVE-015","YVE",238.38]
[6001338849,"WESTS-RALEIGH (00)","YVE-022","YVE",238.55]
[6001260072,"HYDE-NAPIER (02)","YVE-021","YVE",238.67]
[6001249772,"HYDE-KNOX (02)","YVE-024","YVE",239.13]
[6001115364,"BOLTON-HUDSONS (01)","YVE-012","YVE",239.27]
[6001065624,"PALMER-VIPONT (01)","YVE-021","YVE",239.7]
[6001244280,"WATT-THE AVENUE (01)","YVE-024","YVE",239.87]
[6001115362,"BOLTON-HUDSONS (01)","YVE-012","YVE",240.26]
[6001394382,"DEAN-FRANCIS (01)","YVE-024","YVE",240.42]
[6001055472,"SALISBURY-WILLIAMSTOWN (03)","YVE-024","YVE",240.54]
[6001065463,"PALMER-VIPONT (02)","YVE-021","YVE",241.17]
[6001331033,"COWPER-WINGFIELD (03)","YVE-021","YVE",241.5]
[6001435470,"HYDE-PRINCESS (01)","YVE-021","YVE",242.21]
[6001435476,"HYDE-PRINCESS (01)","YVE-021","YVE",242.4]
[6001404112,"HYDE-PRINCESS (01)","YVE-021","YVE",242.4]
[6001050925,"STIRLING-MOORE (01)","YVE-021","YVE",242.4]
[6001331047,"COWPER-WINGFIELD (03)","YVE-021","YVE",242.41]
[6001052471,"GREER-NEWELL (02)","YVE-021","YVE",242.41]
[6001012052,"STIRLING-MOORE (01)","YVE-021","YVE",242.41]
[6001287677,"WESTS-WILLIAMSON 2 (03)","YVE-022","YVE",242.41]
[6001066226,"BALLARAT-JAMIESON NO2 (02)","YVE-021","YVE",242.42]
[6001331033,"COWPER-WINGFIELD (03)","YVE-021","YVE",242.42]
[6001331023,"COWPER-WINGFIELD (03)","YVE-021","YVE",242.42]
[6001331028,"COWPER-WINGFIELD (03)","YVE-021","YVE",242.42]
[6001331029,"COWPER-WINGFIELD (03)","YVE-021","YVE",242.42]
[6001348435,"HYDE-PRINCESS (01)","YVE-021","YVE",242.42]
[6001404111,"HYDE-PRINCESS (01)","YVE-021","YVE",242.42]
[6001435471,"HYDE-PRINCESS (01)","YVE-021","YVE",242.42]
[6001050457,"NEWELL-MOORE (01)","YVE-021","YVE",242.42]
[6001123611,"PALMER-VIPONT (01)","YVE-021","YVE",242.42]
[6001422725,"HYDE-PRINCESS (01)","YVE-021","YVE",242.43]
[6001435475,"HYDE-PRINCESS (01)","YVE-021","YVE",242.43]
[6001348440,"HYDE-PRINCESS (01)","YVE-021","YVE",242.43]
[6001317292,"MIDDLE-DUNLOP (02)","YVE-022","YVE",242.43]
[6001066227,"BALLARAT-JAMIESON NO2 (02)","YVE-021","YVE",242.44]
[6001282908,"COWPER-BUNBURY (01)","YVE-021","YVE",242.44]
[6001321065,"YEWERS-WHITEHALL (01)","YVE-021","YVE",242.44]
[6001051409,"COWPER-BUNBURY (01)","YVE-021","YVE",242.45]
[6001051597,"COWPER-BUNBURY (00)","YVE-021","YVE",242.45]
[6001331063,"COWPER-WINGFIELD (03)","YVE-021","YVE",242.45]
[6001260395,"LYNCH-NICHOLSON (01)","YVE-021","YVE",242.45]
[6001301689,"NEWELL-MOORE (01)","YVE-021","YVE",242.45]
[6001055406,"PALMER-VIPONT (01)","YVE-021","YVE",242.45]
[6001501089,"COWPER-BUNBURY (01)","YVE-021","YVE",242.46]
[6001422726,"HYDE-PRINCESS (01)","YVE-021","YVE",242.46]
[6001404385,"HYDE-PRINCESS (01)","YVE-021","YVE",242.46]
[6001348445,"HYDE-PRINCESS (01)","YVE-021","YVE",242.46]
[6001331024,"COWPER-WINGFIELD (03)","YVE-021","YVE",242.47]
[6001435476,"HYDE-PRINCESS (01)","YVE-021","YVE",242.47]
[6001331013,"COWPER-WINGFIELD (03)","YVE-021","YVE",242.48]
[6001331051,"COWPER-WINGFIELD (03)","YVE-021","YVE",242.48]
[6001348448,"HYDE-PRINCESS (01)","YVE-021","YVE",242.48]
[6001305235,"JAMIESON-BALLARAT (02)","YVE-021","YVE",242.48]
[6001049782,"CENTRAL-GEELONG (02)","YVE-021","YVE",242.49]
[6001331035,"COWPER-WINGFIELD (03)","YVE-021","YVE",242.49]
[6001049788,"CENTRAL-GEELONG (02)","YVE-021","YVE",242.5]
[6001331072,"COWPER-WINGFIELD (03)","YVE-021","YVE",242.5]
[6001348443,"HYDE-PRINCESS (01)","YVE-021","YVE",242.5]
[6001422719,"HYDE-PRINCESS (01)","YVE-021","YVE",242.5]
[6001348440,"HYDE-PRINCESS (01)","YVE-021","YVE",242.5]
[6001050063,"JAMIESON-BALLARAT (02)","YVE-021","YVE",242.5]
[6001049783,"CENTRAL-GEELONG (02)","YVE-021","YVE",242.51]
[6001328130,"COWPER-WINGFIELD (03)","YVE-021","YVE",242.51]
[6001348438,"HYDE-PRINCESS (01)","YVE-021","YVE",242.51]
[6001301683,"NEWELL-MOORE (01)","YVE-021","YVE",242.51]
[6001306586,"COWPER-BUNBURY (01)","YVE-021","YVE",242.52]
[6001331019,"COWPER-WINGFIELD (03)","YVE-021","YVE",242.52]
[6001331060,"COWPER-WINGFIELD (03)","YVE-021","YVE",242.52]
[6001331048,"COWPER-WINGFIELD (03)","YVE-021","YVE",242.52]
[6001309529,"HYDE-BRISTOW (03)","YVE-021","YVE",242.52]
[6001385834,"HYDE-PRINCESS (01)","YVE-021","YVE",242.52]
[6001422725,"HYDE-PRINCESS (01)","YVE-021","YVE",242.52]
[6001348436,"HYDE-PRINCESS (01)","YVE-021","YVE",242.52]
[6001435474,"HYDE-PRINCESS (01)","YVE-021","YVE",242.52]
[6001435470,"HYDE-PRINCESS (01)","YVE-021","YVE",242.52]
[6001331020,"COWPER-WINGFIELD (03)","YVE-021","YVE",242.53]
[6001055382,"GREER-NEWELL (02)","YVE-021","YVE",242.53]
[6001435469,"HYDE-PRINCESS (01)","YVE-021","YVE",242.53]
[6001331034,"COWPER-WINGFIELD (03)","YVE-021","YVE",242.54]
[6001331042,"COWPER-WINGFIELD (03)","YVE-021","YVE",242.54]
[6001051994,"HYDE-BRISTOW (03)","YVE-021","YVE",242.54]
[6001404108,"HYDE-PRINCESS (01)","YVE-021","YVE",242.54]
[6001422723,"HYDE-PRINCESS (01)","YVE-021","YVE",242.54]
[6001065515,"PALMER-VIPONT (03)","YVE-021","YVE",242.54]
[6001231964,"BALLARAT-JAMIESON NO2 (02)","YVE-021","YVE",242.55]
[6001243130,"BALLARAT-JAMIESON NO2 (02)","YVE-021","YVE",242.55]
[6001494562,"MARIBYRNONG-BUNBURY (03)","YVE-021","YVE",242.55]
[6001331090,"COWPER-WINGFIELD (03)","YVE-021","YVE",242.56]
[6001331043,"COWPER-WINGFIELD (03)","YVE-021","YVE",242.56]
[6001331022,"COWPER-WINGFIELD (03)","YVE-021","YVE",242.56]
[6001422726,"HYDE-PRINCESS (01)","YVE-021","YVE",242.56]
[6001435474,"HYDE-PRINCESS (01)","YVE-021","YVE",242.56]
[6001344747,"BOLTON-HUDSONS (00)","YVE-012","YVE",242.57]
[6001331030,"COWPER-WINGFIELD (03)","YVE-021","YVE",242.57]
[6001331057,"COWPER-WINGFIELD (03)","YVE-021","YVE",242.57]
[6001055388,"GREER-NEWELL (02)","YVE-021","YVE",242.57]
[6001348439,"HYDE-PRINCESS (01)","YVE-021","YVE",242.57]
[6001049784,"CENTRAL-GEELONG (02)","YVE-021","YVE",242.58]
[6001331021,"COWPER-WINGFIELD (03)","YVE-021","YVE",242.58]
[6001435480,"HYDE-PRINCESS (01)","YVE-021","YVE",242.58]
[6001422722,"HYDE-PRINCESS (01)","YVE-021","YVE",242.58]
[6001435473,"HYDE-PRINCESS (01)","YVE-021","YVE",242.58]
[6001422718,"HYDE-PRINCESS (01)","YVE-021","YVE",242.58]
[6001287647,"WESTS-WILLIAMSON 2 (03)","YVE-022","YVE",242.58]
[6001237900,"BALLARAT-JAMIESON NO2 (02)","YVE-021","YVE",242.6]
[6001331064,"COWPER-WINGFIELD (03)","YVE-021","YVE",242.6]
[6001331014,"COWPER-WINGFIELD (03)","YVE-021","YVE",242.6]
[6001331037,"COWPER-WINGFIELD (03)","YVE-021","YVE",242.6]
[6001065354,"WESTS-WILLIAMSON 2 (04)","YVE-022","YVE",242.6]
[6001287678,"WESTS-WILLIAMSON 2 (03)","YVE-022","YVE",242.6]
[6001331091,"COWPER-WINGFIELD (03)","YVE-021","YVE",242.61]
[6001331088,"COWPER-WINGFIELD (03)","YVE-021","YVE",242.61]
[6001331011,"COWPER-WINGFIELD (03)","YVE-021","YVE",242.61]
[6001331036,"COWPER-WINGFIELD (03)","YVE-021","YVE",242.61]
[6001052480,"GREER-NEWELL (02)","YVE-021","YVE",242.61]
[6001435471,"HYDE-PRINCESS (01)","YVE-021","YVE",242.61]
[6001435478,"HYDE-PRINCESS (01)","YVE-021","YVE",242.61]
[6001049787,"CENTRAL-GEELONG (02)","YVE-021","YVE",242.62]
[6001049789,"CENTRAL-GEELONG (02)","YVE-021","YVE",242.62]
[6001052739,"COWPER-BUNBURY (01)","YVE-021","YVE",242.62]
[6001331038,"COWPER-WINGFIELD (03)","YVE-021","YVE",242.62]
[6001055394,"GREER-NEWELL (02)","YVE-021","YVE",242.62]
[6001305964,"HYDE-BRISTOW (03)","YVE-021","YVE",242.62]
[6001435479,"HYDE-PRINCESS (01)","YVE-021","YVE",242.62]
[6001331056,"COWPER-WINGFIELD (03)","YVE-021","YVE",242.63]
[6001331041,"COWPER-WINGFIELD (03)","YVE-021","YVE",242.63]
[6001183449,"CENTRAL-GEELONG (02)","YVE-021","YVE",242.64]
[6001331054,"COWPER-WINGFIELD (03)","YVE-021","YVE",242.64]
[6001014574,"DROOP-GEELONG (01)","YVE-021","YVE",242.64]
[6001348440,"HYDE-PRINCESS (01)","YVE-021","YVE",242.64]
[6001002508,"PARKER-WHITEHALL (01)","YVE-021","YVE",242.64]
[6001049022,"CENTRAL-GEELONG (01)","YVE-021","YVE",242.65]
[6001435478,"HYDE-PRINCESS (01)","YVE-021","YVE",242.65]
[6001065404,"PARKER-WHITEHALL (01)","YVE-021","YVE",242.65]
[6001331012,"COWPER-WINGFIELD (03)","YVE-021","YVE",242.66]
[6001331081,"COWPER-WINGFIELD (03)","YVE-021","YVE",242.66]
[6001435475,"HYDE-PRINCESS (01)","YVE-021","YVE",242.66]
[6001239906,"NEWELL-MOORE (02)","YVE-021","YVE",242.66]
[6001331080,"COWPER-WINGFIELD (03)","YVE-021","YVE",242.67]
[6001331071,"COWPER-WINGFIELD (03)","YVE-021","YVE",242.67]
[6001404383,"HYDE-PRINCESS (01)","YVE-021","YVE",242.67]
[6001002338,"CAMPBELL-FRANCIS (01)","YVE-024","YVE",242.68]
[6001049027,"CENTRAL-GEELONG (01)","YVE-021","YVE",242.68]
[6001331065,"COWPER-WINGFIELD (03)","YVE-021","YVE",242.68]
[6001331040,"COWPER-WINGFIELD (03)","YVE-021","YVE",242.68]
[6001422720,"HYDE-PRINCESS (01)","YVE-021","YVE",242.68]
[6001348436,"HYDE-PRINCESS (01)","YVE-021","YVE",242.68]
[6001065404,"PARKER-WHITEHALL (01)","YVE-021","YVE",242.68]
[6001049787,"CENTRAL-GEELONG (02)","YVE-021","YVE",242.7]
[6001051550,"COWPER-BUNBURY (01)","YVE-021","YVE",242.7]
[6001331007,"COWPER-WINGFIELD (03)","YVE-021","YVE",242.7]
[6001435472,"HYDE-PRINCESS (01)","YVE-021","YVE",242.7]
[6001435473,"HYDE-PRINCESS (01)","YVE-021","YVE",242.7]
[6001065507,"PALMER-VIPONT (03)","YVE-021","YVE",242.7]
[6001254931,"CENTRAL-GEELONG (02)","YVE-021","YVE",242.72]
[6001331045,"COWPER-WINGFIELD (03)","YVE-021","YVE",242.72]
[6001331010,"COWPER-WINGFIELD (03)","YVE-021","YVE",242.72]
[6001055401,"PALMER-VIPONT (01)","YVE-021","YVE",242.72]
[6001002508,"PARKER-WHITEHALL (01)","YVE-021","YVE",242.72]
[6001331052,"COWPER-WINGFIELD (03)","YVE-021","YVE",242.73]
[6001049373,"DROOP-GEELONG (03)","YVE-021","YVE",242.73]
[6001313321,"DROOP-GEELONG (01)","YVE-021","YVE",242.73]
[6001331066,"COWPER-WINGFIELD (03)","YVE-021","YVE",242.74]
[6001331079,"COWPER-WINGFIELD (03)","YVE-021","YVE",242.74]
[6001331053,"COWPER-WINGFIELD (03)","YVE-021","YVE",242.74]
[6001331067,"COWPER-WINGFIELD (03)","YVE-021","YVE",242.74]
[6001259484,"BALLARAT-JAMIESON NO2 (02)","YVE-021","YVE",242.75]
[6001049035,"CENTRAL-GEELONG (01)","YVE-021","YVE",242.75]
[6001422725,"HYDE-PRINCESS (01)","YVE-021","YVE",242.75]
[6001404108,"HYDE-PRINCESS (01)","YVE-021","YVE",242.75]
[6001435479,"HYDE-PRINCESS (01)","YVE-021","YVE",242.75]
[6001331082,"COWPER-WINGFIELD (03)","YVE-021","YVE",242.76]
[6001348437,"HYDE-PRINCESS (01)","YVE-021","YVE",242.76]
[6001435477,"HYDE-PRINCESS (01)","YVE-021","YVE",242.76]
[6001049790,"CENTRAL-GEELONG (02)","YVE-021","YVE",242.77]
[6001049381,"DROOP-GEELONG (01)","YVE-021","YVE",242.78]
[6001287637,"WESTS-WILLIAMSON 2 (03)","YVE-022","YVE",242.78]
[6001331031,"COWPER-WINGFIELD (03)","YVE-021","YVE",242.79]
[6001348435,"HYDE-PRINCESS (01)","YVE-021","YVE",242.79]
[6001348437,"HYDE-PRINCESS (01)","YVE-021","YVE",242.79]
[6001287644,"WESTS-WILLIAMSON 2 (03)","YVE-022","YVE",242.79]
[6001287640,"WESTS-WILLIAMSON 2 (03)","YVE-022","YVE",242.79]
[6001331025,"COWPER-WINGFIELD (03)","YVE-021","YVE",242.8]
[6001228898,"MIDDLE-DUNLOP (02)","YVE-022","YVE",242.8]
[6001252382,"STIRLING-MOORE (01)","YVE-021","YVE",242.8]
[6001331059,"COWPER-WINGFIELD (03)","YVE-021","YVE",242.81]
[6001049370,"DROOP-GEELONG (03)","YVE-021","YVE",242.82]
[6001124124,"CENTRAL-GEELONG (02)","YVE-021","YVE",242.83]
[6001297121,"COWPER-BUNBURY (01)","YVE-021","YVE",242.83]
[6001348438,"HYDE-PRINCESS (01)","YVE-021","YVE",242.83]
[6001334017,"COWPER-BUNBURY (01)","YVE-021","YVE",242.85]
[6001287634,"WESTS-WILLIAMSON 2 (03)","YVE-022","YVE",242.85]
[6001331061,"COWPER-WINGFIELD (03)","YVE-021","YVE",242.86]
[6001311938,"DROOP-GEELONG (01)","YVE-021","YVE",242.86]
[6001348436,"HYDE-PRINCESS (01)","YVE-021","YVE",242.86]
[6001331050,"COWPER-WINGFIELD (03)","YVE-021","YVE",242.87]
[6001348437,"HYDE-PRINCESS (01)","YVE-021","YVE",242.88]
[6001435469,"HYDE-PRINCESS (01)","YVE-021","YVE",242.88]
[6001302778,"ROSAMOND-HIGHPOINT NO2 (MYERS) (02)","YVE-015","YVE",242.88]
[6001331018,"COWPER-WINGFIELD (03)","YVE-021","YVE",242.9]
[6001331009,"COWPER-WINGFIELD (03)","YVE-021","YVE",242.9]
[6001422723,"HYDE-PRINCESS (01)","YVE-021","YVE",242.9]
[6001287648,"WESTS-WILLIAMSON 2 (03)","YVE-022","YVE",242.9]
[6001348443,"HYDE-PRINCESS (01)","YVE-021","YVE",242.91]
[6001313312,"DROOP-GEELONG (01)","YVE-021","YVE",242.93]
[6001313309,"DROOP-GEELONG (01)","YVE-021","YVE",242.93]
[6001287685,"WESTS-WILLIAMSON 2 (03)","YVE-022","YVE",242.94]
[6001435477,"HYDE-PRINCESS (01)","YVE-021","YVE",242.95]
[6001331089,"COWPER-WINGFIELD (03)","YVE-021","YVE",242.96]
[6001331008,"COWPER-WINGFIELD (03)","YVE-021","YVE",242.96]
[6001348439,"HYDE-PRINCESS (01)","YVE-021","YVE",242.97]
[6001331026,"COWPER-WINGFIELD (03)","YVE-021","YVE",242.98]
[6001313313,"DROOP-GEELONG (01)","YVE-021","YVE",242.99]
[6001348439,"HYDE-PRINCESS (01)","YVE-021","YVE",242.99]
[6001049034,"CENTRAL-GEELONG (02)","YVE-021","YVE",243]
[6001002508,"PARKER-WHITEHALL (01)","YVE-021","YVE",243]
[6001297073,"COWPER-BUNBURY (01)","YVE-021","YVE",243.01]
[6001331028,"COWPER-WINGFIELD (03)","YVE-021","YVE",243.02]
[6001050420,"NEWELL-MOORE (02)","YVE-021","YVE",243.02]
[6001331064,"COWPER-WINGFIELD (03)","YVE-021","YVE",243.03]
[6001331055,"COWPER-WINGFIELD (03)","YVE-021","YVE",243.03]
[6001049386,"DROOP-GEELONG (01)","YVE-021","YVE",243.03]
[6001051398,"COWPER-BUNBURY (01)","YVE-021","YVE",243.05]
[6001404383,"HYDE-PRINCESS (01)","YVE-021","YVE",243.05]
[6001261844,"MIDDLE-DUNLOP (02)","YVE-022","YVE",243.05]
[6001049788,"CENTRAL-GEELONG (02)","YVE-021","YVE",243.06]
[6001240301,"CENTRAL-GEELONG (02)","YVE-021","YVE",243.07]
[6001049790,"CENTRAL-GEELONG (02)","YVE-021","YVE",243.08]
[6001049791,"CENTRAL-GEELONG (02)","YVE-021","YVE",243.08]
[6001261456,"DROOP-GEELONG (01)","YVE-021","YVE",243.08]
[6001331039,"COWPER-WINGFIELD (03)","YVE-021","YVE",243.09]
[6001331083,"COWPER-WINGFIELD (03)","YVE-021","YVE",243.1]
[6001016163,"CENTRAL-GEELONG (02)","YVE-021","YVE",243.11]
[6001049787,"CENTRAL-GEELONG (02)","YVE-021","YVE",243.12]
[6001331027,"COWPER-WINGFIELD (03)","YVE-021","YVE",243.12]
[6001265347,"BLAIR-FORGE (02)","YVE-022","YVE",243.13]
[6001049792,"CENTRAL-GEELONG (02)","YVE-021","YVE",243.14]
[6001331044,"COWPER-WINGFIELD (03)","YVE-021","YVE",243.14]
[6001335795,"MIDDLE-DUNLOP (01)","YVE-022","YVE",243.14]
[6001049340,"DROOP-GEELONG (01)","YVE-021","YVE",243.15]
[6001049340,"DROOP-GEELONG (01)","YVE-021","YVE",243.15]
[6001049789,"CENTRAL-GEELONG (02)","YVE-021","YVE",243.16]
[6001049791,"CENTRAL-GEELONG (02)","YVE-021","YVE",243.17]
[6001331015,"COWPER-WINGFIELD (03)","YVE-021","YVE",243.19]
[6001331049,"COWPER-WINGFIELD (03)","YVE-021","YVE",243.2]
[6001050924,"STIRLING-MOORE (01)","YVE-021","YVE",243.21]
[6001049789,"CENTRAL-GEELONG (02)","YVE-021","YVE",243.22]
[6001465867,"NEWELL-MOORE (02)","YVE-021","YVE",243.22]
[6001331076,"COWPER-WINGFIELD (03)","YVE-021","YVE",243.24]
[6001049333,"DROOP-GEELONG (01)","YVE-021","YVE",243.24]
[6001064198,"CENTRAL-GEELONG (02)","YVE-021","YVE",243.26]
[6001124124,"CENTRAL-GEELONG (02)","YVE-021","YVE",243.27]
[6001331085,"COWPER-WINGFIELD (03)","YVE-021","YVE",243.27]
[6001011206,"DROOP-GEELONG (01)","YVE-021","YVE",243.3]
[6001262708,"DROOP-GEELONG (01)","YVE-021","YVE",243.3]
[6001049337,"DROOP-GEELONG (01)","YVE-021","YVE",243.3]
[6001313315,"DROOP-GEELONG (01)","YVE-021","YVE",243.3]
[6001049334,"DROOP-GEELONG (01)","YVE-021","YVE",243.31]
[6001331073,"COWPER-WINGFIELD (03)","YVE-021","YVE",243.32]
[6001049337,"DROOP-GEELONG (01)","YVE-021","YVE",243.32]
[6001183449,"CENTRAL-GEELONG (02)","YVE-021","YVE",243.33]
[6001049327,"DROOP-GEELONG (01)","YVE-021","YVE",243.34]
[6001049334,"DROOP-GEELONG (01)","YVE-021","YVE",243.35]
[6001049385,"DROOP-GEELONG (01)","YVE-021","YVE",243.37]
[6001049334,"DROOP-GEELONG (01)","YVE-021","YVE",243.37]
[6001049340,"DROOP-GEELONG (01)","YVE-021","YVE",243.38]
[6001049032,"CENTRAL-GEELONG (02)","YVE-021","YVE",243.4]
[6001064143,"DROOP-GEELONG (01)","YVE-021","YVE",243.4]
[6001484088,"THOMAS HOLMES-SKYLINE (02)","YVE-015","YVE",243.4]
[6001049782,"CENTRAL-GEELONG (02)","YVE-021","YVE",243.42]
[6001049334,"DROOP-GEELONG (01)","YVE-021","YVE",243.42]
[6001331068,"COWPER-WINGFIELD (03)","YVE-021","YVE",243.43]
[6001049792,"CENTRAL-GEELONG (02)","YVE-021","YVE",243.47]
[6001287655,"WESTS-WILLIAMSON 2 (03)","YVE-022","YVE",243.49]
[6001183449,"CENTRAL-GEELONG (02)","YVE-021","YVE",243.5]
[6001045824,"DROOP-GEELONG (01)","YVE-021","YVE",243.5]
[6001049333,"DROOP-GEELONG (01)","YVE-021","YVE",243.5]
[6001287673,"WESTS-WILLIAMSON 2 (03)","YVE-022","YVE",243.5]
[6001287658,"WESTS-WILLIAMSON 2 (03)","YVE-022","YVE",243.51]
[6001049791,"CENTRAL-GEELONG (02)","YVE-021","YVE",243.52]
[6001331087,"COWPER-WINGFIELD (03)","YVE-021","YVE",243.52]
[6001049333,"DROOP-GEELONG (01)","YVE-021","YVE",243.53]
[6001064192,"DROOP-GEELONG (01)","YVE-021","YVE",243.58]
[6001049339,"DROOP-GEELONG (01)","YVE-021","YVE",243.59]
[6001484090,"THOMAS HOLMES-SKYLINE (02)","YVE-015","YVE",243.6]
[6001049788,"CENTRAL-GEELONG (02)","YVE-021","YVE",243.61]
[6001049333,"DROOP-GEELONG (01)","YVE-021","YVE",243.62]
[6001249735,"DROOP-GEELONG (03)","YVE-021","YVE",243.65]
[6001049338,"DROOP-GEELONG (01)","YVE-021","YVE",243.67]
[6001257079,"DROOP-GEELONG (01)","YVE-021","YVE",243.67]
[6001313317,"DROOP-GEELONG (01)","YVE-021","YVE",243.71]
[6001049371,"DROOP-GEELONG (03)","YVE-021","YVE",243.72]
[6001345741,"CENTRAL-GEELONG (02)","YVE-021","YVE",243.76]
[6001049337,"DROOP-GEELONG (01)","YVE-021","YVE",243.77]
[6001049384,"DROOP-GEELONG (01)","YVE-021","YVE",243.77]
[6001484148,"THOMAS HOLMES-SKYLINE (02)","YVE-015","YVE",243.8]
[6001484149,"THOMAS HOLMES-SKYLINE (02)","YVE-015","YVE",243.8]
[6001049340,"DROOP-GEELONG (01)","YVE-021","YVE",243.83]
[6001065354,"WESTS-WILLIAMSON 2 (04)","YVE-022","YVE",243.9]
[6001049022,"CENTRAL-GEELONG (01)","YVE-021","YVE",243.93]
[6001049323,"DROOP-GEELONG (01)","YVE-021","YVE",243.94]
[6001049335,"DROOP-GEELONG (01)","YVE-021","YVE",243.96]
[6001049033,"CENTRAL-GEELONG (02)","YVE-021","YVE",244]
[6001343992,"CENTRAL-GEELONG (02)","YVE-021","YVE",244.03]
[6001345770,"CENTRAL-GEELONG (02)","YVE-021","YVE",244.04]
[6001049337,"DROOP-GEELONG (01)","YVE-021","YVE",244.06]
[6001261456,"DROOP-GEELONG (01)","YVE-021","YVE",244.09]
[6001049383,"DROOP-GEELONG (01)","YVE-021","YVE",244.1]
[6001249369,"DROOP-GEELONG (01)","YVE-021","YVE",244.11]
[6001049387,"DROOP-GEELONG (01)","YVE-021","YVE",244.12]
[6001313320,"DROOP-GEELONG (01)","YVE-021","YVE",244.13]
[6001011587,"DROOP-GEELONG (01)","YVE-021","YVE",244.14]
[6001345202,"CENTRAL-GEELONG (02)","YVE-021","YVE",244.15]
[6001261456,"DROOP-GEELONG (01)","YVE-021","YVE",244.16]
[6001045343,"DROOP-GEELONG (01)","YVE-021","YVE",244.17]
[6001313314,"DROOP-GEELONG (01)","YVE-021","YVE",244.17]
[6001249857,"DROOP-GEELONG (01)","YVE-021","YVE",244.17]
[6001313316,"DROOP-GEELONG (01)","YVE-021","YVE",244.18]
[6001313310,"DROOP-GEELONG (01)","YVE-021","YVE",244.2]
[6001313323,"DROOP-GEELONG (01)","YVE-021","YVE",244.21]
[6001064197,"CENTRAL-GEELONG (02)","YVE-021","YVE",244.23]
[6001313324,"DROOP-GEELONG (01)","YVE-021","YVE",244.3]
[6001122157,"HUDSONS-HALL (01)","YVE-012","YVE",244.32]
[6001265795,"WESTS-WILLIAMSON 2 (04)","YVE-022","YVE",244.36]
[6001049786,"CENTRAL-GEELONG (02)","YVE-021","YVE",244.41]
[6001049785,"CENTRAL-GEELONG (02)","YVE-021","YVE",244.44]
[6001064142,"DROOP-GEELONG (01)","YVE-021","YVE",244.45]
[6001049374,"DROOP-GEELONG (01)","YVE-021","YVE",244.45]
[6001002264,"DROOP-GEELONG (01)","YVE-021","YVE",244.47]
[6001064190,"DROOP-GEELONG (01)","YVE-021","YVE",244.56]
[6001049318,"DROOP-GEELONG (01)","YVE-021","YVE",244.63]
[6001019380,"CENTRAL-GEELONG (02)","YVE-021","YVE",244.77]
[6001469595,"HAMPSTEAD-WATTLE NO.2 (02)","YVE-022","YVE",244.78]
[6001064141,"DROOP-GEELONG (01)","YVE-021","YVE",244.8]
[6001003130,"HUDSONS-HALL (01)","YVE-012","YVE",244.87]
[6001049318,"DROOP-GEELONG (01)","YVE-021","YVE",244.89]
[6001049328,"DROOP-GEELONG (01)","YVE-021","YVE",244.89]
[6001410905,"HUDSONS-HALL (03)","YVE-012","YVE",244.89]
[6001412953,"HUDSONS-HALL (03)","YVE-012","YVE",244.92]
[6001408727,"HUDSONS-HALL (03)","YVE-012","YVE",244.95]
[6001049374,"DROOP-GEELONG (01)","YVE-021","YVE",244.98]
[6001003130,"HUDSONS-HALL (01)","YVE-012","YVE",245.05]
[6001484090,"THOMAS HOLMES-SKYLINE (02)","YVE-015","YVE",245.1]
[6001408132,"HUDSONS-HALL (03)","YVE-012","YVE",245.11]
[6001270316,"HUDSONS-HALL (01)","YVE-012","YVE",245.13]
[6001408253,"HUDSONS-HALL (03)","YVE-012","YVE",245.17]
[6001492793,"FEDERAL-GEELONG (03)","YVE-021","YVE",245.18]
[6001049318,"DROOP-GEELONG (01)","YVE-021","YVE",245.24]
[6001064190,"DROOP-GEELONG (01)","YVE-021","YVE",245.25]
[6001410039,"HUDSONS-HALL (03)","YVE-012","YVE",245.25]
[6001409964,"HUDSONS-HALL (03)","YVE-012","YVE",245.25]
[6001408131,"HUDSONS-HALL (03)","YVE-012","YVE",245.26]
[6001484149,"THOMAS HOLMES-SKYLINE (02)","YVE-015","YVE",245.3]
[6001410045,"HUDSONS-HALL (03)","YVE-012","YVE",245.32]
[6001049321,"DROOP-GEELONG (01)","YVE-021","YVE",245.35]
[6001413007,"HALL 208-SIMCOCK (01)","YVE-012","YVE",245.35]
[6001413166,"HUDSONS-HALL (03)","YVE-012","YVE",245.37]
[6001484088,"THOMAS HOLMES-SKYLINE (02)","YVE-015","YVE",245.4]
[6001049318,"DROOP-GEELONG (01)","YVE-021","YVE",245.44]
[6001410395,"HUDSONS-HALL (03)","YVE-012","YVE",245.46]
[6001484148,"THOMAS HOLMES-SKYLINE (02)","YVE-015","YVE",245.5]
[6001410840,"HUDSONS-HALL (03)","YVE-012","YVE",245.52]
[6001122157,"HUDSONS-HALL (01)","YVE-012","YVE",245.56]
[6001417069,"HUDSONS-HALL (03)","YVE-012","YVE",245.56]
[6001064140,"DROOP-GEELONG (01)","YVE-021","YVE",245.57]
[6001049326,"DROOP-GEELONG (01)","YVE-021","YVE",245.59]
[6001408128,"HUDSONS-HALL (03)","YVE-012","YVE",245.59]
[6001484088,"THOMAS HOLMES-SKYLINE (02)","YVE-015","YVE",245.6]
[6001408127,"HUDSONS-HALL (03)","YVE-012","YVE",245.61]
[6001049331,"DROOP-GEELONG (01)","YVE-021","YVE",245.63]
[6001408130,"HUDSONS-HALL (03)","YVE-012","YVE",245.65]
[6001044867,"DROOP-GEELONG (01)","YVE-021","YVE",245.66]
[6001409637,"HUDSONS-HALL (03)","YVE-012","YVE",245.67]
[6001049319,"DROOP-GEELONG (01)","YVE-021","YVE",245.68]
[6001408126,"HUDSONS-HALL (03)","YVE-012","YVE",245.68]
[6001049324,"DROOP-GEELONG (01)","YVE-021","YVE",245.7]
[6001017150,"DROOP-GEELONG (01)","YVE-021","YVE",245.72]
[6001413487,"HALL 208-SIMCOCK (01)","YVE-012","YVE",245.74]
[6001049374,"DROOP-GEELONG (01)","YVE-021","YVE",245.76]
[6001313318,"DROOP-GEELONG (01)","YVE-021","YVE",245.79]
[6001484090,"THOMAS HOLMES-SKYLINE (02)","YVE-015","YVE",245.8]
[6001484149,"THOMAS HOLMES-SKYLINE (02)","YVE-015","YVE",245.8]
[6001408491,"HUDSONS-HALL (03)","YVE-012","YVE",245.81]
[6001409965,"HUDSONS-HALL (03)","YVE-012","YVE",245.82]
[6001474660,"DROOP-GEELONG (03)","YVE-021","YVE",245.83]
[6001410099,"HUDSONS-HALL (03)","YVE-012","YVE",245.87]
[6001127099,"DROOP-GEELONG (01)","YVE-021","YVE",245.88]
[6001243355,"DROOP-GEELONG (01)","YVE-021","YVE",245.88]
[6001474657,"DROOP-GEELONG (03)","YVE-021","YVE",245.92]
[6001313319,"DROOP-GEELONG (01)","YVE-021","YVE",245.93]
[6001049322,"DROOP-GEELONG (01)","YVE-021","YVE",245.95]
[6001413121,"HUDSONS-HALL (03)","YVE-012","YVE",245.96]
[6001313308,"DROOP-GEELONG (01)","YVE-021","YVE",245.97]
[6001313311,"DROOP-GEELONG (01)","YVE-021","YVE",245.98]
[6001415812,"HUDSONS-HALL (03)","YVE-012","YVE",245.98]
[6001410905,"HUDSONS-HALL (03)","YVE-012","YVE",245.99]
[6001414049,"HUDSONS-HALL (03)","YVE-012","YVE",246]
[6001413121,"HUDSONS-HALL (03)","YVE-012","YVE",246]
[6001408129,"HUDSONS-HALL (03)","YVE-012","YVE",246]
[6001064190,"DROOP-GEELONG (01)","YVE-021","YVE",246.02]
[6001408492,"HUDSONS-HALL (03)","YVE-012","YVE",246.02]
[6001257344,"DROOP-GEELONG (01)","YVE-021","YVE",246.03]
[6001474651,"DROOP-GEELONG (03)","YVE-021","YVE",246.03]
[6001405977,"HUDSONS-HALL (03)","YVE-012","YVE",246.04]
[6001388802,"HUDSONS-HALL (03)","YVE-012","YVE",246.04]
[6001409637,"HUDSONS-HALL (03)","YVE-012","YVE",246.05]
[6001313307,"DROOP-GEELONG (01)","YVE-021","YVE",246.06]
[6001412953,"HUDSONS-HALL (03)","YVE-012","YVE",246.06]
[6001049336,"DROOP-GEELONG (01)","YVE-021","YVE",246.07]
[6001484148,"THOMAS HOLMES-SKYLINE (02)","YVE-015","YVE",246.1]
[6001002264,"DROOP-GEELONG (01)","YVE-021","YVE",246.12]
[6001408126,"HUDSONS-HALL (03)","YVE-012","YVE",246.12]
[6001243355,"DROOP-GEELONG (01)","YVE-021","YVE",246.13]
[6001474653,"DROOP-GEELONG (03)","YVE-021","YVE",246.13]
[6001408253,"HUDSONS-HALL (03)","YVE-012","YVE",246.13]
[6001417069,"HUDSONS-HALL (03)","YVE-012","YVE",246.13]
[6001474664,"DROOP-GEELONG (03)","YVE-021","YVE",246.14]
[6001415812,"HUDSONS-HALL (03)","YVE-012","YVE",246.15]
[6001413007,"HALL 208-SIMCOCK (01)","YVE-012","YVE",246.16]
[6001408127,"HUDSONS-HALL (03)","YVE-012","YVE",246.16]
[6001413487,"HALL 208-SIMCOCK (01)","YVE-012","YVE",246.18]
[6001408132,"HUDSONS-HALL (03)","YVE-012","YVE",246.19]
[6001002264,"DROOP-GEELONG (01)","YVE-021","YVE",246.22]
[6001480595,"HUDSONS-HALL (03)","YVE-012","YVE",246.26]
[6001410395,"HUDSONS-HALL (03)","YVE-012","YVE",246.26]
[6001410045,"HUDSONS-HALL (03)","YVE-012","YVE",246.26]
[6001473764,"DROOP-GEELONG (01)","YVE-021","YVE",246.28]
[6001049320,"DROOP-GEELONG (01)","YVE-021","YVE",246.28]
[6001408132,"HUDSONS-HALL (03)","YVE-012","YVE",246.28]
[6001408727,"HUDSONS-HALL (03)","YVE-012","YVE",246.28]
[6001003130,"HUDSONS-HALL (01)","YVE-012","YVE",246.3]
[6001410037,"HUDSONS-HALL (03)","YVE-012","YVE",246.3]
[6001408492,"HUDSONS-HALL (03)","YVE-012","YVE",246.3]
[6001408491,"HUDSONS-HALL (03)","YVE-012","YVE",246.31]
[6001410395,"HUDSONS-HALL (03)","YVE-012","YVE",246.32]
[6001413166,"HUDSONS-HALL (03)","YVE-012","YVE",246.32]
[6001413254,"HUDSONS-HALL (03)","YVE-012","YVE",246.32]
[6001207837,"WESTS-WILLIAMSON 2 (04)","YVE-022","YVE",246.32]
[6001412953,"HUDSONS-HALL (03)","YVE-012","YVE",246.33]
[6001018832,"DROOP-GEELONG (01)","YVE-021","YVE",246.34]
[6001413487,"HALL 208-SIMCOCK (01)","YVE-012","YVE",246.34]
[6001414049,"HUDSONS-HALL (03)","YVE-012","YVE",246.35]
[6001410039,"HUDSONS-HALL (03)","YVE-012","YVE",246.36]
[6001409637,"HUDSONS-HALL (03)","YVE-012","YVE",246.36]
[6001408129,"HUDSONS-HALL (03)","YVE-012","YVE",246.36]
[6001410905,"HUDSONS-HALL (03)","YVE-012","YVE",246.37]
[6001409965,"HUDSONS-HALL (03)","YVE-012","YVE",246.38]
[6001410037,"HUDSONS-HALL (03)","YVE-012","YVE",246.39]
[6001408126,"HUDSONS-HALL (03)","YVE-012","YVE",246.4]
[6001410039,"HUDSONS-HALL (03)","YVE-012","YVE",246.41]
[6001408128,"HUDSONS-HALL (03)","YVE-012","YVE",246.41]
[6001405977,"HUDSONS-HALL (03)","YVE-012","YVE",246.44]
[6001408491,"HUDSONS-HALL (03)","YVE-012","YVE",246.44]
[6001409964,"HUDSONS-HALL (03)","YVE-012","YVE",246.44]
[6001407693,"HUDSONS-HALL (03)","YVE-012","YVE",246.44]
[6001474723,"DROOP-GEELONG (03)","YVE-021","YVE",246.45]
[6001413007,"HALL 208-SIMCOCK (01)","YVE-012","YVE",246.47]
[6001122157,"HUDSONS-HALL (01)","YVE-012","YVE",246.48]
[6001049319,"DROOP-GEELONG (01)","YVE-021","YVE",246.52]
[6001313322,"DROOP-GEELONG (01)","YVE-021","YVE",246.52]
[6001408253,"HUDSONS-HALL (03)","YVE-012","YVE",246.52]
[6001409964,"HUDSONS-HALL (03)","YVE-012","YVE",246.53]
[6001414049,"HUDSONS-HALL (03)","YVE-012","YVE",246.54]
[6001417069,"HUDSONS-HALL (03)","YVE-012","YVE",246.54]
[6001408128,"HUDSONS-HALL (03)","YVE-012","YVE",246.54]
[6001388802,"HUDSONS-HALL (03)","YVE-012","YVE",246.55]
[6001424464,"HUDSONS-HALL (03)","YVE-012","YVE",246.56]
[6001410045,"HUDSONS-HALL (03)","YVE-012","YVE",246.58]
[6001351225,"ROSAMOND-HIGHPOINT NO2 (MYERS) (02)","YVE-015","YVE",246.58]
[6001424464,"HUDSONS-HALL (03)","YVE-012","YVE",246.59]
[6001408130,"HUDSONS-HALL (03)","YVE-012","YVE",246.61]
[6001408130,"HUDSONS-HALL (03)","YVE-012","YVE",246.62]
[6001413166,"HUDSONS-HALL (03)","YVE-012","YVE",246.62]
[6001408727,"HUDSONS-HALL (03)","YVE-012","YVE",246.62]
[6001409965,"HUDSONS-HALL (03)","YVE-012","YVE",246.64]
[6001410099,"HUDSONS-HALL (03)","YVE-012","YVE",246.65]
[6001407693,"HUDSONS-HALL (03)","YVE-012","YVE",246.66]
[6001405977,"HUDSONS-HALL (03)","YVE-012","YVE",246.68]
[6001207837,"WESTS-WILLIAMSON 2 (04)","YVE-022","YVE",246.68]
[6001408129,"HUDSONS-HALL (03)","YVE-012","YVE",246.7]
[6001407693,"HUDSONS-HALL (03)","YVE-012","YVE",246.7]
[6001424464,"HUDSONS-HALL (03)","YVE-012","YVE",246.73]
[6001408127,"HUDSONS-HALL (03)","YVE-012","YVE",246.76]
[6001388802,"HUDSONS-HALL (03)","YVE-012","YVE",246.79]
[6001049319,"DROOP-GEELONG (01)","YVE-021","YVE",246.84]
[6001410037,"HUDSONS-HALL (03)","YVE-012","YVE",246.84]
[6001408492,"HUDSONS-HALL (03)","YVE-012","YVE",246.86]
[6001410840,"HUDSONS-HALL (03)","YVE-012","YVE",246.88]
[6001413121,"HUDSONS-HALL (03)","YVE-012","YVE",246.88]
[6001474663,"DROOP-GEELONG (03)","YVE-021","YVE",246.9]
[6001413254,"HUDSONS-HALL (03)","YVE-012","YVE",246.91]
[6001049319,"DROOP-GEELONG (01)","YVE-021","YVE",246.94]
[6001474659,"DROOP-GEELONG (03)","YVE-021","YVE",246.94]
[6001410099,"HUDSONS-HALL (03)","YVE-012","YVE",246.95]
[6001410840,"HUDSONS-HALL (03)","YVE-012","YVE",247.02]
[6001474723,"DROOP-GEELONG (03)","YVE-021","YVE",247.09]
[6001415812,"HUDSONS-HALL (03)","YVE-012","YVE",247.1]
[6001474662,"DROOP-GEELONG (03)","YVE-021","YVE",247.15]
[6001413254,"HUDSONS-HALL (03)","YVE-012","YVE",247.16]
[6001474655,"DROOP-GEELONG (03)","YVE-021","YVE",247.17]
[6001474666,"DROOP-GEELONG (03)","YVE-021","YVE",247.23]
[6001408131,"HUDSONS-HALL (03)","YVE-012","YVE",247.27]
[6001408131,"HUDSONS-HALL (03)","YVE-012","YVE",247.29]
[6001474665,"DROOP-GEELONG (03)","YVE-021","YVE",247.3]
[6001474650,"DROOP-GEELONG (03)","YVE-021","YVE",247.33]
[6001207837,"WESTS-WILLIAMSON 2 (04)","YVE-022","YVE",247.33]
[6001474654,"DROOP-GEELONG (03)","YVE-021","YVE",247.35]
[6001474667,"DROOP-GEELONG (03)","YVE-021","YVE",247.37]
[6001474723,"DROOP-GEELONG (03)","YVE-021","YVE",247.45]
[6001474656,"DROOP-GEELONG (03)","YVE-021","YVE",247.47]
[6001474652,"DROOP-GEELONG (03)","YVE-021","YVE",247.59]
[6001474668,"DROOP-GEELONG (03)","YVE-021","YVE",247.68]
[6001048909,"BARKLY-CROWN (02)","YVE-021","YVE",248.71]

{"sheet":"03Jan21","index":16,"n_rows":449961,"n_cols":5,"rows_kept":4500,"cut":true,"hidden":false,"merged":[],"bounds":{"rows_first":2000,"rows_last":500,"rows_between":2000,"halvings":0}}
["NMI","Circuit","Feeder","ZSS","Maximum.V"]
[6001274195,"ETZEL-CLYDESDALE (01)","AW0-006","AW0",260.76]
[6001321832,"ETZEL-CLYDESDALE (01)","AW0-006","AW0",260.64999999999998]
[6001157778,"WYONG-CENTREWAY (02)","AW0-007","AW0",260.06]
[6001157778,"WYONG-CENTREWAY (02)","AW0-007","AW0",259.98]
[6001482701,"KING-BOWES (01)","AW0-005","AW0",259.77999999999997]
[6001157778,"WYONG-CENTREWAY (02)","AW0-007","AW0",259.54000000000002]
[6001148057,"ETZEL-CLYDESDALE (01)","AW0-006","AW0",259.48]
[6001303329,"ETZEL-CLYDESDALE (01)","AW0-006","AW0",259.39]
[6001147987,"KING-BOWES (01)","AW0-005","AW0",259.25]
[6001211013,"ETZEL-CLYDESDALE (01)","AW0-006","AW0",259.17]
[6001305357,"LOUIS-FRANKLINS (02)","AW0-005","AW0",259.02999999999997]
[6001305375,"LOUIS-FRANKLINS (02)","AW0-005","AW0",258.95]
[6001310608,"KING-BOWES (01)","AW0-005","AW0",258.82]
[6001147981,"KING-BOWES (01)","AW0-005","AW0",258.79000000000002]
[6001214939,"THE CROSSWAY-PARK (01)","AW0-008","AW0",258.5]
[6001020208,"SAMARA-ELMHURST (02)","AW0-002","AW0",258.33999999999997]
[6001195562,"CARRICK-TRENTHAM (02)","AW0-002","AW0",258.23]
[6001197920,"THE CROSSWAY-PARK (01)","AW0-008","AW0",258.19]
[6001389226,"HEATHER-DINAH (01)","AW0-006","AW0",257.92]
[6001148058,"ETZEL-CLYDESDALE (01)","AW0-006","AW0",257.83]
[6001197931,"THE CROSSWAY-PARK (01)","AW0-008","AW0",257.81]
[6001195831,"CARRICK-PYKE (01)","AW0-002","AW0",257.75]
[6001213335,"MATTHEWS-DROMANA (01)","AW0-012","AW0",257.62]
[6001195063,"SAMARA-ELMHURST (02)","AW0-002","AW0",257.52]
[6001285152,"KING-BOWES (01)","AW0-005","AW0",257.49]
[6001285165,"KING-BOWES (01)","AW0-005","AW0",257.48]
[6001158792,"HEATHER-DINAH (01)","AW0-006","AW0",257.44]
[6001148054,"ETZEL-CLYDESDALE (01)","AW0-006","AW0",257.42]
[6001147973,"KING-BOWES (01)","AW0-005","AW0",257.32]
[6001195817,"CARRICK-PYKE (01)","AW0-002","AW0",257.26]
[6001392123,"HEATHER-DINAH (01)","AW0-006","AW0",257.05]
[6001436086,"KING-BOWES (01)","AW0-005","AW0",257.04000000000002]
[6001410066,"KING-BOWES (01)","AW0-005","AW0",257.02]
[6001008409,"PAYNE-RYLANDES (02)","AW0-009","AW0",257.01]
[6001390816,"ETZEL-CLYDESDALE (01)","AW0-006","AW0",256.98]
[6001309942,"ETZEL-CLYDESDALE (01)","AW0-006","AW0",256.95999999999998]
[6001016865,"SALTAU-MILLEARA (02)","AW0-008","AW0",256.95999999999998]
[6001195953,"CARRICK-PYKE (01)","AW0-002","AW0",256.89]
[6001478686,"HEATHER-DINAH (01)","AW0-006","AW0",256.8]
[6001195237,"SAMARA-ELMHURST (02)","AW0-002","AW0",256.77]
[6001158766,"HEATHER-DINAH (01)","AW0-006","AW0",256.74]
[6001197889,"THE CROSSWAY-PARK (01)","AW0-008","AW0",256.72000000000003]
[6001244005,"SALTAU-MILLEARA (02)","AW0-008","AW0",256.68]
[6001148048,"ETZEL-CLYDESDALE (01)","AW0-006","AW0",256.66000000000003]
[6001332556,"HEATHER-DINAH (01)","AW0-006","AW0",256.60000000000002]
[6001011853,"HEATHER-DINAH (02)","AW0-006","AW0",256.52]
[6001158773,"HEATHER-DINAH (01)","AW0-006","AW0",256.48]
[6001297763,"KING-BOWES (01)","AW0-005","AW0",256.45999999999998]
[6001158764,"HEATHER-DINAH (01)","AW0-006","AW0",256.43]
[6001158760,"ELLEN-RACHELLE (03)","AW0-008","AW0",256.37]
[6001197900,"THE CROSSWAY-PARK (01)","AW0-008","AW0",256.27999999999997]
[6001283729,"KING-BOWES (01)","AW0-005","AW0",256.24]
[6001197902,"THE CROSSWAY-PARK (01)","AW0-008","AW0",256.12]
[6001158784,"HEATHER-DINAH (01)","AW0-006","AW0",256.05]
[6001439594,"HEATHER-DINAH (01)","AW0-006","AW0",256.05]
[6001159954,"THE CROSSWAY-PARK (01)","AW0-008","AW0",256.05]
[6001196118,"CARRICK-PYKE (02)","AW0-002","AW0",256.02999999999997]
[6001194265,"CARRICK-PYKE (02)","AW0-002","AW0",256]
[6001351174,"CARRICK-PYKE (01)","AW0-002","AW0",255.94]
[6001195954,"CARRICK-PYKE (01)","AW0-002","AW0",255.93]
[6001478681,"HEATHER-DINAH (01)","AW0-006","AW0",255.9]
[6001247080,"SALTAU-MILLEARA (02)","AW0-008","AW0",255.9]
[6001197102,"COLLEGE-BREES (02)","AW0-008","AW0",255.87]
[6001159069,"FAWKNER-ROBERTS (02)","AW0-008","AW0",255.85]
[6001216005,"THE CROSSWAY-PARK (01)","AW0-008","AW0",255.85]
[6001195238,"SAMARA-ELMHURST (02)","AW0-002","AW0",255.84]
[6001197936,"THE CROSSWAY-PARK (01)","AW0-008","AW0",255.84]
[6001194522,"PRIOR-TAYLOR (02)","AW0-002","AW0",255.83]
[6001195943,"CARRICK-PYKE (01)","AW0-002","AW0",255.81]
[6001157784,"WYONG-CENTREWAY (02)","AW0-007","AW0",255.8]
[6001195816,"CARRICK-PYKE (01)","AW0-002","AW0",255.78]
[6001197146,"JUDITH-BREES (01)","AW0-006","AW0",255.75]
[6001197941,"THE CROSSWAY-PARK (01)","AW0-008","AW0",255.75]
[6001158761,"HEATHER-DINAH (01)","AW0-006","AW0",255.73]
[6001147801,"MCNAMARA-ROBERTS (01)","AW0-006","AW0",255.73]
[6001346777,"HEATHER-DINAH (01)","AW0-006","AW0",255.71]
[6001232378,"CARRICK-PYKE (01)","AW0-002","AW0",255.7]
[6001158772,"HEATHER-DINAH (01)","AW0-006","AW0",255.7]
[6001434709,"SEXTON-HALSEY (03)","AW0-006","AW0",255.68]
[6001340697,"THE CROSSWAY-PARK (01)","AW0-008","AW0",255.68]
[6001264169,"WYONG-CENTREWAY (02)","AW0-007","AW0",255.68]
[6001209067,"SALTAU-MILLEARA (02)","AW0-008","AW0",255.66]
[6001197939,"THE CROSSWAY-PARK (01)","AW0-008","AW0",255.57]
[6001157792,"WYONG-CENTREWAY (02)","AW0-007","AW0",255.56]
[6001157789,"WYONG-CENTREWAY (02)","AW0-007","AW0",255.54]
[6001506967,"HEATHER-DINAH (01)","AW0-006","AW0",255.5]
[6001234439,"WYONG-CENTREWAY (02)","AW0-007","AW0",255.5]
[6001158766,"HEATHER-DINAH (01)","AW0-006","AW0",255.47]
[6001197929,"THE CROSSWAY-PARK (01)","AW0-008","AW0",255.47]
[6001195951,"CARRICK-PYKE (01)","AW0-002","AW0",255.46]
[6001276181,"WYONG-CENTREWAY (02)","AW0-007","AW0",255.46]
[6001197816,"THE CROSSWAY-PARK (02)","AW0-008","AW0",255.45]
[6001212770,"HEATHER-DINAH (01)","AW0-006","AW0",255.44]
[6001392123,"HEATHER-DINAH (01)","AW0-006","AW0",255.42]
[6001213208,"WYONG-CENTREWAY (02)","AW0-007","AW0",255.41]
[6001494407,"FARRELL-RYDER (03)","AW0-006","AW0",255.4]
[6001158759,"HEATHER-DINAH (01)","AW0-006","AW0",255.4]
[6001157792,"WYONG-CENTREWAY (02)","AW0-007","AW0",255.4]
[6001234624,"HEATHER-DINAH (01)","AW0-006","AW0",255.39]
[6001197809,"AMIS-VISTA (02)","AW0-008","AW0",255.34]
[6001261607,"WYONG-CENTREWAY (02)","AW0-007","AW0",255.32]
[6001196838,"KITTYHAWK-MOORNA (02)","AW0-008","AW0",255.31]
[6001195679,"CARRICK-PYKE (01)","AW0-002","AW0",255.3]
[6001347713,"WYONG-CENTREWAY (02)","AW0-007","AW0",255.3]
[6001235973,"FREIGHT-CUSTOM (02)","AW0-014","AW0",255.29]
[6001253854,"WYONG-CENTREWAY (02)","AW0-007","AW0",255.29]
[6001158685,"HEATHER-DINAH (01)","AW0-006","AW0",255.28]
[6001260725,"THE CROSSWAY-PARK (01)","AW0-008","AW0",255.28]
[6001158771,"HEATHER-DINAH (01)","AW0-006","AW0",255.27]
[6001157793,"WYONG-CENTREWAY (02)","AW0-007","AW0",255.27]
[6001247090,"ELATA-BEVERAGE (01)","AW0-003","AW0",255.26]
[6001159625,"EASTLEIGH-NORWOOD (03)","AW0-008","AW0",255.23]
[6001501261,"HEATHER-DINAH (01)","AW0-006","AW0",255.23]
[6001123404,"SALTAU-MILLEARA (02)","AW0-008","AW0",255.23]
[6001195942,"CARRICK-PYKE (01)","AW0-002","AW0",255.22]
[6001198333,"ELATA-BEVERAGE (01)","AW0-003","AW0",255.22]
[6001195055,"SAMARA-ELMHURST (02)","AW0-002","AW0",255.22]
[6001194263,"CARRICK-PYKE (02)","AW0-002","AW0",255.2]
[6001195815,"CARRICK-PYKE (01)","AW0-002","AW0",255.19]
[6001194257,"CARRICK-PYKE (02)","AW0-002","AW0",255.17]
[6001157745,"WYONG-CENTREWAY (01)","AW0-007","AW0",255.15]
[6001003441,"ELATA-BEVERAGE (01)","AW0-003","AW0",255.14]
[6001194833,"ARNSIDE-HILLCREST (03)","AW0-014","AW0",255.13]
[6001197802,"AMIS-VISTA (02)","AW0-008","AW0",255.12]
[6001004066,"WYONG-CENTREWAY (02)","AW0-007","AW0",255.1]
[6001190897,"FAWKNER-BENT (02)","AW0-009","AW0",255.09]
[6001195364,"HARCOURT-SHERBOURNE (01)","AW0-002","AW0",255.09]
[6001158692,"HEATHER-DINAH (02)","AW0-006","AW0",255.09]
[6001158785,"HEATHER-DINAH (01)","AW0-006","AW0",255.08]
[6001279186,"KING-BOWES (01)","AW0-005","AW0",255.08]
[6001237932,"OAK-CONISTON (02)","AW0-007","AW0",255.08]
[6001212189,"WYONG-CENTREWAY (02)","AW0-007","AW0",255.08]
[6001238274,"FREIGHT-CUSTOM (01)","AW0-014","AW0",255.06]
[6001197891,"THE CROSSWAY-PARK (01)","AW0-008","AW0",255.06]
[6001157794,"WYONG-CENTREWAY (02)","AW0-007","AW0",255.04]
[6001158795,"HEATHER-DINAH (01)","AW0-006","AW0",255]
[6001414749,"ROSEHILL-ROSE (02)","AW0-006","AW0",255]
[6001332556,"HEATHER-DINAH (01)","AW0-006","AW0",254.98]
[6001157743,"WYONG-CENTREWAY (01)","AW0-007","AW0",254.97]
[6001044923,"FREIGHT-CUSTOM (02)","AW0-014","AW0",254.95]
[6001194520,"PRIOR-TAYLOR (02)","AW0-002","AW0",254.95]
[6001157823,"WYONG-CENTREWAY (02)","AW0-007","AW0",254.95]
[6001015838,"WYONG-CENTREWAY (02)","AW0-007","AW0",254.95]
[6001196242,"CARRICK-PYKE (02)","AW0-002","AW0",254.94]
[6001164791,"ROSEHILL-ROSE (02)","AW0-006","AW0",254.94]
[6001501376,"HEATHER-DINAH (01)","AW0-006","AW0",254.93]
[6001199249,"CARRICK-PYKE (01)","AW0-002","AW0",254.92]
[6001159156,"FAWKNER-ROBERTS (01)","AW0-008","AW0",254.91]
[6001494414,"FARRELL-RYDER (03)","AW0-006","AW0",254.9]
[6001008539,"SEXTON-HALSEY (03)","AW0-006","AW0",254.9]
[6001003306,"WYONG-CENTREWAY (02)","AW0-007","AW0",254.9]
[6001158685,"HEATHER-DINAH (01)","AW0-006","AW0",254.89]
[6001226898,"ROSEHILL-ROSE (02)","AW0-006","AW0",254.89]
[6001281822,"TRADE PARK-INTERNATIONAL (04)","AW0-004","AW0",254.89]
[6001010152,"ELATA-BEVERAGE (01)","AW0-003","AW0",254.87]
[6001193602,"FREIGHT-CUSTOM (02)","AW0-014","AW0",254.87]
[6001227844,"ROSEHILL-ROSE (02)","AW0-006","AW0",254.87]
[6001457088,"DROMANA-MATTHEWS (02)","AW0-012","AW0",254.86]
[6001198329,"ELATA-BEVERAGE (01)","AW0-003","AW0",254.85]
[6001195682,"CARRICK-PYKE (02)","AW0-002","AW0",254.83]
[6001444555,"FAWKNER-BENT (02)","AW0-009","AW0",254.82]
[6001216155,"SABRE-GARDEN (01)","AW0-014","AW0",254.81]
[6001158694,"HEATHER-DINAH (02)","AW0-006","AW0",254.8]
[6001196123,"CARRICK-PYKE (02)","AW0-002","AW0",254.78]
[6001195232,"SAMARA-ELMHURST (02)","AW0-002","AW0",254.78]
[6001347292,"KING-BOWES (01)","AW0-005","AW0",254.77]
[6001013887,"SALTAU-MILLEARA (02)","AW0-008","AW0",254.76]
[6001347714,"WYONG-CENTREWAY (02)","AW0-007","AW0",254.76]
[6001194524,"PRIOR-TAYLOR (02)","AW0-002","AW0",254.74]
[6001021115,"CARRICK-PYKE (02)","AW0-002","AW0",254.73]
[6001158448,"DAVID-RACHELLE (03)","AW0-007","AW0",254.73]
[6001259673,"CARRICK-PYKE (01)","AW0-002","AW0",254.72]
[6001208218,"ELATA-BEVERAGE (01)","AW0-003","AW0",254.72]
[6001242160,"HEATHER-DINAH (01)","AW0-006","AW0",254.72]
[6001402127,"FARRELL-RYDER (03)","AW0-006","AW0",254.7]
[6001347712,"WYONG-CENTREWAY (02)","AW0-007","AW0",254.69]
["VDDD001068","CRESSWELL-KEILOR (02)","AW0-006","AW0",254.67]
[6001198330,"ELATA-BEVERAGE (01)","AW0-003","AW0",254.67]
[6001159662,"EASTLEIGH-NORWOOD (03)","AW0-008","AW0",254.66]
[6001253184,"ARNSIDE-HILLCREST (03)","AW0-014","AW0",254.65]
[6001158685,"HEATHER-DINAH (01)","AW0-006","AW0",254.65]
[6001264159,"LOCKHEED-BOEING (02)","AW0-012","AW0",254.65]
[6001195743,"BURBANK-KATRINA (02)","AW0-002","AW0",254.64]
[6001195279,"HARCOURT-SHERBOURNE (02)","AW0-002","AW0",254.64]
[6001195678,"CARRICK-PYKE (01)","AW0-002","AW0",254.63]
[6001199599,"FREIGHT-CUSTOM (02)","AW0-014","AW0",254.63]
[6001183719,"WYONG-CENTREWAY (02)","AW0-007","AW0",254.63]
[6001158798,"HEATHER-DINAH (01)","AW0-006","AW0",254.62]
[6001195814,"CARRICK-PYKE (01)","AW0-002","AW0",254.6]
[6001232322,"ELATA-BEVERAGE (01)","AW0-003","AW0",254.6]
[6001196837,"KITTYHAWK-MOORNA (02)","AW0-008","AW0",254.6]
[6001306149,"TRADE PARK-INTERNATIONAL (02)","AW0-004","AW0",254.6]
[6001195095,"SAMARA-ELMHURST (02)","AW0-002","AW0",254.59]
[6001195239,"SAMARA-ELMHURST (02)","AW0-002","AW0",254.58]
[6001352210,"TULLA PARK 29-ALLIED (02)","AW0-011","AW0",254.58]
[6001158936,"FAWKNER-ROBERTS (02)","AW0-008","AW0",254.56]
[6001291902,"ELATA-BEVERAGE (02)","AW0-003","AW0",254.55]
[6001271912,"ELATA-BEVERAGE (01)","AW0-003","AW0",254.55]
[6001193760,"PAYNE-RYLANDES (02)","AW0-009","AW0",254.55]
[6001228469,"ROSEHILL-ROSE (02)","AW0-006","AW0",254.55]
[6001289334,"TRADE PARK-INTERNATIONAL (01)","AW0-004","AW0",254.55]
[6001236920,"WILLOWTREE-PERSICA (04)","AW0-006","AW0",254.55]
[6001193600,"FREIGHT-CUSTOM (01)","AW0-014","AW0",254.54]
[6001317303,"WESTERN-GLOBAL (01)","AW0-014","AW0",254.54]
[6001284709,"TRADE PARK-INTERNATIONAL (01)","AW0-004","AW0",254.53]
[6001281627,"WILLOWTREE-PERSICA (04)","AW0-006","AW0",254.53]
[6001195051,"SAMARA-ELMHURST (02)","AW0-002","AW0",254.52]
[6001157753,"WYONG-CENTREWAY (01)","AW0-007","AW0",254.52]
[6001265405,"ROSEHILL-ROSE (02)","AW0-006","AW0",254.51]
[6001199271,"SABRE-GARDEN (01)","AW0-014","AW0",254.51]
[6001159158,"FAWKNER-ROBERTS (01)","AW0-008","AW0",254.5]
[6001481947,"WYONG-CENTREWAY (02)","AW0-007","AW0",254.5]
[6001480018,"WYONG-CENTREWAY (02)","AW0-007","AW0",254.5]
[6001430016,"DROMANA-MATTHEWS (02)","AW0-012","AW0",254.49]
[6001239366,"FREIGHT-CUSTOM (02)","AW0-014","AW0",254.49]
[6001197896,"AMIS-VISTA (02)","AW0-008","AW0",254.47]
[6001230047,"DROMANA-MATTHEWS (02)","AW0-012","AW0",254.47]
[6001159161,"FAWKNER-ROBERTS (01)","AW0-008","AW0",254.47]
[6001149777,"MAY-DAWSON (01)","AW0-004","AW0",254.47]
[6001276246,"ROSEHILL-ROSE (02)","AW0-006","AW0",254.47]
[6001195233,"SAMARA-ELMHURST (02)","AW0-002","AW0",254.47]
[6001480687,"SNYDER-TULLA PARK (02)","AW0-011","AW0",254.47]
[6001198328,"ELATA-BEVERAGE (01)","AW0-003","AW0",254.46]
[6001157778,"WYONG-CENTREWAY (02)","AW0-007","AW0",254.46]
[6001441287,"WYONG-CENTREWAY (01)","AW0-007","AW0",254.46]
[6001197797,"AMIS-VISTA (02)","AW0-008","AW0",254.45]
[6001021133,"ELATA-BEVERAGE (02)","AW0-003","AW0",254.44]
[6001159158,"FAWKNER-ROBERTS (01)","AW0-008","AW0",254.44]
[6001289001,"TRADE PARK-INTERNATIONAL (01)","AW0-004","AW0",254.44]
[6001010152,"ELATA-BEVERAGE (01)","AW0-003","AW0",254.43]
["VDDD001295","FREIGHT-CUSTOM (02)","AW0-014","AW0",254.42]
[6001194535,"PRIOR-TAYLOR (02)","AW0-002","AW0",254.42]
[6001195052,"SAMARA-ELMHURST (02)","AW0-002","AW0",254.42]
[6001197795,"AMIS-VISTA (02)","AW0-008","AW0",254.41]
[6001160398,"SALTAU-MILLEARA (02)","AW0-008","AW0",254.41]
[6001195229,"SAMARA-ELMHURST (02)","AW0-002","AW0",254.41]
[6001285728,"TRADE PARK-INTERNATIONAL (01)","AW0-004","AW0",254.41]
[6001194889,"WESTERN-GLOBAL (02)","AW0-014","AW0",254.41]
[6001441302,"WYONG-CENTREWAY (02)","AW0-007","AW0",254.41]
[6001126529,"FREIGHT-CUSTOM (02)","AW0-014","AW0",254.4]
[6001284312,"TRADE PARK-INTERNATIONAL (02)","AW0-004","AW0",254.4]
[6001285140,"TRADE PARK-INTERNATIONAL (01)","AW0-004","AW0",254.4]
[6001195944,"CARRICK-PYKE (01)","AW0-002","AW0",254.39]
[6001158784,"HEATHER-DINAH (01)","AW0-006","AW0",254.39]
[6001147967,"KING-BOWES (01)","AW0-005","AW0",254.39]
[6001291833,"TRADE PARK-INTERNATIONAL (02)","AW0-004","AW0",254.39]
[6001197890,"AMIS-VISTA (02)","AW0-008","AW0",254.38]
[6001193608,"FREIGHT-CUSTOM (02)","AW0-014","AW0",254.38]
[6001002029,"WYONG-CENTREWAY (02)","AW0-007","AW0",254.38]
[6001003406,"INTERNATIONAL-T'PARK (00)","AW0-004","AW0",254.37]
[6001466601,"WESTERN-QUARRY (00)","AW0-014","AW0",254.37]
[6001226500,"ELATA-BEVERAGE (01)","AW0-003","AW0",254.36]
[6001271862,"FREIGHT-CUSTOM (02)","AW0-014","AW0",254.36]
[6001276247,"ROSEHILL-ROSE (02)","AW0-006","AW0",254.36]
[6001194886,"WESTERN-GLOBAL (02)","AW0-014","AW0",254.36]
[6001194884,"WESTERN-GLOBAL (02)","AW0-014","AW0",254.36]
[6001193594,"FREIGHT-CUSTOM (01)","AW0-014","AW0",254.35]
[6001288371,"TRADE PARK-INTERNATIONAL (02)","AW0-004","AW0",254.35]
[6001148825,"SEXTON-HALSEY (03)","AW0-006","AW0",254.34]
[6001284135,"TRADE PARK-INTERNATIONAL (01)","AW0-004","AW0",254.34]
[6001317299,"WESTERN-GLOBAL (01)","AW0-014","AW0",254.34]
[6001196243,"CARRICK-PYKE (02)","AW0-002","AW0",254.33]
[6001196244,"CARRICK-PYKE (02)","AW0-002","AW0",254.33]
[6001430017,"DROMANA-MATTHEWS (02)","AW0-012","AW0",254.33]
[6001436077,"HEATHER-DINAH (01)","AW0-006","AW0",254.33]
[6001453566,"WESTERN AVE-P30A (00)","AW0-014","AW0",254.33]
[6001306148,"TRADE PARK-INTERNATIONAL (02)","AW0-004","AW0",254.32]
[6001195049,"SAMARA-ELMHURST (02)","AW0-002","AW0",254.31]
[6001035359,"WILLOWTREE-PERSICA (04)","AW0-006","AW0",254.31]
[6001008776,"ELATA-BEVERAGE (01)","AW0-003","AW0",254.3]
[6001003766,"FREIGHT-CUSTOM (01)","AW0-014","AW0",254.3]
[6001193679,"SABRE-GARDEN (01)","AW0-014","AW0",254.3]
[6001236497,"FAWKNER-ROBERTS (01)","AW0-008","AW0",254.29]
[6001197932,"THE CROSSWAY-PARK (01)","AW0-008","AW0",254.29]
[6001223196,"WILLOWTREE-PERSICA (04)","AW0-006","AW0",254.29]
[6001422338,"DROMANA-MATTHEWS (02)","AW0-012","AW0",254.28]
[6001410341,"THE CROSSWAY-PARK (01)","AW0-008","AW0",254.27]
[6001242160,"HEATHER-DINAH (01)","AW0-006","AW0",254.26]
[6001260274,"FREIGHT-CUSTOM (01)","AW0-014","AW0",254.25]
[6001281007,"WESTERN 21-GLOBAL (02)","AW0-009","AW0",254.25]
[6001292745,"WILLOWTREE-PERSICA (01)","AW0-006","AW0",254.25]
[6001469059,"HEATHER-DINAH (01)","AW0-006","AW0",254.24]
[6001296210,"INTERNATIONAL-T'PARK (00)","AW0-004","AW0",254.24]
[6001234538,"LOCK-LAURENCE (02)","AW0-007","AW0",254.24]
[6001388984,"SEXTON-HALSEY (03)","AW0-006","AW0",254.24]
[6001217296,"WYONG-CENTREWAY (00)","AW0-007","AW0",254.24]
[6001207543,"DROMANA-MATTHEWS (02)","AW0-012","AW0",254.23]
[6001147025,"OAK-CONISTON (02)","AW0-007","AW0",254.23]
[6001196572,"PAYNE-RYLANDES (01)","AW0-009","AW0",254.23]
[6001217297,"WYONG-CENTREWAY (02)","AW0-007","AW0",254.23]
[6001230046,"DROMANA-MATTHEWS (02)","AW0-012","AW0",254.22]
[6001193595,"FREIGHT-CUSTOM (01)","AW0-014","AW0",254.22]
[6001193604,"FREIGHT-CUSTOM (02)","AW0-014","AW0",254.22]
[6001246455,"FAWKNER-BENT (02)","AW0-009","AW0",254.21]
[6001285053,"WESTERN-GLOBAL (02)","AW0-014","AW0",254.21]
[6001199484,"ELATA-BEVERAGE (01)","AW0-003","AW0",254.2]
[6001195829,"CARRICK-PYKE (01)","AW0-002","AW0",254.19]
[6001149008,"DROMANA-MATTHEWS (02)","AW0-012","AW0",254.19]
[6001019834,"SALTAU-MILLEARA (02)","AW0-008","AW0",254.19]
[6001022901,"CARRICK-PYKE (01)","AW0-002","AW0",254.18]
[6001296211,"INTERNATIONAL-T'PARK (00)","AW0-004","AW0",254.18]
[6001195238,"SAMARA-ELMHURST (02)","AW0-002","AW0",254.18]
[6001281822,"TRADE PARK-INTERNATIONAL (04)","AW0-004","AW0",254.18]
[6001306150,"TRADE PARK-INTERNATIONAL (02)","AW0-004","AW0",254.18]
[6001231856,"SALTAU-MILLEARA (02)","AW0-008","AW0",254.17]
[6001003867,"ELATA-BEVERAGE (02)","AW0-003","AW0",254.16]
[6001231461,"FREIGHT-CUSTOM (01)","AW0-014","AW0",254.16]
[6001284509,"TRADE PARK-INTERNATIONAL (02)","AW0-004","AW0",254.16]
[6001197799,"AMIS-VISTA (02)","AW0-008","AW0",254.15]
[6001231407,"ROSEHILL-ROSE (02)","AW0-006","AW0",254.15]
[6001157769,"WYONG-CENTREWAY (02)","AW0-007","AW0",254.15]
[6001018941,"FREIGHT-CUSTOM (02)","AW0-014","AW0",254.14]
[6001195365,"HARCOURT-SHERBOURNE (01)","AW0-002","AW0",254.14]
[6001216155,"SABRE-GARDEN (01)","AW0-014","AW0",254.14]
[6001195059,"SAMARA-ELMHURST (02)","AW0-002","AW0",254.14]
[6001285053,"WESTERN-GLOBAL (02)","AW0-014","AW0",254.14]
[6001271863,"FREIGHT-CUSTOM (02)","AW0-014","AW0",254.13]
[6001247862,"FREIGHT-CUSTOM (02)","AW0-014","AW0",254.13]
[6001003766,"FREIGHT-CUSTOM (01)","AW0-014","AW0",254.13]
[6001409280,"SALTAU-MILLEARA (02)","AW0-008","AW0",254.13]
[6001159176,"SALTAU-MILLEARA (01)","AW0-008","AW0",254.13]
[6001149007,"DROMANA-MATTHEWS (02)","AW0-012","AW0",254.12]
[6001327910,"ELATA-BEVERAGE (02)","AW0-003","AW0",254.12]
[6001193595,"FREIGHT-CUSTOM (01)","AW0-014","AW0",254.11]
[6001126585,"AMIS-VISTA (02)","AW0-008","AW0",254.1]
[6001230633,"WILLOWTREE-PERSICA (01)","AW0-006","AW0",254.09]
[6001289515,"TRADE PARK-INTERNATIONAL (04)","AW0-004","AW0",254.08]
[6001159046,"ELLEN-RACHELLE (02)","AW0-008","AW0",254.06]
[6001026292,"JUDITH-BREES (01)","AW0-006","AW0",254.06]
[6001194518,"PRIOR-TAYLOR (02)","AW0-002","AW0",254.05]
[6001285439,"TRADE PARK-INTERNATIONAL (01)","AW0-004","AW0",254.05]
[6001317310,"WESTERN-GLOBAL (01)","AW0-014","AW0",254.05]
[6001317316,"WESTERN-GLOBAL (01)","AW0-014","AW0",254.05]
[6001480715,"BEDFORD-PARER (02)","AW0-007","AW0",254.04]
[6001238274,"FREIGHT-CUSTOM (01)","AW0-014","AW0",254.04]
[6001193599,"FREIGHT-CUSTOM (01)","AW0-014","AW0",254.04]
[6001195228,"SAMARA-ELMHURST (02)","AW0-002","AW0",254.04]
[6001157773,"WYONG-CENTREWAY (02)","AW0-007","AW0",254.04]
[6001195012,"CARRICK-PYKE (01)","AW0-002","AW0",254.03]
[6001428629,"FAWKNER-ROBERTS (01)","AW0-008","AW0",254.03]
[6001193602,"FREIGHT-CUSTOM (02)","AW0-014","AW0",254.03]
[6001296212,"INTERNATIONAL-T'PARK (00)","AW0-004","AW0",254.03]
[6001156382,"KITTYHAWK-MOORNA (02)","AW0-008","AW0",254.02]
[6001228186,"ROSEHILL-ROSE (02)","AW0-006","AW0",254.02]
[6001306150,"TRADE PARK-INTERNATIONAL (02)","AW0-004","AW0",254.02]
[6001317314,"WESTERN-GLOBAL (01)","AW0-014","AW0",254.01]
[6001374299,"BEDFORD-PARER (02)","AW0-007","AW0",254]
[6001224207,"FREIGHT-CUSTOM (01)","AW0-014","AW0",254]
[6001158926,"SALTAU-MILLEARA (01)","AW0-008","AW0",254]
[6001461403,"SNYDER-TULLA PARK (03)","AW0-011","AW0",254]
[6001195006,"CARRICK-PYKE (01)","AW0-002","AW0",253.99]
[6001242389,"FAWKNER-BENT (02)","AW0-009","AW0",253.99]
[6001160396,"SALTAU-MILLEARA (02)","AW0-008","AW0",253.99]
[6001284708,"TRADE PARK-INTERNATIONAL (01)","AW0-004","AW0",253.99]
[6001296576,"FAWKNER-BENT (02)","AW0-009","AW0",253.98]
[6001193597,"FREIGHT-CUSTOM (01)","AW0-014","AW0",253.98]
[6001193678,"SABRE-GARDEN (01)","AW0-014","AW0",253.98]
[6001160394,"SALTAU-MILLEARA (02)","AW0-008","AW0",253.98]
[6001294200,"TULLA 14-BEVERAGE (01)","AW0-011","AW0",253.98]
[6001197815,"AMIS-VISTA (02)","AW0-008","AW0",253.97]
[6001014577,"FREIGHT-CUSTOM (01)","AW0-014","AW0",253.97]
[6001195010,"CARRICK-PYKE (01)","AW0-002","AW0",253.96]
[6001236175,"ROSEHILL-ROSE (02)","AW0-006","AW0",253.96]
[6001226924,"WILLOWTREE-PERSICA (01)","AW0-006","AW0",253.96]
[6001227773,"WILLOWTREE-PERSICA (04)","AW0-006","AW0",253.96]
[6001195014,"CARRICK-PYKE (01)","AW0-002","AW0",253.95]
[6001195230,"SAMARA-ELMHURST (02)","AW0-002","AW0",253.95]
[6001149007,"DROMANA-MATTHEWS (02)","AW0-012","AW0",253.94]
[6001159614,"EASTLEIGH-NORWOOD (03)","AW0-008","AW0",253.93]
[6001159165,"FAWKNER-ROBERTS (01)","AW0-008","AW0",253.93]
[6001197895,"THE CROSSWAY-PARK (01)","AW0-008","AW0",253.93]
[6001194889,"WESTERN-GLOBAL (02)","AW0-014","AW0",253.93]
[6001229605,"WILLOWTREE-PERSICA (01)","AW0-006","AW0",253.93]
[6001276953,"WILLOWTREE-PERSICA (01)","AW0-006","AW0",253.93]
[6001003748,"CARRICK-PYKE (03)","AW0-002","AW0",253.92]
[6001215254,"ELATA-BEVERAGE (02)","AW0-003","AW0",253.92]
[6001158793,"HEATHER-DINAH (01)","AW0-006","AW0",253.92]
[6001244085,"JUDITH-BREES (01)","AW0-006","AW0",253.92]
[6001147169,"OAK-CONISTON (02)","AW0-007","AW0",253.92]
[6001289411,"TRADE PARK-INTERNATIONAL (04)","AW0-004","AW0",253.92]
[6001317303,"WESTERN-GLOBAL (01)","AW0-014","AW0",253.92]
[6001159661,"EASTLEIGH-NORWOOD (03)","AW0-008","AW0",253.91]
[6001199283,"FREIGHT-CUSTOM (01)","AW0-014","AW0",253.91]
[6001159180,"SALTAU-MILLEARA (01)","AW0-008","AW0",253.91]
[6001392015,"ELSTONE-KEILOR (04)","AW0-006","AW0",253.9]
[6001263988,"FAWKNER-BENT (02)","AW0-009","AW0",253.9]
[6001126529,"FREIGHT-CUSTOM (02)","AW0-014","AW0",253.9]
[6001193609,"FREIGHT-CUSTOM (02)","AW0-014","AW0",253.9]
[6001016980,"INTERNATIONAL-T'PARK (00)","AW0-004","AW0",253.9]
[6001199418,"KING-BOWES (01)","AW0-005","AW0",253.9]
[6001317311,"WESTERN-GLOBAL (01)","AW0-014","AW0",253.9]
[6001305269,"JUDITH-BREES (01)","AW0-006","AW0",253.89]
[6001272954,"ROSEHILL-ROSE (02)","AW0-006","AW0",253.88]
[6001208218,"ELATA-BEVERAGE (01)","AW0-003","AW0",253.87]
[6001190907,"BRAMCOTE-FORMAN (02)","AW0-009","AW0",253.86]
[6001198331,"ELATA-BEVERAGE (02)","AW0-003","AW0",253.86]
[6001218626,"JUDITH-BREES (01)","AW0-006","AW0",253.86]
[6001158567,"JUDITH-BREES (02)","AW0-006","AW0",253.86]
[6001197142,"JUDITH-BREES (01)","AW0-006","AW0",253.86]
[6001195231,"SAMARA-ELMHURST (02)","AW0-002","AW0",253.86]
[6001289515,"TRADE PARK-INTERNATIONAL (04)","AW0-004","AW0",253.86]
[6001159168,"FAWKNER-ROBERTS (01)","AW0-008","AW0",253.85]
[6001147019,"OAK-CONISTON (02)","AW0-007","AW0",253.85]
[6001194514,"PRIOR-TAYLOR (02)","AW0-002","AW0",253.85]
[6001195064,"SAMARA-ELMHURST (02)","AW0-002","AW0",253.85]
[6001195107,"SAMARA-ELMHURST (02)","AW0-002","AW0",253.84]
[6001260479,"INTERNATIONAL-T'PARK (00)","AW0-004","AW0",253.83]
[6001194533,"PRIOR-TAYLOR (02)","AW0-002","AW0",253.83]
[6001148015,"HIGHRIDGE-ROBERTS (01)","AW0-006","AW0",253.82]
[6001157770,"WYONG-CENTREWAY (02)","AW0-007","AW0",253.82]
[6001430037,"AMIS-VISTA (02)","AW0-008","AW0",253.81]
[6001195827,"CARRICK-PYKE (01)","AW0-002","AW0",253.81]
[6001197108,"COLLEGE-BREES (02)","AW0-008","AW0",253.81]
[6001193602,"FREIGHT-CUSTOM (02)","AW0-014","AW0",253.81]
[6001285998,"WESTERN-GLOBAL (02)","AW0-014","AW0",253.81]
[6001486126,"DROMANA-MATTHEWS (02)","AW0-012","AW0",253.8]
[6001193598,"FREIGHT-CUSTOM (01)","AW0-014","AW0",253.8]
[6001296213,"INTERNATIONAL-T'PARK (00)","AW0-004","AW0",253.8]
[6001158488,"QUINN-NOGA (01)","AW0-007","AW0",253.8]
[6001233260,"AMIS-VISTA (02)","AW0-008","AW0",253.79]
[6001003774,"INTERNATIONAL-T'PARK (00)","AW0-004","AW0",253.79]
[6001410258,"OAK-CONISTON (02)","AW0-007","AW0",253.79]
[6001235973,"FREIGHT-CUSTOM (02)","AW0-014","AW0",253.78]
[6001193593,"FREIGHT-CUSTOM (01)","AW0-014","AW0",253.78]
[6001207335,"INTERNATIONAL-T'PARK (00)","AW0-004","AW0",253.78]
[6001207708,"PRIOR-TAYLOR (02)","AW0-002","AW0",253.78]
[6001164799,"ROSEHILL-ROSE (02)","AW0-006","AW0",253.78]
[6001148828,"SEXTON-HALSEY (03)","AW0-006","AW0",253.78]
[6001195947,"CARRICK-PYKE (01)","AW0-002","AW0",253.77]
[6001147294,"LOCK-LAURENCE (02)","AW0-007","AW0",253.77]
[6001482866,"SNYDER-TULLA PARK (02)","AW0-011","AW0",253.77]
[6001224509,"WILLOWTREE-PERSICA (04)","AW0-006","AW0",253.77]
[6001149655,"THERESA-CHRISTOPHER (02)","AW0-009","AW0",253.76]
[6001284709,"TRADE PARK-INTERNATIONAL (01)","AW0-004","AW0",253.76]
[6001317299,"WESTERN-GLOBAL (01)","AW0-014","AW0",253.76]
[6001284417,"WILLOWTREE-PERSICA (04)","AW0-006","AW0",253.76]
[6001473916,"FAWKNER-ROBERTS (02)","AW0-008","AW0",253.75]
[6001317312,"WESTERN-GLOBAL (01)","AW0-014","AW0",253.75]
[6001197892,"AMIS-VISTA (02)","AW0-008","AW0",253.74]
[6001193767,"PAYNE-RYLANDES (02)","AW0-009","AW0",253.74]
[6001482866,"SNYDER-TULLA PARK (02)","AW0-011","AW0",253.74]
[6001197888,"THE CROSSWAY-PARK (01)","AW0-008","AW0",253.74]
[6001158875,"HEATHER-DINAH (01)","AW0-006","AW0",253.73]
["VDDD001298","INTERNATIONAL-T'PARK (00)","AW0-004","AW0",253.73]
[6001435381,"KING-BOWES (01)","AW0-005","AW0",253.73]
[6001289001,"TRADE PARK-INTERNATIONAL (01)","AW0-004","AW0",253.73]
[6001343641,"BEDFORD-PARER (02)","AW0-007","AW0",253.72]
[6001197110,"COLLEGE-BREES (02)","AW0-008","AW0",253.72]
[6001199419,"KING-BOWES (01)","AW0-005","AW0",253.72]
[6001148831,"SEXTON-HALSEY (03)","AW0-006","AW0",253.72]
[6001044923,"FREIGHT-CUSTOM (02)","AW0-014","AW0",253.71]
[6001020762,"TULLA PARK-ELATA (02)","AW0-011","AW0",253.71]
[6001486130,"DROMANA-MATTHEWS (02)","AW0-012","AW0",253.7]
[6001159072,"FAWKNER-ROBERTS (02)","AW0-008","AW0",253.7]
[6001232100,"INTERNATIONAL-T'PARK (00)","AW0-004","AW0",253.7]
[6001004366,"INTERNATIONAL-T'PARK (00)","AW0-004","AW0",253.7]
[6001195952,"CARRICK-PYKE (01)","AW0-002","AW0",253.69]
[6001235471,"CLAYTON-MASCOMA (01)","AW0-012","AW0",253.69]
[6001493733,"HEATHER-DINAH (01)","AW0-006","AW0",253.69]
[6001163967,"JUDITH-BREES (01)","AW0-006","AW0",253.69]
[6001149783,"MAY-DAWSON (01)","AW0-004","AW0",253.69]
[6001294201,"TULLA 14-BEVERAGE (01)","AW0-011","AW0",253.69]
[6001317302,"WESTERN-GLOBAL (01)","AW0-014","AW0",253.69]
[6001351174,"CARRICK-PYKE (01)","AW0-002","AW0",253.68]
[6001195680,"CARRICK-PYKE (01)","AW0-002","AW0",253.68]
[6001197104,"COLLEGE-BREES (02)","AW0-008","AW0",253.68]
[6001158937,"FAWKNER-ROBERTS (02)","AW0-008","AW0",253.68]
[6001199284,"FREIGHT-CUSTOM (01)","AW0-014","AW0",253.68]
[6001299193,"TULLA 14-BEVERAGE (01)","AW0-011","AW0",253.68]
[6001290144,"WILLOWTREE-PERSICA (01)","AW0-006","AW0",253.68]
[6001241609,"HEATHER-DINAH (02)","AW0-006","AW0",253.67]
[6001198266,"TULLA PARK-ELATA (02)","AW0-011","AW0",253.67]
[6001192777,"INTERNATIONAL-T'PARK (00)","AW0-004","AW0",253.66]
[6001196854,"KITTYHAWK-MOORNA (02)","AW0-008","AW0",253.66]
[6001147021,"OAK-CONISTON (02)","AW0-007","AW0",253.65]
[6001226898,"ROSEHILL-ROSE (02)","AW0-006","AW0",253.65]
[6001010979,"WUNNAMURRA-WONGANELA (01)","AW0-008","AW0",253.65]
[6001235973,"FREIGHT-CUSTOM (02)","AW0-014","AW0",253.64]
[6001231461,"FREIGHT-CUSTOM (01)","AW0-014","AW0",253.64]
[6001291831,"WILLOWTREE-PERSICA (04)","AW0-006","AW0",253.64]
[6001154250,"CLAYTON-MASCOMA (01)","AW0-012","AW0",253.63]
[6001159660,"EASTLEIGH-NORWOOD (03)","AW0-008","AW0",253.63]
[6001199289,"INTERNATIONAL-T'PARK (00)","AW0-004","AW0",253.63]
[6001147018,"OAK-CONISTON (02)","AW0-007","AW0",253.63]
[6001407200,"ELLEN-RACHELLE (01)","AW0-008","AW0",253.62]
["VDDD001295","FREIGHT-CUSTOM (02)","AW0-014","AW0",253.62]
[6001480687,"SNYDER-TULLA PARK (02)","AW0-011","AW0",253.62]
[6001194882,"WESTERN-GLOBAL (02)","AW0-014","AW0",253.62]
[6001238245,"ROSEHILL-ROSE (02)","AW0-006","AW0",253.61]
[6001236175,"ROSEHILL-ROSE (02)","AW0-006","AW0",253.61]
[6001306149,"TRADE PARK-INTERNATIONAL (02)","AW0-004","AW0",253.61]
[6001194827,"ARNSIDE-HILLCREST (03)","AW0-014","AW0",253.6]
[6001195811,"CARRICK-PYKE (01)","AW0-002","AW0",253.6]
[6001195946,"CARRICK-PYKE (01)","AW0-002","AW0",253.6]
[6001392015,"ELSTONE-KEILOR (04)","AW0-006","AW0",253.6]
[6001195359,"HARCOURT-SHERBOURNE (01)","AW0-002","AW0",253.6]
[6001236175,"ROSEHILL-ROSE (02)","AW0-006","AW0",253.6]
[6001159182,"SALTAU-MILLEARA (01)","AW0-008","AW0",253.6]
[6001019616,"AMIS-VISTA (02)","AW0-008","AW0",253.59]
[6001195813,"CARRICK-PYKE (01)","AW0-002","AW0",253.59]
[6001199599,"FREIGHT-CUSTOM (02)","AW0-014","AW0",253.59]
["VDDD001332","SALIGNA-MOHR (01)","AW0-011","AW0",253.59]
[6001306148,"TRADE PARK-INTERNATIONAL (02)","AW0-004","AW0",253.59]
[6001285140,"TRADE PARK-INTERNATIONAL (01)","AW0-004","AW0",253.59]
[6001317301,"WESTERN-GLOBAL (01)","AW0-014","AW0",253.59]
[6001317313,"WESTERN-GLOBAL (01)","AW0-014","AW0",253.59]
[6001195948,"CARRICK-PYKE (01)","AW0-002","AW0",253.58]
[6001193600,"FREIGHT-CUSTOM (01)","AW0-014","AW0",253.58]
[6001261329,"INTERNATIONAL-T'PARK (00)","AW0-004","AW0",253.57]
[6001032593,"TANGEMERE-MICKLEHAM (02)","AW0-009","AW0",253.57]
[6001294201,"TULLA 14-BEVERAGE (01)","AW0-011","AW0",253.57]
[6001228079,"WILLOWTREE-PERSICA (01)","AW0-006","AW0",253.57]
[6001193597,"FREIGHT-CUSTOM (01)","AW0-014","AW0",253.56]
[6001195280,"HARCOURT-SHERBOURNE (02)","AW0-002","AW0",253.56]
[6001003772,"INTERNATIONAL-T'PARK (00)","AW0-004","AW0",253.56]
[6001147965,"KING-BOWES (01)","AW0-005","AW0",253.56]
[6001230260,"ROSEHILL-ROSE (02)","AW0-006","AW0",253.56]
[6001317315,"WESTERN-GLOBAL (01)","AW0-014","AW0",253.56]
[6001195949,"CARRICK-PYKE (01)","AW0-002","AW0",253.55]
[6001159073,"FAWKNER-ROBERTS (02)","AW0-008","AW0",253.55]
[6001156379,"KITTYHAWK-MOORNA (02)","AW0-008","AW0",253.55]
[6001159156,"FAWKNER-ROBERTS (01)","AW0-008","AW0",253.54]
[6001003766,"FREIGHT-CUSTOM (01)","AW0-014","AW0",253.54]
[6001044871,"INTERNATIONAL-T'PARK (00)","AW0-004","AW0",253.54]
[6001306049,"ROSEHILL-ROSE (02)","AW0-006","AW0",253.54]
[6001042811,"INTERNATIONAL-T'PARK (00)","AW0-004","AW0",253.53]
[6001252427,"INTERNATIONAL-T'PARK (00)","AW0-004","AW0",253.53]
[6001154262,"CLAYTON-MASCOMA (01)","AW0-012","AW0",253.52]
[6001226404,"ROSEHILL-ROSE (02)","AW0-006","AW0",253.52]
[6001199271,"SABRE-GARDEN (01)","AW0-014","AW0",253.52]
[6001154262,"CLAYTON-MASCOMA (01)","AW0-012","AW0",253.51]
[6001190905,"BRAMCOTE-FORMAN (02)","AW0-009","AW0",253.5]
[6001484135,"DROMANA-MATTHEWS (02)","AW0-012","AW0",253.5]
[6001309310,"INTERNATIONAL-T'PARK (00)","AW0-004","AW0",253.5]
[6001281007,"WESTERN 21-GLOBAL (02)","AW0-009","AW0",253.5]
[6001021777,"WILLOWTREE-PERSICA (01)","AW0-006","AW0",253.5]
[6001251535,"AMIS-VISTA (02)","AW0-008","AW0",253.49]
[6001011602,"CLAYTON-MASCOMA (01)","AW0-012","AW0",253.49]
[6001154262,"CLAYTON-MASCOMA (01)","AW0-012","AW0",253.49]
["VDDD001295","FREIGHT-CUSTOM (02)","AW0-014","AW0",253.49]
[6001412175,"JUDITH-BREES (01)","AW0-006","AW0",253.49]
[6001300229,"QUINN-NOGA (02)","AW0-007","AW0",253.49]
[6001306046,"ROSEHILL-ROSE (02)","AW0-006","AW0",253.49]
[6001195062,"SAMARA-ELMHURST (02)","AW0-002","AW0",253.49]
[6001259728,"AMIS-VISTA (02)","AW0-008","AW0",253.48]
[6001009064,"CARRICK-PYKE (02)","AW0-002","AW0",253.48]
[6001197100,"COLLEGE-BREES (02)","AW0-008","AW0",253.48]
[6001476046,"ETZEL-CLYDESDALE (01)","AW0-006","AW0",253.48]
[6001193609,"FREIGHT-CUSTOM (02)","AW0-014","AW0",253.48]
[6001197141,"JUDITH-BREES (01)","AW0-006","AW0",253.48]
[6001480687,"SNYDER-TULLA PARK (02)","AW0-011","AW0",253.48]
[6001230633,"WILLOWTREE-PERSICA (01)","AW0-006","AW0",253.48]
[6001424538,"BEDFORD-PARER (02)","AW0-007","AW0",253.47]
[6001193608,"FREIGHT-CUSTOM (02)","AW0-014","AW0",253.47]
[6001248791,"HILBERT-HARRINGTON (01)","AW0-008","AW0",253.47]
[6001016080,"ROSEHILL-ROSE (02)","AW0-006","AW0",253.47]
[6001195096,"SAMARA-ELMHURST (02)","AW0-002","AW0",253.47]
[6001317300,"WESTERN-GLOBAL (01)","AW0-014","AW0",253.47]
[6001146619,"CAMERON-MATTHEWS (02)","AW0-006","AW0",253.46]
[6001010152,"ELATA-BEVERAGE (01)","AW0-003","AW0",253.46]
[6001159080,"FAWKNER-ROBERTS (02)","AW0-008","AW0",253.46]
[6001278317,"KITTYHAWK-MOORNA (02)","AW0-008","AW0",253.46]
[6001229605,"WILLOWTREE-PERSICA (01)","AW0-006","AW0",253.46]
[6001236585,"CLAYTON-MASCOMA (01)","AW0-012","AW0",253.45]
[6001259178,"ELLEN-RACHELLE (03)","AW0-008","AW0",253.45]
[6001273167,"FAWKNER-BENT (02)","AW0-009","AW0",253.45]
[6001197143,"JUDITH-BREES (01)","AW0-006","AW0",253.45]
[6001193678,"SABRE-GARDEN (01)","AW0-014","AW0",253.45]
[6001198267,"TULLA PARK-ELATA (02)","AW0-011","AW0",253.45]
[6001127327,"AMIS-VISTA (02)","AW0-008","AW0",253.44]
[6001195950,"CARRICK-PYKE (01)","AW0-002","AW0",253.44]
[6001279650,"ETZEL-CLYDESDALE (01)","AW0-006","AW0",253.44]
[6001158936,"FAWKNER-ROBERTS (02)","AW0-008","AW0",253.44]
[6001193595,"FREIGHT-CUSTOM (01)","AW0-014","AW0",253.44]
[6001158869,"HEATHER-DINAH (01)","AW0-006","AW0",253.44]
[6001035896,"INTERNATIONAL-T'PARK (00)","AW0-004","AW0",253.44]
[6001147093,"OAK-CONISTON (01)","AW0-007","AW0",253.44]
[6001236175,"ROSEHILL-ROSE (02)","AW0-006","AW0",253.44]
[6001285997,"WESTERN-GLOBAL (02)","AW0-014","AW0",253.44]
[6001284312,"TRADE PARK-INTERNATIONAL (02)","AW0-004","AW0",253.43]
[6001480681,"BEDFORD-PARER (02)","AW0-007","AW0",253.42]
[6001015059,"CARRICK-PYKE (01)","AW0-002","AW0",253.42]
[6001037639,"CARRICK-PYKE (01)","AW0-002","AW0",253.42]
[6001193609,"FREIGHT-CUSTOM (02)","AW0-014","AW0",253.42]
[6001199418,"KING-BOWES (01)","AW0-005","AW0",253.42]
[6001196569,"PAYNE-RYLANDES (01)","AW0-009","AW0",253.42]
[6001285728,"TRADE PARK-INTERNATIONAL (01)","AW0-004","AW0",253.42]
[6001251452,"WUNNAMURRA-WONGANELA (01)","AW0-008","AW0",253.42]
[6001351174,"CARRICK-PYKE (01)","AW0-002","AW0",253.41]
[6001195830,"CARRICK-PYKE (01)","AW0-002","AW0",253.41]
[6001044923,"FREIGHT-CUSTOM (02)","AW0-014","AW0",253.41]
[6001195823,"HALL-BURBANK (01)","AW0-002","AW0",253.41]
[6001158486,"QUINN-NOGA (01)","AW0-007","AW0",253.41]
[6001158930,"SALTAU-MILLEARA (01)","AW0-008","AW0",253.41]
[6001208651,"CLAYTON-MASCOMA (01)","AW0-012","AW0",253.4]
[6001238274,"FREIGHT-CUSTOM (01)","AW0-014","AW0",253.4]
[6001485366,"ROSEHILL-ROSE (02)","AW0-006","AW0",253.4]
[6001286916,"ROSEHILL-ROSE (02)","AW0-006","AW0",253.4]
[6001159199,"SALTAU-MILLEARA (01)","AW0-008","AW0",253.4]
[6001291833,"TRADE PARK-INTERNATIONAL (02)","AW0-004","AW0",253.4]
[6001317316,"WESTERN-GLOBAL (01)","AW0-014","AW0",253.4]
[6001193598,"FREIGHT-CUSTOM (01)","AW0-014","AW0",253.39]
[6001217676,"JUDITH-BREES (01)","AW0-006","AW0",253.39]
[6001158931,"SALTAU-MILLEARA (01)","AW0-008","AW0",253.39]
[6001197806,"AMIS-VISTA (02)","AW0-008","AW0",253.38]
[6001193679,"SABRE-GARDEN (01)","AW0-014","AW0",253.38]
[6001294201,"TULLA 14-BEVERAGE (01)","AW0-011","AW0",253.38]
[6001195045,"SAMARA-ELMHURST (02)","AW0-002","AW0",253.37]
[6001157071,"WUNNAMURRA-WONGANELA (01)","AW0-008","AW0",253.37]
[6001021661,"AMIS-VISTA (02)","AW0-008","AW0",253.36]
[6001009760,"AMIS-VISTA (02)","AW0-008","AW0",253.36]
[6001010152,"ELATA-BEVERAGE (01)","AW0-003","AW0",253.36]
[6001193604,"FREIGHT-CUSTOM (02)","AW0-014","AW0",253.36]
[6001159197,"SALTAU-MILLEARA (01)","AW0-008","AW0",253.36]
[6001208172,"SALTAU-MILLEARA (01)","AW0-008","AW0",253.36]
[6001444170,"SNYDER-TULLA PARK (02)","AW0-011","AW0",253.36]
[6001148241,"BEDFORD-PARER (02)","AW0-007","AW0",253.35]
[6001193594,"FREIGHT-CUSTOM (01)","AW0-014","AW0",253.35]
[6001195681,"CARRICK-PYKE (01)","AW0-002","AW0",253.34]
[6001265050,"INTERNATIONAL-T'PARK (00)","AW0-004","AW0",253.34]
[6001164789,"ROSEHILL-ROSE (02)","AW0-006","AW0",253.34]
[6001276246,"ROSEHILL-ROSE (02)","AW0-006","AW0",253.34]
[6001197086,"COLLEGE-BREES (02)","AW0-008","AW0",253.33]
[6001284509,"TRADE PARK-INTERNATIONAL (02)","AW0-004","AW0",253.33]
[6001317311,"WESTERN-GLOBAL (01)","AW0-014","AW0",253.33]
[6001336143,"WUNNAMURRA-WONGANELA (01)","AW0-008","AW0",253.33]
[6001196120,"CARRICK-PYKE (02)","AW0-002","AW0",253.32]
[6001014577,"FREIGHT-CUSTOM (01)","AW0-014","AW0",253.32]
[6001193600,"FREIGHT-CUSTOM (01)","AW0-014","AW0",253.32]
[6001003405,"INTERNATIONAL-T'PARK (00)","AW0-004","AW0",253.32]
[6001410256,"OAK-CONISTON (02)","AW0-007","AW0",253.32]
[6001195061,"SAMARA-ELMHURST (02)","AW0-002","AW0",253.32]
[6001286086,"WESTERN-GLOBAL (02)","AW0-014","AW0",253.32]
[6001285997,"WESTERN-GLOBAL (02)","AW0-014","AW0",253.32]
[6001018630,"COLLEGE-BREES (02)","AW0-008","AW0",253.31]
[6001193599,"FREIGHT-CUSTOM (01)","AW0-014","AW0",253.31]
[6001194592,"GREENACRE-AYLESBURY (01)","AW0-002","AW0",253.31]
[6001251903,"HARCOURT-SHERBOURNE (01)","AW0-002","AW0",253.31]
[6001195679,"CARRICK-PYKE (01)","AW0-002","AW0",253.3]
[6001194255,"CARRICK-PYKE (02)","AW0-002","AW0",253.3]
[6001154262,"CLAYTON-MASCOMA (01)","AW0-012","AW0",253.3]
[6001199599,"FREIGHT-CUSTOM (02)","AW0-014","AW0",253.3]
[6001306149,"TRADE PARK-INTERNATIONAL (02)","AW0-004","AW0",253.3]
[6001285003,"WESTERN-GLOBAL (02)","AW0-014","AW0",253.3]
[6001482952,"WUNNAMURRA-WONGANELA (01)","AW0-008","AW0",253.3]
[6001296211,"INTERNATIONAL-T'PARK (00)","AW0-004","AW0",253.29]
[6001265405,"ROSEHILL-ROSE (02)","AW0-006","AW0",253.29]
[6001159658,"EASTLEIGH-NORWOOD (03)","AW0-008","AW0",253.28]
[6001193608,"FREIGHT-CUSTOM (02)","AW0-014","AW0",253.28]
[6001193593,"FREIGHT-CUSTOM (01)","AW0-014","AW0",253.28]
[6001195945,"CARRICK-PYKE (01)","AW0-002","AW0",253.27]
[6001193599,"FREIGHT-CUSTOM (01)","AW0-014","AW0",253.27]
[6001163845,"NEWMAN-HOTHAM (03)","AW0-007","AW0",253.27]
[6001159078,"FAWKNER-ROBERTS (02)","AW0-008","AW0",253.26]
[6001156378,"KITTYHAWK-MOORNA (02)","AW0-008","AW0",253.26]
[6001127369,"KITTYHAWK-MOORNA (02)","AW0-008","AW0",253.26]
[6001193717,"PAYNE-RYLANDES (02)","AW0-009","AW0",253.26]
[6001158478,"QUINN-NOGA (01)","AW0-007","AW0",253.26]
[6001252063,"ROSEHILL-ROSE (02)","AW0-006","AW0",253.26]
[6001285439,"TRADE PARK-INTERNATIONAL (01)","AW0-004","AW0",253.26]
[6001011820,"WESTFIELD-NO2 (00)","AW0-008","AW0",253.26]
[6001157073,"WUNNAMURRA-WONGANELA (01)","AW0-008","AW0",253.26]
[6001259185,"AMIS-VISTA (02)","AW0-008","AW0",253.25]
[6001197084,"COLLEGE-BREES (02)","AW0-008","AW0",253.25]
[6001258760,"FARRELL-RYDER (03)","AW0-006","AW0",253.25]
[6001271842,"INTERNATIONAL-T'PARK (00)","AW0-004","AW0",253.25]
[6001289515,"TRADE PARK-INTERNATIONAL (04)","AW0-004","AW0",253.25]
[6001285996,"WESTERN-GLOBAL (02)","AW0-014","AW0",253.25]
[6001230656,"WILLOWTREE-PERSICA (04)","AW0-006","AW0",253.25]
[6001195806,"CARRICK-PYKE (01)","AW0-002","AW0",253.24]
[6001154246,"CLAYTON-MASCOMA (01)","AW0-012","AW0",253.24]
[6001291902,"ELATA-BEVERAGE (02)","AW0-003","AW0",253.24]
[6001159082,"FAWKNER-ROBERTS (02)","AW0-008","AW0",253.24]
[6001018941,"FREIGHT-CUSTOM (02)","AW0-014","AW0",253.24]
[6001224207,"FREIGHT-CUSTOM (01)","AW0-014","AW0",253.24]
[6001247862,"FREIGHT-CUSTOM (02)","AW0-014","AW0",253.24]
[6001193597,"FREIGHT-CUSTOM (01)","AW0-014","AW0",253.24]
[6001194594,"GREENACRE-AYLESBURY (01)","AW0-002","AW0",253.24]
[6001461182,"HEATHER-DINAH (01)","AW0-006","AW0",253.24]
[6001156384,"KITTYHAWK-MOORNA (02)","AW0-008","AW0",253.24]
[6001285996,"WESTERN-GLOBAL (02)","AW0-014","AW0",253.24]
[6001159092,"FAWKNER-ROBERTS (02)","AW0-008","AW0",253.23]
[6001195360,"HARCOURT-SHERBOURNE (01)","AW0-002","AW0",253.23]
[6001147156,"OAK-CONISTON (02)","AW0-007","AW0",253.23]
[6001147154,"OAK-CONISTON (02)","AW0-007","AW0",253.23]
[6001158932,"SALTAU-MILLEARA (01)","AW0-008","AW0",253.23]
[6001193597,"FREIGHT-CUSTOM (01)","AW0-014","AW0",253.22]
[6001299594,"ELLEN-RACHELLE (03)","AW0-008","AW0",253.21]
[6001154259,"CLAYTON-MASCOMA (01)","AW0-012","AW0",253.2]
[6001147751,"ETZEL-CLYDESDALE (01)","AW0-006","AW0",253.2]
[6001224602,"FAWKNER-ROBERTS (02)","AW0-008","AW0",253.2]
[6001239366,"FREIGHT-CUSTOM (02)","AW0-014","AW0",253.2]
[6001224684,"KITTYHAWK-MOORNA (02)","AW0-008","AW0",253.2]
[6001148582,"NORTH-THOMAS (02)","AW0-007","AW0",253.2]
[6001157074,"WUNNAMURRA-WONGANELA (01)","AW0-008","AW0",253.2]
[6001196116,"CARRICK-PYKE (02)","AW0-002","AW0",253.19]
[6001271863,"FREIGHT-CUSTOM (02)","AW0-014","AW0",253.19]
[6001231461,"FREIGHT-CUSTOM (01)","AW0-014","AW0",253.19]
[6001197152,"JUDITH-BREES (01)","AW0-006","AW0",253.19]
[6001301124,"JUDITH-BREES (01)","AW0-006","AW0",253.19]
[6001226602,"ROSEHILL-ROSE (02)","AW0-006","AW0",253.19]
[6001195060,"SAMARA-ELMHURST (02)","AW0-002","AW0",253.19]
[6001284135,"TRADE PARK-INTERNATIONAL (01)","AW0-004","AW0",253.19]
[6001257700,"CARRICK-PYKE (01)","AW0-002","AW0",253.17]
[6001158753,"ELLEN-RACHELLE (03)","AW0-008","AW0",253.17]
[6001159165,"FAWKNER-ROBERTS (01)","AW0-008","AW0",253.17]
[6001195275,"HARCOURT-SHERBOURNE (02)","AW0-002","AW0",253.17]
[6001333456,"RACHELLE-DINAH (01)","AW0-006","AW0",253.17]
[6001195833,"CARRICK-PYKE (01)","AW0-002","AW0",253.16]
[6001232322,"ELATA-BEVERAGE (01)","AW0-003","AW0",253.16]
[6001159094,"FAWKNER-ROBERTS (02)","AW0-008","AW0",253.16]
["VDDD001298","INTERNATIONAL-T'PARK (00)","AW0-004","AW0",253.16]
[6001406007,"ROSEHILL-ROSE (02)","AW0-006","AW0",253.16]
[6001011820,"WESTFIELD-NO2 (00)","AW0-008","AW0",253.16]
[6001228079,"WILLOWTREE-PERSICA (01)","AW0-006","AW0",253.16]
[6001035359,"WILLOWTREE-PERSICA (04)","AW0-006","AW0",253.16]
[6001209282,"ASSEMBLY-OVATA (00)","AW0-011","AW0",253.15]
[6001235471,"CLAYTON-MASCOMA (01)","AW0-012","AW0",253.15]
[6001016980,"INTERNATIONAL-T'PARK (00)","AW0-004","AW0",253.15]
[6001242582,"LOCK-LAURENCE (02)","AW0-007","AW0",253.15]
[6001422705,"THERESA-CHRISTOPHER (02)","AW0-009","AW0",253.15]
[6001289334,"TRADE PARK-INTERNATIONAL (01)","AW0-004","AW0",253.15]
[6001190894,"BRAMCOTE-FORMAN (02)","AW0-009","AW0",253.14]
[6001244453,"CLAYTON-MASCOMA (01)","AW0-012","AW0",253.14]
[6001195812,"HALL-BURBANK (01)","AW0-002","AW0",253.14]
[6001147152,"OAK-CONISTON (02)","AW0-007","AW0",253.14]
[6001317302,"WESTERN-GLOBAL (01)","AW0-014","AW0",253.14]
[6001154270,"CLAYTON-MASCOMA (01)","AW0-012","AW0",253.13]
[6001477167,"FAWKNER-ROBERTS (02)","AW0-008","AW0",253.13]
[6001428254,"GREENACRE-AYLESBURY (02)","AW0-002","AW0",253.13]
[6001327596,"HENRY-DENNIS (01)","AW0-008","AW0",253.13]
[6001004066,"WYONG-CENTREWAY (02)","AW0-007","AW0",253.13]
[6001195835,"CARRICK-PYKE (01)","AW0-002","AW0",253.12]
[6001003748,"CARRICK-PYKE (03)","AW0-002","AW0",253.12]
[6001159158,"FAWKNER-ROBERTS (01)","AW0-008","AW0",253.12]
[6001199283,"FREIGHT-CUSTOM (01)","AW0-014","AW0",253.12]
[6001158873,"HEATHER-DINAH (01)","AW0-006","AW0",253.12]
[6001149756,"MAY-DAWSON (02)","AW0-004","AW0",253.12]
[6001422315,"THERESA-CHRISTOPHER (02)","AW0-009","AW0",253.12]
[6001215254,"ELATA-BEVERAGE (02)","AW0-003","AW0",253.11]
[6001271863,"FREIGHT-CUSTOM (02)","AW0-014","AW0",253.11]
[6001193599,"FREIGHT-CUSTOM (01)","AW0-014","AW0",253.11]
[6001003774,"INTERNATIONAL-T'PARK (00)","AW0-004","AW0",253.11]
[6001461403,"SNYDER-TULLA PARK (03)","AW0-011","AW0",253.11]
[6001194832,"ARNSIDE-HILLCREST (03)","AW0-014","AW0",253.1]
[6001327910,"ELATA-BEVERAGE (02)","AW0-003","AW0",253.1]
[6001018941,"FREIGHT-CUSTOM (02)","AW0-014","AW0",253.1]
[6001330669,"HIGHRIDGE-ROBERTS (03)","AW0-006","AW0",253.1]
[6001296212,"INTERNATIONAL-T'PARK (00)","AW0-004","AW0",253.1]
[6001158485,"QUINN-NOGA (01)","AW0-007","AW0",253.1]
[6001003770,"INTERNATIONAL-T'PARK (00)","AW0-004","AW0",253.09]
[6001008776,"ELATA-BEVERAGE (01)","AW0-003","AW0",253.08]
[6001008776,"ELATA-BEVERAGE (01)","AW0-003","AW0",253.08]
[6001158871,"HEATHER-DINAH (01)","AW0-006","AW0",253.08]
[6001193769,"PAYNE-RYLANDES (02)","AW0-009","AW0",253.08]
[6001159617,"EASTLEIGH-NORWOOD (03)","AW0-008","AW0",253.07]
[6001015905,"SEXTON-HALSEY (03)","AW0-006","AW0",253.07]
[6001460044,"SNYDER-TULLA PARK (02)","AW0-011","AW0",253.07]
[6001157764,"WYONG-CENTREWAY (02)","AW0-007","AW0",253.07]
[6001323169,"HEATHER-DINAH (01)","AW0-006","AW0",253.06]
[6001224195,"WILLOWTREE-PERSICA (04)","AW0-006","AW0",253.06]
[6001254971,"ETZEL-CLYDESDALE (01)","AW0-006","AW0",253.05]
[6001224207,"FREIGHT-CUSTOM (01)","AW0-014","AW0",253.05]
[6001195278,"HARCOURT-SHERBOURNE (02)","AW0-002","AW0",253.05]
[6001007865,"HILLSIDE-ROBERTS (02)","AW0-007","AW0",253.05]
[6001196841,"KITTYHAWK-MOORNA (02)","AW0-008","AW0",253.05]
[6001249909,"ROSEHILL-ROSE (02)","AW0-006","AW0",253.05]
[6001036803,"WILLOWTREE-PERSICA (04)","AW0-006","AW0",253.05]
[6001281627,"WILLOWTREE-PERSICA (04)","AW0-006","AW0",253.05]
[6001391175,"WUNNAMURRA-WONGANELA (01)","AW0-008","AW0",253.05]
[6001195675,"CARRICK-PYKE (01)","AW0-002","AW0",253.04]
[6001158894,"ELLEN-RACHELLE (01)","AW0-008","AW0",253.04]
[6001197113,"JUDITH-BREES (01)","AW0-006","AW0",253.04]
[6001197144,"JUDITH-BREES (01)","AW0-006","AW0",253.04]
[6001448160,"JUDITH-BREES (01)","AW0-006","AW0",253.04]
[6001341757,"QUINN-NOGA (01)","AW0-007","AW0",253.04]
[6001195094,"SAMARA-ELMHURST (02)","AW0-002","AW0",253.04]
[6001148833,"SEXTON-HALSEY (03)","AW0-006","AW0",253.04]
[6001015838,"WYONG-CENTREWAY (02)","AW0-007","AW0",253.04]
[6001011820,"WESTFIELD-NO2 (00)","AW0-008","AW0",253.03]
[6001290144,"WILLOWTREE-PERSICA (01)","AW0-006","AW0",253.03]
[6001290416,"WILLOWTREE-PERSICA (01)","AW0-006","AW0",253.03]
[6001419779,"ETZEL-CLYDESDALE (01)","AW0-006","AW0",253.02]
[6001156383,"KITTYHAWK-MOORNA (02)","AW0-008","AW0",253.02]
[6001317310,"WESTERN-GLOBAL (01)","AW0-014","AW0",253.02]
[6001236920,"WILLOWTREE-PERSICA (04)","AW0-006","AW0",253.02]
[6001199284,"FREIGHT-CUSTOM (01)","AW0-014","AW0",253.01]
[6001197117,"JUDITH-BREES (01)","AW0-006","AW0",253.01]
[6001193764,"PAYNE-RYLANDES (02)","AW0-009","AW0",253.01]
[6001327828,"RACHELLE-DINAH (01)","AW0-006","AW0",253.01]
[6001164800,"ROSEHILL-ROSE (02)","AW0-006","AW0",253.01]
[6001255439,"WILLOWTREE-PERSICA (01)","AW0-006","AW0",253.01]
[6001015838,"WYONG-CENTREWAY (02)","AW0-007","AW0",253.01]
[6001148213,"BEDFORD-PARER (02)","AW0-007","AW0",253]
[6001198330,"ELATA-BEVERAGE (01)","AW0-003","AW0",253]
[6001410257,"OAK-CONISTON (02)","AW0-007","AW0",253]
[6001193763,"PAYNE-RYLANDES (02)","AW0-009","AW0",253]
[6001190945,"FAWKNER-BENT (02)","AW0-009","AW0",252.99]
[6001045675,"RACHELLE-DINAH (01)","AW0-006","AW0",252.99]
[6001227523,"ROSEHILL-ROSE (02)","AW0-006","AW0",252.99]
[6001281007,"WESTERN 21-GLOBAL (02)","AW0-009","AW0",252.99]
[6001285998,"WESTERN-GLOBAL (02)","AW0-014","AW0",252.99]
[6001149356,"BIRCH-BROADMEADOWS (02)","AW0-012","AW0",252.98]
[6001215254,"ELATA-BEVERAGE (02)","AW0-003","AW0",252.98]
[6001406197,"ETZEL-CLYDESDALE (01)","AW0-006","AW0",252.98]
[6001296210,"INTERNATIONAL-T'PARK (00)","AW0-004","AW0",252.98]
[6001213317,"MURDOCH-HASSETT (01)","AW0-008","AW0",252.98]
[6001158474,"QUINN-NOGA (01)","AW0-007","AW0",252.98]
[6001183643,"ROSEHILL-ROSE (02)","AW0-006","AW0",252.98]
[6001196246,"CARRICK-PYKE (02)","AW0-002","AW0",252.97]
[6001198329,"ELATA-BEVERAGE (01)","AW0-003","AW0",252.97]
[6001195366,"HARCOURT-SHERBOURNE (01)","AW0-002","AW0",252.97]
[6001147711,"HILLSIDE-ROBERTS (02)","AW0-007","AW0",252.97]
[6001216155,"SABRE-GARDEN (01)","AW0-014","AW0",252.97]
[6001262078,"WILLOWTREE-PERSICA (01)","AW0-006","AW0",252.97]
[6001015838,"WYONG-CENTREWAY (02)","AW0-007","AW0",252.97]
[6001250838,"CLAYTON-MASCOMA (01)","AW0-012","AW0",252.96]
[6001393465,"GRANITE-VALLEY LAKE (02)","AW0-007","AW0",252.96]
[6001158067,"HEATHER-DINAH (02)","AW0-006","AW0",252.96]
[6001296210,"INTERNATIONAL-T'PARK (00)","AW0-004","AW0",252.96]
[6001228150,"ROSEHILL-ROSE (02)","AW0-006","AW0",252.96]
[6001230633,"WILLOWTREE-PERSICA (01)","AW0-006","AW0",252.96]
[6001271912,"ELATA-BEVERAGE (01)","AW0-003","AW0",252.95]
[6001199284,"FREIGHT-CUSTOM (01)","AW0-014","AW0",252.95]
[6001013894,"WILLOWTREE-PERSICA (01)","AW0-006","AW0",252.95]
[6001320020,"CAMERON-MATTHEWS (02)","AW0-006","AW0",252.94]
[6001301127,"JUDITH-BREES (01)","AW0-006","AW0",252.94]
[6001317311,"WESTERN-GLOBAL (01)","AW0-014","AW0",252.94]
[6001225233,"WILLOWTREE-PERSICA (04)","AW0-006","AW0",252.94]
[6001195834,"CARRICK-PYKE (01)","AW0-002","AW0",252.93]
[6001195677,"CARRICK-PYKE (01)","AW0-002","AW0",252.93]
[6001428629,"FAWKNER-ROBERTS (01)","AW0-008","AW0",252.93]
[6001192676,"HENDERSON-MELROSE (01)","AW0-004","AW0",252.93]
[6001286585,"JUDITH-BREES (01)","AW0-006","AW0",252.93]
[6001410255,"OAK-CONISTON (02)","AW0-007","AW0",252.93]
[6001228469,"ROSEHILL-ROSE (02)","AW0-006","AW0",252.93]
[6001461403,"SNYDER-TULLA PARK (03)","AW0-011","AW0",252.93]
[6001217295,"WYONG-CENTREWAY (00)","AW0-007","AW0",252.93]
[6001154243,"CLAYTON-MASCOMA (01)","AW0-012","AW0",252.92]
[6001266866,"COLLEGE-BREES (02)","AW0-008","AW0",252.92]
[6001232322,"ELATA-BEVERAGE (01)","AW0-003","AW0",252.92]
[6001158758,"ELLEN-RACHELLE (01)","AW0-008","AW0",252.92]
[6001260274,"FREIGHT-CUSTOM (01)","AW0-014","AW0",252.92]
[6001195273,"HARCOURT-SHERBOURNE (02)","AW0-002","AW0",252.92]
[6001414749,"ROSEHILL-ROSE (02)","AW0-006","AW0",252.92]
[6001195194,"SAMARA-ELMHURST (01)","AW0-002","AW0",252.92]
[6001482866,"SNYDER-TULLA PARK (02)","AW0-011","AW0",252.92]
[6001285997,"WESTERN-GLOBAL (02)","AW0-014","AW0",252.92]
[6001271912,"ELATA-BEVERAGE (01)","AW0-003","AW0",252.91]
[6001193604,"FREIGHT-CUSTOM (02)","AW0-014","AW0",252.91]
[6001418744,"OAK-CONISTON (02)","AW0-007","AW0",252.91]
[6001327910,"ELATA-BEVERAGE (02)","AW0-003","AW0",252.9]
[6001493901,"FAWKNER-ROBERTS (01)","AW0-008","AW0",252.9]
[6001296212,"INTERNATIONAL-T'PARK (00)","AW0-004","AW0",252.9]
["VDDD001298","INTERNATIONAL-T'PARK (00)","AW0-004","AW0",252.9]
[6001158565,"JUDITH-BREES (02)","AW0-006","AW0",252.9]
[6001017119,"ROSEHILL-ROSE (02)","AW0-006","AW0",252.9]
[6001195050,"SAMARA-ELMHURST (02)","AW0-002","AW0",252.9]
[6001317303,"WESTERN-GLOBAL (01)","AW0-014","AW0",252.9]
[6001227419,"WILLOWTREE-PERSICA (04)","AW0-006","AW0",252.9]
[6001284417,"WILLOWTREE-PERSICA (04)","AW0-006","AW0",252.9]
[6001236920,"WILLOWTREE-PERSICA (04)","AW0-006","AW0",252.9]
[6001157754,"WYONG-CENTREWAY (01)","AW0-007","AW0",252.9]
[6001009630,"WYONG-CENTREWAY (02)","AW0-007","AW0",252.9]
[6001260274,"FREIGHT-CUSTOM (01)","AW0-014","AW0",252.89]
[6001195056,"SAMARA-ELMHURST (02)","AW0-002","AW0",252.89]
[6001306148,"TRADE PARK-INTERNATIONAL (02)","AW0-004","AW0",252.89]
[6001317310,"WESTERN-GLOBAL (01)","AW0-014","AW0",252.89]
[6001009534,"WILLOWTREE-PERSICA (04)","AW0-006","AW0",252.89]
[6001230542,"WILLOWTREE-PERSICA (01)","AW0-006","AW0",252.89]
[6001317315,"WESTERN-GLOBAL (01)","AW0-014","AW0",252.88]
[6001002029,"WYONG-CENTREWAY (02)","AW0-007","AW0",252.88]
[6001159162,"FAWKNER-ROBERTS (01)","AW0-008","AW0",252.87]
[6001301857,"HENRY-DENNIS (01)","AW0-008","AW0",252.87]
[6001228044,"WILLOWTREE-PERSICA (01)","AW0-006","AW0",252.87]
[6001405447,"WYONG-CENTREWAY (01)","AW0-007","AW0",252.87]
[6001198326,"ASSEMBLY-OVATA (00)","AW0-011","AW0",252.86]
[6001148773,"COPE-MOORE (02)","AW0-001","AW0",252.86]
[6001008776,"ELATA-BEVERAGE (01)","AW0-003","AW0",252.86]
[6001199271,"SABRE-GARDEN (01)","AW0-014","AW0",252.86]
[6001325326,"SALTAU-MILLEARA (01)","AW0-008","AW0",252.86]
[6001288371,"TRADE PARK-INTERNATIONAL (02)","AW0-004","AW0",252.86]
[6001453566,"WESTERN AVE-P30A (00)","AW0-014","AW0",252.86]
[6001035359,"WILLOWTREE-PERSICA (04)","AW0-006","AW0",252.86]
[6001258138,"AMIS-VISTA (02)","AW0-008","AW0",252.85]
[6001198328,"ELATA-BEVERAGE (01)","AW0-003","AW0",252.85]
[6001403570,"HEATHER-DINAH (01)","AW0-006","AW0",252.85]
[6001284709,"TRADE PARK-INTERNATIONAL (01)","AW0-004","AW0",252.85]
[6001466601,"WESTERN-QUARRY (00)","AW0-014","AW0",252.85]
[6001454452,"WYONG-CENTREWAY (02)","AW0-007","AW0",252.85]
[6001157789,"WYONG-CENTREWAY (02)","AW0-007","AW0",252.85]
[6001195013,"CARRICK-PYKE (01)","AW0-002","AW0",252.84]
[6001240359,"SEXTON-HALSEY (02)","AW0-006","AW0",252.84]
[6001284708,"TRADE PARK-INTERNATIONAL (01)","AW0-004","AW0",252.84]
[6001285140,"TRADE PARK-INTERNATIONAL (01)","AW0-004","AW0",252.84]
[6001317299,"WESTERN-GLOBAL (01)","AW0-014","AW0",252.84]
[6001317316,"WESTERN-GLOBAL (01)","AW0-014","AW0",252.84]
[6001154234,"CLAYTON-MASCOMA (01)","AW0-012","AW0",252.83]
[6001239366,"FREIGHT-CUSTOM (02)","AW0-014","AW0",252.83]
[6001285996,"WESTERN-GLOBAL (02)","AW0-014","AW0",252.83]
[6001402080,"WYONG-CENTREWAY (02)","AW0-007","AW0",252.83]
[6001198330,"ELATA-BEVERAGE (01)","AW0-003","AW0",252.82]
[6001158897,"ELLEN-RACHELLE (03)","AW0-008","AW0",252.82]
[6001193345,"TANGEMERE-MICKLEHAM (02)","AW0-009","AW0",252.82]
[6001285728,"TRADE PARK-INTERNATIONAL (01)","AW0-004","AW0",252.82]
[6001317301,"WESTERN-GLOBAL (01)","AW0-014","AW0",252.82]
[6001317312,"WESTERN-GLOBAL (01)","AW0-014","AW0",252.82]
[6001227102,"WILLOWTREE-PERSICA (04)","AW0-006","AW0",252.82]
[6001195008,"CARRICK-PYKE (01)","AW0-002","AW0",252.81]
[6001195682,"CARRICK-PYKE (02)","AW0-002","AW0",252.81]
[6001296213,"INTERNATIONAL-T'PARK (00)","AW0-004","AW0",252.81]
[6001036500,"LINDAWAY-MELROSE 1 (00)","AW0-002","AW0",252.81]
[6001289411,"TRADE PARK-INTERNATIONAL (04)","AW0-004","AW0",252.81]
[6001289001,"TRADE PARK-INTERNATIONAL (01)","AW0-004","AW0",252.81]
[6001264658,"WUNNAMURRA-WONGANELA (01)","AW0-008","AW0",252.81]
[6001154252,"CLAYTON-MASCOMA (01)","AW0-012","AW0",252.8]
[6001159090,"FAWKNER-ROBERTS (02)","AW0-008","AW0",252.8]
[6001158867,"HEATHER-DINAH (01)","AW0-006","AW0",252.8]
[6001207335,"INTERNATIONAL-T'PARK (00)","AW0-004","AW0",252.8]
[6001276181,"WYONG-CENTREWAY (02)","AW0-007","AW0",252.8]
[6001452030,"KITTYHAWK-MOORNA (02)","AW0-008","AW0",252.79]
[6001195196,"SAMARA-ELMHURST (01)","AW0-002","AW0",252.79]
[6001195058,"SAMARA-ELMHURST (02)","AW0-002","AW0",252.79]
[6001286173,"WILLOWTREE-PERSICA (01)","AW0-006","AW0",252.79]
[6001208218,"ELATA-BEVERAGE (01)","AW0-003","AW0",252.78]
[6001021133,"ELATA-BEVERAGE (02)","AW0-003","AW0",252.78]
[6001193608,"FREIGHT-CUSTOM (02)","AW0-014","AW0",252.78]
[6001281668,"ROSEHILL-ROSE (02)","AW0-006","AW0",252.78]
[6001228079,"WILLOWTREE-PERSICA (01)","AW0-006","AW0",252.78]
[6001132787,"WOODSTOCK-GLADSTONE (01)","AW0-002","AW0",252.78]
[6001190601,"COPELAND-BAMFORD (01)","AW0-014","AW0",252.77]
[6001195220,"SAMARA-ELMHURST (01)","AW0-002","AW0",252.77]
[6001294200,"TULLA 14-BEVERAGE (01)","AW0-011","AW0",252.77]
[6001285053,"WESTERN-GLOBAL (02)","AW0-014","AW0",252.77]
[6001317312,"WESTERN-GLOBAL (01)","AW0-014","AW0",252.77]
[6001198318,"ASSEMBLY-OVATA (00)","AW0-011","AW0",252.76]
[6001042275,"CARRICK-PYKE (01)","AW0-002","AW0",252.76]
[6001154233,"CLAYTON-MASCOMA (01)","AW0-012","AW0",252.76]
[6001226500,"ELATA-BEVERAGE (01)","AW0-003","AW0",252.76]
[6001198329,"ELATA-BEVERAGE (01)","AW0-003","AW0",252.76]
[6001193593,"FREIGHT-CUSTOM (01)","AW0-014","AW0",252.76]
[6001147035,"HIGHRIDGE-ROBERTS (03)","AW0-006","AW0",252.76]
[6001207335,"INTERNATIONAL-T'PARK (00)","AW0-004","AW0",252.76]
[6001284312,"TRADE PARK-INTERNATIONAL (02)","AW0-004","AW0",252.76]
[6001285998,"WESTERN-GLOBAL (02)","AW0-014","AW0",252.76]
[6001157774,"WYONG-CENTREWAY (02)","AW0-007","AW0",252.76]
[6001195832,"CARRICK-PYKE (01)","AW0-002","AW0",252.75]
[6001284509,"TRADE PARK-INTERNATIONAL (02)","AW0-004","AW0",252.75]
[6001264169,"WYONG-CENTREWAY (02)","AW0-007","AW0",252.75]
[6001199698,"ASSEMBLY-OVATA (00)","AW0-011","AW0",252.74]
[6001199698,"ASSEMBLY-OVATA (00)","AW0-011","AW0",252.74]
[6001322549,"ETZEL-CLYDESDALE (01)","AW0-006","AW0",252.74]
[6001147204,"MCNAMARA-PETERS (03)","AW0-007","AW0",252.74]
[6001193678,"SABRE-GARDEN (01)","AW0-014","AW0",252.74]
[6001217294,"WYONG-CENTREWAY (00)","AW0-007","AW0",252.74]
[6001226500,"ELATA-BEVERAGE (01)","AW0-003","AW0",252.73]
[6001190944,"FAWKNER-BENT (02)","AW0-009","AW0",252.73]
[6001332339,"OAK-CONISTON (02)","AW0-007","AW0",252.73]
[6001281822,"TRADE PARK-INTERNATIONAL (04)","AW0-004","AW0",252.73]
[6001158865,"HEATHER-DINAH (01)","AW0-006","AW0",252.72]
[6001296213,"INTERNATIONAL-T'PARK (00)","AW0-004","AW0",252.72]
[6001306150,"TRADE PARK-INTERNATIONAL (02)","AW0-004","AW0",252.72]
[6001271912,"ELATA-BEVERAGE (01)","AW0-003","AW0",252.71]
[6001159167,"FAWKNER-ROBERTS (01)","AW0-008","AW0",252.71]
[6001195085,"SAMARA-ELMHURST (02)","AW0-002","AW0",252.71]
[6001317314,"WESTERN-GLOBAL (01)","AW0-014","AW0",252.71]
[6001317313,"WESTERN-GLOBAL (01)","AW0-014","AW0",252.71]
[6001154260,"CLAYTON-MASCOMA (01)","AW0-012","AW0",252.7]
[6001459566,"ELLEN-RACHELLE (01)","AW0-008","AW0",252.7]
[6001195204,"SAMARA-ELMHURST (01)","AW0-002","AW0",252.7]
[6001197931,"THE CROSSWAY-PARK (01)","AW0-008","AW0",252.7]
[6001317300,"WESTERN-GLOBAL (01)","AW0-014","AW0",252.7]
[6001227883,"ROSEHILL-ROSE (02)","AW0-006","AW0",252.69]
[6001292745,"WILLOWTREE-PERSICA (01)","AW0-006","AW0",252.69]
[6001272948,"WYONG-CENTREWAY (02)","AW0-007","AW0",252.69]
[6001478181,"BEDFORD-PARER (02)","AW0-007","AW0",252.68]
[6001195356,"HARCOURT-SHERBOURNE (01)","AW0-002","AW0",252.68]
[6001003772,"INTERNATIONAL-T'PARK (00)","AW0-004","AW0",252.68]
[6001400073,"NEWMAN-HOTHAM (03)","AW0-007","AW0",252.68]
[6001147089,"OAK-CONISTON (01)","AW0-007","AW0",252.68]
[6001289334,"TRADE PARK-INTERNATIONAL (01)","AW0-004","AW0",252.68]
[6001194884,"WESTERN-GLOBAL (02)","AW0-014","AW0",252.68]
[6001183730,"WILLOWTREE-PERSICA (04)","AW0-006","AW0",252.68]
[6001247780,"WILLOWTREE-PERSICA (04)","AW0-006","AW0",252.68]
[6001158480,"QUINN-NOGA (01)","AW0-007","AW0",252.67]
[6001195941,"CARRICK-PYKE (01)","AW0-002","AW0",252.66]
[6001197112,"COLLEGE-BREES (02)","AW0-008","AW0",252.66]
[6001247862,"FREIGHT-CUSTOM (02)","AW0-014","AW0",252.66]
[6001193728,"PAYNE-RYLANDES (02)","AW0-009","AW0",252.66]
[6001227844,"ROSEHILL-ROSE (02)","AW0-006","AW0",252.66]
[6001159619,"EASTLEIGH-NORWOOD (03)","AW0-008","AW0",252.65]
[6001199289,"INTERNATIONAL-T'PARK (00)","AW0-004","AW0",252.65]
[6001395041,"OAK-CONISTON (01)","AW0-007","AW0",252.65]
[6001227969,"ROSEHILL-ROSE (02)","AW0-006","AW0",252.65]
[6001285439,"TRADE PARK-INTERNATIONAL (01)","AW0-004","AW0",252.65]
[6001284417,"WILLOWTREE-PERSICA (04)","AW0-006","AW0",252.65]
[6001159198,"SALTAU-MILLEARA (01)","AW0-008","AW0",252.64]
[6001197902,"THE CROSSWAY-PARK (01)","AW0-008","AW0",252.64]
[6001336936,"WYONG-CENTREWAY (02)","AW0-007","AW0",252.64]
[6001003748,"CARRICK-PYKE (03)","AW0-002","AW0",252.63]
[6001262847,"FAWKNER-BENT (02)","AW0-009","AW0",252.63]
[6001158890,"HEATHER-DINAH (01)","AW0-006","AW0",252.63]
[6001252427,"INTERNATIONAL-T'PARK (00)","AW0-004","AW0",252.63]
[6001193730,"PAYNE-RYLANDES (02)","AW0-009","AW0",252.63]
[6001195054,"SAMARA-ELMHURST (02)","AW0-002","AW0",252.63]
[6001255803,"BEVERAGE-TULLA PARK (03)","AW0-003","AW0",252.62]
[6001195271,"HARCOURT-SHERBOURNE (02)","AW0-002","AW0",252.62]
[6001148309,"HILBERT-HARRINGTON (01)","AW0-008","AW0",252.62]
[6001148892,"MOORE 9-MATTHEWS (01)","AW0-012","AW0",252.62]
[6001148893,"MOORE 9-MATTHEWS (01)","AW0-012","AW0",252.62]
[6001195203,"SAMARA-ELMHURST (01)","AW0-002","AW0",252.62]
[6001317315,"WESTERN-GLOBAL (01)","AW0-014","AW0",252.62]
[6001228003,"WILLOWTREE-PERSICA (04)","AW0-006","AW0",252.62]
[6001219265,"COLLEGE-BREES (02)","AW0-008","AW0",252.61]
[6001291902,"ELATA-BEVERAGE (02)","AW0-003","AW0",252.61]
[6001159095,"FAWKNER-ROBERTS (02)","AW0-008","AW0",252.61]
[6001305701,"GOWANBRAE-SEGGAN (04)","AW0-012","AW0",252.61]
[6001158476,"QUINN-NOGA (01)","AW0-007","AW0",252.61]
[6001163996,"FARRELL-RYDER (03)","AW0-006","AW0",252.6]
[6001305707,"GOWANBRAE-SEGGAN (04)","AW0-012","AW0",252.6]
[6001003406,"INTERNATIONAL-T'PARK (00)","AW0-004","AW0",252.6]
[6001252427,"INTERNATIONAL-T'PARK (00)","AW0-004","AW0",252.6]
[6001420894,"SEXTON-HALSEY (03)","AW0-006","AW0",252.6]
[6001299193,"TULLA 14-BEVERAGE (01)","AW0-011","AW0",252.6]
[6001154236,"CLAYTON-MASCOMA (01)","AW0-012","AW0",252.59]
[6001198333,"ELATA-BEVERAGE (01)","AW0-003","AW0",252.59]
[6001193595,"FREIGHT-CUSTOM (01)","AW0-014","AW0",252.59]
[6001350896,"JUDITH-BREES (01)","AW0-006","AW0",252.59]
[6001149768,"MAY-DAWSON (01)","AW0-004","AW0",252.59]
[6001239637,"MOORE 9-MATTHEWS (01)","AW0-012","AW0",252.59]
[6001193679,"SABRE-GARDEN (01)","AW0-014","AW0",252.59]
[6001197359,"THE CROSSWAY-VISTA (02)","AW0-008","AW0",252.59]
[6001199249,"CARRICK-PYKE (01)","AW0-002","AW0",252.58]
[6001197333,"COLLEGE-BREES (02)","AW0-008","AW0",252.58]
[6001014577,"FREIGHT-CUSTOM (01)","AW0-014","AW0",252.58]
[6001193594,"FREIGHT-CUSTOM (01)","AW0-014","AW0",252.58]
[6001454551,"OAK-CONISTON (02)","AW0-007","AW0",252.58]
[6001194886,"WESTERN-GLOBAL (02)","AW0-014","AW0",252.58]
[6001018276,"HARCOURT-SHERBOURNE (02)","AW0-002","AW0",252.57]
[6001022870,"JUDITH-BREES (01)","AW0-006","AW0",252.57]
[6001195310,"HARCOURT-SHERBOURNE (02)","AW0-002","AW0",252.56]
[6001147087,"OAK-CONISTON (01)","AW0-007","AW0",252.56]
[6001291833,"TRADE PARK-INTERNATIONAL (02)","AW0-004","AW0",252.56]
[6001194884,"WESTERN-GLOBAL (02)","AW0-014","AW0",252.56]
[6001230264,"WILLOWTREE-PERSICA (04)","AW0-006","AW0",252.56]
[6001194817,"ARNSIDE-HILLCREST (03)","AW0-014","AW0",252.55]
[6001403734,"COHEN-GROVES (01)","AW0-008","AW0",252.55]
[6001323529,"MARIGOLD-ALDER (02)","AW0-012","AW0",252.55]
[6001299193,"TULLA 14-BEVERAGE (01)","AW0-011","AW0",252.55]
[6001198267,"TULLA PARK-ELATA (02)","AW0-011","AW0",252.55]
[6001285003,"WESTERN-GLOBAL (02)","AW0-014","AW0",252.55]
[6001253241,"FAWKNER-ROBERTS (01)","AW0-008","AW0",252.54]
[6001150080,"MELROSE-CATHERINE (01)","AW0-004","AW0",252.54]
[6001229605,"WILLOWTREE-PERSICA (01)","AW0-006","AW0",252.54]
[6001281627,"WILLOWTREE-PERSICA (04)","AW0-006","AW0",252.54]
[6001197813,"AMIS-VISTA (02)","AW0-008","AW0",252.53]
[6001328925,"OAK-CONISTON (01)","AW0-007","AW0",252.53]
[6001198322,"ASSEMBLY-OVATA (00)","AW0-011","AW0",252.52]
[6001428629,"FAWKNER-ROBERTS (01)","AW0-008","AW0",252.52]
[6001158863,"HEATHER-DINAH (01)","AW0-006","AW0",252.52]
[6001346777,"HEATHER-DINAH (01)","AW0-006","AW0",252.52]
[6001154185,"LOCKHEED-BOEING (02)","AW0-012","AW0",252.52]
[6001466601,"WESTERN-QUARRY (00)","AW0-014","AW0",252.52]
[6001417116,"WYONG-CENTREWAY (02)","AW0-007","AW0",252.52]
[6001154335,"LOCKHEED-BOEING (02)","AW0-012","AW0",252.51]
[6001147098,"OAK-CONISTON (01)","AW0-007","AW0",252.51]
[6001157220,"RACHELLE-NICOLA (02)","AW0-007","AW0",252.51]
[6001016980,"INTERNATIONAL-T'PARK (00)","AW0-004","AW0",252.5]
[6001147094,"OAK-CONISTON (01)","AW0-007","AW0",252.5]
[6001159200,"SALTAU-MILLEARA (01)","AW0-008","AW0",252.5]
[6001287428,"WILLOWTREE-PERSICA (04)","AW0-006","AW0",252.5]
[6001157789,"WYONG-CENTREWAY (02)","AW0-007","AW0",252.5]
[6001227027,"CLAYTON-MASCOMA (01)","AW0-012","AW0",252.49]
[6001195361,"HARCOURT-SHERBOURNE (01)","AW0-002","AW0",252.49]
[6001003772,"INTERNATIONAL-T'PARK (00)","AW0-004","AW0",252.49]
[6001004366,"INTERNATIONAL-T'PARK (00)","AW0-004","AW0",252.49]
[6001164792,"ROSEHILL-ROSE (02)","AW0-006","AW0",252.49]
[6001198317,"ASSEMBLY-OVATA (00)","AW0-011","AW0",252.48]
[6001247090,"ELATA-BEVERAGE (01)","AW0-003","AW0",252.48]
[6001159994,"SALTAU-MILLEARA (02)","AW0-008","AW0",252.48]
[6001195065,"SAMARA-ELMHURST (02)","AW0-002","AW0",252.48]
[6001433385,"THERESA-CHRISTOPHER (01)","AW0-009","AW0",252.48]
[6001284135,"TRADE PARK-INTERNATIONAL (01)","AW0-004","AW0",252.48]
[6001294200,"TULLA 14-BEVERAGE (01)","AW0-011","AW0",252.48]
[6001003306,"WYONG-CENTREWAY (02)","AW0-007","AW0",252.48]
[6001003867,"ELATA-BEVERAGE (02)","AW0-003","AW0",252.47]
[6001164001,"FARRELL-RYDER (03)","AW0-006","AW0",252.47]
[6001413200,"HEATHER-DINAH (01)","AW0-006","AW0",252.47]
[6001148310,"HILBERT-HARRINGTON (01)","AW0-008","AW0",252.47]
[6001195633,"SOUTH CIRCULAR-CARRICK (01)","AW0-002","AW0",252.47]
[6001044581,"WILLOWTREE-PERSICA (01)","AW0-006","AW0",252.47]
[6001020875,"ARNSIDE-HILLCREST (03)","AW0-014","AW0",252.46]
[6001260479,"INTERNATIONAL-T'PARK (00)","AW0-004","AW0",252.46]
[6001209282,"ASSEMBLY-OVATA (00)","AW0-011","AW0",252.45]
[6001164005,"FARRELL-RYDER (03)","AW0-006","AW0",252.45]
[6001042811,"INTERNATIONAL-T'PARK (00)","AW0-004","AW0",252.45]
[6001228002,"WILLOWTREE-PERSICA (04)","AW0-006","AW0",252.45]
[6001157768,"WYONG-CENTREWAY (02)","AW0-007","AW0",252.45]
[6001158431,"DAVID-RACHELLE (03)","AW0-007","AW0",252.44]
[6001296211,"INTERNATIONAL-T'PARK (00)","AW0-004","AW0",252.44]
[6001322764,"MOORE 9-MATTHEWS (01)","AW0-012","AW0",252.44]
[6001007660,"WILLOWTREE-PERSICA (01)","AW0-006","AW0",252.44]
[6001224889,"WILLOWTREE-PERSICA (04)","AW0-006","AW0",252.44]
[6001291132,"ETZEL-CLYDESDALE (01)","AW0-006","AW0",252.43]
[6001149754,"MAY-DAWSON (02)","AW0-004","AW0",252.43]
[6001324520,"VALLEY LAKE-STEELE CREEK (01)","AW0-007","AW0",252.43]
[6001198331,"ELATA-BEVERAGE (02)","AW0-003","AW0",252.42]
[6001265050,"INTERNATIONAL-T'PARK (00)","AW0-004","AW0",252.42]
[6001003406,"INTERNATIONAL-T'PARK (00)","AW0-004","AW0",252.42]
[6001020762,"TULLA PARK-ELATA (02)","AW0-011","AW0",252.42]
[6001285003,"WESTERN-GLOBAL (02)","AW0-014","AW0",252.42]
[6001159159,"FAWKNER-ROBERTS (01)","AW0-008","AW0",252.41]
[6001403725,"GRANITE-VALLEY LAKE (02)","AW0-007","AW0",252.41]
[6001148031,"HIGHRIDGE-ROBERTS (01)","AW0-006","AW0",252.41]
[6001147346,"MCNAMARA-ROBERTS (02)","AW0-006","AW0",252.41]
[6001148899,"MOORE 9-MATTHEWS (01)","AW0-012","AW0",252.41]
[6001230631,"WILLOWTREE-PERSICA (04)","AW0-006","AW0",252.41]
[6001021133,"ELATA-BEVERAGE (02)","AW0-003","AW0",252.4]
[6001198328,"ELATA-BEVERAGE (01)","AW0-003","AW0",252.4]
[6001126529,"FREIGHT-CUSTOM (02)","AW0-014","AW0",252.4]
[6001276130,"HART-BOWES (02)","AW0-006","AW0",252.4]
[6001194889,"WESTERN-GLOBAL (02)","AW0-014","AW0",252.4]
[6001010119,"COLLEGE-BREES (02)","AW0-008","AW0",252.39]
[6001477168,"FAWKNER-ROBERTS (02)","AW0-008","AW0",252.39]
[6001436262,"WYONG-CENTREWAY (01)","AW0-007","AW0",252.39]
[6001311252,"BRAMCOTE-FORMAN (01)","AW0-009","AW0",252.38]
[6001158864,"HEATHER-DINAH (01)","AW0-006","AW0",252.38]
[6001163846,"NEWMAN-HOTHAM (03)","AW0-007","AW0",252.38]
[6001197811,"AMIS-VISTA (02)","AW0-008","AW0",252.37]
[6001148035,"HIGHRIDGE-ROBERTS (01)","AW0-006","AW0",252.37]
[6001196844,"KITTYHAWK-MOORNA (02)","AW0-008","AW0",252.37]
[6001164798,"ROSEHILL-ROSE (02)","AW0-006","AW0",252.37]
[6001199249,"CARRICK-PYKE (01)","AW0-002","AW0",252.36]
[6001247090,"ELATA-BEVERAGE (01)","AW0-003","AW0",252.36]
[6001159160,"FAWKNER-ROBERTS (01)","AW0-008","AW0",252.36]
[6001265050,"INTERNATIONAL-T'PARK (00)","AW0-004","AW0",252.36]
[6001003774,"INTERNATIONAL-T'PARK (00)","AW0-004","AW0",252.36]
[6001271842,"INTERNATIONAL-T'PARK (00)","AW0-004","AW0",252.36]
[6001164792,"ROSEHILL-ROSE (02)","AW0-006","AW0",252.36]
[6001149971,"THERESA-CHRISTOPHER (01)","AW0-009","AW0",252.36]
[6001147498,"HILBERT-HARRINGTON (01)","AW0-008","AW0",252.35]
[6001022368,"HILLSIDE-ROBERTS (02)","AW0-007","AW0",252.35]
[6001260479,"INTERNATIONAL-T'PARK (00)","AW0-004","AW0",252.35]
[6001330094,"PUMICE-OLIVINE (01)","AW0-007","AW0",252.35]
[6001149970,"THERESA-CHRISTOPHER (01)","AW0-009","AW0",252.35]
[6001149973,"THERESA-CHRISTOPHER (01)","AW0-009","AW0",252.35]
[6001195679,"CARRICK-PYKE (01)","AW0-002","AW0",252.34]
[6001307532,"EASTLEIGH-NORWOOD (03)","AW0-008","AW0",252.34]
[6001198331,"ELATA-BEVERAGE (02)","AW0-003","AW0",252.34]
[6001232100,"INTERNATIONAL-T'PARK (00)","AW0-004","AW0",252.34]
[6001192777,"INTERNATIONAL-T'PARK (00)","AW0-004","AW0",252.34]
[6001284132,"WYONG-CENTREWAY (02)","AW0-007","AW0",252.34]
[6001347713,"WYONG-CENTREWAY (02)","AW0-007","AW0",252.34]
[6001209282,"ASSEMBLY-OVATA (00)","AW0-011","AW0",252.33]
[6001194258,"CARRICK-PYKE (02)","AW0-002","AW0",252.33]
[6001240765,"CARRICK-PYKE (02)","AW0-002","AW0",252.33]
[6001347714,"WYONG-CENTREWAY (02)","AW0-007","AW0",252.33]
[6001149975,"THERESA-CHRISTOPHER (01)","AW0-009","AW0",252.32]
[6001157750,"WYONG-CENTREWAY (01)","AW0-007","AW0",252.32]
[6001183826,"WYONG-CENTREWAY (02)","AW0-007","AW0",252.32]
[6001154204,"CLAYTON-MASCOMA (01)","AW0-012","AW0",252.31]
[6001193609,"FREIGHT-CUSTOM (02)","AW0-014","AW0",252.31]
[6001252619,"NEWMAN-HOTHAM (01)","AW0-007","AW0",252.31]
[6001147087,"OAK-CONISTON (01)","AW0-007","AW0",252.31]
[6001348397,"PETERBOROUGH-TRINITY (03)","AW0-009","AW0",252.31]
[6001149664,"THERESA-CHRISTOPHER (02)","AW0-009","AW0",252.31]
[6001157757,"WYONG-CENTREWAY (01)","AW0-007","AW0",252.31]
[6001157759,"WYONG-CENTREWAY (01)","AW0-007","AW0",252.31]
[6001198333,"ELATA-BEVERAGE (01)","AW0-003","AW0",252.3]
[6001493902,"FAWKNER-ROBERTS (01)","AW0-008","AW0",252.3]
[6001157784,"WYONG-CENTREWAY (02)","AW0-007","AW0",252.3]
[6001194256,"CARRICK-PYKE (02)","AW0-002","AW0",252.29]
[6001199484,"ELATA-BEVERAGE (01)","AW0-003","AW0",252.29]
[6001003867,"ELATA-BEVERAGE (02)","AW0-003","AW0",252.29]
[6001042811,"INTERNATIONAL-T'PARK (00)","AW0-004","AW0",252.29]
[6001148901,"MOORE 9-MATTHEWS (01)","AW0-012","AW0",252.29]
[6001193761,"PAYNE-RYLANDES (02)","AW0-009","AW0",252.29]
[6001347712,"WYONG-CENTREWAY (02)","AW0-007","AW0",252.29]
[6001281003,"BEVERAGE-TULLA PARK (01)","AW0-003","AW0",252.28]
[6001194264,"CARRICK-PYKE (02)","AW0-002","AW0",252.28]
[6001247090,"ELATA-BEVERAGE (01)","AW0-003","AW0",252.28]
[6001467807,"ETZEL-CLYDESDALE (01)","AW0-006","AW0",252.28]
[6001193598,"FREIGHT-CUSTOM (01)","AW0-014","AW0",252.28]
[6001158620,"JUDITH-BREES (02)","AW0-006","AW0",252.28]
[6001003835,"KING-BOWES (01)","AW0-005","AW0",252.28]
[6001237144,"WYONG-CENTREWAY (01)","AW0-007","AW0",252.28]
[6001313123,"WYONG-CENTREWAY (01)","AW0-007","AW0",252.28]
[6001197804,"AMIS-VISTA (02)","AW0-008","AW0",252.26]
[6001476833,"BEVERAGE-TULLA PARK (01)","AW0-003","AW0",252.26]
[6001293687,"COVENTRY-MALVERN (02)","AW0-012","AW0",252.26]
[6001305703,"GOWANBRAE-SEGGAN (04)","AW0-012","AW0",252.26]
[6001211812,"HALL-BURBANK (02)","AW0-002","AW0",252.26]
[6001192777,"INTERNATIONAL-T'PARK (00)","AW0-004","AW0",252.26]
[6001289411,"TRADE PARK-INTERNATIONAL (04)","AW0-004","AW0",252.26]
[6001197808,"AMIS-VISTA (02)","AW0-008","AW0",252.25]
[6001154246,"CLAYTON-MASCOMA (01)","AW0-012","AW0",252.25]
[6001035896,"INTERNATIONAL-T'PARK (00)","AW0-004","AW0",252.25]
[6001199820,"KITTYHAWK-MOORNA (02)","AW0-008","AW0",252.25]
[6001147163,"OAK-CONISTON (02)","AW0-007","AW0",252.25]
[6001231305,"ROSEHILL-ROSE (02)","AW0-006","AW0",252.25]
[6001252063,"ROSEHILL-ROSE (02)","AW0-006","AW0",252.25]
[6001149665,"THERESA-CHRISTOPHER (02)","AW0-009","AW0",252.25]
[6001197793,"AMIS-VISTA (02)","AW0-008","AW0",252.24]
[6001195331,"HARCOURT-SHERBOURNE (02)","AW0-002","AW0",252.24]
[6001147034,"HIGHRIDGE-ROBERTS (03)","AW0-006","AW0",252.24]
[6001194886,"WESTERN-GLOBAL (02)","AW0-014","AW0",252.24]
[6001349575,"CENTREWAY-WINGARA (02)","AW0-007","AW0",252.23]
[6001277595,"DROMANA-MATTHEWS (02)","AW0-012","AW0",252.23]
[6001199484,"ELATA-BEVERAGE (01)","AW0-003","AW0",252.23]
[6001349764,"GORDON-SHARPS (01)","AW0-012","AW0",252.23]
[6001292439,"HIGHRIDGE-ROBERTS (01)","AW0-006","AW0",252.23]
[6001331956,"MARIGOLD-ALDER (02)","AW0-012","AW0",252.23]
[6001003439,"ASSEMBLY 45-OVATA (01)","AW0-011","AW0",252.22]
[6001147087,"OAK-CONISTON (01)","AW0-007","AW0",252.22]
[6001012830,"ROSEHILL-ROSE (02)","AW0-006","AW0",252.22]
[6001163846,"NEWMAN-HOTHAM (03)","AW0-007","AW0",252.21]
[6001164792,"ROSEHILL-ROSE (02)","AW0-006","AW0",252.21]
[6001193350,"TANGEMERE-MICKLEHAM (02)","AW0-009","AW0",252.21]
[6001001832,"ASSEMBLY 45-OVATA (01)","AW0-011","AW0",252.2]
[6001159165,"FAWKNER-ROBERTS (01)","AW0-008","AW0",252.2]
[6001035896,"INTERNATIONAL-T'PARK (00)","AW0-004","AW0",252.2]
[6001490647,"WUNNAMURRA-WONGANELA (01)","AW0-008","AW0",252.2]
[6001157752,"WYONG-CENTREWAY (01)","AW0-007","AW0",252.2]
[6001469142,"WYONG-CENTREWAY (01)","AW0-007","AW0",252.2]
[6001196245,"CARRICK-PYKE (02)","AW0-002","AW0",252.19]
[6001254351,"HOOD-MATTHEWS (01)","AW0-001","AW0",252.19]
[6001322763,"MOORE 9-MATTHEWS (01)","AW0-012","AW0",252.19]
[6001036326,"SAMARA-ELMHURST (02)","AW0-002","AW0",252.19]
[6001195092,"SAMARA-ELMHURST (02)","AW0-002","AW0",252.19]
[6001184088,"CARRICK-PYKE (02)","AW0-002","AW0",252.18]
[6001276810,"FREIGHT-CUSTOM (02)","AW0-014","AW0",252.18]
[6001003834,"KING-BOWES (01)","AW0-005","AW0",252.18]
[6001275334,"WOORITE-MILLEARA (01)","AW0-008","AW0",252.18]
[6001147096,"OAK-CONISTON (01)","AW0-007","AW0",252.17]
[6001443165,"OAK-CONISTON (02)","AW0-007","AW0",252.17]
[6001285364,"ALANBRAE-STONEBRIDGE (04)","AW0-009","AW0",252.16]
[6001349761,"GORDON-SHARPS (01)","AW0-012","AW0",252.16]
[6001232100,"INTERNATIONAL-T'PARK (00)","AW0-004","AW0",252.16]
[6001261329,"INTERNATIONAL-T'PARK (00)","AW0-004","AW0",252.16]
[6001044871,"INTERNATIONAL-T'PARK (00)","AW0-004","AW0",252.16]
[6001420747,"THERESA-CHRISTOPHER (02)","AW0-009","AW0",252.16]
[6001317314,"WESTERN-GLOBAL (01)","AW0-014","AW0",252.16]
[6001195676,"CARRICK-PYKE (01)","AW0-002","AW0",252.15]
[6001199249,"CARRICK-PYKE (01)","AW0-002","AW0",252.15]
[6001147158,"OAK-CONISTON (02)","AW0-007","AW0",252.15]
[6001208946,"AMIS-VISTA (02)","AW0-008","AW0",252.14]
[6001197088,"COLLEGE-BREES (02)","AW0-008","AW0",252.14]
[6001197127,"DAVID-RACHELLE (02)","AW0-007","AW0",252.14]
[6001235135,"HANSON-GOBLE (01)","AW0-007","AW0",252.14]
[6001195318,"HARCOURT-SHERBOURNE (02)","AW0-002","AW0",252.14]
[6001196638,"HARDY-SNAEFELL (01)","AW0-009","AW0",252.14]
[6001148281,"HILBERT-HARRINGTON (01)","AW0-008","AW0",252.14]
[6001147087,"OAK-CONISTON (01)","AW0-007","AW0",252.14]
[6001317302,"WESTERN-GLOBAL (01)","AW0-014","AW0",252.14]
[6001317313,"WESTERN-GLOBAL (01)","AW0-014","AW0",252.14]
[6001197892,"AMIS-VISTA (02)","AW0-008","AW0",252.13]
[6001248511,"CLAYTON-MASCOMA (01)","AW0-012","AW0",252.13]
[6001346777,"HEATHER-DINAH (01)","AW0-006","AW0",252.13]
[6001147108,"OAK-CONISTON (02)","AW0-007","AW0",252.13]
[6001196566,"PAYNE-RYLANDES (01)","AW0-009","AW0",252.13]
[6001404178,"DAWSON-ROMA (02)","AW0-004","AW0",252.12]
[6001003441,"ELATA-BEVERAGE (01)","AW0-003","AW0",252.12]
[6001448079,"HIGHRIDGE-ROBERTS (01)","AW0-006","AW0",252.12]
[6001302160,"OAK-CONISTON (01)","AW0-007","AW0",252.12]
[6001212189,"WYONG-CENTREWAY (02)","AW0-007","AW0",252.12]
[6001159154,"FAWKNER-ROBERTS (01)","AW0-008","AW0",252.11]
[6001196603,"HARDY-SNAEFELL (01)","AW0-009","AW0",252.11]
[6001158318,"PAMELA-HERBERT (02)","AW0-006","AW0",252.11]
[6001198266,"TULLA PARK-ELATA (02)","AW0-011","AW0",252.11]
[6001194884,"WESTERN-GLOBAL (02)","AW0-014","AW0",252.11]
[6001317301,"WESTERN-GLOBAL (01)","AW0-014","AW0",252.11]
[6001227547,"AMIS-VISTA (02)","AW0-008","AW0",252.1]
[6001198326,"ASSEMBLY-OVATA (00)","AW0-011","AW0",252.1]
[6001476433,"ELLEN-RACHELLE (03)","AW0-008","AW0",252.1]
[6001199283,"FREIGHT-CUSTOM (01)","AW0-014","AW0",252.1]
[6001435335,"HIGHRIDGE-ROBERTS (03)","AW0-006","AW0",252.1]
[6001408422,"OAK-CONISTON (02)","AW0-007","AW0",252.1]
[6001284857,"WESTERN-GLOBAL (02)","AW0-014","AW0",252.1]
[6001012516,"WESTERN-GLOBAL (02)","AW0-014","AW0",252.1]
[6001251221,"WYONG-CENTREWAY (00)","AW0-007","AW0",252.1]
[6001154247,"CLAYTON-MASCOMA (01)","AW0-012","AW0",252.09]
[6001349758,"GORDON-SHARPS (01)","AW0-012","AW0",252.09]
[6001261329,"INTERNATIONAL-T'PARK (00)","AW0-004","AW0",252.09]
[6001311703,"THE CROSSWAY-PARK (01)","AW0-008","AW0",252.09]
[6001288371,"TRADE PARK-INTERNATIONAL (02)","AW0-004","AW0",252.09]
[6001196243,"CARRICK-PYKE (02)","AW0-002","AW0",252.08]
[6001159156,"FAWKNER-ROBERTS (01)","AW0-008","AW0",252.08]
[6001278924,"HOOD 35-MATTHEWS (03)","AW0-001","AW0",252.08]
[6001008539,"SEXTON-HALSEY (03)","AW0-006","AW0",252.08]
[6001255315,"WESTERN-GLOBAL (02)","AW0-014","AW0",252.08]
[6001158862,"HEATHER-DINAH (01)","AW0-006","AW0",252.07]
[6001164794,"ROSEHILL-ROSE (02)","AW0-006","AW0",252.07]
[6001446281,"ROSEHILL-TALBOT (01)","AW0-006","AW0",252.07]
[6001197946,"THE CROSSWAY-PARK (02)","AW0-008","AW0",252.07]
[6001003441,"ELATA-BEVERAGE (01)","AW0-003","AW0",252.06]
[6001164002,"FARRELL-RYDER (03)","AW0-006","AW0",252.06]
[6001193714,"PAYNE-RYLANDES (02)","AW0-009","AW0",252.06]
[6001157755,"WYONG-CENTREWAY (01)","AW0-007","AW0",252.06]
[6001197944,"THE CROSSWAY-PARK (02)","AW0-008","AW0",252.05]
[6001148027,"HIGHRIDGE-ROBERTS (01)","AW0-006","AW0",252.04]
[6001199289,"INTERNATIONAL-T'PARK (00)","AW0-004","AW0",252.04]
[6001163819,"NEWMAN-HOTHAM (03)","AW0-007","AW0",252.04]
[6001267185,"WILLOWTREE-PERSICA (01)","AW0-006","AW0",252.04]
[6001290144,"WILLOWTREE-PERSICA (01)","AW0-006","AW0",252.04]
[6001157083,"WUNNAMURRA-WONGANELA (01)","AW0-008","AW0",252.04]
[6001198317,"ASSEMBLY-OVATA (00)","AW0-011","AW0",252.03]
[6001148039,"ETZEL-CLYDESDALE (03)","AW0-006","AW0",252.03]
[6001196639,"HARDY-SNAEFELL (01)","AW0-009","AW0",252.03]
[6001003770,"INTERNATIONAL-T'PARK (00)","AW0-004","AW0",252.03]
[6001044871,"INTERNATIONAL-T'PARK (00)","AW0-004","AW0",252.03]
[6001157220,"RACHELLE-NICOLA (02)","AW0-007","AW0",252.03]
[6001194266,"CARRICK-PYKE (02)","AW0-002","AW0",252.02]
[6001159609,"EASTLEIGH-NORWOOD (03)","AW0-008","AW0",252.02]
[6001148900,"MOORE 9-MATTHEWS (01)","AW0-012","AW0",252.02]
[6001239637,"MOORE 9-MATTHEWS (01)","AW0-012","AW0",252.02]
[6001503156,"NEWMAN-HOTHAM (03)","AW0-007","AW0",252.02]
[6001276247,"ROSEHILL-ROSE (02)","AW0-006","AW0",252.02]
[6001164790,"ROSEHILL-ROSE (02)","AW0-006","AW0",252.02]
[6001227206,"BEVERAGE-TULLA PARK (03)","AW0-003","AW0",252.01]
[6001271266,"BIRCH-BROADMEADOWS (02)","AW0-012","AW0",252.01]
[6001490766,"ETZEL-CLYDESDALE (03)","AW0-006","AW0",252.01]
[6001196594,"HARDY-SNAEFELL (01)","AW0-009","AW0",252.01]
[6001220788,"KITTYHAWK-MOORNA (02)","AW0-008","AW0",252.01]
[6001465879,"MOLYNEUX-HAWKER (02)","AW0-005","AW0",252.01]
[6001506656,"BIRCH-BROADMEADOWS (01)","AW0-012","AW0",252]
[6001195674,"CARRICK-PYKE (01)","AW0-002","AW0",252]
[6001392015,"ELSTONE-KEILOR (04)","AW0-006","AW0",252]
[6001490814,"HILLSIDE-ROBERTS (02)","AW0-007","AW0",252]
[6001045059,"RACHELLE-DINAH (02)","AW0-006","AW0",252]
[6001164792,"ROSEHILL-ROSE (02)","AW0-006","AW0",252]
[6001193349,"TANGEMERE-MICKLEHAM (02)","AW0-009","AW0",252]
[6001197908,"THE CROSSWAY-PARK (01)","AW0-008","AW0",252]
[6001197935,"THE CROSSWAY-PARK (02)","AW0-008","AW0",252]
[6001196117,"CARRICK-PYKE (02)","AW0-002","AW0",251.99]
[6001195155,"ELMHURST-CARRICK (01)","AW0-002","AW0",251.99]
[6001232931,"MCINTOSH 21-MATTHEWS (01)","AW0-005","AW0",251.99]
[6001148896,"MOORE 9-MATTHEWS (01)","AW0-012","AW0",251.99]
[6001159684,"THE CROSSWAY-VISTA (01)","AW0-008","AW0",251.99]
[6001284708,"TRADE PARK-INTERNATIONAL (01)","AW0-004","AW0",251.99]
[6001290415,"WILLOWTREE-PERSICA (01)","AW0-006","AW0",251.99]
[6001158782,"HEATHER-DINAH (01)","AW0-006","AW0",251.98]
[6001333178,"HEATHER-DINAH (01)","AW0-006","AW0",251.98]
[6001004366,"INTERNATIONAL-T'PARK (00)","AW0-004","AW0",251.98]
[6001227892,"WILLOWTREE-PERSICA (01)","AW0-006","AW0",251.98]
[6001259623,"WUNNAMURRA-WONGANELA (01)","AW0-008","AW0",251.98]
[6001198322,"ASSEMBLY-OVATA (00)","AW0-011","AW0",251.97]
[6001416352,"DAVID-RACHELLE (03)","AW0-007","AW0",251.97]
[6001148895,"MOORE 9-MATTHEWS (01)","AW0-012","AW0",251.97]
[6001276247,"ROSEHILL-ROSE (02)","AW0-006","AW0",251.97]
[6001195098,"SAMARA-ELMHURST (02)","AW0-002","AW0",251.97]
[6001195226,"SAMARA-ELMHURST (01)","AW0-002","AW0",251.97]
[6001259185,"AMIS-VISTA (02)","AW0-008","AW0",251.96]
[6001467767,"ETZEL-CLYDESDALE (03)","AW0-006","AW0",251.96]
[6001149749,"MAY-DAWSON (02)","AW0-004","AW0",251.96]
[6001197238,"ROSEHILL-TALBOT (01)","AW0-006","AW0",251.96]
[6001183300,"SALTAU-MILLEARA (01)","AW0-008","AW0",251.96]
[6001159207,"SALTAU-MILLEARA (01)","AW0-008","AW0",251.96]
[6001261490,"SAMARA-ELMHURST (01)","AW0-002","AW0",251.96]
[6001317300,"WESTERN-GLOBAL (01)","AW0-014","AW0",251.96]
[6001198317,"ASSEMBLY-OVATA (00)","AW0-011","AW0",251.95]
[6001196121,"CARRICK-PYKE (02)","AW0-002","AW0",251.95]
[6001159097,"FAWKNER-ROBERTS (02)","AW0-008","AW0",251.95]
[6001018140,"HIGHRIDGE-ROBERTS (01)","AW0-006","AW0",251.95]
[6001240147,"MCINTOSH 21-MATTHEWS (01)","AW0-005","AW0",251.95]
[6001148894,"MOORE 9-MATTHEWS (01)","AW0-012","AW0",251.95]
[6001350132,"MOORE 9-MATTHEWS (01)","AW0-012","AW0",251.95]
[6001198326,"ASSEMBLY-OVATA (00)","AW0-011","AW0",251.94]
[6001467766,"ETZEL-CLYDESDALE (03)","AW0-006","AW0",251.94]
[6001127743,"HANSON-GOBLE (01)","AW0-007","AW0",251.94]
[6001012919,"ROSEHILL-ROSE (02)","AW0-006","AW0",251.94]
[6001286086,"WESTERN-GLOBAL (02)","AW0-014","AW0",251.94]
[6001199698,"ASSEMBLY-OVATA (00)","AW0-011","AW0",251.93]
[6001197082,"COLLEGE-BREES (02)","AW0-008","AW0",251.93]
[6001277593,"DROMANA-MATTHEWS (02)","AW0-012","AW0",251.93]
[6001159621,"EASTLEIGH-NORWOOD (03)","AW0-008","AW0",251.93]
[6001158872,"HEATHER-DINAH (01)","AW0-006","AW0",251.93]
[6001325193,"HIGHRIDGE-ROBERTS (01)","AW0-006","AW0",251.93]
[6001218626,"JUDITH-BREES (01)","AW0-006","AW0",251.93]
[6001158676,"RACHELLE-DINAH (01)","AW0-006","AW0",251.93]
[6001157747,"WYONG-CENTREWAY (01)","AW0-007","AW0",251.93]
[6001197807,"AMIS-VISTA (02)","AW0-008","AW0",251.92]
[6001148897,"MOORE 9-MATTHEWS (01)","AW0-012","AW0",251.92]
[6001226898,"ROSEHILL-ROSE (02)","AW0-006","AW0",251.92]
[6001198318,"ASSEMBLY-OVATA (00)","AW0-011","AW0",251.91]
[6001146834,"FULLARTON-WALTERS (01)","AW0-006","AW0",251.91]
[6001211790,"HIGHRIDGE-ROBERTS (01)","AW0-006","AW0",251.91]
[6001158387,"QUINN-NOGA (01)","AW0-007","AW0",251.91]
[6001195190,"SAMARA-ELMHURST (01)","AW0-002","AW0",251.91]
[6001246564,"WILLOWTREE-PERSICA (01)","AW0-006","AW0",251.91]
[6001211798,"WYONG-CENTREWAY (01)","AW0-007","AW0",251.91]
[6001509554,"BIRCH-BROADMEADOWS (01)","AW0-012","AW0",251.9]
[6001158440,"DAVID-RACHELLE (03)","AW0-007","AW0",251.9]
[6001159072,"FAWKNER-ROBERTS (02)","AW0-008","AW0",251.9]
[6001158707,"HEATHER-DINAH (02)","AW0-006","AW0",251.9]
[6001480635,"HIGHRIDGE-ROBERTS (03)","AW0-006","AW0",251.9]
[6001040340,"KING-MATTHEWS (02)","AW0-005","AW0",251.9]
[6001343182,"OAK-CONISTON (01)","AW0-007","AW0",251.9]
[6001147081,"OAK-CONISTON (02)","AW0-007","AW0",251.9]
[6001344370,"FAWKNER-ROBERTS (02)","AW0-008","AW0",251.89]
[6001003405,"INTERNATIONAL-T'PARK (00)","AW0-004","AW0",251.89]
[6001147098,"OAK-CONISTON (01)","AW0-007","AW0",251.89]
[6001122746,"ROSEHILL-ROSE (02)","AW0-006","AW0",251.89]
[6001158878,"HEATHER-DINAH (01)","AW0-006","AW0",251.88]
[6001148330,"HILBERT-HARRINGTON (01)","AW0-008","AW0",251.88]
[6001271842,"INTERNATIONAL-T'PARK (00)","AW0-004","AW0",251.88]
[6001377637,"OAK-CONISTON (01)","AW0-007","AW0",251.88]
[6001158435,"DAVID-RACHELLE (03)","AW0-007","AW0",251.87]
[6001149770,"MAY-DAWSON (01)","AW0-004","AW0",251.87]
[6001148891,"MOORE 9-MATTHEWS (01)","AW0-012","AW0",251.87]
[6001147102,"OAK-CONISTON (02)","AW0-007","AW0",251.87]
[6001252063,"ROSEHILL-ROSE (02)","AW0-006","AW0",251.87]
[6001286086,"WESTERN-GLOBAL (02)","AW0-014","AW0",251.87]
[6001157758,"WYONG-CENTREWAY (01)","AW0-007","AW0",251.87]
[6001313125,"WYONG-CENTREWAY (01)","AW0-007","AW0",251.87]
[6001198318,"ASSEMBLY-OVATA (00)","AW0-011","AW0",251.86]
[6001148217,"BEDFORD-PARER (02)","AW0-007","AW0",251.86]
[6001343151,"ELLEN-RACHELLE (02)","AW0-008","AW0",251.86]
[6001147046,"HIGHRIDGE-ROBERTS (03)","AW0-006","AW0",251.86]
[6001465885,"MOLYNEUX-HAWKER (02)","AW0-005","AW0",251.86]
[6001195867,"BURBANK-KATRINA (01)","AW0-002","AW0",251.85]
[6001157761,"WYONG-CENTREWAY (02)","AW0-007","AW0",251.85]
[6001478503,"WYONG-CENTREWAY (01)","AW0-007","AW0",251.85]
[6001158462,"DAVID-RACHELLE (03)","AW0-007","AW0",251.84]
[6001267586,"GOWANBRAE-SEGGAN (03)","AW0-012","AW0",251.84]
[6001199451,"MOORE 9-MATTHEWS (01)","AW0-012","AW0",251.84]
[6001328722,"PUMICE-OLIVINE (01)","AW0-007","AW0",251.84]
[6001276260,"BIRCH-BROADMEADOWS (02)","AW0-012","AW0",251.83]
[6001425519,"ELLEN-RACHELLE (02)","AW0-008","AW0",251.83]
[6001259233,"PAYNE-RYLANDES (02)","AW0-009","AW0",251.83]
[6001016911,"SAMARA-ELMHURST (02)","AW0-002","AW0",251.83]
[6001157756,"WYONG-CENTREWAY (01)","AW0-007","AW0",251.83]
[6001326932,"GRANITE-VALLEY LAKE (03)","AW0-007","AW0",251.82]
[6001413201,"HEATHER-DINAH (01)","AW0-006","AW0",251.82]
[6001147964,"KING-BOWES (01)","AW0-005","AW0",251.82]
[6001149784,"MAY-DAWSON (01)","AW0-004","AW0",251.82]
[6001465877,"MOLYNEUX-HAWKER (02)","AW0-005","AW0",251.82]
[6001318317,"MOORE 9-MATTHEWS (01)","AW0-012","AW0",251.82]
[6001308405,"PETERBOROUGH-TRINITY (03)","AW0-009","AW0",251.82]
[6001208172,"SALTAU-MILLEARA (01)","AW0-008","AW0",251.82]
[6001430037,"AMIS-VISTA (02)","AW0-008","AW0",251.81]
[6001259728,"AMIS-VISTA (02)","AW0-008","AW0",251.81]
[6001198322,"ASSEMBLY-OVATA (00)","AW0-011","AW0",251.81]
[6001154242,"CLAYTON-MASCOMA (01)","AW0-012","AW0",251.81]
[6001424051,"ELLEN-RACHELLE (02)","AW0-008","AW0",251.81]
[6001333572,"FULLARTON-WALTERS (01)","AW0-006","AW0",251.81]
[6001196396,"GABRIELLE-SHANE (03)","AW0-002","AW0",251.81]
[6001147845,"MCINTOSH 21-MATTHEWS (01)","AW0-005","AW0",251.81]
[6001453566,"WESTERN AVE-P30A (00)","AW0-014","AW0",251.81]
[6001159623,"EASTLEIGH-NORWOOD (03)","AW0-008","AW0",251.8]
[6001159158,"FAWKNER-ROBERTS (01)","AW0-008","AW0",251.8]
[6001190827,"KOALA-PELICAN (01)","AW0-014","AW0",251.8]
[6001157748,"WYONG-CENTREWAY (01)","AW0-007","AW0",251.8]
[6001040900,"ALANBRAE-STONEBRIDGE (04)","AW0-009","AW0",251.79]
[6001190935,"BRAMCOTE-FORMAN (03)","AW0-009","AW0",251.79]
[6001164009,"FARRELL-RYDER (03)","AW0-006","AW0",251.79]
[6001194527,"PRIOR-TAYLOR (02)","AW0-002","AW0",251.79]
[6001281666,"WYONG-CENTREWAY (01)","AW0-007","AW0",251.79]
[6001021661,"AMIS-VISTA (02)","AW0-008","AW0",251.78]
[6001217611,"ASSEMBLY 5-SHARPS (01)","AW0-011","AW0",251.78]
[6001227206,"BEVERAGE-TULLA PARK (03)","AW0-003","AW0",251.78]
[6001429413,"FAWKNER-ROBERTS (02)","AW0-008","AW0",251.78]
[6001306886,"GOWANBRAE-SEGGAN (04)","AW0-012","AW0",251.78]
[6001194591,"GREENACRE-AYLESBURY (01)","AW0-002","AW0",251.78]
[6001149169,"LINDAWAY-MELROSE 2 (01)","AW0-002","AW0",251.78]
[6001311704,"THE CROSSWAY-PARK (01)","AW0-008","AW0",251.78]
[6001386408,"HILLSIDE-ROBERTS (02)","AW0-007","AW0",251.77]
[6001391993,"MOORE 9-MATTHEWS (01)","AW0-012","AW0",251.77]
[6001290414,"WILLOWTREE-PERSICA (01)","AW0-006","AW0",251.77]
[6001183719,"WYONG-CENTREWAY (02)","AW0-007","AW0",251.77]
[6001438701,"HIGHRIDGE-ROBERTS (01)","AW0-006","AW0",251.76]
[6001337518,"HIGHRIDGE-ROBERTS (01)","AW0-006","AW0",251.76]
[6001159986,"THE CROSSWAY-VISTA (03)","AW0-008","AW0",251.76]
[6001149956,"THERESA-CHRISTOPHER (02)","AW0-009","AW0",251.76]
[6001214979,"CLAYTON-MASCOMA (01)","AW0-012","AW0",251.75]
[6001465880,"MOLYNEUX-HAWKER (02)","AW0-005","AW0",251.75]
[6001194880,"WESTERN-GLOBAL (02)","AW0-014","AW0",251.75]
[6001154238,"CLAYTON-MASCOMA (01)","AW0-012","AW0",251.74]
[6001306044,"ROSEHILL-ROSE (02)","AW0-006","AW0",251.74]
[6001195223,"SAMARA-ELMHURST (01)","AW0-002","AW0",251.74]
[6001148837,"SEXTON-HALSEY (03)","AW0-006","AW0",251.74]
[6001224404,"WILLOWTREE-PERSICA (01)","AW0-006","AW0",251.74]
[6001157065,"WOORITE-MILLEARA (01)","AW0-008","AW0",251.74]
[6001127327,"AMIS-VISTA (02)","AW0-008","AW0",251.73]
[6001197903,"AMIS-VISTA (02)","AW0-008","AW0",251.73]
[6001149573,"GORDON-SHARPS (01)","AW0-012","AW0",251.73]
[6001195355,"HARCOURT-SHERBOURNE (01)","AW0-002","AW0",251.73]
[6001448161,"JUDITH-BREES (01)","AW0-006","AW0",251.73]
[6001465881,"MOLYNEUX-HAWKER (02)","AW0-005","AW0",251.73]
[6001465883,"MOLYNEUX-HAWKER (02)","AW0-005","AW0",251.73]
[6001148243,"BEDFORD-PARER (02)","AW0-007","AW0",251.72]
[6001255803,"BEVERAGE-TULLA PARK (03)","AW0-003","AW0",251.72]
[6001280556,"BEVERAGE-TULLA PARK (01)","AW0-003","AW0",251.72]
[6001195330,"HARCOURT-SHERBOURNE (02)","AW0-002","AW0",251.72]
[6001196879,"KITTYHAWK-MOORNA (02)","AW0-008","AW0",251.72]
[6001148890,"MOORE 9-MATTHEWS (01)","AW0-012","AW0",251.72]
[6001211240,"MURDOCH-HASSETT (02)","AW0-008","AW0",251.72]
[6001015285,"ROSEHILL-ROSE (02)","AW0-006","AW0",251.72]
[6001018417,"SEXTON-HALSEY (03)","AW0-006","AW0",251.72]
[6001127327,"AMIS-VISTA (02)","AW0-008","AW0",251.71]
[6001158868,"HEATHER-DINAH (01)","AW0-006","AW0",251.71]
[6001159176,"SALTAU-MILLEARA (01)","AW0-008","AW0",251.71]
["VDDD001313","SNYDER-TULLA PARK (04)","AW0-011","AW0",251.71]
[6001197904,"THE CROSSWAY-PARK (01)","AW0-008","AW0",251.71]
[6001125388,"WILLOWTREE-PERSICA (01)","AW0-006","AW0",251.71]
[6001426052,"BIRCH-BROADMEADOWS (01)","AW0-012","AW0",251.7]
[6001196125,"CARRICK-PYKE (02)","AW0-002","AW0",251.7]
[6001488026,"FARRELL-RYDER (03)","AW0-006","AW0",251.7]
[6001334274,"GRANITE-VALLEY LAKE (03)","AW0-007","AW0",251.7]
[6001194595,"GREENACRE-AYLESBURY (01)","AW0-002","AW0",251.7]
[6001215149,"HASSETT-BORDER (03)","AW0-008","AW0",251.7]
[6001003770,"INTERNATIONAL-T'PARK (00)","AW0-004","AW0",251.7]
[6001465882,"MOLYNEUX-HAWKER (02)","AW0-005","AW0",251.7]
[6001346745,"OAK-CONISTON (02)","AW0-007","AW0",251.7]
[6001193374,"TANGEMERE-MICKLEHAM (02)","AW0-009","AW0",251.7]
[6001149951,"THERESA-CHRISTOPHER (02)","AW0-009","AW0",251.7]
[6001208653,"CLAYTON-MASCOMA (01)","AW0-012","AW0",251.69]
[6001159075,"FAWKNER-ROBERTS (02)","AW0-008","AW0",251.69]
[6001154186,"LOCKHEED-BOEING (02)","AW0-012","AW0",251.69]
[6001444136,"ROSEHILL-ROSE (02)","AW0-006","AW0",251.69]
[6001159680,"THE CROSSWAY-VISTA (01)","AW0-008","AW0",251.69]
[6001149991,"THERESA-CHRISTOPHER (01)","AW0-009","AW0",251.69]
[6001259728,"AMIS-VISTA (02)","AW0-008","AW0",251.68]
[6001009760,"AMIS-VISTA (02)","AW0-008","AW0",251.68]
[6001007146,"BIRCH-BROADMEADOWS (02)","AW0-012","AW0",251.68]
[6001190851,"BRAMCOTE-FORMAN (02)","AW0-009","AW0",251.68]
[6001009760,"AMIS-VISTA (02)","AW0-008","AW0",251.67]
[6001333112,"ELLEN-RACHELLE (02)","AW0-008","AW0",251.67]
[6001232992,"FAWKNER-ROBERTS (02)","AW0-008","AW0",251.67]
[6001194398,"GREENACRE-AYLESBURY (02)","AW0-002","AW0",251.67]
[6001196635,"HARDY-SNAEFELL (01)","AW0-009","AW0",251.67]
[6001257097,"HIGHRIDGE-ROBERTS (03)","AW0-006","AW0",251.67]
[6001148898,"MOORE 9-MATTHEWS (01)","AW0-012","AW0",251.67]
[6001197931,"THE CROSSWAY-PARK (01)","AW0-008","AW0",251.67]
[6001436518,"WYONG-CENTREWAY (01)","AW0-007","AW0",251.67]
[6001451035,"BIRCH-BROADMEADOWS (02)","AW0-012","AW0",251.66]
[6001159079,"FAWKNER-ROBERTS (02)","AW0-008","AW0",251.66]
[6001127261,"KING-BOWES (01)","AW0-005","AW0",251.66]
[6001147104,"OAK-CONISTON (02)","AW0-007","AW0",251.66]
[6001237487,"ROSEHILL-ROSE (02)","AW0-006","AW0",251.66]
[6001011569,"WILLOWTREE-PERSICA (01)","AW0-006","AW0",251.66]
[6001194828,"ARNSIDE-HILLCREST (03)","AW0-014","AW0",251.65]
[6001194609,"GREENACRE-AYLESBURY (01)","AW0-002","AW0",251.65]
[6001420722,"OAK-CONISTON (02)","AW0-007","AW0",251.65]
[6001491713,"BIRCH-BROADMEADOWS (01)","AW0-012","AW0",251.64]
[6001154355,"CLAYTON-MASCOMA (01)","AW0-012","AW0",251.64]
[6001349756,"GORDON-SHARPS (01)","AW0-012","AW0",251.64]
[6001465878,"MOLYNEUX-HAWKER (02)","AW0-005","AW0",251.64]
[6001295045,"QUINN-NOGA (01)","AW0-007","AW0",251.64]
[6001164801,"ROSEHILL-ROSE (02)","AW0-006","AW0",251.64]
[6001479920,"WYONG-CENTREWAY (01)","AW0-007","AW0",251.64]
[6001044759,"CENTREWAY-WINGARA (03)","AW0-007","AW0",251.63]
[6001465876,"MOLYNEUX-HAWKER (02)","AW0-005","AW0",251.63]
[6001320625,"QUINN-NOGA (02)","AW0-007","AW0",251.63]
[6001282415,"WILLOWTREE-PERSICA (01)","AW0-006","AW0",251.63]
[6001424610,"WYONG-CENTREWAY (02)","AW0-007","AW0",251.63]
[6001430037,"AMIS-VISTA (02)","AW0-008","AW0",251.62]
[6001149322,"BIRCH-BROADMEADOWS (01)","AW0-012","AW0",251.62]
[6001154241,"CLAYTON-MASCOMA (01)","AW0-012","AW0",251.62]
[6001147901,"MOLYNEUX-HAWKER (02)","AW0-005","AW0",251.62]
[6001227844,"ROSEHILL-ROSE (02)","AW0-006","AW0",251.62]
[6001465884,"MOLYNEUX-HAWKER (02)","AW0-005","AW0",251.61]
[6001425158,"PUMICE-OLIVINE (01)","AW0-007","AW0",251.61]
[6001251535,"AMIS-VISTA (02)","AW0-008","AW0",251.6]
[6001190506,"COPELAND-BAMFORD (01)","AW0-014","AW0",251.6]
[6001486494,"HANSON-GOBLE (01)","AW0-007","AW0",251.6]
[6001003281,"KING-BOWES (02)","AW0-005","AW0",251.6]
[6001487430,"OAK-CONISTON (02)","AW0-007","AW0",251.6]
[6001157430,"WOORITE-MILLEARA (02)","AW0-008","AW0",251.6]
[6001021661,"AMIS-VISTA (02)","AW0-008","AW0",251.59]
[6001147056,"HIGHRIDGE-ROBERTS (01)","AW0-006","AW0",251.59]
[6001158560,"JUDITH-BREES (02)","AW0-006","AW0",251.59]
[6001158669,"RACHELLE-DINAH (01)","AW0-006","AW0",251.59]
[6001278817,"ROSEHILL-ROSE (02)","AW0-006","AW0",251.59]
[6001281665,"WYONG-CENTREWAY (01)","AW0-007","AW0",251.59]
[6001495112,"FAWKNER-ROBERTS (02)","AW0-008","AW0",251.58]
[6001195326,"HARCOURT-SHERBOURNE (02)","AW0-002","AW0",251.58]
[6001158786,"HEATHER-DINAH (01)","AW0-006","AW0",251.58]
[6001241027,"HORNSBY-BAMFORD (02)","AW0-014","AW0",251.58]
[6001196119,"CARRICK-PYKE (02)","AW0-002","AW0",251.57]
[6001163622,"HANSON-GOBLE (01)","AW0-007","AW0",251.57]
[6001196568,"PAYNE-RYLANDES (01)","AW0-009","AW0",251.57]
[6001478707,"PAYNE-RYLANDES (01)","AW0-009","AW0",251.57]
[6001197942,"THE CROSSWAY-PARK (02)","AW0-008","AW0",251.57]
[6001278384,"GOWANBRAE-SEGGAN (02)","AW0-012","AW0",251.56]
[6001282293,"GOWANBRAE-SEGGAN (01)","AW0-012","AW0",251.56]
[6001148304,"HILBERT-HARRINGTON (01)","AW0-008","AW0",251.56]
[6001158632,"JUDITH-BREES (02)","AW0-006","AW0",251.56]
[6001432357,"SEXTON-HALSEY (03)","AW0-006","AW0",251.56]
[6001337779,"ADELAIDE-LANARK (02)","AW0-012","AW0",251.55]
[6001195808,"CARRICK-PYKE (01)","AW0-002","AW0",251.55]
[6001277551,"COACH HOUSE-ALANBRAE (03)","AW0-009","AW0",251.55]
[6001149916,"MAY-DAWSON (02)","AW0-004","AW0",251.55]
[6001233023,"MAY-DAWSON (02)","AW0-004","AW0",251.55]
[6001432521,"SEXTON-HALSEY (03)","AW0-006","AW0",251.55]
[6001259185,"AMIS-VISTA (02)","AW0-008","AW0",251.54]
[6001506042,"FAWKNER-ROBERTS (02)","AW0-008","AW0",251.54]
[6001147710,"HILLSIDE-ROBERTS (02)","AW0-007","AW0",251.54]
[6001157469,"MOYANGUL-GUNGARLAN (03)","AW0-008","AW0",251.54]
[6001250435,"NEWMAN-HOTHAM (03)","AW0-007","AW0",251.54]
[6001147466,"HILLSIDE-ROBERTS (02)","AW0-007","AW0",251.53]
[6001226941,"HOOD-MATTHEWS (01)","AW0-001","AW0",251.53]
[6001003405,"INTERNATIONAL-T'PARK (00)","AW0-004","AW0",251.53]
[6001208014,"KITTYHAWK-MOORNA (02)","AW0-008","AW0",251.53]
[6001020598,"MURDOCH-HASSETT (01)","AW0-008","AW0",251.53]
[6001147153,"OAK-CONISTON (02)","AW0-007","AW0",251.53]
[6001396418,"PUMICE-OLIVINE (01)","AW0-007","AW0",251.53]
[6001306047,"ROSEHILL-ROSE (02)","AW0-006","AW0",251.53]
[6001158570,"ROSEHILL-TALBOT (01)","AW0-006","AW0",251.53]
[6001193424,"TANGEMERE-MICKLEHAM (01)","AW0-009","AW0",251.53]
[6001311788,"WUNNAMURRA-WONGANELA (01)","AW0-008","AW0",251.53]
[6001194823,"ARNSIDE-HILLCREST (03)","AW0-014","AW0",251.52]
[6001451036,"BIRCH-BROADMEADOWS (02)","AW0-012","AW0",251.52]
[6001214718,"HIGHRIDGE-ROBERTS (03)","AW0-006","AW0",251.52]
[6001147469,"HILLSIDE-ROBERTS (02)","AW0-007","AW0",251.52]
[6001149923,"MAY-DAWSON (02)","AW0-004","AW0",251.52]
[6001199425,"MOLYNEUX-HAWKER (02)","AW0-005","AW0",251.52]
[6001043910,"MOLYNEUX-HAWKER (02)","AW0-005","AW0",251.52]
[6001228045,"ROSEHILL-ROSE (02)","AW0-006","AW0",251.52]
[6001158430,"DAVID-RACHELLE (03)","AW0-007","AW0",251.51]
[6001318982,"FARRELL-RYDER (01)","AW0-006","AW0",251.51]
[6001195355,"HARCOURT-SHERBOURNE (01)","AW0-002","AW0",251.51]
[6001494747,"HEATHER-DINAH (02)","AW0-006","AW0",251.51]
[6001250435,"NEWMAN-HOTHAM (03)","AW0-007","AW0",251.51]
[6001271369,"QUINN-NOGA (02)","AW0-007","AW0",251.51]
[6001267588,"RODD-WESTFIELD CO (01)","AW0-005","AW0",251.51]
[6001292745,"WILLOWTREE-PERSICA (01)","AW0-006","AW0",251.51]
[6001251535,"AMIS-VISTA (02)","AW0-008","AW0",251.5]
[6001195309,"BURNLEIGH-ELMHURST (02)","AW0-002","AW0",251.5]
[6001484908,"DAVID-RACHELLE (03)","AW0-007","AW0",251.5]
[6001158440,"DAVID-RACHELLE (03)","AW0-007","AW0",251.5]
[6001159615,"EASTLEIGH-NORWOOD (03)","AW0-008","AW0",251.5]
[6001457349,"FAWKNER-BENT (02)","AW0-009","AW0",251.5]
[6001007092,"GORDON-SHARPS (01)","AW0-012","AW0",251.5]
[6001485131,"GRANITE-VALLEY LAKE (02)","AW0-007","AW0",251.5]
[6001469224,"HENRY-DENNIS (02)","AW0-008","AW0",251.5]
[6001376228,"HIGHRIDGE-ROBERTS (01)","AW0-006","AW0",251.5]
[6001163825,"NEWMAN-HOTHAM (03)","AW0-007","AW0",251.5]
[6001308840,"OAK-CONISTON (01)","AW0-007","AW0",251.5]
[6001507057,"WESTERN-GLOBAL (02)","AW0-014","AW0",251.5]
[6001345198,"WUNNAMURRA-WONGANELA (01)","AW0-008","AW0",251.5]
[6001457239,"WYONG-CENTREWAY (01)","AW0-007","AW0",251.5]
[6001158936,"FAWKNER-ROBERTS (02)","AW0-008","AW0",251.49]
[6001159064,"FAWKNER-ROBERTS (02)","AW0-008","AW0",251.49]
[6001146957,"HOOD-MATTHEWS (01)","AW0-001","AW0",251.49]
[6001248931,"MAY-DAWSON (02)","AW0-004","AW0",251.49]
[6001035846,"QUINN-NOGA (02)","AW0-007","AW0",251.49]
[6001265405,"ROSEHILL-ROSE (02)","AW0-006","AW0",251.49]
[6001158926,"SALTAU-MILLEARA (01)","AW0-008","AW0",251.49]
[6001344509,"SEXTON-HALSEY (03)","AW0-006","AW0",251.49]
[6001334946,"THERESA-CHRISTOPHER (02)","AW0-009","AW0",251.49]
[6001387089,"BIRCH-BROADMEADOWS (01)","AW0-012","AW0",251.48]
[6001194260,"CARRICK-PYKE (02)","AW0-002","AW0",251.48]
[6001193008,"DAWSON-ROMA (02)","AW0-004","AW0",251.48]
[6001285724,"GOWANBRAE-SEGGAN (04)","AW0-012","AW0",251.48]
[6001231434,"GOWANBRAE-SEGGAN (04)","AW0-012","AW0",251.48]
[6001267589,"GOWANBRAE-SEGGAN (02)","AW0-012","AW0",251.48]
[6001442092,"HART-BOWES (02)","AW0-006","AW0",251.48]
[6001214229,"MURDOCH-HASSETT (04)","AW0-008","AW0",251.48]
[6001210875,"MURDOCH-HASSETT (02)","AW0-008","AW0",251.48]
[6001414749,"ROSEHILL-ROSE (02)","AW0-006","AW0",251.48]
[6001491710,"BIRCH-BROADMEADOWS (01)","AW0-012","AW0",251.47]
[6001190863,"BRAMCOTE-FORMAN (01)","AW0-009","AW0",251.47]
[6001159089,"FAWKNER-ROBERTS (02)","AW0-008","AW0",251.47]
[6001158796,"HEATHER-DINAH (01)","AW0-006","AW0",251.47]
[6001026098,"SOUTH CIRCULAR-CARRICK (02)","AW0-002","AW0",251.47]
[6001157582,"WOORITE-MILLEARA (02)","AW0-008","AW0",251.47]
[6001197899,"AMIS-VISTA (02)","AW0-008","AW0",251.46]
[6001154240,"CLAYTON-MASCOMA (01)","AW0-012","AW0",251.46]
[6001158436,"DAVID-RACHELLE (03)","AW0-007","AW0",251.46]
[6001195151,"ELMHURST-CARRICK (01)","AW0-002","AW0",251.46]
[6001288136,"GOWANBRAE-SEGGAN (04)","AW0-012","AW0",251.46]
[6001195805,"HALL-BURBANK (01)","AW0-002","AW0",251.46]
[6001234306,"HIGHRIDGE-ROBERTS (03)","AW0-006","AW0",251.46]
[6001003281,"KING-BOWES (02)","AW0-005","AW0",251.46]
[6001196885,"KITTYHAWK-MOORNA (02)","AW0-008","AW0",251.46]
[6001149331,"BIRCH-BROADMEADOWS (01)","AW0-012","AW0",251.45]
[6001195739,"BURBANK-KATRINA (02)","AW0-002","AW0",251.45]
[6001258937,"CARRICK-PYKE (02)","AW0-002","AW0",251.45]
[6001329145,"DALKEITH-GORDON (01)","AW0-009","AW0",251.45]
[6001159085,"FAWKNER-ROBERTS (02)","AW0-008","AW0",251.45]
[6001164796,"ROSEHILL-ROSE (02)","AW0-006","AW0",251.45]
[6001454399,"ETZEL-CLYDESDALE (02)","AW0-006","AW0",251.44]
[6001299304,"FARRELL-RYDER (03)","AW0-006","AW0",251.44]
[6001159083,"FAWKNER-ROBERTS (02)","AW0-008","AW0",251.44]
[6001275941,"HOOD-MATTHEWS (01)","AW0-001","AW0",251.44]
[6001003837,"MOLYNEUX-HAWKER (01)","AW0-005","AW0",251.44]
[6001227081,"ROSEHILL-ROSE (02)","AW0-006","AW0",251.44]
[6001230075,"ROSEHILL-ROSE (02)","AW0-006","AW0",251.44]
[6001124497,"WUNNAMURRA-WONGANELA (01)","AW0-008","AW0",251.44]
[6001329723,"ETZEL-CLYDESDALE (03)","AW0-006","AW0",251.43]
[6001332250,"SEXTON-HALSEY (03)","AW0-006","AW0",251.43]
[6001343607,"THE CROSSWAY-PARK (01)","AW0-008","AW0",251.43]
[6001157069,"WOORITE-MILLEARA (01)","AW0-008","AW0",251.43]
[6001255803,"BEVERAGE-TULLA PARK (03)","AW0-003","AW0",251.42]
[6001149326,"BIRCH-BROADMEADOWS (01)","AW0-012","AW0",251.42]
[6001149357,"BIRCH-BROADMEADOWS (02)","AW0-012","AW0",251.42]
[6001154244,"CLAYTON-MASCOMA (01)","AW0-012","AW0",251.42]
[6001159077,"FAWKNER-ROBERTS (02)","AW0-008","AW0",251.42]
[6001036387,"GOWANBRAE-SEGGAN (02)","AW0-012","AW0",251.42]
[6001149915,"MAY-DAWSON (02)","AW0-004","AW0",251.42]
[6001163933,"NEWMAN-HOTHAM (03)","AW0-007","AW0",251.42]
[6001193709,"PAYNE-RYLANDES (02)","AW0-009","AW0",251.42]
[6001197264,"VIEWBANK-BREES (02)","AW0-006","AW0",251.42]
[6001194262,"CARRICK-PYKE (02)","AW0-002","AW0",251.41]
[6001190554,"HORNSBY-BAMFORD (02)","AW0-014","AW0",251.41]
[6001212765,"MURDOCH-HASSETT (01)","AW0-008","AW0",251.41]
[6001443173,"WOORITE-MILLEARA (02)","AW0-008","AW0",251.41]
[6001157869,"CENTREWAY-WINGARA (03)","AW0-007","AW0",251.4]
[6001159258,"COHEN-GROVES (01)","AW0-008","AW0",251.4]
[6001277594,"DROMANA-MATTHEWS (02)","AW0-012","AW0",251.4]
[6001159158,"FAWKNER-ROBERTS (01)","AW0-008","AW0",251.4]
[6001213366,"MURDOCH-HASSETT (01)","AW0-008","AW0",251.4]
[6001309245,"WOORITE-MILLEARA (02)","AW0-008","AW0",251.4]
[6001231545,"BIRCH-BROADMEADOWS (01)","AW0-012","AW0",251.39]
[6001190864,"BRAMCOTE-FORMAN (01)","AW0-009","AW0",251.39]
[6001196243,"CARRICK-PYKE (02)","AW0-002","AW0",251.39]
[6001330169,"GOWANBRAE-SEGGAN (02)","AW0-012","AW0",251.39]
[6001290392,"GOWANBRAE-SEGGAN (04)","AW0-012","AW0",251.39]
[6001275530,"MURDOCH-HASSETT (04)","AW0-008","AW0",251.39]
[6001450071,"ROSEHILL-TALBOT (01)","AW0-006","AW0",251.39]
[6001469034,"FAWKNER-BENT (02)","AW0-009","AW0",251.38]
[6001147845,"MCINTOSH 21-MATTHEWS (01)","AW0-005","AW0",251.38]
[6001277996,"MURDOCH-HASSETT (04)","AW0-008","AW0",251.38]
[6001158609,"ROSEHILL-TALBOT (01)","AW0-006","AW0",251.38]
[6001157749,"WYONG-CENTREWAY (01)","AW0-007","AW0",251.38]
[6001274943,"BIRCH-BROADMEADOWS (01)","AW0-012","AW0",251.37]
[6001348306,"DAVID-RACHELLE (03)","AW0-007","AW0",251.37]
[6001349759,"GORDON-SHARPS (01)","AW0-012","AW0",251.37]
[6001017687,"GOWANBRAE-SEGGAN (02)","AW0-012","AW0",251.37]
[6001194605,"GREENACRE-AYLESBURY (01)","AW0-002","AW0",251.37]
[6001193077,"HANDSWORTH-LACKENHTH (01)","AW0-014","AW0",251.37]
[6001193363,"HANDSWORTH-LACKENHTH (01)","AW0-014","AW0",251.37]
[6001232082,"HIGHRIDGE-ROBERTS (03)","AW0-006","AW0",251.37]
[6001147964,"KING-BOWES (01)","AW0-005","AW0",251.37]
[6001147341,"MCNAMARA-ROBERTS (02)","AW0-006","AW0",251.37]
[6001304631,"QUINN-NOGA (01)","AW0-007","AW0",251.37]
[6001403087,"DALKEITH-GORDON (02)","AW0-009","AW0",251.36]
[6001196401,"GABRIELLE-SHANE (03)","AW0-002","AW0",251.36]
[6001290393,"GOWANBRAE-SEGGAN (04)","AW0-012","AW0",251.36]
[6001158790,"HEATHER-DINAH (01)","AW0-006","AW0",251.36]
[6001196874,"KITTYHAWK-MOORNA (02)","AW0-008","AW0",251.36]
[6001399577,"QUINN-NOGA (01)","AW0-007","AW0",251.36]
[6001306048,"ROSEHILL-ROSE (02)","AW0-006","AW0",251.36]
[6001197791,"AMIS-VISTA (02)","AW0-008","AW0",251.35]
[6001149328,"BIRCH-BROADMEADOWS (01)","AW0-012","AW0",251.35]
[6001195735,"BURBANK-KATRINA (02)","AW0-002","AW0",251.35]
[6001219413,"GABRIELLE-SHANE (03)","AW0-002","AW0",251.35]
[6001489648,"HEATHER-DINAH (02)","AW0-006","AW0",251.35]
[6001147701,"HILLSIDE-ROBERTS (02)","AW0-007","AW0",251.35]
[6001147959,"KING-BOWES (02)","AW0-005","AW0",251.35]
[6001276246,"ROSEHILL-ROSE (02)","AW0-006","AW0",251.35]
[6001190933,"BRAMCOTE-FORMAN (03)","AW0-009","AW0",251.34]
[6001448820,"DALKEITH-GORDON (02)","AW0-009","AW0",251.34]
[6001034655,"GOWANBRAE-SEGGAN (03)","AW0-012","AW0",251.34]
[6001037931,"HORNSBY-BAMFORD (02)","AW0-014","AW0",251.34]
[6001163528,"NEWMAN-HOTHAM (01)","AW0-007","AW0",251.34]
[6001193707,"PAYNE-RYLANDES (02)","AW0-009","AW0",251.34]
[6001231035,"ROSEHILL-ROSE (02)","AW0-006","AW0",251.34]
[6001226726,"ROSEHILL-ROSE (02)","AW0-006","AW0",251.34]
[6001209007,"ASSEMBLY 45-OVATA (01)","AW0-011","AW0",251.33]
[6001149371,"BIRCH-BROADMEADOWS (02)","AW0-012","AW0",251.33]
[6001154358,"CLAYTON-MASCOMA (01)","AW0-012","AW0",251.33]
[6001114817,"CLAYTON-MASCOMA (01)","AW0-012","AW0",251.33]
[6001351126,"ELLEN-RACHELLE (02)","AW0-008","AW0",251.33]
[6001147414,"HIGHRIDGE-ROBERTS (03)","AW0-006","AW0",251.33]
[6001193706,"PAYNE-RYLANDES (02)","AW0-009","AW0",251.33]
[6001159897,"THE CROSSWAY-VISTA (01)","AW0-008","AW0",251.33]
[6001288726,"ALANBRAE-STONEBRIDGE (04)","AW0-009","AW0",251.32]
[6001197901,"AMIS-VISTA (02)","AW0-008","AW0",251.32]
[6001022209,"BRAMCOTE-FORMAN (01)","AW0-009","AW0",251.32]
[6001266469,"DROMANA-MATTHEWS (02)","AW0-012","AW0",251.32]
[6001215668,"MURDOCH-HASSETT (02)","AW0-008","AW0",251.32]
[6001193341,"TANGEMERE-MICKLEHAM (02)","AW0-009","AW0",251.32]
[6001393387,"THE AVENUE-KEILOR (02)","AW0-007","AW0",251.32]
[6001243662,"WEBB-MATTHEWS (02)","AW0-012","AW0",251.32]
[6001194976,"HALL-BURBANK (02)","AW0-002","AW0",251.31]
[6001163620,"HANSON-GOBLE (01)","AW0-007","AW0",251.31]
[6001163611,"HANSON-GOBLE (01)","AW0-007","AW0",251.31]
[6001127369,"KITTYHAWK-MOORNA (02)","AW0-008","AW0",251.31]
[6001147292,"LOCK-LAURENCE (02)","AW0-007","AW0",251.31]
[6001123148,"SOUTH CIRCULAR-CARRICK (01)","AW0-002","AW0",251.31]
[6001281842,"DROMANA-MATTHEWS (02)","AW0-012","AW0",251.3]
[6001148021,"HIGHRIDGE-ROBERTS (01)","AW0-006","AW0",251.3]
[6001193712,"PAYNE-RYLANDES (02)","AW0-009","AW0",251.3]
[6001197947,"THE CROSSWAY-PARK (02)","AW0-008","AW0",251.3]
[6001506470,"WOORITE-MILLEARA (01)","AW0-008","AW0",251.3]
[6001501155,"WOORITE-MILLEARA (01)","AW0-008","AW0",251.3]
[6001197909,"AMIS-VISTA (02)","AW0-008","AW0",251.29]
[6001157857,"CENTREWAY-WINGARA (03)","AW0-007","AW0",251.29]
[6001196398,"GABRIELLE-SHANE (03)","AW0-002","AW0",251.29]
[6001340883,"GRANITE-VALLEY LAKE (02)","AW0-007","AW0",251.29]
[6001195368,"HARCOURT-SHERBOURNE (01)","AW0-002","AW0",251.29]
[6001158866,"HEATHER-DINAH (01)","AW0-006","AW0",251.29]
[6001351549,"HILLCREST-ARJAY (02)","AW0-014","AW0",251.29]
[6001147681,"HILLSIDE-ROBERTS (02)","AW0-007","AW0",251.29]
[6001240147,"MCINTOSH 21-MATTHEWS (01)","AW0-005","AW0",251.29]
[6001148829,"SEXTON-HALSEY (03)","AW0-006","AW0",251.29]
[6001002029,"WYONG-CENTREWAY (02)","AW0-007","AW0",251.29]
[6001190850,"BRAMCOTE-FORMAN (02)","AW0-009","AW0",251.28]
[6001159155,"FAWKNER-ROBERTS (01)","AW0-008","AW0",251.28]
[6001159074,"FAWKNER-ROBERTS (02)","AW0-008","AW0",251.28]
[6001194405,"GREENACRE-AYLESBURY (02)","AW0-002","AW0",251.28]
[6001149164,"LINDAWAY-MELROSE 1 (00)","AW0-002","AW0",251.28]
[6001271232,"MOLYNEUX-HAWKER (02)","AW0-005","AW0",251.28]
[6001430158,"NEWMAN-HOTHAM (03)","AW0-007","AW0",251.28]
[6001228469,"ROSEHILL-ROSE (02)","AW0-006","AW0",251.28]
[6001159095,"FAWKNER-ROBERTS (02)","AW0-008","AW0",251.27]
[6001159164,"FAWKNER-ROBERTS (01)","AW0-008","AW0",251.27]
[6001288129,"GOWANBRAE-SEGGAN (04)","AW0-012","AW0",251.27]
[6001158788,"HEATHER-DINAH (01)","AW0-006","AW0",251.27]
[6001147892,"MCINTOSH 42-MATTHEWS (01)","AW0-005","AW0",251.27]
[6001011817,"PAYNE-RYLANDES (02)","AW0-009","AW0",251.27]
[6001394721,"THE AVENUE-KEILOR (02)","AW0-007","AW0",251.27]
[6001194680,"WOODSTOCK-GLADSTONE (01)","AW0-002","AW0",251.27]
[6001388226,"DAVID-RACHELLE (02)","AW0-007","AW0",251.26]
[6001288511,"ELLEN-RACHELLE (02)","AW0-008","AW0",251.26]
[6001235204,"ETZEL-CLYDESDALE (01)","AW0-006","AW0",251.26]
[6001237351,"GOWANBRAE-SEGGAN (04)","AW0-012","AW0",251.26]
[6001195367,"HARCOURT-SHERBOURNE (01)","AW0-002","AW0",251.26]
[6001124150,"HILLSIDE-ROBERTS (02)","AW0-007","AW0",251.26]
[6001146956,"HOOD-MATTHEWS (01)","AW0-001","AW0",251.26]
[6001147955,"KING-BOWES (02)","AW0-005","AW0",251.26]
[6001158677,"RACHELLE-DINAH (01)","AW0-006","AW0",251.26]
[6001148271,"BEDFORD-PARER (02)","AW0-007","AW0",251.25]
[6001195682,"CARRICK-PYKE (02)","AW0-002","AW0",251.25]
[6001154265,"CLAYTON-MASCOMA (01)","AW0-012","AW0",251.25]
[6001159371,"PARKSIDE-STERLING (01)","AW0-008","AW0",251.25]
[6001157604,"WOORITE-MILLEARA (02)","AW0-008","AW0",251.25]
[6001157580,"WOORITE-MILLEARA (02)","AW0-008","AW0",251.25]
[6001190870,"BRAMCOTE-FORMAN (01)","AW0-009","AW0",251.24]
[6001388437,"GRANITE-VALLEY LAKE (02)","AW0-007","AW0",251.24]
[6001306507,"HEATHER-DINAH (02)","AW0-006","AW0",251.24]
[6001376231,"HIGHRIDGE-ROBERTS (01)","AW0-006","AW0",251.24]
[6001147958,"KING-BOWES (02)","AW0-005","AW0",251.24]
[6001147956,"KING-BOWES (02)","AW0-005","AW0",251.24]
[6001147272,"LOCK-LAURENCE (02)","AW0-007","AW0",251.24]
[6001213049,"MURDOCH-HASSETT (04)","AW0-008","AW0",251.24]
[6001195190,"SAMARA-ELMHURST (01)","AW0-002","AW0",251.24]
[6001003961,"TRADE PARK 9-TARMAC (01)","AW0-004","AW0",251.24]
[6001154266,"CLAYTON-MASCOMA (01)","AW0-012","AW0",251.23]
[6001207032,"DAWSON-ROMA (02)","AW0-004","AW0",251.23]
[6001271879,"ELMHURST-CARRICK (01)","AW0-002","AW0",251.23]
[6001274962,"GOWANBRAE-SEGGAN (01)","AW0-012","AW0",251.23]
[6001018182,"GOWANBRAE-SEGGAN (04)","AW0-012","AW0",251.23]
[6001338933,"GRANITE-VALLEY LAKE (02)","AW0-007","AW0",251.23]
[6001196889,"KITTYHAWK-MOORNA (02)","AW0-008","AW0",251.23]
[6001214231,"MURDOCH-HASSETT (01)","AW0-008","AW0",251.23]
[6001193715,"PAYNE-RYLANDES (02)","AW0-009","AW0",251.23]
[6001306045,"ROSEHILL-ROSE (02)","AW0-006","AW0",251.23]
[6001157087,"WUNNAMURRA-WONGANELA (01)","AW0-008","AW0",251.23]
[6001019197,"BRAMCOTE-FORMAN (02)","AW0-009","AW0",251.22]
[6001195378,"CARRICK-TRENTHAM (02)","AW0-002","AW0",251.22]
[6001347671,"GABRIELLE-SHANE (04)","AW0-002","AW0",251.22]
[6001284274,"GOWANBRAE-SEGGAN (01)","AW0-012","AW0",251.22]
[6001428277,"GOWANBRAE-SEGGAN (02)","AW0-012","AW0",251.22]
[6001346673,"GRANITE-VALLEY LAKE (02)","AW0-007","AW0",251.22]
[6001479633,"HEATHER-DINAH (01)","AW0-006","AW0",251.22]
[6001149169,"LINDAWAY-MELROSE 2 (01)","AW0-002","AW0",251.22]
[6001209250,"LINDAWAY-MELROSE 2 (01)","AW0-002","AW0",251.22]
[6001003838,"MOLYNEUX-HAWKER (02)","AW0-005","AW0",251.22]
[6001159896,"THE CROSSWAY-VISTA (01)","AW0-008","AW0",251.22]
[6001194826,"ARNSIDE-HILLCREST (03)","AW0-014","AW0",251.21]
[6001428794,"FAWKNER-ROBERTS (02)","AW0-008","AW0",251.21]
[6001444157,"GRANITE-VALLEY LAKE (03)","AW0-007","AW0",251.21]
[6001194531,"PRIOR-TAYLOR (02)","AW0-002","AW0",251.21]
[6001421304,"SEXTON-HALSEY (02)","AW0-006","AW0",251.21]
[6001194261,"CARRICK-PYKE (02)","AW0-002","AW0",251.2]
[6001190506,"COPELAND-BAMFORD (01)","AW0-014","AW0",251.2]
[6001286036,"GOWANBRAE-SEGGAN (01)","AW0-012","AW0",251.2]
[6001234948,"HIGHRIDGE-ROBERTS (03)","AW0-006","AW0",251.2]
[6001211659,"MURDOCH-HASSETT (01)","AW0-008","AW0",251.2]
[6001346605,"NEWMAN-HOTHAM (03)","AW0-007","AW0",251.2]
[6001003831,"NORMALAIR-KING (02)","AW0-005","AW0",251.2]
[6001158268,"QUINN-NOGA (02)","AW0-007","AW0",251.2]
[6001149968,"THERESA-CHRISTOPHER (02)","AW0-009","AW0",251.2]
[6001015783,"BRAMCOTE-FORMAN (03)","AW0-009","AW0",251.19]
[6001195565,"CARRICK-TRENTHAM (02)","AW0-002","AW0",251.19]
[6001196862,"KITTYHAWK-MOORNA (02)","AW0-008","AW0",251.19]
[6001240827,"MOLYNEUX-HAWKER (02)","AW0-005","AW0",251.19]
[6001147080,"OAK-CONISTON (02)","AW0-007","AW0",251.19]
[6001401860,"OAK-CONISTON (02)","AW0-007","AW0",251.19]
[6001197792,"AMIS-VISTA (02)","AW0-008","AW0",251.18]
[6001241932,"ASSEMBLY 45-OVATA (01)","AW0-011","AW0",251.18]
[6001390010,"BIRCH-BROADMEADOWS (01)","AW0-012","AW0",251.18]
[6001332687,"CENTREWAY-WINGARA (03)","AW0-007","AW0",251.18]
[6001439083,"HARCOURT-SHERBOURNE (02)","AW0-002","AW0",251.18]
[6001195335,"HARCOURT-SHERBOURNE (02)","AW0-002","AW0",251.18]
[6001496166,"HIGHRIDGE-ROBERTS (03)","AW0-006","AW0",251.18]
[6001309310,"INTERNATIONAL-T'PARK (00)","AW0-004","AW0",251.18]
[6001147957,"KING-BOWES (02)","AW0-005","AW0",251.18]
[6001213296,"MURDOCH-HASSETT (01)","AW0-008","AW0",251.18]
[6001393018,"PUMICE-OLIVINE (01)","AW0-007","AW0",251.18]
[6001271257,"RODD-WESTFIELD CO (02)","AW0-005","AW0",251.18]
[6001195190,"SAMARA-ELMHURST (01)","AW0-002","AW0",251.18]
[6001190926,"BRAMCOTE-FORMAN (03)","AW0-009","AW0",251.17]
[6001217292,"CENTREWAY-WINGARA (03)","AW0-007","AW0",251.17]
[6001157845,"CENTREWAY-WINGARA (03)","AW0-007","AW0",251.17]
[6001282291,"GOWANBRAE-SEGGAN (01)","AW0-012","AW0",251.17]
[6001337236,"GRANITE-VALLEY LAKE (02)","AW0-007","AW0",251.17]
[6001190499,"HORNSBY-BAMFORD (02)","AW0-014","AW0",251.17]
[6001190545,"HORNSBY-BAMFORD (02)","AW0-014","AW0",251.17]
[6001341327,"OAK-CONISTON (02)","AW0-007","AW0",251.17]
[6001018438,"ROSEHILL-ROSE (02)","AW0-006","AW0",251.17]
[6001022002,"SEXTON-HALSEY (03)","AW0-006","AW0",251.17]
[6001193370,"TANGEMERE-MICKLEHAM (02)","AW0-009","AW0",251.17]
[6001227206,"BEVERAGE-TULLA PARK (03)","AW0-003","AW0",251.16]
[6001194986,"HALL-BURBANK (02)","AW0-002","AW0",251.16]
[6001158794,"HEATHER-DINAH (01)","AW0-006","AW0",251.16]
[6001250506,"LINDAWAY-MELROSE 1 (00)","AW0-002","AW0",251.16]
[6001195741,"BURBANK-KATRINA (02)","AW0-002","AW0",251.15]
[6001474761,"DAVID-RACHELLE (03)","AW0-007","AW0",251.15]
[6001343967,"ELLEN-RACHELLE (02)","AW0-008","AW0",251.15]
[6001296640,"HEATHER-DINAH (01)","AW0-006","AW0",251.15]
[6001147706,"HILLSIDE-ROBERTS (02)","AW0-007","AW0",251.15]
[6001415728,"HILLSIDE-ROBERTS (01)","AW0-007","AW0",251.15]
[6001196875,"KITTYHAWK-MOORNA (02)","AW0-008","AW0",251.15]
[6001154184,"LOCKHEED-BOEING (01)","AW0-012","AW0",251.15]
[6001238900,"ALANBRAE-STONEBRIDGE (04)","AW0-009","AW0",251.14]
[6001157830,"CENTREWAY-WINGARA (03)","AW0-007","AW0",251.14]
[6001197156,"DAVID-RACHELLE (02)","AW0-007","AW0",251.14]
[6001407116,"GREENACRE-AYLESBURY (01)","AW0-002","AW0",251.14]
[6001147416,"HIGHRIDGE-ROBERTS (03)","AW0-006","AW0",251.14]
[6001337743,"HORNSBY-BAMFORD (02)","AW0-014","AW0",251.14]
[6001240147,"MCINTOSH 21-MATTHEWS (01)","AW0-005","AW0",251.14]
[6001342480,"NEWMAN-HOTHAM (01)","AW0-007","AW0",251.14]
[6001158934,"SALTAU-MILLEARA (01)","AW0-008","AW0",251.14]
[6001274994,"THE AVENUE-KEILOR (02)","AW0-007","AW0",251.14]
[6001197945,"THE CROSSWAY-PARK (02)","AW0-008","AW0",251.14]
[6001157102,"WUNNAMURRA-WONGANELA (01)","AW0-008","AW0",251.14]
[6001194259,"CARRICK-PYKE (02)","AW0-002","AW0",251.13]
[6001448872,"DAVID-RACHELLE (03)","AW0-007","AW0",251.13]
[6001159040,"ELLEN-RACHELLE (02)","AW0-008","AW0",251.13]
[6001288134,"GOWANBRAE-SEGGAN (04)","AW0-012","AW0",251.13]
[6001346713,"GRANITE-VALLEY LAKE (02)","AW0-007","AW0",251.13]
[6001325815,"GRANITE-VALLEY LAKE (03)","AW0-007","AW0",251.13]
[6001022647,"GREENACRE-AYLESBURY (02)","AW0-002","AW0",251.13]
[6001451265,"HEATHER-DINAH (02)","AW0-006","AW0",251.13]
[6001158784,"HEATHER-DINAH (01)","AW0-006","AW0",251.13]
[6001196883,"KITTYHAWK-MOORNA (02)","AW0-008","AW0",251.13]
[6001216114,"MURDOCH-HASSETT (01)","AW0-008","AW0",251.13]
[6001476833,"BEVERAGE-TULLA PARK (01)","AW0-003","AW0",251.12]
[6001217291,"CENTREWAY-WINGARA (03)","AW0-007","AW0",251.12]
[6001154245,"CLAYTON-MASCOMA (01)","AW0-012","AW0",251.12]
[6001403735,"COHEN-GROVES (01)","AW0-008","AW0",251.12]
[6001347694,"GABRIELLE-SHANE (04)","AW0-002","AW0",251.12]
[6001248248,"GOWANBRAE-SEGGAN (04)","AW0-012","AW0",251.12]
[6001149917,"MAY-DAWSON (02)","AW0-004","AW0",251.12]
[6001163853,"THE AVENUE-KEILOR (02)","AW0-007","AW0",251.12]
[6001196390,"GABRIELLE-SHANE (02)","AW0-002","AW0",251.11]
[6001210049,"GABRIELLE-SHANE (03)","AW0-002","AW0",251.11]
[6001126938,"HANSON-GOBLE (01)","AW0-007","AW0",251.11]
[6001195372,"HARCOURT-SHERBOURNE (01)","AW0-002","AW0",251.11]
[6001158879,"HEATHER-DINAH (01)","AW0-006","AW0",251.11]
[6001214717,"HIGHRIDGE-ROBERTS (03)","AW0-006","AW0",251.11]
[6001213638,"MURDOCH-HASSETT (01)","AW0-008","AW0",251.11]
[6001158405,"QUINN-NOGA (01)","AW0-007","AW0",251.11]
[6001195190,"SAMARA-ELMHURST (01)","AW0-002","AW0",251.11]
[6001427529,"SEXTON-HALSEY (03)","AW0-006","AW0",251.11]
[6001193417,"TANGEMERE-MICKLEHAM (01)","AW0-009","AW0",251.11]
[6001193413,"TANGEMERE-MICKLEHAM (01)","AW0-009","AW0",251.11]
[6001238923,"THE AVENUE-KEILOR (02)","AW0-007","AW0",251.11]
[6001221623,"ASSEMBLY 45-OVATA (01)","AW0-011","AW0",251.1]
[6001485394,"DALKEITH-GORDON (02)","AW0-009","AW0",251.1]
[6001484908,"DAVID-RACHELLE (03)","AW0-007","AW0",251.1]
[6001159072,"FAWKNER-ROBERTS (02)","AW0-008","AW0",251.1]
[6001044854,"GORDON-SHARPS (01)","AW0-012","AW0",251.1]
[6001147696,"HILLSIDE-ROBERTS (02)","AW0-007","AW0",251.1]
[6001343010,"KING-BOWES (02)","AW0-005","AW0",251.1]
[6001281003,"BEVERAGE-TULLA PARK (01)","AW0-003","AW0",251.09]
[6001467330,"COPE-MOORE (02)","AW0-001","AW0",251.09]
[6001208139,"GABRIELLE-SHANE (03)","AW0-002","AW0",251.09]
[6001154293,"GLENSCOTT-ELYSEE (01)","AW0-012","AW0",251.09]
[6001158881,"HEATHER-DINAH (01)","AW0-006","AW0",251.09]
[6001147955,"KING-BOWES (02)","AW0-005","AW0",251.09]
[6001147268,"LOCK-LAURENCE (02)","AW0-007","AW0",251.09]
[6001302331,"QUINN-NOGA (01)","AW0-007","AW0",251.09]
[6001213867,"COLLEGE-BREES (02)","AW0-008","AW0",251.08]
[6001286038,"GOWANBRAE-SEGGAN (01)","AW0-012","AW0",251.08]
[6001395427,"HANSON-GOBLE (01)","AW0-007","AW0",251.08]
[6001477023,"HILLSIDE-ROBERTS (01)","AW0-007","AW0",251.08]
[6001149933,"MAY-DAWSON (02)","AW0-004","AW0",251.08]
[6001210949,"MMBW-VICTORIA 1 (01)","AW0-014","AW0",251.08]
[6001003838,"MOLYNEUX-HAWKER (02)","AW0-005","AW0",251.08]
[6001230945,"MURDOCH-HASSETT (02)","AW0-008","AW0",251.08]
[6001019207,"THERESA-CHRISTOPHER (02)","AW0-009","AW0",251.08]
[6001327429,"WUNNAMURRA-WONGANELA (01)","AW0-008","AW0",251.08]
[6001272267,"GOWANBRAE-SEGGAN (01)","AW0-012","AW0",251.07]
[6001390026,"GRANITE-VALLEY LAKE (02)","AW0-007","AW0",251.07]
[6001346504,"GRANITE-VALLEY LAKE (03)","AW0-007","AW0",251.07]
[6001194979,"HALL-BURBANK (02)","AW0-002","AW0",251.07]
[6001158491,"SHELLEY-NOGA (01)","AW0-007","AW0",251.07]
[6001195149,"ELMHURST-CARRICK (01)","AW0-002","AW0",251.06]
[6001452030,"KITTYHAWK-MOORNA (02)","AW0-008","AW0",251.06]
[6001198371,"MOLYNEUX-HAWKER (02)","AW0-005","AW0",251.06]
[6001148980,"RODD-WESTFIELD CO (03)","AW0-005","AW0",251.06]
[6001198252,"TULLA PARK-BEVERAGE (02)","AW0-011","AW0",251.06]
[6001471955,"WOORITE-MILLEARA (01)","AW0-008","AW0",251.06]
[6001336842,"WUNNAMURRA-WONGANELA (01)","AW0-008","AW0",251.06]
[6001448872,"DAVID-RACHELLE (03)","AW0-007","AW0",251.05]
[6001196414,"GABRIELLE-SHANE (03)","AW0-002","AW0",250.95]
[6001310861,"HIGHRIDGE-ROBERTS (03)","AW0-006","AW0",250.66]
[6001195325,"HARCOURT-SHERBOURNE (02)","AW0-002","AW0",250.56]
[6001158635,"JUDITH-BREES (02)","AW0-006","AW0",250.36]
[6001148333,"HILBERT-HARRINGTON (01)","AW0-008","AW0",250.2]
[6001343467,"MARIGOLD-ALDER (02)","AW0-012","AW0",249.99]
[6001194703,"GREENACRE-AYLESBURY (02)","AW0-002","AW0",249.9]
[6001195902,"HALL-BURBANK (01)","AW0-002","AW0",249.72]
[6001437807,"FARRELL-RYDER (02)","AW0-006","AW0",249.62]
[6001338896,"VALLEY LAKE-STEELE CREEK (01)","AW0-007","AW0",249.57]
[6001436085,"KING-BOWES (01)","AW0-005","AW0",249.42]
[6001412598,"ELLEN-RACHELLE (03)","AW0-008","AW0",249.36]
[6001194940,"BARRINGTON-PARNELL (02)","AW0-002","AW0",249.21]
[6001238152,"EUMARELLA-SPRING (02)","AW0-012","AW0",249.17]
[6001346713,"GRANITE-VALLEY LAKE (02)","AW0-007","AW0",249.09]
[6001274219,"GOWANBRAE-SEGGAN (01)","AW0-012","AW0",249.01]
[6001287440,"BLUEBELL-LILAC (02)","AW0-012","AW0",248.96]
[6001147215,"MCNAMARA-PETERS (01)","AW0-007","AW0",248.87]
[6001193489,"MICKLEHAM-SCAMPTON (01)","AW0-009","AW0",248.8]
[6001150141,"HENDERSON-MELROSE (02)","AW0-004","AW0",248.74]
[6001294774,"MELROSE-CATHERINE (01)","AW0-004","AW0",248.71]
[6001470060,"COPE-MOORE (02)","AW0-001","AW0",248.62]
[6001124733,"HILLCREST-MICKLEHAM (01)","AW0-009","AW0",248.61]
[6001419723,"TRUMPINGTON-TRINITY (01)","AW0-009","AW0",248.58]
[6001183667,"BLUEBELL-LILAC (01)","AW0-012","AW0",248.49]
[6001195088,"SAMARA-ELMHURST (02)","AW0-002","AW0",248.47]
[6001444555,"FAWKNER-BENT (02)","AW0-009","AW0",248.4]
[6001009571,"VICTORY-MATTHEWS (02)","AW0-005","AW0",248.38]
[6001451354,"CRESSWELL-CAMERON (02)","AW0-006","AW0",248.3]
[6001163551,"NEWMAN-HOTHAM (01)","AW0-007","AW0",248.27]
[6001307803,"COGHLAN-REBECCA (03)","AW0-006","AW0",248.21]
[6001193692,"CATALINA-GARDEN 1 (01)","AW0-014","AW0",248.19]
[6001197258,"VIEWBANK-BREES (02)","AW0-006","AW0",248.17]
[6001216529,"CORTINA-MONTE CARLO (02)","AW0-008","AW0",248.12]
[6001384849,"MARIGOLD-DURANTA (03)","AW0-012","AW0",248.09]
[6001345002,"ELSTONE-KEILOR (04)","AW0-006","AW0",248.02]
[6001196836,"KITTYHAWK-MOORNA (02)","AW0-008","AW0",248]
[6001192762,"SMOLIC-SPRINGBANK (02)","AW0-004","AW0",247.95]
[6001241711,"COACH HOUSE-ALANBRAE (04)","AW0-009","AW0",247.91]
[6001192787,"SANDHAM-GRETNA (02)","AW0-014","AW0",247.86]
[6001013549,"MILLAR-MELROSE (01)","AW0-004","AW0",247.83]
[6001343895,"ELSTONE-KEILOR (03)","AW0-006","AW0",247.81]
[6001147061,"OAK-CONISTON (01)","AW0-007","AW0",247.75]
[6001245395,"HALSEY-MATTHEWS (02)","AW0-005","AW0",247.73]
[6001012071,"HAWKER-MCNAMARA (01)","AW0-001","AW0",247.7]
[6001425326,"GRANITE-VALLEY LAKE (01)","AW0-007","AW0",247.65]
[6001196859,"KITTYHAWK-MOORNA (02)","AW0-008","AW0",247.6]
[6001192932,"DAWSON-ROMA (01)","AW0-004","AW0",247.58]
[6001159348,"REGENT-JEFFREY (02)","AW0-008","AW0",247.54]
[6001042084,"LOCKHEED-BOEING (02)","AW0-012","AW0",247.5]
[6001208481,"SANDHAM-GRETNA (02)","AW0-014","AW0",247.48]
[6001148712,"LOUIS-MARSHALL (02)","AW0-005","AW0",247.43]
[6001235000,"HANSON-GOBLE (02)","AW0-007","AW0",247.41]
[6001210834,"HASSETT-BORDER (04)","AW0-008","AW0",247.35]
[6001207606,"BIRCH-BROADMEADOWS (02)","AW0-012","AW0",247.33]
[6001266558,"BLUEBELL-LILAC (01)","AW0-012","AW0",247.31]
[6001283167,"BARRIE 31-SILICON (01)","AW0-011","AW0",247.26]
[6001251140,"RODD-WESTFIELD CO (03)","AW0-005","AW0",247.25]
[6001148757,"COPE-MOORE (02)","AW0-001","AW0",247.19]
[6001123486,"TROTT-HASSETT (03)","AW0-008","AW0",247.17]
[6001193617,"CUSTOM-FREIGHT (02)","AW0-014","AW0",247.12]
[6001148014,"FRASER-BOWES (02)","AW0-001","AW0",247.1]
[6001412649,"BEDFORD-PARER (02)","AW0-007","AW0",247.05]
[6001197689,"MONTE CARLO-ORLEANS (02)","AW0-008","AW0",247.02]
[6001148013,"FRASER-BOWES (02)","AW0-001","AW0",246.98]
[6001252583,"BEVERAGE-DONOHOE ICE CO (03)","AW0-003","AW0",246.96]
[6001149856,"JUDY-CHURCHILL (01)","AW0-004","AW0",246.91]
[6001241059,"DALKEITH-GORDON (01)","AW0-009","AW0",246.89]
[6001452870,"THE CROSSWAY-VISTA (03)","AW0-008","AW0",246.88]
[6001147207,"MCNAMARA-ROBERTS (02)","AW0-006","AW0",246.82]
[6001003862,"PRIMA-TULLA PARK (02)","AW0-011","AW0",246.8]
[6001149228,"GORDON-SHARPS (02)","AW0-012","AW0",246.74]
[6001157246,"SUSAN-RACHELLE (02)","AW0-007","AW0",246.73]
[6001003418,"SOUTH CIRCULAR-PAYNE (01)","AW0-002","AW0",246.68]
[6001254827,"DERBY 14-HENDERSON (02)","AW0-004","AW0",246.64]
[6001212154,"CHAPPELL-HASSETT (04)","AW0-008","AW0",246.63]
[6001344985,"ELSTONE-KEILOR (04)","AW0-006","AW0",246.57]
[6001234883,"JUDITH-BREES (01)","AW0-006","AW0",246.53]
[6001159816,"REGENT-JEFFREY (03)","AW0-008","AW0",246.5]
[6001159120,"MCPHERSON-QUINN (03)","AW0-008","AW0",246.47]
[6001335754,"HILLCREST-ARJAY (01)","AW0-014","AW0",246.41]
[6001337103,"FAWKNER-BENT (04)","AW0-009","AW0",246.39]
[6001195066,"GREENACRE-AYLESBURY (02)","AW0-002","AW0",246.36]
[6001280628,"KENNY-COGHILL (01)","AW0-009","AW0",246.3]
[6001194550,"GREENACRE-AYLESBURY (01)","AW0-002","AW0",246.27]
[6001350481,"DAVID-RACHELLE (03)","AW0-007","AW0",246.2]
[6001415876,"RYDER-HALDANE (03)","AW0-006","AW0",246.19]
[6001157201,"RACHELLE-NICOLA (01)","AW0-007","AW0",246.11]
[6001308764,"COACH HOUSE-ALANBRAE (04)","AW0-009","AW0",246.08]
[6001146816,"CRESSWELL-CAMERON (01)","AW0-006","AW0",246.04]
[6001424051,"ELLEN-RACHELLE (02)","AW0-008","AW0",245.98]
[6001194395,"GREENACRE-AYLESBURY (02)","AW0-002","AW0",245.95]
[6001325655,"GLADSTONE PK-BELMONT (01)","AW0-002","AW0",245.88]
[6001197218,"SURREY-MEDWAY (01)","AW0-008","AW0",245.83]
[6001147423,"MCNAMARA-ROBERTS (02)","AW0-006","AW0",245.73]
[6001147547,"HILBERT-ROBERTS (01)","AW0-008","AW0",245.69]
[6001390743,"FAWKNER-QUINN (02)","AW0-008","AW0",245.6]
[6001159020,"ELLEN-RACHELLE (01)","AW0-008","AW0",245.54]
[6001207289,"ROSTELLA-NORWOOD (02)","AW0-008","AW0",245.43]
[6001219956,"HILLCREST-ARJAY (02)","AW0-014","AW0",245.39]
[6001215092,"CHAPPELL-HASSETT (04)","AW0-008","AW0",245.33]
[6001148303,"HILBERT-HARRINGTON (01)","AW0-008","AW0",245.21]
[6001045263,"THE CIRCUIT-JOEL (01)","AW0-002","AW0",245.17]
[6001197320,"COLLEGE-BREES (01)","AW0-008","AW0",245.07]
[6001282453,"GLADSTONE PK-BELMONT (03)","AW0-002","AW0",244.98]
[6001148285,"HILBERT-HARRINGTON (01)","AW0-008","AW0",244.82]
[6001246311,"KENNY-COGHILL (04)","AW0-009","AW0",244.77]
[6001193142,"FINNINGLEY-MARHAM (01)","AW0-014","AW0",244.63]
[6001164062,"HOTHAM-RYDER NO. 2 (03)","AW0-006","AW0",244.48]
[6001240772,"GLADSTONE PK-BELMONT (03)","AW0-002","AW0",244.4]
[6001148557,"NORTH-THOMAS (02)","AW0-007","AW0",244.1]
[6001470694,"WUNNAMURRA-WONGANELA (02)","AW0-008","AW0",244.06]
[6001163855,"THE AVENUE-KEILOR (02)","AW0-007","AW0",243.68]
[6001404348,"EARL-MATTHEWS (02)","AW0-001","AW0",243.49]
[6001232372,"TULLAMARINA-SHARPS (01)","AW0-009","AW0",243.09]
[6001393281,"GREEN-MATTHEWS (01)","AW0-006","AW0",242.93]
[6001309399,"MARIGOLD-HOLLY (03)","AW0-012","AW0",242.69]
[6001195122,"VAUCLUSE-LENOAK (02)","AW0-002","AW0",242.16]
[6001396515,"STEELE CREEK-BASALT (04)","AW0-007","AW0",241.85]
[6001227178,"STEELE CRT-P14 (01)","AW0-003","AW0",241.56]
[6001244666,"TAYLOR-PARNELL (02)","AW0-002","AW0",241.45]
[6001419361,"QUINN-CLARKS (01)","AW0-007","AW0",240.95]
[6001163922,"HUTCHINSON-HOTHAM (02)","AW0-006","AW0",240.52]
[6001343996,"STEELE CREEK-BASALT (02)","AW0-007","AW0",239.87]
[6001265997,"CUDGEWA-BORVA (01)","AW0-008","AW0",239.1]
[6001350149,"HOTHAM-RYDER NO. 2 (03)","AW0-006","AW0",236.75]
[6001509684,"BUSHFIELD-LONGFORD (02)","BD0-009","BD0",251.4]
[6001305638,"SALVATOR-HUMESIDE (03)","BD0-016","BD0",251.12]
[6001484249,"CUTHBERT-GOULBURN (01)","BD0-011","BD0",250.7]
[6001345740,"NATIONAL-THE CROSSWAY (04)","BD0-001","BD0",250.52]
[6001021424,"WARRAGUL-LISMORE (01)","BD0-011","BD0",250.12]
[6001124975,"DUNSTAN-BARRY (01)","BD0-008","BD0",249.9]
[6001399689,"WARRAGUL-LISMORE (02)","BD0-011","BD0",249.29]
[6001179216,"JOFFRE-KITCHENER (02)","BD0-011","BD0",248.88]
[6001190448,"PASCOE-BLACK (02)","BD0-007","BD0",248.78]
[6001004617,"PAULSON-HORNE (03)","BD0-016","BD0",248.24]
[6001183084,"KATUNGA-HAMILTON (02)","BD0-007","BD0",248.06]
[6001263794,"RALEIGH-WILLS (01)","BD0-007","BD0",247.72]
[6001190103,"SHADFORTH-RALEIGH (01)","BD0-007","BD0",247.49]
[6001183125,"KATUNGA-HAMILTON (01)","BD0-007","BD0",247.12]
[6001338400,"ROKEWOOD-ELLAM (02)","BD0-014","BD0",247.02]
[6001284079,"WARRAGUL-LISMORE (01)","BD0-011","BD0",246.78]
[6001337737,"MISTY-HORNE (02)","BD0-015","BD0",246.61]
[6001188950,"WILBY-GLENCAIRN (03)","BD0-007","BD0",246.53]
[6001177860,"MONT ALBERT-RAINSFORD (02)","BD0-016","BD0",246.28]
[6001177800,"MONT ALBERT-RAINSFORD (02)","BD0-016","BD0",246.23]
[6001181000,"EXFORD-LONGFORD (02)","BD0-009","BD0",246.03]
[6001290832,"LONDON-CUTHBERT (02)","BD0-011","BD0",245.96]
[6001413259,"MALCOLM-SARAH NO 2 (00)","BD0-016","BD0",245.87]
[6001196093,"COLDEN-CLARKE (02)","BD0-007","BD0",245.75]
[6001202970,"HUME-PARAMOUNT CO (02)","BD0-015","BD0",245.7]
[6001187963,"TAGGERTY-MELWOOD (01)","BD0-014","BD0",245.57]
[6001247916,"ROKEWOOD-BALOOK (02)","BD0-014","BD0",245.49]
[6001266422,"WINCHESTER-WHARTON (01)","BD0-004","BD0",245.41]
[6001177629,"MONT ALBERT-RAINSFORD (01)","BD0-016","BD0",245.38]
[6001177129,"CLARKE-SOMERSET (01)","BD0-016","BD0",245.28]
[6001188786,"TATURA-NATHALIA (02)","BD0-007","BD0",245.25]
[6001177203,"LUCERNE-BLACKWOOD (01)","BD0-016","BD0",245.16]
[6001189466,"BERWICK-HUME (01)","BD0-015","BD0",245.12]
[6001279281,"FREEMAN 9-JESICA (03)","BD0-013","BD0",245.09]
[6001309424,"ENDEAVOUR-WESTFIELD (01)","BD0-007","BD0",245.01]
[6001020534,"ELLESMERE-CARRICK (01)","BD0-007","BD0",244.99]
[6001189471,"BERWICK-HUME (01)","BD0-015","BD0",244.91]
[6001194379,"PASCOE-BLACK (01)","BD0-007","BD0",244.87]
[6001187468,"ROKEWOOD-BALOOK (01)","BD0-014","BD0",244.82]
[6001431090,"PARKMORE-TRELAWNY (03)","BD0-007","BD0",244.79]
[6001475264,"VALLEY PARK-VISTA (01)","BD0-007","BD0",244.74]
[6001177576,"BLACKWOOD-SYCAMORE (01)","BD0-016","BD0",244.69]
[6001190141,"ELIZABETH-RALEIGH (02)","BD0-007","BD0",244.66]
[6001452733,"LONDON-CUTHBERT (02)","BD0-011","BD0",244.59]
[6001179770,"LYDIA-DUNSTAN (02)","BD0-015","BD0",244.57]
[6001189394,"KILLARA 79-GLENBARRY (01)","BD0-008","BD0",244.48]
[6001347785,"ELIZABETH-RALEIGH (02)","BD0-007","BD0",244.45]
[6001251970,"ALMURTA-KYABRAM (02)","BD0-014","BD0",244.36]
[6001193942,"CHISHOLM-OSBORNE (01)","BD0-007","BD0",244.33]
[6001189534,"HORNE-BANCELL (00)","BD0-015","BD0",244.26]
[6001256624,"ELLESMERE-CARRICK (01)","BD0-007","BD0",244.22]
[6001283497,"COGHILL-RALEIGH (02)","BD0-007","BD0",244.19]
[6001192484,"WALPA-TOORA (01)","BD0-007","BD0",244.1]
[6001352061,"MILITARY 14-BROADFIELD (01)","BD0-003","BD0",244.08]
[6001495414,"WARANGA-BLAIR (03)","BD0-011","BD0",243.99]
[6001420225,"WARANGA-BLAIR (04)","BD0-011","BD0",243.97]
[6001271673,"KARNAK-PEARSON (01)","BD0-009","BD0",243.85]
[6001259144,"EXFORD-LONGFORD (02)","BD0-009","BD0",243.81]
[6001188071,"PASCOE VALE-BENDOC (02)","BD0-014","BD0",243.76]
[6001126211,"GENTLES-HUME (01)","BD0-015","BD0",243.65]
[6001187866,"TAGGERTY-MELWOOD (02)","BD0-014","BD0",243.59]
[6001213197,"GENTLES-DUNSTAN (01)","BD0-015","BD0",243.44]
[6001192464,"WALPA-TOORA (03)","BD0-007","BD0",243.39]
[6001188726,"TALGARNO-UNITT (03)","BD0-010","BD0",243.2]
[6001188653,"TALGARNO-UNITT (03)","BD0-010","BD0",243.14]
[6001043778,"DALLAS-BARRY (02)","BD0-011","BD0",242.93]
[6001124318,"TALGARNO-UNITT (03)","BD0-010","BD0",242.74]
[6001187898,"TAGGERTY-HADDON (02)","BD0-014","BD0",242.73]
[6001126953,"MAFFRA 30-EUROA (00)","BD0-009","BD0",242.29]
[6001271811,"MISTY-HORNE (02)","BD0-015","BD0",242.1]
[6001177834,"RAINSFORD-SAMUEL (01)","BD0-016","BD0",241.47]
[6001212487,"KILLARA-BARRY 1 (02)","BD0-008","BD0",240.85]
[6001177829,"RAINSFORD-SAMUEL (01)","BD0-016","BD0",240.04]
[6001189445,"COLBERT-BERWICK (02)","BD0-016","BD0",239.66]
[6001189445,"COLBERT-BERWICK (02)","BD0-016","BD0",238.81]
[6001179484,"DALLAS-FOSTER (00)","BD0-011","BD0",237.99]
[6001020163,"ELLIOT-GRAHAM (03)","BMS-012","BMS",252.95]
[6001265597,"CAMP-WARNOCK (01)","BMS-012","BMS",250.87]
[6001325328,"GAVIN-SUNSET (01)","BMS-023","BMS",250.29]
[6001276264,"GRAHAM-GIBSON (02)","BMS-023","BMS",248.45]
[6001178364,"NEPEAN-FREDA (02)","BMS-023","BMS",248.16]
[6001465073,"HUME-K MART (01)","BMS-021","BMS",247.54]
[6001182324,"FREELAND-ELEANOR (02)","BMS-023","BMS",247.01]
[6001182601,"BLIBURG-SUNSET (02)","BMS-023","BMS",246.43]
[6001451999,"BROOK-JOHNSTONE (01)","BMS-023","BMS",246.24]
[6001227230,"SMILEY-GERBERT (00)","BMS-012","BMS",245.92]
[6001178923,"TRETHOWAN-SMILEY (02)","BMS-012","BMS",245.69]
[6001454670,"THE GATEWAY-CAMP (02)","BMS-021","BMS",245.53]
[6001424095,"MAYGAR 16-CAMP (01)","BMS-025","BMS",245.15]
[6001003705,"TRAWALLA-TERRAZZO (02)","BMS-021","BMS",245.05]
[6001390623,"GRAHAM-GIBSON (02)","BMS-023","BMS",244.61]
[6001253838,"BROOK-JOHNSTONE (01)","BMS-023","BMS",244.49]
[6001247258,"GRAHAM-GIBSON (02)","BMS-023","BMS",244.29]
[6001025523,"JACANA-LAHINCH (03)","BMS-012","BMS",243.95]
[6001477369,"JACANA-LAHINCH (01)","BMS-012","BMS",243.73]
[6001421278,"MAHONEYS-KATHRYN (01)","BMS-021","BMS",242.95]
[6001182177,"JOSEPH-MARTELL (02)","BMS-012","BMS",242.12]
[6001199201,"GIBSON-THERRY COLLGE (02)","BMS-023","BMS",240.25]
[6001190120,"CAMPBELL-STURIS (01)","BMS-023","BMS",238.7]
[6001313706,"REGATTA-WATERSIDE (04)","BY0-012","BY0",255.2]
[6001407546,"LACY-BALLARAT (01)","BY0-011","BY0",255.07]
[6001329870,"REGATTA-WATERSIDE (02)","BY0-012","BY0",254.45]
[6001064788,"WATTLE-HAMPSTEAD (01)","BY0-014","BY0",253.77]
[6001406013,"ELIZABETH-MELON (01)","BY0-011","BY0",253.56]
[6001060807,"ROSAMOND-RIVER (02)","BY0-013","BY0",253.01]
[6001219726,"SAN REMO-RIVIERA (02)","BY0-014","BY0",252.65]
[6001211919,"BROWNING-SHANE (05)","BY0-014","BY0",251.97]
[6001461186,"LANGHAM-CANNING (02)","BY0-014","BY0",251.59]
[6001022646,"JACKSON-THOMSON (03)","BY0-011","BY0",251.37]
[6001475466,"MITCHELL 108-HARRY (01)","BY0-013","BY0",250.76]
[6001162429,"LANGHAM-CANNING (02)","BY0-014","BY0",250.57]
[6001060755,"ROSAMOND-RIVER (01)","BY0-013","BY0",250.34]
[6001349458,"DARNLEY-JOY (03)","BY0-011","BY0",250.1]
[6001299829,"WOOD-SYDNEY (01)","BY0-014","BY0",249.76]
[6001220338,"CHARMAINE-BORDEAUX (02)","BY0-014","BY0",249.65]
[6001161212,"ROGERSON-THOMPSON (01)","BY0-011","BY0",249.46]
[6001250527,"DOYLE-NORTH (01)","BY0-011","BY0",249.32]
[6001248682,"KALLARA-BIRDWOOD (02)","BY0-012","BY0",249.12]
[6001310994,"MITCHELL-HAVELOCK (02)","BY0-012","BY0",249.05]
[6001012227,"BALMORAL-KENNETH (01)","BY0-011","BY0",248.98]
[6001061314,"BOSQUET-BALLARAT (01)","BY0-011","BY0",248.84]
[6001162666,"CHRISTINA-BARBARA (01)","BY0-014","BY0",248.79]
[6001334560,"SUNNYBANK-RIVERBEND (06)","BY0-011","BY0",248.66]
[6001048961,"CRESWICK-LATROBE (02)","BY0-012","BY0",248.61]
[6001486001,"VINE-SHEPHERD (02)","BY0-011","BY0",248.5]
[6001064326,"KELLAWAY-ROSAMOND (01)","BY0-013","BY0",248.46]
[6001295793,"IBIS-MAGAZINE (03)","BY0-012","BY0",248.38]
[6001304883,"DARNLEY-JOY (02)","BY0-011","BY0",248.29]
[6001214980,"BUCKLEY-THE CROSSWAY (03)","BY0-011","BY0",248.24]
[6001469636,"CUMBERLAND-CORMORANT (02)","BY0-012","BY0",248.14]
[6001049622,"OWEN-GORDON (03)","BY0-012","BY0",248.08]
[6001349148,"OWEN-ELDRIDGE (02)","BY0-012","BY0",248.01]
[6001039719,"MCKENNA-MILITARY (02)","BY0-014","BY0",247.98]
[6001196657,"OMAR-MITCHELL (02)","BY0-015","BY0",247.89]
[6001197466,"RIVIERA-WARRICK (02)","BY0-014","BY0",247.85]
[6001373266,"SUNNYBANK-RIVERBEND (05)","BY0-011","BY0",247.82]
[6001336593,"CUMBERLAND-CORMORANT (01)","BY0-012","BY0",247.72]
[6001304268,"CUMBERLAND-CORMORANT (04)","BY0-012","BY0",247.68]
[6001319462,"DAWSON-BALLARAT (02)","BY0-012","BY0",247.6]
[6001297830,"SPEARGRASS-HILLSDALE (01)","BY0-012","BY0",247.57]
[6001337628,"CUMBERLAND-CORMORANT (02)","BY0-012","BY0",247.48]
[6001065433,"CRANWELL-DORA (02)","BY0-015","BY0",247.43]
[6001281443,"OWEN-ELDRIDGE (02)","BY0-012","BY0",247.42]
[6001240713,"ARBOR-MACEY (02)","BY0-014","BY0",247.32]
[6001230486,"DANTUM-KANNAN (03)","BY0-015","BY0",247.24]
[6001049157,"SHEPHERD-COMMERCIAL (01)","BY0-012","BY0",247.18]
[6001160943,"DOYLE-RIDLEY (02)","BY0-014","BY0",247.14]
[6001061384,"HAMPSTEAD-MITCHELL (01)","BY0-014","BY0",247.02]
[6001428427,"ARBOR-MACEY (02)","BY0-014","BY0",246.98]
[6001337661,"CLARENDON-LANCASTER (02)","BY0-014","BY0",246.85]
[6001197581,"CANNES-CAPRI (03)","BY0-014","BY0",246.8]
[6001318788,"CUMBERLAND-CORMORANT (04)","BY0-012","BY0",246.66]
[6001225378,"TEMPLEWOOD-MILGATE (04)","BY0-014","BY0",246.6]
[6001236521,"DAVIS-HANLEY (02)","BY0-011","BY0",246.55]
[6001160844,"CHARMAINE-BORDEAUX (01)","BY0-014","BY0",246.4]
[6001122788,"MACEDON-ROWE (01)","BY0-014","BY0",246.34]
[6001331724,"ROSAMOND-RIVER (01)","BY0-013","BY0",246.26]
[6001280325,"RIDGE-NORTH (03)","BY0-011","BY0",246.11]
[6001162247,"LANGHAM-CANNING (02)","BY0-014","BY0",245.93]
[6001011111,"KINNEAR-EMPIRE 1 (02)","BY0-012","BY0",245.9]
[6001351920,"CUMBERLAND-CORMORANT (02)","BY0-012","BY0",245.77]
[6001064426,"MACEDON-ROWE (04)","BY0-014","BY0",245.47]
[6001197523,"RIVIERA-WARRICK (01)","BY0-014","BY0",245.28]
[6001275117,"BIRDWOOD-ROSAMOND (01)","BY0-012","BY0",244.76]
[6001307489,"WESTMINSTER-MILITARY (02)","BY0-014","BY0",244.48]
[6001259250,"BALMORAL-KENNETH (02)","BY0-011","BY0",243.46]
[6001220122,"ATHOL-EAST (03)","BY0-011","BY0",243.17]
[6001259397,"KINNEAR-EMPIRE 1 (02)","BY0-012","BY0",242.82]
[6001062073,"JACKSON-THOMSON (03)","BY0-011","BY0",241.97]
[6001002503,"ANNESLEY-BALLARAT (02)","BY0-015","BY0",241.69]
[6001048667,"MITCHELL-ROWE (02)","BY0-012","BY0",241.2]
[6001175463,"JUKES-LANIGAN (01)","CN0-010","CN0",259.42]
[6001093421,"BONVIEW-CARRINGTON (02)","CN0-007","CN0",253.95]
[6001256112,"TILLEY-ELIZABETH (02)","CN0-003","CN0",253.55]
[6001390739,"LEAMINGTON-BEST (01)","CN0-011","CN0",253.07]
[6001446418,"LORNE-HUME (02)","CN0-004","CN0",252.81]
[6001332158,"CRAWLEY-HIGH (02)","CN0-007","CN0",252.64]
[6001173394,"ARGYLE-PRINCESS (01)","CN0-004","CN0",252.32]
[6001101108,"WHITBY-BARTON (02)","CN0-011","CN0",252.23]
[6001276639,"SYMONS-GILBERT (04)","CN0-008","CN0",251.91]
[6001093458,"KNOX-GILBERT (02)","CN0-007","CN0",251.81]
[6001173848,"TYRELL-MCBRYDE (02)","CN0-006","CN0",251.67]
[6001174591,"TYRELL-MCBRYDE (01)","CN0-006","CN0",251.47]
[6001245588,"FETTLING-COOPER (02)","CN0-008","CN0",251.26]
[6001096322,"HENTY-GILBERT (02)","CN0-007","CN0",251.21]
[6001174931,"LYNCH-HUME (02)","CN0-004","CN0",251.12]
[6001100812,"LEAMINGTON-BEST (01)","CN0-011","CN0",251.01]
[6001173580,"ARGYLE-PRINCESS (03)","CN0-004","CN0",250.97]
[6001093386,"GILBANK-GILBERT (01)","CN0-007","CN0",250.85]
[6001096861,"OLIVE-VIOLA (01)","CN0-007","CN0",250.76]
[6001175250,"WILLIAM-JUKES (01)","CN0-010","CN0",250.7]
[6001176230,"BECCLES-ANDERSON (03)","CN0-006","CN0",250.65]
[6001100561,"AMEILY-LEAMINGTON (01)","CN0-011","CN0",250.55]
[6001253412,"TUCKER-LYNCH (01)","CN0-010","CN0",250.53]
[6001045089,"LAKESIDE-THROWER (01)","CN0-011","CN0",250.48]
[6001283147,"HOME-WILKINSON (02)","CN0-011","CN0",250.38]
[6001097108,"HIGH 883-MELB WATER (01)","CN0-011","CN0",250.33]
[6001221151,"HEATHCOTE-KENT (02)","CN0-005","CN0",250.25]
[6001174582,"EAST-THACKERAY (04)","CN0-011","CN0",250.22]
[6001018903,"WINDSOR-DERBY (01)","CN0-005","CN0",250.13]
[6001103915,"STOREY-MENDIP (01)","CN0-011","CN0",250.07]
[6001490604,"MOORE-HENTY (01)","CN0-007","CN0",250]
[6001036675,"BAKERS-ALLENBY (02)","CN0-002","CN0",249.96]
[6001175760,"DISNEY-HUME (04)","CN0-004","CN0",249.93]
[6001477661,"HARBURY-EDWARDES (01)","CN0-011","CN0",249.86]
[6001096928,"OLIVE-VIOLA (02)","CN0-007","CN0",249.81]
[6001245799,"HIGH 883-MELB WATER (01)","CN0-011","CN0",249.72]
[6001396245,"ROUSE-SNAPSHOT (05)","CN0-008","CN0",249.69]
[6001103455,"HOME-WILKINSON (04)","CN0-011","CN0",249.59]
[6001417760,"EDWARDES 246-PLATEAU (01)","CN0-009","CN0",249.56]
[6001387366,"ROUSE-SNAPSHOT (02)","CN0-008","CN0",249.53]
[6001218395,"STANFORD-NORTH WEALD (03)","CN0-006","CN0",249.44]
[6001175646,"DENYS-GLYNDA (02)","CN0-010","CN0",249.41]
[6001189261,"AHCO CO-INDUSTRIAL (02)","CN0-006","CN0",249.33]
[6001176794,"PALMER-HEDLEY (01)","CN0-004","CN0",249.31]
[6001381528,"ROUSE-SNAPSHOT (01)","CN0-008","CN0",249.26]
[6001175230,"WILLIAM-JUKES (02)","CN0-010","CN0",249.2]
[6001444684,"GYLES-ESSEX (02)","CN0-005","CN0",249.16]
[6001292166,"LOWSON-TYSON (02)","CN0-006","CN0",249.09]
[6001096641,"PINE-HENTY (01)","CN0-007","CN0",249.04]
[6001174699,"TUCKER-LYNCH (02)","CN0-010","CN0",249]
[6001041331,"KENT-SUNSHINE (02)","CN0-005","CN0",248.97]
[6001042239,"HEATHCOTE-KENT (02)","CN0-005","CN0",248.9]
[6001038416,"WHITTON-BOYNE (02)","CN0-008","CN0",248.87]
[6001176487,"BECCLES-ANDERSON (02)","CN0-006","CN0",248.79]
[6001096269,"MOORE-HENTY (02)","CN0-007","CN0",248.76]
[6001232217,"WILD-ROBINSON (02)","CN0-007","CN0",248.73]
[6001036639,"CATHERINE-BAKERS (02)","CN0-002","CN0",248.66]
[6001334161,"CATHERINE 17-CHARLES (04)","CN0-002","CN0",248.63]
[6001036637,"CATHERINE-BAKERS (02)","CN0-002","CN0",248.56]
[6001174173,"MCBRYDE 134-MAJOR (02)","CN0-006","CN0",248.52]
[6001389239,"HEATHCOTE-KENT (01)","CN0-005","CN0",248.46]
[6001036877,"LILY-GUILFOYLE (01)","CN0-005","CN0",248.44]
[6001104113,"EAST-THACKERAY (02)","CN0-011","CN0",248.37]
[6001281552,"ACHESON-NEWLANDS (02)","CN0-008","CN0",248.33]
[6001096515,"WILLOUGHBY-EDWARDES (02)","CN0-011","CN0",248.27]
[6001043284,"GYLES-ESSEX (03)","CN0-005","CN0",248.23]
[6001175344,"MCDOUGALL-JUKES (02)","CN0-010","CN0",248.21]
[6001090270,"EDGAR-HIGH (01)","CN0-007","CN0",248.12]
[6001091080,"HENTY-GILBERT (02)","CN0-007","CN0",248.1]
[6001175264,"BRUCE-LYNCH (02)","CN0-006","CN0",248.02]
[6001413004,"DENYS-GLYNDA (02)","CN0-010","CN0",247.98]
[6001103927,"EAST-THACKERAY (03)","CN0-011","CN0",247.9]
[6001029284,"MATHIESON-SYDNEY (04)","CN0-005","CN0",247.87]
[6001174113,"HOOD-MCBRYDE (01)","CN0-006","CN0",247.82]
[6001092502,"BUTTERS-SPRING (02)","CN0-007","CN0",247.68]
[6001029217,"KEADY-SYDNEY (03)","CN0-005","CN0",247.66]
[6001035993,"IRENE-LILY (01)","CN0-005","CN0",247.54]
[6001293148,"MAHONEYS-INDUSTRIAL (00)","CN0-006","CN0",247.42]
[6001389118,"MCDOUGALL-JUKES (02)","CN0-010","CN0",247.34]
[6001091101,"KIAORA-GILBERT (01)","CN0-007","CN0",247.29]
[6001036976,"ATHOL-SHORTS (03)","CN0-005","CN0",247.21]
[6001176041,"LOWSON-TYSON (01)","CN0-006","CN0",247.06]
[6001438987,"MALCOLM-ELIZABETH (01)","CN0-008","CN0",246.99]
[6001176226,"BECCLES-ANDERSON (03)","CN0-006","CN0",246.75]
[6001478693,"BENDIGO-ALPINE (01)","CN0-005","CN0",246.68]
[6001452593,"QUEENS-PRINCESS (02)","CN0-004","CN0",246.42]
[6001263272,"GOLEEN-SYDNEY (02)","CN0-002","CN0",246.34]
[6001029910,"MCNAMARA-ELIZABETH (01)","CN0-003","CN0",246.1]
[6001099590,"CARAWA-NEWLANDS (01)","CN0-007","CN0",245.9]
[6001096739,"ASHLEY-EDWARDES (02)","CN0-011","CN0",245.72]
[6001409175,"APERTURE-RED BOX (05)","CN0-003","CN0",245.65]
[6001369352,"JUKES-LANIGAN (03)","CN0-010","CN0",245.56]
[6001484591,"WILSON-ARGYLE (04)","CN0-004","CN0",245.4]
[6001221387,"UNION-GILBERT (01)","CN0-003","CN0",245.29]
[6001394184,"BRUCE-LYNCH (02)","CN0-006","CN0",245.05]
[6001175031,"WYMLETT-LYNCH (02)","CN0-010","CN0",244.99]
[6001092285,"SHEFFIELD-REGENT (01)","CN0-003","CN0",244.76]
[6001253462,"ANDERSON-HUME (03)","CN0-006","CN0",244.65]
[6001096242,"GLOUCESTER-HENTY (01)","CN0-007","CN0",244.38]
[6001320896,"MORRIS-MCMAHONS (02)","CN0-008","CN0",244.28]
[6001241667,"CAROLE JOY-SPRING (01)","CN0-007","CN0",244.18]
[6001096966,"CAROLE JOY-SPRING (01)","CN0-007","CN0",243.93]
[6001094029,"GRANDVIEW-MURRAY (02)","CN0-008","CN0",243.85]
[6001237278,"CHARLES-BENAMBRA (01)","CN0-008","CN0",243.68]
[6001176141,"MCBRYDE-WATKINS (02)","CN0-006","CN0",243.49]
[6001002964,"MALUA-KURNAI NO. 2 (01)","CN0-007","CN0",243.24]
[6001093892,"CHARLES-BENAMBRA (01)","CN0-008","CN0",243.16]
[6001183386,"JUKES-BONWICK (02)","CN0-010","CN0",242.96]
[6001042369,"ESSEX-LANDELLS (03)","CN0-005","CN0",242.81]
[6001199786,"ESSEX-LANDELLS (03)","CN0-005","CN0",242.71]
[6001313958,"HOCKING 25-PALLETT (02)","CN0-002","CN0",242.44]
[6001248156,"ASHLEY-EDWARDES (02)","CN0-011","CN0",242.36]
[6001036764,"SHEPPARD-SHORTS (02)","CN0-005","CN0",242.03]
[6001042367,"ESSEX-LANDELLS (03)","CN0-005","CN0",241.9]
[6001174449,"PITT-MAJOR (02)","CN0-006","CN0",241.68]
[6001174303,"PITT-MAJOR (03)","CN0-006","CN0",240.86]
[6001414899,"MASON-HIGH (02)","CN0-007","CN0",240.25]
[6001297828,"KONAGADERRA-P60E2 (00)","COO-011","COO",254.78]
[6001371612,"NAPOLI-SAN MARCO (02)","COO-011","COO",253.93]
[6001244014,"HOLLYWOOD-COVENTRY (01)","COO-022","COO",253.48]
[6001191976,"BRADFORD-KIRBY (02)","COO-021","COO",253.25]
[6001425906,"PRISTINE-ALLURE (03)","COO-011","COO",252.94]
[6001438650,"MIETTA-LAVINIA (02)","COO-011","COO",252.9]
[6001381230,"GREENVALE GARDENS-BLOOM (01)","COO-011","COO",252.63]
[6001234125,"SHARP-BULLA (01)","COO-011","COO",252.57]
[6001374475,"NAPOLI-VERONA (01)","COO-011","COO",252.47]
[6001308751,"ANNADALE-KIRKHAM (03)","COO-014","COO",252.29]
[6001385241,"GREENVALE GARDENS-BLOOM (04)","COO-011","COO",252.19]
[6001208054,"BICENTENNIAL-SHABA (04)","COO-013","COO",251.99]
[6001489602,"NAPOLI-SAN MARCO (04)","COO-011","COO",251.9]
[6001253443,"BICENTENNIAL-SHABA (03)","COO-013","COO",251.74]
[6001308952,"UNITING-BULLA (02)","COO-011","COO",251.7]
[6001414606,"NAPOLI-VERONA (01)","COO-011","COO",251.54]
[6001014682,"MUIRHEAD-ARKLEY (01)","COO-014","COO",251.53]
[6001277523,"REDGUM-DEEP CREEK (01)","COO-011","COO",251.42]
[6001426153,"BREEZE-NATURE (03)","COO-011","COO",251.23]
[6001228334,"BARRYMORE-WALLACE (02)","COO-014","COO",251.18]
[6001419144,"BRIDLINGTON-BURNSIDE (01)","COO-021","COO",251.03]
[6001488738,"ANNADALE-KIRKHAM (02)","COO-014","COO",250.9]
[6001223332,"PROVIDENCE-SECTION (00)","COO-021","COO",250.7]
[6001473192,"STARBOARD-SEAFARERS (05)","COO-022","COO",250.6]
[6001501690,"PARKLAND CR-P3 (02)","COO-011","COO",250.5]
[6001381473,"BOLOGNA-PAVIA (04)","COO-011","COO",250.24]
[6001252965,"ABERDEEN-MACLACHLAN (01)","COO-014","COO",250.12]
[6001223493,"FLEETWOOD-GREENVALE (02)","COO-021","COO",249.75]
[6001211837,"NICHOLSON-GREEN VALLEY (01)","COO-013","COO",249.67]
[6001281386,"ROACH-MCKINLEY (02)","COO-014","COO",249.29]
[6001465963,"BRIDLINGTON-BURNSIDE (01)","COO-021","COO",249.16]
[6001229786,"ROACH-MCKINLEY (01)","COO-014","COO",248.98]
[6001191350,"FLEETWOOD-HEVERSHAM (03)","COO-021","COO",248.79]
[6001317652,"ROACH-MCKINLEY (03)","COO-014","COO",248.72]
[6001261833,"ROACH-MCKINLEY (03)","COO-014","COO",248.54]
[6001330131,"CASTLEHILL-HELMSDALE (03)","COO-014","COO",248.43]
[6001209659,"ARNCLIFFE-WATERHOUSE (04)","COO-021","COO",248.24]
[6001282775,"CASTLEHILL-HELMSDALE (02)","COO-014","COO",248.17]
[6001275310,"THE RIDGE-THOMAS (04)","COO-014","COO",248.01]
[6001230436,"MANUKA-LIGHTWOOD (01)","COO-013","COO",247.94]
[6001124390,"BULLA-COGHILL (02)","COO-011","COO",247.78]
[6001188326,"MALMSBURY-WOODBURN (02)","COO-013","COO",247.73]
[6001295886,"PICCADILLY-TRAFALGAR (03)","COO-021","COO",247.65]
[6001499010,"STEINBECK-DONATELLO (03)","COO-011","COO",247.5]
[6001012761,"WEEMALA-SHANKLAND (02)","COO-013","COO",247.45]
[6001284040,"THE RIDGE-THOMAS (02)","COO-014","COO",247.27]
[6001409541,"ENCHANT-ALTITUDE (01)","COO-011","COO",247.17]
[6001409092,"CAROLINE-LUCY (01)","COO-011","COO",247.04]
[6001371562,"BELLINI-TAORMINA (02)","COO-011","COO",246.99]
[6001507066,"STEINBECK-LEMONWOOD (03)","COO-011","COO",246.88]
[6001467998,"CARAT- BLOSSOM (04)","COO-011","COO",246.8]
[6001310695,"LYSTERFIELD-BEECHWORTH (02)","COO-022","COO",246.75]
[6001343838,"BLUEBIRD-BEVERIDGE (01)","COO-022","COO",246.61]
[6001483159,"CLIFTON-KIRKHAM (02)","COO-014","COO",246.56]
[6001210383,"MAGNOLIA-BULLRUSH (03)","COO-013","COO",246.44]
[6001371576,"BOLOGNA-PAVIA (01)","COO-011","COO",246.38]
[6001015901,"PARINGA-HUDSON (00)","COO-013","COO",246.28]
[6001187179,"ASHLEIGH-GILMOUR (01)","COO-013","COO",246.22]
[6001417575,"WEST-ZAKWELL (01)","COO-013","COO",246.2]
[6001191024,"HADDINGTON-ELGIN (03)","COO-021","COO",246.09]
[6001336763,"READING-STAINSBY (01)","COO-014","COO",246.01]
[6001409541,"ENCHANT-ALTITUDE (01)","COO-011","COO",245.94]
[6001217132,"TARCOOLA-PINNAROO (03)","COO-013","COO",245.91]
[6001228896,"DELPHINIUS-PEGASUS (03)","COO-022","COO",245.81]
[6001217908,"KIRWAN-ST CLAIR (04)","COO-014","COO",245.8]
[6001191007,"HADDINGTON-MURRAY (01)","COO-021","COO",245.7]
[6001436531,"BRILLIANT-EVERGLADE (04)","COO-014","COO",245.66]
[6001313564,"MAISIE-LOMBARD (01)","COO-022","COO",245.64]
[6001003396,"MICKLEHAM RD-P0162 (00)","COO-011","COO",245.56]
[6001215369,"ROSSITER-MANLEY (03)","COO-014","COO",245.53]
[6001417324,"BRECON-YARCOMBE (02)","COO-022","COO",245.45]
[6001229178,"DELPHINIUS-PEGASUS (01)","COO-022","COO",245.42]
[6001486689,"RIHANNA-MICKLEHAM (03)","COO-021","COO",245.4]
[6001039458,"BOYDEN-PARER (03)","COO-022","COO",245.32]
[6001188612,"DUNKELD-PASCOE VALE (02)","COO-013","COO",245.3]
[6001308097,"RESERVOIR 4-PASCOE VALE (03)","COO-013","COO",245.26]
[6001228558,"DELPHINIUS-PEGASUS (01)","COO-022","COO",245.2]
[6001344256,"RESERVOIR-PASCOE VALE (05)","COO-013","COO",245.13]
[6001455046,"COMFORT-PARKFRONT (04)","COO-014","COO",245.1]
[6001426944,"BRILLIANT-EVERGLADE (01)","COO-014","COO",245.03]
[6001214557,"RAVENHILL-KNIGHT (02)","COO-014","COO",244.99]
[6001229919,"NORMANBY-MCMILLAN (04)","COO-021","COO",244.89]
[6001222911,"HADDINGTON-MURRAY (01)","COO-021","COO",244.86]
[6001332612,"LYSTERFIELD-BEECHWORTH (02)","COO-022","COO",244.77]
[6001184221,"ASHLEIGH-GILMOUR (03)","COO-013","COO",244.72]
[6001409643,"BIANCA-LAVINIA (03)","COO-011","COO",244.69]
[6001004309,"ROXBURGH-DONALD (04)","COO-022","COO",244.63]
[6001210808,"MAGNOLIA-BULLRUSH (02)","COO-013","COO",244.53]
[6001188533,"ELDORADO-PICOLA (02)","COO-013","COO",244.37]
[6001250152,"PASCOE VALE-SHANKLAND (01)","COO-013","COO",244.3]
[6001266184,"BAGE-STILLWELL (02)","COO-014","COO",244.13]
[6001187165,"HUDSON-MCNICOL (01)","COO-013","COO",243.91]
[6001022011,"ROXBURGH-DONALD (03)","COO-022","COO",243.71]
[6001187386,"DALTON-MITCHELL (04)","COO-013","COO",242.84]
[6001191784,"HEVERSHAM-BIRTLEY (02)","COO-021","COO",241.98]
[6001332831,"HAYFIELD-EDGEWOOD (01)","COO-022","COO",241.38]
[6001168765,"FUSCHIA-BELAR (04)","COO-013","COO",240.44]
[6001042037,"ATTERCLIFFE-DERBY (03)","CS0-012","CS0",257.29000000000002]
[6001415724,"BAXTER-SYDNEY (03)","CS0-009","CS0",256.52]
[6001248283,"MITCHELL-HACKETT (01)","CS0-002","CS0",255.22]
[6001257890,"BRUCE-REYNARD (01)","CS0-005","CS0",254.9]
[6001031418,"GORDON-BELL (02)","CS0-002","CS0",254.59]
[6001028366,"SHEFFIELD-COBURG (01)","CS0-009","CS0",254.14]
[6001038231,"GOFF-ELIZABETH (01)","CS0-003","CS0",254.01]
[6001030191,"ERIC-ADA (02)","CS0-003","CS0",253.67]
[6001026269,"HILLVIEW-PURCHES (02)","CS0-005","CS0",253.51]
[6001277080,"PORTLAND-MUNRO (02)","CS0-002","CS0",253.39]
[6001028584,"ALVA-URQUHART (02)","CS0-003","CS0",253.31]
[6001028952,"ERIC-ADA (02)","CS0-003","CS0",253.26]
[6001024558,"JESSIE-STATION (02)","CS0-005","CS0",253.14]
[6001095670,"MITCHELL-OAKOVER (01)","CS0-008","CS0",253.06]
[6001242779,"BRUCE-REYNARD (01)","CS0-005","CS0",252.94]
[6001033599,"RAY-O'HEA (02)","CS0-002","CS0",252.9]
[6001094252,"WILLOW-MT PLEASANT (02)","CS0-008","CS0",252.81]
[6001028093,"CHAMBERS-HARDING (01)","CS0-008","CS0",252.78]
[6001236889,"HUDSON-BELL (02)","CS0-013","CS0",252.71]
[6001295394,"TANDERUM-MANNA GUM (04)","CS0-013","CS0",252.68]
[6001351093,"WARDENS-STOCKADE (03)","CS0-013","CS0",252.63]
[6001094604,"ERIN-OAKOVER (01)","CS0-008","CS0",252.6]
[6001094246,"WILLOW-MT PLEASANT (02)","CS0-008","CS0",252.59]
[6001033596,"RAY-O'HEA (02)","CS0-002","CS0",252.55]
[6001476233,"ROGERS-ROSS (01)","CS0-013","CS0",252.51]
[6001042549,"OLIVE-SYLVAN (02)","CS0-002","CS0",252.45]
[6001475758,"BRUCE-REYNARD (02)","CS0-005","CS0",252.42]
[6001023999,"RENNIE-GLENORA (02)","CS0-009","CS0",252.39]
[6001273003,"OLIVE-SYLVAN (02)","CS0-002","CS0",252.36]
[6001042515,"OLIVE-SYLVAN (01)","CS0-002","CS0",252.34]
[6001025898,"WARD-LOUISVILLE (02)","CS0-005","CS0",252.29]
[6001025024,"CLARENDON-SELBOURNE (01)","CS0-005","CS0",252.27]
[6001035458,"FRASER-OHEA (01)","CS0-012","CS0",252.23]
[6001024902,"SHAFTSBURY-MORELAND (02)","CS0-005","CS0",252.22]
[6001024552,"JESSIE-STATION (02)","CS0-005","CS0",252.19]
[6001223930,"FRASER-OHEA (02)","CS0-012","CS0",252.15]
[6001251300,"MT PLEASANT-BELL (02)","CS0-003","CS0",252.11]
[6001285905,"DROMANA-GAFFNEY (01)","CS0-002","CS0",252.09]
[6001008531,"RICHARDS-BELL (00)","CS0-008","CS0",252.07]
[6001250383,"WOLSELEY-TELECOM (01)","CS0-005","CS0",252.04]
[6001035534,"HOLROYD-O'HEA (03)","CS0-012","CS0",252.02]
[6001026255,"HILLVIEW-PURCHES (02)","CS0-005","CS0",251.98]
[6001094275,"MT PLEASANT-BELL (01)","CS0-003","CS0",251.96]
[6001025887,"WARD-LOUISVILLE (02)","CS0-005","CS0",251.92]
[6001031625,"LANSDOWNE-BELL (02)","CS0-002","CS0",251.9]
[6001024649,"FOCH-STRATHEARN (01)","CS0-005","CS0",251.88]
[6001019348,"REYNARD-ROYAL (01)","CS0-005","CS0",251.84]
[6001027338,"MUCHELL-RENNIE (02)","CS0-009","CS0",251.82]
[6001268295,"EDWARD-SYDNEY (01)","CS0-009","CS0",251.77]
[6001034114,"WARATAH-DERBY (02)","CS0-002","CS0",251.75]
[6001024198,"CAMERON-ALLEN (02)","CS0-005","CS0",251.7]
[6001007702,"LOBB-BELL (01)","CS0-003","CS0",251.69]
[6001094286,"WILLOW-MT PLEASANT (03)","CS0-008","CS0",251.64]
[6001020342,"WARATAH-DERBY (02)","CS0-002","CS0",251.61]
[6001094533,"MITCHELL-OAKOVER (02)","CS0-008","CS0",251.57]
[6001034223,"IRVINE-GAFFNEY (02)","CS0-012","CS0",251.54]
[6001478380,"CLARENDON-SELBOURNE (02)","CS0-005","CS0",251.49]
[6001391057,"KIRBISTER-GAFFNEY (01)","CS0-012","CS0",251.47]
[6001002221,"ATTERCLIFFE-SUSSEX (01)","CS0-012","CS0",251.44]
[6001460579,"RUSSELL-HARDING NO 2 (02)","CS0-008","CS0",251.39]
[6001245670,"MUNRO-SYDNEY (07)","CS0-008","CS0",251.36]
[6001034152,"WARATAH-DERBY (03)","CS0-002","CS0",251.3]
[6001030195,"ERIC-ADA (02)","CS0-003","CS0",251.27]
[6001027410,"HUTCHINSON-NICHOLSON (01)","CS0-008","CS0",251.24]
[6001026245,"HILLVIEW-PURCHES (02)","CS0-005","CS0",251.16]
[6001012437,"RENOWN-SYDNEY (01)","CS0-013","CS0",251.14]
[6001032249,"MITCHELL-HACKETT (01)","CS0-002","CS0",251.06]
[6001030344,"EDWARD-SYDNEY (01)","CS0-009","CS0",251]
[6001033790,"GREENWOOD-O'HEA (01)","CS0-002","CS0",250.94]
[6001262939,"RUSSELL-BELL NO 2 (02)","CS0-003","CS0",250.91]
[6001308194,"WESTGATE-ANDERSON (01)","CS0-002","CS0",250.82]
[6001232485,"BOLINGBROKE-CUMBERLAND (01)","CS0-002","CS0",250.79]
[6001026394,"PARKSTONE-COONANS (01)","CS0-005","CS0",250.75]
[6001039834,"WESTGATE-ANDERSON (03)","CS0-002","CS0",250.64]
[6001458164,"HUDSON-BELL (03)","CS0-013","CS0",250.6]
[6001034733,"ROGERS-ROSS (02)","CS0-013","CS0",250.49]
[6001027317,"MUCHELL-RENNIE (02)","CS0-009","CS0",250.44]
[6001469267,"KIRBISTER-GAFFNEY (03)","CS0-012","CS0",250.32]
[6001036489,"LOUVAIN-CHARLES (02)","CS0-012","CS0",250.23]
[6001016032,"QUEEN-REYNARD (02)","CS0-005","CS0",250.21]
[6001032992,"WELLINGTON-VICTORIA (02)","CS0-002","CS0",250.05]
[6001223896,"PROSPECT-CUMBERLAND (03)","CS0-002","CS0",249.97]
[6001031364,"REYNARD-DONNE (03)","CS0-005","CS0",249.83]
[6001503151,"VICTORIA-WATERFIELD (01)","CS0-008","CS0",249.7]
[6001435370,"HARDING-NICHOLSON (02)","CS0-008","CS0",249.4]
[6001507008,"DE CARLE-RENNIE (01)","CS0-005","CS0",249.31]
[6001029523,"NEWLANDS-MURRAY (02)","CS0-013","CS0",249.05]
[6001027387,"HARDING-NICHOLSON (02)","CS0-008","CS0",248.85]
[6001025363,"LEVER-GORDON (03)","CS0-005","CS0",248.73]
[6001420928,"PROSPECT-CUMBERLAND (03)","CS0-002","CS0",248.25]
[6001027525,"GLADSTONE-HARDING (01)","CS0-008","CS0",248.13]
[6001458247,"CARR-NEWLANDS (04)","CS0-013","CS0",247.72]
[6001260938,"VINCENT-BELL (03)","CS0-002","CS0",247.55]
[6001467900,"BELL-MAIN (02)","CS0-013","CS0",247.31]
[6001031543,"BREARLEY-ROSE (02)","CS0-002","CS0",247]
[6001029038,"LOCH-REYNARDS (01)","CS0-005","CS0",246.77]
[6001024305,"AUDLEY-WHITE (01)","CS0-005","CS0",246.7]
[6001025464,"DEVON-MORELAND (02)","CS0-005","CS0",246.6]
[6001025563,"DEVON-MORELAND (01)","CS0-005","CS0",246.51]
[6001094119,"MOUNT-BELL (01)","CS0-003","CS0",246.47]
[6001023113,"DEVON-MORELAND (01)","CS0-005","CS0",246.34]
[6001094453,"BURGESS-GILBERT (02)","CS0-008","CS0",246.32]
[6001091253,"BURGESS-GILBERT (01)","CS0-008","CS0",246.17]
[6001483128,"WELLINGTON-VICTORIA (02)","CS0-002","CS0",246.13]
[6001318400,"WOIWURUNG-O'RILEY (05)","CS0-013","CS0",246.07]
[6001090847,"BURGESS-GILBERT (01)","CS0-008","CS0",245.93]
[6001093971,"GRANGE-CRAMER (01)","CS0-003","CS0",245.89]
[6001452075,"DARLINGTON-RENNIE (01)","CS0-009","CS0",245.73]
[6001218271,"OAKOVER 62-AUSTRAL (02)","CS0-008","CS0",245.63]
[6001420176,"MOUNT-BELL (01)","CS0-003","CS0",245.46]
[6001090847,"BURGESS-GILBERT (01)","CS0-008","CS0",245.33]
[6001350369,"LYGON-MORELAND (02)","CS0-005","CS0",244.96]
[6001033426,"SHACKELL-BELL (02)","CS0-002","CS0",244.57]
[6001094809,"CRAMER-GILBERT (02)","CS0-003","CS0",244.52]
[6001032690,"SHACKELL-BELL (03)","CS0-002","CS0",243.15]
[6001326443,"SUSSEX-NEWCASTLE (02)","EP0-037","EP0",256.98]
[6001223618,"ORIEL-STANLEY (01)","EP0-034","EP0",253.86]
[6001401144,"ORIEL-HAWKER (02)","EP0-034","EP0",252.9]
[6001477567,"RAGLAN-ASCOT (01)","EP0-037","EP0",250.7]
[6001068744,"GREEN-SPARKFORD (01)","EP0-034","EP0",250.19]
[6001300213,"DUNDAS-JONES (01)","EP0-009","EP0",249.84]
[6001320816,"RAGLAN-ASCOT (02)","EP0-037","EP0",249.04]
[6001500092,"MIHIL-VICTORIA (01)","EP0-037","EP0",248.8]
[6001494757,"BOND-ORIEL (03)","EP0-034","EP0",248]
[6001114234,"TIERNAN-RAGLAN (02)","EP0-037","EP0",247.89]
[6001396451,"TIERNAN-RAGLAN (02)","EP0-037","EP0",247.38]
[6001068069,"DALVEEN-JELLICOE (01)","EP0-034","EP0",247.18]
[6001070773,"MELCOMBE-BANKSIA (02)","EP0-036","EP0",246.88]
[6001068044,"ORIEL-HAWKER (01)","EP0-034","EP0",246.49]
[6001067754,"LANTANA-IVANHOE (02)","EP0-036","EP0",246]
[6001113461,"MIHIL-VICTORIA (02)","EP0-037","EP0",245.85]
[6001067765,"LANTANA-IVANHOE (02)","EP0-036","EP0",245.59]
[6001022281,"MELCOMBE-BANKSIA (01)","EP0-036","EP0",244.92]
[6001004224,"BANKSIA-WATERDALE (00)","EP0-036","EP0",244.6]
[6001495355,"WILKINSON-LIBERTY (03)","EP0-036","EP0",243.13]
[6001506567,"WILKINSON-LIBERTY (03)","EP0-036","EP0",242.6]
[6001068123,"HAWKER-COOK (03)","EP0-034","EP0",241.36]
[6001068120,"HAWKER-COOK (01)","EP0-034","EP0",241.01]
[6001433317,"PLUNKETT-O'KEEFE (02)","EPN-033","EPN",254.03]
[6001014316,"ORIEL-TOBRUK (01)","EPN-033","EPN",250.6]
[6001220728,"LIBERTY-MOROBE (02)","EPN-034","EPN",250.21]
[6001072314,"ALTONA-KOKODA (03)","EPN-033","EPN",249.01]
[6001072002,"ALTONA-ORIEL (02)","EPN-033","EPN",247.98]
["VDDD001465","COOMALIE-BELL (02)","EPN-033","EPN",246.04]
[6001445815,"KATHLEEN-WOOD (01)","EPN-033","EPN",244.94]
[6001077015,"WATERDALE-GRIFFITHS (01)","EPN-033","EPN",244.07]
[6001125683,"SHEILA-MURRAY (01)","EPN-033","EPN",243.26]
[6001339192,"MULBERRY-GONA (02)","EPN-033","EPN",242.11]
[6001011073,"WALLIS-KEILOR (01)","ES0-011","ES0",253.52]
[6001286885,"MATTHEWS-KEILOR (03)","ES0-011","ES0",253.22]
[6001216721,"MATTHEWS-KEILOR (03)","ES0-011","ES0",252.71]
[6001412444,"SPENCER-COOPER (01)","ES0-025","ES0",252.57]
[6001335758,"GILLESPIE-MCLEOD (01)","ES0-022","ES0",252.22]
[6001377518,"RETREAT-HAVEN (03)","ES0-022","ES0",252.1]
[6001338515,"GILLESPIE-MCLEOD (02)","ES0-022","ES0",252.03]
[6001145930,"DERRY-ABERDEEN (03)","ES0-013","ES0",251.8]
[6001213861,"DAISY-BUCKLEY (01)","ES0-024","ES0",251.63]
[6001327211,"TILBA-BRUNEL (03)","ES0-023","ES0",251.52]
[6001273581,"DARLING-MARIBYRNONG (02)","ES0-022","ES0",251.46]
[6001145388,"LESLIE 17-RIVERVIEW (01)","ES0-015","ES0",251.32]
[6001218580,"WINDSOR-BULLA (01)","ES0-025","ES0",251.28]
[6001332914,"GILLESPIE-MCLEOD (03)","ES0-022","ES0",251.11]
[6001371703,"DONCASTER-WALTER (01)","ES0-022","ES0",251.04]
[6001145830,"ST KINNORD-BUCKLEY (02)","ES0-024","ES0",250.9]
[6001144884,"FORRESTER-HEDDERWICK (03)","ES0-015","ES0",250.85]
[6001138738,"PARK-COMBERMERE (02)","ES0-013","ES0",250.79]
[6001144652,"BRAEMAR-BALMORAL (02)","ES0-016","ES0",250.64]
[6001435428,"TREADWELL-DUDLEY (02)","ES0-011","ES0",250.6]
[6001138612,"YORK-HOLMES (01)","ES0-024","ES0",250.42]
[6001144981,"MCCARRON-FORRESTER (03)","ES0-015","ES0",250.39]
[6001250388,"DAISY-BUCKLEY (02)","ES0-024","ES0",250.19]
[6001228417,"LOCKE-PARK (02)","ES0-024","ES0",250.18]
[6001139092,"ARDMILLAN-MANTELL (01)","ES0-015","ES0",249.94]
[6001325594,"PARK-COMBERMERE (01)","ES0-013","ES0",249.88]
[6001345881,"CLIFTON-JEAN (01)","ES0-012","ES0",249.82]
[6001402278,"ALLAN-CLIFTON (03)","ES0-012","ES0",249.64]
[6001403456,"TREADWELL-DUDLEY (03)","ES0-011","ES0",249.55]
[6001137088,"GRANDVIEW-HOLMES (01)","ES0-024","ES0",249.33]
[6001253300,"NIMMO-BUCKLEY (02)","ES0-016","ES0",249.22]
[6001325942,"SCOTT-PARK (01)","ES0-013","ES0",248.96]
[6001135139,"HILLSIDE-HURTLE (02)","ES0-013","ES0",248.82]
[6001309355,"PARK-COMBERMERE (01)","ES0-013","ES0",248.68]
[6001403012,"HOTHAM-MARIBYRNONG (03)","ES0-022","ES0",248.28]
[6001307654,"LINCOLN-QUEEN (01)","ES0-016","ES0",248.24]
[6001212294,"NIMMO-BUCKLEY (00)","ES0-016","ES0",248.02]
[6001140636,"BUCKLEY-MT ALEXANDER (01)","ES0-015","ES0",247.94]
[6001017006,"FLORENCE-LINCOLN (01)","ES0-016","ES0",247.81]
[6001495346,"ATHOL-EDGAR (03)","ES0-022","ES0",247.7]
[6001426695,"FORRESTER-COOPER (02)","ES0-025","ES0",247.55]
[6001302268,"HAMLYN-VIDA (02)","ES0-022","ES0",247.5]
[6001150425,"GREVILLE-KEILOR (02)","ES0-011","ES0",247.39]
[6001146477,"QUEEN-LINCOLN (02)","ES0-026","ES0",247.33]
[6001419918,"BULLA-TULLAMARINE (01)","ES0-025","ES0",247.29]
[6001136509,"SCOTIA-MARIBYRNONG (02)","ES0-013","ES0",247.18]
[6001165413,"FORRESTER-COOPER (01)","ES0-025","ES0",247.13]
[6001134792,"ST LEONARDS-EPSOM (01)","ES0-022","ES0",247.02]
[6001312581,"BUCKLEY-SCOTT (02)","ES0-024","ES0",246.96]
[6001482152,"BRADSHAW-MARY (04)","ES0-016","ES0",246.9]
[6001045482,"BUCKLEY-MT ALEXANDER (01)","ES0-015","ES0",246.83]
[6001402151,"ARTHUR-FAWKNER (02)","ES0-023","ES0",246.79]
[6001146034,"HAMLYN-VIDA (01)","ES0-022","ES0",246.7]
[6001239860,"ATHOL-EDGAR (02)","ES0-022","ES0",246.63]
[6001399849,"MARY-NIMMO (01)","ES0-016","ES0",246.57]
[6001227930,"KING-MCCRACKEN (04)","ES0-026","ES0",246.54]
[6001258826,"MADDEN-BULLA (01)","ES0-026","ES0",246.44]
[6001013325,"WASHINGTON-MILLER (03)","ES0-015","ES0",246.43]
[6001136066,"FERGUSON-THE PARADE (02)","ES0-022","ES0",246.32]
[6001296861,"DOONE-FAWKNER (01)","ES0-023","ES0",246.29]
[6001455682,"FLOWER-BUCKLEY (01)","ES0-015","ES0",246.26]
[6001138741,"BRUCE-WAVERLEY (02)","ES0-013","ES0",246.18]
[6001145265,"VIOLET-BUCKLEY (02)","ES0-015","ES0",246.16]
[6001211410,"ST KINNORD-ALMA (01)","ES0-013","ES0",246.09]
[6001296857,"FORRESTER-COOPER (04)","ES0-025","ES0",246.04]
[6001264327,"BURNS-WAVERLEY (03)","ES0-013","ES0",245.98]
[6001283021,"JACKA-MCCRACKEN (02)","ES0-026","ES0",245.96]
[6001164329,"GARNET-MURIEL (02)","ES0-021","ES0",245.93]
[6001432585,"LINCOLN-LEAKE (01)","ES0-016","ES0",245.88]
[6001477258,"MCCRACKEN-BUCKLEY (03)","ES0-024","ES0",245.82]
[6001143379,"THORN-MT.ALEXANDER (02)","ES0-016","ES0",245.75]
[6001145296,"FLOWER-BUCKLEY (01)","ES0-015","ES0",245.72]
[6001482821,"LINCOLN-LEAKE (01)","ES0-016","ES0",245.64]
[6001136679,"BURNS-WAVERLEY (01)","ES0-013","ES0",245.61]
[6001144637,"BRAEMAR-MCCRACKEN (02)","ES0-026","ES0",245.53]
[6001143220,"MT.ALEXANDER-THORN (02)","ES0-016","ES0",245.5]
[6001164375,"GARNET-MURIEL (04)","ES0-021","ES0",245.48]
[6001184053,"MT ALEXANDER-STURT (03)","ES0-016","ES0",245.39]
[6001137225,"ATHOL-EDGAR (01)","ES0-022","ES0",245.35]
[6001143925,"MARY-ROBERTS (01)","ES0-016","ES0",245.3]
[6001163182,"PROSPECT-BUCKLEY (03)","ES0-012","ES0",245.22]
[6001146574,"KEILOR-TREADWELL (02)","ES0-011","ES0",245.12]
[6001324134,"MILLER-ROSE (02)","ES0-015","ES0",245.08]
[6001398058,"MT.ALEXANDER-THORN (01)","ES0-016","ES0",245.01]
[6001145630,"CLARINDA-PARK (01)","ES0-013","ES0",244.93]
[6001150613,"BERRY-KEILOR (03)","ES0-026","ES0",244.88]
[6001143319,"SHAMROCK-ROSE (03)","ES0-015","ES0",244.78]
[6001432588,"LINCOLN-LEAKE (01)","ES0-016","ES0",244.73]
[6001139121,"JENNINGS-ARDMILLAN (02)","ES0-024","ES0",244.57]
[6001260730,"DONCASTER-MYROSS (03)","ES0-022","ES0",244.5]
[6001143564,"FIELD-GRANDISON (01)","ES0-015","ES0",244.3]
[6001003273,"HOFFMANS-KEILOR (02)","ES0-021","ES0",244.24]
[6001490061,"BURNS-WAVERLEY (02)","ES0-013","ES0",244]
[6001146545,"BIRDWOOD-KEILOR (02)","ES0-011","ES0",243.88]
[6001146546,"BIRDWOOD-KEILOR (02)","ES0-011","ES0",243.72]
[6001135328,"JAMES-NAIRN (02)","ES0-022","ES0",243.26]
[6001136783,"BURNS-WAVERLEY (02)","ES0-013","ES0",242.98]
[6001163369,"FORRESTER-DEAKIN (03)","ES0-021","ES0",241.88]
[6001270997,"CHARLES-EPSOM (02)","ES0-022","ES0",240.85]
[6001399352,"GRAVES-MARKET (01)","ES0-011","ES0",239.45]
[6001209173,"FORRESTER-DEAKIN (02)","ES0-021","ES0",238.93]
[6001064867,"PAISLEY 79-FRENCH (01)","FE0-008","FE0",253.56]
[6001049193,"JERROLD-GORDON (03)","FE0-009","FE0",252.24]
[6001026582,"JERROLD-GORDON (02)","FE0-009","FE0",251.65]
[6001052220,"HAMILTON-O'FARRELL (02)","FE0-009","FE0",250.82]
[6001486491,"PILGRIM-JOHN (03)","FE0-009","FE0",250.6]
[6001050979,"ANN-ERROL (02)","FE0-009","FE0",250.16]
[6001333464,"ALBERT-TELECOM CO (03)","FE0-008","FE0",250.06]
[6001049914,"JERROLD-GORDON (02)","FE0-009","FE0",249.77]
[6001051657,"O'FARRELL-WILLIAMSTOWN (02)","FE0-009","FE0",249.64]
[6001336367,"ESSEX-SWAN (01)","FE0-009","FE0",249.59]
[6001020692,"SHEPHERD-GORDON (00)","FE0-009","FE0",249.31]
[6001234365,"WOODS-AVOCA (03)","FE0-009","FE0",249.15]
[6001002430,"IRVING-NICHOLSON 2 (02)","FE0-008","FE0",249.02]
[6001054876,"TONGUE-MACKAY (02)","FE0-009","FE0",248.94]
[6001052903,"ANDERSON-FEHON (02)","FE0-009","FE0",248.79]
[6001049657,"ANN-ERROL (01)","FE0-009","FE0",248.75]
[6001261447,"RYAN-MOORE (02)","FE0-008","FE0",248.69]
[6001049754,"DONALD-BARKLY (03)","FE0-008","FE0",248.56]
[6001509742,"ALBERT-BUCKLEY (01)","FE0-008","FE0",248.5]
[6001049155,"JERROLD-GORDON (03)","FE0-009","FE0",248.4]
[6001052391,"PILGRIM-JOHN (03)","FE0-009","FE0",248.37]
[6001309177,"ARRAN-WALTER (01)","FE0-008","FE0",248.23]
[6001047306,"SHEPHERD-GORDON (01)","FE0-009","FE0",248.17]
[6001252114,"JERROLD-GORDON (03)","FE0-009","FE0",248.08]
[6001347952,"SHEPHERD-GORDON (01)","FE0-009","FE0",248.04]
[6001053418,"FEHON-SOMERVILLE (01)","FE0-009","FE0",247.92]
[6001419728,"ALEXANDER-JOHN (01)","FE0-009","FE0",247.9]
[6001007209,"MAVIS-BALLARAT (01)","FE0-009","FE0",247.82]
[6001246414,"GREIG-THOMSON (02)","FE0-009","FE0",247.66]
[6001241524,"ANN-ERROL (04)","FE0-009","FE0",247.58]
[6001258204,"MACPHERSON-SHEPHERD (01)","FE0-009","FE0",247.4]
[6001341081,"MACPHERSON-SHEPHERD (02)","FE0-009","FE0",247.24]
[6001478454,"PICKETT-ALBERT (01)","FE0-008","FE0",246.92]
[6001052641,"WALTER-BILSTON (02)","FE0-008","FE0",246.76]
[6001046106,"MAVIS-BALLARAT (01)","FE0-009","FE0",246.54]
[6001044523,"IRVING-FOOTSCRAY MARKET (01)","FE0-008","FE0",245.9]
[6001051225,"STATION-HAMILTON (01)","FE0-009","FE0",245.67]
[6001050133,"IRVING-NICHOLSON (04)","FE0-008","FE0",245.31]
[6001002432,"IRVING-HOPKINS (02)","FE0-008","FE0",244.68]
[6001018481,"WALTER-ARRAN (01)","FE0-008","FE0",243.65]
[6001052035,"STATION-HAMILTON (01)","FE0-009","FE0",243.36]
[6001338347,"WALTER-ARRAN (03)","FE0-008","FE0",242.39]
[6001275929,"RYAN-NICHOLSON (03)","FE0-008","FE0",241.77]
[6001011320,"ALBERT-RALEIGH (01)","FE0-008","FE0",238.53]
[6001223523,"WALLACE-KENILWORTH (02)","FF0-090","FF0",253.15]
[6001262461,"RATHMINES-HEIDELBERG (01)","FF0-087","FF0",252.19]
[6001246076,"RATHMINES-HEIDELBERG (01)","FF0-087","FF0",251.77]
[6001074521,"PARKLANDS-KELVIN (02)","FF0-096","FF0",251.16]
[6001441446,"MCGREGOR-PERRY (01)","FF0-083","FF0",250.62]
[6001436737,"ARTHUR-SEPARATION (02)","FF0-096","FF0",249.63]
[6001074462,"PARKLANDS-KELVIN (01)","FF0-096","FF0",249.26]
[6001074893,"MCGREGOR-PERRY (02)","FF0-083","FF0",248.57]
[6001077291,"ARTHUR-GORDON (01)","FF0-088","FF0",248.25]
[6001321104,"ALBERT-WESTFIELD (03)","FF0-089","FF0",247.96]
[6001074402,"SEPARATION-SHIERS (02)","FF0-096","FF0",247.87]
[6001269429,"MITCHELL-GILLIES (03)","FF0-088","FF0",247.57]
[6001002764,"MILLER-HEIDELBERG (03)","FF0-083","FF0",247.37]
[6001074014,"PERRY-GORDON (04)","FF0-095","FF0",247.17]
[6001074116,"PERRY-GORDON (04)","FF0-095","FF0",247.06]
[6001225772,"ARTHUR-GORDON (00)","FF0-088","FF0",246.79]
[6001044257,"ARTHUR-HEIDELBERG (02)","FF0-088","FF0",246.72]
[6001307421,"TATE-LIVINGSTONE (01)","FF0-090","FF0",246.61]
[6001074178,"DARLING-WHITE (02)","FF0-095","FF0",246.39]
[6001074918,"DARLING-FULHAM (02)","FF0-095","FF0",246.28]
[6001073443,"WINGROVE-RATHMINES (01)","FF0-087","FF0",246.09]
[6001248631,"ARTHUR-SEPARATION (01)","FF0-096","FF0",245.99]
[6001325038,"PERRY-GORDON (04)","FF0-095","FF0",245.75]
[6001259244,"MILLER-HEIDELBERG (02)","FF0-083","FF0",245.59]
[6001002651,"WESTGARTH-STANLEY (01)","FF0-089","FF0",245.54]
[6001154642,"TATE-LIVINGSTONE (01)","FF0-090","FF0",245.26]
[6001075433,"COMO-CONSTANCE (03)","FF0-083","FF0",245.09]
[6001012100,"STATION-HEIDELBERG (02)","FF0-087","FF0",244.75]
[6001073197,"HEIDELBERG-PANTHER (02)","FF0-088","FF0",244.31]
[6001198460,"MILES-LIVINGSTONE (02)","FF0-090","FF0",242.85]
[6001183397,"FULHAM-WINGROVE (02)","FF0-095","FF0",242.38]
[6001008472,"FULHAM-WINGROVE (01)","FF0-095","FF0",241.06]
[6001075113,"WINGROVE-KELVIN (02)","FF0-095","FF0",240.54]
[6001089868,"BELMONT-DELLA TORRE (02)","FF0-090","FF0",240.18]
[6001073894,"RAILWAY-STATION (02)","FF0-087","FF0",238.54]
[6001219549,"PARSONS-STUBBS (02)","FT0-022","FT0",255.79]
[6001132661,"MANGALORE-MT ALEXANDER (02)","FT0-031","FT0",253.08]
[6001414122,"DELHI-MOOLTAN (03)","FT0-022","FT0",252.7]
[6001134284,"WINGATE-VASEY (02)","FT0-026","FT0",252.18]
[6001134091,"WINGATE-VASEY (02)","FT0-026","FT0",251.53]
[6001388186,"MARIBYRNONG 122-UNION (04)","FT0-026","FT0",251.26]
[6001388207,"MARIBYRNONG 122-UNION (04)","FT0-026","FT0",250.87]
[6001133424,"EAST-HARDING (02)","FT0-031","FT0",250.61]
[6001133037,"MILTON 9-MARIBYRNONG (01)","FT0-024","FT0",250.37]
[6001388196,"MARIBYRNONG 122-UNION (04)","FT0-026","FT0",250.25]
[6001131049,"JOHN-DOVER (01)","FT0-011","FT0",249.79]
[6001256685,"CHATHAM-CANTERBURY (02)","FT0-011","FT0",249.64]
[6001010984,"ST LEONARDS-UNION (01)","FT0-026","FT0",249.28]
[6001276525,"CHATHAM-CANTERBURY (01)","FT0-011","FT0",249.2]
[6001133123,"MOONEE-ASCOT VALE (01)","FT0-024","FT0",249.11]
[6001133708,"ROXBURGH-ROTHWELL (02)","FT0-026","FT0",248.9]
[6001133548,"BAYVIEW-MARIBYRNONG (02)","FT0-026","FT0",248.83]
[6001132520,"FERNHILL-BARODA (02)","FT0-031","FT0",248.66]
[6001267984,"EPSOM-SMITHFIELD (01)","FT0-015","FT0",248.57]
[6001003223,"WELLINGTON-MCDONALDS (02)","FT0-011","FT0",248.47]
[6001264092,"LLOYD-ARDEN (02)","FT0-032","FT0",248.42]
[6001217057,"CROWN-ILLAWARRA (02)","FT0-024","FT0",248.32]
[6001132807,"STURDEE-ASCOT VALE (02)","FT0-026","FT0",248.27]
[6001020041,"SMITHFIELD-HOBSONS (01)","FT0-035","FT0",248.22]
[6001045135,"MORSHEAD-ASCOT (01)","FT0-015","FT0",248.12]
[6001231218,"MERCANTILE-TANKARD (03)","FT0-021","FT0",248.09]
[6001273525,"SANDOWN-ASCOT VALE (01)","FT0-011","FT0",248]
[6001129459,"SMITH-BARNETT (04)","FT0-022","FT0",247.97]
[6001012014,"MORSHEAD-ASCOT (02)","FT0-015","FT0",247.87]
[6001133471,"MIDDLE-ASCOT VALE (03)","FT0-026","FT0",247.84]
[6001252696,"MILTON 9-MARIBYRNONG (02)","FT0-024","FT0",247.77]
[6001129889,"HOLLAND-RACECOURSE 5 (02)","FT0-022","FT0",247.73]
[6001260544,"HILL-VICTORIA (01)","FT0-022","FT0",247.67]
[6001136349,"MIRAMS-UNION (01)","FT0-026","FT0",247.61]
[6001349162,"HARDIMAN-ALBERMARLE (03)","FT0-032","FT0",247.58]
[6001346006,"HENRY-CLIFFORD (01)","FT0-035","FT0",247.49]
[6001129454,"SMITH-STUBBS (01)","FT0-022","FT0",247.48]
[6001319304,"PIN OAK-NORWOOD (01)","FT0-011","FT0",247.37]
[6001320561,"FISHER-LANGS (03)","FT0-016","FT0",247.33]
[6001291665,"HENRY-CLIFFORD (03)","FT0-035","FT0",247.3]
[6001018526,"FRANCIS-ASCOT VALE (02)","FT0-026","FT0",247.22]
[6001128861,"EPSOM-MACAULAY (04)","FT0-035","FT0",247.18]
[6001134301,"SAVIGE-BLAMEY (02)","FT0-026","FT0",247.1]
[6001273769,"PRIDHAM-RACECOURSE (01)","FT0-026","FT0",247.07]
[6001133177,"EAST-NORTH (01)","FT0-031","FT0",246.94]
[6001134319,"SAVIGE-BLAMEY (01)","FT0-026","FT0",246.9]
[6001272547,"STURDEE-ASCOT VALE (02)","FT0-026","FT0",246.76]
[6001009186,"AYR-KENT (01)","FT0-031","FT0",246.65]
[6001133853,"MIRAMS-UNION (02)","FT0-026","FT0",246.65]
[6001302046,"PRIDHAM-RACECOURSE (03)","FT0-026","FT0",246.45]
[6001282218,"BARRETT 29-FINK (02)","FT0-032","FT0",246.38]
[6001250295,"MACAULAY-KENSINGTON (06)","FT0-035","FT0",246.21]
[6001131449,"LEWIS-NORWOOD (02)","FT0-031","FT0",246.07]
[6001127959,"MACAULAY-KENSINGTON (06)","FT0-035","FT0",245.84]
[6001134201,"SAVIGE-BLAMEY (02)","FT0-026","FT0",245.71]
[6001126600,"EASTWOOD-RACECOURSE (03)","FT0-026","FT0",245.41]
[6001137796,"ELIZABETH-ASCOT VALE (02)","FT0-024","FT0",245.27]
[6001128666,"DERBY-ORMOND 1 (02)","FT0-021","FT0",245.13]
[6001131788,"BRYANT 30-HILL (01)","FT0-031","FT0",244.74]
[6001236017,"FLEMINGTON-BUCKLAND (02)","FT0-031","FT0",244.64]
[6001262650,"ELIZABETH-ASCOT VALE (01)","FT0-024","FT0",244.15]
[6001136587,"BAYVIEW-MARIBYRNONG (01)","FT0-026","FT0",243.92]
[6001131467,"ELTHAM-WELLINGTON (01)","FT0-031","FT0",243.07]
[6001131468,"ELTHAM-WELLINGTON (01)","FT0-031","FT0",242.34]
[6001332334,"FLEMINGTON-MT ALEXANDER (03)","FT0-031","FT0",241.7]
[6001040700,"FARNHAM-FARNHAM (01)","FT0-031","FT0",241.53]
[6001319862,"HAMPDEN-CLIFFORD (03)","FT0-035","FT0",241.18]
[6001249612,"WELLINGTON-MT ALEXANDER (01)","FT0-031","FT0",240.81]
[6001326816,"HAMPDEN-CLIFFORD (06)","FT0-035","FT0",240.26]
[6001129070,"ANTHONY-BELLAIR (01)","FT0-024","FT0",235.31]
[6001055868,"WEBB-QUEENSVILLE (01)","FW0-008","FW0",256.05]
[6001055739,"SEVERN-SOMERVILLE (03)","FW0-008","FW0",253.75]
[6001237151,"NEYLON-ROBERTS (02)","FW0-017","FW0",253.49]
[6001482583,"EXPORT 30-FRANCIS (03)","FW0-006","FW0",253.22]
[6001055872,"WEBB-QUEENSVILLE (01)","FW0-008","FW0",252.93]
[6001055992,"WEBB-CORONATION (04)","FW0-008","FW0",252.8]
[6001055866,"WEBB-QUEENSVILLE (01)","FW0-008","FW0",252.5]
[6001056480,"STEEL-THE AVENUE (02)","FW0-005","FW0",252.36]
[6001065229,"ALOHA-SALTLEY (02)","FW0-005","FW0",252.21]
[6001048257,"STANHOPE-ELPHINSTONE (02)","FW0-016","FW0",252.15]
[6001333219,"CORRIGAN-CYPRESS (02)","FW0-006","FW0",252.07]
[6001060493,"FREAME-FRANCIS (03)","FW0-005","FW0",251.94]
[6001058780,"STEEL-THE AVENUE (01)","FW0-005","FW0",251.84]
[6001312786,"SEVERN-SOMERVILLE (03)","FW0-008","FW0",251.67]
[6001340885,"STEEL-THE AVENUE (02)","FW0-005","FW0",251.62]
[6001283029,"ALOHA-SALTLEY (02)","FW0-005","FW0",251.48]
[6001048301,"STANHOPE-ELPHINSTONE (02)","FW0-016","FW0",251.43]
[6001065227,"ALOHA-SALTLEY (02)","FW0-005","FW0",251.29]
[6001062190,"RICHELIEU-JACKSON (02)","FW0-017","FW0",251.24]
[6001057681,"CHATFIELD-KINGSVILLE (03)","FW0-008","FW0",251.15]
[6001297863,"RICHELIEU-JACKSON (02)","FW0-017","FW0",251.12]
[6001046175,"BARKLY-ELEANOR (03)","FW0-008","FW0",251.08]
[6001051541,"DICKSON-WILLIAMSTOWN (03)","FW0-008","FW0",251.04]
[6001057435,"HANSEN-GLAMIS (02)","FW0-004","FW0",250.99]
[6001282988,"SUMMERHILL-BARKLY (01)","FW0-004","FW0",250.91]
[6001060281,"ALMOND-CONIFER (01)","FW0-006","FW0",250.88]
[6001043907,"CHATFIELD-BISHOP (02)","FW0-004","FW0",250.83]
[6001056193,"BEAUMONT-ROBERTS (01)","FW0-016","FW0",250.79]
[6001324527,"EXPORT 58-LINK (03)","FW0-006","FW0",250.73]
[6001047103,"SOUDAN-ESSEX (01)","FW0-017","FW0",250.71]
[6001341797,"HEWITT-MCDOUGALL (03)","FW0-004","FW0",250.69]
[6001333501,"EAMES-CYPRESS (02)","FW0-006","FW0",250.62]
[6001062090,"ASHLEY-BERNARD (02)","FW0-016","FW0",250.6]
[6001392167,"RUSSELL-BARKLY (01)","FW0-017","FW0",250.54]
[6001410742,"RICHELIEU-ESSEX (01)","FW0-016","FW0",250.52]
[6001057614,"KINGSVILLE-WEBB (03)","FW0-008","FW0",250.46]
[6001280063,"HANSEN-GLAMIS (01)","FW0-004","FW0",250.44]
[6001391572,"ALOHA-GREENE (01)","FW0-005","FW0",250.4]
[6001254975,"KINGSVILLE-WEBB (03)","FW0-008","FW0",250.36]
[6001057642,"CHATFIELD-KINGSVILLE (02)","FW0-008","FW0",250.33]
[6001046516,"NAPOLEON-BRUNSWICK (02)","FW0-016","FW0",250.29]
[6001281451,"MILL-MCIVOR RESERVE (03)","FW0-005","FW0",250.26]
[6001262061,"ALMA-PALMERSTON (01)","FW0-016","FW0",250.18]
[6001059499,"DICKSON-WILLIAMSTOWN (03)","FW0-008","FW0",250.16]
[6001022680,"CLARKE-RUPERT (01)","FW0-017","FW0",250.09]
[6001009123,"CONIFER-PRIMULA (01)","FW0-006","FW0",250.05]
[6001259956,"CLARKE-RUPERT (02)","FW0-017","FW0",250.02]
[6001302179,"SUFFOLK-THOMSON (02)","FW0-017","FW0",249.94]
[6001056807,"GEELONG-QUEENSVILLE (03)","FW0-008","FW0",249.9]
[6001448194,"ROBBS-DARWIN (02)","FW0-004","FW0",249.82]
[6001257072,"CLARKE-RUPERT (02)","FW0-017","FW0",249.78]
[6001419546,"CLARKE-RUPERT (02)","FW0-017","FW0",249.68]
[6001046687,"CLARKE-RUPERT (01)","FW0-017","FW0",249.61]
[6001059463,"BROMYARD-DREW (01)","FW0-013","FW0",249.5]
[6001046781,"CLARKE-RUPERT (02)","FW0-017","FW0",249.46]
[6001011416,"ARGYLE-BROAD (01)","FW0-016","FW0",249.3]
[6001058051,"ALOHA-GREENE (01)","FW0-005","FW0",249.2]
[6001317253,"SUFFOLK-THOMSON (04)","FW0-017","FW0",249.14]
[6001061235,"RICHELIEU-JACKSON (02)","FW0-017","FW0",248.79]
[6001062105,"RICHELIEU-JACKSON (01)","FW0-017","FW0",248.65]
[6001047198,"ARGYLE-BROAD (01)","FW0-016","FW0",247.91]
[6001062263,"ASHLEY-BERNARD (01)","FW0-016","FW0",247.62]
[6001060061,"ALMOND-CONIFER (02)","FW0-006","FW0",246.78]
[6001012689,"ALBION-GEELONG (02)","FW0-004","FW0",246.45]
[6001489982,"CALA-HAMPTON (01)","FW0-016","FW0",246.3]
[6001415775,"ALMOND-CONIFER (02)","FW0-006","FW0",245.76]
[6001060270,"ALMOND-CONIFER (01)","FW0-006","FW0",245.43]
[6001055350,"BEAUMONT-WARATAH (03)","FW0-016","FW0",245.09]
[6001061796,"SUFFOLK-DONGOLA (02)","FW0-004","FW0",244.87]
[6001048420,"VIEW-SUFFOLK (01)","FW0-017","FW0",244.31]
[6001059315,"LAE-SOMERVILLE (01)","FW0-016","FW0",244.18]
[6001061792,"SUFFOLK-DONGOLA (02)","FW0-004","FW0",243.48]
[6001089202,"HAWDON-DURHAM (01)","HB0-014","HB0",254.75]
[6001066961,"THE RIGHI-THE EYRIE (02)","HB0-014","HB0",253.98]
[6001249860,"SUSSEX-BANYULE (02)","HB0-023","HB0",252.97]
[6001066778,"HAWDON-DURHAM (02)","HB0-014","HB0",252.61]
[6001285603,"BROWN-CAPE (03)","HB0-032","HB0",251.88]
[6001069349,"WATERDALE-ELPHIN (02)","HB0-015","HB0",251.68]
[6001081832,"SUSSEX-BANYULE (02)","HB0-023","HB0",251.49]
[6001069425,"WATERDALE-THE BOULEVARD (02)","HB0-015","HB0",251.09]
[6001089072,"MOUNT-CARLSBERG (01)","HB0-014","HB0",250.96]
[6001078524,"ANDERSON-BEVERLEY (02)","HB0-023","HB0",250.77]
[6001070385,"THE BOULEVARD-GILBERT (01)","HB0-024","HB0",250.6]
[6001421001,"THE RIGHI-THE EYRIE (02)","HB0-014","HB0",250.4]
[6001010163,"CHARTERIS-BURKE (02)","HB0-024","HB0",250.31]
[6001066950,"THE RIGHI-THE EYRIE (02)","HB0-014","HB0",250.17]
[6001069742,"CHARTERIS-WARNCLIFFE (02)","HB0-024","HB0",250.07]
[6001089532,"EAGLEMONT-THE RIGHI (02)","HB0-014","HB0",249.9]
[6001081777,"BANYULE-MCCRAE (03)","HB0-023","HB0",249.84]
[6001501547,"GLENARD-MOSSMAN (02)","HB0-024","HB0",249.7]
[6001024861,"MELCOMBE-OXFORD (02)","HB0-022","HB0",249.64]
[6001337723,"WATERDALE-NORMAN (01)","HB0-014","HB0",249.6]
[6001086788,"DORSET-BERKELEY (01)","HB0-023","HB0",249.52]
[6001081529,"BANYULE-MCCRAE (03)","HB0-023","HB0",249.42]
[6001081527,"BANYULE-MCCRAE (03)","HB0-023","HB0",249.28]
[6001476960,"BROWN-CAPE (01)","HB0-032","HB0",249.24]
[6001069822,"CHARTERIS-WARNCLIFFE (03)","HB0-024","HB0",249.16]
[6001249541,"ROSE-WATERDALE (01)","HB0-015","HB0",249.07]
[6001391346,"WATERDALE-THE BOULEVARD (01)","HB0-015","HB0",249.03]
[6001089193,"HOPETOUN-MENZIE (00)","HB0-014","HB0",248.89]
[6001075824,"MALTRAVERS-BROOKE (02)","HB0-024","HB0",248.79]
[6001078264,"DORSET-BERKELEY (02)","HB0-023","HB0",248.71]
[6001075708,"THE RIGHI-THE EYRIE (01)","HB0-014","HB0",248.66]
[6001072943,"BUCHANAN-SALISBURY (02)","HB0-015","HB0",248.51]
[6001078773,"HAUGHTON-GREVILLE (02)","HB0-023","HB0",248.47]
[6001066953,"THE RIGHI-THE EYRIE (02)","HB0-014","HB0",248.41]
[6001076319,"ABBOTSFORD-WYNSTAY (01)","HB0-014","HB0",248.25]
[6001066823,"HAWDON-DURHAM (02)","HB0-014","HB0",248.15]
[6001076366,"IVANHOE-UPPER HEIDELBERG (01)","HB0-022","HB0",247.98]
[6001238613,"MARSHALL-SHERWOOD (02)","HB0-014","HB0",247.89]
[6001228755,"STUDLEY-BANKSIA (02)","HB0-022","HB0",247.54]
[6001069402,"WATERDALE-THE BOULEVARD (02)","HB0-015","HB0",247.26]
[6001066692,"THE BOULEVARD-NEVILLE (02)","HB0-024","HB0",246.91]
[6001228754,"STUDLEY-BANKSIA (02)","HB0-022","HB0",246.69]
[6001086727,"CAPE-BURGUNDY (02)","HB0-031","HB0",246.53]
[6001393406,"WALDEMAR-BANKSIA (01)","HB0-022","HB0",246.23]
[6001337423,"MOUNT 92-YARRA (04)","HB0-031","HB0",246.03]
[6001393396,"WALDEMAR-BANKSIA (01)","HB0-022","HB0",245.66]
[6001067662,"CLIFTON-WATERDALE (02)","HB0-022","HB0",245.5]
[6001338284,"MOUNT 92-YARRA (04)","HB0-031","HB0",245.18]
[6001087992,"CLIFTON-WATERDALE (02)","HB0-022","HB0",245.06]
[6001250092,"ASHBY-LOCKSLEY (02)","HB0-014","HB0",244.78]
[6001295610,"ROSANNA-DAREBIN (02)","HB0-032","HB0",244.64]
[6001089092,"WATERDALE-NORMAN (03)","HB0-014","HB0",244.56]
[6001326943,"WATERDALE-NORMAN (05)","HB0-014","HB0",244.17]
[6001075901,"LOWER HEIDELBERG-THE BOULEVARD (01)","HB0-015","HB0",243.98]
[6001069923,"RAVENSWOOD-LWR HBERG (01)","HB0-015","HB0",243.66]
[6001489704,"FORGE-LOWER HEIDELBERG 2 (04)","HB0-032","HB0",243.4]
[6001123895,"BURGUNDY-JIKA (00)","HB0-023","HB0",242.79]
[6001088611,"ROSANNA-BURGUNDY (01)","HB0-032","HB0",242.65]
[6001322954,"KIERNAN-UPP HEIDELBERG (06)","HB0-022","HB0",241.53]
[6001318198,"KIERNAN-UPP HEIDELBERG (00)","HB0-022","HB0",240.7]
[6001308627,"KIERNAN-UPP HEIDELBERG (04)","HB0-022","HB0",239.58]
[6001447364,"CARLINGFORD-MIDDLE (01)","KLO-013","KLO",254.57]
[6001282734,"THE PANORAMA-MT RIDLEY (00)","KLO-022","KLO",254.43]
[6001435750,"LATCHFORD-OXBOW (03)","KLO-013","KLO",254.23]
[6001376020,"BLUEBELL-TRAVERS (02)","KLO-022","KLO",254.18]
[6001455423,"AMBERFIELD-HEATHCOTE (05)","KLO-013","KLO",254.1]
[6001466972,"BLACKMORE-ERROL (01)","KLO-013","KLO",254]
[6001436012,"SCANDIA-ELLSCOTT (01)","KLO-013","KLO",253.97]
[6001430567,"DORCAS-BENDIGO (04)","KLO-013","KLO",253.84]
[6001444902,"ALFRED-DOCKER (04)","KLO-013","KLO",253.75]
[6001441601,"INKERMAN-FARADAY (02)","KLO-013","KLO",253.61]
[6001013596,"BARDWELL DR-P2 (00)","KLO-013","KLO",253.54]
[6001447960,"DOCKER-FARADAY (04)","KLO-013","KLO",253.35]
[6001447215,"KONNER-ERROL (03)","KLO-013","KLO",253.24]
[6001349338,"MILLICENT-GRAND (02)","KLO-022","KLO",253.07]
[6001481619,"TRIFT-GREVILLEA (03)","KLO-022","KLO",253]
[6001447590,"CARLINGFORD-MIDDLE (04)","KLO-013","KLO",252.94]
[6001409503,"WILLSMERE-YARRADALE (02)","KLO-013","KLO",252.76]
[6001452410,"STRAUN-INKERMAN (01)","KLO-013","KLO",252.69]
[6001463152,"AMBERFIELD-HEATHCOTE (04)","KLO-013","KLO",252.39]
[6001369043,"SERENITY-DOMAIN (01)","KLO-022","KLO",252.1]
[6001375504,"NEWBURY-GRAND (02)","KLO-022","KLO",249.53]
[6001443573,"MARARA-HIGHLANDER (02)","KLO-022","KLO",249.02]
[6001365111,"NEWBURY-GRAND (04)","KLO-022","KLO",248.78]
[6001448392,"DAYBREAK-HIGHLANDER (03)","KLO-022","KLO",248.6]
[6001375535,"MILLICENT-PENHALL (04)","KLO-022","KLO",248.51]
[6001371202,"GREVILLEA-POLO (01)","KLO-022","KLO",248.33]
[6001409245,"HAWKSBURN-NEWMARKET (04)","KLO-013","KLO",248.2]
[6001411567,"GOSSAMER-TURION (02)","KLO-022","KLO",248.13]
[6001479605,"TELOPEA-HIGHLANDER (01)","KLO-022","KLO",248.1]
[6001313718,"MONARCH-EAGLEVIEW (02)","KLO-022","KLO",247.94]
[6001466966,"ELDERBERRY-GRAND (02)","KLO-022","KLO",247.9]
[6001384229,"TRILLIUM-PRIME (01)","KLO-022","KLO",247.77]
[6001506093,"ENDERBY-ELLSCOTT (05)","KLO-013","KLO",247.7]
[6001345419,"BRADSHAW-MOOR PARK (05)","KLO-022","KLO",247.65]
[6001311480,"EARL-GRANGE (04)","KLO-022","KLO",247.46]
[6001473304,"BLESSINGTON-MANNINGHAM (03)","KLO-013","KLO",247.4]
[6001443659,"MARARA-HIGHLANDER (03)","KLO-022","KLO",247.28]
[6001441372,"UPTHORPE-LITTLEWICK (02)","KLO-013","KLO",247.19]
[6001284811,"EARL-GRANGE (02)","KLO-022","KLO",247.09]
[6001295691,"SCARBOROUGH-WHITBY (02)","KLO-022","KLO",247.05]
[6001408087,"DAYBREAK-REVEILLE (02)","KLO-022","KLO",246.99]
[6001337645,"LAKEVIEW-MT RIDLEY (01)","KLO-022","KLO",246.87]
[6001385333,"TRILLIUM-PRIME (04)","KLO-022","KLO",246.78]
[6001418182,"WESTGARTH-BALMAIN (04)","KLO-013","KLO",246.59]
[6001412071,"HAWKSBURN-NEWMARKET (05)","KLO-013","KLO",246.5]
[6001289732,"SCARBOROUGH-WHITBY (02)","KLO-022","KLO",246.03]
[6001340564,"MONARCH-EAGLEVIEW (04)","KLO-022","KLO",245.69]
[6001471133,"HAZEL-COCO (02)","KLO-013","KLO",241.64]
[6001456829,"SALVIA-RHUBARB (05)","KLO-013","KLO",240.9]
[6001471572,"PECAN-BROSSARD (03)","KLO-013","KLO",240.7]
[6001425793,"STEANE-ALBERT (02)","NH0-016","NH0",256.04000000000002]
[6001276606,"BELLEVUE-DAVIES (02)","NH0-005","NH0",255.24]
[6001419415,"CULVERLANDS-VEAR NO2 (02)","NH0-009","NH0",254.29]
[6001070730,"COLLINS-WATERDALE (02)","NH0-005","NH0",253.62]
[6001273773,"AILEEN-BEATRICE (01)","NH0-009","NH0",252.95]
[6001251076,"BEATRICE-JENSEN (01)","NH0-016","NH0",252.75]
[6001455193,"BELLEVUE-DAVIES (01)","NH0-005","NH0",252.46]
[6001016101,"JOYNT-GRIEVE (01)","NH0-003","NH0",252.27]
[6001329244,"BEATRICE-JENSEN (01)","NH0-016","NH0",252.13]
[6001076698,"CRISSANE-WATERDALE (01)","NH0-009","NH0",251.91]
[6001087617,"LILLIMUR-MOLOGA (01)","NH0-003","NH0",251.86]
[6001387874,"MALACCA-WATERDALE (01)","NH0-005","NH0",251.63]
[6001232256,"EDWIN-ST HELLIER (02)","NH0-017","NH0",251.56]
[6001081202,"MONTGOMERY-EDWIN (02)","NH0-017","NH0",251.47]
[6001080843,"MONASH-BONAR (01)","NH0-005","NH0",251.32]
[6001081646,"ROSANNA-ARDEN (02)","NH0-020","NH0",251.11]
[6001238500,"COUNTRY LANE-BANYULE (01)","NH0-008","NH0",251.01]
[6001264064,"MONASH-BONAR (01)","NH0-005","NH0",250.9]
[6001244066,"LOWER PLENTY-MOUNTVIEW (02)","NH0-017","NH0",250.74]
[6001282683,"COLLINS-WATERDALE (02)","NH0-005","NH0",250.63]
[6001242631,"DRYSDALE-GREENSB'GH (02)","NH0-002","NH0",250.39]
[6001089465,"BAMFIELD-OUTHWAITE (05)","NH0-003","NH0",250.35]
[6001127549,"COLLEEN-FAHEY (01)","NH0-008","NH0",250.03]
[6001199590,"COLLEEN-FAHEY (01)","NH0-008","NH0",249.95]
[6001082513,"COUNTRY LANE-BANYULE (02)","NH0-008","NH0",249.83]
[6001079492,"DAREBIN-STRADBROKE (01)","NH0-020","NH0",249.53]
[6001324967,"EDWIN-ST HELLIER (01)","NH0-017","NH0",249.41]
[6001324828,"TOUMLIN-MARTINS (02)","NH0-002","NH0",249.15]
[6001261538,"RAMU-PACIFIC (01)","NH0-005","NH0",249.04]
[6001253955,"SMIKE-ASHTON (03)","NH0-002","NH0",248.85]
[6001325276,"BERRIMA-ROSANNA (02)","NH0-020","NH0",248.77]
[6001083277,"STANTON-THOMSON (03)","NH0-020","NH0",248.54]
[6001342068,"PORTER-DOUGHARTY (01)","NH0-003","NH0",248.4]
[6001421218,"CARWARP-ERSKINE (02)","NH0-008","NH0",248.38]
[6001085039,"COLLEEN-FAHEY (03)","NH0-008","NH0",248.15]
[6001088207,"THE GLADE 15-SHERLOWE (02)","NH0-008","NH0",248.1]
[6001124566,"GRENHILDA-DOUGLAS (01)","NH0-020","NH0",247.94]
[6001284143,"MCEWAN-VERNON (02)","NH0-003","NH0",247.83]
[6001002667,"SILK-LOWER PLENTY (03)","NH0-020","NH0",247.67]
[6001307190,"DICKENS-MCEWANS (02)","NH0-003","NH0",247.61]
[6001313185,"PORTER-DOUGHARTY (01)","NH0-003","NH0",247.56]
[6001083075,"YALLAMBIE-LOWER PLENTY (02)","NH0-002","NH0",247.43]
[6001291266,"DICKENS-MCEWANS (01)","NH0-003","NH0",247.37]
[6001011266,"WATERDALE-TAFE COLLEGE (02)","NH0-017","NH0",247.22]
[6001083779,"EDWARD-GREENSBOROUGH (01)","NH0-002","NH0",247.19]
[6001083567,"KENTWOOD-ALBANY (01)","NH0-002","NH0",247.05]
[6001077244,"AILEEN-BEATRICE (01)","NH0-009","NH0",247]
[6001084433,"JACKA-JOYNT (01)","NH0-003","NH0",246.91]
[6001082591,"DANSON-WINSTON (02)","NH0-002","NH0",246.83]
[6001459008,"BERRIMA-ROSANNA (01)","NH0-020","NH0",246.71]
[6001101772,"LATROBE-VILLAGE 3 (00)","NH0-016","NH0",246.68]
[6001239884,"BEATRICE-WATERDALE (02)","NH0-009","NH0",246.62]
[6001324810,"BERRIMA-ROSANNA (01)","NH0-020","NH0",246.51]
[6001291717,"KORONG-DOUGHARTY (02)","NH0-003","NH0",246.47]
[6001086571,"GLENMORE-KINLOCK (01)","NH0-002","NH0",246.37]
[6001110545,"LAUREL-TYLER (01)","NH0-016","NH0",246.33]
[6001024661,"LATROBE-VILLAGE 3 (00)","NH0-016","NH0",246.25]
[6001101681,"LATROBE-VILLAGE 2 (00)","NH0-016","NH0",246.22]
[6001454271,"RILL-OLIVE (01)","NH0-017","NH0",246.18]
[6001087055,"KYLTA 68-NORTHERN (01)","NH0-009","NH0",246.1]
[6001452451,"LAUREL-TYLER (01)","NH0-016","NH0",246.07]
[6001276720,"WATERDALE-SOUTHERN (02)","NH0-005","NH0",246.02]
[6001321965,"UPPER HEIDELBERG-BELL (03)","NH0-017","NH0",245.97]
[6001241604,"PERTH-ALAMEIN (02)","NH0-005","NH0",245.89]
[6001260688,"THE GRANGE-YALLAMBIE (02)","NH0-002","NH0",245.87]
[6001076839,"WATERDALE-LLOYD (03)","NH0-005","NH0",245.81]
[6001111160,"LAUREL-TYLER (02)","NH0-016","NH0",245.77]
[6001080687,"OUTHWAITE-MCEWAN (03)","NH0-005","NH0",245.75]
[6001080737,"SHAKESPEARE-BAMFIELD (02)","NH0-003","NH0",245.68]
[6001080690,"OUTHWAITE-MCEWAN (03)","NH0-005","NH0",245.66]
[6001321952,"UPPER HEIDELBERG-BELL (03)","NH0-017","NH0",245.59]
[6001236921,"CARWARP-ERSKINE (02)","NH0-008","NH0",245.55]
[6001076469,"WATERDALE-SOUTHERN (02)","NH0-005","NH0",245.49]
[6001081817,"CANTALA-MCCRAE (01)","NH0-008","NH0",245.45]
[6001077847,"BERRIMA-ROSANNA (01)","NH0-020","NH0",245.43]
[6001086338,"CHAPMAN-THOMSON (01)","NH0-020","NH0",245.36]
[6001083614,"GREENSBOROUGH-YALLAMBIE (01)","NH0-002","NH0",245.31]
[6001081698,"CANTALA-MCCRAE (04)","NH0-008","NH0",245.26]
[6001262762,"CHALEYER-ASHTON (01)","NH0-016","NH0",245.23]
[6001002648,"NORTHERN-KOLORA (01)","NH0-009","NH0",245.14]
[6001339316,"ROSANNA-ARDEN (02)","NH0-020","NH0",245.13]
[6001323820,"MARTINS-KURANGA (01)","NH0-008","NH0",245.02]
[6001085769,"CULVERLANDS-NORTHERN (02)","NH0-009","NH0",244.99]
[6001261781,"WATERDALE 700-KINGSBURY (02)","NH0-016","NH0",244.97]
[6001088033,"DAREBIN-STRADBROKE (01)","NH0-020","NH0",244.87]
[6001348057,"SHAKESPEARE-BAMFIELD (01)","NH0-003","NH0",244.84]
[6001122997,"RAMU-PACIFIC (03)","NH0-005","NH0",244.74]
[6001080512,"SOUTHERN-WAIORA (02)","NH0-005","NH0",244.68]
[6001490892,"MYRTLE-FORSTER (01)","NH0-017","NH0",244.6]
[6001080987,"WAIORA-CHURCHILL (01)","NH0-017","NH0",244.55]
[6001086038,"WAIORA-DOUGHARTY (02)","NH0-005","NH0",244.43]
[6001084608,"CASTLETON 21-HAVILAH (02)","NH0-008","NH0",244.41]
[6001072289,"GOTHA-ST HELLIER (02)","NH0-017","NH0",244.31]
[6001259933,"WATERDALE 700-KINGSBURY (02)","NH0-016","NH0",244.15]
[6001072678,"OUTHWAITE-ORIEL (02)","NH0-005","NH0",244.07]
[6001110060,"MCCOMAS-ALBERT (02)","NH0-016","NH0",243.9]
[6001428752,"GOTHA-ST HELLIER (02)","NH0-017","NH0",243.79]
[6001321693,"MCCOMAS-ALBERT (01)","NH0-016","NH0",243.5]
[6001281828,"CHALEYER-ASHTON (02)","NH0-016","NH0",243.37]
[6001088398,"YALLAMBIE-WENDOVER (01)","NH0-002","NH0",242.94]
[6001087304,"LOWER PLENTY 404-CREW (01)","NH0-002","NH0",242.69]
[6001351309,"INVERMAY-MT IDA (01)","NH0-017","NH0",242.47]
[6001082552,"IRONBARK-RUTHERFORD (01)","NH0-002","NH0",241.47]
[6001463967,"HAWDON-BROWN (01)","NH0-017","NH0",241.36]
[6001087723,"BURGUNDY-STRADBROKE (01)","NH0-020","NH0",240.63]
[6001087885,"YALLAMBIE-WENDOVER (02)","NH0-002","NH0",240.41]
[6001087719,"BURGUNDY-STRADBROKE (01)","NH0-020","NH0",240.06]
[6001256981,"LACELLES-WINSTON (01)","NH0-002","NH0",239.81]
[6001390570,"OUTHWAITE-WAIORA (01)","NH0-005","NH0",239.65]
[6001083725,"STRATHALLAN-WILSON (02)","NH0-002","NH0",239.24]
[6001080356,"MOUNTAIN VIEW-DAVIES (01)","NH0-005","NH0",238.63]
[6001139566,"ALBERT-MT ALEXANDER (02)","NS0-018","NS0",255.95]
[6001294245,"PATTISON-VINE (01)","NS0-009","NS0",254.85]
[6001139540,"ALBERT-MT ALEXANDER (02)","NS0-018","NS0",253.54]
[6001138221,"PATTISON-VINE (01)","NS0-009","NS0",253.28]
[6001141680,"BREWSTER-PASCOE VALE (01)","NS0-016","NS0",252.98]
[6001236867,"SALMON-NAPIER (02)","NS0-016","NS0",252.35]
[6001350088,"WOODLAND-ALFRED (03)","NS0-017","NS0",252.1]
[6001140352,"THOMAS-PASCOE VALE (03)","NS0-015","NS0",251.81]
[6001152092,"BOURNIAN-GRAMMAR (02)","NS0-014","NS0",251.7]
[6001310881,"MT ALEXANDER-NAPIER (02)","NS0-007","NS0",251.39]
[6001044075,"GLADSTONE-ASCOT VALE (05)","NS0-011","NS0",251.18]
[6001150985,"KERNAN-CARNARVON (02)","NS0-014","NS0",250.97]
[6001142738,"FLETCHER-PASCOE VALE (01)","NS0-015","NS0",250.84]
[6001142281,"PASCOE VALE-MORELAND (02)","NS0-008","NS0",250.57]
[6001151412,"KERNAN-CARNARVON (03)","NS0-014","NS0",250.53]
[6001291139,"MONTGOMERY-MT ALEXANDER (03)","NS0-015","NS0",250.37]
[6001008904,"THE CROSSWAY-UPLAND (01)","NS0-017","NS0",250.12]
[6001141703,"PASCOE VALE-MORELAND (01)","NS0-008","NS0",250.01]
[6001026570,"JHONSON-BRENTWOOD (02)","NS0-012","NS0",249.67]
[6001010266,"WOODLAND-WALLACE (01)","NS0-014","NS0",249.56]
[6001141744,"BREWSTER-PASCOE VALE (01)","NS0-016","NS0",249.24]
[6001026674,"JHONSON-BRENTWOOD (01)","NS0-012","NS0",249.11]
[6001142659,"FLETCHER-PASCOE VALE (04)","NS0-015","NS0",248.89]
[6001140752,"SALTER-NAPIER (02)","NS0-008","NS0",248.81]
[6001152403,"WOODLAND-ALFRED (03)","NS0-017","NS0",248.74]
[6001142212,"FLETCHER-PASCOE VALE (04)","NS0-015","NS0",248.61]
[6001489129,"PASCOE VALE-WOODLAND (02)","NS0-017","NS0",248.5]
[6001031244,"FLETCHER-PASCOE VALE (03)","NS0-015","NS0",248.33]
[6001141881,"SHAFTESBURY-RALEIGH (03)","NS0-018","NS0",248.3]
[6001306430,"FLETCHER-PASCOE VALE (04)","NS0-015","NS0",248.15]
[6001294775,"GLASS-NAPIER (01)","NS0-008","NS0",248.11]
[6001010536,"HODDLE-FLETCHER (01)","NS0-018","NS0",248.06]
[6001142033,"NICHOLSON-FLETCHER (02)","NS0-007","NS0",247.95]
[6001141393,"MACKAY-GLASS (03)","NS0-016","NS0",247.9]
[6001490234,"CRANWELL-CARNARVON (03)","NS0-016","NS0",247.8]
[6001140246,"THOMAS-PASCOE VALE (02)","NS0-015","NS0",247.77]
[6001492121,"BREWSTER-MT ALEXANDER (03)","NS0-007","NS0",247.7]
[6001143151,"MT ALEXANDER-RUSSELL (01)","NS0-007","NS0",247.62]
[6001142900,"LAWSON-KENDALL (02)","NS0-012","NS0",247.57]
[6001324464,"LOCH-WENDORA (03)","NS0-014","NS0",247.46]
[6001296636,"CAMERON-LYTTLE (02)","NS0-008","NS0",247.39]
[6001151085,"CRANWELL-CARNARVON (04)","NS0-016","NS0",247.31]
[6001141470,"SALTER-NAPIER (02)","NS0-008","NS0",247.28]
[6001141920,"FLETCHER-PASCOE VALE (03)","NS0-015","NS0",247.17]
[6001415434,"MOORE 17-PUCKLE (05)","NS0-011","NS0",247.11]
[6001026466,"WADHAM-MORELAND (03)","NS0-012","NS0",247.01]
[6001137789,"BROWNING-MOORE (01)","NS0-015","NS0",246.96]
[6001045397,"BROWNING-MOORE (02)","NS0-015","NS0",246.86]
[6001225174,"HAYES-HOUSTON (03)","NS0-014","NS0",246.82]
[6001393251,"BREWSTER-MT ALEXANDER (02)","NS0-007","NS0",246.77]
[6001403241,"CRANWELL-CARNARVON (01)","NS0-016","NS0",246.66]
[6001198827,"MOORE-PUCKLE (04)","NS0-011","NS0",246.61]
[6001142121,"FORBES-BUCKLEY (01)","NS0-018","NS0",246.51]
[6001023157,"WADHAM-MORELAND (01)","NS0-012","NS0",246.48]
[6001139914,"LAWSON-SALISBURY (04)","NS0-012","NS0",246.38]
[6001137927,"NGARVENO-ORMOND (02)","NS0-015","NS0",246.31]
[6001138110,"STEELE-STUART (04)","NS0-009","NS0",246.2]
[6001343881,"WADHAM-MORELAND (03)","NS0-012","NS0",246.15]
[6001407790,"MT ALEXANDER 1142-WINIFRED (01)","NS0-008","NS0",246.04]
[6001138095,"STEELE-STUART (03)","NS0-009","NS0",245.97]
[6001137622,"BROWNING-MOORE (01)","NS0-015","NS0",245.91]
[6001282873,"PRATT-PUCKLE (03)","NS0-011","NS0",245.78]
[6001003246,"YOUNG-ASCOT VALE (08)","NS0-015","NS0",245.72]
[6001293031,"MARKS-YORK (03)","NS0-014","NS0",245.53]
[6001142065,"NICHOLSON-FLETCHER (01)","NS0-007","NS0",245.47]
[6001282848,"PRATT-PUCKLE (03)","NS0-011","NS0",245.38]
[6001305558,"MT ALEXANDER 641-HALL (03)","NS0-011","NS0",245.08]
[6001142136,"FORBES-BUCKLEY (01)","NS0-018","NS0",245]
[6001198805,"YOUNG-PRATT (03)","NS0-011","NS0",244.64]
[6001142547,"BREWSTER-PASCOE VALE (03)","NS0-016","NS0",244.35]
[6001143115,"FORBES-BUCKLEY (02)","NS0-018","NS0",243.88]
[6001391500,"MT ALEXANDER-BREWSTER (04)","NS0-007","NS0",243.23]
[6001391505,"MT ALEXANDER-BREWSTER (04)","NS0-007","NS0",242.39]
[6001391519,"MT ALEXANDER-BREWSTER (04)","NS0-007","NS0",240.7]
[6001294741,"THE BOULEVARD-PARKSTONE (02)","NS0-017","NS0",239.42]
[6001007220,"JOHNSTON-NEWCASTLE (01)","NT0-017","NT0",255.1]
[6001121686,"SALISBURY-JACK (01)","NT0-003","NT0",254.71]
[6001118793,"LATROBE-YARRA (01)","NT0-011","NT0",253.87]
[6001118715,"ALMA-CHANDLER (02)","NT0-015","NT0",253.64]
[6001280818,"OXFORD-JUNCTION (01)","NT0-003","NT0",253.22]
[6001234359,"STEVEDORE-DOUGLAS (05)","NT0-015","NT0",253.04]
[6001003122,"THOMPSON-CECIL (02)","NT0-015","NT0",252.82]
[6001118942,"LATROBE-YARRA (02)","NT0-011","NT0",252.73]
[6001115520,"ROSS-ELIZABETH (03)","NT0-017","NT0",252.64]
[6001117665,"STEVEDORE-DOVER (02)","NT0-004","NT0",252.5]
[6001448151,"NEWCASTLE-MELBOURNE (02)","NT0-017","NT0",252.37]
[6001119169,"PEEL-DOUGLAS (01)","NT0-004","NT0",252.14]
[6001121243,"CHALLIS-JUBILLEE (03)","NT0-017","NT0",252.08]
[6001120792,"WILLIAM-MASON (02)","NT0-003","NT0",251.94]
[6001117130,"KNIGHT-BAYVIEW (02)","NT0-015","NT0",251.84]
[6001120738,"CLYDE-MASON (02)","NT0-003","NT0",251.68]
[6001115882,"HANMER-THOMPSON (02)","NT0-011","NT0",251.6]
[6001118783,"ALMA-CHANDLER (01)","NT0-015","NT0",251.56]
[6001225441,"PAAS-RETIREMENT VILLAGE (00)","NT0-017","NT0",251.41]
[6001020178,"JACK-FORD (01)","NT0-003","NT0",251.36]
[6001120497,"WILLIAM-MASON (02)","NT0-003","NT0",251.3]
[6001116133,"PASCO-RAILWAY (03)","NT0-011","NT0",251.19]
[6001251218,"APHRASIA-VESTA (02)","NT0-011","NT0",251.07]
[6001278616,"APHRASIA-VESTA (01)","NT0-011","NT0",251.03]
[6001122500,"KOROROIT-LEMMON (04)","NT0-003","NT0",250.96]
[6001121535,"JACK-WOODS (04)","NT0-003","NT0",250.89]
[6001115517,"ROSS-ELIZABETH (03)","NT0-017","NT0",250.85]
[6001270469,"RIFLE RANGE-MADIGAN (01)","NT0-003","NT0",250.75]
[6001118448,"RENNIE-JOHN (04)","NT0-015","NT0",250.68]
[6001116717,"TWYFORD-THOMPSON (02)","NT0-011","NT0",250.63]
[6001115123,"MARKET-COMMUNITY CENTRE (01)","NT0-003","NT0",250.6]
[6001121358,"CHALLIS-SPEIGHT (01)","NT0-017","NT0",250.56]
[6001225797,"PAAS-RETIREMENT VILLAGE (00)","NT0-017","NT0",250.48]
[6001120337,"NEWCASTLE-ELIZABETH (02)","NT0-017","NT0",250.45]
[6001120340,"NEWCASTLE-ELIZABETH (02)","NT0-017","NT0",250.36]
[6001226156,"PAAS-RETIREMENT VILLAGE (00)","NT0-017","NT0",250.32]
[6001121974,"PARKER-AITKEN (04)","NT0-004","NT0",250.26]
[6001321814,"HERIOT-ANN (01)","NT0-015","NT0",250.22]
[6001019311,"WINDSOR-CECIL (04)","NT0-015","NT0",250.15]
[6001022336,"OSBORNE-GARDEN (00)","NT0-015","NT0",250.09]
[6001279075,"APHRASIA-SIROCCO (02)","NT0-011","NT0",250.03]
[6001010101,"CROPPER-AITKEN (05)","NT0-015","NT0",250]
[6001275123,"KOROROIT-LEMMON (01)","NT0-003","NT0",249.91]
[6001119475,"HOME-TAIT (03)","NT0-011","NT0",249.87]
[6001304338,"AITKEN-FERGUSON (02)","NT0-004","NT0",249.83]
[6001115210,"FERGUSON-VERDON (04)","NT0-011","NT0",249.72]
[6001198529,"KINGSHOTT-LINDSAY (02)","NT0-003","NT0",249.68]
[6001378029,"MARKET-COMMUNITY CENTRE (01)","NT0-003","NT0",249.56]
[6001317385,"STEVEDORE-VIC INN (02)","NT0-015","NT0",249.52]
[6001223722,"THORPE-WOODS (01)","NT0-003","NT0",249.37]
[6001253165,"QUEEN-RUSSELL (02)","NT0-011","NT0",249.27]
[6001116427,"FERGUSON-VERDON (01)","NT0-011","NT0",249.23]
[6001223498,"COURTIS-MELBOURNE (01)","NT0-011","NT0",248.99]
[6001115274,"ESPLANADE-GARDEN (02)","NT0-015","NT0",248.91]
[6001115280,"ESPLANADE-GARDEN (03)","NT0-015","NT0",248.75]
[6001116009,"ELECTRA-PASCO (02)","NT0-015","NT0",248.54]
[6001121275,"CHALLIS-JUBILLEE (01)","NT0-017","NT0",248.16]
[6001252662,"CLYDE-MASON (02)","NT0-003","NT0",248.02]
[6001122938,"PEEL-DOUGLAS (01)","NT0-004","NT0",247.74]
[6001116066,"MELBOURNE-PASCO (01)","NT0-011","NT0",247.14]
[6001039044,"STEVEDORE-MELBOURNE (01)","NT0-011","NT0",246.96]
[6001343876,"BLENHEIM-WOODS (02)","NT0-003","NT0",246.55]
[6001304422,"MASON-BRADLEY (01)","NT0-017","NT0",246.44]
[6001323560,"BLENHEIM-WOODS (02)","NT0-003","NT0",246.11]
[6001473009,"ADELINE-KOROROIT (01)","NT0-017","NT0",246.02]
[6001117592,"ADELINE-KOROROIT (01)","NT0-017","NT0",245.87]
[6001119064,"EFFINGHAM-WILKINS (02)","NT0-011","NT0",245.66]
[6001120934,"WOODS-MADDOX (02)","NT0-003","NT0",245.58]
[6001239364,"CHAMPION-AKUNA (00)","NT0-017","NT0",245.35]
[6001119555,"FARM-HOME (02)","NT0-016","NT0",245.2]
[6001225723,"WOODS-MADDOX (04)","NT0-003","NT0",244.93]
[6001270407,"PAINE-LATROBE (03)","NT0-011","NT0",244.81]
[6001116706,"COLE-OSBORNE (02)","NT0-011","NT0",244.56]
[6001115007,"PARKER-COLE (04)","NT0-004","NT0",244.39]
[6001345446,"WOODS-MADDOX (03)","NT0-003","NT0",244.27]
[6001334420,"GELLIBRAND-STEWART (01)","NT0-015","NT0",243.82]
[6001338208,"GELLIBRAND-VICTORIA (01)","NT0-015","NT0",243.54]
[6001258885,"KOROROIT-RIFLE RANGE (03)","NT0-017","NT0",242.26]
[6001251402,"STEWART-OSBORNE (01)","NT0-011","NT0",239.08]
[6001284908,"MARTIN-GOWER (02)","PTN-021","PTN",253.45]
[6001113080,"DAVID-PLENTY (01)","PTN-021","PTN",252.98]
[6001111817,"SYLVESTER-GORDON (04)","PTN-011","PTN",252.35]
[6001301982,"PATTERSON-DAVID (01)","PTN-021","PTN",252.09]
[6001111381,"JOSEPHINE-PLENTY (01)","PTN-011","PTN",251.63]
[6001112518,"MARTIN-GOWER (02)","PTN-021","PTN",251.2]
[6001113150,"PATTERSON-DAVID (02)","PTN-021","PTN",250.99]
[6001102697,"JOSEPHINE-PLENTY (01)","PTN-011","PTN",250.26]
[6001102951,"FOCH-QUEEN (03)","PTN-011","PTN",250.12]
[6001433742,"POWELL-EXCELSIOR (01)","PTN-015","PTN",249.29]
[6001092099,"POWELL-EXCELSIOR (01)","PTN-015","PTN",249]
[6001284398,"ALBERT-HARROW (02)","PTN-021","PTN",248.49]
[6001207424,"GREGORY-PLENTY (03)","PTN-011","PTN",248.36]
[6001246674,"GREGORY-PLENTY (04)","PTN-011","PTN",248.25]
[6001018511,"HAIG-GILBERT (02)","PTN-015","PTN",248.01]
[6001488348,"CLINCH-WILLIAM (01)","PTN-011","PTN",247.9]
[6001022547,"NEWMAN-SHOWERS (02)","PTN-015","PTN",247.78]
[6001434601,"BELL-DONOVAN (01)","PTN-015","PTN",247.72]
[6001093042,"CAMBRIAN-HIGH (01)","PTN-011","PTN",247.59]
[6001396242,"BELL 205-HOTHAM (02)","PTN-014","PTN",247.48]
[6001437716,"BELL-STOKES (01)","PTN-015","PTN",247.4]
[6001090525,"GREGORY-PLENTY (02)","PTN-011","PTN",247.35]
[6001112045,"KITCHENER-MURRAY (01)","PTN-011","PTN",247.31]
[6001219133,"PLENTY-BELL (02)","PTN-014","PTN",247.21]
[6001250287,"COOMA-GOWER (01)","PTN-014","PTN",247.15]
[6001493721,"CRAMER-BOND (03)","PTN-015","PTN",247.04]
[6001342247,"LAHINCH-OPAL (03)","PTN-021","PTN",247]
[6001338572,"ESTHER-HIGH (03)","PTN-014","PTN",246.9]
[6001334911,"YANN-HIGH (02)","PTN-014","PTN",246.87]
[6001427455,"DAVID-CLIFTON (01)","PTN-021","PTN",246.83]
[6001304357,"RUBY-GOWER (03)","PTN-021","PTN",246.71]
[6001110248,"NEWTON-MCCOLL (02)","PTN-011","PTN",246.69]
[6001330350,"MARY-BELL (02)","PTN-015","PTN",246.59]
[6001113322,"MARY-BELL (01)","PTN-015","PTN",246.55]
[6001095695,"DAVIES-MILLER (01)","PTN-015","PTN",246.46]
[6001090789,"PLENTY-BELL (02)","PTN-014","PTN",246.38]
[6001111141,"MCCOLL-MALPAS (01)","PTN-011","PTN",246.23]
[6001269703,"CAMBRIAN-HIGH (02)","PTN-011","PTN",246.19]
[6001090472,"RAGLAN-PLENTY (01)","PTN-014","PTN",246.08]
[6001111054,"MCCOLL-MALPAS (03)","PTN-011","PTN",245.99]
[6001183298,"OSBORNE-HOTHAM (01)","PTN-014","PTN",245.94]
[6001111096,"MCCOLL-MALPAS (04)","PTN-011","PTN",245.74]
[6001102037,"COOMA-GOWER (01)","PTN-014","PTN",245.68]
[6001095852,"ESTHER-HIGH (01)","PTN-014","PTN",245.49]
[6001002860,"HIGH 293-BRUCE (02)","PTN-014","PTN",245.39]
[6001029703,"SYLVESTER-GORDON (03)","PTN-011","PTN",245.28]
[6001090720,"HAWKER-ELLISON (02)","PTN-011","PTN",245.09]
[6001112553,"GOWER-HIGH (02)","PTN-021","PTN",244.99]
[6001093612,"YORK-GILBERT (01)","PTN-015","PTN",244.68]
[6001090247,"CAMBRIAN-HIGH (02)","PTN-011","PTN",244.37]
[6001044535,"ROBERTSON-WILCOX (01)","PTN-011","PTN",244.06]
[6001113328,"PLENTY-BELL (02)","PTN-014","PTN",243.86]
[6001090172,"GOWER-HIGH (03)","PTN-021","PTN",243.12]
[6001305198,"WALSAL-PLENTY (01)","PTN-011","PTN",243.04]
[6001481902,"MAY-SPRING (01)","PTN-015","PTN",241.7]
[6001113473,"DERMOT-CORMAC (02)","PTN-021","PTN",241.42]
[6001093513,"VALE-HOPETOUN (02)","PTN-015","PTN",241.21]
[6001095560,"SCOTIA-BELL (02)","PTN-015","PTN",240.65]
[6001095595,"SCOTIA-BELL (02)","PTN-015","PTN",240.44]
[6001490678,"SCOTIA-BELL (01)","PTN-015","PTN",239.51]
[6001090706,"FRIER-PLENTY (02)","PTN-011","PTN",238.14]
[6001460568,"GLADSTONE-CHAPMAN (01)","PV0-014","PV0",256.14999999999998]
[6001407513,"GLADSTONE-CHAPMAN (01)","PV0-014","PV0",255.8]
[6001246410,"HILDA-ISLA (03)","PV0-013","PV0",255.56]
[6001223612,"CHAPMAN-GRANDVIEW (01)","PV0-031","PV0",255.14]
[6001388865,"FLANNERY-DEVEREAUX (01)","PV0-022","PV0",254.81]
[6001169386,"MAUDE-MELBOURNE (02)","PV0-023","PV0",254.45]
[6001152924,"BONA-VINCENT (01)","PV0-022","PV0",254.36]
[6001336210,"FLANNERY-DEVEREAUX (02)","PV0-022","PV0",254.03]
[6001473781,"DANIN-AUSTIN (01)","PV0-013","PV0",253.93]
[6001170332,"TREVANNION-MELBOURNE (01)","PV0-021","PV0",253.67]
[6001223613,"CHAPMAN-GRANDVIEW (01)","PV0-031","PV0",253.58]
[6001488920,"DEVON-OAK (01)","PV0-031","PV0",253.4]
[6001467080,"LEBANON-FENACRE (02)","PV0-022","PV0",253.32]
[6001169046,"BINDI-WIDFORD (01)","PV0-013","PV0",253.25]
[6001476940,"PATRICK-PLUMPTON (03)","PV0-021","PV0",253.02]
[6001153831,"AMAR-MASCOMA (02)","PV0-022","PV0",252.97]
[6001167606,"KADANA-NEW (02)","PV0-014","PV0",252.8]
[6001457506,"GERVASE-PECHAM (04)","PV0-031","PV0",252.77]
[6001154026,"STRATHAIRD-MASCOMA (01)","PV0-022","PV0",252.59]
[6001153438,"FRANCIS-VINCENT (01)","PV0-022","PV0",252.53]
[6001451281,"MIKADO-WEST (02)","PV0-023","PV0",252.47]
[6001153582,"MARGARET-WINIFRED (01)","PV0-022","PV0",252.33]
[6001172417,"ANGUS-MIDDLE (01)","PV0-015","PV0",252.24]
[6001479022,"AMAR-MASCOMA (01)","PV0-022","PV0",252.1]
[6001172389,"ANGUS-MIDDLE (03)","PV0-015","PV0",252.05]
[6001326965,"BLENHEIM-MARLBOROUGH (03)","PV0-021","PV0",251.89]
[6001166109,"ARUNDEL-PASCOE VALE (03)","PV0-031","PV0",251.84]
[6001183480,"HILTON-HARTINGTON (01)","PV0-021","PV0",251.7]
[6001252714,"JUSTIN-GLENROY (02)","PV0-023","PV0",251.64]
[6001152607,"MEAKER-PASCOE VALE (02)","PV0-014","PV0",251.57]
[6001169679,"ISLA-MELBOURNE (01)","PV0-023","PV0",251.45]
[6001288585,"ARUNDEL-PASCOE VALE (01)","PV0-031","PV0",251.4]
[6001506389,"HILTON-JUSTIN (01)","PV0-023","PV0",251.3]
[6001166014,"BELAIR-PASCOE VALE (03)","PV0-031","PV0",251.21]
[6001289482,"HILTON-JUSTIN (02)","PV0-023","PV0",251.07]
[6001168872,"CARDINAL-DALEY (01)","PV0-013","PV0",251.02]
[6001490738,"HILTON-JUSTIN (01)","PV0-023","PV0",250.9]
[6001167006,"LYTTON-WILLIAM (01)","PV0-014","PV0",250.85]
[6001484834,"CHAPMAN-BELAIR (04)","PV0-014","PV0",250.8]
[6001168375,"WHEATSHEAF-ARGYLE (01)","PV0-021","PV0",250.69]
[6001166555,"GLENPARK-OUTLOOK (01)","PV0-014","PV0",250.64]
[6001018308,"PEARL-WHEATSHEAF (01)","PV0-013","PV0",250.53]
[6001330632,"HEATH-FAWKNER (02)","PV0-022","PV0",250.49]
[6001166259,"VALLEY-AUGUSTINE (02)","PV0-014","PV0",250.42]
[6001183489,"CHAPMAN-BELAIR (01)","PV0-014","PV0",250.34]
[6001012473,"GREVILLIA-ALBERT (01)","PV0-013","PV0",250.3]
[6001154768,"PARK-GAFFNEY (00)","PV0-012","PV0",250.19]
[6001390079,"HILTON-HUBERT (04)","PV0-013","PV0",250.11]
[6001236430,"PATRICK-PLUMPTON (03)","PV0-021","PV0",250.06]
[6001435555,"LINDSAY-GLENROY (03)","PV0-021","PV0",250.02]
[6001405129,"HILTON-HUBERT (03)","PV0-013","PV0",249.92]
[6001169891,"CARDINAL-DALEY (01)","PV0-013","PV0",249.89]
[6001345293,"QUICK-ARNDT (02)","PV0-023","PV0",249.8]
[6001224235,"SOUTH-DERBY (03)","PV0-024","PV0",249.77]
[6001123744,"BELAIR-PASCOE VALE (03)","PV0-031","PV0",249.72]
[6001013429,"PATRICK-PLUMPTON (02)","PV0-021","PV0",249.64]
[6001490756,"CARDINAL-GLENROY (02)","PV0-013","PV0",249.6]
[6001303822,"RHODES-NORTHUMBERLAND (03)","PV0-023","PV0",249.52]
[6001173000,"PRINCESS-SOUTH (02)","PV0-024","PV0",249.46]
[6001044441,"WALTER-WEST (01)","PV0-015","PV0",249.39]
[6001233343,"AUSTIN-VIEW (01)","PV0-022","PV0",249.35]
[6001167801,"ILLAWARRA-PASCOEVALE (01)","PV0-031","PV0",249.27]
[6001168580,"LINDSAY-GLENROY (03)","PV0-021","PV0",249.26]
[6001236543,"GREVILLIA-ALBERT (01)","PV0-013","PV0",249.2]
[6001392042,"LINDSAY-GLENROY (03)","PV0-021","PV0",249.11]
[6001170406,"HILTON-WIDFORD (02)","PV0-021","PV0",249.08]
[6001494733,"MARIE-MURPHY (02)","PV0-014","PV0",249]
[6001231963,"CHAPMAN-BELAIR (03)","PV0-014","PV0",248.94]
[6001155298,"NERISSA-SNELL (01)","PV0-031","PV0",248.85]
[6001168833,"EVELL-MORLEY (01)","PV0-023","PV0",248.8]
[6001212256,"ISLA-MELBOURNE (01)","PV0-023","PV0",248.78]
[6001017731,"ISLA-MELBOURNE (01)","PV0-023","PV0",248.68]
[6001167604,"LYTTON-WILLIAM (02)","PV0-014","PV0",248.64]
[6001426112,"KENNEDY-CHAPMAN (01)","PV0-031","PV0",248.58]
[6001419402,"PALANA-PENGANA (01)","PV0-014","PV0",248.5]
[6001210252,"ILLAWARRA-PASCOEVALE (01)","PV0-031","PV0",248.38]
[6001223878,"JOHN-WINIFRED (03)","PV0-022","PV0",248.34]
[6001166276,"GERVASE-PECHAM (02)","PV0-031","PV0",248.25]
[6001153980,"STRATHAIRD-MASCOMA (02)","PV0-022","PV0",248.19]
[6001154062,"STRATHAIRD-MASCOMA (01)","PV0-022","PV0",248.15]
[6001165991,"PROSPECT-PASCOE VALE (01)","PV0-031","PV0",248.02]
[6001167214,"ILLAWARRA-PASCOEVALE (01)","PV0-031","PV0",247.92]
[6001171232,"WEST-JOHN (02)","PV0-023","PV0",247.87]
[6001172132,"STRATFORD-EAST (01)","PV0-024","PV0",247.82]
[6001434440,"PIMBIAL-WIN MALEE (01)","PV0-015","PV0",247.76]
[6001464095,"TREVANNION-DALEY (02)","PV0-021","PV0",247.63]
[6001172640,"VOLGA-MIDDLE (02)","PV0-015","PV0",247.49]
[6001286502,"SNELL-WATT (01)","PV0-021","PV0",247.44]
[6001167028,"GRANDVIEW-PASCOE VALE (01)","PV0-031","PV0",247.34]
[6001168029,"TREVANNION-DALEY (04)","PV0-021","PV0",247.23]
[6001271932,"NERISSA-SNELL (01)","PV0-031","PV0",247.17]
[6001023231,"BECKET-ANSELM (02)","PV0-031","PV0",247.01]
[6001172363,"ANGUS-MIDDLE (03)","PV0-015","PV0",246.88]
[6001167466,"KENNEDY-WILLIAM (01)","PV0-014","PV0",246.75]
[6001338143,"BECKET-ANSELM (03)","PV0-031","PV0",246.68]
[6001172118,"STRATFORD-EAST (02)","PV0-024","PV0",246.47]
[6001198940,"LYTTON-PASCOE VALE (01)","PV0-031","PV0",246.35]
[6001007616,"BECKET-ANSELM (01)","PV0-031","PV0",246.24]
[6001034227,"THICKINS-NORTHUMBERLAND (01)","PV0-012","PV0",245.79]
[6001010248,"PECK-PASCOE VALE (01)","PV0-012","PV0",245.55]
[6001260221,"WEST-GEUM (02)","PV0-023","PV0",244.97]
[6001172452,"WEST-GEUM (03)","PV0-023","PV0",244.57]
[6001153835,"PECK-PASCOE VALE (01)","PV0-012","PV0",243.37]
[6001394417,"KERR-DEVEREAUX (02)","PV0-022","PV0",242.45]
[6001170125,"ASH-WIDFORD (01)","PV0-013","PV0",242.29]
[6001224236,"SOUTH-DERBY (03)","PV0-024","PV0",239.23]
[6001215446,"ROCKWALL-STAGECOACH (02)","SA0-012","SA0",254.1]
[6001228751,"MIRM-CHITTENUP (04)","SA0-012","SA0",252.28]
[6001225357,"MIRM-CHITTENUP (04)","SA0-012","SA0",251.75]
[6001250652,"SANTA MONICA-LAGUNA (02)","SA0-006","SA0",250.44]
[6001234121,"SANTA MONICA-LAGUNA (02)","SA0-006","SA0",250.14]
[6001287862,"ROBINA-AMBRIDGE (02)","SA0-012","SA0",249.82]
[6001252119,"ROBINA-AMBRIDGE (02)","SA0-012","SA0",249.35]
[6001273157,"PECKS-SACRAS (03)","SA0-012","SA0",249.22]
[6001212440,"COBB-STAGECOACH (02)","SA0-012","SA0",248.75]
[6001237904,"ROSELEIGH-HERITAGE (04)","SA0-012","SA0",248.6]
[6001204084,"LOCK RD-P5 (00)","SBY-013","SBY",261.42]
[6001204406,"MT AITKEN RD-P4 (00)","SBY-013","SBY",256.12]
[6001204212,"OUTAWOOD RISE-P1 (00)","SBY-013","SBY",253.97]
[6001338032,"ALBERT RD-P9 (00)","SBY-023","SBY",253.02]
[6001204727,"RACECOURSE RD-P12 (00)","SBY-023","SBY",252.19]
[6001201847,"BURKE-FLINDERS (03)","SBY-032","SBY",252.07]
[6001029037,"GILCHRIST-CROSBIE (02)","SBY-023","SBY",251.54]
[6001036789,"BALMORAL-BRAEMAR (03)","SBY-023","SBY",250.85]
[6001256338,"TULSA-MEDINAH (03)","SBY-024","SBY",250.69]
[6001250973,"REES-STREETON (02)","SBY-023","SBY",250.28]
[6001320932,"THE STRAND-ROSEBERRY (03)","SBY-035","SBY",250.12]
[6001266046,"CHARTER EAST-ELIZABETH (02)","SBY-032","SBY",249.65]
[6001257784,"FLINDERS-WENTWORTH (01)","SBY-032","SBY",249.52]
[6001454363,"EVANS-BROOK (01)","SBY-012","SBY",249.39]
[6001204233,"MT GISBORNE RD-P8 (00)","SBY-013","SBY",249.1]
[6001451147,"SORREL-PIPIT (01)","SBY-023","SBY",249.02]
[6001328896,"EVANS-BROOK (01)","SBY-012","SBY",248.76]
[6001284579,"MALBEC-THE SKYLINE (01)","SBY-024","SBY",248.65]
[6001441585,"ELIZABETH-HEALY (05)","SBY-013","SBY",248.51]
[6001206468,"MCKELL-HOLT (01)","SBY-023","SBY",248.45]
[6001441397,"STIRRUP-WILDFLOWER (02)","SBY-023","SBY",248.35]
[6001340205,"BARKLY-BROOK (01)","SBY-012","SBY",248.29]
[6001200512,"AITKEN-BROOK (02)","SBY-024","SBY",248.24]
[6001209604,"TIMINS-OSHANASSY (02)","SBY-035","SBY",248.16]
[6001203121,"MELBA-DYSON (02)","SBY-032","SBY",248.13]
[6001308030,"FEEHANS RD-P3 (00)","SBY-024","SBY",248.04]
[6001212579,"COUANGALT RD-P29 (00)","SBY-013","SBY",248.01]
[6001291093,"BUNDANOON-LANDSCAPE (02)","SBY-023","SBY",247.93]
[6001292801,"MILLER-HORNE (02)","SBY-012","SBY",247.91]
[6001235141,"HARKER-BARKLY (02)","SBY-024","SBY",247.89]
[6001214687,"MCDOUGALL RD-P8 (03)","SBY-032","SBY",247.83]
[6001384292,"COURTNEY-PHILLIP (04)","SBY-023","SBY",247.79]
[6001423416,"PLATE-BRIDLE (02)","SBY-023","SBY",247.75]
[6001294392,"FINGLETON-BURGE (01)","SBY-013","SBY",247.73]
[6001463282,"EMU RD-P4 (00)","SBY-023","SBY",247.68]
[6001225339,"MCDOUGALL RD-P8 (02)","SBY-032","SBY",247.64]
[6001201312,"WINGEDFOOT-MUIRFIELD (01)","SBY-024","SBY",247.61]
[6001426908,"BANNERMAN-FERRIS (03)","SBY-013","SBY",247.58]
[6001230536,"BRADMAN-CHAPPEL (04)","SBY-013","SBY",247.53]
[6001206504,"MCKELL-HOLT (01)","SBY-023","SBY",247.52]
[6001506633,"WELLINGTON-WESTMINSTER (01)","SBY-035","SBY",247.5]
[6001206830,"HIGGINS-RUTHVEN (02)","SBY-023","SBY",247.44]
[6001365602,"BANNERMAN-FERRIS (01)","SBY-013","SBY",247.41]
[6001203740,"GILCHRIST-ELIZABETH (02)","SBY-023","SBY",247.36]
[6001396649,"MCDOUGALL RD-P8 (02)","SBY-032","SBY",247.34]
[6001425894,"STABLES-BINDWEED (04)","SBY-023","SBY",247.28]
[6001200136,"MCEWEN-CURTIN (04)","SBY-012","SBY",247.24]
[6001200294,"ARDCLONEY-MAGUIRE (04)","SBY-012","SBY",247.19]
[6001491586,"TIMINS-OSHANASSY (01)","SBY-035","SBY",247.17]
[6001225090,"RIDDELL RD-P43E2 (00)","SBY-023","SBY",247.14]
[6001266498,"BRADMAN-BORDER (03)","SBY-013","SBY",247.08]
[6001295532,"BRADMAN-BORDER (02)","SBY-013","SBY",247.03]
[6001204478,"STEWARTS-LISTER (02)","SBY-023","SBY",246.96]
[6001276115,"FULLWOOD-WHEELER (04)","SBY-032","SBY",246.92]
[6001328915,"COURTNEY-PHILLIP (02)","SBY-023","SBY",246.84]
[6001206540,"MCKELL-HOLT (01)","SBY-023","SBY",246.8]
[6001204594,"PALMER RD-P13 (00)","SBY-023","SBY",246.76]
[6001200911,"TIMINS-OSHANASSY (01)","SBY-035","SBY",246.64]
[6001199874,"TURNER-MENZIES (02)","SBY-012","SBY",246.61]
[6001227194,"NEILL-MOUNSEY (02)","SBY-023","SBY",246.47]
[6001328441,"PHILLIP-EMMA (02)","SBY-013","SBY",246.42]
[6001218607,"STEWARTS-LISTER (04)","SBY-023","SBY",246.31]
[6001203034,"BUCKMASTER-HEYSEN (02)","SBY-032","SBY",246.17]
[6001206654,"TURNER-MENZIES (02)","SBY-012","SBY",245.97]
[6001394884,"DULVERTON-WEDMORE (02)","SBY-032","SBY",245.87]
[6001201670,"ANDERSON-MITCHELLS (01)","SBY-023","SBY",245.68]
[6001258520,"WILLS-DARWIN (02)","SBY-032","SBY",245.49]
[6001200237,"LATROBE-MENZIES (01)","SBY-012","SBY",245.38]
[6001240966,"KINGSLEY-KAVEL (03)","SBY-013","SBY",245.05]
[6001347604,"THE AVENUE-PARKVIEW (03)","SBY-035","SBY",244.93]
[6001201510,"MCDOUGALL-VINEYARD (02)","SBY-032","SBY",244.68]
[6001213462,"ANTHONY-OLIVE (04)","SBY-032","SBY",244.58]
[6001206618,"DE LISLE-TENNYSON (02)","SBY-023","SBY",244.46]
[6001208705,"REGHON-GIBBONS (03)","SBY-013","SBY",244.25]
[6001265346,"CANTERBURY-BUNDANOON (03)","SBY-023","SBY",244.14]
[6001228598,"WILDWOOD RD S-P1A (00)","SBY-024","SBY",243.8]
[6001387048,"CORNISH-ANDERSONS (02)","SBY-032","SBY",243.55]
[6001292805,"MILLER-HORNE (02)","SBY-012","SBY",243.16]
[6001287855,"PINTO-PALOMINO (03)","SBY-035","SBY",242.99]
[6001285600,"PINTO-PALOMINO (01)","SBY-035","SBY",242.48]
[6001244983,"SOUTHERN PLAINS RD-P3 (00)","SBY-024","SBY",242.46]
[6001304069,"ROLLING MEADOWS-MARYLEBONE (02)","SBY-024","SBY",242.05]
[6001396631,"IRONBARK-RED ROBIN (03)","SBY-035","SBY",241.95]
[6001202921,"DUNDAS-HEYSEN (01)","SBY-032","SBY",241.87]
[6001211489,"VAUGHAN-MACEDON (01)","SBY-024","SBY",241.63]
[6001302371,"OLD STOCK-THE LINK (01)","SBY-024","SBY",241.55]
[6001203517,"CORNISH-ANDERSONS (01)","SBY-032","SBY",241.23]
[6001304815,"IRONBARK-RED ROBIN (01)","SBY-035","SBY",241.05]
[6001420892,"CORNISH-PASLEY (01)","SBY-012","SBY",240.53]
[6001200664,"OSHANASSY-STATION (05)","SBY-012","SBY",240.32]
[6001200624,"OSHANASSY-STATION (05)","SBY-012","SBY",239.68]
[6001214520,"GOURLAY-SUGAR GUM (03)","SHM-014","SHM",254.17]
[6001283356,"BLACKMAN-WHITELEY (01)","SHM-012","SHM",253.92]
[6001434945,"HONEYEATER-CASSOWARY (01)","SHM-012","SHM",252.46]
[6001373018,"AUDEN-ROWLING (05)","SHM-014","SHM",252.19]
[6001216756,"SARONVALE-HAWKESBURY (01)","SHM-022","SHM",251.36]
[6001318507,"THE REGENCY-KING (04)","SHM-014","SHM",251.27]
[6001231352,"ROYAL-GRANDVIEW (01)","SHM-022","SHM",251.06]
[6001284453,"THE REGENCY-KING (01)","SHM-014","SHM",251]
[6001209314,"BERGEN-NORDIC (04)","SHM-012","SHM",250.94]
[6001236760,"SPELLMAN-CECIL (01)","SHM-021","SHM",250.81]
[6001012064,"KENSWICK-MAHLAN (01)","SHM-022","SHM",250.76]
[6001213182,"TRURO-LENTINI (04)","SHM-012","SHM",250.62]
[6001215864,"SPELLMAN-CECIL (02)","SHM-021","SHM",250.58]
[6001224103,"COMMUNITY-HANNAH (02)","SHM-021","SHM",250.44]
[6001122687,"TASMAN-WENTWORTH (03)","SHM-012","SHM",250.38]
[6001296076,"COBURN-HEYSEN (01)","SHM-021","SHM",250.29]
[6001255933,"WATTLEVALLEY-GOLDEN (03)","SHM-022","SHM",250.16]
[6001045531,"SPELLMAN-BRENNAN (01)","SHM-021","SHM",250.07]
[6001007939,"ALLENBY-ERIN (03)","SHM-021","SHM",249.88]
[6001240537,"CAPRICORN-PALMERSTON (04)","SHM-012","SHM",249.75]
[6001231275,"ROYAL-GRANDVIEW (02)","SHM-022","SHM",249.45]
[6001254225,"SPELLMAN-CECIL (03)","SHM-021","SHM",249.35]
[6001414217,"JERSEY-LAMPTON (04)","SHM-011","SHM",249.09]
[6001388871,"CHANDOS-BREADALBANE (01)","SHM-021","SHM",249]
[6001373060,"AUDEN-ROWLING (04)","SHM-014","SHM",248.83]
[6001217570,"SPELLMAN-BRENNAN (01)","SHM-021","SHM",248.79]
[6001267189,"BELLEVUE-WATTLEVALLEY (04)","SHM-022","SHM",248.73]
[6001390231,"PEPPERCRESS-SPEARYS (01)","SHM-011","SHM",248.64]
[6001434318,"VOISIN-BLOOMDALE (01)","SHM-011","SHM",248.61]
[6001439522,"KIPLING-CARROLL (03)","SHM-011","SHM",248.56]
[6001411032,"HIGGINS-SNOWSILL (04)","SHM-014","SHM",248.5]
[6001266143,"GLENBRUAR-KANMORE (01)","SHM-022","SHM",248.44]
[6001346979,"HEMAR-BRAMSHAW (01)","SHM-022","SHM",248.42]
[6001308356,"SCARVELL-PRO HART (03)","SHM-021","SHM",248.38]
[6001411022,"HIGGINS-SNOWSILL (04)","SHM-014","SHM",248.34]
[6001292496,"CONDER-DOBELL (03)","SHM-021","SHM",248.31]
[6001452668,"SPLENDOUR-MONTEREY (01)","SHM-011","SHM",248.27]
[6001230307,"PIMELEA-COMMUNITY (01)","SHM-014","SHM",248.25]
[6001221426,"CATHERINE-SAINSBURY (04)","SHM-014","SHM",248.19]
[6001234220,"HILLCREST-ROYAL (03)","SHM-022","SHM",248.17]
[6001226545,"MCCUBBIN-WENTWORTH (01)","SHM-012","SHM",248.11]
[6001222310,"CATHERINE-SAINSBURY (04)","SHM-014","SHM",248.09]
[6001281600,"PIMELEA-COMMUNITY (03)","SHM-014","SHM",248.08]
[6001411104,"ASPIRE-KENNEDY (02)","SHM-014","SHM",248.01]
[6001274060,"GLENBRUAR-KANMORE (04)","SHM-022","SHM",247.98]
[6001266799,"GLENBRUAR-KANMORE (03)","SHM-022","SHM",247.94]
[6001008476,"MARQUET-SARONVALE (04)","SHM-022","SHM",247.92]
[6001267874,"FLINDERS-THE WALK (01)","SHM-021","SHM",247.87]
[6001206075,"CRADLE-PLUMPTON (01)","SHM-011","SHM",247.86]
[6001310855,"PAVLEKA-ALLENBY (04)","SHM-021","SHM",247.83]
[6001275187,"THE CREST-HILLCREST (04)","SHM-014","SHM",247.78]
[6001283853,"LANDSCAPE-PILGRIM (03)","SHM-014","SHM",247.75]
[6001305140,"PAVLEKA-ALLENBY (04)","SHM-021","SHM",247.7]
[6001373075,"AUDEN-ROWLING (04)","SHM-014","SHM",247.67]
[6001473403,"ASSISI-PALAZZO (02)","SHM-014","SHM",247.6]
[6001385600,"HUME-CALDER PARK (02)","SHM-021","SHM",247.57]
[6001303514,"BANCHORY-MELFIN (03)","SHM-022","SHM",247.5]
[6001215972,"WATTLEVALLEY-GOLDEN (01)","SHM-022","SHM",247.49]
[6001319196,"SCARVELL-PRO HART (03)","SHM-021","SHM",247.42]
[6001260890,"WATTLEVALLEY-JAMES (01)","SHM-022","SHM",247.42]
[6001278583,"FLINDERS-THE WALK (02)","SHM-021","SHM",247.36]
[6001209660,"STRATHDEN-MELTON (03)","SHM-021","SHM",247.29]
[6001406127,"COMMUNITY-DELBRIDGE (05)","SHM-021","SHM",247.25]
[6001342190,"HILLCREST-ROYAL (04)","SHM-022","SHM",247.18]
[6001205266,"VINEYARD RD-P31 (00)","SHM-011","SHM",247.12]
[6001205574,"MESSINA-RIVOLI (03)","SHM-012","SHM",247.01]
[6001298021,"GOURLAY-MELTON (03)","SHM-014","SHM",246.97]
[6001330076,"WATTLEVALLEY-JAMES (04)","SHM-022","SHM",246.87]
[6001205528,"TURIN-MESSINA (03)","SHM-012","SHM",246.81]
[6001229776,"PARK-BOTANIC (02)","SHM-022","SHM",246.76]
[6001267738,"SALAMANDER-ARCADIA (04)","SHM-012","SHM",246.57]
[6001275849,"CARLTON-CALDER PARK (03)","SHM-021","SHM",246.53]
[6001224560,"LONGHURST-PENLOW (02)","SHM-022","SHM",246.3]
[6001215048,"BELLEVUE-WATTLEVALLEY (04)","SHM-022","SHM",246.2]
[6001267795,"HEMAR-BRAMSHAW (02)","SHM-022","SHM",245.99]
[6001217230,"SANDPIPER-CARDIGAN (03)","SHM-012","SHM",245.69]
[6001222303,"VERONA-CLIFTON (02)","SHM-012","SHM",245.5]
[6001260781,"CARLTON-CALDER PARK (03)","SHM-021","SHM",244.92]
[6001253606,"SANDALWOOD-BRAEDUKE (02)","SHM-022","SHM",244.65]
[6001302692,"CARLTON-CALDER PARK (02)","SHM-021","SHM",244.31]
[6001228719,"GLENCOE DRIVE-P4 (01)","SHM-011","SHM",244.06]
[6001414793,"CHANDOS-BREADALBANE (02)","SHM-021","SHM",243.42]
[6001301432,"DICKERSON-TUCKER (03)","SHM-021","SHM",243]
[6001290461,"DICKERSON-TUCKER (03)","SHM-021","SHM",242.8]
[6001259980,"BERTHON-WOLVISTON (03)","SHM-022","SHM",242.28]
[6001292494,"CONDER-DOBELL (03)","SHM-021","SHM",242]
[6001223381,"BELLBIRD-HONEYEATER (02)","SHM-012","SHM",241.5]
[6001210274,"BELLBIRD-HONEYEATER (02)","SHM-012","SHM",241.25]
[6001259358,"ROCK-DIANNE (02)","ST0-011","ST0",255.33]
[6001319511,"DOVER-WINDROCK (02)","ST0-022","ST0",254.28]
[6001294193,"NATHAN-FODEN NO.1 (02)","ST0-012","ST0",253.41]
[6001184353,"SOMERTON PARK-LEADER (01)","ST0-012","ST0",253.05]
[6001291920,"BAY MEADOWS-KAPALUA (03)","ST0-032","ST0",252.15]
[6001185375,"ROCK-DIANNE (01)","ST0-011","ST0",251.78]
[6001411540,"GREEN VALLEY-CRAIGIEBURN (02)","ST0-032","ST0",251.58]
[6001411422,"GREEN VALLEY-CRAIGIEBURN (03)","ST0-032","ST0",251.1]
[6001408837,"FAME-EUPHORIA (03)","ST0-032","ST0",250.97]
[6001289277,"CREEKWOOD-CHERRY BLOSSOM (01)","ST0-022","ST0",250.67]
[6001186761,"WHITLEY-MITFORD (02)","ST0-033","ST0",250.57]
[6001241103,"EASTGATE-HOTHLYN (02)","ST0-033","ST0",250.33]
[6001184753,"CRAIGIEBURN-SPORTING CLUB (02)","ST0-033","ST0",250.22]
[6001337813,"OAKGROVE-HUNTINGTON (02)","ST0-022","ST0",250.16]
[6001416546,"ADMIRATION-REVERENCE (02)","ST0-032","ST0",249.97]
[6001304583,"AVENEL-GRAND (04)","ST0-022","ST0",249.89]
[6001479841,"METROLINK WEST-CONNECTION (02)","ST0-013","ST0",249.8]
[6001343211,"CRAIGIEBURN-BELSAY (03)","ST0-033","ST0",249.69]
[6001277501,"LAKES-THE GREENWAY (03)","ST0-032","ST0",249.54]
[6001304537,"SILVERTREE-CROSSDALE (04)","ST0-022","ST0",249.51]
[6001403232,"CALM-CALIBRE (04)","ST0-032","ST0",249.37]
[6001480434,"KATZ-NORTHPARK (01)","ST0-013","ST0",249.32]
[6001326105,"CENTENNIAL PARK-GIPPSLAND (03)","ST0-011","ST0",249.29]
[6001454402,"LEADER-SCAMMEL (01)","ST0-012","ST0",249.18]
[6001478457,"HUME 130-ESTATE (02)","ST0-023","ST0",249.13]
[6001267567,"BROOKEDGE-PARK (01)","ST0-032","ST0",249.04]
[6001454011,"DISTINCTION-CENTURY (03)","ST0-032","ST0",249]
[6001114839,"YARCOMBE-WOKING (01)","ST0-032","ST0",248.97]
[6001335413,"BRIDGEHAVEN-HUMBER (03)","ST0-022","ST0",248.89]
[6001185080,"FARNBOROUGH-EPSOM (01)","ST0-032","ST0",248.86]
[6001447474,"RHYOLITE-BANJOLINA (01)","ST0-032","ST0",248.81]
[6001299156,"BAY MEADOWS-KAPALUA (03)","ST0-032","ST0",248.75]
[6001186782,"WHITLEY-MITFORD (02)","ST0-033","ST0",248.69]
[6001213320,"HALLEY-TRUCK CITY (03)","ST0-023","ST0",248.66]
[6001267459,"HALLEY-TRUCK CITY (02)","ST0-023","ST0",248.6]
[6001214936,"ABERCARN-VERWOOD (02)","ST0-033","ST0",248.56]
[6001437606,"YELLOWBOX 30-GRASSLANDS (03)","ST0-014","ST0",248.5]
[6001338823,"GOLF VIEW-ROEBUCK (04)","ST0-032","ST0",248.47]
[6001449398,"CHAMPION-RIVERGLEN (03)","ST0-032","ST0",248.4]
[6001252032,"BROOKEDGE-PARK (03)","ST0-032","ST0",248.37]
[6001272403,"SALWEEN-ELSA (01)","ST0-032","ST0",248.35]
[6001332256,"FAIRHAVEN-HOLMAN (02)","ST0-022","ST0",248.28]
[6001281873,"BROOKEDGE-PARK (02)","ST0-032","ST0",248.24]
[6001444019,"MARATHON-GANGES (02)","ST0-032","ST0",248.18]
[6001336291,"FLEET-FREIGHT 1 (00)","ST0-013","ST0",248.15]
[6001011505,"DENNIS-FODEN (02)","ST0-012","ST0",248.1]
[6001013425,"SALWEEN-ELSA (03)","ST0-032","ST0",248.06]
[6001430201,"WISTERIA-CHARTERIS (04)","ST0-022","ST0",248.03]
[6001209545,"COOPER-FILLO (00)","ST0-013","ST0",247.95]
[6001305988,"ROYAL-YORKSHIRE (02)","ST0-022","ST0",247.89]
[6001225124,"LEADER-SCAMMEL (01)","ST0-012","ST0",247.84]
[6001443996,"DELAWARE-JUSCELINA (02)","ST0-032","ST0",247.81]
[6001298368,"KINGS-FEARON (04)","ST0-022","ST0",247.73]
[6001298554,"LEADER-SCAMMEL (01)","ST0-012","ST0",247.71]
[6001273027,"HALLEY-TRUCK CITY (02)","ST0-023","ST0",247.63]
[6001385266,"FAIRHAVEN-HOLMAN (02)","ST0-022","ST0",247.6]
[6001184803,"FARNBOROUGH-OTTERY (02)","ST0-032","ST0",247.56]
[6001004099,"MEROLA-CAPITAL (00)","ST0-034","ST0",247.5]
[6001342670,"EXPORT-QUEST (01)","ST0-011","ST0",247.47]
[6001399668,"NORTHUMBERLAND-MIDDLESBOROUGH (02)","ST0-022","ST0",247.4]
[6001016519,"CREEKWOOD-GUMLEAF (03)","ST0-022","ST0",247.34]
[6001483158,"METROLINK WEST TRANSIT (02)","ST0-013","ST0",247.29]
[6001296944,"CONISTON-GROSVENOR (02)","ST0-033","ST0",247.26]
[6001318456,"CASCADE-CENTRAL PARK (04)","ST0-033","ST0",247.23]
[6001337664,"EDINGTON-AMESBURY (00)","ST0-033","ST0",247.17]
[6001209313,"PRINCETOWN-WICK (01)","ST0-033","ST0",247.12]
[6001185501,"SPRING VALLEY-KINGSWOOD (01)","ST0-022","ST0",247.04]
[6001412111,"BURNETT-NORTHPARK (01)","ST0-013","ST0",247]
[6001306124,"NORTH SHORE-WATERVIEW (04)","ST0-033","ST0",246.92]
[6001446346,"AITKEN-BEDDISON (01)","ST0-022","ST0",246.88]
[6001209783,"PRINCETOWN-WICK (01)","ST0-033","ST0",246.85]
[6001420621,"RIVERSIDE-WATERVIEW (01)","ST0-033","ST0",246.74]
[6001017318,"HUME-RESERVE BANK 3 (01)","ST0-014","ST0",246.72]
[6001351553,"CLARENDON-ACLAND (01)","ST0-011","ST0",246.62]
[6001302007,"CHELSWORTH-MALCOM CREEK (04)","ST0-022","ST0",246.59]
[6001336468,"EXPORT-NOVA (02)","ST0-011","ST0",246.53]
[6001414664,"PENINSULA-STREAMSIDE (04)","ST0-032","ST0",246.45]
[6001208209,"DORCHESTER-EXFORD (01)","ST0-011","ST0",246.35]
[6001185457,"STUDLEY-ROKEBY (02)","ST0-011","ST0",246.31]
[6001344616,"WHITES LANE-P3E2 (00)","ST0-032","ST0",246.23]
[6001185163,"BANBURY-ROKEBY (02)","ST0-011","ST0",246.16]
[6001341767,"MARATHON-HUNTINGFIELD (02)","ST0-033","ST0",246.11]
[6001377607,"HONOUR-GALLANTRY (02)","ST0-032","ST0",245.95]
[6001326374,"EBONY-GREVILLEA (01)","ST0-033","ST0",245.89]
[6001302320,"BELLFIELD-GAINSBOROUGH (05)","ST0-033","ST0",245.68]
[6001335135,"CONISTON-GROSVENOR (04)","ST0-033","ST0",245.6]
[6001185953,"SPRING VALLEY-KINGSWOOD (02)","ST0-022","ST0",245.48]
[6001435193,"SONA-ASHWORTH (03)","ST0-032","ST0",245.22]
[6001185898,"PINES-KEYSBOROUGH (01)","ST0-011","ST0",244.86]
[6001185768,"BANK-WATTLEGLEN (02)","ST0-011","ST0",244.65]
[6001186204,"SPRING VALLEY-KINGSWOOD (01)","ST0-022","ST0",244.41]
[6001209697,"MEROLA-AMCOR (01)","ST0-034","ST0",244.09]
[6001442042,"ESCAPADE-BANDICOOT (01)","ST0-022","ST0",243.95]
[6001426563,"DEBONAIR-DAPPER (02)","ST0-032","ST0",243.52]
[6001334762,"YELLOWBOX-GRASSLANDS (02)","ST0-014","ST0",243.24]
[6001318287,"MEROLA 75-AMCOR (01)","ST0-034","ST0",243.06]
[6001408372,"ESCAPADE-GRAND (01)","ST0-022","ST0",242.96]
[6001423181,"OCEAN-DELTA (01)","ST0-032","ST0",242.83]
[6001334575,"RUSHWOOD-GASOLINE (04)","ST0-011","ST0",242.54]
[6001425688,"CHARTERIS-BRAMBUK (03)","ST0-022","ST0",242.4]
[6001435124,"YELLOWBOX-GRASSLANDS (03)","ST0-014","ST0",242.04]
[6001285579,"BOWRAL-GRAND (04)","ST0-022","ST0",241.84]
[6001276276,"PLATANI-MARNE (03)","ST0-033","ST0",241.5]
[6001273841,"PLATANI-MARNE (03)","ST0-033","ST0",241.36]
[6001319823,"RUSHWOOD-GASOLINE (02)","ST0-011","ST0",241.16]
[6001371068,"BALYANG-GULLY (02)","ST0-033","ST0",240.16]
[6001277772,"MOSEL-WISLA (02)","ST0-032","ST0",240.08]
[6001502106,"GWELO-DEMPSTER (02)","TH0-011","TH0",254.1]
[6001319444,"OPAL-JADE (04)","TH0-022","TH0",253.44]
[6001319449,"OPAL-JADE (04)","TH0-022","TH0",253.28]
[6001267443,"PARAMOUNT 19-INDWE NO1 (00)","TH0-011","TH0",253.13]
[6001059810,"INDWE-PARAMOUNT (01)","TH0-011","TH0",252.68]
[6001236588,"OLD GEELONG-STELRON DUNNING (00)","TH0-021","TH0",252.4]
[6001401782,"LAE-SOMERVILLE (01)","TH0-011","TH0",251.02]
[6001259657,"GEELONG 640-OLD GEELONG (02)","TH0-021","TH0",250.78]
[6001058687,"SOMERVILLE-CROMWELL (02)","TH0-011","TH0",250.52]
[6001284722,"SOMERVILLE 433-ALICK NO.1 (01)","TH0-011","TH0",249.94]
[6001058677,"LAE-SOMERVILLE (01)","TH0-011","TH0",249.82]
[6001238239,"KINGSFORD-WILSON (02)","TH0-022","TH0",248.44]
[6001065313,"SOUTH-BEACHLEY (01)","TH0-022","TH0",248.05]
[6001127321,"GEELONG-OLD GEELONG (01)","TH0-021","TH0",247.74]
[6001474072,"SOUTH-BEACHLEY (04)","TH0-022","TH0",247.45]
[6001318204,"SOUTH-BEACHLEY (01)","TH0-022","TH0",246.97]
[6001300166,"HOLMWOOD-GEELONG (01)","TH0-011","TH0",246.84]
[6001012627,"BIZANA-FONTEIN (01)","TH0-011","TH0",246.55]
[6001064745,"INDWE 2-CALA (00)","TH0-011","TH0",245.5]
[6001342196,"ASHLEY-CENTRAL WEST NO.1 (05)","TH0-012","TH0",244.49]
[6001304281,"HARRICK 80-KEILOR PARK (03)","TMA-011","TMA",250.78]
[6001156627,"KINGSTON-COLLINSON (02)","TMA-011","TMA",248.72]
[6001344299,"DIANNE-DAWSON (02)","TMA-014","TMA",246.88]
[6001240067,"BECKETT-SLATER (01)","TMA-011","TMA",246.56]
[6001266691,"SLATER 39-WEBBER (01)","TMA-011","TMA",246.14]
[6001429401,"SOUTH CENTRE 5-ANNANDALE (00)","TMA-014","TMA",245.75]
[6001196982,"SLATER-PRENDERGAST (02)","TMA-011","TMA",245.63]
[6001459154,"COMMERCIAL 54-KEILOR PARK (01)","TMA-011","TMA",245.43]
[6001196930,"BAILEY-SLATER (02)","TMA-011","TMA",245.31]
[6001156811,"KINGSTON-COLLINSON (02)","TMA-011","TMA",245.1]
[6001196808,"FOSTERS-MIDWAY (02)","TMA-011","TMA",245.04]
[6001322219,"BUTLER-LINDON (03)","TMA-014","TMA",244.88]
[6001274257,"LILLEE-LAMBECK (01)","TMA-014","TMA",244.78]
[6001196731,"RANDWICK-QUINELLA (02)","TMA-011","TMA",244.72]
[6001220303,"THOR-KEILOR PK 2 (00)","TMA-011","TMA",244.47]
[6001408891,"TREVI 20-MARENO (02)","TMA-014","TMA",244.4]
[6001311230,"MARENO-LAMBECK (02)","TMA-014","TMA",244.12]
[6001322772,"BUTLER-LINDON (01)","TMA-014","TMA",243.97]
[6001425228,"KINGSTON-COLLINSON (02)","TMA-011","TMA",243.77]
[6001389350,"LINDON 48-LOGISTICS (01)","TMA-025","TMA",243.35]
[6001196830,"FOSTERS-MIDWAY (01)","TMA-011","TMA",242.25]
[6001196787,"FOSTERS-MIDWAY (01)","TMA-011","TMA",241.29]
[6001123451,"BREX-RADFORD (00)","TT0-008","TT0",258.32]
[6001002978,"BREX 8-RADFORD (01)","TT0-008","TT0",255.33]
[6001327398,"CHEDDAR-JINGHI (01)","TT0-011","TT0",254.51]
[6001270606,"GREEN-STYMIE (01)","TT0-011","TT0",253.58]
[6001097189,"ASQUITH-STURDEE (02)","TT0-011","TT0",253.5]
[6001419272,"MCCRAE-ELSEY (02)","TT0-011","TT0",253.09]
[6001104869,"FORDHAM-STRATHMERTON (02)","TT0-011","TT0",253.01]
[6001392299,"MCCRAE-ELSEY (01)","TT0-011","TT0",252.83]
[6001406172,"ROMSEY-KEON (02)","TT0-003","TT0",252.78]
[6001108228,"ROYAL-MCMAHON (02)","TT0-011","TT0",252.72]
[6001103668,"BARWON-PLENTY (01)","TT0-010","TT0",252.55]
[6001251362,"BRAY-BARTROP (02)","TT0-008","TT0",252.47]
[6001098853,"MACKENZIE-RADFORD (02)","TT0-008","TT0",252.38]
[6001103688,"DORRINGTON-PLENTY (02)","TT0-010","TT0",252.32]
[6001098818,"BROADHURST-MCFADZEAN (01)","TT0-008","TT0",252.19]
[6001471267,"CARROL-ORRONG (01)","TT0-010","TT0",252.1]
[6001256833,"ST VIGEONS-BORRIE (03)","TT0-011","TT0",252.1]
[6001419287,"BARWON-PLENTY (01)","TT0-010","TT0",251.98]
[6001098239,"GELLIBRAND-STURDEE (03)","TT0-011","TT0",251.93]
[6001100482,"CLAREMONT-MOIRA (02)","TT0-008","TT0",251.85]
[6001435518,"LUDEMAN-BRAITHWAITE (01)","TT0-008","TT0",251.8]
[6001105442,"WHITE-CHEDDAR (03)","TT0-010","TT0",251.7]
[6001099674,"RADFORD-VICKERS (01)","TT0-008","TT0",251.66]
[6001422854,"ST VIGEONS-BORRIE (02)","TT0-011","TT0",251.63]
[6001100621,"LAWLEY-GLASGOW (02)","TT0-008","TT0",251.53]
[6001097604,"ROSENTHAL-HUGHES (02)","TT0-008","TT0",251.5]
[6001289638,"LAURIE-PURINUAN (02)","TT0-003","TT0",251.38]
[6001478123,"DUFFY-BARRY (02)","TT0-010","TT0",251.36]
[6001327911,"CHEDDAR-MACARTNEY (01)","TT0-010","TT0",251.27]
[6001099807,"RADFORD-VICKERS (01)","TT0-008","TT0",251.24]
[6001099773,"MONZA-FLORENCE (01)","TT0-008","TT0",251.18]
[6001098719,"MACKENZIE-RADFORD (01)","TT0-008","TT0",251.12]
[6001097158,"GLASGOW-HIGH (02)","TT0-010","TT0",251.04]
[6001107288,"BANFF-DON (02)","TT0-003","TT0",251.01]
[6001444224,"PLENTY-SNAKE GULLY (02)","TT0-011","TT0",250.95]
[6001126989,"LAWLEY-GLASGOW (01)","TT0-008","TT0",250.9]
[6001007022,"DUFFY-BARRY (01)","TT0-010","TT0",250.87]
[6001097864,"RICE-HUGHES (01)","TT0-008","TT0",250.78]
[6001106501,"ROBINS-SHAPIRO (02)","TT0-003","TT0",250.76]
[6001100604,"LAWLEY-GLASGOW (01)","TT0-008","TT0",250.68]
[6001105111,"CHEDDAR-MACARTNEY (02)","TT0-010","TT0",250.65]
[6001263723,"FORDHAM-STRATHMERTON (02)","TT0-011","TT0",250.61]
[6001014181,"ASQUITH-STURDEE (01)","TT0-011","TT0",250.54]
[6001098419,"TRACEY-ELLIOT (02)","TT0-008","TT0",250.52]
[6001097449,"CLAREMONT-MOIRA (01)","TT0-008","TT0",250.42]
[6001347239,"BERNARD-BEDFORD (04)","TT0-010","TT0",250.37]
[6001107058,"ARGYLE-DAREBIN (02)","TT0-003","TT0",250.3]
[6001015927,"GELLIBRAND-ALLENBY (01)","TT0-010","TT0",250.27]
[6001107237,"AYR-DAREBIN (01)","TT0-003","TT0",250.18]
[6001341592,"STRATHMERTON-DUNOLLY (01)","TT0-010","TT0",250.14]
[6001022692,"ANSTEY-LOCKTON (01)","TT0-008","TT0",250.09]
[6001106520,"PEDERSEN-LEONOR (02)","TT0-003","TT0",249.98]
[6001100266,"HALSEY-RADFORD (01)","TT0-008","TT0",249.93]
[6001320851,"BARWON-PLENTY (01)","TT0-010","TT0",249.81]
[6001106969,"MANOEL-DAREBIN (01)","TT0-003","TT0",249.77]
[6001425229,"RADFORD 57-BREX (01)","TT0-008","TT0",249.64]
[6001100499,"BRAY-BARTROP (02)","TT0-008","TT0",249.57]
[6001305231,"ANSTEY-LOCKTON (01)","TT0-008","TT0",249.45]
[6001045219,"ASQUITH-STURDEE (02)","TT0-011","TT0",249.38]
[6001101609,"ROSS-DAVIDSON (01)","TT0-008","TT0",249.34]
[6001097530,"ANSTEY-LOCKTON (04)","TT0-008","TT0",249.21]
[6001109777,"DORRINGTON-PLENTY (02)","TT0-010","TT0",249.06]
[6001097922,"ROSENTHAL-HUGHES (02)","TT0-008","TT0",248.82]
[6001107077,"BANFF-DON (01)","TT0-003","TT0",248.74]
[6001104413,"WIMMERA-NORTH (02)","TT0-010","TT0",248.42]
[6001100078,"BRAY-MASSEY (01)","TT0-008","TT0",248.26]
[6001105268,"WHITE-CHEDDAR (03)","TT0-010","TT0",248.17]
[6001108796,"BROWNING-SCOTT (01)","TT0-010","TT0",247.52]
[6001108429,"KILMORE-CHARLTON (02)","TT0-010","TT0",247.29]
[6001371687,"PICKETT-HICKFORD (02)","TT0-011","TT0",246.59]
[6001105694,"PICKETT-HICKFORD (02)","TT0-011","TT0",246.38]
[6001097744,"CARSON-HUGHES (01)","TT0-010","TT0",246.1]
[6001460259,"PICKETT-HICKFORD (00)","TT0-011","TT0",245.7]
[6001269970,"GELLIBRAND-STURDEE (03)","TT0-011","TT0",245.04]
[6001399199,"CHARLTON-BOLDREWOOD (02)","TT0-010","TT0",245]
[6001279323,"WHITE-CHEDDAR (01)","TT0-010","TT0",243.86]
[6001097342,"ANSTEY-PHILLIP (01)","TT0-008","TT0",243.35]
[6001098034,"CHAUVEL-GLASGOW (01)","TT0-008","TT0",242.64]
[6001408131,"HUDSONS-HALL (03)","YVE-012","YVE",254.22]
[6001049362,"FEDERAL-GEELONG (03)","YVE-021","YVE",253.01]
[6001019380,"CENTRAL-GEELONG (02)","YVE-021","YVE",250.64]
[6001016163,"CENTRAL-GEELONG (02)","YVE-021","YVE",250.02]
[6001051968,"HYDE-BRISTOW (02)","YVE-021","YVE",249.29]
[6001065642,"BALLARAT-JAMIESON NO1 (02)","YVE-021","YVE",249.06]
[6001331065,"COWPER-WINGFIELD (03)","YVE-021","YVE",248.84]
[6001435146,"HYDE-BRISTOW (02)","YVE-021","YVE",248.54]
[6001309529,"HYDE-BRISTOW (03)","YVE-021","YVE",248.42]
[6001243764,"HYDE 258-KENT (04)","YVE-024","YVE",248.22]
[6001331054,"COWPER-WINGFIELD (03)","YVE-021","YVE",248.15]
[6001020427,"RIVERBANK-BREAM (02)","YVE-022","YVE",247.99]
[6001317304,"RIVERBANK-BREAM (01)","YVE-022","YVE",247.85]
[6001239269,"BLACKWOOD-POWELL (02)","YVE-024","YVE",247.6]
[6001233918,"CLYDE-THE ESPLANADE (02)","YVE-022","YVE",247.51]
[6001064130,"FEDERAL-GEELONG (03)","YVE-021","YVE",247.34]
[6001268796,"COWPER-BUNBURY (03)","YVE-021","YVE",247.23]
[6001053916,"HYDE 258-KENT (02)","YVE-024","YVE",247.17]
[6001048996,"BYRON-MOORE (02)","YVE-021","YVE",246.98]
[6001449585,"LENNOX-HYDE (02)","YVE-024","YVE",246.91]
[6001300377,"LA SCALA-GORDON (02)","YVE-015","YVE",246.72]
[6001252846,"LA SCALA-GORDON (02)","YVE-015","YVE",246.63]
[6001053460,"BLACKWOOD-POWELL (03)","YVE-024","YVE",246.49]
[6001477007,"DALE-CHICAGO (02)","YVE-022","YVE",246.3]
[6001055018,"YORK-HYDE (01)","YVE-024","YVE",246.21]
[6001012894,"COWPER-WINGFIELD (01)","YVE-021","YVE",245.98]
[6001321833,"CREFDEN-YELLOWBOX (03)","YVE-022","YVE",245.82]
[6001115621,"FORREST-HUDSONS (03)","YVE-012","YVE",245.7]
[6001321829,"CREFDEN-YELLOWBOX (03)","YVE-022","YVE",245.65]
[6001065869,"WATT-THE AVENUE (03)","YVE-024","YVE",245.45]
[6001306327,"THOMAS HOLMES-CASE (04)","YVE-015","YVE",245.41]
[6001311758,"STEPHEN-SCHILD (02)","YVE-024","YVE",245.17]
[6001248686,"WESTS-WILLIAMSON 2 (01)","YVE-022","YVE",245.08]
[6001063583,"ALAMEDA-HILLSIDE (02)","YVE-022","YVE",245.01]
[6001289868,"BLAIR-FORGE (02)","YVE-022","YVE",244.79]
[6001337166,"ALAMEDA-HILLSIDE (01)","YVE-022","YVE",244.71]
[6001324591,"CREFDEN-YELLOWBOX (04)","YVE-022","YVE",244.5]
[6001284999,"CHICAGO-RANDALL (01)","YVE-022","YVE",244.34]
[6001401232,"HUDSONS-HICK (01)","YVE-012","YVE",244.1]
[6001012523,"SCHILD-WILLIS (02)","YVE-024","YVE",244]
[6001063258,"BARB-MIDDLE (01)","YVE-022","YVE",243.83]
[6001410350,"CLYDE-THE ESPLANADE (01)","YVE-022","YVE",243.53]
[6001054125,"HYDE-KNOX (01)","YVE-024","YVE",243.17]
[6001119857,"FORREST-HUDSONS (04)","YVE-012","YVE",242.54]
[6001063804,"BURTON-OAKLAND (01)","YVE-022","YVE",242.34]
[6001119800,"HUDSONS-RALEIGH (02)","YVE-012","YVE",241.94]
[6001433740,"HUGHES-FRANCIS (01)","YVE-024","YVE",241.77]
[6001273112,"PLATYPUS-SANDPIPER (01)","YVE-022","YVE",241.5]
[6001283594,"JINDIVICK-SEAGULL (03)","YVE-022","YVE",241.37]
[6001224111,"MORELAND-BUNBURY (03)","YVE-021","YVE",241.31]
[6001054643,"CAMPBELL-FRANCIS (01)","YVE-024","YVE",241.08]
[6001336728,"SALTRIVER-MORELAND (03)","YVE-021","YVE",241.02]
[6001480556,"EARSDON-WHITEHALL (01)","YVE-014","YVE",240.9]
[6001485478,"MINNIE-WHITEHALL (02)","YVE-014","YVE",240.7]
[6001480542,"EARSDON-WHITEHALL (01)","YVE-014","YVE",240.4]
[6001367332,"EARSDON-WHITEHALL (03)","YVE-014","YVE",240.23]
[6001060574,"BALLARAT-OVENS (01)","YVE-024","YVE",239.88]
[6001487662,"EUCALYPTUS-CREFDEN (01)","YVE-022","YVE",239.5]
[6001054480,"SIMPSON-BALLARAT (01)","YVE-024","YVE",239.31]
[6001454364,"ALOHA-WATT (03)","YVE-024","YVE",238.65]
[6001052971,"SIMPSON-BALLARAT (02)","YVE-024","YVE",238.24]
[6001423395,"BLOOMFIELD-ROSAMOND (01)","YVE-015","YVE",238.23]
[6001052998,"SIMPSON-BALLARAT (02)","YVE-024","YVE",238.23]
[6001064072,"THE ESPLANADE-PLANTATION (02)","YVE-022","YVE",238.23]
[6001423396,"BLOOMFIELD-ROSAMOND (01)","YVE-015","YVE",238.21]
[6001198403,"HAMPSTEAD-WATTLE (00)","YVE-022","YVE",238.2]
[6001433691,"BLOOMFIELD-ROSAMOND (01)","YVE-015","YVE",238.19]
[6001268798,"PARKER-COWPER (01)","YVE-021","YVE",238.19]
[6001334473,"THE ESPLANADE-PLANTATION (01)","YVE-022","YVE",238.19]
[6001007261,"THE ESPLANADE-PLANTATION (02)","YVE-022","YVE",238.19]
[6001418834,"ALOHA-WATT (03)","YVE-024","YVE",238.18]
[6001051627,"PARKER-COWPER (01)","YVE-021","YVE",238.18]
[6001051605,"PARKER-COWPER (01)","YVE-021","YVE",238.18]
[6001429032,"BARB-MIDDLE (03)","YVE-022","YVE",238.17]
[6001002336,"SIMPSON-BALLARAT (02)","YVE-024","YVE",238.16]
[6001262498,"PARKER-COWPER (01)","YVE-021","YVE",238.15]
[6001063764,"THE ESPLANADE-PLANTATION (02)","YVE-022","YVE",238.15]
[6001008548,"PARKER-COWPER (01)","YVE-021","YVE",238.14]
[6001309251,"SIMPSON-BALLARAT (01)","YVE-024","YVE",238.14]
[6001063762,"THE ESPLANADE-PLANTATION (02)","YVE-022","YVE",238.14]
[6001402190,"PARKER-COWPER (01)","YVE-021","YVE",238.13]
[6001054481,"SIMPSON-BALLARAT (01)","YVE-024","YVE",238.13]
[6001058804,"ALOHA-WATT (03)","YVE-024","YVE",238.12]
[6001247077,"PARKER-COWPER (01)","YVE-021","YVE",238.12]
[6001052246,"PARKER-COWPER (01)","YVE-021","YVE",238.11]
[6001405010,"PARKER-COWPER (01)","YVE-021","YVE",238.11]
[6001407743,"BLOOMFIELD-ROSAMOND (01)","YVE-015","YVE",238.1]
[6001052872,"SIMPSON-BALLARAT (02)","YVE-024","YVE",238.1]
[6001063535,"BLOOMFIELD-ROSAMOND (01)","YVE-015","YVE",238.09]
[6001263068,"PARKER-COWPER (01)","YVE-021","YVE",238.09]
[6001405008,"PARKER-COWPER (01)","YVE-021","YVE",238.08]
[6001063755,"THE ESPLANADE-PLANTATION (02)","YVE-022","YVE",238.08]
[6001018542,"PARKER-COWPER (01)","YVE-021","YVE",238.06]
[6001063758,"THE ESPLANADE-PLANTATION (02)","YVE-022","YVE",238.06]
[6001265990,"BLOOMFIELD-ROSAMOND (01)","YVE-015","YVE",238.05]
[6001051567,"PARKER-COWPER (01)","YVE-021","YVE",238.05]
[6001044031,"PARKER-COWPER (01)","YVE-021","YVE",238.05]
[6001019803,"SIMPSON-BALLARAT (02)","YVE-024","YVE",238.05]
[6001051627,"PARKER-COWPER (01)","YVE-021","YVE",238.04]
[6001063718,"THE ESPLANADE-PLANTATION (02)","YVE-022","YVE",238.04]
[6001451415,"HALL 208-SIMCOCK (01)","YVE-012","YVE",238.03]
[6001405080,"PARKER-COWPER (01)","YVE-021","YVE",238.03]
[6001241185,"THE ESPLANADE-PLANTATION (02)","YVE-022","YVE",238.03]
[6001063760,"THE ESPLANADE-PLANTATION (02)","YVE-022","YVE",238.03]
[6001405112,"PARKER-COWPER (01)","YVE-021","YVE",238.02]
[6001052872,"SIMPSON-BALLARAT (02)","YVE-024","YVE",238.02]
[6001063756,"THE ESPLANADE-PLANTATION (02)","YVE-022","YVE",238.02]
[6001017924,"BLOOMFIELD-ROSAMOND (01)","YVE-015","YVE",238.01]
[6001052253,"PARKER-COWPER (01)","YVE-021","YVE",238.01]
[6001052873,"SIMPSON-BALLARAT (02)","YVE-024","YVE",238.01]
[6001052972,"SIMPSON-BALLARAT (02)","YVE-024","YVE",238.01]
[6001008360,"THE ESPLANADE-PLANTATION (02)","YVE-022","YVE",238.01]
[6001059602,"PARKER-COWPER (01)","YVE-021","YVE",238]
[6001051619,"PARKER-COWPER (01)","YVE-021","YVE",238]
[6001052970,"SIMPSON-BALLARAT (02)","YVE-024","YVE",238]
[6001321812,"BLOOMFIELD-ROSAMOND (01)","YVE-015","YVE",237.99]
[6001064928,"SIMPSON-BALLARAT (02)","YVE-024","YVE",237.99]
[6001063733,"THE ESPLANADE-PLANTATION (02)","YVE-022","YVE",237.99]
[6001051629,"PARKER-COWPER (01)","YVE-021","YVE",237.98]
[6001063721,"THE ESPLANADE-PLANTATION (02)","YVE-022","YVE",237.98]
[6001237907,"PARKER-COWPER (01)","YVE-021","YVE",237.97]
[6001063741,"THE ESPLANADE-PLANTATION (02)","YVE-022","YVE",237.96]
[6001255324,"THE ESPLANADE-PLANTATION (02)","YVE-022","YVE",237.96]
[6001234264,"BLOOMFIELD-ROSAMOND (01)","YVE-015","YVE",237.95]
[6001309251,"SIMPSON-BALLARAT (01)","YVE-024","YVE",237.95]
[6001063738,"THE ESPLANADE-PLANTATION (02)","YVE-022","YVE",237.95]
[6001247077,"PARKER-COWPER (01)","YVE-021","YVE",237.94]
[6001052972,"SIMPSON-BALLARAT (02)","YVE-024","YVE",237.94]
[6001063739,"THE ESPLANADE-PLANTATION (02)","YVE-022","YVE",237.94]
[6001234440,"THE ESPLANADE-PLANTATION (02)","YVE-022","YVE",237.94]
[6001114747,"BLOOMFIELD-ROSAMOND (01)","YVE-015","YVE",237.93]
[6001019803,"SIMPSON-BALLARAT (02)","YVE-024","YVE",237.93]
[6001259456,"BLOOMFIELD-ROSAMOND (01)","YVE-015","YVE",237.92]
[6001052254,"PARKER-COWPER (01)","YVE-021","YVE",237.92]
[6001002031,"SCHILD-WILLIS (01)","YVE-024","YVE",237.92]
[6001002336,"SIMPSON-BALLARAT (02)","YVE-024","YVE",237.92]
[6001001861,"PARKER-WHITEHALL (01)","YVE-021","YVE",237.91]
[6001124544,"THE ESPLANADE-PLANTATION (02)","YVE-022","YVE",237.91]
[6001395633,"THE ESPLANADE-PLANTATION (01)","YVE-022","YVE",237.91]
[6001052249,"PARKER-COWPER (01)","YVE-021","YVE",237.9]
[6001030912,"THE ESPLANADE-PLANTATION (02)","YVE-022","YVE",237.89]
[6001420742,"BLOOMFIELD-ROSAMOND (01)","YVE-015","YVE",237.88]
[6001051605,"PARKER-COWPER (01)","YVE-021","YVE",237.88]
[6001052971,"SIMPSON-BALLARAT (02)","YVE-024","YVE",237.87]
[6001436175,"BLOOMFIELD-ROSAMOND (01)","YVE-015","YVE",237.86]
[6001051610,"PARKER-COWPER (01)","YVE-021","YVE",237.86]
[6001002336,"SIMPSON-BALLARAT (02)","YVE-024","YVE",237.86]
[6001064928,"SIMPSON-BALLARAT (02)","YVE-024","YVE",237.86]
[6001330979,"BLOOMFIELD-ROSAMOND (01)","YVE-015","YVE",237.85]
[6001351565,"PARKER-COWPER (00)","YVE-021","YVE",237.85]
[6001262142,"SIMPSON-BALLARAT (02)","YVE-024","YVE",237.85]
[6001059593,"PARKER-COWPER (01)","YVE-021","YVE",237.84]
[6001244696,"PARKER-COWPER (01)","YVE-021","YVE",237.84]
[6001051607,"PARKER-COWPER (01)","YVE-021","YVE",237.84]
[6001064037,"THE ESPLANADE-PLANTATION (01)","YVE-022","YVE",237.84]
[6001051627,"PARKER-COWPER (01)","YVE-021","YVE",237.83]
[6001351564,"PARKER-COWPER (00)","YVE-021","YVE",237.83]
[6001262142,"SIMPSON-BALLARAT (02)","YVE-024","YVE",237.83]
[6001018542,"PARKER-COWPER (01)","YVE-021","YVE",237.82]
[6001043850,"THE ESPLANADE-PLANTATION (02)","YVE-022","YVE",237.82]
[6001063734,"THE ESPLANADE-PLANTATION (02)","YVE-022","YVE",237.82]
[6001125568,"THE ESPLANADE-PLANTATION (01)","YVE-022","YVE",237.82]
[6001320721,"BLOOMFIELD-ROSAMOND (01)","YVE-015","YVE",237.81]
[6001317470,"BLOOMFIELD-ROSAMOND (01)","YVE-015","YVE",237.81]
[6001351564,"PARKER-COWPER (00)","YVE-021","YVE",237.81]
[6001063736,"THE ESPLANADE-PLANTATION (02)","YVE-022","YVE",237.81]
[6001064085,"THE ESPLANADE-PLANTATION (01)","YVE-022","YVE",237.8]
[6001268844,"SCHILD-WILLIS (01)","YVE-024","YVE",237.79]
[6001218487,"THE ESPLANADE-PLANTATION (01)","YVE-022","YVE",237.79]
[6001064688,"THE ESPLANADE-PLANTATION (01)","YVE-022","YVE",237.78]
[6001284958,"BLOOMFIELD-ROSAMOND (01)","YVE-015","YVE",237.77]
[6001253523,"PARKER-COWPER (01)","YVE-021","YVE",237.77]
[6001351565,"PARKER-COWPER (00)","YVE-021","YVE",237.77]
[6001051627,"PARKER-COWPER (01)","YVE-021","YVE",237.76]
[6001052873,"SIMPSON-BALLARAT (02)","YVE-024","YVE",237.76]
[6001052972,"SIMPSON-BALLARAT (02)","YVE-024","YVE",237.76]
[6001063735,"THE ESPLANADE-PLANTATION (02)","YVE-022","YVE",237.76]
[6001039397,"PARKER-COWPER (01)","YVE-021","YVE",237.75]
[6001242148,"PARKER-COWPER (01)","YVE-021","YVE",237.75]
[6001237907,"PARKER-COWPER (01)","YVE-021","YVE",237.75]
[6001237907,"PARKER-COWPER (01)","YVE-021","YVE",237.75]
[6001237907,"PARKER-COWPER (01)","YVE-021","YVE",237.75]
[6001016299,"THE ESPLANADE-PLANTATION (01)","YVE-022","YVE",237.75]
[6001280588,"THE ESPLANADE-PLANTATION (01)","YVE-022","YVE",237.75]
[6001337318,"BALLARAT-SUSSEX (03)","YVE-024","YVE",237.74]
[6001052252,"PARKER-COWPER (01)","YVE-021","YVE",237.74]
[6001247077,"PARKER-COWPER (01)","YVE-021","YVE",237.74]
[6001207161,"PARKER-COWPER (01)","YVE-021","YVE",237.74]
[6001333146,"SIMPSON-BALLARAT (01)","YVE-024","YVE",237.74]
[6001451426,"HALL 208-SIMCOCK (01)","YVE-012","YVE",237.73]
[6001471181,"PARKER-COWPER (01)","YVE-021","YVE",237.73]
[6001052872,"SIMPSON-BALLARAT (02)","YVE-024","YVE",237.73]
[6001059602,"PARKER-COWPER (01)","YVE-021","YVE",237.72]
[6001306820,"PARKER-COWPER (01)","YVE-021","YVE",237.72]
[6001058807,"ALOHA-WATT (03)","YVE-024","YVE",237.71]
[6001051581,"PARKER-COWPER (01)","YVE-021","YVE",237.71]
[6001052244,"PARKER-COWPER (01)","YVE-021","YVE",237.71]
[6001410496,"PARKER-COWPER (01)","YVE-021","YVE",237.7]
[6001242148,"PARKER-COWPER (01)","YVE-021","YVE",237.7]
[6001244416,"PARKER-COWPER (01)","YVE-021","YVE",237.7]
[6001051613,"PARKER-COWPER (01)","YVE-021","YVE",237.69]
[6001051626,"PARKER-COWPER (01)","YVE-021","YVE",237.69]
[6001051609,"PARKER-COWPER (01)","YVE-021","YVE",237.69]
[6001052995,"SIMPSON-BALLARAT (01)","YVE-024","YVE",237.69]
[6001063763,"THE ESPLANADE-PLANTATION (02)","YVE-022","YVE",237.69]
[6001253523,"PARKER-COWPER (01)","YVE-021","YVE",237.68]
[6001051609,"PARKER-COWPER (01)","YVE-021","YVE",237.68]
[6001008748,"THE ESPLANADE-PLANTATION (01)","YVE-022","YVE",237.68]
[6001051614,"PARKER-COWPER (01)","YVE-021","YVE",237.67]
[6001451427,"HALL 208-SIMCOCK (01)","YVE-012","YVE",237.66]
[6001244221,"PARKER-COWPER (01)","YVE-021","YVE",237.66]
[6001242148,"PARKER-COWPER (01)","YVE-021","YVE",237.66]
[6001051617,"PARKER-COWPER (01)","YVE-021","YVE",237.66]
[6001262142,"SIMPSON-BALLARAT (02)","YVE-024","YVE",237.66]
[6001064073,"THE ESPLANADE-PLANTATION (01)","YVE-022","YVE",237.66]
[6001351566,"PARKER-COWPER (00)","YVE-021","YVE",237.65]
[6001235923,"THE ESPLANADE-PLANTATION (02)","YVE-022","YVE",237.65]
[6001444512,"PARKER-COWPER (01)","YVE-021","YVE",237.64]
[6001351566,"PARKER-COWPER (00)","YVE-021","YVE",237.64]
[6001127447,"SIMPSON-BALLARAT (01)","YVE-024","YVE",237.64]
[6001064928,"SIMPSON-BALLARAT (02)","YVE-024","YVE",237.64]
[6001063743,"THE ESPLANADE-PLANTATION (02)","YVE-022","YVE",237.63]
[6001063555,"BLOOMFIELD-ROSAMOND (01)","YVE-015","YVE",237.62]
[6001451408,"HALL 208-SIMCOCK (01)","YVE-012","YVE",237.62]
[6001259381,"PARKER-COWPER (01)","YVE-021","YVE",237.62]
[6001053000,"SIMPSON-BALLARAT (02)","YVE-024","YVE",237.62]
[6001063740,"THE ESPLANADE-PLANTATION (02)","YVE-022","YVE",237.62]
[6001063552,"BLOOMFIELD-ROSAMOND (01)","YVE-015","YVE",237.61]
[6001051622,"PARKER-COWPER (01)","YVE-021","YVE",237.61]
[6001064082,"THE ESPLANADE-PLANTATION (01)","YVE-022","YVE",237.61]
[6001063544,"BLOOMFIELD-ROSAMOND (01)","YVE-015","YVE",237.6]
[6001322713,"THE ESPLANADE-PLANTATION (01)","YVE-022","YVE",237.6]
[6001051607,"PARKER-COWPER (01)","YVE-021","YVE",237.59]
[6001021805,"PARKER-COWPER (01)","YVE-021","YVE",237.59]
[6001051632,"PARKER-COWPER (01)","YVE-021","YVE",237.58]
[6001051575,"PARKER-COWPER (01)","YVE-021","YVE",237.58]
[6001404130,"PARKER-COWPER (01)","YVE-021","YVE",237.58]
[6001237867,"PARKER-COWPER (01)","YVE-021","YVE",237.58]
[6001063759,"THE ESPLANADE-PLANTATION (02)","YVE-022","YVE",237.58]
[6001051572,"PARKER-COWPER (01)","YVE-021","YVE",237.57]
[6001052127,"PARKER-COWPER (01)","YVE-021","YVE",237.57]
[6001390322,"THE ESPLANADE-PLANTATION (02)","YVE-022","YVE",237.57]
[6001051610,"PARKER-COWPER (01)","YVE-021","YVE",237.56]
[6001052971,"SIMPSON-BALLARAT (02)","YVE-024","YVE",237.56]
[6001064088,"THE ESPLANADE-PLANTATION (01)","YVE-022","YVE",237.55]
[6001019803,"SIMPSON-BALLARAT (02)","YVE-024","YVE",237.54]
[6001020181,"PARKER-COWPER (01)","YVE-021","YVE",237.53]
[6001051578,"PARKER-COWPER (01)","YVE-021","YVE",237.53]
[6001018542,"PARKER-COWPER (01)","YVE-021","YVE",237.53]
[6001253523,"PARKER-COWPER (01)","YVE-021","YVE",237.53]
[6001248151,"THE ESPLANADE-PLANTATION (01)","YVE-022","YVE",237.53]
[6001064080,"THE ESPLANADE-PLANTATION (01)","YVE-022","YVE",237.53]
[6001044031,"PARKER-COWPER (01)","YVE-021","YVE",237.52]
[6001051607,"PARKER-COWPER (01)","YVE-021","YVE",237.52]
[6001247077,"PARKER-COWPER (01)","YVE-021","YVE",237.52]
[6001001861,"PARKER-WHITEHALL (01)","YVE-021","YVE",237.52]
[6001063726,"THE ESPLANADE-PLANTATION (02)","YVE-022","YVE",237.52]
[6001002362,"BLOOMFIELD-ROSAMOND (01)","YVE-015","YVE",237.51]
[6001054489,"SIMPSON-BALLARAT (01)","YVE-024","YVE",237.51]
[6001051605,"PARKER-COWPER (01)","YVE-021","YVE",237.5]
[6001051626,"PARKER-COWPER (01)","YVE-021","YVE",237.49]
[6001051623,"PARKER-COWPER (01)","YVE-021","YVE",237.49]
[6001451424,"HALL 208-SIMCOCK (01)","YVE-012","YVE",237.48]
[6001451414,"HALL 208-SIMCOCK (01)","YVE-012","YVE",237.48]
[6001263068,"PARKER-COWPER (01)","YVE-021","YVE",237.48]
[6001064037,"THE ESPLANADE-PLANTATION (01)","YVE-022","YVE",237.48]
[6001066091,"PARKER-COWPER (01)","YVE-021","YVE",237.47]
[6001051620,"PARKER-COWPER (01)","YVE-021","YVE",237.47]
[6001064086,"THE ESPLANADE-PLANTATION (01)","YVE-022","YVE",237.47]
[6001063732,"THE ESPLANADE-PLANTATION (02)","YVE-022","YVE",237.46]
[6001234894,"THE ESPLANADE-PLANTATION (02)","YVE-022","YVE",237.45]
[6001127652,"THE ESPLANADE-PLANTATION (02)","YVE-022","YVE",237.45]
[6001239525,"THE ESPLANADE-PLANTATION (01)","YVE-022","YVE",237.45]
[6001058833,"ALOHA-WATT (03)","YVE-024","YVE",237.44]
[6001471181,"PARKER-COWPER (01)","YVE-021","YVE",237.44]
[6001263068,"PARKER-COWPER (01)","YVE-021","YVE",237.44]
[6001244221,"PARKER-COWPER (01)","YVE-021","YVE",237.44]
[6001306820,"PARKER-COWPER (01)","YVE-021","YVE",237.44]
[6001002336,"SIMPSON-BALLARAT (02)","YVE-024","YVE",237.44]
[6001063729,"THE ESPLANADE-PLANTATION (02)","YVE-022","YVE",237.44]
[6001051576,"PARKER-COWPER (01)","YVE-021","YVE",237.43]
[6001051610,"PARKER-COWPER (01)","YVE-021","YVE",237.43]
[6001044031,"PARKER-COWPER (01)","YVE-021","YVE",237.43]
[6001343650,"PARKER-WHITEHALL (01)","YVE-021","YVE",237.43]
[6001001805,"SCHILD-WILLIS (01)","YVE-024","YVE",237.43]
[6001052873,"SIMPSON-BALLARAT (02)","YVE-024","YVE",237.43]
[6001051580,"PARKER-COWPER (01)","YVE-021","YVE",237.42]
[6001051569,"PARKER-COWPER (01)","YVE-021","YVE",237.42]
[6001264011,"BALLARAT-OVENS (01)","YVE-024","YVE",237.41]
[6001051616,"PARKER-COWPER (01)","YVE-021","YVE",237.41]
[6001051624,"PARKER-COWPER (01)","YVE-021","YVE",237.4]
[6001007444,"SCHILD-WILLIS (01)","YVE-024","YVE",237.4]
[6001221705,"THE ESPLANADE-PLANTATION (01)","YVE-022","YVE",237.4]
[6001018136,"PARKER-COWPER (01)","YVE-021","YVE",237.39]
[6001065655,"THE ESPLANADE-PLANTATION (01)","YVE-022","YVE",237.39]
[6001015472,"COWPER-YOUELL (01)","YVE-021","YVE",237.38]
[6001405181,"PARKER-COWPER (01)","YVE-021","YVE",237.38]
[6001051624,"PARKER-COWPER (01)","YVE-021","YVE",237.38]
[6001018542,"PARKER-COWPER (01)","YVE-021","YVE",237.38]
[6001207842,"PARKER-COWPER (01)","YVE-021","YVE",237.37]
[6001390322,"THE ESPLANADE-PLANTATION (02)","YVE-022","YVE",237.37]
[6001451427,"HALL 208-SIMCOCK (01)","YVE-012","YVE",237.36]
[6001052248,"PARKER-COWPER (01)","YVE-021","YVE",237.36]
[6001052122,"PARKER-COWPER (01)","YVE-021","YVE",237.36]
[6001051611,"PARKER-COWPER (01)","YVE-021","YVE",237.36]
[6001051624,"PARKER-COWPER (01)","YVE-021","YVE",237.36]
[6001253523,"PARKER-COWPER (01)","YVE-021","YVE",237.36]
[6001052921,"SCHILD-WILLIS (01)","YVE-024","YVE",237.35]
[6001451427,"HALL 208-SIMCOCK (01)","YVE-012","YVE",237.33]
[6001051615,"PARKER-COWPER (01)","YVE-021","YVE",237.33]
[6001064078,"THE ESPLANADE-PLANTATION (01)","YVE-022","YVE",237.33]
[6001052118,"PARKER-COWPER (01)","YVE-021","YVE",237.32]
[6001351564,"PARKER-COWPER (00)","YVE-021","YVE",237.32]
[6001343650,"PARKER-WHITEHALL (01)","YVE-021","YVE",237.32]
[6001051630,"PARKER-COWPER (01)","YVE-021","YVE",237.31]
[6001059603,"PARKER-COWPER (01)","YVE-021","YVE",237.31]
[6001249461,"SCHILD-WILLIS (01)","YVE-024","YVE",237.3]
[6001051579,"PARKER-COWPER (01)","YVE-021","YVE",237.29]
[6001051618,"PARKER-COWPER (01)","YVE-021","YVE",237.29]
[6001022778,"PARKER-COWPER (01)","YVE-021","YVE",237.28]
[6001051568,"PARKER-COWPER (01)","YVE-021","YVE",237.28]
[6001306820,"PARKER-COWPER (01)","YVE-021","YVE",237.28]
[6001351565,"PARKER-COWPER (00)","YVE-021","YVE",237.28]
[6001063546,"BLOOMFIELD-ROSAMOND (01)","YVE-015","YVE",237.27]
[6001063728,"THE ESPLANADE-PLANTATION (02)","YVE-022","YVE",237.27]
[6001251633,"PARKER-COWPER (01)","YVE-021","YVE",237.26]
[6001250330,"PARKER-COWPER (01)","YVE-021","YVE",237.26]
[6001051574,"PARKER-COWPER (01)","YVE-021","YVE",237.25]
[6001063765,"THE ESPLANADE-PLANTATION (02)","YVE-022","YVE",237.25]
[6001053001,"SIMPSON-BALLARAT (01)","YVE-024","YVE",237.24]
[6001284955,"BLOOMFIELD-ROSAMOND (01)","YVE-015","YVE",237.23]
[6001413250,"COWPER-YOUELL (01)","YVE-021","YVE",237.23]
[6001051573,"PARKER-COWPER (01)","YVE-021","YVE",237.23]
[6001051608,"PARKER-COWPER (01)","YVE-021","YVE",237.23]
[6001451421,"HALL 208-SIMCOCK (01)","YVE-012","YVE",237.22]
[6001405009,"PARKER-COWPER (01)","YVE-021","YVE",237.22]
[6001041275,"THE ESPLANADE-PLANTATION (02)","YVE-022","YVE",237.22]
[6001059602,"PARKER-COWPER (01)","YVE-021","YVE",237.21]
[6001064100,"THE ESPLANADE-PLANTATION (01)","YVE-022","YVE",237.21]
[6001064069,"THE ESPLANADE-PLANTATION (02)","YVE-022","YVE",237.21]
[6001064070,"THE ESPLANADE-PLANTATION (02)","YVE-022","YVE",237.21]
[6001002362,"BLOOMFIELD-ROSAMOND (01)","YVE-015","YVE",237.2]
[6001413251,"COWPER-YOUELL (01)","YVE-021","YVE",237.2]
[6001051626,"PARKER-COWPER (01)","YVE-021","YVE",237.2]
[6001351566,"PARKER-COWPER (00)","YVE-021","YVE",237.2]
[6001064081,"THE ESPLANADE-PLANTATION (01)","YVE-022","YVE",237.2]
[6001240887,"THE ESPLANADE-PLANTATION (02)","YVE-022","YVE",237.2]
[6001145220,"PARKER-COWPER (01)","YVE-021","YVE",237.19]
[6001051631,"PARKER-COWPER (01)","YVE-021","YVE",237.19]
[6001403759,"PARKER-COWPER (01)","YVE-021","YVE",237.19]
[6001264657,"PARKER-COWPER (01)","YVE-021","YVE",237.19]
[6001403758,"PARKER-COWPER (01)","YVE-021","YVE",237.19]
[6001063744,"THE ESPLANADE-PLANTATION (02)","YVE-022","YVE",237.19]
[6001451418,"HALL 208-SIMCOCK (01)","YVE-012","YVE",237.18]
[6001432788,"HALL 208-SIMCOCK (01)","YVE-012","YVE",237.18]
[6001451414,"HALL 208-SIMCOCK (01)","YVE-012","YVE",237.17]
[6001051625,"PARKER-COWPER (01)","YVE-021","YVE",237.17]
[6001064029,"THE ESPLANADE-PLANTATION (02)","YVE-022","YVE",237.16]
[6001451408,"HALL 208-SIMCOCK (01)","YVE-012","YVE",237.15]
[6001260528,"PARKER-COWPER (01)","YVE-021","YVE",237.15]
[6001051583,"PARKER-COWPER (01)","YVE-021","YVE",237.15]
[6001063727,"THE ESPLANADE-PLANTATION (02)","YVE-022","YVE",237.15]
[6001451424,"HALL 208-SIMCOCK (01)","YVE-012","YVE",237.14]
[6001414038,"THE ESPLANADE-PLANTATION (02)","YVE-022","YVE",237.14]
[6001451413,"HALL 208-SIMCOCK (01)","YVE-012","YVE",237.13]
[6001125373,"PARKER-COWPER (01)","YVE-021","YVE",237.13]
[6001051625,"PARKER-COWPER (01)","YVE-021","YVE",237.13]
[6001020478,"SIMPSON-BALLARAT (02)","YVE-024","YVE",237.13]
[6001451407,"HALL 208-SIMCOCK (01)","YVE-012","YVE",237.12]
[6001451411,"HALL 208-SIMCOCK (01)","YVE-012","YVE",237.12]
[6001051570,"PARKER-COWPER (01)","YVE-021","YVE",237.12]
[6001052922,"SCHILD-WILLIS (01)","YVE-024","YVE",237.12]
[6001451412,"HALL 208-SIMCOCK (01)","YVE-012","YVE",237.11]
[6001343650,"PARKER-WHITEHALL (01)","YVE-021","YVE",237.11]
[6001451415,"HALL 208-SIMCOCK (01)","YVE-012","YVE",237.1]
[6001051628,"PARKER-COWPER (01)","YVE-021","YVE",237.1]
[6001051625,"PARKER-COWPER (01)","YVE-021","YVE",237.1]
[6001064066,"THE ESPLANADE-PLANTATION (02)","YVE-022","YVE",237.1]
[6001451423,"HALL 208-SIMCOCK (01)","YVE-012","YVE",237.09]
[6001063723,"THE ESPLANADE-PLANTATION (02)","YVE-022","YVE",237.09]
[6001063770,"THE ESPLANADE-PLANTATION (02)","YVE-022","YVE",237.09]
[6001451410,"HALL 208-SIMCOCK (01)","YVE-012","YVE",237.08]
[6001064032,"THE ESPLANADE-PLANTATION (02)","YVE-022","YVE",237.08]
[6001451419,"HALL 208-SIMCOCK (01)","YVE-012","YVE",237.07]
[6001051612,"PARKER-COWPER (01)","YVE-021","YVE",237.07]
[6001064076,"THE ESPLANADE-PLANTATION (01)","YVE-022","YVE",237.07]
[6001432788,"HALL 208-SIMCOCK (01)","YVE-012","YVE",237.06]
[6001051624,"PARKER-COWPER (01)","YVE-021","YVE",237.06]
[6001451416,"HALL 208-SIMCOCK (01)","YVE-012","YVE",237.05]
[6001451413,"HALL 208-SIMCOCK (01)","YVE-012","YVE",237.05]
[6001063717,"THE ESPLANADE-PLANTATION (02)","YVE-022","YVE",237.05]
[6001451422,"HALL 208-SIMCOCK (01)","YVE-012","YVE",237.04]
[6001063771,"THE ESPLANADE-PLANTATION (02)","YVE-022","YVE",237.03]
[6001052923,"SCHILD-WILLIS (01)","YVE-024","YVE",237.02]
[6001311488,"THE ESPLANADE-PLANTATION (01)","YVE-022","YVE",237.02]
[6001063720,"THE ESPLANADE-PLANTATION (02)","YVE-022","YVE",237.02]
[6001451425,"HALL 208-SIMCOCK (01)","YVE-012","YVE",237.01]
[6001051625,"PARKER-COWPER (01)","YVE-021","YVE",237.01]
[6001051626,"PARKER-COWPER (01)","YVE-021","YVE",237.01]
[6001063722,"THE ESPLANADE-PLANTATION (02)","YVE-022","YVE",237]
[6001065919,"WARRS-39 NO1 (03)","YVE-015","YVE",237]
[6001052119,"PARKER-COWPER (01)","YVE-021","YVE",236.99]
[6001052126,"PARKER-COWPER (01)","YVE-021","YVE",236.99]
[6001008538,"PARKER-COWPER (01)","YVE-021","YVE",236.98]
[6001266815,"THE ESPLANADE-PLANTATION (01)","YVE-022","YVE",236.98]
[6001242665,"WARRS-39 NO1 (03)","YVE-015","YVE",236.98]
[6001063765,"THE ESPLANADE-PLANTATION (02)","YVE-022","YVE",236.97]
[6001451420,"HALL 208-SIMCOCK (01)","YVE-012","YVE",236.96]
[6001051621,"PARKER-COWPER (01)","YVE-021","YVE",236.96]
[6001052251,"PARKER-COWPER (01)","YVE-021","YVE",236.95]
[6001063761,"THE ESPLANADE-PLANTATION (02)","YVE-022","YVE",236.95]
[6001065386,"WARRS-39 NO1 (04)","YVE-015","YVE",236.95]
[6001451417,"HALL 208-SIMCOCK (01)","YVE-012","YVE",236.94]
[6001451407,"HALL 208-SIMCOCK (01)","YVE-012","YVE",236.94]
[6001451411,"HALL 208-SIMCOCK (01)","YVE-012","YVE",236.94]
[6001052116,"PARKER-COWPER (01)","YVE-021","YVE",236.94]
[6001002336,"SIMPSON-BALLARAT (02)","YVE-024","YVE",236.94]
[6001010570,"WARRS-39 NO1 (03)","YVE-015","YVE",236.94]
[6001064039,"THE ESPLANADE-PLANTATION (01)","YVE-022","YVE",236.92]
[6001413248,"COWPER-YOUELL (01)","YVE-021","YVE",236.91]
[6001052121,"PARKER-COWPER (01)","YVE-021","YVE",236.91]
[6001313046,"BLOOMFIELD-ROSAMOND (01)","YVE-015","YVE",236.9]
[6001511224,"THE ESPLANADE-PLANTATION (01)","YVE-022","YVE",236.9]
[6001039414,"COWPER-YOUELL (01)","YVE-021","YVE",236.89]
[6001481744,"WARRS-39 NO2 (02)","YVE-015","YVE",236.89]
[6001255876,"PARKER-COWPER (01)","YVE-021","YVE",236.88]
[6001334473,"THE ESPLANADE-PLANTATION (01)","YVE-022","YVE",236.88]
[6001064079,"THE ESPLANADE-PLANTATION (01)","YVE-022","YVE",236.88]
[6001253010,"COWPER-YOUELL (01)","YVE-021","YVE",236.87]
[6001451426,"HALL 208-SIMCOCK (01)","YVE-012","YVE",236.87]
[6001064929,"WILLIS-SCHILD (02)","YVE-024","YVE",236.87]
[6001451410,"HALL 208-SIMCOCK (01)","YVE-012","YVE",236.86]
[6001247549,"THE ESPLANADE-PLANTATION (01)","YVE-022","YVE",236.86]
[6001413250,"COWPER-YOUELL (01)","YVE-021","YVE",236.85]
[6001413248,"COWPER-YOUELL (01)","YVE-021","YVE",236.85]
[6001420235,"HUGHES-FRANCIS (03)","YVE-024","YVE",236.85]
[6001246036,"PARKER-COWPER (01)","YVE-021","YVE",236.85]
[6001014019,"THE ESPLANADE-PLANTATION (01)","YVE-022","YVE",236.84]
[6001451409,"HALL 208-SIMCOCK (01)","YVE-012","YVE",236.83]
[6001008618,"THE ESPLANADE-PLANTATION (02)","YVE-022","YVE",236.83]
[6001065394,"WARRS-39 NO1 (04)","YVE-015","YVE",236.83]
[6001001861,"PARKER-WHITEHALL (01)","YVE-021","YVE",236.82]
[6001065387,"WARRS-39 NO1 (04)","YVE-015","YVE",236.82]
[6001253010,"COWPER-YOUELL (01)","YVE-021","YVE",236.8]
[6001059601,"PARKER-COWPER (01)","YVE-021","YVE",236.79]
[6001052123,"PARKER-COWPER (01)","YVE-021","YVE",236.79]
[6001052124,"PARKER-COWPER (01)","YVE-021","YVE",236.78]
[6001052117,"PARKER-COWPER (01)","YVE-021","YVE",236.77]
[6001244030,"THE ESPLANADE-PLANTATION (02)","YVE-022","YVE",236.77]
[6001413251,"COWPER-YOUELL (01)","YVE-021","YVE",236.76]
[6001451424,"HALL 208-SIMCOCK (01)","YVE-012","YVE",236.76]
[6001280588,"THE ESPLANADE-PLANTATION (01)","YVE-022","YVE",236.75]
[6001064037,"THE ESPLANADE-PLANTATION (01)","YVE-022","YVE",236.75]
[6001451422,"HALL 208-SIMCOCK (01)","YVE-012","YVE",236.74]
[6001052128,"PARKER-COWPER (01)","YVE-021","YVE",236.74]
[6001254918,"COWPER-YOUELL (01)","YVE-021","YVE",236.73]
[6001064040,"THE ESPLANADE-PLANTATION (01)","YVE-022","YVE",236.73]
[6001065835,"WARRS-39 NO1 (03)","YVE-015","YVE",236.73]
[6001451425,"HALL 208-SIMCOCK (01)","YVE-012","YVE",236.72]
[6001059612,"PARKER-COWPER (01)","YVE-021","YVE",236.72]
[6001245180,"SIMPSON-BALLARAT (01)","YVE-024","YVE",236.72]
[6001322713,"THE ESPLANADE-PLANTATION (01)","YVE-022","YVE",236.72]
[6001451417,"HALL 208-SIMCOCK (01)","YVE-012","YVE",236.71]
[6001451423,"HALL 208-SIMCOCK (01)","YVE-012","YVE",236.7]
[6001451421,"HALL 208-SIMCOCK (01)","YVE-012","YVE",236.68]
[6001319644,"THE ESPLANADE-PLANTATION (01)","YVE-022","YVE",236.68]
[6001065388,"WARRS-39 NO1 (04)","YVE-015","YVE",236.68]
[6001022674,"THE ESPLANADE-PLANTATION (01)","YVE-022","YVE",236.67]
[6001451407,"HALL 208-SIMCOCK (01)","YVE-012","YVE",236.66]
[6001451416,"HALL 208-SIMCOCK (01)","YVE-012","YVE",236.65]
[6001063550,"BLOOMFIELD-ROSAMOND (01)","YVE-015","YVE",236.63]
[6001052120,"PARKER-COWPER (01)","YVE-021","YVE",236.62]
[6001065408,"WARRS-39 NO1 (04)","YVE-015","YVE",236.61]
[6001451418,"HALL 208-SIMCOCK (01)","YVE-012","YVE",236.6]
[6001451420,"HALL 208-SIMCOCK (01)","YVE-012","YVE",236.59]
[6001451416,"HALL 208-SIMCOCK (01)","YVE-012","YVE",236.55]
[6001451420,"HALL 208-SIMCOCK (01)","YVE-012","YVE",236.55]
[6001063747,"THE ESPLANADE-PLANTATION (02)","YVE-022","YVE",236.55]
[6001039414,"COWPER-YOUELL (01)","YVE-021","YVE",236.54]
[6001451409,"HALL 208-SIMCOCK (01)","YVE-012","YVE",236.54]
[6001395633,"THE ESPLANADE-PLANTATION (01)","YVE-022","YVE",236.51]
[6001451408,"HALL 208-SIMCOCK (01)","YVE-012","YVE",236.47]
[6001451413,"HALL 208-SIMCOCK (01)","YVE-012","YVE",236.46]
[6001451412,"HALL 208-SIMCOCK (01)","YVE-012","YVE",236.46]
[6001064037,"THE ESPLANADE-PLANTATION (01)","YVE-022","YVE",236.46]
[6001065794,"WARRS-39 NO1 (03)","YVE-015","YVE",236.45]
[6001254918,"COWPER-YOUELL (01)","YVE-021","YVE",236.43]
[6001451418,"HALL 208-SIMCOCK (01)","YVE-012","YVE",236.42]
[6001432788,"HALL 208-SIMCOCK (01)","YVE-012","YVE",236.42]
[6001451421,"HALL 208-SIMCOCK (01)","YVE-012","YVE",236.4]
[6001451415,"HALL 208-SIMCOCK (01)","YVE-012","YVE",236.4]
[6001125568,"THE ESPLANADE-PLANTATION (01)","YVE-022","YVE",236.39]
[6001122869,"PARKER-COWPER (01)","YVE-021","YVE",236.37]
[6001065675,"WARRS-39 NO1 (03)","YVE-015","YVE",236.35]
[6001064040,"THE ESPLANADE-PLANTATION (01)","YVE-022","YVE",236.34]
[6001451411,"HALL 208-SIMCOCK (01)","YVE-012","YVE",236.33]
[6001234712,"THE ESPLANADE-PLANTATION (01)","YVE-022","YVE",236.32]
[6001409282,"COWPER-YOUELL (01)","YVE-021","YVE",236.3]
[6001259195,"WARRS-39 NO1 (04)","YVE-015","YVE",236.3]
[6001451414,"HALL 208-SIMCOCK (01)","YVE-012","YVE",236.27]
[6001065391,"WARRS-39 NO1 (04)","YVE-015","YVE",236.27]
[6001052973,"SIMPSON-BALLARAT (01)","YVE-024","YVE",236.26]
[6001064036,"THE ESPLANADE-PLANTATION (01)","YVE-022","YVE",236.25]
[6001253010,"COWPER-YOUELL (01)","YVE-021","YVE",236.23]
[6001065379,"WARRS-39 NO1 (04)","YVE-015","YVE",236.23]
[6001065849,"WARRS-39 NO1 (03)","YVE-015","YVE",236.22]
[6001065856,"WARRS-39 NO1 (03)","YVE-015","YVE",236.21]
[6001451417,"HALL 208-SIMCOCK (01)","YVE-012","YVE",236.2]
[6001065392,"WARRS-39 NO1 (04)","YVE-015","YVE",236.18]
[6001243591,"WARRS-39 NO1 (04)","YVE-015","YVE",236.18]
[6001413251,"COWPER-YOUELL (01)","YVE-021","YVE",236.15]
[6001065541,"WARRS-39 NO1 (03)","YVE-015","YVE",236.15]
[6001451422,"HALL 208-SIMCOCK (01)","YVE-012","YVE",236.14]
[6001065802,"WARRS-39 NO1 (03)","YVE-015","YVE",236.14]
[6001413250,"COWPER-YOUELL (01)","YVE-021","YVE",236.11]
[6001451410,"HALL 208-SIMCOCK (01)","YVE-012","YVE",236.1]
[6001246250,"WARRS-39 NO1 (04)","YVE-015","YVE",236.1]
[6001065729,"WARRS-39 NO1 (03)","YVE-015","YVE",236.09]
[6001451426,"HALL 208-SIMCOCK (01)","YVE-012","YVE",236.08]
[6001451412,"HALL 208-SIMCOCK (01)","YVE-012","YVE",236.05]
[6001451409,"HALL 208-SIMCOCK (01)","YVE-012","YVE",236.04]
[6001262446,"COWPER-YOUELL (01)","YVE-021","YVE",236.03]
[6001065389,"WARRS-39 NO1 (04)","YVE-015","YVE",236.02]
[6001495003,"THE ESPLANADE-PLANTATION (01)","YVE-022","YVE",236]
[6001511223,"THE ESPLANADE-PLANTATION (01)","YVE-022","YVE",236]
[6001045429,"WARRS-39 NO1 (03)","YVE-015","YVE",236]
[6001065829,"WARRS-39 NO1 (03)","YVE-015","YVE",235.96]
[6001413248,"COWPER-YOUELL (01)","YVE-021","YVE",235.94]
[6001065390,"WARRS-39 NO1 (04)","YVE-015","YVE",235.94]
[6001451419,"HALL 208-SIMCOCK (01)","YVE-012","YVE",235.93]
[6001309782,"THE ESPLANADE-PLANTATION (01)","YVE-022","YVE",235.91]
[6001065881,"WARRS-39 NO1 (03)","YVE-015","YVE",235.89]
[6001451419,"HALL 208-SIMCOCK (01)","YVE-012","YVE",235.88]
[6001018754,"THE ESPLANADE-PLANTATION (01)","YVE-022","YVE",235.87]
[6001039414,"COWPER-YOUELL (01)","YVE-021","YVE",235.82]
[6001254918,"COWPER-YOUELL (01)","YVE-021","YVE",235.82]
[6001065395,"WARRS-39 NO1 (04)","YVE-015","YVE",235.8]
[6001126188,"WARRS-39 NO1 (04)","YVE-015","YVE",235.78]
[6001065377,"WARRS-39 NO1 (04)","YVE-015","YVE",235.72]
[6001309782,"THE ESPLANADE-PLANTATION (01)","YVE-022","YVE",235.66]
[6001065378,"WARRS-39 NO1 (04)","YVE-015","YVE",235.62]
[6001063560,"BLOOMFIELD-ROSAMOND (01)","YVE-015","YVE",235.59]
[6001413249,"COWPER-YOUELL (01)","YVE-021","YVE",235.59]
[6001052255,"PARKER-COWPER (01)","YVE-021","YVE",235.5]
[6001451425,"HALL 208-SIMCOCK (01)","YVE-012","YVE",235.46]
[6001413249,"COWPER-YOUELL (01)","YVE-021","YVE",235.4]
[6001451423,"HALL 208-SIMCOCK (01)","YVE-012","YVE",235.36]
[6001052256,"PARKER-COWPER (01)","YVE-021","YVE",235.16]
[6001065435,"PARKER-COWPER (01)","YVE-021","YVE",235.1]
[6001346959,"COWPER-YOUELL (01)","YVE-021","YVE",235.02]
[6001198363,"COWPER-YOUELL (01)","YVE-021","YVE",234.85]
[6001346959,"COWPER-YOUELL (01)","YVE-021","YVE",234.73]
[6001413249,"COWPER-YOUELL (01)","YVE-021","YVE",234.67]
[6001014711,"COWPER-YOUELL (01)","YVE-021","YVE",234.39]
[6001198363,"COWPER-YOUELL (01)","YVE-021","YVE",234.19]
[6001346959,"COWPER-YOUELL (01)","YVE-021","YVE",234.07]
[6001198363,"COWPER-YOUELL (01)","YVE-021","YVE",233.84]
[6001014711,"COWPER-YOUELL (01)","YVE-021","YVE",233.7]
[6001014711,"COWPER-YOUELL (01)","YVE-021","YVE",233.29]
[6001124200,"CLYDE-THE ESPLANADE (02)","YVE-022","YVE",222.64]