## Cover
Powercor
Regulatory proposal 2026-31
Drysdale supply area
| Model number: | 3.03
2025-01-31
12

## Summary
Powercor
Drysdale supply area
SUMMARY
RESULTS
|  |  |  | PV of costs | PV of benefits | NPV
| Option |  |  | 2026-06-30 | 2026-06-30 | 2026-06-30
| Option 1 (base case) | No change to existing practices |  | 0 | 0 | 0
| Option 2 | Install third transformer at DDL |  | -4.688 | 79.6604 | 74.9724
| Option 3 | Install new feeders to transfer loads from DDL to GLE |  | -2.11 | 60.6455 | 58.5354
| Option 4 | 0
| Option 5 | 0
NPV
| Preferred option: |  |  | 2026-06-30
| Option 2 | Install third transformer at DDL |  | 74.9724
PREFERRED OPTION
Preferred Option
Option 2
| Expenditure forecast | 2026-06-30 | 2026-27 | 2027-28 | 2028-29 | 2029-30 | 2030-31 |  | Total
| Capital expenditure |  | 4.2288 | 4.2288 | 0 | 0 | 0 |  | 8.4577
| Operating expenditure |  | 0 | 0 | 0 | 0 | 0 |  | 0
CHART
| Capex and risk ($M, 2026) |  | Value of expected unserved energy ($M, 2026)
SENSITIVITIES
| Sensitivity | 2026-06-30 | Option 1 (base case) | Option 2 | Option 3 | Option 4 | Option 5 |  | Preferred option
| None |  | 0 | 74.9724 | 58.5354 |  |  |  | Option 2
| Capex 10% higher |  | 0 | 74.5036 | 58.3244 |  |  |  | Option 2
| Capex 10% lower |  | 0 | 75.4412 | 58.7464 |  |  |  | Option 2
| Total benefits 10% higher |  | 0 | 82.9385 | 64.6 |  |  |  | Option 2
| Total benefits 10% lower |  | 0 | 67.0064 | 52.4709 |  |  |  | Option 2
| Capex 10% higher & Total benefits 10% lower |  | 0 | 66.5376 | 52.2599 |  |  |  | Option 2
| 0 | [7 empty] | #NAME?
| 0 | [6 empty] | 0 | #NAME?
|  | 0 | [6 empty] | #NAME?
0

## Assumptions
Powercor
Drysdale supply area
Project
|  | Business: |  | Powercor
|  | Descripton: |  | Drysdale supply area
|  | Date of cost inputs: |  | December |  | 2023
|  | Option |  | Description
|  | Option 1 (base case) |  | No change to existing practices
|  | Option 2 |  | Install third transformer at DDL
|  | Option 3 |  | Install new feeders to transfer loads from DDL to GLE
Option 4
Option 5
|  | Compliance project |  | No
|  | Expenditure starts |  | 2026-27 | [start]
Timing & WACC
|  | Input dollars |  |  |  | 2023-12-31 | [input_dollars]
|  | Pre-tax real WACC |  |  |  | 3.5% | [real_disc]
|  | VCR date |  |  |  | 2023-12-31 | [vcr_date]
|  | Analysis period (years) |  |  |  | 20 | [years]\
|  | Output dollars |  |  |  | 2026-06-30 | [output_dollars]
|  | Other benefits date |  |  |  | 2023-12-31 | [custval_date]
|  | Value of CO2 reductions input date |  |  |  | 2023-06-30
VCR
|  | Enter ZSS code >> | eg. AR | DDL |  | Drysdale | 36243.9558 | 2023 VCR ($/MWh)
Risks
SAFETY
|  | Value of statistical life |  |  |  | 5400000 | 2023-06-30
|  | Value of injury |  |  |  | 0 | 2023-12-31
Disproportionate factors applied to various bushfire and other risk valuations
|  | Harm to property from network |  |  |  | 1
|  | Harm to property from bushfire |  |  |  | 1
|  | Harm to environment |  |  |  | 1
|  | Safety - Public trespass |  |  |  | 1
|  | Safety - Single fatality or serious injury ^ |  |  |  | 3
|  | Safety from bushfire in HBRA |  |  |  | 3
|  | Safety - Multiple fatality or serious injury ^ |  |  |  | 6
|  | Safety from bushfire (REFCL declared areas) |  |  |  | 6
|  | Safety from bushfire (electric line construction areas) |  |  |  | 10
^ Public or employee
|  | Incident type |  |  |  | Value | Probability | DF selected | Description/comment
|  | Safety (fatality) |  |  |  | 5607473.5197 | 0 | 0 | 0
|  | Safety (injury) |  |  |  | 0 | 0 | 0 | 0
UNPLANNED REPLACEMENT/REPAIR
|  | Major failure (replace) |  |  |  | 0 | 2023-12-31
|  | Minor failure (repair) |  |  |  | 0 | 2023-12-31
|  | Premium for failure |  |  |  | 20%
Other benefits
| ENVIRONMENTAL | [8 empty] | 2026-27 | 2027-28 | 2028-29 | 2029-30 | 2030-31 | 2031-32
|  | Value of CO2 reductions |  |  |  |  | 2023-06-30 | $/kWh |  | 0.02473 | 0.022341 | 0.020196 | 0.018063 | 0.015913 | 0.013715
| CUSTOMER VALUE |  |  |  |  | Value
|  | Reliability in worst-served areas |  |  |  | 151432.8174 | 2023-12-31 | per MWh
|  | Network resilience |  |  |  | 24590 | 2023-12-31 | per MWh
|  | Enabling solar exports |  |  |  | 88.3577 | 2023-12-31 | per MWh
|  | Aesthetics |  |  |  | 0 | 2023-12-31 | per customer
|  | Customer value of time - residential |  |  |  | 0.35181 | 2023-12-31 | per customer minute
|  | Customer value of time - business |  |  |  | 0.35181 | 2023-12-31 | per customer minute
|  | Communication |  |  |  | 0 | 2023-12-31 | per customer
|  | Information accessibility |  |  |  | 0 | 2023-12-31 | per customer
Sensitivities
[6 empty] | Capex | Total benefits
| 1 | Capex 10% higher |  |  |  | 10% | 0%
| 2 | Capex 10% lower |  |  |  | -10% | 0%
| 3 | Total benefits 10% higher |  |  |  | 0% | 10%
| 4 | Total benefits 10% lower |  |  |  | 0% | -10%
| 5 | Capex 10% higher & Total benefits 10% lower |  |  |  | 10% | -10%

## Option1 (base case)
Powercor
Drysdale supply area
OPTION 1 (base case)
Count |  |  |  |  | 0 | 1 | 2 | 3 | 4 | 5 | 6 | 7 | 8 | 9 | 10 | 11 | 12 | 13 | 14 | 15 | 16 | 17 | 18 | 19 | 20 | 21 | 22 | 23 | 24 | 25
Value of CO2 reductions |  |  |  | $/MWh |  | 24.7305 | 22.3407 | 20.1963 | 18.0629 | 15.9134 | 13.7151 | 13.7151 | 13.7151 | 13.7151 | 13.7151 | 13.7151 | 13.7151 | 13.7151 | 13.7151 | 13.7151 | 13.7151 | 13.7151 | 13.7151 | 13.7151 | 13.7151 | 13.7151 | 13.7151 | 13.7151 | 13.7151 | 13.7151
|  |  |  | Units | 2026-06-30 | 2026-27 | 2027-28 | 2028-29 | 2029-30 | 2030-31 | 2031-32 | 2032-33 | 2033-34 | 2034-35 | 2035-36 | 2036-37 | 2037-38 | 2038-39 | 2039-40 | 2040-41 | 2041-42 | 2042-43 | 2043-44 | 2044-45 | 2045-46 | 2046-47 | 2047-48 | 2048-49 | 2049-50 | 2050-51
INVESTMENT & OPERATING COST
| Capex |  | Asset life (yrs)
| < Enter description > |  | 0 | 2023-12-31 |  | 0 | 0 | 0 | 0 | 0 | 0 | 0 | 0 | 0 | 0 | 0 | 0 | 0 | 0 | 0 | 0 | 0 | 0 | 0 | 0 | 0 | 0 | 0 | 0 | 0
| < Enter description > |  | 0 | 2023-12-31 |  | 0 | 0 | 0 | 0 | 0 | 0 | 0 | 0 | 0 | 0 | 0 | 0 | 0 | 0 | 0 | 0 | 0 | 0 | 0 | 0 | 0 | 0 | 0 | 0 | 0
| < Enter description > |  | 0 | 2023-12-31 |  | 0 | 0 | 0 | 0 | 0 | 0 | 0 | 0 | 0 | 0 | 0 | 0 | 0 | 0 | 0 | 0 | 0 | 0 | 0 | 0 | 0 | 0 | 0 | 0 | 0
| Capital expenditure |  |  | 2023-12-31 |  | 0 | 0 | 0 | 0 | 0 | 0 | 0 | 0 | 0 | 0 | 0 | 0 | 0 | 0 | 0 | 0 | 0 | 0 | 0 | 0 | 0 | 0 | 0 | 0 | 0
| Operating expenditure |  |  | 2023-12-31 |  | 0 | 0 | 0 | 0 | 0 | 0 | 0 | 0 | 0 | 0 | 0 | 0 | 0 | 0 | 0 | 0 | 0 | 0 | 0 | 0 | 0 | 0 | 0 | 0 | 0
RISK ASSUMPTIONS
| PoF (major) |  |  |  |  | 0 | 0 | 0 | 0 | 0 | 0 | 0 | 0 | 0 | 0 | 0 | 0 | 0 | 0 | 0 | 0 | 0 | 0 | 0 | 0 | 0 | 0 | 0 | 0 | 0
| PoF (reparable) |  |  |  |  | 0 | 0 | 0 | 0 | 0 | 0 | 0 | 0 | 0 | 0 | 0 | 0 | 0 | 0 | 0 | 0 | 0 | 0 | 0 | 0 | 0 | 0 | 0 | 0 | 0
| Energy at risk (weighted) |  |  | MWh |  | 40.6888 | 52.3983 | 69.092 | 85.5479 | 102.4416 | 123.3023 | 152.9906 | 195.3848 | 195.3848 | 195.3848 | 195.3848 | 195.3848 | 195.3848 | 195.3848 | 195.3848 | 195.3848 | 195.3848 | 195.3848 | 195.3848 | 195.3848 | 195.3848 | 195.3848 | 195.3848 | 195.3848 | 195.3848
| Energy at risk value | $/MWh | 36243.9558 | 2023-12-31 |  | 1474723.02 | 1899120.4352 | 2504167.2748 | 3100593.2137 | 3712890.2512 | 4468961.8037 | 5544986.0279 | 7081517.1627 | 7081517.1627 | 7081517.1627 | 7081517.1627 | 7081517.1627 | 7081517.1627 | 7081517.1627 | 7081517.1627 | 7081517.1627 | 7081517.1627 | 7081517.1627 | 7081517.1627 | 7081517.1627 | 7081517.1627 | 7081517.1627 | 7081517.1627 | 7081517.1627 | 7081517.1627
| Safety consequence | (after DF) |  | 2023-12-31 |  | 0 | 0 | 0 | 0 | 0 | 0 | 0 | 0 | 0 | 0 | 0 | 0 | 0 | 0 | 0 | 0 | 0 | 0 | 0 | 0 | 0 | 0 | 0 | 0 | 0
| Unplanned replacements |  |  | 2023-12-31 |  | 0 | 0 | 0 | 0 | 0 | 0 | 0 | 0 | 0 | 0 | 0 | 0 | 0 | 0 | 0 | 0 | 0 | 0 | 0 | 0 | 0 | 0 | 0 | 0 | 0
| Environmental consequence | (after DF) |  | 2023-12-31 |  | 0 | 0 | 0 | 0 | 0 | 0 | 0 | 0 | 0 | 0 | 0 | 0 | 0 | 0 | 0 | 0 | 0 | 0 | 0 | 0 | 0 | 0 | 0 | 0 | 0
| < Other risk - enter description > |  |  | 2023-12-31 |  | 0 | 0 | 0 | 0 | 0 | 0 | 0 | 0 | 0 | 0 | 0 | 0 | 0 | 0 | 0 | 0 | 0 | 0 | 0 | 0 | 0 | 0 | 0 | 0 | 0
| < Other risk - enter description > |  |  | 2023-12-31 |  | 0 | 0 | 0 | 0 | 0 | 0 | 0 | 0 | 0 | 0 | 0 | 0 | 0 | 0 | 0 | 0 | 0 | 0 | 0 | 0 | 0 | 0 | 0 | 0 | 0
| Total risk cost |  |  |  |  | 1474723.02 | 1899120.4352 | 2504167.2748 | 3100593.2137 | 3712890.2512 | 4468961.8037 | 5544986.0279 | 7081517.1627 | 7081517.1627 | 7081517.1627 | 7081517.1627 | 7081517.1627 | 7081517.1627 | 7081517.1627 | 7081517.1627 | 7081517.1627 | 7081517.1627 | 7081517.1627 | 7081517.1627 | 7081517.1627 | 7081517.1627 | 7081517.1627 | 7081517.1627 | 7081517.1627 | 7081517.1627
OTHER BENEFITS
| Reduction in CO2 emissions |  |  | MWh |  | 0 | 0 | 0 | 0 | 0 | 0 | 0 | 0 | 0 | 0 | 0 | 0 | 0 | 0 | 0 | 0 | 0 | 0 | 0 | 0 | 0 | 0 | 0 | 0 | 0
| Value of reduction in CO2 emissions |  |  | $ |  | 0 | 0 | 0 | 0 | 0 | 0 | 0 | 0 | 0 | 0 | 0 | 0 | 0 | 0 | 0 | 0 | 0 | 0 | 0 | 0 | 0 | 0 | 0 | 0 | 0
| Reliability in worst-served areas | $/MWh | 151432.8174 | MWh |  | 0 | 0 | 0 | 0 | 0 | 0 | 0 | 0 | 0 | 0 | 0 | 0 | 0 | 0 | 0 | 0 | 0 | 0 | 0 | 0 | 0 | 0 | 0 | 0 | 0
| Network resilience | $/MWh | 24590 | MWh |  | 0 | 0 | 0 | 0 | 0 | 0 | 0 | 0 | 0 | 0 | 0 | 0 | 0 | 0 | 0 | 0 | 0 | 0 | 0 | 0 | 0 | 0 | 0 | 0 | 0
| Enabling solar exports | $/MWh | 88.3577 | MWh |  | 0 | 0 | 0 | 0 | 0 | 0 | 0 | 0 | 0 | 0 | 0 | 0 | 0 | 0 | 0 | 0 | 0 | 0 | 0 | 0 | 0 | 0 | 0 | 0 | 0
| Aesthetics | $/customer | 0 | customers |  | 0 | 0 | 0 | 0 | 0 | 0 | 0 | 0 | 0 | 0 | 0 | 0 | 0 | 0 | 0 | 0 | 0 | 0 | 0 | 0 | 0 | 0 | 0 | 0 | 0
| Customer value of time (res) | $/customer min | 0.35181 | mins |  | 0 | 0 | 0 | 0 | 0 | 0 | 0 | 0 | 0 | 0 | 0 | 0 | 0 | 0 | 0 | 0 | 0 | 0 | 0 | 0 | 0 | 0 | 0 | 0 | 0
| Customer value of time (bus) | $/customer min | 0.35181 | mins |  | 0 | 0 | 0 | 0 | 0 | 0 | 0 | 0 | 0 | 0 | 0 | 0 | 0 | 0 | 0 | 0 | 0 | 0 | 0 | 0 | 0 | 0 | 0 | 0 | 0
| Communication | $/customer | 0 | customers |  | 0 | 0 | 0 | 0 | 0 | 0 | 0 | 0 | 0 | 0 | 0 | 0 | 0 | 0 | 0 | 0 | 0 | 0 | 0 | 0 | 0 | 0 | 0 | 0 | 0
| Information accessibility | $/customer | 0 | customers |  | 0 | 0 | 0 | 0 | 0 | 0 | 0 | 0 | 0 | 0 | 0 | 0 | 0 | 0 | 0 | 0 | 0 | 0 | 0 | 0 | 0 | 0 | 0 | 0 | 0
| Other benefits 1 |  |  | 2023-12-31 |  | 0 | 0 | 0 | 0 | 0 | 0 | 0 | 0 | 0 | 0 | 0 | 0 | 0 | 0 | 0 | 0 | 0 | 0 | 0 | 0 | 0 | 0 | 0 | 0 | 0
| Other benefits 2 |  |  | 2023-12-31 |  | 0 | 0 | 0 | 0 | 0 | 0 | 0 | 0 | 0 | 0 | 0 | 0 | 0 | 0 | 0 | 0 | 0 | 0 | 0 | 0 | 0 | 0 | 0 | 0 | 0
| Total other benefits |  |  | 2023-12-31 |  | 0 | 0 | 0 | 0 | 0 | 0 | 0 | 0 | 0 | 0 | 0 | 0 | 0 | 0 | 0 | 0 | 0 | 0 | 0 | 0 | 0 | 0 | 0 | 0 | 0
SUMMARY
| Risks mitigated vs base case |  |  | 2023-12-31
Capital expenditure
| < Enter description > |  |  | 2023-12-31 |  | 0 | 0 | 0 | 0 | 0 | 0 | 0 | 0 | 0 | 0 | 0 | 0 | 0 | 0 | 0 | 0 | 0 | 0 | 0 | 0 | 0 | 0 | 0 | 0 | 0
| < Enter description > |  |  | 2023-12-31 |  | 0 | 0 | 0 | 0 | 0 | 0 | 0 | 0 | 0 | 0 | 0 | 0 | 0 | 0 | 0 | 0 | 0 | 0 | 0 | 0 | 0 | 0 | 0 | 0 | 0
| < Enter description > |  |  | 2023-12-31 |  | 0 | 0 | 0 | 0 | 0 | 0 | 0 | 0 | 0 | 0 | 0 | 0 | 0 | 0 | 0 | 0 | 0 | 0 | 0 | 0 | 0 | 0 | 0 | 0 | 0
Cumulative capex
| < Enter description > |  |  | 2023-12-31 |  | 0 | 0 | 0 | 0 | 0 | 0 | 0 | 0 | 0 | 0 | 0 | 0 | 0 | 0 | 0 | 0 | 0 | 0 | 0 | 0 | 0 | 0 | 0 | 0 | 0
| < Enter description > |  |  | 2023-12-31 |  | 0 | 0 | 0 | 0 | 0 | 0 | 0 | 0 | 0 | 0 | 0 | 0 | 0 | 0 | 0 | 0 | 0 | 0 | 0 | 0 | 0 | 0 | 0 | 0 | 0
| < Enter description > |  |  | 2023-12-31 |  | 0 | 0 | 0 | 0 | 0 | 0 | 0 | 0 | 0 | 0 | 0 | 0 | 0 | 0 | 0 | 0 | 0 | 0 | 0 | 0 | 0 | 0 | 0 | 0 | 0
Annualised capex
| Annualised capex - < Enter description > |  |  | 2023-12-31 |  | 0 | 0 | 0 | 0 | 0 | 0 | 0 | 0 | 0 | 0 | 0 | 0 | 0 | 0 | 0 | 0 | 0 | 0 | 0 | 0 | 0 | 0 | 0 | 0 | 0
| Annualised capex - < Enter description > |  |  | 2023-12-31 |  | 0 | 0 | 0 | 0 | 0 | 0 | 0 | 0 | 0 | 0 | 0 | 0 | 0 | 0 | 0 | 0 | 0 | 0 | 0 | 0 | 0 | 0 | 0 | 0 | 0
| Annualised capex - < Enter description > |  |  | 2023-12-31 |  | 0 | 0 | 0 | 0 | 0 | 0 | 0 | 0 | 0 | 0 | 0 | 0 | 0 | 0 | 0 | 0 | 0 | 0 | 0 | 0 | 0 | 0 | 0 | 0 | 0
| Total annualised capex |  |  | 2023-12-31 |  | 0 | 0 | 0 | 0 | 0 | 0 | 0 | 0 | 0 | 0 | 0 | 0 | 0 | 0 | 0 | 0 | 0 | 0 | 0 | 0 | 0 | 0 | 0 | 0 | 0
| Annualised capex |  |  | 2023-12-31 |  | 0 | 0 | 0 | 0 | 0 | 0 | 0 | 0 | 0 | 0 | 0 | 0 | 0 | 0 | 0 | 0 | 0 | 0 | 0 | 0 | 0 | 0 | 0 | 0 | 0
| Operating expenditure |  |  | 2023-12-31 |  | 0 | 0 | 0 | 0 | 0 | 0 | 0 | 0 | 0 | 0 | 0 | 0 | 0 | 0 | 0 | 0 | 0 | 0 | 0 | 0 | 0 | 0 | 0 | 0 | 0
| Risk mitigated |  |  | 2023-12-31 |  | 0 | 0 | 0 | 0 | 0 | 0 | 0 | 0 | 0 | 0 | 0 | 0 | 0 | 0 | 0 | 0 | 0 | 0 | 0 | 0 | 0 | 0 | 0 | 0 | 0
| Other benefits value |  |  | 2023-12-31 |  | 0 | 0 | 0 | 0 | 0 | 0 | 0 | 0 | 0 | 0 | 0 | 0 | 0 | 0 | 0 | 0 | 0 | 0 | 0 | 0 | 0 | 0 | 0 | 0 | 0
| Net benefits |  |  | 2023-12-31 |  | 0 | 0 | 0 | 0 | 0 | 0 | 0 | 0 | 0 | 0 | 0 | 0 | 0 | 0 | 0 | 0 | 0 | 0 | 0 | 0 | 0 | 0 | 0 | 0 | 0
SENSITIVITIES
NPV | Net benefits |  |  | Option 1 (Base Case)NPV |  | 0 | 0 | 0 | 0 | 0 | 0 | 0 | 0 | 0 | 0 | 0 | 0 | 0 | 0 | 0 | 0 | 0 | 0 | 0 | 0 | 0 | 0 | 0 | 0 | 0
| Total annualised capex |  |  |  |  | 0 | 0 | 0 | 0 | 0 | 0 | 0 | 0 | 0 | 0 | 0 | 0 | 0 | 0 | 0 | 0 | 0 | 0 | 0 | 0 | 0 | 0 | 0 | 0 | 0
| Total benefits |  |  |  |  | 0 | 0 | 0 | 0 | 0 | 0 | 0 | 0 | 0 | 0 | 0 | 0 | 0 | 0 | 0 | 0 | 0 | 0 | 0 | 0 | 0 | 0 | 0 | 0 | 0
|  | Capex | Total benefits
sens1 | Capex 10% higher | 10% | 0% | Option 1 (Base Case)sens1 |  | 0 | 0 | 0 | 0 | 0 | 0 | 0 | 0 | 0 | 0 | 0 | 0 | 0 | 0 | 0 | 0 | 0 | 0 | 0 | 0 | 0 | 0 | 0 | 0 | 0
sens2 | Capex 10% lower | -10% | 0% | Option 1 (Base Case)sens2 |  | 0 | 0 | 0 | 0 | 0 | 0 | 0 | 0 | 0 | 0 | 0 | 0 | 0 | 0 | 0 | 0 | 0 | 0 | 0 | 0 | 0 | 0 | 0 | 0 | 0
sens3 | Total benefits 10% higher | 0% | 10% | Option 1 (Base Case)sens3 |  | 0 | 0 | 0 | 0 | 0 | 0 | 0 | 0 | 0 | 0 | 0 | 0 | 0 | 0 | 0 | 0 | 0 | 0 | 0 | 0 | 0 | 0 | 0 | 0 | 0
sens4 | Total benefits 10% lower | 0% | -10% | Option 1 (Base Case)sens4 |  | 0 | 0 | 0 | 0 | 0 | 0 | 0 | 0 | 0 | 0 | 0 | 0 | 0 | 0 | 0 | 0 | 0 | 0 | 0 | 0 | 0 | 0 | 0 | 0 | 0
sens5 | Capex 10% higher & Total benefits 10% lower | 10% | -10% | Option 1 (Base Case)sens5 |  | 0 | 0 | 0 | 0 | 0 | 0 | 0 | 0 | 0 | 0 | 0 | 0 | 0 | 0 | 0 | 0 | 0 | 0 | 0 | 0 | 0 | 0 | 0 | 0 | 0
sens | 0 | 0% | 0% | Option 1 (Base Case)sens |  | 0 | 0 | 0 | 0 | 0 | 0 | 0 | 0 | 0 | 0 | 0 | 0 | 0 | 0 | 0 | 0 | 0 | 0 | 0 | 0 | 0 | 0 | 0 | 0 | 0
sens | 0 | 0% | 0% | Option 1 (Base Case)sens |  | 0 | 0 | 0 | 0 | 0 | 0 | 0 | 0 | 0 | 0 | 0 | 0 | 0 | 0 | 0 | 0 | 0 | 0 | 0 | 0 | 0 | 0 | 0 | 0 | 0
sens | 0 | 0% | 0% | Option 1 (Base Case)sens |  | 0 | 0 | 0 | 0 | 0 | 0 | 0 | 0 | 0 | 0 | 0 | 0 | 0 | 0 | 0 | 0 | 0 | 0 | 0 | 0 | 0 | 0 | 0 | 0 | 0

## Option2
Powercor
Drysdale supply area
OPTION 2 | Install third transformer at DDL
Count |  |  |  |  | 1 | 2 | 3 | 4 | 5 | 6 | 7 | 8 | 9 | 10 | 11 | 12 | 13 | 14 | 15 | 16 | 17 | 18 | 19 | 20 | 21 | 22 | 23 | 24 | 25
Value of CO2 reductions |  |  |  | $/MWh | 24.7305 | 22.3407 | 20.1963 | 18.0629 | 15.9134 | 13.7151 | 13.7151 | 13.7151 | 13.7151 | 13.7151 | 13.7151 | 13.7151 | 13.7151 | 13.7151 | 13.7151 | 13.7151 | 13.7151 | 13.7151 | 13.7151 | 13.7151 | 13.7151 | 13.7151 | 13.7151 | 13.7151 | 13.7151
|  |  |  | Units | 2026-27 | 2027-28 | 2028-29 | 2029-30 | 2030-31 | 2031-32 | 2032-33 | 2033-34 | 2034-35 | 2035-36 | 2036-37 | 2037-38 | 2038-39 | 2039-40 | 2040-41 | 2041-42 | 2042-43 | 2043-44 | 2044-45 | 2045-46 | 2046-47 | 2047-48 | 2048-49 | 2049-50 | 2050-51
INVESTMENT & OPERATING COST
| Capex |  | Asset life (yrs)
| New third transformer |  | 50 | 2023-12-31 | 3799793 | 3799793 | 0 | 0 | 0 | 0 | 0 | 0 | 0 | 0 | 0 | 0 | 0 | 0 | 0 | 0 | 0 | 0 | 0 | 0 | 0 | 0 | 0 | 0 | 0
|  |  | 0 | 2023-12-31 | 0 | 0 | 0 | 0 | 0 | 0 | 0 | 0 | 0 | 0 | 0 | 0 | 0 | 0 | 0 | 0 | 0 | 0 | 0 | 0 | 0 | 0 | 0 | 0 | 0
|  |  | 0 | 2023-12-31 | 0 | 0 | 0 | 0 | 0 | 0 | 0 | 0 | 0 | 0 | 0 | 0 | 0 | 0 | 0 | 0 | 0 | 0 | 0 | 0 | 0 | 0 | 0 | 0 | 0
| Capital expenditure |  |  | 2023-12-31 | 3799793 | 3799793 | 0 | 0 | 0 | 0 | 0 | 0 | 0 | 0 | 0 | 0 | 0 | 0 | 0 | 0 | 0 | 0 | 0 | 0 | 0 | 0 | 0 | 0 | 0
| Operating expenditure |  |  | 2023-12-31 | 0 | 0 | 0 | 0 | 0 | 0 | 0 | 0 | 0 | 0 | 0 | 0 | 0 | 0 | 0 | 0 | 0 | 0 | 0 | 0 | 0 | 0 | 0 | 0 | 0
RISK ASSUMPTIONS
| PoF (major) |  |  |  | 0 | 0 | 0 | 0 | 0 | 0 | 0 | 0 | 0 | 0 | 0 | 0 | 0 | 0 | 0 | 0 | 0 | 0 | 0 | 0 | 0 | 0 | 0 | 0 | 0
| PoF (reparable) |  |  |  | 0 | 0 | 0 | 0 | 0 | 0 | 0 | 0 | 0 | 0 | 0 | 0 | 0 | 0 | 0 | 0 | 0 | 0 | 0 | 0 | 0 | 0 | 0 | 0 | 0
| Energy at risk (weighted) |  |  | MWh | 40.6888 | 52.3983 | 1.3402 | 2.1031 | 3.0173 | 4.2247 | 5.9887 | 8.7584 | 8.7584 | 8.7584 | 8.7584 | 8.7584 | 8.7584 | 8.7584 | 8.7584 | 8.7584 | 8.7584 | 8.7584 | 8.7584 | 8.7584 | 8.7584 | 8.7584 | 8.7584 | 8.7584 | 8.7584
| Energy at risk value | $/MWh | 36243.9558 | 2023-12-31 | 1474723.02 | 1899120.4352 | 48575.6691 | 76224.4562 | 109360.6214 | 153118.2025 | 217053.794 | 317437.491 | 317437.491 | 317437.491 | 317437.491 | 317437.491 | 317437.491 | 317437.491 | 317437.491 | 317437.491 | 317437.491 | 317437.491 | 317437.491 | 317437.491 | 317437.491 | 317437.491 | 317437.491 | 317437.491 | 317437.491
| Safety consequence | (after DF) |  | 2023-12-31 | 0 | 0 | 0 | 0 | 0 | 0 | 0 | 0 | 0 | 0 | 0 | 0 | 0 | 0 | 0 | 0 | 0 | 0 | 0 | 0 | 0 | 0 | 0 | 0 | 0
| Unplanned replacements |  |  | 2023-12-31 | 0 | 0 | 0 | 0 | 0 | 0 | 0 | 0 | 0 | 0 | 0 | 0 | 0 | 0 | 0 | 0 | 0 | 0 | 0 | 0 | 0 | 0 | 0 | 0 | 0
| Environmental consequence | (after DF) |  | 2023-12-31 | 0 | 0 | 0 | 0 | 0 | 0 | 0 | 0 | 0 | 0 | 0 | 0 | 0 | 0 | 0 | 0 | 0 | 0 | 0 | 0 | 0 | 0 | 0 | 0 | 0
| < Other risk - enter description > |  |  | 2023-12-31 | 0 | 0 | 0 | 0 | 0 | 0 | 0 | 0 | 0 | 0 | 0 | 0 | 0 | 0 | 0 | 0 | 0 | 0 | 0 | 0 | 0 | 0 | 0 | 0 | 0
| < Other risk - enter description > |  |  | 2023-12-31 | 0 | 0 | 0 | 0 | 0 | 0 | 0 | 0 | 0 | 0 | 0 | 0 | 0 | 0 | 0 | 0 | 0 | 0 | 0 | 0 | 0 | 0 | 0 | 0 | 0
| Total risk cost |  |  |  | 1474723.02 | 1899120.4352 | 48575.6691 | 76224.4562 | 109360.6214 | 153118.2025 | 217053.794 | 317437.491 | 317437.491 | 317437.491 | 317437.491 | 317437.491 | 317437.491 | 317437.491 | 317437.491 | 317437.491 | 317437.491 | 317437.491 | 317437.491 | 317437.491 | 317437.491 | 317437.491 | 317437.491 | 317437.491 | 317437.491
OTHER BENEFITS
| Reduction in CO2 emissions |  |  | MWh | 0 | 0 | 0 | 0 | 0 | 0 | 0 | 0 | 0 | 0 | 0 | 0 | 0 | 0 | 0 | 0 | 0 | 0 | 0 | 0 | 0 | 0 | 0 | 0 | 0
| Value of reduction in CO2 emissions |  |  | $ | 0 | 0 | 0 | 0 | 0 | 0 | 0 | 0 | 0 | 0 | 0 | 0 | 0 | 0 | 0 | 0 | 0 | 0 | 0 | 0 | 0 | 0 | 0 | 0 | 0
| Reliability in worst-served areas | $/MWh | 151432.8174 | MWh | 0 | 0 | 0 | 0 | 0 | 0 | 0 | 0 | 0 | 0 | 0 | 0 | 0 | 0 | 0 | 0 | 0 | 0 | 0 | 0 | 0 | 0 | 0 | 0 | 0
| Network resilience | $/MWh | 24590 | MWh | 0 | 0 | 0 | 0 | 0 | 0 | 0 | 0 | 0 | 0 | 0 | 0 | 0 | 0 | 0 | 0 | 0 | 0 | 0 | 0 | 0 | 0 | 0 | 0 | 0
| Enabling solar exports | $/MWh | 88.3577 | MWh | 0 | 0 | 0 | 0 | 0 | 0 | 0 | 0 | 0 | 0 | 0 | 0 | 0 | 0 | 0 | 0 | 0 | 0 | 0 | 0 | 0 | 0 | 0 | 0 | 0
| Aesthetics | $/customer | 0 | customers | 0 | 0 | 0 | 0 | 0 | 0 | 0 | 0 | 0 | 0 | 0 | 0 | 0 | 0 | 0 | 0 | 0 | 0 | 0 | 0 | 0 | 0 | 0 | 0 | 0
| Customer value of time - residential | $/customer min | 0.35181 | mins | 0 | 0 | 0 | 0 | 0 | 0 | 0 | 0 | 0 | 0 | 0 | 0 | 0 | 0 | 0 | 0 | 0 | 0 | 0 | 0 | 0 | 0 | 0 | 0 | 0
| Customer value of time - business | $/customer min | 0.35181 | mins | 0 | 0 | 0 | 0 | 0 | 0 | 0 | 0 | 0 | 0 | 0 | 0 | 0 | 0 | 0 | 0 | 0 | 0 | 0 | 0 | 0 | 0 | 0 | 0 | 0
| Communication | $/customer | 0 | customers | 0 | 0 | 0 | 0 | 0 | 0 | 0 | 0 | 0 | 0 | 0 | 0 | 0 | 0 | 0 | 0 | 0 | 0 | 0 | 0 | 0 | 0 | 0 | 0 | 0
| Information accessibility | $/customer | 0 | customers | 0 | 0 | 0 | 0 | 0 | 0 | 0 | 0 | 0 | 0 | 0 | 0 | 0 | 0 | 0 | 0 | 0 | 0 | 0 | 0 | 0 | 0 | 0 | 0 | 0
| Other benefits 1 |  |  | 2023-12-31 | 0 | 0 | 0 | 0 | 0 | 0 | 0 | 0 | 0 | 0 | 0 | 0 | 0 | 0 | 0 | 0 | 0 | 0 | 0 | 0 | 0 | 0 | 0 | 0 | 0
| Other benefits 2 |  |  | 2023-12-31 | 0 | 0 | 0 | 0 | 0 | 0 | 0 | 0 | 0 | 0 | 0 | 0 | 0 | 0 | 0 | 0 | 0 | 0 | 0 | 0 | 0 | 0 | 0 | 0 | 0
| Total other benefits |  |  | 2023-12-31 | 0 | 0 | 0 | 0 | 0 | 0 | 0 | 0 | 0 | 0 | 0 | 0 | 0 | 0 | 0 | 0 | 0 | 0 | 0 | 0 | 0 | 0 | 0 | 0 | 0
SUMMARY
| Risks mitigated vs base case |  |  | 2023-12-31 | 0 | 0 | 2455591.6057 | 3024368.7575 | 3603529.6298 | 4315843.6013 | 5327932.2339 | 6764079.6717 | 6764079.6717 | 6764079.6717 | 6764079.6717 | 6764079.6717 | 6764079.6717 | 6764079.6717 | 6764079.6717 | 6764079.6717 | 6764079.6717 | 6764079.6717 | 6764079.6717 | 6764079.6717 | 6764079.6717 | 6764079.6717 | 6764079.6717 | 6764079.6717 | 6764079.6717
Capital expenditure
| New third transformer |  |  | 2023-12-31 | -3799793 | -3799793 | 0 | 0 | 0 | 0 | 0 | 0 | 0 | 0 | 0 | 0 | 0 | 0 | 0 | 0 | 0 | 0 | 0 | 0 | 0 | 0 | 0 | 0 | 0
| 0 |  |  | 2023-12-31 | 0 | 0 | 0 | 0 | 0 | 0 | 0 | 0 | 0 | 0 | 0 | 0 | 0 | 0 | 0 | 0 | 0 | 0 | 0 | 0 | 0 | 0 | 0 | 0 | 0
| 0 |  |  | 2023-12-31 | 0 | 0 | 0 | 0 | 0 | 0 | 0 | 0 | 0 | 0 | 0 | 0 | 0 | 0 | 0 | 0 | 0 | 0 | 0 | 0 | 0 | 0 | 0 | 0 | 0
Cumulative capex
| New third transformer |  |  | 2023-12-31 | -3799793 | -7599586 | -7599586 | -7599586 | -7599586 | -7599586 | -7599586 | -7599586 | -7599586 | -7599586 | -7599586 | -7599586 | -7599586 | -7599586 | -7599586 | -7599586 | -7599586 | -7599586 | -7599586 | -7599586 | -7599586 | -7599586 | -7599586 | -7599586 | -7599586
| 0 |  |  | 2023-12-31 | 0 | 0 | 0 | 0 | 0 | 0 | 0 | 0 | 0 | 0 | 0 | 0 | 0 | 0 | 0 | 0 | 0 | 0 | 0 | 0 | 0 | 0 | 0 | 0 | 0
| 0 |  |  | 2023-12-31 | 0 | 0 | 0 | 0 | 0 | 0 | 0 | 0 | 0 | 0 | 0 | 0 | 0 | 0 | 0 | 0 | 0 | 0 | 0 | 0 | 0 | 0 | 0 | 0 | 0
Annualised capex
| Annualised capex - New third transformer |  |  | 2023-12-31 | 0 | -161999.2712 | -323998.5424 | -323998.5424 | -323998.5424 | -323998.5424 | -323998.5424 | -323998.5424 | -323998.5424 | -323998.5424 | -323998.5424 | -323998.5424 | -323998.5424 | -323998.5424 | -323998.5424 | -323998.5424 | -323998.5424 | -323998.5424 | -323998.5424 | -323998.5424 | -323998.5424 | -323998.5424 | -323998.5424 | -323998.5424 | -323998.5424
| Annualised capex - |  |  | 2023-12-31 | 0 | 0 | 0 | 0 | 0 | 0 | 0 | 0 | 0 | 0 | 0 | 0 | 0 | 0 | 0 | 0 | 0 | 0 | 0 | 0 | 0 | 0 | 0 | 0 | 0
| Annualised capex - |  |  | 2023-12-31 | 0 | 0 | 0 | 0 | 0 | 0 | 0 | 0 | 0 | 0 | 0 | 0 | 0 | 0 | 0 | 0 | 0 | 0 | 0 | 0 | 0 | 0 | 0 | 0 | 0
| Total annualised capex |  |  | 2023-12-31 | 0 | -161999.2712 | -323998.5424 | -323998.5424 | -323998.5424 | -323998.5424 | -323998.5424 | -323998.5424 | -323998.5424 | -323998.5424 | -323998.5424 | -323998.5424 | -323998.5424 | -323998.5424 | -323998.5424 | -323998.5424 | -323998.5424 | -323998.5424 | -323998.5424 | -323998.5424 | -323998.5424 | -323998.5424 | -323998.5424 | -323998.5424 | -323998.5424
| Annualised capex |  |  | 2023-12-31 | 0 | -161999.2712 | -323998.5424 | -323998.5424 | -323998.5424 | -323998.5424 | -323998.5424 | -323998.5424 | -323998.5424 | -323998.5424 | -323998.5424 | -323998.5424 | -323998.5424 | -323998.5424 | -323998.5424 | -323998.5424 | -323998.5424 | -323998.5424 | -323998.5424 | -323998.5424 | -323998.5424 | -323998.5424 | -323998.5424 | -323998.5424 | -323998.5424
| Operating expenditure |  |  | 2023-12-31 | 0 | 0 | 0 | 0 | 0 | 0 | 0 | 0 | 0 | 0 | 0 | 0 | 0 | 0 | 0 | 0 | 0 | 0 | 0 | 0 | 0 | 0 | 0 | 0 | 0
| Risk mitigated |  |  | 2023-12-31 | 0 | 0 | 2455591.6057 | 3024368.7575 | 3603529.6298 | 4315843.6013 | 5327932.2339 | 6764079.6717 | 6764079.6717 | 6764079.6717 | 6764079.6717 | 6764079.6717 | 6764079.6717 | 6764079.6717 | 6764079.6717 | 6764079.6717 | 6764079.6717 | 6764079.6717 | 6764079.6717 | 6764079.6717 | 6764079.6717 | 6764079.6717 | 6764079.6717 | 6764079.6717 | 6764079.6717
| Other benefits value |  |  | 2023-12-31 | 0 | 0 | 0 | 0 | 0 | 0 | 0 | 0 | 0 | 0 | 0 | 0 | 0 | 0 | 0 | 0 | 0 | 0 | 0 | 0 | 0 | 0 | 0 | 0 | 0
| Net benefits |  |  | 2023-12-31 | 0 | -161999.2712 | 2131593.0633 | 2700370.2151 | 3279531.0875 | 3991845.0589 | 5003933.6915 | 6440081.1293 | 6440081.1293 | 6440081.1293 | 6440081.1293 | 6440081.1293 | 6440081.1293 | 6440081.1293 | 6440081.1293 | 6440081.1293 | 6440081.1293 | 6440081.1293 | 6440081.1293 | 6440081.1293 | 6440081.1293 | 6440081.1293 | 6440081.1293 | 6440081.1293 | 6440081.1293
| First capex year |  |  | 1
| First year |  |  | 1
SENSITIVITIES
NPV | Net benefits |  |  | Option 2NPV | 0 | -161999.2712 | 2131593.0633 | 2700370.2151 | 3279531.0875 | 3991845.0589 | 5003933.6915 | 6440081.1293 | 6440081.1293 | 6440081.1293 | 6440081.1293 | 6440081.1293 | 6440081.1293 | 6440081.1293 | 6440081.1293 | 6440081.1293 | 6440081.1293 | 6440081.1293 | 6440081.1293 | 6440081.1293 | 6440081.1293 | 6440081.1293 | 6440081.1293 | 6440081.1293 | 6440081.1293
| Total annualised capex |  |  |  | 0 | -161999.2712 | -323998.5424 | -323998.5424 | -323998.5424 | -323998.5424 | -323998.5424 | -323998.5424 | -323998.5424 | -323998.5424 | -323998.5424 | -323998.5424 | -323998.5424 | -323998.5424 | -323998.5424 | -323998.5424 | -323998.5424 | -323998.5424 | -323998.5424 | -323998.5424 | -323998.5424 | -323998.5424 | -323998.5424 | -323998.5424 | -323998.5424
| Total benefits |  |  |  | 0 | 0 | 2455591.6057 | 3024368.7575 | 3603529.6298 | 4315843.6013 | 5327932.2339 | 6764079.6717 | 6764079.6717 | 6764079.6717 | 6764079.6717 | 6764079.6717 | 6764079.6717 | 6764079.6717 | 6764079.6717 | 6764079.6717 | 6764079.6717 | 6764079.6717 | 6764079.6717 | 6764079.6717 | 6764079.6717 | 6764079.6717 | 6764079.6717 | 6764079.6717 | 6764079.6717
|  | Capex | Total benefits
sens1 | Capex 10% higher | 10% | 0% | Option 2sens1 | 0 | -178199.1983 | 2099193.2091 | 2667970.3609 | 3247131.2332 | 3959445.2047 | 4971533.8373 | 6407681.2751 | 6407681.2751 | 6407681.2751 | 6407681.2751 | 6407681.2751 | 6407681.2751 | 6407681.2751 | 6407681.2751 | 6407681.2751 | 6407681.2751 | 6407681.2751 | 6407681.2751 | 6407681.2751 | 6407681.2751 | 6407681.2751 | 6407681.2751 | 6407681.2751 | 6407681.2751
sens2 | Capex 10% lower | -10% | 0% | Option 2sens2 | 0 | -145799.3441 | 2163992.9176 | 2732770.0693 | 3311930.9417 | 4024244.9131 | 5036333.5457 | 6472480.9836 | 6472480.9836 | 6472480.9836 | 6472480.9836 | 6472480.9836 | 6472480.9836 | 6472480.9836 | 6472480.9836 | 6472480.9836 | 6472480.9836 | 6472480.9836 | 6472480.9836 | 6472480.9836 | 6472480.9836 | 6472480.9836 | 6472480.9836 | 6472480.9836 | 6472480.9836
sens3 | Total benefits 10% higher | 0% | 10% | Option 2sens3 | 0 | -161999.2712 | 2377152.2239 | 3002807.0909 | 3639884.0505 | 4423429.419 | 5536726.9149 | 7116489.0965 | 7116489.0965 | 7116489.0965 | 7116489.0965 | 7116489.0965 | 7116489.0965 | 7116489.0965 | 7116489.0965 | 7116489.0965 | 7116489.0965 | 7116489.0965 | 7116489.0965 | 7116489.0965 | 7116489.0965 | 7116489.0965 | 7116489.0965 | 7116489.0965 | 7116489.0965
sens4 | Total benefits 10% lower | 0% | -10% | Option 2sens4 | 0 | -161999.2712 | 1886033.9028 | 2397933.3394 | 2919178.1245 | 3560260.6988 | 4471140.4681 | 5763673.1622 | 5763673.1622 | 5763673.1622 | 5763673.1622 | 5763673.1622 | 5763673.1622 | 5763673.1622 | 5763673.1622 | 5763673.1622 | 5763673.1622 | 5763673.1622 | 5763673.1622 | 5763673.1622 | 5763673.1622 | 5763673.1622 | 5763673.1622 | 5763673.1622 | 5763673.1622
sens5 | Capex 10% higher & Total benefits 10% lower | 10% | -10% | Option 2sens5 | 0 | -178199.1983 | 1853634.0485 | 2365533.4851 | 2886778.2703 | 3527860.8445 | 4438740.6139 | 5731273.3079 | 5731273.3079 | 5731273.3079 | 5731273.3079 | 5731273.3079 | 5731273.3079 | 5731273.3079 | 5731273.3079 | 5731273.3079 | 5731273.3079 | 5731273.3079 | 5731273.3079 | 5731273.3079 | 5731273.3079 | 5731273.3079 | 5731273.3079 | 5731273.3079 | 5731273.3079
sens | 0 | 0% | 0% | Option 2sens | 0 | -161999.2712 | 2131593.0633 | 2700370.2151 | 3279531.0875 | 3991845.0589 | 5003933.6915 | 6440081.1293 | 6440081.1293 | 6440081.1293 | 6440081.1293 | 6440081.1293 | 6440081.1293 | 6440081.1293 | 6440081.1293 | 6440081.1293 | 6440081.1293 | 6440081.1293 | 6440081.1293 | 6440081.1293 | 6440081.1293 | 6440081.1293 | 6440081.1293 | 6440081.1293 | 6440081.1293
sens | 0 | 0% | 0% | Option 2sens | 0 | -161999.2712 | 2131593.0633 | 2700370.2151 | 3279531.0875 | 3991845.0589 | 5003933.6915 | 6440081.1293 | 6440081.1293 | 6440081.1293 | 6440081.1293 | 6440081.1293 | 6440081.1293 | 6440081.1293 | 6440081.1293 | 6440081.1293 | 6440081.1293 | 6440081.1293 | 6440081.1293 | 6440081.1293 | 6440081.1293 | 6440081.1293 | 6440081.1293 | 6440081.1293 | 6440081.1293
sens | 0 | 0% | 0% | Option 2sens | 0 | -161999.2712 | 2131593.0633 | 2700370.2151 | 3279531.0875 | 3991845.0589 | 5003933.6915 | 6440081.1293 | 6440081.1293 | 6440081.1293 | 6440081.1293 | 6440081.1293 | 6440081.1293 | 6440081.1293 | 6440081.1293 | 6440081.1293 | 6440081.1293 | 6440081.1293 | 6440081.1293 | 6440081.1293 | 6440081.1293 | 6440081.1293 | 6440081.1293 | 6440081.1293 | 6440081.1293

## Option3
Powercor
Drysdale supply area
OPTION 3 | Install new feeders to transfer loads from DDL to GLE
Count |  |  |  |  | 1 | 2 | 3 | 4 | 5 | 6 | 7 | 8 | 9 | 10 | 11 | 12 | 13 | 14 | 15 | 16 | 17 | 18 | 19 | 20 | 21 | 22 | 23 | 24 | 25
Value of CO2 reductions |  |  |  | $/MWh | 24.7305 | 22.3407 | 20.1963 | 18.0629 | 15.9134 | 13.7151 | 13.7151 | 13.7151 | 13.7151 | 13.7151 | 13.7151 | 13.7151 | 13.7151 | 13.7151 | 13.7151 | 13.7151 | 13.7151 | 13.7151 | 13.7151 | 13.7151 | 13.7151 | 13.7151 | 13.7151 | 13.7151 | 13.7151
|  |  |  | Units | 2026-27 | 2027-28 | 2028-29 | 2029-30 | 2030-31 | 2031-32 | 2032-33 | 2033-34 | 2034-35 | 2035-36 | 2036-37 | 2037-38 | 2038-39 | 2039-40 | 2040-41 | 2041-42 | 2042-43 | 2043-44 | 2044-45 | 2045-46 | 2046-47 | 2047-48 | 2048-49 | 2049-50 | 2050-51
INVESTMENT & OPERATING COST
| Capex |  | Asset life (yrs)
| New 22kV feeder from GLE |  | 50 | 2023-12-31 | 3300000 | 0 | 0 | 0 | 0 | 0 | 0 | 0 | 0 | 0 | 0 | 0 | 0 | 0 | 0 | 0 | 0 | 0 | 0 | 0 | 0 | 0 | 0 | 0 | 0
|  |  | 0 | 2023-12-31 | 0 | 0 | 0 | 0 | 0 | 0 | 0 | 0 | 0 | 0 | 0 | 0 | 0 | 0 | 0 | 0 | 0 | 0 | 0 | 0 | 0 | 0 | 0 | 0 | 0
|  |  | 0 | 2023-12-31 | 0 | 0 | 0 | 0 | 0 | 0 | 0 | 0 | 0 | 0 | 0 | 0 | 0 | 0 | 0 | 0 | 0 | 0 | 0 | 0 | 0 | 0 | 0 | 0 | 0
| Capital expenditure |  |  | 2023-12-31 | 3300000 | 0 | 0 | 0 | 0 | 0 | 0 | 0 | 0 | 0 | 0 | 0 | 0 | 0 | 0 | 0 | 0 | 0 | 0 | 0 | 0 | 0 | 0 | 0 | 0
| Operating expenditure |  |  | 2023-12-31 | 0 | 0 | 0 | 0 | 0 | 0 | 0 | 0 | 0 | 0 | 0 | 0 | 0 | 0 | 0 | 0 | 0 | 0 | 0 | 0 | 0 | 0 | 0 | 0 | 0
RISK ASSUMPTIONS
| PoF (major) |  |  |  | 0 | 0 | 0 | 0 | 0 | 0 | 0 | 0 | 0 | 0 | 0 | 0 | 0 | 0 | 0 | 0 | 0 | 0 | 0 | 0 | 0 | 0 | 0 | 0 | 0
| PoF (reparable) |  |  |  | 0 | 0 | 0 | 0 | 0 | 0 | 0 | 0 | 0 | 0 | 0 | 0 | 0 | 0 | 0 | 0 | 0 | 0 | 0 | 0 | 0 | 0 | 0 | 0 | 0
| Energy at risk (weighted) |  |  | MWh | 40.6888 | 8.7733 | 13.4808 | 19.2275 | 25.6116 | 33.2979 | 43.7826 | 58.8755 | 58.8755 | 58.8755 | 58.8755 | 58.8755 | 58.8755 | 58.8755 | 58.8755 | 58.8755 | 58.8755 | 58.8755 | 58.8755 | 58.8755 | 58.8755 | 58.8755 | 58.8755 | 58.8755 | 58.8755
| Energy at risk value | $/MWh | 36243.9558 | 2023-12-31 | 1474723.02 | 317978.2992 | 488598.3164 | 696881.7474 | 928267.4523 | 1206847.995 | 1586855.028 | 2133879.9111 | 2133879.9111 | 2133879.9111 | 2133879.9111 | 2133879.9111 | 2133879.9111 | 2133879.9111 | 2133879.9111 | 2133879.9111 | 2133879.9111 | 2133879.9111 | 2133879.9111 | 2133879.9111 | 2133879.9111 | 2133879.9111 | 2133879.9111 | 2133879.9111 | 2133879.9111
| Safety consequence | (after DF) |  | 2023-12-31 | 0 | 0 | 0 | 0 | 0 | 0 | 0 | 0 | 0 | 0 | 0 | 0 | 0 | 0 | 0 | 0 | 0 | 0 | 0 | 0 | 0 | 0 | 0 | 0 | 0
| Unplanned replacements |  |  | 2023-12-31 | 0 | 0 | 0 | 0 | 0 | 0 | 0 | 0 | 0 | 0 | 0 | 0 | 0 | 0 | 0 | 0 | 0 | 0 | 0 | 0 | 0 | 0 | 0 | 0 | 0
| Environmental consequence | (after DF) |  | 2023-12-31 | 0 | 0 | 0 | 0 | 0 | 0 | 0 | 0 | 0 | 0 | 0 | 0 | 0 | 0 | 0 | 0 | 0 | 0 | 0 | 0 | 0 | 0 | 0 | 0 | 0
| < Other risk - enter description > |  |  | 2023-12-31 | 0 | 0 | 0 | 0 | 0 | 0 | 0 | 0 | 0 | 0 | 0 | 0 | 0 | 0 | 0 | 0 | 0 | 0 | 0 | 0 | 0 | 0 | 0 | 0 | 0
| < Other risk - enter description > |  |  | 2023-12-31 | 0 | 0 | 0 | 0 | 0 | 0 | 0 | 0 | 0 | 0 | 0 | 0 | 0 | 0 | 0 | 0 | 0 | 0 | 0 | 0 | 0 | 0 | 0 | 0 | 0
| Total risk cost |  |  |  | 1474723.02 | 317978.2992 | 488598.3164 | 696881.7474 | 928267.4523 | 1206847.995 | 1586855.028 | 2133879.9111 | 2133879.9111 | 2133879.9111 | 2133879.9111 | 2133879.9111 | 2133879.9111 | 2133879.9111 | 2133879.9111 | 2133879.9111 | 2133879.9111 | 2133879.9111 | 2133879.9111 | 2133879.9111 | 2133879.9111 | 2133879.9111 | 2133879.9111 | 2133879.9111 | 2133879.9111
OTHER BENEFITS
| Reduction in CO2 emissions |  |  | MWh | 0 | 0 | 0 | 0 | 0 | 0 | 0 | 0 | 0 | 0 | 0 | 0 | 0 | 0 | 0 | 0 | 0 | 0 | 0 | 0 | 0 | 0 | 0 | 0 | 0
| Value of reduction in CO2 emissions |  |  | $ | 0 | 0 | 0 | 0 | 0 | 0 | 0 | 0 | 0 | 0 | 0 | 0 | 0 | 0 | 0 | 0 | 0 | 0 | 0 | 0 | 0 | 0 | 0 | 0 | 0
| Reliability in worst-served areas | $/MWh | 151432.8174 | MWh | 0 | 0 | 0 | 0 | 0 | 0 | 0 | 0 | 0 | 0 | 0 | 0 | 0 | 0 | 0 | 0 | 0 | 0 | 0 | 0 | 0 | 0 | 0 | 0 | 0
| Network resilience | $/MWh | 24590 | MWh | 0 | 0 | 0 | 0 | 0 | 0 | 0 | 0 | 0 | 0 | 0 | 0 | 0 | 0 | 0 | 0 | 0 | 0 | 0 | 0 | 0 | 0 | 0 | 0 | 0
| Enabling solar exports | $/MWh | 88.3577 | MWh | 0 | 0 | 0 | 0 | 0 | 0 | 0 | 0 | 0 | 0 | 0 | 0 | 0 | 0 | 0 | 0 | 0 | 0 | 0 | 0 | 0 | 0 | 0 | 0 | 0
| Aesthetics | $/customer | 0 | customers | 0 | 0 | 0 | 0 | 0 | 0 | 0 | 0 | 0 | 0 | 0 | 0 | 0 | 0 | 0 | 0 | 0 | 0 | 0 | 0 | 0 | 0 | 0 | 0 | 0
| Customer value of time (res) | $/customer min | 0.35181 | mins | 0 | 0 | 0 | 0 | 0 | 0 | 0 | 0 | 0 | 0 | 0 | 0 | 0 | 0 | 0 | 0 | 0 | 0 | 0 | 0 | 0 | 0 | 0 | 0 | 0
| Customer value of time (bus) | $/customer min | 0.35181 | mins | 0 | 0 | 0 | 0 | 0 | 0 | 0 | 0 | 0 | 0 | 0 | 0 | 0 | 0 | 0 | 0 | 0 | 0 | 0 | 0 | 0 | 0 | 0 | 0 | 0
| Communication | $/customer | 0 | customers | 0 | 0 | 0 | 0 | 0 | 0 | 0 | 0 | 0 | 0 | 0 | 0 | 0 | 0 | 0 | 0 | 0 | 0 | 0 | 0 | 0 | 0 | 0 | 0 | 0
| Information accessibility | $/customer | 0 | customers | 0 | 0 | 0 | 0 | 0 | 0 | 0 | 0 | 0 | 0 | 0 | 0 | 0 | 0 | 0 | 0 | 0 | 0 | 0 | 0 | 0 | 0 | 0 | 0 | 0
| Other benefits 1 |  |  | 2023-12-31 | 0 | 0 | 0 | 0 | 0 | 0 | 0 | 0 | 0 | 0 | 0 | 0 | 0 | 0 | 0 | 0 | 0 | 0 | 0 | 0 | 0 | 0 | 0 | 0 | 0
| Other benefits 2 |  |  | 2023-12-31 | 0 | 0 | 0 | 0 | 0 | 0 | 0 | 0 | 0 | 0 | 0 | 0 | 0 | 0 | 0 | 0 | 0 | 0 | 0 | 0 | 0 | 0 | 0 | 0 | 0
| Total other benefits |  |  | 2023-12-31 | 0 | 0 | 0 | 0 | 0 | 0 | 0 | 0 | 0 | 0 | 0 | 0 | 0 | 0 | 0 | 0 | 0 | 0 | 0 | 0 | 0 | 0 | 0 | 0 | 0
SUMMARY
| Risks mitigated vs base case |  |  | 2023-12-31 | 0 | 1581142.136 | 2015568.9585 | 2403711.4663 | 2784622.7989 | 3262113.8087 | 3958130.9999 | 4947637.2516 | 4947637.2516 | 4947637.2516 | 4947637.2516 | 4947637.2516 | 4947637.2516 | 4947637.2516 | 4947637.2516 | 4947637.2516 | 4947637.2516 | 4947637.2516 | 4947637.2516 | 4947637.2516 | 4947637.2516 | 4947637.2516 | 4947637.2516 | 4947637.2516 | 4947637.2516
Capital expenditure
| New 22kV feeder from GLE |  |  | 2023-12-31 | -3300000 | 0 | 0 | 0 | 0 | 0 | 0 | 0 | 0 | 0 | 0 | 0 | 0 | 0 | 0 | 0 | 0 | 0 | 0 | 0 | 0 | 0 | 0 | 0 | 0
| 0 |  |  | 2023-12-31 | 0 | 0 | 0 | 0 | 0 | 0 | 0 | 0 | 0 | 0 | 0 | 0 | 0 | 0 | 0 | 0 | 0 | 0 | 0 | 0 | 0 | 0 | 0 | 0 | 0
| 0 |  |  | 2023-12-31 | 0 | 0 | 0 | 0 | 0 | 0 | 0 | 0 | 0 | 0 | 0 | 0 | 0 | 0 | 0 | 0 | 0 | 0 | 0 | 0 | 0 | 0 | 0 | 0 | 0
Cumulative capex
| New 22kV feeder from GLE |  |  | 2023-12-31 | -3300000 | -3300000 | -3300000 | -3300000 | -3300000 | -3300000 | -3300000 | -3300000 | -3300000 | -3300000 | -3300000 | -3300000 | -3300000 | -3300000 | -3300000 | -3300000 | -3300000 | -3300000 | -3300000 | -3300000 | -3300000 | -3300000 | -3300000 | -3300000 | -3300000
| 0 |  |  | 2023-12-31 | 0 | 0 | 0 | 0 | 0 | 0 | 0 | 0 | 0 | 0 | 0 | 0 | 0 | 0 | 0 | 0 | 0 | 0 | 0 | 0 | 0 | 0 | 0 | 0 | 0
| 0 |  |  | 2023-12-31 | 0 | 0 | 0 | 0 | 0 | 0 | 0 | 0 | 0 | 0 | 0 | 0 | 0 | 0 | 0 | 0 | 0 | 0 | 0 | 0 | 0 | 0 | 0 | 0 | 0
Annualised capex
| Annualised capex - New 22kV feeder from GLE |  |  | 2023-12-31 | 0 | -140691.2416 | -140691.2416 | -140691.2416 | -140691.2416 | -140691.2416 | -140691.2416 | -140691.2416 | -140691.2416 | -140691.2416 | -140691.2416 | -140691.2416 | -140691.2416 | -140691.2416 | -140691.2416 | -140691.2416 | -140691.2416 | -140691.2416 | -140691.2416 | -140691.2416 | -140691.2416 | -140691.2416 | -140691.2416 | -140691.2416 | -140691.2416
| Annualised capex - |  |  | 2023-12-31 | 0 | 0 | 0 | 0 | 0 | 0 | 0 | 0 | 0 | 0 | 0 | 0 | 0 | 0 | 0 | 0 | 0 | 0 | 0 | 0 | 0 | 0 | 0 | 0 | 0
| Annualised capex - |  |  | 2023-12-31 | 0 | 0 | 0 | 0 | 0 | 0 | 0 | 0 | 0 | 0 | 0 | 0 | 0 | 0 | 0 | 0 | 0 | 0 | 0 | 0 | 0 | 0 | 0 | 0 | 0
| Total annualised capex |  |  | 2023-12-31 | 0 | -140691.2416 | -140691.2416 | -140691.2416 | -140691.2416 | -140691.2416 | -140691.2416 | -140691.2416 | -140691.2416 | -140691.2416 | -140691.2416 | -140691.2416 | -140691.2416 | -140691.2416 | -140691.2416 | -140691.2416 | -140691.2416 | -140691.2416 | -140691.2416 | -140691.2416 | -140691.2416 | -140691.2416 | -140691.2416 | -140691.2416 | -140691.2416
| Annualised capex |  |  | 2023-12-31 | 0 | -140691.2416 | -140691.2416 | -140691.2416 | -140691.2416 | -140691.2416 | -140691.2416 | -140691.2416 | -140691.2416 | -140691.2416 | -140691.2416 | -140691.2416 | -140691.2416 | -140691.2416 | -140691.2416 | -140691.2416 | -140691.2416 | -140691.2416 | -140691.2416 | -140691.2416 | -140691.2416 | -140691.2416 | -140691.2416 | -140691.2416 | -140691.2416
| Operating expenditure |  |  | 2023-12-31 | 0 | 0 | 0 | 0 | 0 | 0 | 0 | 0 | 0 | 0 | 0 | 0 | 0 | 0 | 0 | 0 | 0 | 0 | 0 | 0 | 0 | 0 | 0 | 0 | 0
| Risk mitigated |  |  | 2023-12-31 | 0 | 1581142.136 | 2015568.9585 | 2403711.4663 | 2784622.7989 | 3262113.8087 | 3958130.9999 | 4947637.2516 | 4947637.2516 | 4947637.2516 | 4947637.2516 | 4947637.2516 | 4947637.2516 | 4947637.2516 | 4947637.2516 | 4947637.2516 | 4947637.2516 | 4947637.2516 | 4947637.2516 | 4947637.2516 | 4947637.2516 | 4947637.2516 | 4947637.2516 | 4947637.2516 | 4947637.2516
| Other benefits value |  |  | 2023-12-31 | 0 | 0 | 0 | 0 | 0 | 0 | 0 | 0 | 0 | 0 | 0 | 0 | 0 | 0 | 0 | 0 | 0 | 0 | 0 | 0 | 0 | 0 | 0 | 0 | 0
| Net benefits |  |  | 2023-12-31 | 0 | 1440450.8944 | 1874877.7169 | 2263020.2247 | 2643931.5573 | 3121422.5671 | 3817439.7583 | 4806946.01 | 4806946.01 | 4806946.01 | 4806946.01 | 4806946.01 | 4806946.01 | 4806946.01 | 4806946.01 | 4806946.01 | 4806946.01 | 4806946.01 | 4806946.01 | 4806946.01 | 4806946.01 | 4806946.01 | 4806946.01 | 4806946.01 | 4806946.01
| First capex year |  |  | 1
| First year |  |  | 1
SENSITIVITIES
NPV | Net benefits |  |  | Option 3NPV | 0 | 1440450.8944 | 1874877.7169 | 2263020.2247 | 2643931.5573 | 3121422.5671 | 3817439.7583 | 4806946.01 | 4806946.01 | 4806946.01 | 4806946.01 | 4806946.01 | 4806946.01 | 4806946.01 | 4806946.01 | 4806946.01 | 4806946.01 | 4806946.01 | 4806946.01 | 4806946.01 | 4806946.01 | 4806946.01 | 4806946.01 | 4806946.01 | 4806946.01
| Total annualised capex |  |  |  | 0 | -140691.2416 | -140691.2416 | -140691.2416 | -140691.2416 | -140691.2416 | -140691.2416 | -140691.2416 | -140691.2416 | -140691.2416 | -140691.2416 | -140691.2416 | -140691.2416 | -140691.2416 | -140691.2416 | -140691.2416 | -140691.2416 | -140691.2416 | -140691.2416 | -140691.2416 | -140691.2416 | -140691.2416 | -140691.2416 | -140691.2416 | -140691.2416
| Total benefits |  |  |  | 0 | 1581142.136 | 2015568.9585 | 2403711.4663 | 2784622.7989 | 3262113.8087 | 3958130.9999 | 4947637.2516 | 4947637.2516 | 4947637.2516 | 4947637.2516 | 4947637.2516 | 4947637.2516 | 4947637.2516 | 4947637.2516 | 4947637.2516 | 4947637.2516 | 4947637.2516 | 4947637.2516 | 4947637.2516 | 4947637.2516 | 4947637.2516 | 4947637.2516 | 4947637.2516 | 4947637.2516
|  | Capex | Total benefits
sens1 | Capex 10% higher | 10% | 0% | Option 3sens1 | 0 | 1426381.7703 | 1860808.5927 | 2248951.1006 | 2629862.4332 | 3107353.443 | 3803370.6342 | 4792876.8859 | 4792876.8859 | 4792876.8859 | 4792876.8859 | 4792876.8859 | 4792876.8859 | 4792876.8859 | 4792876.8859 | 4792876.8859 | 4792876.8859 | 4792876.8859 | 4792876.8859 | 4792876.8859 | 4792876.8859 | 4792876.8859 | 4792876.8859 | 4792876.8859 | 4792876.8859
sens2 | Capex 10% lower | -10% | 0% | Option 3sens2 | 0 | 1454520.0186 | 1888946.841 | 2277089.3489 | 2658000.6815 | 3135491.6913 | 3831508.8825 | 4821015.1342 | 4821015.1342 | 4821015.1342 | 4821015.1342 | 4821015.1342 | 4821015.1342 | 4821015.1342 | 4821015.1342 | 4821015.1342 | 4821015.1342 | 4821015.1342 | 4821015.1342 | 4821015.1342 | 4821015.1342 | 4821015.1342 | 4821015.1342 | 4821015.1342 | 4821015.1342
sens3 | Total benefits 10% higher | 0% | 10% | Option 3sens3 | 0 | 1598565.108 | 2076434.6127 | 2503391.3714 | 2922393.8372 | 3447633.948 | 4213252.8583 | 5301709.7352 | 5301709.7352 | 5301709.7352 | 5301709.7352 | 5301709.7352 | 5301709.7352 | 5301709.7352 | 5301709.7352 | 5301709.7352 | 5301709.7352 | 5301709.7352 | 5301709.7352 | 5301709.7352 | 5301709.7352 | 5301709.7352 | 5301709.7352 | 5301709.7352 | 5301709.7352
sens4 | Total benefits 10% lower | 0% | -10% | Option 3sens4 | 0 | 1282336.6808 | 1673320.821 | 2022649.0781 | 2365469.2774 | 2795211.1863 | 3421626.6583 | 4312182.2849 | 4312182.2849 | 4312182.2849 | 4312182.2849 | 4312182.2849 | 4312182.2849 | 4312182.2849 | 4312182.2849 | 4312182.2849 | 4312182.2849 | 4312182.2849 | 4312182.2849 | 4312182.2849 | 4312182.2849 | 4312182.2849 | 4312182.2849 | 4312182.2849 | 4312182.2849
sens5 | Capex 10% higher & Total benefits 10% lower | 10% | -10% | Option 3sens5 | 0 | 1268267.5567 | 1659251.6969 | 2008579.954 | 2351400.1533 | 2781142.0621 | 3407557.5342 | 4298113.1607 | 4298113.1607 | 4298113.1607 | 4298113.1607 | 4298113.1607 | 4298113.1607 | 4298113.1607 | 4298113.1607 | 4298113.1607 | 4298113.1607 | 4298113.1607 | 4298113.1607 | 4298113.1607 | 4298113.1607 | 4298113.1607 | 4298113.1607 | 4298113.1607 | 4298113.1607
sens | 0 | 0% | 0% | Option 3sens | 0 | 1440450.8944 | 1874877.7169 | 2263020.2247 | 2643931.5573 | 3121422.5671 | 3817439.7583 | 4806946.01 | 4806946.01 | 4806946.01 | 4806946.01 | 4806946.01 | 4806946.01 | 4806946.01 | 4806946.01 | 4806946.01 | 4806946.01 | 4806946.01 | 4806946.01 | 4806946.01 | 4806946.01 | 4806946.01 | 4806946.01 | 4806946.01 | 4806946.01
sens | 0 | 0% | 0% | Option 3sens | 0 | 1440450.8944 | 1874877.7169 | 2263020.2247 | 2643931.5573 | 3121422.5671 | 3817439.7583 | 4806946.01 | 4806946.01 | 4806946.01 | 4806946.01 | 4806946.01 | 4806946.01 | 4806946.01 | 4806946.01 | 4806946.01 | 4806946.01 | 4806946.01 | 4806946.01 | 4806946.01 | 4806946.01 | 4806946.01 | 4806946.01 | 4806946.01 | 4806946.01
sens | 0 | 0% | 0% | Option 3sens | 0 | 1440450.8944 | 1874877.7169 | 2263020.2247 | 2643931.5573 | 3121422.5671 | 3817439.7583 | 4806946.01 | 4806946.01 | 4806946.01 | 4806946.01 | 4806946.01 | 4806946.01 | 4806946.01 | 4806946.01 | 4806946.01 | 4806946.01 | 4806946.01 | 4806946.01 | 4806946.01 | 4806946.01 | 4806946.01 | 4806946.01 | 4806946.01 | 4806946.01

## Option4
Powercor
Drysdale supply area
OPTION 4 | 0
Not used
Count |  |  |  |  | 1 | 2 | 3 | 4 | 5 | 6 | 7 | 8 | 9 | 10 | 11 | 12 | 13 | 14 | 15 | 16 | 17 | 18 | 19 | 20 | 21 | 22 | 23 | 24 | 25
Value of CO2 reductions |  |  |  | $/MWh | 24.7305 | 22.3407 | 20.1963 | 18.0629 | 15.9134 | 13.7151 | 13.7151 | 13.7151 | 13.7151 | 13.7151 | 13.7151 | 13.7151 | 13.7151 | 13.7151 | 13.7151 | 13.7151 | 13.7151 | 13.7151 | 13.7151 | 13.7151 | 13.7151 | 13.7151 | 13.7151 | 13.7151 | 13.7151
|  |  |  | Units | 2026-27 | 2027-28 | 2028-29 | 2029-30 | 2030-31 | 2031-32 | 2032-33 | 2033-34 | 2034-35 | 2035-36 | 2036-37 | 2037-38 | 2038-39 | 2039-40 | 2040-41 | 2041-42 | 2042-43 | 2043-44 | 2044-45 | 2045-46 | 2046-47 | 2047-48 | 2048-49 | 2049-50 | 2050-51
INVESTMENT & OPERATING COST
| Capex |  | Asset life (yrs)
| < Enter description > |  | 0 | 2023-12-31 | 0 | 0 | 0 | 0 | 0 | 0 | 0 | 0 | 0 | 0 | 0 | 0 | 0 | 0 | 0 | 0 | 0 | 0 | 0 | 0 | 0 | 0 | 0 | 0 | 0
| < Enter description > |  | 0 | 2023-12-31 | 0 | 0 | 0 | 0 | 0 | 0 | 0 | 0 | 0 | 0 | 0 | 0 | 0 | 0 | 0 | 0 | 0 | 0 | 0 | 0 | 0 | 0 | 0 | 0 | 0
| < Enter description > |  | 0 | 2023-12-31 | 0 | 0 | 0 | 0 | 0 | 0 | 0 | 0 | 0 | 0 | 0 | 0 | 0 | 0 | 0 | 0 | 0 | 0 | 0 | 0 | 0 | 0 | 0 | 0 | 0
| Capital expenditure |  |  | 2023-12-31 | 0 | 0 | 0 | 0 | 0 | 0 | 0 | 0 | 0 | 0 | 0 | 0 | 0 | 0 | 0 | 0 | 0 | 0 | 0 | 0 | 0 | 0 | 0 | 0 | 0
| Operating expenditure |  |  | 2023-12-31 | 0 | 0 | 0 | 0 | 0 | 0 | 0 | 0 | 0 | 0 | 0 | 0 | 0 | 0 | 0 | 0 | 0 | 0 | 0 | 0 | 0 | 0 | 0 | 0 | 0
RISK ASSUMPTIONS
| PoF (major) |  |  |  | 0 | 0 | 0 | 0 | 0 | 0 | 0 | 0 | 0 | 0 | 0 | 0 | 0 | 0 | 0 | 0 | 0 | 0 | 0 | 0 | 0 | 0 | 0 | 0 | 0
| PoF (reparable) |  |  |  | 0 | 0 | 0 | 0 | 0 | 0 | 0 | 0 | 0 | 0 | 0 | 0 | 0 | 0 | 0 | 0 | 0 | 0 | 0 | 0 | 0 | 0 | 0 | 0 | 0
| Energy at risk (weighted) |  |  | MWh | 0 | 0 | 0 | 0 | 0 | 0 | 0 | 0 | 0 | 0 | 0 | 0 | 0 | 0 | 0 | 0 | 0 | 0 | 0 | 0 | 0 | 0 | 0 | 0 | 0
| Energy at risk value | $/MWh | 36243.9558 | 2023-12-31 | 0 | 0 | 0 | 0 | 0 | 0 | 0 | 0 | 0 | 0 | 0 | 0 | 0 | 0 | 0 | 0 | 0 | 0 | 0 | 0 | 0 | 0 | 0 | 0 | 0
| Safety consequence | (after DF) |  | 2023-12-31 | 0 | 0 | 0 | 0 | 0 | 0 | 0 | 0 | 0 | 0 | 0 | 0 | 0 | 0 | 0 | 0 | 0 | 0 | 0 | 0 | 0 | 0 | 0 | 0 | 0
| Unplanned replacements |  |  | 2023-12-31 | 0 | 0 | 0 | 0 | 0 | 0 | 0 | 0 | 0 | 0 | 0 | 0 | 0 | 0 | 0 | 0 | 0 | 0 | 0 | 0 | 0 | 0 | 0 | 0 | 0
| Environmental consequence | (after DF) |  | 2023-12-31 | 0 | 0 | 0 | 0 | 0 | 0 | 0 | 0 | 0 | 0 | 0 | 0 | 0 | 0 | 0 | 0 | 0 | 0 | 0 | 0 | 0 | 0 | 0 | 0 | 0
| < Other risk - enter description > |  |  | 2023-12-31 | 0 | 0 | 0 | 0 | 0 | 0 | 0 | 0 | 0 | 0 | 0 | 0 | 0 | 0 | 0 | 0 | 0 | 0 | 0 | 0 | 0 | 0 | 0 | 0 | 0
| < Other risk - enter description > |  |  | 2023-12-31 | 0 | 0 | 0 | 0 | 0 | 0 | 0 | 0 | 0 | 0 | 0 | 0 | 0 | 0 | 0 | 0 | 0 | 0 | 0 | 0 | 0 | 0 | 0 | 0 | 0
| Total risk cost |  |  |  | 0 | 0 | 0 | 0 | 0 | 0 | 0 | 0 | 0 | 0 | 0 | 0 | 0 | 0 | 0 | 0 | 0 | 0 | 0 | 0 | 0 | 0 | 0 | 0 | 0
OTHER BENEFITS
| Reduction in CO2 emissions |  |  | MWh | 0 | 0 | 0 | 0 | 0 | 0 | 0 | 0 | 0 | 0 | 0 | 0 | 0 | 0 | 0 | 0 | 0 | 0 | 0 | 0 | 0 | 0 | 0 | 0 | 0
| Value of reduction in CO2 emissions |  |  | $ | 0 | 0 | 0 | 0 | 0 | 0 | 0 | 0 | 0 | 0 | 0 | 0 | 0 | 0 | 0 | 0 | 0 | 0 | 0 | 0 | 0 | 0 | 0 | 0 | 0
| Reliability in worst-served areas | $/MWh | 151432.8174 | MWh | 0 | 0 | 0 | 0 | 0 | 0 | 0 | 0 | 0 | 0 | 0 | 0 | 0 | 0 | 0 | 0 | 0 | 0 | 0 | 0 | 0 | 0 | 0 | 0 | 0
| Network resilience | $/MWh | 24590 | MWh | 0 | 0 | 0 | 0 | 0 | 0 | 0 | 0 | 0 | 0 | 0 | 0 | 0 | 0 | 0 | 0 | 0 | 0 | 0 | 0 | 0 | 0 | 0 | 0 | 0
| Enabling solar exports | $/MWh | 88.3577 | MWh | 0 | 0 | 0 | 0 | 0 | 0 | 0 | 0 | 0 | 0 | 0 | 0 | 0 | 0 | 0 | 0 | 0 | 0 | 0 | 0 | 0 | 0 | 0 | 0 | 0
| Aesthetics | $/customer | 0 | customers | 0 | 0 | 0 | 0 | 0 | 0 | 0 | 0 | 0 | 0 | 0 | 0 | 0 | 0 | 0 | 0 | 0 | 0 | 0 | 0 | 0 | 0 | 0 | 0 | 0
| Customer value of time (res) | $/customer min | 0.35181 | mins | 0 | 0 | 0 | 0 | 0 | 0 | 0 | 0 | 0 | 0 | 0 | 0 | 0 | 0 | 0 | 0 | 0 | 0 | 0 | 0 | 0 | 0 | 0 | 0 | 0
| Customer value of time (bus) | $/customer min | 0.35181 | mins | 0 | 0 | 0 | 0 | 0 | 0 | 0 | 0 | 0 | 0 | 0 | 0 | 0 | 0 | 0 | 0 | 0 | 0 | 0 | 0 | 0 | 0 | 0 | 0 | 0
| Communication | $/customer | 0 | customers | 0 | 0 | 0 | 0 | 0 | 0 | 0 | 0 | 0 | 0 | 0 | 0 | 0 | 0 | 0 | 0 | 0 | 0 | 0 | 0 | 0 | 0 | 0 | 0 | 0
| Information accessibility | $/customer | 0 | customers | 0 | 0 | 0 | 0 | 0 | 0 | 0 | 0 | 0 | 0 | 0 | 0 | 0 | 0 | 0 | 0 | 0 | 0 | 0 | 0 | 0 | 0 | 0 | 0 | 0
| Other benefits 1 |  |  | 2023-12-31 | 0 | 0 | 0 | 0 | 0 | 0 | 0 | 0 | 0 | 0 | 0 | 0 | 0 | 0 | 0 | 0 | 0 | 0 | 0 | 0 | 0 | 0 | 0 | 0 | 0
| Other benefits 2 |  |  | 2023-12-31 | 0 | 0 | 0 | 0 | 0 | 0 | 0 | 0 | 0 | 0 | 0 | 0 | 0 | 0 | 0 | 0 | 0 | 0 | 0 | 0 | 0 | 0 | 0 | 0 | 0
| Total other benefits |  |  | 2023-12-31 | 0 | 0 | 0 | 0 | 0 | 0 | 0 | 0 | 0 | 0 | 0 | 0 | 0 | 0 | 0 | 0 | 0 | 0 | 0 | 0 | 0 | 0 | 0 | 0 | 0
SUMMARY
| Risks mitigated vs base case |  |  | 2023-12-31 | 0 | 0 | 0 | 0 | 0 | 0 | 0 | 0 | 0 | 0 | 0 | 0 | 0 | 0 | 0 | 0 | 0 | 0 | 0 | 0 | 0 | 0 | 0 | 0 | 0
Capital expenditure
| < Enter description > |  |  | 2023-12-31 | 0 | 0 | 0 | 0 | 0 | 0 | 0 | 0 | 0 | 0 | 0 | 0 | 0 | 0 | 0 | 0 | 0 | 0 | 0 | 0 | 0 | 0 | 0 | 0 | 0
| < Enter description > |  |  | 2023-12-31 | 0 | 0 | 0 | 0 | 0 | 0 | 0 | 0 | 0 | 0 | 0 | 0 | 0 | 0 | 0 | 0 | 0 | 0 | 0 | 0 | 0 | 0 | 0 | 0 | 0
| < Enter description > |  |  | 2023-12-31 | 0 | 0 | 0 | 0 | 0 | 0 | 0 | 0 | 0 | 0 | 0 | 0 | 0 | 0 | 0 | 0 | 0 | 0 | 0 | 0 | 0 | 0 | 0 | 0 | 0
Cumulative capex
| < Enter description > |  |  | 2023-12-31 | 0 | 0 | 0 | 0 | 0 | 0 | 0 | 0 | 0 | 0 | 0 | 0 | 0 | 0 | 0 | 0 | 0 | 0 | 0 | 0 | 0 | 0 | 0 | 0 | 0
| < Enter description > |  |  | 2023-12-31 | 0 | 0 | 0 | 0 | 0 | 0 | 0 | 0 | 0 | 0 | 0 | 0 | 0 | 0 | 0 | 0 | 0 | 0 | 0 | 0 | 0 | 0 | 0 | 0 | 0
| < Enter description > |  |  | 2023-12-31 | 0 | 0 | 0 | 0 | 0 | 0 | 0 | 0 | 0 | 0 | 0 | 0 | 0 | 0 | 0 | 0 | 0 | 0 | 0 | 0 | 0 | 0 | 0 | 0 | 0
Annualised capex
| Annualised capex - < Enter description > |  |  | 2023-12-31 | 0 | 0 | 0 | 0 | 0 | 0 | 0 | 0 | 0 | 0 | 0 | 0 | 0 | 0 | 0 | 0 | 0 | 0 | 0 | 0 | 0 | 0 | 0 | 0 | 0
| Annualised capex - < Enter description > |  |  | 2023-12-31 | 0 | 0 | 0 | 0 | 0 | 0 | 0 | 0 | 0 | 0 | 0 | 0 | 0 | 0 | 0 | 0 | 0 | 0 | 0 | 0 | 0 | 0 | 0 | 0 | 0
| Annualised capex - < Enter description > |  |  | 2023-12-31 | 0 | 0 | 0 | 0 | 0 | 0 | 0 | 0 | 0 | 0 | 0 | 0 | 0 | 0 | 0 | 0 | 0 | 0 | 0 | 0 | 0 | 0 | 0 | 0 | 0
| Total annualised capex |  |  | 2023-12-31 | 0 | 0 | 0 | 0 | 0 | 0 | 0 | 0 | 0 | 0 | 0 | 0 | 0 | 0 | 0 | 0 | 0 | 0 | 0 | 0 | 0 | 0 | 0 | 0 | 0
| Annualised capex |  |  | 2023-12-31 | 0 | 0 | 0 | 0 | 0 | 0 | 0 | 0 | 0 | 0 | 0 | 0 | 0 | 0 | 0 | 0 | 0 | 0 | 0 | 0 | 0 | 0 | 0 | 0 | 0
| Operating expenditure |  |  | 2023-12-31 | 0 | 0 | 0 | 0 | 0 | 0 | 0 | 0 | 0 | 0 | 0 | 0 | 0 | 0 | 0 | 0 | 0 | 0 | 0 | 0 | 0 | 0 | 0 | 0 | 0
| Risk mitigated |  |  | 2023-12-31 | 0 | 0 | 0 | 0 | 0 | 0 | 0 | 0 | 0 | 0 | 0 | 0 | 0 | 0 | 0 | 0 | 0 | 0 | 0 | 0 | 0 | 0 | 0 | 0 | 0
| Other benefits value |  |  | 2023-12-31 | 0 | 0 | 0 | 0 | 0 | 0 | 0 | 0 | 0 | 0 | 0 | 0 | 0 | 0 | 0 | 0 | 0 | 0 | 0 | 0 | 0 | 0 | 0 | 0 | 0
| Net benefits |  |  | 2023-12-31 | 0 | 0 | 0 | 0 | 0 | 0 | 0 | 0 | 0 | 0 | 0 | 0 | 0 | 0 | 0 | 0 | 0 | 0 | 0 | 0 | 0 | 0 | 0 | 0 | 0
| First capex year |  |  | 0
| First year |  |  | Not used
SENSITIVITIES
NPV | Net benefits |  |  | Option 4NPV | 0 | 0 | 0 | 0 | 0 | 0 | 0 | 0 | 0 | 0 | 0 | 0 | 0 | 0 | 0 | 0 | 0 | 0 | 0 | 0 | 0 | 0 | 0 | 0 | 0
| Total annualised capex |  |  |  | 0 | 0 | 0 | 0 | 0 | 0 | 0 | 0 | 0 | 0 | 0 | 0 | 0 | 0 | 0 | 0 | 0 | 0 | 0 | 0 | 0 | 0 | 0 | 0 | 0
| Total benefits |  |  |  | 0 | 0 | 0 | 0 | 0 | 0 | 0 | 0 | 0 | 0 | 0 | 0 | 0 | 0 | 0 | 0 | 0 | 0 | 0 | 0 | 0 | 0 | 0 | 0 | 0
|  | Capex | Total benefits
sens1 | Capex 10% higher | 10% | 0% | Option 4sens1 | 0 | 0 | 0 | 0 | 0 | 0 | 0 | 0 | 0 | 0 | 0 | 0 | 0 | 0 | 0 | 0 | 0 | 0 | 0 | 0 | 0 | 0 | 0 | 0 | 0
sens2 | Capex 10% lower | -10% | 0% | Option 4sens2 | 0 | 0 | 0 | 0 | 0 | 0 | 0 | 0 | 0 | 0 | 0 | 0 | 0 | 0 | 0 | 0 | 0 | 0 | 0 | 0 | 0 | 0 | 0 | 0 | 0
sens3 | Total benefits 10% higher | 0% | 10% | Option 4sens3 | 0 | 0 | 0 | 0 | 0 | 0 | 0 | 0 | 0 | 0 | 0 | 0 | 0 | 0 | 0 | 0 | 0 | 0 | 0 | 0 | 0 | 0 | 0 | 0 | 0
sens4 | Total benefits 10% lower | 0% | -10% | Option 4sens4 | 0 | 0 | 0 | 0 | 0 | 0 | 0 | 0 | 0 | 0 | 0 | 0 | 0 | 0 | 0 | 0 | 0 | 0 | 0 | 0 | 0 | 0 | 0 | 0 | 0
sens5 | Capex 10% higher & Total benefits 10% lower | 10% | -10% | Option 4sens5 | 0 | 0 | 0 | 0 | 0 | 0 | 0 | 0 | 0 | 0 | 0 | 0 | 0 | 0 | 0 | 0 | 0 | 0 | 0 | 0 | 0 | 0 | 0 | 0 | 0
sens | 0 | 0% | 0% | Option 4sens | 0 | 0 | 0 | 0 | 0 | 0 | 0 | 0 | 0 | 0 | 0 | 0 | 0 | 0 | 0 | 0 | 0 | 0 | 0 | 0 | 0 | 0 | 0 | 0 | 0
sens | 0 | 0% | 0% | Option 4sens | 0 | 0 | 0 | 0 | 0 | 0 | 0 | 0 | 0 | 0 | 0 | 0 | 0 | 0 | 0 | 0 | 0 | 0 | 0 | 0 | 0 | 0 | 0 | 0 | 0
sens | 0 | 0% | 0% | Option 4sens | 0 | 0 | 0 | 0 | 0 | 0 | 0 | 0 | 0 | 0 | 0 | 0 | 0 | 0 | 0 | 0 | 0 | 0 | 0 | 0 | 0 | 0 | 0 | 0 | 0

## Option5
Powercor
Drysdale supply area
OPTION 5 | 0
Not used
Count |  |  |  |  | 1 | 2 | 3 | 4 | 5 | 6 | 7 | 8 | 9 | 10 | 11 | 12 | 13 | 14 | 15 | 16 | 17 | 18 | 19 | 20 | 21 | 22 | 23 | 24 | 25
Value of CO2 reductions |  |  |  | $/MWh | 24.7305 | 22.3407 | 20.1963 | 18.0629 | 15.9134 | 13.7151 | 13.7151 | 13.7151 | 13.7151 | 13.7151 | 13.7151 | 13.7151 | 13.7151 | 13.7151 | 13.7151 | 13.7151 | 13.7151 | 13.7151 | 13.7151 | 13.7151 | 13.7151 | 13.7151 | 13.7151 | 13.7151 | 13.7151
|  |  |  | Units | 2026-27 | 2027-28 | 2028-29 | 2029-30 | 2030-31 | 2031-32 | 2032-33 | 2033-34 | 2034-35 | 2035-36 | 2036-37 | 2037-38 | 2038-39 | 2039-40 | 2040-41 | 2041-42 | 2042-43 | 2043-44 | 2044-45 | 2045-46 | 2046-47 | 2047-48 | 2048-49 | 2049-50 | 2050-51
INVESTMENT & OPERATING COST
| Capex |  | Asset life (yrs)
| < Enter description > |  | 0 | 2023-12-31 | 0 | 0 | 0 | 0 | 0 | 0 | 0 | 0 | 0 | 0 | 0 | 0 | 0 | 0 | 0 | 0 | 0 | 0 | 0 | 0 | 0 | 0 | 0 | 0 | 0
| < Enter description > |  | 0 | 2023-12-31 | 0 | 0 | 0 | 0 | 0 | 0 | 0 | 0 | 0 | 0 | 0 | 0 | 0 | 0 | 0 | 0 | 0 | 0 | 0 | 0 | 0 | 0 | 0 | 0 | 0
| < Enter description > |  | 0 | 2023-12-31 | 0 | 0 | 0 | 0 | 0 | 0 | 0 | 0 | 0 | 0 | 0 | 0 | 0 | 0 | 0 | 0 | 0 | 0 | 0 | 0 | 0 | 0 | 0 | 0 | 0
| Capital expenditure |  |  | 2023-12-31 | 0 | 0 | 0 | 0 | 0 | 0 | 0 | 0 | 0 | 0 | 0 | 0 | 0 | 0 | 0 | 0 | 0 | 0 | 0 | 0 | 0 | 0 | 0 | 0 | 0
| Operating expenditure |  |  | 2023-12-31 | 0 | 0 | 0 | 0 | 0 | 0 | 0 | 0 | 0 | 0 | 0 | 0 | 0 | 0 | 0 | 0 | 0 | 0 | 0 | 0 | 0 | 0 | 0 | 0 | 0
RISK ASSUMPTIONS
| PoF (major) |  |  |  | 0 | 0 | 0 | 0 | 0 | 0 | 0 | 0 | 0 | 0 | 0 | 0 | 0 | 0 | 0 | 0 | 0 | 0 | 0 | 0 | 0 | 0 | 0 | 0 | 0
| PoF (reparable) |  |  |  | 0 | 0 | 0 | 0 | 0 | 0 | 0 | 0 | 0 | 0 | 0 | 0 | 0 | 0 | 0 | 0 | 0 | 0 | 0 | 0 | 0 | 0 | 0 | 0 | 0
| Energy at risk (weighted) |  |  | MWh | 0 | 0 | 0 | 0 | 0 | 0 | 0 | 0 | 0 | 0 | 0 | 0 | 0 | 0 | 0 | 0 | 0 | 0 | 0 | 0 | 0 | 0 | 0 | 0 | 0
| Energy at risk value | $/MWh | 36243.9558 | 2023-12-31 | 0 | 0 | 0 | 0 | 0 | 0 | 0 | 0 | 0 | 0 | 0 | 0 | 0 | 0 | 0 | 0 | 0 | 0 | 0 | 0 | 0 | 0 | 0 | 0 | 0
| Safety consequence | (after DF) |  | 2023-12-31 | 0 | 0 | 0 | 0 | 0 | 0 | 0 | 0 | 0 | 0 | 0 | 0 | 0 | 0 | 0 | 0 | 0 | 0 | 0 | 0 | 0 | 0 | 0 | 0 | 0
| Unplanned replacements |  |  | 2023-12-31 | 0 | 0 | 0 | 0 | 0 | 0 | 0 | 0 | 0 | 0 | 0 | 0 | 0 | 0 | 0 | 0 | 0 | 0 | 0 | 0 | 0 | 0 | 0 | 0 | 0
| Environmental consequence | (after DF) |  | 2023-12-31 | 0 | 0 | 0 | 0 | 0 | 0 | 0 | 0 | 0 | 0 | 0 | 0 | 0 | 0 | 0 | 0 | 0 | 0 | 0 | 0 | 0 | 0 | 0 | 0 | 0
| < Other risk - enter description > |  |  | 2023-12-31 | 0 | 0 | 0 | 0 | 0 | 0 | 0 | 0 | 0 | 0 | 0 | 0 | 0 | 0 | 0 | 0 | 0 | 0 | 0 | 0 | 0 | 0 | 0 | 0 | 0
| < Other risk - enter description > |  |  | 2023-12-31 | 0 | 0 | 0 | 0 | 0 | 0 | 0 | 0 | 0 | 0 | 0 | 0 | 0 | 0 | 0 | 0 | 0 | 0 | 0 | 0 | 0 | 0 | 0 | 0 | 0
| Total risk cost |  |  |  | 0 | 0 | 0 | 0 | 0 | 0 | 0 | 0 | 0 | 0 | 0 | 0 | 0 | 0 | 0 | 0 | 0 | 0 | 0 | 0 | 0 | 0 | 0 | 0 | 0
OTHER BENEFITS
| Reduction in CO2 emissions |  |  | MWh | 0 | 0 | 0 | 0 | 0 | 0 | 0 | 0 | 0 | 0 | 0 | 0 | 0 | 0 | 0 | 0 | 0 | 0 | 0 | 0 | 0 | 0 | 0 | 0 | 0
| Value of reduction in CO2 emissions |  |  | $ | 0 | 0 | 0 | 0 | 0 | 0 | 0 | 0 | 0 | 0 | 0 | 0 | 0 | 0 | 0 | 0 | 0 | 0 | 0 | 0 | 0 | 0 | 0 | 0 | 0
| Reliability in worst-served areas | $/MWh | 151432.8174 | MWh | 0 | 0 | 0 | 0 | 0 | 0 | 0 | 0 | 0 | 0 | 0 | 0 | 0 | 0 | 0 | 0 | 0 | 0 | 0 | 0 | 0 | 0 | 0 | 0 | 0
| Network resilience | $/MWh | 24590 | MWh | 0 | 0 | 0 | 0 | 0 | 0 | 0 | 0 | 0 | 0 | 0 | 0 | 0 | 0 | 0 | 0 | 0 | 0 | 0 | 0 | 0 | 0 | 0 | 0 | 0
| Enabling solar exports | $/MWh | 88.3577 | MWh | 0 | 0 | 0 | 0 | 0 | 0 | 0 | 0 | 0 | 0 | 0 | 0 | 0 | 0 | 0 | 0 | 0 | 0 | 0 | 0 | 0 | 0 | 0 | 0 | 0
| Aesthetics | $/customer | 0 | customers | 0 | 0 | 0 | 0 | 0 | 0 | 0 | 0 | 0 | 0 | 0 | 0 | 0 | 0 | 0 | 0 | 0 | 0 | 0 | 0 | 0 | 0 | 0 | 0 | 0
| Customer value of time (res) | $/customer min | 0.35181 | mins | 0 | 0 | 0 | 0 | 0 | 0 | 0 | 0 | 0 | 0 | 0 | 0 | 0 | 0 | 0 | 0 | 0 | 0 | 0 | 0 | 0 | 0 | 0 | 0 | 0
| Customer value of time (bus) | $/customer min | 0.35181 | mins | 0 | 0 | 0 | 0 | 0 | 0 | 0 | 0 | 0 | 0 | 0 | 0 | 0 | 0 | 0 | 0 | 0 | 0 | 0 | 0 | 0 | 0 | 0 | 0 | 0
| Communication | $/customer | 0 | customers | 0 | 0 | 0 | 0 | 0 | 0 | 0 | 0 | 0 | 0 | 0 | 0 | 0 | 0 | 0 | 0 | 0 | 0 | 0 | 0 | 0 | 0 | 0 | 0 | 0
| Information accessibility | $/customer | 0 | customers | 0 | 0 | 0 | 0 | 0 | 0 | 0 | 0 | 0 | 0 | 0 | 0 | 0 | 0 | 0 | 0 | 0 | 0 | 0 | 0 | 0 | 0 | 0 | 0 | 0
| Other benefits 1 |  |  | 2023-12-31 | 0 | 0 | 0 | 0 | 0 | 0 | 0 | 0 | 0 | 0 | 0 | 0 | 0 | 0 | 0 | 0 | 0 | 0 | 0 | 0 | 0 | 0 | 0 | 0 | 0
| Other benefits 2 |  |  | 2023-12-31 | 0 | 0 | 0 | 0 | 0 | 0 | 0 | 0 | 0 | 0 | 0 | 0 | 0 | 0 | 0 | 0 | 0 | 0 | 0 | 0 | 0 | 0 | 0 | 0 | 0
| Total other benefits |  |  | 2023-12-31 | 0 | 0 | 0 | 0 | 0 | 0 | 0 | 0 | 0 | 0 | 0 | 0 | 0 | 0 | 0 | 0 | 0 | 0 | 0 | 0 | 0 | 0 | 0 | 0 | 0
SUMMARY
| Risks mitigated vs base case |  |  | 2023-12-31 | 0 | 0 | 0 | 0 | 0 | 0 | 0 | 0 | 0 | 0 | 0 | 0 | 0 | 0 | 0 | 0 | 0 | 0 | 0 | 0 | 0 | 0 | 0 | 0 | 0
Capital expenditure
| < Enter description > |  |  | 2023-12-31 | 0 | 0 | 0 | 0 | 0 | 0 | 0 | 0 | 0 | 0 | 0 | 0 | 0 | 0 | 0 | 0 | 0 | 0 | 0 | 0 | 0 | 0 | 0 | 0 | 0
| < Enter description > |  |  | 2023-12-31 | 0 | 0 | 0 | 0 | 0 | 0 | 0 | 0 | 0 | 0 | 0 | 0 | 0 | 0 | 0 | 0 | 0 | 0 | 0 | 0 | 0 | 0 | 0 | 0 | 0
| < Enter description > |  |  | 2023-12-31 | 0 | 0 | 0 | 0 | 0 | 0 | 0 | 0 | 0 | 0 | 0 | 0 | 0 | 0 | 0 | 0 | 0 | 0 | 0 | 0 | 0 | 0 | 0 | 0 | 0
Cumulative capex
| < Enter description > |  |  | 2023-12-31 | 0 | 0 | 0 | 0 | 0 | 0 | 0 | 0 | 0 | 0 | 0 | 0 | 0 | 0 | 0 | 0 | 0 | 0 | 0 | 0 | 0 | 0 | 0 | 0 | 0
| < Enter description > |  |  | 2023-12-31 | 0 | 0 | 0 | 0 | 0 | 0 | 0 | 0 | 0 | 0 | 0 | 0 | 0 | 0 | 0 | 0 | 0 | 0 | 0 | 0 | 0 | 0 | 0 | 0 | 0
| < Enter description > |  |  | 2023-12-31 | 0 | 0 | 0 | 0 | 0 | 0 | 0 | 0 | 0 | 0 | 0 | 0 | 0 | 0 | 0 | 0 | 0 | 0 | 0 | 0 | 0 | 0 | 0 | 0 | 0
Annualised capex
| Annualised capex - < Enter description > |  |  | 2023-12-31 | 0 | 0 | 0 | 0 | 0 | 0 | 0 | 0 | 0 | 0 | 0 | 0 | 0 | 0 | 0 | 0 | 0 | 0 | 0 | 0 | 0 | 0 | 0 | 0 | 0
| Annualised capex - < Enter description > |  |  | 2023-12-31 | 0 | 0 | 0 | 0 | 0 | 0 | 0 | 0 | 0 | 0 | 0 | 0 | 0 | 0 | 0 | 0 | 0 | 0 | 0 | 0 | 0 | 0 | 0 | 0 | 0
| Annualised capex - < Enter description > |  |  | 2023-12-31 | 0 | 0 | 0 | 0 | 0 | 0 | 0 | 0 | 0 | 0 | 0 | 0 | 0 | 0 | 0 | 0 | 0 | 0 | 0 | 0 | 0 | 0 | 0 | 0 | 0
| Total annualised capex |  |  | 2023-12-31 | 0 | 0 | 0 | 0 | 0 | 0 | 0 | 0 | 0 | 0 | 0 | 0 | 0 | 0 | 0 | 0 | 0 | 0 | 0 | 0 | 0 | 0 | 0 | 0 | 0
| Annualised capex |  |  | 2023-12-31 | 0 | 0 | 0 | 0 | 0 | 0 | 0 | 0 | 0 | 0 | 0 | 0 | 0 | 0 | 0 | 0 | 0 | 0 | 0 | 0 | 0 | 0 | 0 | 0 | 0
| Operating expenditure |  |  | 2023-12-31 | 0 | 0 | 0 | 0 | 0 | 0 | 0 | 0 | 0 | 0 | 0 | 0 | 0 | 0 | 0 | 0 | 0 | 0 | 0 | 0 | 0 | 0 | 0 | 0 | 0
| Risk mitigated |  |  | 2023-12-31 | 0 | 0 | 0 | 0 | 0 | 0 | 0 | 0 | 0 | 0 | 0 | 0 | 0 | 0 | 0 | 0 | 0 | 0 | 0 | 0 | 0 | 0 | 0 | 0 | 0
| Other benefits value |  |  | 2023-12-31 | 0 | 0 | 0 | 0 | 0 | 0 | 0 | 0 | 0 | 0 | 0 | 0 | 0 | 0 | 0 | 0 | 0 | 0 | 0 | 0 | 0 | 0 | 0 | 0 | 0
| Net benefits |  |  | 2023-12-31 | 0 | 0 | 0 | 0 | 0 | 0 | 0 | 0 | 0 | 0 | 0 | 0 | 0 | 0 | 0 | 0 | 0 | 0 | 0 | 0 | 0 | 0 | 0 | 0 | 0
| First capex year |  |  | 0
| First year |  |  | Not used
SENSITIVITIES
NPV | Net benefits |  |  | Option 5NPV | 0 | 0 | 0 | 0 | 0 | 0 | 0 | 0 | 0 | 0 | 0 | 0 | 0 | 0 | 0 | 0 | 0 | 0 | 0 | 0 | 0 | 0 | 0 | 0 | 0
| Total annualised capex |  |  |  | 0 | 0 | 0 | 0 | 0 | 0 | 0 | 0 | 0 | 0 | 0 | 0 | 0 | 0 | 0 | 0 | 0 | 0 | 0 | 0 | 0 | 0 | 0 | 0 | 0
| Total benefits |  |  |  | 0 | 0 | 0 | 0 | 0 | 0 | 0 | 0 | 0 | 0 | 0 | 0 | 0 | 0 | 0 | 0 | 0 | 0 | 0 | 0 | 0 | 0 | 0 | 0 | 0
|  | Capex | Total benefits
sens1 | Capex 10% higher | 10% | 0% | Option 5sens1 | 0 | 0 | 0 | 0 | 0 | 0 | 0 | 0 | 0 | 0 | 0 | 0 | 0 | 0 | 0 | 0 | 0 | 0 | 0 | 0 | 0 | 0 | 0 | 0 | 0
sens2 | Capex 10% lower | -10% | 0% | Option 5sens2 | 0 | 0 | 0 | 0 | 0 | 0 | 0 | 0 | 0 | 0 | 0 | 0 | 0 | 0 | 0 | 0 | 0 | 0 | 0 | 0 | 0 | 0 | 0 | 0 | 0
sens3 | Total benefits 10% higher | 0% | 10% | Option 5sens3 | 0 | 0 | 0 | 0 | 0 | 0 | 0 | 0 | 0 | 0 | 0 | 0 | 0 | 0 | 0 | 0 | 0 | 0 | 0 | 0 | 0 | 0 | 0 | 0 | 0
sens4 | Total benefits 10% lower | 0% | -10% | Option 5sens4 | 0 | 0 | 0 | 0 | 0 | 0 | 0 | 0 | 0 | 0 | 0 | 0 | 0 | 0 | 0 | 0 | 0 | 0 | 0 | 0 | 0 | 0 | 0 | 0 | 0
sens5 | Capex 10% higher & Total benefits 10% lower | 10% | -10% | Option 5sens5 | 0 | 0 | 0 | 0 | 0 | 0 | 0 | 0 | 0 | 0 | 0 | 0 | 0 | 0 | 0 | 0 | 0 | 0 | 0 | 0 | 0 | 0 | 0 | 0 | 0
sens | 0 | 0% | 0% | Option 5sens | 0 | 0 | 0 | 0 | 0 | 0 | 0 | 0 | 0 | 0 | 0 | 0 | 0 | 0 | 0 | 0 | 0 | 0 | 0 | 0 | 0 | 0 | 0 | 0 | 0
sens | 0 | 0% | 0% | Option 5sens | 0 | 0 | 0 | 0 | 0 | 0 | 0 | 0 | 0 | 0 | 0 | 0 | 0 | 0 | 0 | 0 | 0 | 0 | 0 | 0 | 0 | 0 | 0 | 0 | 0
sens | 0 | 0% | 0% | Option 5sens | 0 | 0 | 0 | 0 | 0 | 0 | 0 | 0 | 0 | 0 | 0 | 0 | 0 | 0 | 0 | 0 | 0 | 0 | 0 | 0 | 0 | 0 | 0 | 0 | 0

## Consol
Powercor
Drysdale supply area
CONSOLIDATED
Discount factor |  |  |  |  | 0 | 0.98295 | 0.94971 | 0.91759 | 0.88656 | 0.85658 | 0.82761 | 0.79963 | 0.77259 | 0.74646 | 0.72122 | 0.69683 | 0.67326 | 0.6505 | 0.6285 | 0.60725 | 0.58671 | 0.56687 | 0.5477 | 0.52918 | 0.51129 | 0.494 | 0.47729 | 0.46115 | 0.44556 | 0.43049
Count |  |  |  |  | 0 | 1 | 2 | 3 | 4 | 5 | 6 | 7 | 8 | 9 | 10 | 11 | 12 | 13 | 14 | 15 | 16 | 17 | 18 | 19 | 20 | 21 | 22 | 23 | 24 | 25
Analysis period |  |  |  |  | TRUE | TRUE | TRUE | TRUE | TRUE | TRUE | TRUE | TRUE | TRUE | TRUE | TRUE | TRUE | TRUE | TRUE | TRUE | TRUE | TRUE | TRUE | TRUE | TRUE | TRUE | FALSE | FALSE | FALSE | FALSE | FALSE
[5 empty] | 2026-06-30 | 2026-27 | 2027-28 | 2028-29 | 2029-30 | 2030-31 | 2031-32 | 2032-33 | 2033-34 | 2034-35 | 2035-36 | 2036-37 | 2037-38 | 2038-39 | 2039-40 | 2040-41 | 2041-42 | 2042-43 | 2043-44 | 2044-45 | 2045-46 | 2046-47 | 2047-48 | 2048-49 | 2049-50 | 2050-51
COSTS |  |  | PV
Option 1 (base case) | Energy at risk value | Option 1 (base case)Energy at risk value | 104948012.4658 | 2026-06-30 |  | 1641237.8989 | 2113555.1494 | 2786919.4289 | 3450689.3989 | 4132122.5153 | 4973564.1077 | 6171085.0746 | 7881110.0062 | 7881110.0062 | 7881110.0062 | 7881110.0062 | 7881110.0062 | 7881110.0062 | 7881110.0062 | 7881110.0062 | 7881110.0062 | 7881110.0062 | 7881110.0062 | 7881110.0062 | 7881110.0062 | 7881110.0062 | 7881110.0062 | 7881110.0062 | 7881110.0062 | 7881110.0062
Option 1 (base case) | Capital expenditure | Option 1 (base case)Capital expenditure | 0 | 2026-06-30 |  | 0 | 0 | 0 | 0 | 0 | 0 | 0 | 0 | 0 | 0 | 0 | 0 | 0 | 0 | 0 | 0 | 0 | 0 | 0 | 0 | 0 | 0 | 0 | 0 | 0
Option 1 (base case) | Total risk cost | Option 1 (base case)Total risk cost | 86754633.7 | 2026-06-30 |  | 1641237.8989 | 2113555.1494 | 2786919.4289 | 3450689.3989 | 4132122.5153 | 4973564.1077 | 6171085.0746 | 7881110.0062 | 7881110.0062 | 7881110.0062 | 7881110.0062 | 7881110.0062 | 7881110.0062 | 7881110.0062 | 7881110.0062 | 7881110.0062 | 7881110.0062 | 7881110.0062 | 7881110.0062 | 7881110.0062 | 7881110.0062 | 7881110.0062 | 7881110.0062 | 7881110.0062 | 7881110.0062
Option 1 (base case) |  | Option 1 (base case)
Option 1 (base case) | Annualised capex | Option 1 (base case)Annualised capex | 0 | 2026-06-30 |  | 0 | 0 | 0 | 0 | 0 | 0 | 0 | 0 | 0 | 0 | 0 | 0 | 0 | 0 | 0 | 0 | 0 | 0 | 0 | 0 | 0 | 0 | 0 | 0 | 0
Option 1 (base case) | Operating expenditure | Option 1 (base case)Operating expenditure | 0 | 2026-06-30 |  | 0 | 0 | 0 | 0 | 0 | 0 | 0 | 0 | 0 | 0 | 0 | 0 | 0 | 0 | 0 | 0 | 0 | 0 | 0 | 0 | 0 | 0 | 0 | 0 | 0
Option 1 (base case) | Risk mitigated | Option 1 (base case)Risk mitigated | 0 | 2026-06-30 |  | 0 | 0 | 0 | 0 | 0 | 0 | 0 | 0 | 0 | 0 | 0 | 0 | 0 | 0 | 0 | 0 | 0 | 0 | 0 | 0 | 0 | 0 | 0 | 0 | 0
Option 1 (base case) | Other benefits value | Option 1 (base case)Other benefits value | 0 | 2026-06-30 |  | 0 | 0 | 0 | 0 | 0 | 0 | 0 | 0 | 0 | 0 | 0 | 0 | 0 | 0 | 0 | 0 | 0 | 0 | 0 | 0 | 0 | 0 | 0 | 0 | 0
Option 1 (base case) | Net benefits | Option 1 (base case)Net benefits |  | 2026-06-30 |  | 0 | 0 | 0 | 0 | 0 | 0 | 0 | 0 | 0 | 0 | 0 | 0 | 0 | 0 | 0 | 0 | 0 | 0 | 0 | 0 | 0 | 0 | 0 | 0 | 0
Option 1 (base case) | NPV | Option 1 (base case)NPV | 0 | 2026-06-30
Option 1 (base case) | PV of costs | Option 1 (base case)PV of costs | 0 | 2026-06-30
Option 1 (base case) | PV of benefits | Option 1 (base case)PV of benefits | 0 | 2026-06-30
Option 2 | Energy at risk value | Option 2Energy at risk value | 7909751.1165 | 2026-06-30 |  | 1641237.8989 | 2113555.1494 | 54060.4765 | 84831.1613 | 121708.8185 | 170407.1839 | 241561.9123 | 353280.1982 | 353280.1982 | 353280.1982 | 353280.1982 | 353280.1982 | 353280.1982 | 353280.1982 | 353280.1982 | 353280.1982 | 353280.1982 | 353280.1982 | 353280.1982 | 353280.1982 | 353280.1982 | 353280.1982 | 353280.1982 | 353280.1982 | 353280.1982
Option 2 | Capital expenditure | Option 2Capital expenditure | -8172875.9042 | 2026-06-30 |  | -4228837.6835 | -4228837.6835 | 0 | 0 | 0 | 0 | 0 | 0 | 0 | 0 | 0 | 0 | 0 | 0 | 0 | 0 | 0 | 0 | 0 | 0 | 0 | 0 | 0 | 0 | 0
Option 2 | Total risk cost | Option 2Total risk cost | 7094211.1163 | 2026-06-30 |  | 1641237.8989 | 2113555.1494 | 54060.4765 | 84831.1613 | 121708.8185 | 170407.1839 | 241561.9123 | 353280.1982 | 353280.1982 | 353280.1982 | 353280.1982 | 353280.1982 | 353280.1982 | 353280.1982 | 353280.1982 | 353280.1982 | 353280.1982 | 353280.1982 | 353280.1982 | 353280.1982 | 0 | 0 | 0 | 0 | 0
Option 2 |  | Option 2
Option 2 | Annualised capex | Option 2Annualised capex | -4687993.0637 | 2026-06-30 |  | 0 | -180291.0376 | -360582.0752 | -360582.0752 | -360582.0752 | -360582.0752 | -360582.0752 | -360582.0752 | -360582.0752 | -360582.0752 | -360582.0752 | -360582.0752 | -360582.0752 | -360582.0752 | -360582.0752 | -360582.0752 | -360582.0752 | -360582.0752 | -360582.0752 | -360582.0752 | 0 | 0 | 0 | 0 | 0
Option 2 | Operating expenditure | Option 2Operating expenditure | 0 | 2026-06-30 |  | 0 | 0 | 0 | 0 | 0 | 0 | 0 | 0 | 0 | 0 | 0 | 0 | 0 | 0 | 0 | 0 | 0 | 0 | 0 | 0 | 0 | 0 | 0 | 0 | 0
Option 2 | Risk mitigated | Option 2Risk mitigated | 79660422.5837 | 2026-06-30 |  | 0 | 0 | 2732858.9524 | 3365858.2376 | 4010413.6968 | 4803156.9238 | 5929523.1623 | 7527829.808 | 7527829.808 | 7527829.808 | 7527829.808 | 7527829.808 | 7527829.808 | 7527829.808 | 7527829.808 | 7527829.808 | 7527829.808 | 7527829.808 | 7527829.808 | 7527829.808 | 0 | 0 | 0 | 0 | 0
Option 2 | Other benefits value | Option 2Other benefits value | 0 | 2026-06-30 |  | 0 | 0 | 0 | 0 | 0 | 0 | 0 | 0 | 0 | 0 | 0 | 0 | 0 | 0 | 0 | 0 | 0 | 0 | 0 | 0 | 0 | 0 | 0 | 0 | 0
Option 2 | Net benefits | Option 2Net benefits |  | 2026-06-30 |  | 0 | -180291.0376 | 2372276.8772 | 3005276.1624 | 3649831.6216 | 4442574.8486 | 5568941.0871 | 7167247.7328 | 7167247.7328 | 7167247.7328 | 7167247.7328 | 7167247.7328 | 7167247.7328 | 7167247.7328 | 7167247.7328 | 7167247.7328 | 7167247.7328 | 7167247.7328 | 7167247.7328 | 7167247.7328 | 0 | 0 | 0 | 0 | 0
Option 2 | NPV | Option 2NPV | 74972429.52 | 2026-06-30
Option 2 | PV of costs | Option 2PV of costs | -4687993.0637 | 2026-06-30
Option 2 | PV of benefits | Option 2PV of benefits | 79660422.5837 | 2026-06-30
Option 3 | Energy at risk value | Option 3Energy at risk value | 31591393.5097 | 2026-06-30 |  | 1641237.8989 | 353882.0705 | 543767.2453 | 775568.5097 | 1033080.5869 | 1343116.396 | 1766031.0287 | 2374821.939 | 2374821.939 | 2374821.939 | 2374821.939 | 2374821.939 | 2374821.939 | 2374821.939 | 2374821.939 | 2374821.939 | 2374821.939 | 2374821.939 | 2374821.939 | 2374821.939 | 2374821.939 | 2374821.939 | 2374821.939 | 2374821.939 | 2374821.939
Option 3 | Capital expenditure | Option 3Capital expenditure | -3609980.3876 | 2026-06-30 |  | -3672611.7332 | 0 | 0 | 0 | 0 | 0 | 0 | 0 | 0 | 0 | 0 | 0 | 0 | 0 | 0 | 0 | 0 | 0 | 0 | 0 | 0 | 0 | 0 | 0 | 0
Option 3 | Total risk cost | Option 3Total risk cost | 26109166.3864 | 2026-06-30 |  | 1641237.8989 | 353882.0705 | 543767.2453 | 775568.5097 | 1033080.5869 | 1343116.396 | 1766031.0287 | 2374821.939 | 2374821.939 | 2374821.939 | 2374821.939 | 2374821.939 | 2374821.939 | 2374821.939 | 2374821.939 | 2374821.939 | 2374821.939 | 2374821.939 | 2374821.939 | 2374821.939 | 0 | 0 | 0 | 0 | 0
Option 3
Option 3 | Annualised capex | Option 3Annualised capex | -2110037.9648 | 2026-06-30 |  | 0 | -156577.062 | -156577.062 | -156577.062 | -156577.062 | -156577.062 | -156577.062 | -156577.062 | -156577.062 | -156577.062 | -156577.062 | -156577.062 | -156577.062 | -156577.062 | -156577.062 | -156577.062 | -156577.062 | -156577.062 | -156577.062 | -156577.062 | 0 | 0 | 0 | 0 | 0
Option 3 | Operating expenditure | Option 3Operating expenditure | 0 | 2026-06-30 |  | 0 | 0 | 0 | 0 | 0 | 0 | 0 | 0 | 0 | 0 | 0 | 0 | 0 | 0 | 0 | 0 | 0 | 0 | 0 | 0 | 0 | 0 | 0 | 0 | 0
Option 3 | Risk mitigated | Option 3Risk mitigated | 60645467.3135 | 2026-06-30 |  | 0 | 1759673.0789 | 2243152.1836 | 2675120.8892 | 3099041.9284 | 3630447.7118 | 4405054.046 | 5506288.0672 | 5506288.0672 | 5506288.0672 | 5506288.0672 | 5506288.0672 | 5506288.0672 | 5506288.0672 | 5506288.0672 | 5506288.0672 | 5506288.0672 | 5506288.0672 | 5506288.0672 | 5506288.0672 | 0 | 0 | 0 | 0 | 0
Option 3 | Other benefits value | Option 3Other benefits value | 0 | 2026-06-30 |  | 0 | 0 | 0 | 0 | 0 | 0 | 0 | 0 | 0 | 0 | 0 | 0 | 0 | 0 | 0 | 0 | 0 | 0 | 0 | 0 | 0 | 0 | 0 | 0 | 0
Option 3 | Net benefits | Option 3Net benefits |  | 2026-06-30 |  | 0 | 1603096.0169 | 2086575.1216 | 2518543.8272 | 2942464.8664 | 3473870.6498 | 4248476.984 | 5349711.0052 | 5349711.0052 | 5349711.0052 | 5349711.0052 | 5349711.0052 | 5349711.0052 | 5349711.0052 | 5349711.0052 | 5349711.0052 | 5349711.0052 | 5349711.0052 | 5349711.0052 | 5349711.0052 | 0 | 0 | 0 | 0 | 0
Option 3 | NPV | Option 3NPV | 58535429.3488 | 2026-06-30
Option 3 | PV of costs | Option 3PV of costs | -2110037.9648 | 2026-06-30
Option 3 | PV of benefits | Option 3PV of benefits | 60645467.3135 | 2026-06-30
Option 4 | Energy at risk value | Option 4Energy at risk value | 0 | 2026-06-30 |  | 0 | 0 | 0 | 0 | 0 | 0 | 0 | 0 | 0 | 0 | 0 | 0 | 0 | 0 | 0 | 0 | 0 | 0 | 0 | 0 | 0 | 0 | 0 | 0 | 0
Option 4 | Capital expenditure | Option 4Capital expenditure | 0 | 2026-06-30 |  | 0 | 0 | 0 | 0 | 0 | 0 | 0 | 0 | 0 | 0 | 0 | 0 | 0 | 0 | 0 | 0 | 0 | 0 | 0 | 0 | 0 | 0 | 0 | 0 | 0
Option 4 | Total risk cost | Option 4Total risk cost | 0 | 2026-06-30 |  | 0 | 0 | 0 | 0 | 0 | 0 | 0 | 0 | 0 | 0 | 0 | 0 | 0 | 0 | 0 | 0 | 0 | 0 | 0 | 0 | 0 | 0 | 0 | 0 | 0
Option 4 |  | Option 4
Option 4 | Annualised capex | Option 4Annualised capex | 0 | 2026-06-30 |  | 0 | 0 | 0 | 0 | 0 | 0 | 0 | 0 | 0 | 0 | 0 | 0 | 0 | 0 | 0 | 0 | 0 | 0 | 0 | 0 | 0 | 0 | 0 | 0 | 0
Option 4 | Operating expenditure | Option 4Operating expenditure | 0 | 2026-06-30 |  | 0 | 0 | 0 | 0 | 0 | 0 | 0 | 0 | 0 | 0 | 0 | 0 | 0 | 0 | 0 | 0 | 0 | 0 | 0 | 0 | 0 | 0 | 0 | 0 | 0
Option 4 | Risk mitigated | Option 4Risk mitigated | 0 | 2026-06-30 |  | 0 | 0 | 0 | 0 | 0 | 0 | 0 | 0 | 0 | 0 | 0 | 0 | 0 | 0 | 0 | 0 | 0 | 0 | 0 | 0 | 0 | 0 | 0 | 0 | 0
Option 4 | Other benefits value | Option 4Other benefits value | 0 | 2026-06-30 |  | 0 | 0 | 0 | 0 | 0 | 0 | 0 | 0 | 0 | 0 | 0 | 0 | 0 | 0 | 0 | 0 | 0 | 0 | 0 | 0 | 0 | 0 | 0 | 0 | 0
Option 4 | Net benefits | Option 4Net benefits |  | 2026-06-30 |  | 0 | 0 | 0 | 0 | 0 | 0 | 0 | 0 | 0 | 0 | 0 | 0 | 0 | 0 | 0 | 0 | 0 | 0 | 0 | 0 | 0 | 0 | 0 | 0 | 0
Option 4 | NPV | Option 4NPV | 0 | 2026-06-30
Option 4 | PV of costs | Option 4PV of costs | 0 | 2026-06-30
Option 4 | PV of benefits | Option 4PV of benefits | 0 | 2026-06-30
Option 5 | Energy at risk value | Option 5Energy at risk value | 0 | 2026-06-30 |  | 0 | 0 | 0 | 0 | 0 | 0 | 0 | 0 | 0 | 0 | 0 | 0 | 0 | 0 | 0 | 0 | 0 | 0 | 0 | 0 | 0 | 0 | 0 | 0 | 0
Option 5 | Capital expenditure | Option 5Capital expenditure | 0 | 2026-06-30 |  | 0 | 0 | 0 | 0 | 0 | 0 | 0 | 0 | 0 | 0 | 0 | 0 | 0 | 0 | 0 | 0 | 0 | 0 | 0 | 0 | 0 | 0 | 0 | 0 | 0
Option 5 | Total risk cost | Option 5Total risk cost | 0 | 2026-06-30 |  | 0 | 0 | 0 | 0 | 0 | 0 | 0 | 0 | 0 | 0 | 0 | 0 | 0 | 0 | 0 | 0 | 0 | 0 | 0 | 0 | 0 | 0 | 0 | 0 | 0
Option 5 |  | Option 5
Option 5 | Annualised capex | Option 5Annualised capex | 0 | 2026-06-30 |  | 0 | 0 | 0 | 0 | 0 | 0 | 0 | 0 | 0 | 0 | 0 | 0 | 0 | 0 | 0 | 0 | 0 | 0 | 0 | 0 | 0 | 0 | 0 | 0 | 0
Option 5 | Operating expenditure | Option 5Operating expenditure | 0 | 2026-06-30 |  | 0 | 0 | 0 | 0 | 0 | 0 | 0 | 0 | 0 | 0 | 0 | 0 | 0 | 0 | 0 | 0 | 0 | 0 | 0 | 0 | 0 | 0 | 0 | 0 | 0
Option 5 | Risk mitigated | Option 5Risk mitigated | 0 | 2026-06-30 |  | 0 | 0 | 0 | 0 | 0 | 0 | 0 | 0 | 0 | 0 | 0 | 0 | 0 | 0 | 0 | 0 | 0 | 0 | 0 | 0 | 0 | 0 | 0 | 0 | 0
Option 5 | Other benefits value | Option 5Other benefits value | 0 | 2026-06-30 |  | 0 | 0 | 0 | 0 | 0 | 0 | 0 | 0 | 0 | 0 | 0 | 0 | 0 | 0 | 0 | 0 | 0 | 0 | 0 | 0 | 0 | 0 | 0 | 0 | 0
Option 5 | Net benefits | Option 5Net benefits |  | 2026-06-30 |  | 0 | 0 | 0 | 0 | 0 | 0 | 0 | 0 | 0 | 0 | 0 | 0 | 0 | 0 | 0 | 0 | 0 | 0 | 0 | 0 | 0 | 0 | 0 | 0 | 0
Option 5 | NPV | Option 5NPV | 0 | 2026-06-30
Option 5 | PV of costs | Option 5PV of costs | 0 | 2026-06-30
Option 5 | PV of benefits | Option 5PV of benefits | 0 | 2026-06-30
CHART DATA | [5 empty] | FY27 | FY28 | FY29 | FY30 | FY31 | FY32 | FY33 | FY34 | FY35 | FY36 | FY37 | FY38 | FY39 | FY40 | FY41 | FY42 | FY43 | FY44 | FY45 | FY46 | FY47 | FY48 | FY49 | FY50 | FY51
Option 2 | Annualised capex | -1 |  |  | Option 2 annualised capex | 0.36058 | 0.36058 | 0.36058 | 0.36058 | 0.36058 | 0.36058 | 0.36058 | 0.36058 | 0.36058 | 0.36058 | 0.36058 | 0.36058 | 0.36058 | 0.36058 | 0.36058 | 0.36058 | 0.36058 | 0.36058 | 0.36058 | 0.36058 | 0 | 0 | 0 | 0 | 0
Option 1 (base case) | Total risk cost | 1 |  |  | Option 1 (base case) risk cost | 1.6412 | 2.1136 | 2.7869 | 3.4507 | 4.1321 | 4.9736 | 6.1711 | 7.8811 | 7.8811 | 7.8811 | 7.8811 | 7.8811 | 7.8811 | 7.8811 | 7.8811 | 7.8811 | 7.8811 | 7.8811 | 7.8811 | 7.8811 | 7.8811 | 7.8811 | 7.8811 | 7.8811 | 7.8811
[6 empty] | FY27 | FY28 | FY29 | FY30 | FY31 | FY32 | FY33 | FY34 | FY35 | FY36 | FY37 | FY38 | FY39 | FY40 | FY41 | FY42 | FY43 | FY44 | FY45 | FY46 | FY47 | FY48 | FY49 | FY50 | FY51
Energy at risk | Energy at risk (weighted) | 195.3848 |  |  | Energy at risk energy at risk (weighted) | 40.6888 | 52.3983 | 69.092 | 85.5479 | 102.4416 | 123.3023 | 152.9906 | 195.3848 | 195.3848 | 195.3848 | 195.3848 | 195.3848 | 195.3848 | 195.3848 | 195.3848 | 195.3848 | 195.3848 | 195.3848 | 195.3848 | 195.3848 | 195.3848 | 195.3848 | 195.3848 | 195.3848 | 195.3848
Option 1 (base case) | Energy at risk value | 7.0815 |  |  | Option 1 (base case) risk cost | 1.4747 | 1.8991 | 2.5042 | 3.1006 | 3.7129 | 4.469 | 5.545 | 7.0815 | 7.0815 | 7.0815 | 7.0815 | 7.0815 | 7.0815 | 7.0815 | 7.0815 | 7.0815 | 7.0815 | 7.0815 | 7.0815 | 7.0815 | 7.0815 | 7.0815 | 7.0815 | 7.0815 | 7.0815

## Sensitivity_calcs
Powercor
Drysdale supply area
SENSITIVITY CALCULATIONS
Discount factor | [6 empty] | 0 | 0.98295 | 0.94971 | 0.91759 | 0.88656 | 0.85658 | 0.82761 | 0.79963 | 0.77259 | 0.74646 | 0.72122 | 0.69683 | 0.67326 | 0.6505 | 0.6285 | 0.60725 | 0.58671 | 0.56687 | 0.5477 | 0.52918 | 0.51129 | 0.494 | 0.47729 | 0.46115 | 0.44556 | 0.43049
Count | [6 empty] | 0 | 1 | 2 | 3 | 4 | 5 | 6 | 7 | 8 | 9 | 10 | 11 | 12 | 13 | 14 | 15 | 16 | 17 | 18 | 19 | 20 | 21 | 22 | 23 | 24 | 25
Analysis period | [6 empty] | 1 | 1 | 1 | 1 | 1 | 1 | 1 | 1 | 1 | 1 | 1 | 1 | 1 | 1 | 1 | 1 | 1 | 1 | 1 | 1 | 1 | 0 | 0 | 0 | 0 | 0
[7 empty] | 2026-06-30 | 2026-27 | 2027-28 | 2028-29 | 2029-30 | 2030-31 | 2031-32 | 2032-33 | 2033-34 | 2034-35 | 2035-36 | 2036-37 | 2037-38 | 2038-39 | 2039-40 | 2040-41 | 2041-42 | 2042-43 | 2043-44 | 2044-45 | 2045-46 | 2046-47 | 2047-48 | 2048-49 | 2049-50 | 2050-51
PV
[25 empty] | 7167247.7328 | 7167247.7328 | 0 | 0 | 0 | 0 | 0
OPTION 1 (base case) | NPV | Net benefits | OPTION 1 (base case)NPV |  | 0 |  | 0 | 0 | 0 | 0 | 0 | 0 | 0 | 0 | 0 | 0 | 0 | 0 | 0 | 0 | 0 | 0 | 0 | 0 | 0 | 0 | 0 | 0 | 0 | 0 | 0 | 0
OPTION 1 (base case) | sens1 | Capex 10% higher | OPTION 1 (base case)sens1 |  | 0 |  | 0 | 0 | 0 | 0 | 0 | 0 | 0 | 0 | 0 | 0 | 0 | 0 | 0 | 0 | 0 | 0 | 0 | 0 | 0 | 0 | 0 | 0 | 0 | 0 | 0 | 0
OPTION 1 (base case) | sens2 | Capex 10% lower | OPTION 1 (base case)sens2 |  | 0 |  | 0 | 0 | 0 | 0 | 0 | 0 | 0 | 0 | 0 | 0 | 0 | 0 | 0 | 0 | 0 | 0 | 0 | 0 | 0 | 0 | 0 | 0 | 0 | 0 | 0 | 0
OPTION 1 (base case) | sens3 | Total benefits 10% higher | OPTION 1 (base case)sens3 |  | 0 |  | 0 | 0 | 0 | 0 | 0 | 0 | 0 | 0 | 0 | 0 | 0 | 0 | 0 | 0 | 0 | 0 | 0 | 0 | 0 | 0 | 0 | 0 | 0 | 0 | 0 | 0
OPTION 1 (base case) | sens4 | Total benefits 10% lower | OPTION 1 (base case)sens4 |  | 0 |  | 0 | 0 | 0 | 0 | 0 | 0 | 0 | 0 | 0 | 0 | 0 | 0 | 0 | 0 | 0 | 0 | 0 | 0 | 0 | 0 | 0 | 0 | 0 | 0 | 0 | 0
OPTION 1 (base case) | sens5 | Capex 10% higher & Total benefits 10% lower | OPTION 1 (base case)sens5 |  | 0 |  | 0 | 0 | 0 | 0 | 0 | 0 | 0 | 0 | 0 | 0 | 0 | 0 | 0 | 0 | 0 | 0 | 0 | 0 | 0 | 0 | 0 | 0 | 0 | 0 | 0 | 0
OPTION 1 (base case) | sens | 0 | OPTION 1 (base case)sens |  | 0 |  | 0 | 0 | 0 | 0 | 0 | 0 | 0 | 0 | 0 | 0 | 0 | 0 | 0 | 0 | 0 | 0 | 0 | 0 | 0 | 0 | 0 | 0 | 0 | 0 | 0 | 0
OPTION 1 (base case) | sens | 0 | OPTION 1 (base case)sens |  | 0 |  | 0 | 0 | 0 | 0 | 0 | 0 | 0 | 0 | 0 | 0 | 0 | 0 | 0 | 0 | 0 | 0 | 0 | 0 | 0 | 0 | 0 | 0 | 0 | 0 | 0 | 0
OPTION 1 (base case) | sens | 0 | OPTION 1 (base case)sens |  | 0 |  | 0 | 0 | 0 | 0 | 0 | 0 | 0 | 0 | 0 | 0 | 0 | 0 | 0 | 0 | 0 | 0 | 0 | 0 | 0 | 0 | 0 | 0 | 0 | 0 | 0 | 0
Option 2 | NPV | Net benefits | Option 2NPV |  | 74972429.52 |  | 0 | 0 | -180291.0376 | 2372276.8772 | 3005276.1624 | 3649831.6216 | 4442574.8486 | 5568941.0871 | 7167247.7328 | 7167247.7328 | 7167247.7328 | 7167247.7328 | 7167247.7328 | 7167247.7328 | 7167247.7328 | 7167247.7328 | 7167247.7328 | 7167247.7328 | 7167247.7328 | 7167247.7328 | 7167247.7328 | 0 | 0 | 0 | 0 | 0
Option 2 | sens1 | Capex 10% higher | Option 2sens1 |  | 74503630.2137 |  | 0 | 0 | -198320.1414 | 2336218.6697 | 2969217.9549 | 3613773.414 | 4406516.6411 | 5532882.8796 | 7131189.5252 | 7131189.5252 | 7131189.5252 | 7131189.5252 | 7131189.5252 | 7131189.5252 | 7131189.5252 | 7131189.5252 | 7131189.5252 | 7131189.5252 | 7131189.5252 | 7131189.5252 | 7131189.5252 | 0 | 0 | 0 | 0 | 0
Option 2 | sens2 | Capex 10% lower | Option 2sens2 |  | 75441228.8264 |  | 0 | 0 | -162261.9338 | 2408335.0847 | 3041334.3699 | 3685889.8291 | 4478633.0561 | 5604999.2946 | 7203305.9403 | 7203305.9403 | 7203305.9403 | 7203305.9403 | 7203305.9403 | 7203305.9403 | 7203305.9403 | 7203305.9403 | 7203305.9403 | 7203305.9403 | 7203305.9403 | 7203305.9403 | 7203305.9403 | 0 | 0 | 0 | 0 | 0
Option 2 | sens3 | Total benefits 10% higher | Option 2sens3 |  | 82938471.7784 |  | 0 | 0 | -180291.0376 | 2645562.7725 | 3341861.9862 | 4050872.9912 | 4922890.541 | 6161893.4033 | 7920030.7136 | 7920030.7136 | 7920030.7136 | 7920030.7136 | 7920030.7136 | 7920030.7136 | 7920030.7136 | 7920030.7136 | 7920030.7136 | 7920030.7136 | 7920030.7136 | 7920030.7136 | 7920030.7136 | 0 | 0 | 0 | 0 | 0
Option 2 | sens4 | Total benefits 10% lower | Option 2sens4 |  | 67006387.2617 |  | 0 | 0 | -180291.0376 | 2098990.982 | 2668690.3386 | 3248790.2519 | 3962259.1562 | 4975988.7709 | 6414464.752 | 6414464.752 | 6414464.752 | 6414464.752 | 6414464.752 | 6414464.752 | 6414464.752 | 6414464.752 | 6414464.752 | 6414464.752 | 6414464.752 | 6414464.752 | 6414464.752 | 0 | 0 | 0 | 0 | 0
Option 2 | sens5 | Capex 10% higher & Total benefits 10% lower | Option 2sens5 |  | 66537587.9553 |  | 0 | 0 | -198320.1414 | 2062932.7744 | 2632632.1311 | 3212732.0444 | 3926200.9487 | 4939930.5634 | 6378406.5444 | 6378406.5444 | 6378406.5444 | 6378406.5444 | 6378406.5444 | 6378406.5444 | 6378406.5444 | 6378406.5444 | 6378406.5444 | 6378406.5444 | 6378406.5444 | 6378406.5444 | 6378406.5444 | 0 | 0 | 0 | 0 | 0
Option 2 | sens | 0 | Option 2sens |  | 74972429.52 |  | 0 | 0 | -180291.0376 | 2372276.8772 | 3005276.1624 | 3649831.6216 | 4442574.8486 | 5568941.0871 | 7167247.7328 | 7167247.7328 | 7167247.7328 | 7167247.7328 | 7167247.7328 | 7167247.7328 | 7167247.7328 | 7167247.7328 | 7167247.7328 | 7167247.7328 | 7167247.7328 | 7167247.7328 | 7167247.7328 | 0 | 0 | 0 | 0 | 0
Option 2 | sens | 0 | Option 2sens |  | 74972429.52 |  | 0 | 0 | -180291.0376 | 2372276.8772 | 3005276.1624 | 3649831.6216 | 4442574.8486 | 5568941.0871 | 7167247.7328 | 7167247.7328 | 7167247.7328 | 7167247.7328 | 7167247.7328 | 7167247.7328 | 7167247.7328 | 7167247.7328 | 7167247.7328 | 7167247.7328 | 7167247.7328 | 7167247.7328 | 7167247.7328 | 0 | 0 | 0 | 0 | 0
Option 2 | sens | 0 | Option 2sens |  | 74972429.52 |  | 0 | 0 | -180291.0376 | 2372276.8772 | 3005276.1624 | 3649831.6216 | 4442574.8486 | 5568941.0871 | 7167247.7328 | 7167247.7328 | 7167247.7328 | 7167247.7328 | 7167247.7328 | 7167247.7328 | 7167247.7328 | 7167247.7328 | 7167247.7328 | 7167247.7328 | 7167247.7328 | 7167247.7328 | 7167247.7328 | 0 | 0 | 0 | 0 | 0
[7 empty] | 0 | 0 | 1603096.0169 | 2086575.1216 | 2518543.8272 | 2942464.8664 | 3473870.6498 | 4248476.984 | 5349711.0052 | 5349711.0052 | 5349711.0052 | 5349711.0052 | 5349711.0052 | 5349711.0052 | 5349711.0052 | 5349711.0052 | 5349711.0052 | 5349711.0052 | 5349711.0052 | 5349711.0052 | 5349711.0052 | 0 | 0 | 0 | 0 | 0
Option 3 | NPV | Net benefits | Option 3NPV |  | 58535429.3488 |  | 0 | 0 | 1603096.0169 | 2086575.1216 | 2518543.8272 | 2942464.8664 | 3473870.6498 | 4248476.984 | 5349711.0052 | 5349711.0052 | 5349711.0052 | 5349711.0052 | 5349711.0052 | 5349711.0052 | 5349711.0052 | 5349711.0052 | 5349711.0052 | 5349711.0052 | 5349711.0052 | 5349711.0052 | 5349711.0052 | 0 | 0 | 0 | 0 | 0
Option 3 | sens1 | Capex 10% higher | Option 3sens1 |  | 58324425.5523 |  | 0 | 0 | 1587438.3107 | 2070917.4154 | 2502886.121 | 2926807.1602 | 3458212.9436 | 4232819.2778 | 5334053.299 | 5334053.299 | 5334053.299 | 5334053.299 | 5334053.299 | 5334053.299 | 5334053.299 | 5334053.299 | 5334053.299 | 5334053.299 | 5334053.299 | 5334053.299 | 5334053.299 | 0 | 0 | 0 | 0 | 0
Option 3 | sens2 | Capex 10% lower | Option 3sens2 |  | 58746433.1453 |  | 0 | 0 | 1618753.7231 | 2102232.8278 | 2534201.5334 | 2958122.5726 | 3489528.356 | 4264134.6902 | 5365368.7114 | 5365368.7114 | 5365368.7114 | 5365368.7114 | 5365368.7114 | 5365368.7114 | 5365368.7114 | 5365368.7114 | 5365368.7114 | 5365368.7114 | 5365368.7114 | 5365368.7114 | 5365368.7114 | 0 | 0 | 0 | 0 | 0
Option 3 | sens3 | Total benefits 10% higher | Option 3sens3 |  | 64599976.0801 |  | 0 | 0 | 1779063.3248 | 2310890.34 | 2786055.9161 | 3252369.0592 | 3836915.421 | 4688982.3886 | 5900339.8119 | 5900339.8119 | 5900339.8119 | 5900339.8119 | 5900339.8119 | 5900339.8119 | 5900339.8119 | 5900339.8119 | 5900339.8119 | 5900339.8119 | 5900339.8119 | 5900339.8119 | 5900339.8119 | 0 | 0 | 0 | 0 | 0
Option 3 | sens4 | Total benefits 10% lower | Option 3sens4 |  | 52470882.6174 |  | 0 | 0 | 1427128.7091 | 1862259.9032 | 2251031.7383 | 2632560.6736 | 3110825.8786 | 3807971.5794 | 4799082.1985 | 4799082.1985 | 4799082.1985 | 4799082.1985 | 4799082.1985 | 4799082.1985 | 4799082.1985 | 4799082.1985 | 4799082.1985 | 4799082.1985 | 4799082.1985 | 4799082.1985 | 4799082.1985 | 0 | 0 | 0 | 0 | 0
Option 3 | sens5 | Capex 10% higher & Total benefits 10% lower | Option 3sens5 |  | 52259878.8209 |  | 0 | 0 | 1411471.0029 | 1846602.197 | 2235374.0321 | 2616902.9674 | 3095168.1724 | 3792313.8732 | 4783424.4923 | 4783424.4923 | 4783424.4923 | 4783424.4923 | 4783424.4923 | 4783424.4923 | 4783424.4923 | 4783424.4923 | 4783424.4923 | 4783424.4923 | 4783424.4923 | 4783424.4923 | 4783424.4923 | 0 | 0 | 0 | 0 | 0
Option 3 | sens | 0 | Option 3sens |  | 58535429.3488 |  | 0 | 0 | 1603096.0169 | 2086575.1216 | 2518543.8272 | 2942464.8664 | 3473870.6498 | 4248476.984 | 5349711.0052 | 5349711.0052 | 5349711.0052 | 5349711.0052 | 5349711.0052 | 5349711.0052 | 5349711.0052 | 5349711.0052 | 5349711.0052 | 5349711.0052 | 5349711.0052 | 5349711.0052 | 5349711.0052 | 0 | 0 | 0 | 0 | 0
Option 3 | sens | 0 | Option 3sens |  | 58535429.3488 |  | 0 | 0 | 1603096.0169 | 2086575.1216 | 2518543.8272 | 2942464.8664 | 3473870.6498 | 4248476.984 | 5349711.0052 | 5349711.0052 | 5349711.0052 | 5349711.0052 | 5349711.0052 | 5349711.0052 | 5349711.0052 | 5349711.0052 | 5349711.0052 | 5349711.0052 | 5349711.0052 | 5349711.0052 | 5349711.0052 | 0 | 0 | 0 | 0 | 0
Option 3 | sens | 0 | Option 3sens |  | 58535429.3488 |  | 0 | 0 | 1603096.0169 | 2086575.1216 | 2518543.8272 | 2942464.8664 | 3473870.6498 | 4248476.984 | 5349711.0052 | 5349711.0052 | 5349711.0052 | 5349711.0052 | 5349711.0052 | 5349711.0052 | 5349711.0052 | 5349711.0052 | 5349711.0052 | 5349711.0052 | 5349711.0052 | 5349711.0052 | 5349711.0052 | 0 | 0 | 0 | 0 | 0
Option 4 | NPV | Net benefits | Option 4NPV |  | 0 |  | 0 | 0 | 0 | 0 | 0 | 0 | 0 | 0 | 0 | 0 | 0 | 0 | 0 | 0 | 0 | 0 | 0 | 0 | 0 | 0 | 0 | 0 | 0 | 0 | 0 | 0
Option 4 | sens1 | Capex 10% higher | Option 4sens1 |  | 0 |  | 0 | 0 | 0 | 0 | 0 | 0 | 0 | 0 | 0 | 0 | 0 | 0 | 0 | 0 | 0 | 0 | 0 | 0 | 0 | 0 | 0 | 0 | 0 | 0 | 0 | 0
Option 4 | sens2 | Capex 10% lower | Option 4sens2 |  | 0 |  | 0 | 0 | 0 | 0 | 0 | 0 | 0 | 0 | 0 | 0 | 0 | 0 | 0 | 0 | 0 | 0 | 0 | 0 | 0 | 0 | 0 | 0 | 0 | 0 | 0 | 0
Option 4 | sens3 | Total benefits 10% higher | Option 4sens3 |  | 0 |  | 0 | 0 | 0 | 0 | 0 | 0 | 0 | 0 | 0 | 0 | 0 | 0 | 0 | 0 | 0 | 0 | 0 | 0 | 0 | 0 | 0 | 0 | 0 | 0 | 0 | 0
Option 4 | sens4 | Total benefits 10% lower | Option 4sens4 |  | 0 |  | 0 | 0 | 0 | 0 | 0 | 0 | 0 | 0 | 0 | 0 | 0 | 0 | 0 | 0 | 0 | 0 | 0 | 0 | 0 | 0 | 0 | 0 | 0 | 0 | 0 | 0
Option 4 | sens5 | Capex 10% higher & Total benefits 10% lower | Option 4sens5 |  | 0 |  | 0 | 0 | 0 | 0 | 0 | 0 | 0 | 0 | 0 | 0 | 0 | 0 | 0 | 0 | 0 | 0 | 0 | 0 | 0 | 0 | 0 | 0 | 0 | 0 | 0 | 0
Option 4 | sens | 0 | Option 4sens |  | 0 |  | 0 | 0 | 0 | 0 | 0 | 0 | 0 | 0 | 0 | 0 | 0 | 0 | 0 | 0 | 0 | 0 | 0 | 0 | 0 | 0 | 0 | 0 | 0 | 0 | 0 | 0
Option 4 | sens | 0 | Option 4sens |  | 0 |  | 0 | 0 | 0 | 0 | 0 | 0 | 0 | 0 | 0 | 0 | 0 | 0 | 0 | 0 | 0 | 0 | 0 | 0 | 0 | 0 | 0 | 0 | 0 | 0 | 0 | 0
Option 4 | sens | 0 | Option 4sens |  | 0 |  | 0 | 0 | 0 | 0 | 0 | 0 | 0 | 0 | 0 | 0 | 0 | 0 | 0 | 0 | 0 | 0 | 0 | 0 | 0 | 0 | 0 | 0 | 0 | 0 | 0 | 0
Option 5 | NPV | Net benefits | Option 5NPV |  | 0 |  | 0 | 0 | 0 | 0 | 0 | 0 | 0 | 0 | 0 | 0 | 0 | 0 | 0 | 0 | 0 | 0 | 0 | 0 | 0 | 0 | 0 | 0 | 0 | 0 | 0 | 0
Option 5 | sens1 | Capex 10% higher | Option 5sens1 |  | 0 |  | 0 | 0 | 0 | 0 | 0 | 0 | 0 | 0 | 0 | 0 | 0 | 0 | 0 | 0 | 0 | 0 | 0 | 0 | 0 | 0 | 0 | 0 | 0 | 0 | 0 | 0
Option 5 | sens2 | Capex 10% lower | Option 5sens2 |  | 0 |  | 0 | 0 | 0 | 0 | 0 | 0 | 0 | 0 | 0 | 0 | 0 | 0 | 0 | 0 | 0 | 0 | 0 | 0 | 0 | 0 | 0 | 0 | 0 | 0 | 0 | 0
Option 5 | sens3 | Total benefits 10% higher | Option 5sens3 |  | 0 |  | 0 | 0 | 0 | 0 | 0 | 0 | 0 | 0 | 0 | 0 | 0 | 0 | 0 | 0 | 0 | 0 | 0 | 0 | 0 | 0 | 0 | 0 | 0 | 0 | 0 | 0
Option 5 | sens4 | Total benefits 10% lower | Option 5sens4 |  | 0 |  | 0 | 0 | 0 | 0 | 0 | 0 | 0 | 0 | 0 | 0 | 0 | 0 | 0 | 0 | 0 | 0 | 0 | 0 | 0 | 0 | 0 | 0 | 0 | 0 | 0 | 0
Option 5 | sens5 | Capex 10% higher & Total benefits 10% lower | Option 5sens5 |  | 0 |  | 0 | 0 | 0 | 0 | 0 | 0 | 0 | 0 | 0 | 0 | 0 | 0 | 0 | 0 | 0 | 0 | 0 | 0 | 0 | 0 | 0 | 0 | 0 | 0 | 0 | 0
Option 5 | sens | 0 | Option 5sens |  | 0 |  | 0 | 0 | 0 | 0 | 0 | 0 | 0 | 0 | 0 | 0 | 0 | 0 | 0 | 0 | 0 | 0 | 0 | 0 | 0 | 0 | 0 | 0 | 0 | 0 | 0 | 0
Option 5 | sens | 0 | Option 5sens |  | 0 |  | 0 | 0 | 0 | 0 | 0 | 0 | 0 | 0 | 0 | 0 | 0 | 0 | 0 | 0 | 0 | 0 | 0 | 0 | 0 | 0 | 0 | 0 | 0 | 0 | 0 | 0
Option 5 | sens | 0 | Option 5sens |  | 0 |  | 0 | 0 | 0 | 0 | 0 | 0 | 0 | 0 | 0 | 0 | 0 | 0 | 0 | 0 | 0 | 0 | 0 | 0 | 0 | 0 | 0 | 0 | 0 | 0 | 0 | 0
RESULTS
|  | 0 | 0 | 0 | 1 | 1 |  | 2028-29: #NAME?
|  | Option 1 (base case) | Option 2 | Option 3 | Option 4 | Option 5 |  | 2026-27: Max; 2028-29: Preferred
NPV | None | 0 | 74.9724 | 58.5354 |  |  |  | 2026-27: #NAME?; 2028-29: Option 2
sens1 | Capex 10% higher | 0 | 74.5036 | 58.3244 |  |  |  | 2026-27: #NAME?; 2028-29: Option 2
sens2 | Capex 10% lower | 0 | 75.4412 | 58.7464 |  |  |  | 2026-27: #NAME?; 2028-29: Option 2
sens3 | Total benefits 10% higher | 0 | 82.9385 | 64.6 |  |  |  | 2026-27: #NAME?; 2028-29: Option 2
sens4 | Total benefits 10% lower | 0 | 67.0064 | 52.4709 |  |  |  | 2026-27: #NAME?; 2028-29: Option 2
sens5 | Capex 10% higher & Total benefits 10% lower | 0 | 66.5376 | 52.2599 |  |  |  | 2026-27: #NAME?; 2028-29: Option 2
sens | 0 | [6 empty] | 2026-27: #NAME?; 2028-29: #NAME?
sens | 0 | [6 empty] | 2026-27: #NAME?; 2028-29: #NAME?
sens | 0 | [6 empty] | 2026-27: #NAME?; 2028-29: #NAME?

## Misc_calcs
Powercor
Drysdale supply area
ESCALATION & OTHER
| Year end |  |  | 2021-06-30 | 2022-06-30 | 2023-06-30 | 2024-06-30 | 2025-06-30 | 2026-06-30
| Actual/forecast CPI (June to June) |  |  | 0% | 0.8606% | 3.498% | 7.832% | 4.052% | 3%
| HY ending |  |  | 2021-06-30 | 2021-12-31 | 2022-06-30 | 2022-12-31 | 2023-06-30 | 2023-12-31 | 2024-06-30 | 2024-12-31 | 2025-06-30 | 2025-12-31 | 2026-06-30
| FY ending |  |  | 2021-06-30 | 2022-06-30 | 2022-06-30 | 2023-06-30 | 2023-06-30 | 2024-06-30 | 2024-06-30 | 2025-06-30 | 2025-06-30 | 2026-06-30 | 2026-06-30
| Actual/forecast CPI (June to June) |  |  | 0% | 0.8606% | 0.8606% | 3.498% | 3.498% | 7.832% | 7.832% | 4.052% | 4.052% | 3% | 3%
| Actual cumulative HY escalation |  |  | 1 | 1.0043 | 1.0086 | 1.0261 | 1.0439 | 1.084 | 1.1256 | 1.1482 | 1.1713 | 1.1887 | 1.2064
| Convert from input dollars | 2023-12-31 | 1.084
| To output dollars | 2026-06-30 | 1.2064
| Conversion from input dollars to output dollars |  | 1.1129
| Convert from VCR date | 2023-12-31 | 1.084
| To input dollars | 2023-12-31 | 1.084
| VCR escalation |  | 1
| Start_year | 2026-27
FIRST YEAR
| Option | First year | Option included
| Option 2 | 1 | TRUE
| Option 3 | 1 | TRUE
| Option 4 | Not used | FALSE
| Option 5 | Not used | FALSE
| First year | 1
FLAGS
| Option 1 (base case) | FALSE | FALSE
FALSE
FALSE
| Option 2 | FALSE | FALSE
FALSE
FALSE
| Option 3 | FALSE | FALSE
FALSE
FALSE
| Option 4 | FALSE | FALSE
FALSE
FALSE
| Option 5 | FALSE | FALSE
FALSE
FALSE
Message | !! Capex asset life required !!
!

## Data
Powercor
Drysdale supply area
DATA
Options
|  | Not used | Text |  | Flags for compliance project
Option1 | Option 1 (base case) | FALSE |  | Option 1 (base case): No change to existing practices | FALSE
Option2 | Option 2 | FALSE |  |  | FALSE
Option3 | Option 3 | FALSE |  |  | FALSE
Option4 | Option 4 | TRUE | Not used |  | TRUE
Option5 | Option 5 | TRUE | Not used |  | TRUE
Compliance project |  |  | Yes | FALSE
No change to existing practices
Not applicable (compliance)
For conditional formatting of preferred option on Summary :
< Enter description >
Categories
Short categ
| Capital expenditure | -1
| Annualised capex | -1
| Operating expenditure | -1
| Risk mitigated | 1
| Other benefits value | 1
| Net benefits | 1
| Total risk cost | 1
Benefits
|  | Short categ | Flag to include | Units | Defined value
1 | Unserved energy | Energy | FALSE | MWh | FALSE
2 | Safety | Safety | FALSE | $ | TRUE
3 | Unplanned replacement | UnRepl | FALSE | $ | TRUE
4 | Bushfire | Fire | FALSE | $ | TRUE
5 | Reduction in CO2 emissions | Carbon | TRUE | MWh | FALSE
6 | Reliability in worst-served areas | Other | TRUE | MWh | FALSE
7 | Network resilience | Other | TRUE | MWh | FALSE
8 | Enabling solar exports | Other | TRUE | MWh | FALSE
9 | Aesthetics | Other | TRUE | Customers impacted | FALSE
10 | Customer value of time - residential | Other | TRUE | Customer minutes | FALSE
11 | Customer value of time - business | Other | TRUE | Customer minutes | FALSE
12 | Communication | Other | TRUE | Customers impacted | FALSE
13 | Information accessibility | Other | TRUE | Customers impacted | FALSE
Value of benefits
Powercor
| Reliability in worst-served areas | per MWh | 151432.8174
| Network resilience | per MWh | 24590
| Enabling solar exports | per MWh | 88.3577
| Aesthetics | per customer impacted | 0
| Customer value of time - residential | per minute customer time | 0.35181
| Customer value of time - business | per minute customer time | 0.35181
| Communication | per customer impacted | 0
| Information accessibility | per customer impacted | 0
Conversions
| thous_conv | 1000
| mill_conv | 1000000
Message
| Message | Enter asset life
Error message |  | Remove inputs prior to start year
Disproportionate factors applied to various bushfire and other risk valuations
| - Select - |  |  |  | 0
| Harm to property from network |  |  |  | 1
| Harm to property from bushfire |  |  |  | 1
| Harm to environment |  |  |  | 1
| Safety - Public trespass |  |  |  | 1
| Safety - Single fatality or serious injury ^ |  |  |  | 3
| Safety from bushfire in HBRA |  |  |  | 3
| Safety - Multiple fatality or serious injury ^ |  |  |  | 6
| Safety from bushfire (REFCL declared areas) |  |  |  | 6
| Safety from bushfire (electric line construction areas) |  |  |  | 10
Total annualised capex
Energy at risk value
Total other benefits
DROPDOWN LISTS
| Business |  |  |  | Type | Include | Dollar inputs - month |  |  | Not used options | Conversions | Dollar inputs - year | Compliance | Capex first year
| CitiPower | CP | CP: |  | - Select - | 0 | June | 6 | CY | Not used |  | 2026 | No | 2026-27
| Powercor | PA | PAL: |  | Capex | 1899-12-31 | December | 12 | FY |  |  | 2025 | Yes | 2025-26
| United Energy | UE | UE: |  | Opex | [6 empty] | 2024 |  | 2024-25
2023
2022
2021
2020