## Cover
Powercor
Regulatory proposal 2026-31
Mount Cottrell new feeder
| Model number: | 3.06
2025-01-31
12

## Summary
Powercor
Mount Cottrell new feeder
SUMMARY
RESULTS
|  |  |  | PV of costs | PV of benefits | NPV
| Option |  |  | 2026-06-30 | 2026-06-30 | 2026-06-30
| Option 1 (base case) | No change to existing practices |  | 0 | 0 | 0
| Option 2 | Connect a new feeder from MTC to MLN |  | -0.3472 | 1359.2499 | 1358.9027
| Option 3 | Extend MLN012 into Rockbank and offload MLN021 |  | -0.36254 | 1297.5108 | 1297.1483
| Option 4 | 0
| Option 5 | 0
NPV
| Preferred option: |  |  | 2026-06-30
| Option 2 | Connect a new feeder from MTC to MLN |  | 1358.9027
PREFERRED OPTION
Preferred Option
Option 2
| Expenditure forecast | 2026-06-30 | 2026-27 | 2027-28 | 2028-29 | 2029-30 | 2030-31 |  | Total
| Capital expenditure |  | 0.60431 | 0 | 0 | 0 | 0 |  | 0.60431
| Operating expenditure |  | 0 | 0 | 0 | 0 | 0 |  | 0
CHART
| Capex and risk ($M, 2026) |  | Value of expected unserved energy ($M, 2026)
SENSITIVITIES
| Sensitivity | 2026-06-30 | Option 1 (base case) | Option 2 | Option 3 | Option 4 | Option 5 |  | Preferred option
| None |  | 0 | 1358.9027 | 1297.1483 |  |  |  | Option 2
| Capex 10% higher |  | 0 | 1358.868 | 1297.112 |  |  |  | Option 2
| Capex 10% lower |  | 0 | 1358.9375 | 1297.1846 |  |  |  | Option 2
| Total benefits 10% higher |  | 0 | 1494.8277 | 1426.8994 |  |  |  | Option 2
| Total benefits 10% lower |  | 0 | 1222.9777 | 1167.3972 |  |  |  | Option 2
| Capex 10% higher & Total benefits 10% lower |  | 0 | 1222.943 | 1167.361 |  |  |  | Option 2
| 0 | [7 empty] | #NAME?
| 0 | [6 empty] | 0 | #NAME?
|  | 0 | [6 empty] | #NAME?
0

## Assumptions
Powercor
Mount Cottrell new feeder
Project
|  | Business: |  | Powercor
|  | Descripton: |  | Mount Cottrell new feeder
|  | Date of cost inputs: |  | December |  | 2023
|  | Option |  | Description
|  | Option 1 (base case) |  | No change to existing practices
|  | Option 2 |  | Connect a new feeder from MTC to MLN
|  | Option 3 |  | Extend MLN012 into Rockbank and offload MLN021
Option 4
Option 5
|  | Compliance project |  | No
|  | Expenditure starts |  | 2026-27 | [start]
Timing & WACC
|  | Input dollars |  |  |  | 2023-12-31 | [input_dollars]
|  | Pre-tax real WACC |  |  |  | 3.5% | [real_disc]
|  | VCR date |  |  |  | 2023-12-31 | [vcr_date]
|  | Analysis period (years) |  |  |  | 20 | [years]\
|  | Output dollars |  |  |  | 2026-06-30 | [output_dollars]
|  | Other benefits date |  |  |  | 2023-06-30 | [custval_date]
|  | Value of CO2 reductions input date |  |  |  | 2023-06-30
VCR
|  | Enter ZSS code >> | eg. AR | MLN |  | Melton | 37902.176 | 2023 VCR ($/MWh)
Risks
SAFETY
|  | Value of statistical life |  |  |  | 5400000 | 2023-06-30
|  | Value of injury |  |  |  | 0 | 2023-12-31
Disproportionate factors applied to various bushfire and other risk valuations
|  | Harm to property from network |  |  |  | 1
|  | Harm to property from bushfire |  |  |  | 1
|  | Harm to environment |  |  |  | 1
|  | Safety - Public trespass |  |  |  | 1
|  | Safety - Single fatality or serious injury ^ |  |  |  | 3
|  | Safety from bushfire in HBRA |  |  |  | 3
|  | Safety - Multiple fatality or serious injury ^ |  |  |  | 6
|  | Safety from bushfire (REFCL declared areas) |  |  |  | 6
|  | Safety from bushfire (electric line construction areas) |  |  |  | 10
^ Public or employee
|  | Incident type |  |  |  | Value | Probability | DF selected | Description/comment
|  | Safety (fatality) |  |  |  | 5607473.5197 | 0 | 0 | 0
|  | Safety (injury) |  |  |  | 0 | 0 | 0 | 0
UNPLANNED REPLACEMENT/REPAIR
|  | Major failure (replace) |  |  |  | 0 | 2023-12-31
|  | Minor failure (repair) |  |  |  | 0 | 2023-12-31
|  | Premium for failure |  |  |  | 20%
Other benefits
| ENVIRONMENTAL | [8 empty] | 2026-27 | 2027-28 | 2028-29 | 2029-30 | 2030-31 | 2031-32
|  | Value of CO2 reductions |  |  |  |  | 2023-06-30 | $/kWh |  | 0.02473 | 0.022341 | 0.020196 | 0.018063 | 0.015913 | 0.013715
| CUSTOMER VALUE |  |  |  |  | Value
|  | Reliability in worst-served areas |  |  |  | 151432.8174 | 2023-06-30 | per MWh
|  | Network resilience |  |  |  | 24590 | 2023-06-30 | per MWh
|  | Enabling solar exports |  |  |  | 88.3577 | 2023-06-30 | per MWh
|  | Aesthetics |  |  |  | 0 | 2023-06-30 | per customer
|  | Customer value of time - residential |  |  |  | 0.35181 | 2023-06-30 | per customer minute
|  | Customer value of time - business |  |  |  | 0.35181 | 2023-06-30 | per customer minute
|  | Communication |  |  |  | 0 | 2023-06-30 | per customer
|  | Information accessibility |  |  |  | 0 | 2023-06-30 | per customer
Sensitivities
[6 empty] | Capex | Total benefits
| 1 | Capex 10% higher |  |  |  | 10% | 0%
| 2 | Capex 10% lower |  |  |  | -10% | 0%
| 3 | Total benefits 10% higher |  |  |  | 0% | 10%
| 4 | Total benefits 10% lower |  |  |  | 0% | -10%
| 5 | Capex 10% higher & Total benefits 10% lower |  |  |  | 10% | -10%

## Option1 (base case)
Powercor
Mount Cottrell new feeder
OPTION 1 (base case)
Count |  |  |  |  | 0 | 1 | 2 | 3 | 4 | 5 | 6 | 7 | 8 | 9 | 10 | 11 | 12 | 13 | 14 | 15 | 16 | 17 | 18 | 19 | 20 | 21 | 22 | 23 | 24 | 25
Value of CO2 reductions |  |  |  | $/MWh |  | 24.7305 | 22.3407 | 20.1963 | 18.0629 | 15.9134 | 13.7151 | 13.7151 | 13.7151 | 13.7151 | 13.7151 | 13.7151 | 13.7151 | 13.7151 | 13.7151 | 13.7151 | 13.7151 | 13.7151 | 13.7151 | 13.7151 | 13.7151 | 13.7151 | 13.7151 | 13.7151 | 13.7151 | 13.7151
|  |  |  | Units | 2026-06-30 | 2026-27 | 2027-28 | 2028-29 | 2029-30 | 2030-31 | 2031-32 | 2032-33 | 2033-34 | 2034-35 | 2035-36 | 2036-37 | 2037-38 | 2038-39 | 2039-40 | 2040-41 | 2041-42 | 2042-43 | 2043-44 | 2044-45 | 2045-46 | 2046-47 | 2047-48 | 2048-49 | 2049-50 | 2050-51
INVESTMENT & OPERATING COST
| Capex |  | Asset life (yrs)
| No change to existing practices |  | 0 | 2023-12-31 |  | 0 | 0 | 0 | 0 | 0 | 0 | 0 | 0 | 0 | 0 | 0 | 0 | 0 | 0 | 0 | 0 | 0 | 0 | 0 | 0 | 0 | 0 | 0 | 0 | 0
| < Enter description > |  | 0 | 2023-12-31 |  | 0 | 0 | 0 | 0 | 0 | 0 | 0 | 0 | 0 | 0 | 0 | 0 | 0 | 0 | 0 | 0 | 0 | 0 | 0 | 0 | 0 | 0 | 0 | 0 | 0
| < Enter description > |  | 0 | 2023-12-31 |  | 0 | 0 | 0 | 0 | 0 | 0 | 0 | 0 | 0 | 0 | 0 | 0 | 0 | 0 | 0 | 0 | 0 | 0 | 0 | 0 | 0 | 0 | 0 | 0 | 0
| Capital expenditure |  |  | 2023-12-31 |  | 0 | 0 | 0 | 0 | 0 | 0 | 0 | 0 | 0 | 0 | 0 | 0 | 0 | 0 | 0 | 0 | 0 | 0 | 0 | 0 | 0 | 0 | 0 | 0 | 0
| Operating expenditure |  |  | 2023-12-31 |  | 0 | 0 | 0 | 0 | 0 | 0 | 0 | 0 | 0 | 0 | 0 | 0 | 0 | 0 | 0 | 0 | 0 | 0 | 0 | 0 | 0 | 0 | 0 | 0 | 0
RISK ASSUMPTIONS
| PoF (major) |  |  |  |  | 0 | 0 | 0 | 0 | 0 | 0 | 0 | 0 | 0 | 0 | 0 | 0 | 0 | 0 | 0 | 0 | 0 | 0 | 0 | 0 | 0 | 0 | 0 | 0 | 0
| PoF (reparable) |  |  |  |  | 0 | 0 | 0 | 0 | 0 | 0 | 0 | 0 | 0 | 0 | 0 | 0 | 0 | 0 | 0 | 0 | 0 | 0 | 0 | 0 | 0 | 0 | 0 | 0 | 0
| Energy at risk (weighted) |  |  | MWh |  | 265.6504 | 445.9662 | 664.3924 | 915.8195 | 1292.7465 | 1858.3183 | 2528.1097 | 3095.8822 | 3095.8822 | 3095.8822 | 3095.8822 | 3095.8822 | 3095.8822 | 3095.8822 | 3095.8822 | 3095.8822 | 3095.8822 | 3095.8822 | 3095.8822 | 3095.8822 | 3095.8822 | 3095.8822 | 3095.8822 | 3095.8822 | 3095.8822
| Energy at risk value | $/MWh | 37902.176 | 2023-12-31 |  | 10068726.6005 | 16903090.6752 | 25181918.3412 | 34711553.0161 | 48997904.4312 | 70434307.2447 | 95820859.2637 | 117340670.483 | 117340670.483 | 117340670.483 | 117340670.483 | 117340670.483 | 117340670.483 | 117340670.483 | 117340670.483 | 117340670.483 | 117340670.483 | 117340670.483 | 117340670.483 | 117340670.483 | 117340670.483 | 117340670.483 | 117340670.483 | 117340670.483 | 117340670.483
| Safety consequence | (after DF) |  | 2023-12-31 |  | 0 | 0 | 0 | 0 | 0 | 0 | 0 | 0 | 0 | 0 | 0 | 0 | 0 | 0 | 0 | 0 | 0 | 0 | 0 | 0 | 0 | 0 | 0 | 0 | 0
| Unplanned replacements |  |  | 2023-12-31 |  | 0 | 0 | 0 | 0 | 0 | 0 | 0 | 0 | 0 | 0 | 0 | 0 | 0 | 0 | 0 | 0 | 0 | 0 | 0 | 0 | 0 | 0 | 0 | 0 | 0
| Environmental consequence | (after DF) |  | 2023-12-31 |  | 0 | 0 | 0 | 0 | 0 | 0 | 0 | 0 | 0 | 0 | 0 | 0 | 0 | 0 | 0 | 0 | 0 | 0 | 0 | 0 | 0 | 0 | 0 | 0 | 0
| < Other risk - enter description > |  |  | 2023-12-31 |  | 0 | 0 | 0 | 0 | 0 | 0 | 0 | 0 | 0 | 0 | 0 | 0 | 0 | 0 | 0 | 0 | 0 | 0 | 0 | 0 | 0 | 0 | 0 | 0 | 0
| < Other risk - enter description > |  |  | 2023-12-31 |  | 0 | 0 | 0 | 0 | 0 | 0 | 0 | 0 | 0 | 0 | 0 | 0 | 0 | 0 | 0 | 0 | 0 | 0 | 0 | 0 | 0 | 0 | 0 | 0 | 0
| Total risk cost |  |  |  |  | 10068726.6005 | 16903090.6752 | 25181918.3412 | 34711553.0161 | 48997904.4312 | 70434307.2447 | 95820859.2637 | 117340670.483 | 117340670.483 | 117340670.483 | 117340670.483 | 117340670.483 | 117340670.483 | 117340670.483 | 117340670.483 | 117340670.483 | 117340670.483 | 117340670.483 | 117340670.483 | 117340670.483 | 117340670.483 | 117340670.483 | 117340670.483 | 117340670.483 | 117340670.483
OTHER BENEFITS
| Reduction in CO2 emissions |  |  | MWh |  | 0 | 0 | 0 | 0 | 0 | 0 | 0 | 0 | 0 | 0 | 0 | 0 | 0 | 0 | 0 | 0 | 0 | 0 | 0 | 0 | 0 | 0 | 0 | 0 | 0
| Value of reduction in CO2 emissions |  |  | $ |  | 0 | 0 | 0 | 0 | 0 | 0 | 0 | 0 | 0 | 0 | 0 | 0 | 0 | 0 | 0 | 0 | 0 | 0 | 0 | 0 | 0 | 0 | 0 | 0 | 0
| Reliability in worst-served areas | $/MWh | 151432.8174 | MWh |  | 0 | 0 | 0 | 0 | 0 | 0 | 0 | 0 | 0 | 0 | 0 | 0 | 0 | 0 | 0 | 0 | 0 | 0 | 0 | 0 | 0 | 0 | 0 | 0 | 0
| Network resilience | $/MWh | 24590 | MWh |  | 0 | 0 | 0 | 0 | 0 | 0 | 0 | 0 | 0 | 0 | 0 | 0 | 0 | 0 | 0 | 0 | 0 | 0 | 0 | 0 | 0 | 0 | 0 | 0 | 0
| Enabling solar exports | $/MWh | 88.3577 | MWh |  | 0 | 0 | 0 | 0 | 0 | 0 | 0 | 0 | 0 | 0 | 0 | 0 | 0 | 0 | 0 | 0 | 0 | 0 | 0 | 0 | 0 | 0 | 0 | 0 | 0
| Aesthetics | $/customer | 0 | customers |  | 0 | 0 | 0 | 0 | 0 | 0 | 0 | 0 | 0 | 0 | 0 | 0 | 0 | 0 | 0 | 0 | 0 | 0 | 0 | 0 | 0 | 0 | 0 | 0 | 0
| Customer value of time (res) | $/customer min | 0.35181 | mins |  | 0 | 0 | 0 | 0 | 0 | 0 | 0 | 0 | 0 | 0 | 0 | 0 | 0 | 0 | 0 | 0 | 0 | 0 | 0 | 0 | 0 | 0 | 0 | 0 | 0
| Customer value of time (bus) | $/customer min | 0.35181 | mins |  | 0 | 0 | 0 | 0 | 0 | 0 | 0 | 0 | 0 | 0 | 0 | 0 | 0 | 0 | 0 | 0 | 0 | 0 | 0 | 0 | 0 | 0 | 0 | 0 | 0
| Communication | $/customer | 0 | customers |  | 0 | 0 | 0 | 0 | 0 | 0 | 0 | 0 | 0 | 0 | 0 | 0 | 0 | 0 | 0 | 0 | 0 | 0 | 0 | 0 | 0 | 0 | 0 | 0 | 0
| Information accessibility | $/customer | 0 | customers |  | 0 | 0 | 0 | 0 | 0 | 0 | 0 | 0 | 0 | 0 | 0 | 0 | 0 | 0 | 0 | 0 | 0 | 0 | 0 | 0 | 0 | 0 | 0 | 0 | 0
| Other benefits 1 |  |  | 2023-12-31 |  | 0 | 0 | 0 | 0 | 0 | 0 | 0 | 0 | 0 | 0 | 0 | 0 | 0 | 0 | 0 | 0 | 0 | 0 | 0 | 0 | 0 | 0 | 0 | 0 | 0
| Other benefits 2 |  |  | 2023-12-31 |  | 0 | 0 | 0 | 0 | 0 | 0 | 0 | 0 | 0 | 0 | 0 | 0 | 0 | 0 | 0 | 0 | 0 | 0 | 0 | 0 | 0 | 0 | 0 | 0 | 0
| Total other benefits |  |  | 2023-12-31 |  | 0 | 0 | 0 | 0 | 0 | 0 | 0 | 0 | 0 | 0 | 0 | 0 | 0 | 0 | 0 | 0 | 0 | 0 | 0 | 0 | 0 | 0 | 0 | 0 | 0
SUMMARY
| Risks mitigated vs base case |  |  | 2023-12-31
Capital expenditure
| No change to existing practices |  |  | 2023-12-31 |  | 0 | 0 | 0 | 0 | 0 | 0 | 0 | 0 | 0 | 0 | 0 | 0 | 0 | 0 | 0 | 0 | 0 | 0 | 0 | 0 | 0 | 0 | 0 | 0 | 0
| < Enter description > |  |  | 2023-12-31 |  | 0 | 0 | 0 | 0 | 0 | 0 | 0 | 0 | 0 | 0 | 0 | 0 | 0 | 0 | 0 | 0 | 0 | 0 | 0 | 0 | 0 | 0 | 0 | 0 | 0
| < Enter description > |  |  | 2023-12-31 |  | 0 | 0 | 0 | 0 | 0 | 0 | 0 | 0 | 0 | 0 | 0 | 0 | 0 | 0 | 0 | 0 | 0 | 0 | 0 | 0 | 0 | 0 | 0 | 0 | 0
Cumulative capex
| No change to existing practices |  |  | 2023-12-31 |  | 0 | 0 | 0 | 0 | 0 | 0 | 0 | 0 | 0 | 0 | 0 | 0 | 0 | 0 | 0 | 0 | 0 | 0 | 0 | 0 | 0 | 0 | 0 | 0 | 0
| < Enter description > |  |  | 2023-12-31 |  | 0 | 0 | 0 | 0 | 0 | 0 | 0 | 0 | 0 | 0 | 0 | 0 | 0 | 0 | 0 | 0 | 0 | 0 | 0 | 0 | 0 | 0 | 0 | 0 | 0
| < Enter description > |  |  | 2023-12-31 |  | 0 | 0 | 0 | 0 | 0 | 0 | 0 | 0 | 0 | 0 | 0 | 0 | 0 | 0 | 0 | 0 | 0 | 0 | 0 | 0 | 0 | 0 | 0 | 0 | 0
Annualised capex
| Annualised capex - No change to existing practices |  |  | 2023-12-31 |  | 0 | 0 | 0 | 0 | 0 | 0 | 0 | 0 | 0 | 0 | 0 | 0 | 0 | 0 | 0 | 0 | 0 | 0 | 0 | 0 | 0 | 0 | 0 | 0 | 0
| Annualised capex - < Enter description > |  |  | 2023-12-31 |  | 0 | 0 | 0 | 0 | 0 | 0 | 0 | 0 | 0 | 0 | 0 | 0 | 0 | 0 | 0 | 0 | 0 | 0 | 0 | 0 | 0 | 0 | 0 | 0 | 0
| Annualised capex - < Enter description > |  |  | 2023-12-31 |  | 0 | 0 | 0 | 0 | 0 | 0 | 0 | 0 | 0 | 0 | 0 | 0 | 0 | 0 | 0 | 0 | 0 | 0 | 0 | 0 | 0 | 0 | 0 | 0 | 0
| Total annualised capex |  |  | 2023-12-31 |  | 0 | 0 | 0 | 0 | 0 | 0 | 0 | 0 | 0 | 0 | 0 | 0 | 0 | 0 | 0 | 0 | 0 | 0 | 0 | 0 | 0 | 0 | 0 | 0 | 0
| Annualised capex |  |  | 2023-12-31 |  | 0 | 0 | 0 | 0 | 0 | 0 | 0 | 0 | 0 | 0 | 0 | 0 | 0 | 0 | 0 | 0 | 0 | 0 | 0 | 0 | 0 | 0 | 0 | 0 | 0
| Operating expenditure |  |  | 2023-12-31 |  | 0 | 0 | 0 | 0 | 0 | 0 | 0 | 0 | 0 | 0 | 0 | 0 | 0 | 0 | 0 | 0 | 0 | 0 | 0 | 0 | 0 | 0 | 0 | 0 | 0
| Risk mitigated |  |  | 2023-12-31 |  | 0 | 0 | 0 | 0 | 0 | 0 | 0 | 0 | 0 | 0 | 0 | 0 | 0 | 0 | 0 | 0 | 0 | 0 | 0 | 0 | 0 | 0 | 0 | 0 | 0
| Other benefits value |  |  | 2023-12-31 |  | 0 | 0 | 0 | 0 | 0 | 0 | 0 | 0 | 0 | 0 | 0 | 0 | 0 | 0 | 0 | 0 | 0 | 0 | 0 | 0 | 0 | 0 | 0 | 0 | 0
| Net benefits |  |  | 2023-12-31 |  | 0 | 0 | 0 | 0 | 0 | 0 | 0 | 0 | 0 | 0 | 0 | 0 | 0 | 0 | 0 | 0 | 0 | 0 | 0 | 0 | 0 | 0 | 0 | 0 | 0
SENSITIVITIES
NPV | Net benefits |  |  | Option 1 (Base Case)NPV |  | 0 | 0 | 0 | 0 | 0 | 0 | 0 | 0 | 0 | 0 | 0 | 0 | 0 | 0 | 0 | 0 | 0 | 0 | 0 | 0 | 0 | 0 | 0 | 0 | 0
| Total annualised capex |  |  |  |  | 0 | 0 | 0 | 0 | 0 | 0 | 0 | 0 | 0 | 0 | 0 | 0 | 0 | 0 | 0 | 0 | 0 | 0 | 0 | 0 | 0 | 0 | 0 | 0 | 0
| Total benefits |  |  |  |  | 0 | 0 | 0 | 0 | 0 | 0 | 0 | 0 | 0 | 0 | 0 | 0 | 0 | 0 | 0 | 0 | 0 | 0 | 0 | 0 | 0 | 0 | 0 | 0 | 0
|  | Capex | Total benefits
sens1 | Capex 10% higher | 10% | 0% | Option 1 (Base Case)sens1 |  | 0 | 0 | 0 | 0 | 0 | 0 | 0 | 0 | 0 | 0 | 0 | 0 | 0 | 0 | 0 | 0 | 0 | 0 | 0 | 0 | 0 | 0 | 0 | 0 | 0
sens2 | Capex 10% lower | -10% | 0% | Option 1 (Base Case)sens2 |  | 0 | 0 | 0 | 0 | 0 | 0 | 0 | 0 | 0 | 0 | 0 | 0 | 0 | 0 | 0 | 0 | 0 | 0 | 0 | 0 | 0 | 0 | 0 | 0 | 0
sens3 | Total benefits 10% higher | 0% | 10% | Option 1 (Base Case)sens3 |  | 0 | 0 | 0 | 0 | 0 | 0 | 0 | 0 | 0 | 0 | 0 | 0 | 0 | 0 | 0 | 0 | 0 | 0 | 0 | 0 | 0 | 0 | 0 | 0 | 0
sens4 | Total benefits 10% lower | 0% | -10% | Option 1 (Base Case)sens4 |  | 0 | 0 | 0 | 0 | 0 | 0 | 0 | 0 | 0 | 0 | 0 | 0 | 0 | 0 | 0 | 0 | 0 | 0 | 0 | 0 | 0 | 0 | 0 | 0 | 0
sens5 | Capex 10% higher & Total benefits 10% lower | 10% | -10% | Option 1 (Base Case)sens5 |  | 0 | 0 | 0 | 0 | 0 | 0 | 0 | 0 | 0 | 0 | 0 | 0 | 0 | 0 | 0 | 0 | 0 | 0 | 0 | 0 | 0 | 0 | 0 | 0 | 0
sens | 0 | 0% | 0% | Option 1 (Base Case)sens |  | 0 | 0 | 0 | 0 | 0 | 0 | 0 | 0 | 0 | 0 | 0 | 0 | 0 | 0 | 0 | 0 | 0 | 0 | 0 | 0 | 0 | 0 | 0 | 0 | 0
sens | 0 | 0% | 0% | Option 1 (Base Case)sens |  | 0 | 0 | 0 | 0 | 0 | 0 | 0 | 0 | 0 | 0 | 0 | 0 | 0 | 0 | 0 | 0 | 0 | 0 | 0 | 0 | 0 | 0 | 0 | 0 | 0
sens | 0 | 0% | 0% | Option 1 (Base Case)sens |  | 0 | 0 | 0 | 0 | 0 | 0 | 0 | 0 | 0 | 0 | 0 | 0 | 0 | 0 | 0 | 0 | 0 | 0 | 0 | 0 | 0 | 0 | 0 | 0 | 0

## Option2
Powercor
Mount Cottrell new feeder
OPTION 2 | Connect a new feeder from MTC to MLN
Count |  |  |  |  | 1 | 2 | 3 | 4 | 5 | 6 | 7 | 8 | 9 | 10 | 11 | 12 | 13 | 14 | 15 | 16 | 17 | 18 | 19 | 20 | 21 | 22 | 23 | 24 | 25
Value of CO2 reductions |  |  |  | $/MWh | 24.7305 | 22.3407 | 20.1963 | 18.0629 | 15.9134 | 13.7151 | 13.7151 | 13.7151 | 13.7151 | 13.7151 | 13.7151 | 13.7151 | 13.7151 | 13.7151 | 13.7151 | 13.7151 | 13.7151 | 13.7151 | 13.7151 | 13.7151 | 13.7151 | 13.7151 | 13.7151 | 13.7151 | 13.7151
|  |  |  | Units | 2026-27 | 2027-28 | 2028-29 | 2029-30 | 2030-31 | 2031-32 | 2032-33 | 2033-34 | 2034-35 | 2035-36 | 2036-37 | 2037-38 | 2038-39 | 2039-40 | 2040-41 | 2041-42 | 2042-43 | 2043-44 | 2044-45 | 2045-46 | 2046-47 | 2047-48 | 2048-49 | 2049-50 | 2050-51
INVESTMENT & OPERATING COST
| Capex |  | Asset life (yrs)
| Connect a new feeder from MTC to MLN |  | 50 | 2023-12-31 | 543000 | 0 | 0 | 0 | 0 | 0 | 0 | 0 | 0 | 0 | 0 | 0 | 0 | 0 | 0 | 0 | 0 | 0 | 0 | 0 | 0 | 0 | 0 | 0 | 0
| < Enter description > |  | 0 | 2023-12-31 | 0 | 0 | 0 | 0 | 0 | 0 | 0 | 0 | 0 | 0 | 0 | 0 | 0 | 0 | 0 | 0 | 0 | 0 | 0 | 0 | 0 | 0 | 0 | 0 | 0
| < Enter description > |  | 0 | 2023-12-31 | 0 | 0 | 0 | 0 | 0 | 0 | 0 | 0 | 0 | 0 | 0 | 0 | 0 | 0 | 0 | 0 | 0 | 0 | 0 | 0 | 0 | 0 | 0 | 0 | 0
| Capital expenditure |  |  | 2023-12-31 | 543000 | 0 | 0 | 0 | 0 | 0 | 0 | 0 | 0 | 0 | 0 | 0 | 0 | 0 | 0 | 0 | 0 | 0 | 0 | 0 | 0 | 0 | 0 | 0 | 0
| Operating expenditure |  |  | 2023-12-31 | 0 | 0 | 0 | 0 | 0 | 0 | 0 | 0 | 0 | 0 | 0 | 0 | 0 | 0 | 0 | 0 | 0 | 0 | 0 | 0 | 0 | 0 | 0 | 0 | 0
RISK ASSUMPTIONS
| PoF (major) |  |  |  | 0 | 0 | 0 | 0 | 0 | 0 | 0 | 0 | 0 | 0 | 0 | 0 | 0 | 0 | 0 | 0 | 0 | 0 | 0 | 0 | 0 | 0 | 0 | 0 | 0
| PoF (reparable) |  |  |  | 0 | 0 | 0 | 0 | 0 | 0 | 0 | 0 | 0 | 0 | 0 | 0 | 0 | 0 | 0 | 0 | 0 | 0 | 0 | 0 | 0 | 0 | 0 | 0 | 0
| Energy at risk (weighted) |  |  | MWh | 44.2751 | 0 | 0 | 0 | 0 | 0 | 0 | 0 | 0 | 0 | 0 | 0 | 0 | 0.00078809 | 0.076613 | 0.21806 | 0.53066 | 2.066 | 5.7438 | 12.2976 | 24.1176 | 51.5683 | 106.8045 | 174.4509 | 106.8045
| Energy at risk value | $/MWh | 37902.176 | 2023-12-31 | 1678121.1001 | 0 | 0 | 0 | 0 | 0 | 0 | 0 | 0 | 0 | 0 | 0 | 0 | 29.8701 | 2903.7862 | 8265.1024 | 20113.2966 | 78304.1169 | 217703.7494 | 466106.9178 | 914110.5086 | 1954549.1028 | 4048123.5523 | 6612069.7444 | 4048123.5523
| Safety consequence | (after DF) |  | 2023-12-31 | 0 | 0 | 0 | 0 | 0 | 0 | 0 | 0 | 0 | 0 | 0 | 0 | 0 | 0 | 0 | 0 | 0 | 0 | 0 | 0 | 0 | 0 | 0 | 0 | 0
| Unplanned replacements |  |  | 2023-12-31 | 0 | 0 | 0 | 0 | 0 | 0 | 0 | 0 | 0 | 0 | 0 | 0 | 0 | 0 | 0 | 0 | 0 | 0 | 0 | 0 | 0 | 0 | 0 | 0 | 0
| Environmental consequence | (after DF) |  | 2023-12-31 | 0 | 0 | 0 | 0 | 0 | 0 | 0 | 0 | 0 | 0 | 0 | 0 | 0 | 0 | 0 | 0 | 0 | 0 | 0 | 0 | 0 | 0 | 0 | 0 | 0
| < Other risk - enter description > |  |  | 2023-12-31 | 0 | 0 | 0 | 0 | 0 | 0 | 0 | 0 | 0 | 0 | 0 | 0 | 0 | 0 | 0 | 0 | 0 | 0 | 0 | 0 | 0 | 0 | 0 | 0 | 0
| < Other risk - enter description > |  |  | 2023-12-31 | 0 | 0 | 0 | 0 | 0 | 0 | 0 | 0 | 0 | 0 | 0 | 0 | 0 | 0 | 0 | 0 | 0 | 0 | 0 | 0 | 0 | 0 | 0 | 0 | 0
| Total risk cost |  |  |  | 1678121.1001 | 0 | 0 | 0 | 0 | 0 | 0 | 0 | 0 | 0 | 0 | 0 | 0 | 29.8701 | 2903.7862 | 8265.1024 | 20113.2966 | 78304.1169 | 217703.7494 | 466106.9178 | 914110.5086 | 1954549.1028 | 4048123.5523 | 6612069.7444 | 4048123.5523
OTHER BENEFITS
| Reduction in CO2 emissions |  |  | MWh | 0 | 0 | 0 | 0 | 0 | 0 | 0 | 0 | 0 | 0 | 0 | 0 | 0 | 0 | 0 | 0 | 0 | 0 | 0 | 0 | 0 | 0 | 0 | 0 | 0
| Value of reduction in CO2 emissions |  |  | $ | 0 | 0 | 0 | 0 | 0 | 0 | 0 | 0 | 0 | 0 | 0 | 0 | 0 | 0 | 0 | 0 | 0 | 0 | 0 | 0 | 0 | 0 | 0 | 0 | 0
| Reliability in worst-served areas | $/MWh | 151432.8174 | MWh | 0 | 0 | 0 | 0 | 0 | 0 | 0 | 0 | 0 | 0 | 0 | 0 | 0 | 0 | 0 | 0 | 0 | 0 | 0 | 0 | 0 | 0 | 0 | 0 | 0
| Network resilience | $/MWh | 24590 | MWh | 0 | 0 | 0 | 0 | 0 | 0 | 0 | 0 | 0 | 0 | 0 | 0 | 0 | 0 | 0 | 0 | 0 | 0 | 0 | 0 | 0 | 0 | 0 | 0 | 0
| Enabling solar exports | $/MWh | 88.3577 | MWh | 0 | 0 | 0 | 0 | 0 | 0 | 0 | 0 | 0 | 0 | 0 | 0 | 0 | 0 | 0 | 0 | 0 | 0 | 0 | 0 | 0 | 0 | 0 | 0 | 0
| Aesthetics | $/customer | 0 | customers | 0 | 0 | 0 | 0 | 0 | 0 | 0 | 0 | 0 | 0 | 0 | 0 | 0 | 0 | 0 | 0 | 0 | 0 | 0 | 0 | 0 | 0 | 0 | 0 | 0
| Customer value of time - residential | $/customer min | 0.35181 | mins | 0 | 0 | 0 | 0 | 0 | 0 | 0 | 0 | 0 | 0 | 0 | 0 | 0 | 0 | 0 | 0 | 0 | 0 | 0 | 0 | 0 | 0 | 0 | 0 | 0
| Customer value of time - business | $/customer min | 0.35181 | mins | 0 | 0 | 0 | 0 | 0 | 0 | 0 | 0 | 0 | 0 | 0 | 0 | 0 | 0 | 0 | 0 | 0 | 0 | 0 | 0 | 0 | 0 | 0 | 0 | 0
| Communication | $/customer | 0 | customers | 0 | 0 | 0 | 0 | 0 | 0 | 0 | 0 | 0 | 0 | 0 | 0 | 0 | 0 | 0 | 0 | 0 | 0 | 0 | 0 | 0 | 0 | 0 | 0 | 0
| Information accessibility | $/customer | 0 | customers | 0 | 0 | 0 | 0 | 0 | 0 | 0 | 0 | 0 | 0 | 0 | 0 | 0 | 0 | 0 | 0 | 0 | 0 | 0 | 0 | 0 | 0 | 0 | 0 | 0
| Other benefits 1 |  |  | 2023-12-31 | 0 | 0 | 0 | 0 | 0 | 0 | 0 | 0 | 0 | 0 | 0 | 0 | 0 | 0 | 0 | 0 | 0 | 0 | 0 | 0 | 0 | 0 | 0 | 0 | 0
| Other benefits 2 |  |  | 2023-12-31 | 0 | 0 | 0 | 0 | 0 | 0 | 0 | 0 | 0 | 0 | 0 | 0 | 0 | 0 | 0 | 0 | 0 | 0 | 0 | 0 | 0 | 0 | 0 | 0 | 0
| Total other benefits |  |  | 2023-12-31 | 0 | 0 | 0 | 0 | 0 | 0 | 0 | 0 | 0 | 0 | 0 | 0 | 0 | 0 | 0 | 0 | 0 | 0 | 0 | 0 | 0 | 0 | 0 | 0 | 0
SUMMARY
| Risks mitigated vs base case |  |  | 2023-12-31 | 8390605.5005 | 16903090.6752 | 25181918.3412 | 34711553.0161 | 48997904.4312 | 70434307.2447 | 95820859.2637 | 117340670.483 | 117340670.483 | 117340670.483 | 117340670.483 | 117340670.483 | 117340670.483 | 117340640.6128 | 117337766.6968 | 117332405.3806 | 117320557.1864 | 117262366.3661 | 117122966.7336 | 116874563.5652 | 116426559.9744 | 115386121.3802 | 113292546.9306 | 110728600.7385 | 113292546.9306
Capital expenditure
| Connect a new feeder from MTC to MLN |  |  | 2023-12-31 | -543000 | 0 | 0 | 0 | 0 | 0 | 0 | 0 | 0 | 0 | 0 | 0 | 0 | 0 | 0 | 0 | 0 | 0 | 0 | 0 | 0 | 0 | 0 | 0 | 0
| < Enter description > |  |  | 2023-12-31 | 0 | 0 | 0 | 0 | 0 | 0 | 0 | 0 | 0 | 0 | 0 | 0 | 0 | 0 | 0 | 0 | 0 | 0 | 0 | 0 | 0 | 0 | 0 | 0 | 0
| < Enter description > |  |  | 2023-12-31 | 0 | 0 | 0 | 0 | 0 | 0 | 0 | 0 | 0 | 0 | 0 | 0 | 0 | 0 | 0 | 0 | 0 | 0 | 0 | 0 | 0 | 0 | 0 | 0 | 0
Cumulative capex
| Connect a new feeder from MTC to MLN |  |  | 2023-12-31 | -543000 | -543000 | -543000 | -543000 | -543000 | -543000 | -543000 | -543000 | -543000 | -543000 | -543000 | -543000 | -543000 | -543000 | -543000 | -543000 | -543000 | -543000 | -543000 | -543000 | -543000 | -543000 | -543000 | -543000 | -543000
| < Enter description > |  |  | 2023-12-31 | 0 | 0 | 0 | 0 | 0 | 0 | 0 | 0 | 0 | 0 | 0 | 0 | 0 | 0 | 0 | 0 | 0 | 0 | 0 | 0 | 0 | 0 | 0 | 0 | 0
| < Enter description > |  |  | 2023-12-31 | 0 | 0 | 0 | 0 | 0 | 0 | 0 | 0 | 0 | 0 | 0 | 0 | 0 | 0 | 0 | 0 | 0 | 0 | 0 | 0 | 0 | 0 | 0 | 0 | 0
Annualised capex
| Annualised capex - Connect a new feeder from MTC to MLN |  |  | 2023-12-31 | 0 | -23150.1043 | -23150.1043 | -23150.1043 | -23150.1043 | -23150.1043 | -23150.1043 | -23150.1043 | -23150.1043 | -23150.1043 | -23150.1043 | -23150.1043 | -23150.1043 | -23150.1043 | -23150.1043 | -23150.1043 | -23150.1043 | -23150.1043 | -23150.1043 | -23150.1043 | -23150.1043 | -23150.1043 | -23150.1043 | -23150.1043 | -23150.1043
| Annualised capex - < Enter description > |  |  | 2023-12-31 | 0 | 0 | 0 | 0 | 0 | 0 | 0 | 0 | 0 | 0 | 0 | 0 | 0 | 0 | 0 | 0 | 0 | 0 | 0 | 0 | 0 | 0 | 0 | 0 | 0
| Annualised capex - < Enter description > |  |  | 2023-12-31 | 0 | 0 | 0 | 0 | 0 | 0 | 0 | 0 | 0 | 0 | 0 | 0 | 0 | 0 | 0 | 0 | 0 | 0 | 0 | 0 | 0 | 0 | 0 | 0 | 0
| Total annualised capex |  |  | 2023-12-31 | 0 | -23150.1043 | -23150.1043 | -23150.1043 | -23150.1043 | -23150.1043 | -23150.1043 | -23150.1043 | -23150.1043 | -23150.1043 | -23150.1043 | -23150.1043 | -23150.1043 | -23150.1043 | -23150.1043 | -23150.1043 | -23150.1043 | -23150.1043 | -23150.1043 | -23150.1043 | -23150.1043 | -23150.1043 | -23150.1043 | -23150.1043 | -23150.1043
| Annualised capex |  |  | 2023-12-31 | 0 | -23150.1043 | -23150.1043 | -23150.1043 | -23150.1043 | -23150.1043 | -23150.1043 | -23150.1043 | -23150.1043 | -23150.1043 | -23150.1043 | -23150.1043 | -23150.1043 | -23150.1043 | -23150.1043 | -23150.1043 | -23150.1043 | -23150.1043 | -23150.1043 | -23150.1043 | -23150.1043 | -23150.1043 | -23150.1043 | -23150.1043 | -23150.1043
| Operating expenditure |  |  | 2023-12-31 | 0 | 0 | 0 | 0 | 0 | 0 | 0 | 0 | 0 | 0 | 0 | 0 | 0 | 0 | 0 | 0 | 0 | 0 | 0 | 0 | 0 | 0 | 0 | 0 | 0
| Risk mitigated |  |  | 2023-12-31 | 8390605.5005 | 16903090.6752 | 25181918.3412 | 34711553.0161 | 48997904.4312 | 70434307.2447 | 95820859.2637 | 117340670.483 | 117340670.483 | 117340670.483 | 117340670.483 | 117340670.483 | 117340670.483 | 117340640.6128 | 117337766.6968 | 117332405.3806 | 117320557.1864 | 117262366.3661 | 117122966.7336 | 116874563.5652 | 116426559.9744 | 115386121.3802 | 113292546.9306 | 110728600.7385 | 113292546.9306
| Other benefits value |  |  | 2023-12-31 | 0 | 0 | 0 | 0 | 0 | 0 | 0 | 0 | 0 | 0 | 0 | 0 | 0 | 0 | 0 | 0 | 0 | 0 | 0 | 0 | 0 | 0 | 0 | 0 | 0
| Net benefits |  |  | 2023-12-31 | 8390605.5005 | 16879940.5709 | 25158768.2369 | 34688402.9118 | 48974754.3269 | 70411157.1404 | 95797709.1594 | 117317520.3787 | 117317520.3787 | 117317520.3787 | 117317520.3787 | 117317520.3787 | 117317520.3787 | 117317490.5085 | 117314616.5925 | 117309255.2763 | 117297407.0821 | 117239216.2618 | 117099816.6293 | 116851413.4609 | 116403409.8701 | 115362971.2759 | 113269396.8263 | 110705450.6342 | 113269396.8263
| First capex year |  |  | 1
| First year |  |  | 1
SENSITIVITIES
NPV | Net benefits |  |  | Option 2NPV | 8390605.5005 | 16879940.5709 | 25158768.2369 | 34688402.9118 | 48974754.3269 | 70411157.1404 | 95797709.1594 | 117317520.3787 | 117317520.3787 | 117317520.3787 | 117317520.3787 | 117317520.3787 | 117317520.3787 | 117317490.5085 | 117314616.5925 | 117309255.2763 | 117297407.0821 | 117239216.2618 | 117099816.6293 | 116851413.4609 | 116403409.8701 | 115362971.2759 | 113269396.8263 | 110705450.6342 | 113269396.8263
| Total annualised capex |  |  |  | 0 | -23150.1043 | -23150.1043 | -23150.1043 | -23150.1043 | -23150.1043 | -23150.1043 | -23150.1043 | -23150.1043 | -23150.1043 | -23150.1043 | -23150.1043 | -23150.1043 | -23150.1043 | -23150.1043 | -23150.1043 | -23150.1043 | -23150.1043 | -23150.1043 | -23150.1043 | -23150.1043 | -23150.1043 | -23150.1043 | -23150.1043 | -23150.1043
| Total benefits |  |  |  | 8390605.5005 | 16903090.6752 | 25181918.3412 | 34711553.0161 | 48997904.4312 | 70434307.2447 | 95820859.2637 | 117340670.483 | 117340670.483 | 117340670.483 | 117340670.483 | 117340670.483 | 117340670.483 | 117340640.6128 | 117337766.6968 | 117332405.3806 | 117320557.1864 | 117262366.3661 | 117122966.7336 | 116874563.5652 | 116426559.9744 | 115386121.3802 | 113292546.9306 | 110728600.7385 | 113292546.9306
|  | Capex | Total benefits
sens1 | Capex 10% higher | 10% | 0% | Option 2sens1 | 8390605.5005 | 16877625.5605 | 25156453.2265 | 34686087.9014 | 48972439.3165 | 70408842.13 | 95795394.149 | 117315205.3683 | 117315205.3683 | 117315205.3683 | 117315205.3683 | 117315205.3683 | 117315205.3683 | 117315175.4981 | 117312301.5821 | 117306940.2658 | 117295092.0716 | 117236901.2514 | 117097501.6189 | 116849098.4505 | 116401094.8596 | 115360656.2655 | 113267081.8159 | 110703135.6238 | 113267081.8159
sens2 | Capex 10% lower | -10% | 0% | Option 2sens2 | 8390605.5005 | 16882255.5813 | 25161083.2473 | 34690717.9222 | 48977069.3374 | 70413472.1508 | 95800024.1698 | 117319835.3891 | 117319835.3891 | 117319835.3891 | 117319835.3891 | 117319835.3891 | 117319835.3891 | 117319805.519 | 117316931.6029 | 117311570.2867 | 117299722.0925 | 117241531.2722 | 117102131.6397 | 116853728.4713 | 116405724.8805 | 115365286.2863 | 113271711.8368 | 110707765.6447 | 113271711.8368
sens3 | Total benefits 10% higher | 0% | 10% | Option 2sens3 | 9229666.0505 | 18570249.6384 | 27676960.071 | 38159558.2134 | 53874544.7701 | 77454587.8649 | 105379795.0857 | 129051587.427 | 129051587.427 | 129051587.427 | 129051587.427 | 129051587.427 | 129051587.427 | 129051554.5698 | 129048393.2622 | 129042495.8143 | 129029462.8007 | 128965452.8984 | 128812113.3026 | 128538869.8174 | 128046065.8675 | 126901583.4139 | 124598651.5194 | 121778310.7081 | 124598651.5194
sens4 | Total benefits 10% lower | 0% | -10% | Option 2sens4 | 7551544.9504 | 15189631.5034 | 22640576.4028 | 31217247.6102 | 44074963.8838 | 63367726.4159 | 86215623.233 | 105583453.3304 | 105583453.3304 | 105583453.3304 | 105583453.3304 | 105583453.3304 | 105583453.3304 | 105583426.4473 | 105580839.9228 | 105576014.7382 | 105565351.3634 | 105512979.6252 | 105387519.9559 | 105163957.1044 | 104760753.8726 | 103824359.1379 | 101940142.1333 | 99632590.5604 | 101940142.1333
sens5 | Capex 10% higher & Total benefits 10% lower | 10% | -10% | Option 2sens5 | 7551544.9504 | 15187316.493 | 22638261.3923 | 31214932.5998 | 44072648.8734 | 63365411.4055 | 86213308.2226 | 105581138.32 | 105581138.32 | 105581138.32 | 105581138.32 | 105581138.32 | 105581138.32 | 105581111.4368 | 105578524.9124 | 105573699.7278 | 105563036.353 | 105510664.6148 | 105385204.9455 | 105161642.0939 | 104758438.8622 | 103822044.1274 | 101937827.1229 | 99630275.55 | 101937827.1229
sens | 0 | 0% | 0% | Option 2sens | 8390605.5005 | 16879940.5709 | 25158768.2369 | 34688402.9118 | 48974754.3269 | 70411157.1404 | 95797709.1594 | 117317520.3787 | 117317520.3787 | 117317520.3787 | 117317520.3787 | 117317520.3787 | 117317520.3787 | 117317490.5085 | 117314616.5925 | 117309255.2763 | 117297407.0821 | 117239216.2618 | 117099816.6293 | 116851413.4609 | 116403409.8701 | 115362971.2759 | 113269396.8263 | 110705450.6342 | 113269396.8263
sens | 0 | 0% | 0% | Option 2sens | 8390605.5005 | 16879940.5709 | 25158768.2369 | 34688402.9118 | 48974754.3269 | 70411157.1404 | 95797709.1594 | 117317520.3787 | 117317520.3787 | 117317520.3787 | 117317520.3787 | 117317520.3787 | 117317520.3787 | 117317490.5085 | 117314616.5925 | 117309255.2763 | 117297407.0821 | 117239216.2618 | 117099816.6293 | 116851413.4609 | 116403409.8701 | 115362971.2759 | 113269396.8263 | 110705450.6342 | 113269396.8263
sens | 0 | 0% | 0% | Option 2sens | 8390605.5005 | 16879940.5709 | 25158768.2369 | 34688402.9118 | 48974754.3269 | 70411157.1404 | 95797709.1594 | 117317520.3787 | 117317520.3787 | 117317520.3787 | 117317520.3787 | 117317520.3787 | 117317520.3787 | 117317490.5085 | 117314616.5925 | 117309255.2763 | 117297407.0821 | 117239216.2618 | 117099816.6293 | 116851413.4609 | 116403409.8701 | 115362971.2759 | 113269396.8263 | 110705450.6342 | 113269396.8263

## Option3
Powercor
Mount Cottrell new feeder
OPTION 3 | Extend MLN012 into Rockbank and offload MLN021
Count |  |  |  |  | 1 | 2 | 3 | 4 | 5 | 6 | 7 | 8 | 9 | 10 | 11 | 12 | 13 | 14 | 15 | 16 | 17 | 18 | 19 | 20 | 21 | 22 | 23 | 24 | 25
Value of CO2 reductions |  |  |  | $/MWh | 24.7305 | 22.3407 | 20.1963 | 18.0629 | 15.9134 | 13.7151 | 13.7151 | 13.7151 | 13.7151 | 13.7151 | 13.7151 | 13.7151 | 13.7151 | 13.7151 | 13.7151 | 13.7151 | 13.7151 | 13.7151 | 13.7151 | 13.7151 | 13.7151 | 13.7151 | 13.7151 | 13.7151 | 13.7151
|  |  |  | Units | 2026-27 | 2027-28 | 2028-29 | 2029-30 | 2030-31 | 2031-32 | 2032-33 | 2033-34 | 2034-35 | 2035-36 | 2036-37 | 2037-38 | 2038-39 | 2039-40 | 2040-41 | 2041-42 | 2042-43 | 2043-44 | 2044-45 | 2045-46 | 2046-47 | 2047-48 | 2048-49 | 2049-50 | 2050-51
INVESTMENT & OPERATING COST
| Capex |  | Asset life (yrs)
| Extend MLN012 into Rockbank and offload MLN021 |  | 50 | 2023-12-31 | 567000 | 0 | 0 | 0 | 0 | 0 | 0 | 0 | 0 | 0 | 0 | 0 | 0 | 0 | 0 | 0 | 0 | 0 | 0 | 0 | 0 | 0 | 0 | 0 | 0
|  |  | 0 | 2023-12-31 | 0 | 0 | 0 | 0 | 0 | 0 | 0 | 0 | 0 | 0 | 0 | 0 | 0 | 0 | 0 | 0 | 0 | 0 | 0 | 0 | 0 | 0 | 0 | 0 | 0
|  |  | 0 | 2023-12-31 | 0 | 0 | 0 | 0 | 0 | 0 | 0 | 0 | 0 | 0 | 0 | 0 | 0 | 0 | 0 | 0 | 0 | 0 | 0 | 0 | 0 | 0 | 0 | 0 | 0
| Capital expenditure |  |  | 2023-12-31 | 567000 | 0 | 0 | 0 | 0 | 0 | 0 | 0 | 0 | 0 | 0 | 0 | 0 | 0 | 0 | 0 | 0 | 0 | 0 | 0 | 0 | 0 | 0 | 0 | 0
| Operating expenditure |  |  | 2023-12-31 | 0 | 0 | 0 | 0 | 0 | 0 | 0 | 0 | 0 | 0 | 0 | 0 | 0 | 0 | 0 | 0 | 0 | 0 | 0 | 0 | 0 | 0 | 0 | 0 | 0
RISK ASSUMPTIONS
| PoF (major) |  |  |  | 0 | 0 | 0 | 0 | 0 | 0 | 0 | 0 | 0 | 0 | 0 | 0 | 0 | 0 | 0 | 0 | 0 | 0 | 0 | 0 | 0 | 0 | 0 | 0 | 0
| PoF (reparable) |  |  |  | 0 | 0 | 0 | 0 | 0 | 0 | 0 | 0 | 0 | 0 | 0 | 0 | 0 | 0 | 0 | 0 | 0 | 0 | 0 | 0 | 0 | 0 | 0 | 0 | 0
| Energy at risk (weighted) |  |  | MWh | 44.2751 | 0 | 0 | 0.1547 | 2.709 | 14.1339 | 53.7871 | 108.5793 | 178.6187 | 178.6187 | 178.6187 | 178.6187 | 178.6187 | 178.6187 | 178.6187 | 178.6187 | 178.6187 | 178.6187 | 178.6187 | 178.6187 | 178.6187 | 178.6187 | 178.6187 | 178.6187 | 178.6187
| Energy at risk value | $/MWh | 37902.176 | 2023-12-31 | 1678121.1001 | 0 | 0 | 5863.5756 | 102677.992 | 535707.066 | 2038648.5444 | 4115392.1907 | 6770036.0942 | 6770036.0942 | 6770036.0942 | 6770036.0942 | 6770036.0942 | 6770036.0942 | 6770036.0942 | 6770036.0942 | 6770036.0942 | 6770036.0942 | 6770036.0942 | 6770036.0942 | 6770036.0942 | 6770036.0942 | 6770036.0942 | 6770036.0942 | 6770036.0942
| Safety consequence | (after DF) |  | 2023-12-31 | 0 | 0 | 0 | 0 | 0 | 0 | 0 | 0 | 0 | 0 | 0 | 0 | 0 | 0 | 0 | 0 | 0 | 0 | 0 | 0 | 0 | 0 | 0 | 0 | 0
| Unplanned replacements |  |  | 2023-12-31 | 0 | 0 | 0 | 0 | 0 | 0 | 0 | 0 | 0 | 0 | 0 | 0 | 0 | 0 | 0 | 0 | 0 | 0 | 0 | 0 | 0 | 0 | 0 | 0 | 0
| Environmental consequence | (after DF) |  | 2023-12-31 | 0 | 0 | 0 | 0 | 0 | 0 | 0 | 0 | 0 | 0 | 0 | 0 | 0 | 0 | 0 | 0 | 0 | 0 | 0 | 0 | 0 | 0 | 0 | 0 | 0
| < Other risk - enter description > |  |  | 2023-12-31 | 0 | 0 | 0 | 0 | 0 | 0 | 0 | 0 | 0 | 0 | 0 | 0 | 0 | 0 | 0 | 0 | 0 | 0 | 0 | 0 | 0 | 0 | 0 | 0 | 0
| < Other risk - enter description > |  |  | 2023-12-31 | 0 | 0 | 0 | 0 | 0 | 0 | 0 | 0 | 0 | 0 | 0 | 0 | 0 | 0 | 0 | 0 | 0 | 0 | 0 | 0 | 0 | 0 | 0 | 0 | 0
| Total risk cost |  |  |  | 1678121.1001 | 0 | 0 | 5863.5756 | 102677.992 | 535707.066 | 2038648.5444 | 4115392.1907 | 6770036.0942 | 6770036.0942 | 6770036.0942 | 6770036.0942 | 6770036.0942 | 6770036.0942 | 6770036.0942 | 6770036.0942 | 6770036.0942 | 6770036.0942 | 6770036.0942 | 6770036.0942 | 6770036.0942 | 6770036.0942 | 6770036.0942 | 6770036.0942 | 6770036.0942
OTHER BENEFITS
| Reduction in CO2 emissions |  |  | MWh | 0 | 0 | 0 | 0 | 0 | 0 | 0 | 0 | 0 | 0 | 0 | 0 | 0 | 0 | 0 | 0 | 0 | 0 | 0 | 0 | 0 | 0 | 0 | 0 | 0
| Value of reduction in CO2 emissions |  |  | $ | 0 | 0 | 0 | 0 | 0 | 0 | 0 | 0 | 0 | 0 | 0 | 0 | 0 | 0 | 0 | 0 | 0 | 0 | 0 | 0 | 0 | 0 | 0 | 0 | 0
| Reliability in worst-served areas | $/MWh | 151432.8174 | MWh | 0 | 0 | 0 | 0 | 0 | 0 | 0 | 0 | 0 | 0 | 0 | 0 | 0 | 0 | 0 | 0 | 0 | 0 | 0 | 0 | 0 | 0 | 0 | 0 | 0
| Network resilience | $/MWh | 24590 | MWh | 0 | 0 | 0 | 0 | 0 | 0 | 0 | 0 | 0 | 0 | 0 | 0 | 0 | 0 | 0 | 0 | 0 | 0 | 0 | 0 | 0 | 0 | 0 | 0 | 0
| Enabling solar exports | $/MWh | 88.3577 | MWh | 0 | 0 | 0 | 0 | 0 | 0 | 0 | 0 | 0 | 0 | 0 | 0 | 0 | 0 | 0 | 0 | 0 | 0 | 0 | 0 | 0 | 0 | 0 | 0 | 0
| Aesthetics | $/customer | 0 | customers | 0 | 0 | 0 | 0 | 0 | 0 | 0 | 0 | 0 | 0 | 0 | 0 | 0 | 0 | 0 | 0 | 0 | 0 | 0 | 0 | 0 | 0 | 0 | 0 | 0
| Customer value of time (res) | $/customer min | 0.35181 | mins | 0 | 0 | 0 | 0 | 0 | 0 | 0 | 0 | 0 | 0 | 0 | 0 | 0 | 0 | 0 | 0 | 0 | 0 | 0 | 0 | 0 | 0 | 0 | 0 | 0
| Customer value of time (bus) | $/customer min | 0.35181 | mins | 0 | 0 | 0 | 0 | 0 | 0 | 0 | 0 | 0 | 0 | 0 | 0 | 0 | 0 | 0 | 0 | 0 | 0 | 0 | 0 | 0 | 0 | 0 | 0 | 0
| Communication | $/customer | 0 | customers | 0 | 0 | 0 | 0 | 0 | 0 | 0 | 0 | 0 | 0 | 0 | 0 | 0 | 0 | 0 | 0 | 0 | 0 | 0 | 0 | 0 | 0 | 0 | 0 | 0
| Information accessibility | $/customer | 0 | customers | 0 | 0 | 0 | 0 | 0 | 0 | 0 | 0 | 0 | 0 | 0 | 0 | 0 | 0 | 0 | 0 | 0 | 0 | 0 | 0 | 0 | 0 | 0 | 0 | 0
| Other benefits 1 |  |  | 2023-12-31 | 0 | 0 | 0 | 0 | 0 | 0 | 0 | 0 | 0 | 0 | 0 | 0 | 0 | 0 | 0 | 0 | 0 | 0 | 0 | 0 | 0 | 0 | 0 | 0 | 0
| Other benefits 2 |  |  | 2023-12-31 | 0 | 0 | 0 | 0 | 0 | 0 | 0 | 0 | 0 | 0 | 0 | 0 | 0 | 0 | 0 | 0 | 0 | 0 | 0 | 0 | 0 | 0 | 0 | 0 | 0
| Total other benefits |  |  | 2023-12-31 | 0 | 0 | 0 | 0 | 0 | 0 | 0 | 0 | 0 | 0 | 0 | 0 | 0 | 0 | 0 | 0 | 0 | 0 | 0 | 0 | 0 | 0 | 0 | 0 | 0
SUMMARY
| Risks mitigated vs base case |  |  | 2023-12-31 | 8390605.5005 | 16903090.6752 | 25181918.3412 | 34705689.4405 | 48895226.4393 | 69898600.1787 | 93782210.7193 | 113225278.2922 | 110570634.3887 | 110570634.3887 | 110570634.3887 | 110570634.3887 | 110570634.3887 | 110570634.3887 | 110570634.3887 | 110570634.3887 | 110570634.3887 | 110570634.3887 | 110570634.3887 | 110570634.3887 | 110570634.3887 | 110570634.3887 | 110570634.3887 | 110570634.3887 | 110570634.3887
Capital expenditure
| Extend MLN012 into Rockbank and offload MLN021 |  |  | 2023-12-31 | -567000 | 0 | 0 | 0 | 0 | 0 | 0 | 0 | 0 | 0 | 0 | 0 | 0 | 0 | 0 | 0 | 0 | 0 | 0 | 0 | 0 | 0 | 0 | 0 | 0
| 0 |  |  | 2023-12-31 | 0 | 0 | 0 | 0 | 0 | 0 | 0 | 0 | 0 | 0 | 0 | 0 | 0 | 0 | 0 | 0 | 0 | 0 | 0 | 0 | 0 | 0 | 0 | 0 | 0
| 0 |  |  | 2023-12-31 | 0 | 0 | 0 | 0 | 0 | 0 | 0 | 0 | 0 | 0 | 0 | 0 | 0 | 0 | 0 | 0 | 0 | 0 | 0 | 0 | 0 | 0 | 0 | 0 | 0
Cumulative capex
| Extend MLN012 into Rockbank and offload MLN021 |  |  | 2023-12-31 | -567000 | -567000 | -567000 | -567000 | -567000 | -567000 | -567000 | -567000 | -567000 | -567000 | -567000 | -567000 | -567000 | -567000 | -567000 | -567000 | -567000 | -567000 | -567000 | -567000 | -567000 | -567000 | -567000 | -567000 | -567000
| 0 |  |  | 2023-12-31 | 0 | 0 | 0 | 0 | 0 | 0 | 0 | 0 | 0 | 0 | 0 | 0 | 0 | 0 | 0 | 0 | 0 | 0 | 0 | 0 | 0 | 0 | 0 | 0 | 0
| 0 |  |  | 2023-12-31 | 0 | 0 | 0 | 0 | 0 | 0 | 0 | 0 | 0 | 0 | 0 | 0 | 0 | 0 | 0 | 0 | 0 | 0 | 0 | 0 | 0 | 0 | 0 | 0 | 0
Annualised capex
| Annualised capex - Extend MLN012 into Rockbank and offload MLN021 |  |  | 2023-12-31 | 0 | -24173.3133 | -24173.3133 | -24173.3133 | -24173.3133 | -24173.3133 | -24173.3133 | -24173.3133 | -24173.3133 | -24173.3133 | -24173.3133 | -24173.3133 | -24173.3133 | -24173.3133 | -24173.3133 | -24173.3133 | -24173.3133 | -24173.3133 | -24173.3133 | -24173.3133 | -24173.3133 | -24173.3133 | -24173.3133 | -24173.3133 | -24173.3133
| Annualised capex - |  |  | 2023-12-31 | 0 | 0 | 0 | 0 | 0 | 0 | 0 | 0 | 0 | 0 | 0 | 0 | 0 | 0 | 0 | 0 | 0 | 0 | 0 | 0 | 0 | 0 | 0 | 0 | 0
| Annualised capex - |  |  | 2023-12-31 | 0 | 0 | 0 | 0 | 0 | 0 | 0 | 0 | 0 | 0 | 0 | 0 | 0 | 0 | 0 | 0 | 0 | 0 | 0 | 0 | 0 | 0 | 0 | 0 | 0
| Total annualised capex |  |  | 2023-12-31 | 0 | -24173.3133 | -24173.3133 | -24173.3133 | -24173.3133 | -24173.3133 | -24173.3133 | -24173.3133 | -24173.3133 | -24173.3133 | -24173.3133 | -24173.3133 | -24173.3133 | -24173.3133 | -24173.3133 | -24173.3133 | -24173.3133 | -24173.3133 | -24173.3133 | -24173.3133 | -24173.3133 | -24173.3133 | -24173.3133 | -24173.3133 | -24173.3133
| Annualised capex |  |  | 2023-12-31 | 0 | -24173.3133 | -24173.3133 | -24173.3133 | -24173.3133 | -24173.3133 | -24173.3133 | -24173.3133 | -24173.3133 | -24173.3133 | -24173.3133 | -24173.3133 | -24173.3133 | -24173.3133 | -24173.3133 | -24173.3133 | -24173.3133 | -24173.3133 | -24173.3133 | -24173.3133 | -24173.3133 | -24173.3133 | -24173.3133 | -24173.3133 | -24173.3133
| Operating expenditure |  |  | 2023-12-31 | 0 | 0 | 0 | 0 | 0 | 0 | 0 | 0 | 0 | 0 | 0 | 0 | 0 | 0 | 0 | 0 | 0 | 0 | 0 | 0 | 0 | 0 | 0 | 0 | 0
| Risk mitigated |  |  | 2023-12-31 | 8390605.5005 | 16903090.6752 | 25181918.3412 | 34705689.4405 | 48895226.4393 | 69898600.1787 | 93782210.7193 | 113225278.2922 | 110570634.3887 | 110570634.3887 | 110570634.3887 | 110570634.3887 | 110570634.3887 | 110570634.3887 | 110570634.3887 | 110570634.3887 | 110570634.3887 | 110570634.3887 | 110570634.3887 | 110570634.3887 | 110570634.3887 | 110570634.3887 | 110570634.3887 | 110570634.3887 | 110570634.3887
| Other benefits value |  |  | 2023-12-31 | 0 | 0 | 0 | 0 | 0 | 0 | 0 | 0 | 0 | 0 | 0 | 0 | 0 | 0 | 0 | 0 | 0 | 0 | 0 | 0 | 0 | 0 | 0 | 0 | 0
| Net benefits |  |  | 2023-12-31 | 8390605.5005 | 16878917.3619 | 25157745.0279 | 34681516.1272 | 48871053.1259 | 69874426.8654 | 93758037.406 | 113201104.9789 | 110546461.0754 | 110546461.0754 | 110546461.0754 | 110546461.0754 | 110546461.0754 | 110546461.0754 | 110546461.0754 | 110546461.0754 | 110546461.0754 | 110546461.0754 | 110546461.0754 | 110546461.0754 | 110546461.0754 | 110546461.0754 | 110546461.0754 | 110546461.0754 | 110546461.0754
| First capex year |  |  | 1
| First year |  |  | 1
SENSITIVITIES
NPV | Net benefits |  |  | Option 3NPV | 8390605.5005 | 16878917.3619 | 25157745.0279 | 34681516.1272 | 48871053.1259 | 69874426.8654 | 93758037.406 | 113201104.9789 | 110546461.0754 | 110546461.0754 | 110546461.0754 | 110546461.0754 | 110546461.0754 | 110546461.0754 | 110546461.0754 | 110546461.0754 | 110546461.0754 | 110546461.0754 | 110546461.0754 | 110546461.0754 | 110546461.0754 | 110546461.0754 | 110546461.0754 | 110546461.0754 | 110546461.0754
| Total annualised capex |  |  |  | 0 | -24173.3133 | -24173.3133 | -24173.3133 | -24173.3133 | -24173.3133 | -24173.3133 | -24173.3133 | -24173.3133 | -24173.3133 | -24173.3133 | -24173.3133 | -24173.3133 | -24173.3133 | -24173.3133 | -24173.3133 | -24173.3133 | -24173.3133 | -24173.3133 | -24173.3133 | -24173.3133 | -24173.3133 | -24173.3133 | -24173.3133 | -24173.3133
| Total benefits |  |  |  | 8390605.5005 | 16903090.6752 | 25181918.3412 | 34705689.4405 | 48895226.4393 | 69898600.1787 | 93782210.7193 | 113225278.2922 | 110570634.3887 | 110570634.3887 | 110570634.3887 | 110570634.3887 | 110570634.3887 | 110570634.3887 | 110570634.3887 | 110570634.3887 | 110570634.3887 | 110570634.3887 | 110570634.3887 | 110570634.3887 | 110570634.3887 | 110570634.3887 | 110570634.3887 | 110570634.3887 | 110570634.3887
|  | Capex | Total benefits
sens1 | Capex 10% higher | 10% | 0% | Option 3sens1 | 8390605.5005 | 16876500.0305 | 25155327.6965 | 34679098.7959 | 48868635.7946 | 69872009.5341 | 93755620.0746 | 113198687.6476 | 110544043.7441 | 110544043.7441 | 110544043.7441 | 110544043.7441 | 110544043.7441 | 110544043.7441 | 110544043.7441 | 110544043.7441 | 110544043.7441 | 110544043.7441 | 110544043.7441 | 110544043.7441 | 110544043.7441 | 110544043.7441 | 110544043.7441 | 110544043.7441 | 110544043.7441
sens2 | Capex 10% lower | -10% | 0% | Option 3sens2 | 8390605.5005 | 16881334.6932 | 25160162.3592 | 34683933.4585 | 48873470.4573 | 69876844.1967 | 93760454.7373 | 113203522.3102 | 110548878.4067 | 110548878.4067 | 110548878.4067 | 110548878.4067 | 110548878.4067 | 110548878.4067 | 110548878.4067 | 110548878.4067 | 110548878.4067 | 110548878.4067 | 110548878.4067 | 110548878.4067 | 110548878.4067 | 110548878.4067 | 110548878.4067 | 110548878.4067 | 110548878.4067
sens3 | Total benefits 10% higher | 0% | 10% | Option 3sens3 | 9229666.0505 | 18569226.4294 | 27675936.862 | 38152085.0713 | 53760575.7699 | 76864286.8833 | 103136258.4779 | 124523632.8081 | 121603524.5143 | 121603524.5143 | 121603524.5143 | 121603524.5143 | 121603524.5143 | 121603524.5143 | 121603524.5143 | 121603524.5143 | 121603524.5143 | 121603524.5143 | 121603524.5143 | 121603524.5143 | 121603524.5143 | 121603524.5143 | 121603524.5143 | 121603524.5143 | 121603524.5143
sens4 | Total benefits 10% lower | 0% | -10% | Option 3sens4 | 7551544.9504 | 15188608.2944 | 22639553.1937 | 31210947.1832 | 43981530.482 | 62884566.8475 | 84379816.334 | 101878577.1497 | 99489397.6365 | 99489397.6365 | 99489397.6365 | 99489397.6365 | 99489397.6365 | 99489397.6365 | 99489397.6365 | 99489397.6365 | 99489397.6365 | 99489397.6365 | 99489397.6365 | 99489397.6365 | 99489397.6365 | 99489397.6365 | 99489397.6365 | 99489397.6365 | 99489397.6365
sens5 | Capex 10% higher & Total benefits 10% lower | 10% | -10% | Option 3sens5 | 7551544.9504 | 15186190.963 | 22637135.8624 | 31208529.8518 | 43979113.1507 | 62882149.5162 | 84377399.0027 | 101876159.8184 | 99486980.3052 | 99486980.3052 | 99486980.3052 | 99486980.3052 | 99486980.3052 | 99486980.3052 | 99486980.3052 | 99486980.3052 | 99486980.3052 | 99486980.3052 | 99486980.3052 | 99486980.3052 | 99486980.3052 | 99486980.3052 | 99486980.3052 | 99486980.3052 | 99486980.3052
sens | 0 | 0% | 0% | Option 3sens | 8390605.5005 | 16878917.3619 | 25157745.0279 | 34681516.1272 | 48871053.1259 | 69874426.8654 | 93758037.406 | 113201104.9789 | 110546461.0754 | 110546461.0754 | 110546461.0754 | 110546461.0754 | 110546461.0754 | 110546461.0754 | 110546461.0754 | 110546461.0754 | 110546461.0754 | 110546461.0754 | 110546461.0754 | 110546461.0754 | 110546461.0754 | 110546461.0754 | 110546461.0754 | 110546461.0754 | 110546461.0754
sens | 0 | 0% | 0% | Option 3sens | 8390605.5005 | 16878917.3619 | 25157745.0279 | 34681516.1272 | 48871053.1259 | 69874426.8654 | 93758037.406 | 113201104.9789 | 110546461.0754 | 110546461.0754 | 110546461.0754 | 110546461.0754 | 110546461.0754 | 110546461.0754 | 110546461.0754 | 110546461.0754 | 110546461.0754 | 110546461.0754 | 110546461.0754 | 110546461.0754 | 110546461.0754 | 110546461.0754 | 110546461.0754 | 110546461.0754 | 110546461.0754
sens | 0 | 0% | 0% | Option 3sens | 8390605.5005 | 16878917.3619 | 25157745.0279 | 34681516.1272 | 48871053.1259 | 69874426.8654 | 93758037.406 | 113201104.9789 | 110546461.0754 | 110546461.0754 | 110546461.0754 | 110546461.0754 | 110546461.0754 | 110546461.0754 | 110546461.0754 | 110546461.0754 | 110546461.0754 | 110546461.0754 | 110546461.0754 | 110546461.0754 | 110546461.0754 | 110546461.0754 | 110546461.0754 | 110546461.0754 | 110546461.0754

## Option4
Powercor
Mount Cottrell new feeder
OPTION 4 | 0
Not used
Count |  |  |  |  | 1 | 2 | 3 | 4 | 5 | 6 | 7 | 8 | 9 | 10 | 11 | 12 | 13 | 14 | 15 | 16 | 17 | 18 | 19 | 20 | 21 | 22 | 23 | 24 | 25
Value of CO2 reductions |  |  |  | $/MWh | 24.7305 | 22.3407 | 20.1963 | 18.0629 | 15.9134 | 13.7151 | 13.7151 | 13.7151 | 13.7151 | 13.7151 | 13.7151 | 13.7151 | 13.7151 | 13.7151 | 13.7151 | 13.7151 | 13.7151 | 13.7151 | 13.7151 | 13.7151 | 13.7151 | 13.7151 | 13.7151 | 13.7151 | 13.7151
|  |  |  | Units | 2026-27 | 2027-28 | 2028-29 | 2029-30 | 2030-31 | 2031-32 | 2032-33 | 2033-34 | 2034-35 | 2035-36 | 2036-37 | 2037-38 | 2038-39 | 2039-40 | 2040-41 | 2041-42 | 2042-43 | 2043-44 | 2044-45 | 2045-46 | 2046-47 | 2047-48 | 2048-49 | 2049-50 | 2050-51
INVESTMENT & OPERATING COST
| Capex |  | Asset life (yrs)
| < Enter description > |  | 0 | 2023-12-31 | 0 | 0 | 0 | 0 | 0 | 0 | 0 | 0 | 0 | 0 | 0 | 0 | 0 | 0 | 0 | 0 | 0 | 0 | 0 | 0 | 0 | 0 | 0 | 0 | 0
| < Enter description > |  | 0 | 2023-12-31 | 0 | 0 | 0 | 0 | 0 | 0 | 0 | 0 | 0 | 0 | 0 | 0 | 0 | 0 | 0 | 0 | 0 | 0 | 0 | 0 | 0 | 0 | 0 | 0 | 0
| < Enter description > |  | 0 | 2023-12-31 | 0 | 0 | 0 | 0 | 0 | 0 | 0 | 0 | 0 | 0 | 0 | 0 | 0 | 0 | 0 | 0 | 0 | 0 | 0 | 0 | 0 | 0 | 0 | 0 | 0
| Capital expenditure |  |  | 2023-12-31 | 0 | 0 | 0 | 0 | 0 | 0 | 0 | 0 | 0 | 0 | 0 | 0 | 0 | 0 | 0 | 0 | 0 | 0 | 0 | 0 | 0 | 0 | 0 | 0 | 0
| Operating expenditure |  |  | 2023-12-31 | 0 | 0 | 0 | 0 | 0 | 0 | 0 | 0 | 0 | 0 | 0 | 0 | 0 | 0 | 0 | 0 | 0 | 0 | 0 | 0 | 0 | 0 | 0 | 0 | 0
RISK ASSUMPTIONS
| PoF (major) |  |  |  | 0 | 0 | 0 | 0 | 0 | 0 | 0 | 0 | 0 | 0 | 0 | 0 | 0 | 0 | 0 | 0 | 0 | 0 | 0 | 0 | 0 | 0 | 0 | 0 | 0
| PoF (reparable) |  |  |  | 0 | 0 | 0 | 0 | 0 | 0 | 0 | 0 | 0 | 0 | 0 | 0 | 0 | 0 | 0 | 0 | 0 | 0 | 0 | 0 | 0 | 0 | 0 | 0 | 0
| Energy at risk (weighted) |  |  | MWh | 0 | 0 | 0 | 0 | 0 | 0 | 0 | 0 | 0 | 0 | 0 | 0 | 0 | 0 | 0 | 0 | 0 | 0 | 0 | 0 | 0 | 0 | 0 | 0 | 0
| Energy at risk value | $/MWh | 37902.176 | 2023-12-31 | 0 | 0 | 0 | 0 | 0 | 0 | 0 | 0 | 0 | 0 | 0 | 0 | 0 | 0 | 0 | 0 | 0 | 0 | 0 | 0 | 0 | 0 | 0 | 0 | 0
| Safety consequence | (after DF) |  | 2023-12-31 | 0 | 0 | 0 | 0 | 0 | 0 | 0 | 0 | 0 | 0 | 0 | 0 | 0 | 0 | 0 | 0 | 0 | 0 | 0 | 0 | 0 | 0 | 0 | 0 | 0
| Unplanned replacements |  |  | 2023-12-31 | 0 | 0 | 0 | 0 | 0 | 0 | 0 | 0 | 0 | 0 | 0 | 0 | 0 | 0 | 0 | 0 | 0 | 0 | 0 | 0 | 0 | 0 | 0 | 0 | 0
| Environmental consequence | (after DF) |  | 2023-12-31 | 0 | 0 | 0 | 0 | 0 | 0 | 0 | 0 | 0 | 0 | 0 | 0 | 0 | 0 | 0 | 0 | 0 | 0 | 0 | 0 | 0 | 0 | 0 | 0 | 0
| < Other risk - enter description > |  |  | 2023-12-31 | 0 | 0 | 0 | 0 | 0 | 0 | 0 | 0 | 0 | 0 | 0 | 0 | 0 | 0 | 0 | 0 | 0 | 0 | 0 | 0 | 0 | 0 | 0 | 0 | 0
| < Other risk - enter description > |  |  | 2023-12-31 | 0 | 0 | 0 | 0 | 0 | 0 | 0 | 0 | 0 | 0 | 0 | 0 | 0 | 0 | 0 | 0 | 0 | 0 | 0 | 0 | 0 | 0 | 0 | 0 | 0
| Total risk cost |  |  |  | 0 | 0 | 0 | 0 | 0 | 0 | 0 | 0 | 0 | 0 | 0 | 0 | 0 | 0 | 0 | 0 | 0 | 0 | 0 | 0 | 0 | 0 | 0 | 0 | 0
OTHER BENEFITS
| Reduction in CO2 emissions |  |  | MWh | 0 | 0 | 0 | 0 | 0 | 0 | 0 | 0 | 0 | 0 | 0 | 0 | 0 | 0 | 0 | 0 | 0 | 0 | 0 | 0 | 0 | 0 | 0 | 0 | 0
| Value of reduction in CO2 emissions |  |  | $ | 0 | 0 | 0 | 0 | 0 | 0 | 0 | 0 | 0 | 0 | 0 | 0 | 0 | 0 | 0 | 0 | 0 | 0 | 0 | 0 | 0 | 0 | 0 | 0 | 0
| Reliability in worst-served areas | $/MWh | 151432.8174 | MWh | 0 | 0 | 0 | 0 | 0 | 0 | 0 | 0 | 0 | 0 | 0 | 0 | 0 | 0 | 0 | 0 | 0 | 0 | 0 | 0 | 0 | 0 | 0 | 0 | 0
| Network resilience | $/MWh | 24590 | MWh | 0 | 0 | 0 | 0 | 0 | 0 | 0 | 0 | 0 | 0 | 0 | 0 | 0 | 0 | 0 | 0 | 0 | 0 | 0 | 0 | 0 | 0 | 0 | 0 | 0
| Enabling solar exports | $/MWh | 88.3577 | MWh | 0 | 0 | 0 | 0 | 0 | 0 | 0 | 0 | 0 | 0 | 0 | 0 | 0 | 0 | 0 | 0 | 0 | 0 | 0 | 0 | 0 | 0 | 0 | 0 | 0
| Aesthetics | $/customer | 0 | customers | 0 | 0 | 0 | 0 | 0 | 0 | 0 | 0 | 0 | 0 | 0 | 0 | 0 | 0 | 0 | 0 | 0 | 0 | 0 | 0 | 0 | 0 | 0 | 0 | 0
| Customer value of time (res) | $/customer min | 0.35181 | mins | 0 | 0 | 0 | 0 | 0 | 0 | 0 | 0 | 0 | 0 | 0 | 0 | 0 | 0 | 0 | 0 | 0 | 0 | 0 | 0 | 0 | 0 | 0 | 0 | 0
| Customer value of time (bus) | $/customer min | 0.35181 | mins | 0 | 0 | 0 | 0 | 0 | 0 | 0 | 0 | 0 | 0 | 0 | 0 | 0 | 0 | 0 | 0 | 0 | 0 | 0 | 0 | 0 | 0 | 0 | 0 | 0
| Communication | $/customer | 0 | customers | 0 | 0 | 0 | 0 | 0 | 0 | 0 | 0 | 0 | 0 | 0 | 0 | 0 | 0 | 0 | 0 | 0 | 0 | 0 | 0 | 0 | 0 | 0 | 0 | 0
| Information accessibility | $/customer | 0 | customers | 0 | 0 | 0 | 0 | 0 | 0 | 0 | 0 | 0 | 0 | 0 | 0 | 0 | 0 | 0 | 0 | 0 | 0 | 0 | 0 | 0 | 0 | 0 | 0 | 0
| Other benefits 1 |  |  | 2023-12-31 | 0 | 0 | 0 | 0 | 0 | 0 | 0 | 0 | 0 | 0 | 0 | 0 | 0 | 0 | 0 | 0 | 0 | 0 | 0 | 0 | 0 | 0 | 0 | 0 | 0
| Other benefits 2 |  |  | 2023-12-31 | 0 | 0 | 0 | 0 | 0 | 0 | 0 | 0 | 0 | 0 | 0 | 0 | 0 | 0 | 0 | 0 | 0 | 0 | 0 | 0 | 0 | 0 | 0 | 0 | 0
| Total other benefits |  |  | 2023-12-31 | 0 | 0 | 0 | 0 | 0 | 0 | 0 | 0 | 0 | 0 | 0 | 0 | 0 | 0 | 0 | 0 | 0 | 0 | 0 | 0 | 0 | 0 | 0 | 0 | 0
SUMMARY
| Risks mitigated vs base case |  |  | 2023-12-31 | 0 | 0 | 0 | 0 | 0 | 0 | 0 | 0 | 0 | 0 | 0 | 0 | 0 | 0 | 0 | 0 | 0 | 0 | 0 | 0 | 0 | 0 | 0 | 0 | 0
Capital expenditure
| < Enter description > |  |  | 2023-12-31 | 0 | 0 | 0 | 0 | 0 | 0 | 0 | 0 | 0 | 0 | 0 | 0 | 0 | 0 | 0 | 0 | 0 | 0 | 0 | 0 | 0 | 0 | 0 | 0 | 0
| < Enter description > |  |  | 2023-12-31 | 0 | 0 | 0 | 0 | 0 | 0 | 0 | 0 | 0 | 0 | 0 | 0 | 0 | 0 | 0 | 0 | 0 | 0 | 0 | 0 | 0 | 0 | 0 | 0 | 0
| < Enter description > |  |  | 2023-12-31 | 0 | 0 | 0 | 0 | 0 | 0 | 0 | 0 | 0 | 0 | 0 | 0 | 0 | 0 | 0 | 0 | 0 | 0 | 0 | 0 | 0 | 0 | 0 | 0 | 0
Cumulative capex
| < Enter description > |  |  | 2023-12-31 | 0 | 0 | 0 | 0 | 0 | 0 | 0 | 0 | 0 | 0 | 0 | 0 | 0 | 0 | 0 | 0 | 0 | 0 | 0 | 0 | 0 | 0 | 0 | 0 | 0
| < Enter description > |  |  | 2023-12-31 | 0 | 0 | 0 | 0 | 0 | 0 | 0 | 0 | 0 | 0 | 0 | 0 | 0 | 0 | 0 | 0 | 0 | 0 | 0 | 0 | 0 | 0 | 0 | 0 | 0
| < Enter description > |  |  | 2023-12-31 | 0 | 0 | 0 | 0 | 0 | 0 | 0 | 0 | 0 | 0 | 0 | 0 | 0 | 0 | 0 | 0 | 0 | 0 | 0 | 0 | 0 | 0 | 0 | 0 | 0
Annualised capex
| Annualised capex - < Enter description > |  |  | 2023-12-31 | 0 | 0 | 0 | 0 | 0 | 0 | 0 | 0 | 0 | 0 | 0 | 0 | 0 | 0 | 0 | 0 | 0 | 0 | 0 | 0 | 0 | 0 | 0 | 0 | 0
| Annualised capex - < Enter description > |  |  | 2023-12-31 | 0 | 0 | 0 | 0 | 0 | 0 | 0 | 0 | 0 | 0 | 0 | 0 | 0 | 0 | 0 | 0 | 0 | 0 | 0 | 0 | 0 | 0 | 0 | 0 | 0
| Annualised capex - < Enter description > |  |  | 2023-12-31 | 0 | 0 | 0 | 0 | 0 | 0 | 0 | 0 | 0 | 0 | 0 | 0 | 0 | 0 | 0 | 0 | 0 | 0 | 0 | 0 | 0 | 0 | 0 | 0 | 0
| Total annualised capex |  |  | 2023-12-31 | 0 | 0 | 0 | 0 | 0 | 0 | 0 | 0 | 0 | 0 | 0 | 0 | 0 | 0 | 0 | 0 | 0 | 0 | 0 | 0 | 0 | 0 | 0 | 0 | 0
| Annualised capex |  |  | 2023-12-31 | 0 | 0 | 0 | 0 | 0 | 0 | 0 | 0 | 0 | 0 | 0 | 0 | 0 | 0 | 0 | 0 | 0 | 0 | 0 | 0 | 0 | 0 | 0 | 0 | 0
| Operating expenditure |  |  | 2023-12-31 | 0 | 0 | 0 | 0 | 0 | 0 | 0 | 0 | 0 | 0 | 0 | 0 | 0 | 0 | 0 | 0 | 0 | 0 | 0 | 0 | 0 | 0 | 0 | 0 | 0
| Risk mitigated |  |  | 2023-12-31 | 0 | 0 | 0 | 0 | 0 | 0 | 0 | 0 | 0 | 0 | 0 | 0 | 0 | 0 | 0 | 0 | 0 | 0 | 0 | 0 | 0 | 0 | 0 | 0 | 0
| Other benefits value |  |  | 2023-12-31 | 0 | 0 | 0 | 0 | 0 | 0 | 0 | 0 | 0 | 0 | 0 | 0 | 0 | 0 | 0 | 0 | 0 | 0 | 0 | 0 | 0 | 0 | 0 | 0 | 0
| Net benefits |  |  | 2023-12-31 | 0 | 0 | 0 | 0 | 0 | 0 | 0 | 0 | 0 | 0 | 0 | 0 | 0 | 0 | 0 | 0 | 0 | 0 | 0 | 0 | 0 | 0 | 0 | 0 | 0
| First capex year |  |  | 0
| First year |  |  | Not used
SENSITIVITIES
NPV | Net benefits |  |  | Option 4NPV | 0 | 0 | 0 | 0 | 0 | 0 | 0 | 0 | 0 | 0 | 0 | 0 | 0 | 0 | 0 | 0 | 0 | 0 | 0 | 0 | 0 | 0 | 0 | 0 | 0
| Total annualised capex |  |  |  | 0 | 0 | 0 | 0 | 0 | 0 | 0 | 0 | 0 | 0 | 0 | 0 | 0 | 0 | 0 | 0 | 0 | 0 | 0 | 0 | 0 | 0 | 0 | 0 | 0
| Total benefits |  |  |  | 0 | 0 | 0 | 0 | 0 | 0 | 0 | 0 | 0 | 0 | 0 | 0 | 0 | 0 | 0 | 0 | 0 | 0 | 0 | 0 | 0 | 0 | 0 | 0 | 0
|  | Capex | Total benefits
sens1 | Capex 10% higher | 10% | 0% | Option 4sens1 | 0 | 0 | 0 | 0 | 0 | 0 | 0 | 0 | 0 | 0 | 0 | 0 | 0 | 0 | 0 | 0 | 0 | 0 | 0 | 0 | 0 | 0 | 0 | 0 | 0
sens2 | Capex 10% lower | -10% | 0% | Option 4sens2 | 0 | 0 | 0 | 0 | 0 | 0 | 0 | 0 | 0 | 0 | 0 | 0 | 0 | 0 | 0 | 0 | 0 | 0 | 0 | 0 | 0 | 0 | 0 | 0 | 0
sens3 | Total benefits 10% higher | 0% | 10% | Option 4sens3 | 0 | 0 | 0 | 0 | 0 | 0 | 0 | 0 | 0 | 0 | 0 | 0 | 0 | 0 | 0 | 0 | 0 | 0 | 0 | 0 | 0 | 0 | 0 | 0 | 0
sens4 | Total benefits 10% lower | 0% | -10% | Option 4sens4 | 0 | 0 | 0 | 0 | 0 | 0 | 0 | 0 | 0 | 0 | 0 | 0 | 0 | 0 | 0 | 0 | 0 | 0 | 0 | 0 | 0 | 0 | 0 | 0 | 0
sens5 | Capex 10% higher & Total benefits 10% lower | 10% | -10% | Option 4sens5 | 0 | 0 | 0 | 0 | 0 | 0 | 0 | 0 | 0 | 0 | 0 | 0 | 0 | 0 | 0 | 0 | 0 | 0 | 0 | 0 | 0 | 0 | 0 | 0 | 0
sens | 0 | 0% | 0% | Option 4sens | 0 | 0 | 0 | 0 | 0 | 0 | 0 | 0 | 0 | 0 | 0 | 0 | 0 | 0 | 0 | 0 | 0 | 0 | 0 | 0 | 0 | 0 | 0 | 0 | 0
sens | 0 | 0% | 0% | Option 4sens | 0 | 0 | 0 | 0 | 0 | 0 | 0 | 0 | 0 | 0 | 0 | 0 | 0 | 0 | 0 | 0 | 0 | 0 | 0 | 0 | 0 | 0 | 0 | 0 | 0
sens | 0 | 0% | 0% | Option 4sens | 0 | 0 | 0 | 0 | 0 | 0 | 0 | 0 | 0 | 0 | 0 | 0 | 0 | 0 | 0 | 0 | 0 | 0 | 0 | 0 | 0 | 0 | 0 | 0 | 0

## Option5
Powercor
Mount Cottrell new feeder
OPTION 5 | 0
Not used
Count |  |  |  |  | 1 | 2 | 3 | 4 | 5 | 6 | 7 | 8 | 9 | 10 | 11 | 12 | 13 | 14 | 15 | 16 | 17 | 18 | 19 | 20 | 21 | 22 | 23 | 24 | 25
Value of CO2 reductions |  |  |  | $/MWh | 24.7305 | 22.3407 | 20.1963 | 18.0629 | 15.9134 | 13.7151 | 13.7151 | 13.7151 | 13.7151 | 13.7151 | 13.7151 | 13.7151 | 13.7151 | 13.7151 | 13.7151 | 13.7151 | 13.7151 | 13.7151 | 13.7151 | 13.7151 | 13.7151 | 13.7151 | 13.7151 | 13.7151 | 13.7151
|  |  |  | Units | 2026-27 | 2027-28 | 2028-29 | 2029-30 | 2030-31 | 2031-32 | 2032-33 | 2033-34 | 2034-35 | 2035-36 | 2036-37 | 2037-38 | 2038-39 | 2039-40 | 2040-41 | 2041-42 | 2042-43 | 2043-44 | 2044-45 | 2045-46 | 2046-47 | 2047-48 | 2048-49 | 2049-50 | 2050-51
INVESTMENT & OPERATING COST
| Capex |  | Asset life (yrs)
| < Enter description > |  | 0 | 2023-12-31 | 0 | 0 | 0 | 0 | 0 | 0 | 0 | 0 | 0 | 0 | 0 | 0 | 0 | 0 | 0 | 0 | 0 | 0 | 0 | 0 | 0 | 0 | 0 | 0 | 0
| < Enter description > |  | 0 | 2023-12-31 | 0 | 0 | 0 | 0 | 0 | 0 | 0 | 0 | 0 | 0 | 0 | 0 | 0 | 0 | 0 | 0 | 0 | 0 | 0 | 0 | 0 | 0 | 0 | 0 | 0
| < Enter description > |  | 0 | 2023-12-31 | 0 | 0 | 0 | 0 | 0 | 0 | 0 | 0 | 0 | 0 | 0 | 0 | 0 | 0 | 0 | 0 | 0 | 0 | 0 | 0 | 0 | 0 | 0 | 0 | 0
| Capital expenditure |  |  | 2023-12-31 | 0 | 0 | 0 | 0 | 0 | 0 | 0 | 0 | 0 | 0 | 0 | 0 | 0 | 0 | 0 | 0 | 0 | 0 | 0 | 0 | 0 | 0 | 0 | 0 | 0
| Operating expenditure |  |  | 2023-12-31 | 0 | 0 | 0 | 0 | 0 | 0 | 0 | 0 | 0 | 0 | 0 | 0 | 0 | 0 | 0 | 0 | 0 | 0 | 0 | 0 | 0 | 0 | 0 | 0 | 0
RISK ASSUMPTIONS
| PoF (major) |  |  |  | 0 | 0 | 0 | 0 | 0 | 0 | 0 | 0 | 0 | 0 | 0 | 0 | 0 | 0 | 0 | 0 | 0 | 0 | 0 | 0 | 0 | 0 | 0 | 0 | 0
| PoF (reparable) |  |  |  | 0 | 0 | 0 | 0 | 0 | 0 | 0 | 0 | 0 | 0 | 0 | 0 | 0 | 0 | 0 | 0 | 0 | 0 | 0 | 0 | 0 | 0 | 0 | 0 | 0
| Energy at risk (weighted) |  |  | MWh | 0 | 0 | 0 | 0 | 0 | 0 | 0 | 0 | 0 | 0 | 0 | 0 | 0 | 0 | 0 | 0 | 0 | 0 | 0 | 0 | 0 | 0 | 0 | 0 | 0
| Energy at risk value | $/MWh | 37902.176 | 2023-12-31 | 0 | 0 | 0 | 0 | 0 | 0 | 0 | 0 | 0 | 0 | 0 | 0 | 0 | 0 | 0 | 0 | 0 | 0 | 0 | 0 | 0 | 0 | 0 | 0 | 0
| Safety consequence | (after DF) |  | 2023-12-31 | 0 | 0 | 0 | 0 | 0 | 0 | 0 | 0 | 0 | 0 | 0 | 0 | 0 | 0 | 0 | 0 | 0 | 0 | 0 | 0 | 0 | 0 | 0 | 0 | 0
| Unplanned replacements |  |  | 2023-12-31 | 0 | 0 | 0 | 0 | 0 | 0 | 0 | 0 | 0 | 0 | 0 | 0 | 0 | 0 | 0 | 0 | 0 | 0 | 0 | 0 | 0 | 0 | 0 | 0 | 0
| Environmental consequence | (after DF) |  | 2023-12-31 | 0 | 0 | 0 | 0 | 0 | 0 | 0 | 0 | 0 | 0 | 0 | 0 | 0 | 0 | 0 | 0 | 0 | 0 | 0 | 0 | 0 | 0 | 0 | 0 | 0
| < Other risk - enter description > |  |  | 2023-12-31 | 0 | 0 | 0 | 0 | 0 | 0 | 0 | 0 | 0 | 0 | 0 | 0 | 0 | 0 | 0 | 0 | 0 | 0 | 0 | 0 | 0 | 0 | 0 | 0 | 0
| < Other risk - enter description > |  |  | 2023-12-31 | 0 | 0 | 0 | 0 | 0 | 0 | 0 | 0 | 0 | 0 | 0 | 0 | 0 | 0 | 0 | 0 | 0 | 0 | 0 | 0 | 0 | 0 | 0 | 0 | 0
| Total risk cost |  |  |  | 0 | 0 | 0 | 0 | 0 | 0 | 0 | 0 | 0 | 0 | 0 | 0 | 0 | 0 | 0 | 0 | 0 | 0 | 0 | 0 | 0 | 0 | 0 | 0 | 0
OTHER BENEFITS
| Reduction in CO2 emissions |  |  | MWh | 0 | 0 | 0 | 0 | 0 | 0 | 0 | 0 | 0 | 0 | 0 | 0 | 0 | 0 | 0 | 0 | 0 | 0 | 0 | 0 | 0 | 0 | 0 | 0 | 0
| Value of reduction in CO2 emissions |  |  | $ | 0 | 0 | 0 | 0 | 0 | 0 | 0 | 0 | 0 | 0 | 0 | 0 | 0 | 0 | 0 | 0 | 0 | 0 | 0 | 0 | 0 | 0 | 0 | 0 | 0
| Reliability in worst-served areas | $/MWh | 151432.8174 | MWh | 0 | 0 | 0 | 0 | 0 | 0 | 0 | 0 | 0 | 0 | 0 | 0 | 0 | 0 | 0 | 0 | 0 | 0 | 0 | 0 | 0 | 0 | 0 | 0 | 0
| Network resilience | $/MWh | 24590 | MWh | 0 | 0 | 0 | 0 | 0 | 0 | 0 | 0 | 0 | 0 | 0 | 0 | 0 | 0 | 0 | 0 | 0 | 0 | 0 | 0 | 0 | 0 | 0 | 0 | 0
| Enabling solar exports | $/MWh | 88.3577 | MWh | 0 | 0 | 0 | 0 | 0 | 0 | 0 | 0 | 0 | 0 | 0 | 0 | 0 | 0 | 0 | 0 | 0 | 0 | 0 | 0 | 0 | 0 | 0 | 0 | 0
| Aesthetics | $/customer | 0 | customers | 0 | 0 | 0 | 0 | 0 | 0 | 0 | 0 | 0 | 0 | 0 | 0 | 0 | 0 | 0 | 0 | 0 | 0 | 0 | 0 | 0 | 0 | 0 | 0 | 0
| Customer value of time (res) | $/customer min | 0.35181 | mins | 0 | 0 | 0 | 0 | 0 | 0 | 0 | 0 | 0 | 0 | 0 | 0 | 0 | 0 | 0 | 0 | 0 | 0 | 0 | 0 | 0 | 0 | 0 | 0 | 0
| Customer value of time (bus) | $/customer min | 0.35181 | mins | 0 | 0 | 0 | 0 | 0 | 0 | 0 | 0 | 0 | 0 | 0 | 0 | 0 | 0 | 0 | 0 | 0 | 0 | 0 | 0 | 0 | 0 | 0 | 0 | 0
| Communication | $/customer | 0 | customers | 0 | 0 | 0 | 0 | 0 | 0 | 0 | 0 | 0 | 0 | 0 | 0 | 0 | 0 | 0 | 0 | 0 | 0 | 0 | 0 | 0 | 0 | 0 | 0 | 0
| Information accessibility | $/customer | 0 | customers | 0 | 0 | 0 | 0 | 0 | 0 | 0 | 0 | 0 | 0 | 0 | 0 | 0 | 0 | 0 | 0 | 0 | 0 | 0 | 0 | 0 | 0 | 0 | 0 | 0
| Other benefits 1 |  |  | 2023-12-31 | 0 | 0 | 0 | 0 | 0 | 0 | 0 | 0 | 0 | 0 | 0 | 0 | 0 | 0 | 0 | 0 | 0 | 0 | 0 | 0 | 0 | 0 | 0 | 0 | 0
| Other benefits 2 |  |  | 2023-12-31 | 0 | 0 | 0 | 0 | 0 | 0 | 0 | 0 | 0 | 0 | 0 | 0 | 0 | 0 | 0 | 0 | 0 | 0 | 0 | 0 | 0 | 0 | 0 | 0 | 0
| Total other benefits |  |  | 2023-12-31 | 0 | 0 | 0 | 0 | 0 | 0 | 0 | 0 | 0 | 0 | 0 | 0 | 0 | 0 | 0 | 0 | 0 | 0 | 0 | 0 | 0 | 0 | 0 | 0 | 0
SUMMARY
| Risks mitigated vs base case |  |  | 2023-12-31 | 0 | 0 | 0 | 0 | 0 | 0 | 0 | 0 | 0 | 0 | 0 | 0 | 0 | 0 | 0 | 0 | 0 | 0 | 0 | 0 | 0 | 0 | 0 | 0 | 0
Capital expenditure
| < Enter description > |  |  | 2023-12-31 | 0 | 0 | 0 | 0 | 0 | 0 | 0 | 0 | 0 | 0 | 0 | 0 | 0 | 0 | 0 | 0 | 0 | 0 | 0 | 0 | 0 | 0 | 0 | 0 | 0
| < Enter description > |  |  | 2023-12-31 | 0 | 0 | 0 | 0 | 0 | 0 | 0 | 0 | 0 | 0 | 0 | 0 | 0 | 0 | 0 | 0 | 0 | 0 | 0 | 0 | 0 | 0 | 0 | 0 | 0
| < Enter description > |  |  | 2023-12-31 | 0 | 0 | 0 | 0 | 0 | 0 | 0 | 0 | 0 | 0 | 0 | 0 | 0 | 0 | 0 | 0 | 0 | 0 | 0 | 0 | 0 | 0 | 0 | 0 | 0
Cumulative capex
| < Enter description > |  |  | 2023-12-31 | 0 | 0 | 0 | 0 | 0 | 0 | 0 | 0 | 0 | 0 | 0 | 0 | 0 | 0 | 0 | 0 | 0 | 0 | 0 | 0 | 0 | 0 | 0 | 0 | 0
| < Enter description > |  |  | 2023-12-31 | 0 | 0 | 0 | 0 | 0 | 0 | 0 | 0 | 0 | 0 | 0 | 0 | 0 | 0 | 0 | 0 | 0 | 0 | 0 | 0 | 0 | 0 | 0 | 0 | 0
| < Enter description > |  |  | 2023-12-31 | 0 | 0 | 0 | 0 | 0 | 0 | 0 | 0 | 0 | 0 | 0 | 0 | 0 | 0 | 0 | 0 | 0 | 0 | 0 | 0 | 0 | 0 | 0 | 0 | 0
Annualised capex
| Annualised capex - < Enter description > |  |  | 2023-12-31 | 0 | 0 | 0 | 0 | 0 | 0 | 0 | 0 | 0 | 0 | 0 | 0 | 0 | 0 | 0 | 0 | 0 | 0 | 0 | 0 | 0 | 0 | 0 | 0 | 0
| Annualised capex - < Enter description > |  |  | 2023-12-31 | 0 | 0 | 0 | 0 | 0 | 0 | 0 | 0 | 0 | 0 | 0 | 0 | 0 | 0 | 0 | 0 | 0 | 0 | 0 | 0 | 0 | 0 | 0 | 0 | 0
| Annualised capex - < Enter description > |  |  | 2023-12-31 | 0 | 0 | 0 | 0 | 0 | 0 | 0 | 0 | 0 | 0 | 0 | 0 | 0 | 0 | 0 | 0 | 0 | 0 | 0 | 0 | 0 | 0 | 0 | 0 | 0
| Total annualised capex |  |  | 2023-12-31 | 0 | 0 | 0 | 0 | 0 | 0 | 0 | 0 | 0 | 0 | 0 | 0 | 0 | 0 | 0 | 0 | 0 | 0 | 0 | 0 | 0 | 0 | 0 | 0 | 0
| Annualised capex |  |  | 2023-12-31 | 0 | 0 | 0 | 0 | 0 | 0 | 0 | 0 | 0 | 0 | 0 | 0 | 0 | 0 | 0 | 0 | 0 | 0 | 0 | 0 | 0 | 0 | 0 | 0 | 0
| Operating expenditure |  |  | 2023-12-31 | 0 | 0 | 0 | 0 | 0 | 0 | 0 | 0 | 0 | 0 | 0 | 0 | 0 | 0 | 0 | 0 | 0 | 0 | 0 | 0 | 0 | 0 | 0 | 0 | 0
| Risk mitigated |  |  | 2023-12-31 | 0 | 0 | 0 | 0 | 0 | 0 | 0 | 0 | 0 | 0 | 0 | 0 | 0 | 0 | 0 | 0 | 0 | 0 | 0 | 0 | 0 | 0 | 0 | 0 | 0
| Other benefits value |  |  | 2023-12-31 | 0 | 0 | 0 | 0 | 0 | 0 | 0 | 0 | 0 | 0 | 0 | 0 | 0 | 0 | 0 | 0 | 0 | 0 | 0 | 0 | 0 | 0 | 0 | 0 | 0
| Net benefits |  |  | 2023-12-31 | 0 | 0 | 0 | 0 | 0 | 0 | 0 | 0 | 0 | 0 | 0 | 0 | 0 | 0 | 0 | 0 | 0 | 0 | 0 | 0 | 0 | 0 | 0 | 0 | 0
| First capex year |  |  | 0
| First year |  |  | Not used
SENSITIVITIES
NPV | Net benefits |  |  | Option 5NPV | 0 | 0 | 0 | 0 | 0 | 0 | 0 | 0 | 0 | 0 | 0 | 0 | 0 | 0 | 0 | 0 | 0 | 0 | 0 | 0 | 0 | 0 | 0 | 0 | 0
| Total annualised capex |  |  |  | 0 | 0 | 0 | 0 | 0 | 0 | 0 | 0 | 0 | 0 | 0 | 0 | 0 | 0 | 0 | 0 | 0 | 0 | 0 | 0 | 0 | 0 | 0 | 0 | 0
| Total benefits |  |  |  | 0 | 0 | 0 | 0 | 0 | 0 | 0 | 0 | 0 | 0 | 0 | 0 | 0 | 0 | 0 | 0 | 0 | 0 | 0 | 0 | 0 | 0 | 0 | 0 | 0
|  | Capex | Total benefits
sens1 | Capex 10% higher | 10% | 0% | Option 5sens1 | 0 | 0 | 0 | 0 | 0 | 0 | 0 | 0 | 0 | 0 | 0 | 0 | 0 | 0 | 0 | 0 | 0 | 0 | 0 | 0 | 0 | 0 | 0 | 0 | 0
sens2 | Capex 10% lower | -10% | 0% | Option 5sens2 | 0 | 0 | 0 | 0 | 0 | 0 | 0 | 0 | 0 | 0 | 0 | 0 | 0 | 0 | 0 | 0 | 0 | 0 | 0 | 0 | 0 | 0 | 0 | 0 | 0
sens3 | Total benefits 10% higher | 0% | 10% | Option 5sens3 | 0 | 0 | 0 | 0 | 0 | 0 | 0 | 0 | 0 | 0 | 0 | 0 | 0 | 0 | 0 | 0 | 0 | 0 | 0 | 0 | 0 | 0 | 0 | 0 | 0
sens4 | Total benefits 10% lower | 0% | -10% | Option 5sens4 | 0 | 0 | 0 | 0 | 0 | 0 | 0 | 0 | 0 | 0 | 0 | 0 | 0 | 0 | 0 | 0 | 0 | 0 | 0 | 0 | 0 | 0 | 0 | 0 | 0
sens5 | Capex 10% higher & Total benefits 10% lower | 10% | -10% | Option 5sens5 | 0 | 0 | 0 | 0 | 0 | 0 | 0 | 0 | 0 | 0 | 0 | 0 | 0 | 0 | 0 | 0 | 0 | 0 | 0 | 0 | 0 | 0 | 0 | 0 | 0
sens | 0 | 0% | 0% | Option 5sens | 0 | 0 | 0 | 0 | 0 | 0 | 0 | 0 | 0 | 0 | 0 | 0 | 0 | 0 | 0 | 0 | 0 | 0 | 0 | 0 | 0 | 0 | 0 | 0 | 0
sens | 0 | 0% | 0% | Option 5sens | 0 | 0 | 0 | 0 | 0 | 0 | 0 | 0 | 0 | 0 | 0 | 0 | 0 | 0 | 0 | 0 | 0 | 0 | 0 | 0 | 0 | 0 | 0 | 0 | 0
sens | 0 | 0% | 0% | Option 5sens | 0 | 0 | 0 | 0 | 0 | 0 | 0 | 0 | 0 | 0 | 0 | 0 | 0 | 0 | 0 | 0 | 0 | 0 | 0 | 0 | 0 | 0 | 0 | 0 | 0

## Consol
Powercor
Mount Cottrell new feeder
CONSOLIDATED
Discount factor |  |  |  |  | 0 | 0.98295 | 0.94971 | 0.91759 | 0.88656 | 0.85658 | 0.82761 | 0.79963 | 0.77259 | 0.74646 | 0.72122 | 0.69683 | 0.67326 | 0.6505 | 0.6285 | 0.60725 | 0.58671 | 0.56687 | 0.5477 | 0.52918 | 0.51129 | 0.494 | 0.47729 | 0.46115 | 0.44556 | 0.43049
Count |  |  |  |  | 0 | 1 | 2 | 3 | 4 | 5 | 6 | 7 | 8 | 9 | 10 | 11 | 12 | 13 | 14 | 15 | 16 | 17 | 18 | 19 | 20 | 21 | 22 | 23 | 24 | 25
Analysis period |  |  |  |  | TRUE | TRUE | TRUE | TRUE | TRUE | TRUE | TRUE | TRUE | TRUE | TRUE | TRUE | TRUE | TRUE | TRUE | TRUE | TRUE | TRUE | TRUE | TRUE | TRUE | TRUE | FALSE | FALSE | FALSE | FALSE | FALSE
[5 empty] | 2026-06-30 | 2026-27 | 2027-28 | 2028-29 | 2029-30 | 2030-31 | 2031-32 | 2032-33 | 2033-34 | 2034-35 | 2035-36 | 2036-37 | 2037-38 | 2038-39 | 2039-40 | 2040-41 | 2041-42 | 2042-43 | 2043-44 | 2044-45 | 2045-46 | 2046-47 | 2047-48 | 2048-49 | 2049-50 | 2050-51
COSTS |  |  | PV
Option 1 (base case) | Energy at risk value | Option 1 (base case)Energy at risk value | 1663011027.3868 | 2026-06-30 |  | 11205613.1671 | 18811663.376 | 28025275.3829 | 38630926.3284 | 54530387.4894 | 78387231.2742 | 106640246.065 | 130589916.1195 | 130589916.1195 | 130589916.1195 | 130589916.1195 | 130589916.1195 | 130589916.1195 | 130589916.1195 | 130589916.1195 | 130589916.1195 | 130589916.1195 | 130589916.1195 | 130589916.1195 | 130589916.1195 | 130589916.1195 | 130589916.1195 | 130589916.1195 | 130589916.1195 | 130589916.1195
Option 1 (base case) | Capital expenditure | Option 1 (base case)Capital expenditure | 0 | 2026-06-30 |  | 0 | 0 | 0 | 0 | 0 | 0 | 0 | 0 | 0 | 0 | 0 | 0 | 0 | 0 | 0 | 0 | 0 | 0 | 0 | 0 | 0 | 0 | 0 | 0 | 0
Option 1 (base case) | Total risk cost | Option 1 (base case)Total risk cost | 1361546918.2571 | 2026-06-30 |  | 11205613.1671 | 18811663.376 | 28025275.3829 | 38630926.3284 | 54530387.4894 | 78387231.2742 | 106640246.065 | 130589916.1195 | 130589916.1195 | 130589916.1195 | 130589916.1195 | 130589916.1195 | 130589916.1195 | 130589916.1195 | 130589916.1195 | 130589916.1195 | 130589916.1195 | 130589916.1195 | 130589916.1195 | 130589916.1195 | 130589916.1195 | 130589916.1195 | 130589916.1195 | 130589916.1195 | 130589916.1195
Option 1 (base case) |  | Option 1 (base case)
Option 1 (base case) | Annualised capex | Option 1 (base case)Annualised capex | 0 | 2026-06-30 |  | 0 | 0 | 0 | 0 | 0 | 0 | 0 | 0 | 0 | 0 | 0 | 0 | 0 | 0 | 0 | 0 | 0 | 0 | 0 | 0 | 0 | 0 | 0 | 0 | 0
Option 1 (base case) | Operating expenditure | Option 1 (base case)Operating expenditure | 0 | 2026-06-30 |  | 0 | 0 | 0 | 0 | 0 | 0 | 0 | 0 | 0 | 0 | 0 | 0 | 0 | 0 | 0 | 0 | 0 | 0 | 0 | 0 | 0 | 0 | 0 | 0 | 0
Option 1 (base case) | Risk mitigated | Option 1 (base case)Risk mitigated | 0 | 2026-06-30 |  | 0 | 0 | 0 | 0 | 0 | 0 | 0 | 0 | 0 | 0 | 0 | 0 | 0 | 0 | 0 | 0 | 0 | 0 | 0 | 0 | 0 | 0 | 0 | 0 | 0
Option 1 (base case) | Other benefits value | Option 1 (base case)Other benefits value | 0 | 2026-06-30 |  | 0 | 0 | 0 | 0 | 0 | 0 | 0 | 0 | 0 | 0 | 0 | 0 | 0 | 0 | 0 | 0 | 0 | 0 | 0 | 0 | 0 | 0 | 0 | 0 | 0
Option 1 (base case) | Net benefits | Option 1 (base case)Net benefits |  | 2026-06-30 |  | 0 | 0 | 0 | 0 | 0 | 0 | 0 | 0 | 0 | 0 | 0 | 0 | 0 | 0 | 0 | 0 | 0 | 0 | 0 | 0 | 0 | 0 | 0 | 0 | 0
Option 1 (base case) | NPV | Option 1 (base case)NPV | 0 | 2026-06-30
Option 1 (base case) | PV of costs | Option 1 (base case)PV of costs | 0 | 2026-06-30
Option 1 (base case) | PV of benefits | Option 1 (base case)PV of benefits | 0 | 2026-06-30
Option 2 | Energy at risk value | Option 2Energy at risk value | 11133467.37 | 2026-06-30 |  | 1867602.1945 | 0 | 0 | 0 | 0 | 0 | 0 | 0 | 0 | 0 | 0 | 0 | 0 | 33.2429 | 3231.6604 | 9198.337 | 22384.3422 | 87145.6419 | 242285.2559 | 518736.2834 | 1017325.1453 | 2175242.4145 | 4505207.8957 | 7358656.0376 | 4505207.8957
Option 2 | Capital expenditure | Option 2Capital expenditure | -594005.8638 | 2026-06-30 |  | -604311.567 | 0 | 0 | 0 | 0 | 0 | 0 | 0 | 0 | 0 | 0 | 0 | 0 | 0 | 0 | 0 | 0 | 0 | 0 | 0 | 0 | 0 | 0 | 0 | 0
Option 2 | Total risk cost | Option 2Total risk cost | 2296986.4117 | 2026-06-30 |  | 1867602.1945 | 0 | 0 | 0 | 0 | 0 | 0 | 0 | 0 | 0 | 0 | 0 | 0 | 33.2429 | 3231.6604 | 9198.337 | 22384.3422 | 87145.6419 | 242285.2559 | 518736.2834 | 0 | 0 | 0 | 0 | 0
Option 2 |  | Option 2
Option 2 | Annualised capex | Option 2Annualised capex | -347197.156 | 2026-06-30 |  | 0 | -25764.0438 | -25764.0438 | -25764.0438 | -25764.0438 | -25764.0438 | -25764.0438 | -25764.0438 | -25764.0438 | -25764.0438 | -25764.0438 | -25764.0438 | -25764.0438 | -25764.0438 | -25764.0438 | -25764.0438 | -25764.0438 | -25764.0438 | -25764.0438 | -25764.0438 | 0 | 0 | 0 | 0 | 0
Option 2 | Operating expenditure | Option 2Operating expenditure | 0 | 2026-06-30 |  | 0 | 0 | 0 | 0 | 0 | 0 | 0 | 0 | 0 | 0 | 0 | 0 | 0 | 0 | 0 | 0 | 0 | 0 | 0 | 0 | 0 | 0 | 0 | 0 | 0
Option 2 | Risk mitigated | Option 2Risk mitigated | 1359249931.8454 | 2026-06-30 |  | 9338010.9725 | 18811663.376 | 28025275.3829 | 38630926.3284 | 54530387.4894 | 78387231.2742 | 106640246.065 | 130589916.1195 | 130589916.1195 | 130589916.1195 | 130589916.1195 | 130589916.1195 | 130589916.1195 | 130589882.8766 | 130586684.4591 | 130580717.7825 | 130567531.7774 | 130502770.4776 | 130347630.8636 | 130071179.8361 | 0 | 0 | 0 | 0 | 0
Option 2 | Other benefits value | Option 2Other benefits value | 0 | 2026-06-30 |  | 0 | 0 | 0 | 0 | 0 | 0 | 0 | 0 | 0 | 0 | 0 | 0 | 0 | 0 | 0 | 0 | 0 | 0 | 0 | 0 | 0 | 0 | 0 | 0 | 0
Option 2 | Net benefits | Option 2Net benefits |  | 2026-06-30 |  | 9338010.9725 | 18785899.3321 | 27999511.3391 | 38605162.2845 | 54504623.4456 | 78361467.2304 | 106614482.0212 | 130564152.0757 | 130564152.0757 | 130564152.0757 | 130564152.0757 | 130564152.0757 | 130564152.0757 | 130564118.8328 | 130560920.4153 | 130554953.7387 | 130541767.7335 | 130477006.4337 | 130321866.8198 | 130045415.7923 | 0 | 0 | 0 | 0 | 0
Option 2 | NPV | Option 2NPV | 1358902734.6893 | 2026-06-30
Option 2 | PV of costs | Option 2PV of costs | -347197.156 | 2026-06-30
Option 2 | PV of benefits | Option 2PV of benefits | 1359249931.8454 | 2026-06-30
Option 3 | Energy at risk value | Option 3Energy at risk value | 81429218.8219 | 2026-06-30 |  | 1867602.1945 | 0 | 0 | 6525.6474 | 114271.6358 | 596195.1685 | 2268837.7466 | 4580072.014 | 7534458.786 | 7534458.786 | 7534458.786 | 7534458.786 | 7534458.786 | 7534458.786 | 7534458.786 | 7534458.786 | 7534458.786 | 7534458.786 | 7534458.786 | 7534458.786 | 7534458.786 | 7534458.786 | 7534458.786 | 7534458.786 | 7534458.786
Option 3 | Capital expenditure | Option 3Capital expenditure | -620260.2666 | 2026-06-30 |  | -631021.4705 | 0 | 0 | 0 | 0 | 0 | 0 | 0 | 0 | 0 | 0 | 0 | 0 | 0 | 0 | 0 | 0 | 0 | 0 | 0 | 0 | 0 | 0 | 0 | 0
Option 3 | Total risk cost | Option 3Total risk cost | 64036077.1983 | 2026-06-30 |  | 1867602.1945 | 0 | 0 | 6525.6474 | 114271.6358 | 596195.1685 | 2268837.7466 | 4580072.014 | 7534458.786 | 7534458.786 | 7534458.786 | 7534458.786 | 7534458.786 | 7534458.786 | 7534458.786 | 7534458.786 | 7534458.786 | 7534458.786 | 7534458.786 | 7534458.786 | 0 | 0 | 0 | 0 | 0
Option 3
Option 3 | Annualised capex | Option 3Annualised capex | -362542.8867 | 2026-06-30 |  | 0 | -26902.7861 | -26902.7861 | -26902.7861 | -26902.7861 | -26902.7861 | -26902.7861 | -26902.7861 | -26902.7861 | -26902.7861 | -26902.7861 | -26902.7861 | -26902.7861 | -26902.7861 | -26902.7861 | -26902.7861 | -26902.7861 | -26902.7861 | -26902.7861 | -26902.7861 | 0 | 0 | 0 | 0 | 0
Option 3 | Operating expenditure | Option 3Operating expenditure | 0 | 2026-06-30 |  | 0 | 0 | 0 | 0 | 0 | 0 | 0 | 0 | 0 | 0 | 0 | 0 | 0 | 0 | 0 | 0 | 0 | 0 | 0 | 0 | 0 | 0 | 0 | 0 | 0
Option 3 | Risk mitigated | Option 3Risk mitigated | 1297510841.0589 | 2026-06-30 |  | 9338010.9725 | 18811663.376 | 28025275.3829 | 38624400.681 | 54416115.8536 | 77791036.1057 | 104371408.3184 | 126009844.1055 | 123055457.3335 | 123055457.3335 | 123055457.3335 | 123055457.3335 | 123055457.3335 | 123055457.3335 | 123055457.3335 | 123055457.3335 | 123055457.3335 | 123055457.3335 | 123055457.3335 | 123055457.3335 | 0 | 0 | 0 | 0 | 0
Option 3 | Other benefits value | Option 3Other benefits value | 0 | 2026-06-30 |  | 0 | 0 | 0 | 0 | 0 | 0 | 0 | 0 | 0 | 0 | 0 | 0 | 0 | 0 | 0 | 0 | 0 | 0 | 0 | 0 | 0 | 0 | 0 | 0 | 0
Option 3 | Net benefits | Option 3Net benefits |  | 2026-06-30 |  | 9338010.9725 | 18784760.5899 | 27998372.5968 | 38597497.8949 | 54389213.0675 | 77764133.3196 | 104344505.5323 | 125982941.3194 | 123028554.5474 | 123028554.5474 | 123028554.5474 | 123028554.5474 | 123028554.5474 | 123028554.5474 | 123028554.5474 | 123028554.5474 | 123028554.5474 | 123028554.5474 | 123028554.5474 | 123028554.5474 | 0 | 0 | 0 | 0 | 0
Option 3 | NPV | Option 3NPV | 1297148298.1722 | 2026-06-30
Option 3 | PV of costs | Option 3PV of costs | -362542.8867 | 2026-06-30
Option 3 | PV of benefits | Option 3PV of benefits | 1297510841.0589 | 2026-06-30
Option 4 | Energy at risk value | Option 4Energy at risk value | 0 | 2026-06-30 |  | 0 | 0 | 0 | 0 | 0 | 0 | 0 | 0 | 0 | 0 | 0 | 0 | 0 | 0 | 0 | 0 | 0 | 0 | 0 | 0 | 0 | 0 | 0 | 0 | 0
Option 4 | Capital expenditure | Option 4Capital expenditure | 0 | 2026-06-30 |  | 0 | 0 | 0 | 0 | 0 | 0 | 0 | 0 | 0 | 0 | 0 | 0 | 0 | 0 | 0 | 0 | 0 | 0 | 0 | 0 | 0 | 0 | 0 | 0 | 0
Option 4 | Total risk cost | Option 4Total risk cost | 0 | 2026-06-30 |  | 0 | 0 | 0 | 0 | 0 | 0 | 0 | 0 | 0 | 0 | 0 | 0 | 0 | 0 | 0 | 0 | 0 | 0 | 0 | 0 | 0 | 0 | 0 | 0 | 0
Option 4 |  | Option 4
Option 4 | Annualised capex | Option 4Annualised capex | 0 | 2026-06-30 |  | 0 | 0 | 0 | 0 | 0 | 0 | 0 | 0 | 0 | 0 | 0 | 0 | 0 | 0 | 0 | 0 | 0 | 0 | 0 | 0 | 0 | 0 | 0 | 0 | 0
Option 4 | Operating expenditure | Option 4Operating expenditure | 0 | 2026-06-30 |  | 0 | 0 | 0 | 0 | 0 | 0 | 0 | 0 | 0 | 0 | 0 | 0 | 0 | 0 | 0 | 0 | 0 | 0 | 0 | 0 | 0 | 0 | 0 | 0 | 0
Option 4 | Risk mitigated | Option 4Risk mitigated | 0 | 2026-06-30 |  | 0 | 0 | 0 | 0 | 0 | 0 | 0 | 0 | 0 | 0 | 0 | 0 | 0 | 0 | 0 | 0 | 0 | 0 | 0 | 0 | 0 | 0 | 0 | 0 | 0
Option 4 | Other benefits value | Option 4Other benefits value | 0 | 2026-06-30 |  | 0 | 0 | 0 | 0 | 0 | 0 | 0 | 0 | 0 | 0 | 0 | 0 | 0 | 0 | 0 | 0 | 0 | 0 | 0 | 0 | 0 | 0 | 0 | 0 | 0
Option 4 | Net benefits | Option 4Net benefits |  | 2026-06-30 |  | 0 | 0 | 0 | 0 | 0 | 0 | 0 | 0 | 0 | 0 | 0 | 0 | 0 | 0 | 0 | 0 | 0 | 0 | 0 | 0 | 0 | 0 | 0 | 0 | 0
Option 4 | NPV | Option 4NPV | 0 | 2026-06-30
Option 4 | PV of costs | Option 4PV of costs | 0 | 2026-06-30
Option 4 | PV of benefits | Option 4PV of benefits | 0 | 2026-06-30
Option 5 | Energy at risk value | Option 5Energy at risk value | 0 | 2026-06-30 |  | 0 | 0 | 0 | 0 | 0 | 0 | 0 | 0 | 0 | 0 | 0 | 0 | 0 | 0 | 0 | 0 | 0 | 0 | 0 | 0 | 0 | 0 | 0 | 0 | 0
Option 5 | Capital expenditure | Option 5Capital expenditure | 0 | 2026-06-30 |  | 0 | 0 | 0 | 0 | 0 | 0 | 0 | 0 | 0 | 0 | 0 | 0 | 0 | 0 | 0 | 0 | 0 | 0 | 0 | 0 | 0 | 0 | 0 | 0 | 0
Option 5 | Total risk cost | Option 5Total risk cost | 0 | 2026-06-30 |  | 0 | 0 | 0 | 0 | 0 | 0 | 0 | 0 | 0 | 0 | 0 | 0 | 0 | 0 | 0 | 0 | 0 | 0 | 0 | 0 | 0 | 0 | 0 | 0 | 0
Option 5 |  | Option 5
Option 5 | Annualised capex | Option 5Annualised capex | 0 | 2026-06-30 |  | 0 | 0 | 0 | 0 | 0 | 0 | 0 | 0 | 0 | 0 | 0 | 0 | 0 | 0 | 0 | 0 | 0 | 0 | 0 | 0 | 0 | 0 | 0 | 0 | 0
Option 5 | Operating expenditure | Option 5Operating expenditure | 0 | 2026-06-30 |  | 0 | 0 | 0 | 0 | 0 | 0 | 0 | 0 | 0 | 0 | 0 | 0 | 0 | 0 | 0 | 0 | 0 | 0 | 0 | 0 | 0 | 0 | 0 | 0 | 0
Option 5 | Risk mitigated | Option 5Risk mitigated | 0 | 2026-06-30 |  | 0 | 0 | 0 | 0 | 0 | 0 | 0 | 0 | 0 | 0 | 0 | 0 | 0 | 0 | 0 | 0 | 0 | 0 | 0 | 0 | 0 | 0 | 0 | 0 | 0
Option 5 | Other benefits value | Option 5Other benefits value | 0 | 2026-06-30 |  | 0 | 0 | 0 | 0 | 0 | 0 | 0 | 0 | 0 | 0 | 0 | 0 | 0 | 0 | 0 | 0 | 0 | 0 | 0 | 0 | 0 | 0 | 0 | 0 | 0
Option 5 | Net benefits | Option 5Net benefits |  | 2026-06-30 |  | 0 | 0 | 0 | 0 | 0 | 0 | 0 | 0 | 0 | 0 | 0 | 0 | 0 | 0 | 0 | 0 | 0 | 0 | 0 | 0 | 0 | 0 | 0 | 0 | 0
Option 5 | NPV | Option 5NPV | 0 | 2026-06-30
Option 5 | PV of costs | Option 5PV of costs | 0 | 2026-06-30
Option 5 | PV of benefits | Option 5PV of benefits | 0 | 2026-06-30
CHART DATA | [5 empty] | FY27 | FY28 | FY29 | FY30 | FY31 | FY32 | FY33 | FY34 | FY35 | FY36 | FY37 | FY38 | FY39 | FY40 | FY41 | FY42 | FY43 | FY44 | FY45 | FY46 | FY47 | FY48 | FY49 | FY50 | FY51
Option 2 | Annualised capex | -1 |  |  | Option 2 annualised capex | 0.025764 | 0.025764 | 0.025764 | 0.025764 | 0.025764 | 0.025764 | 0.025764 | 0.025764 | 0.025764 | 0.025764 | 0.025764 | 0.025764 | 0.025764 | 0.025764 | 0.025764 | 0.025764 | 0.025764 | 0.025764 | 0.025764 | 0.025764 | 0 | 0 | 0 | 0 | 0
Option 1 (base case) | Total risk cost | 1 |  |  | Option 1 (base case) risk cost | 11.2056 | 18.8117 | 28.0253 | 38.6309 | 54.5304 | 78.3872 | 106.6402 | 130.5899 | 130.5899 | 130.5899 | 130.5899 | 130.5899 | 130.5899 | 130.5899 | 130.5899 | 130.5899 | 130.5899 | 130.5899 | 130.5899 | 130.5899 | 130.5899 | 130.5899 | 130.5899 | 130.5899 | 130.5899
[6 empty] | FY27 | FY28 | FY29 | FY30 | FY31 | FY32 | FY33 | FY34 | FY35 | FY36 | FY37 | FY38 | FY39 | FY40 | FY41 | FY42 | FY43 | FY44 | FY45 | FY46 | FY47 | FY48 | FY49 | FY50 | FY51
Energy at risk | Energy at risk (weighted) | 3095.8822 |  |  | Energy at risk energy at risk (weighted) | 265.6504 | 445.9662 | 664.3924 | 915.8195 | 1292.7465 | 1858.3183 | 2528.1097 | 3095.8822 | 3095.8822 | 3095.8822 | 3095.8822 | 3095.8822 | 3095.8822 | 3095.8822 | 3095.8822 | 3095.8822 | 3095.8822 | 3095.8822 | 3095.8822 | 3095.8822 | 3095.8822 | 3095.8822 | 3095.8822 | 3095.8822 | 3095.8822
Option 1 (base case) | Energy at risk value | 117.3407 |  |  | Option 1 (base case) risk cost | 10.0687 | 16.9031 | 25.1819 | 34.7116 | 48.9979 | 70.4343 | 95.8209 | 117.3407 | 117.3407 | 117.3407 | 117.3407 | 117.3407 | 117.3407 | 117.3407 | 117.3407 | 117.3407 | 117.3407 | 117.3407 | 117.3407 | 117.3407 | 117.3407 | 117.3407 | 117.3407 | 117.3407 | 117.3407

## Sensitivity_calcs
Powercor
Mount Cottrell new feeder
SENSITIVITY CALCULATIONS
Discount factor | [6 empty] | 0 | 0.98295 | 0.94971 | 0.91759 | 0.88656 | 0.85658 | 0.82761 | 0.79963 | 0.77259 | 0.74646 | 0.72122 | 0.69683 | 0.67326 | 0.6505 | 0.6285 | 0.60725 | 0.58671 | 0.56687 | 0.5477 | 0.52918 | 0.51129 | 0.494 | 0.47729 | 0.46115 | 0.44556 | 0.43049
Count | [6 empty] | 0 | 1 | 2 | 3 | 4 | 5 | 6 | 7 | 8 | 9 | 10 | 11 | 12 | 13 | 14 | 15 | 16 | 17 | 18 | 19 | 20 | 21 | 22 | 23 | 24 | 25
Analysis period | [6 empty] | 1 | 1 | 1 | 1 | 1 | 1 | 1 | 1 | 1 | 1 | 1 | 1 | 1 | 1 | 1 | 1 | 1 | 1 | 1 | 1 | 1 | 0 | 0 | 0 | 0 | 0
[7 empty] | 2026-06-30 | 2026-27 | 2027-28 | 2028-29 | 2029-30 | 2030-31 | 2031-32 | 2032-33 | 2033-34 | 2034-35 | 2035-36 | 2036-37 | 2037-38 | 2038-39 | 2039-40 | 2040-41 | 2041-42 | 2042-43 | 2043-44 | 2044-45 | 2045-46 | 2046-47 | 2047-48 | 2048-49 | 2049-50 | 2050-51
PV
[25 empty] | 130321866.8198 | 130045415.7923 | 0 | 0 | 0 | 0 | 0
OPTION 1 (base case) | NPV | Net benefits | OPTION 1 (base case)NPV |  | 0 |  | 0 | 0 | 0 | 0 | 0 | 0 | 0 | 0 | 0 | 0 | 0 | 0 | 0 | 0 | 0 | 0 | 0 | 0 | 0 | 0 | 0 | 0 | 0 | 0 | 0 | 0
OPTION 1 (base case) | sens1 | Capex 10% higher | OPTION 1 (base case)sens1 |  | 0 |  | 0 | 0 | 0 | 0 | 0 | 0 | 0 | 0 | 0 | 0 | 0 | 0 | 0 | 0 | 0 | 0 | 0 | 0 | 0 | 0 | 0 | 0 | 0 | 0 | 0 | 0
OPTION 1 (base case) | sens2 | Capex 10% lower | OPTION 1 (base case)sens2 |  | 0 |  | 0 | 0 | 0 | 0 | 0 | 0 | 0 | 0 | 0 | 0 | 0 | 0 | 0 | 0 | 0 | 0 | 0 | 0 | 0 | 0 | 0 | 0 | 0 | 0 | 0 | 0
OPTION 1 (base case) | sens3 | Total benefits 10% higher | OPTION 1 (base case)sens3 |  | 0 |  | 0 | 0 | 0 | 0 | 0 | 0 | 0 | 0 | 0 | 0 | 0 | 0 | 0 | 0 | 0 | 0 | 0 | 0 | 0 | 0 | 0 | 0 | 0 | 0 | 0 | 0
OPTION 1 (base case) | sens4 | Total benefits 10% lower | OPTION 1 (base case)sens4 |  | 0 |  | 0 | 0 | 0 | 0 | 0 | 0 | 0 | 0 | 0 | 0 | 0 | 0 | 0 | 0 | 0 | 0 | 0 | 0 | 0 | 0 | 0 | 0 | 0 | 0 | 0 | 0
OPTION 1 (base case) | sens5 | Capex 10% higher & Total benefits 10% lower | OPTION 1 (base case)sens5 |  | 0 |  | 0 | 0 | 0 | 0 | 0 | 0 | 0 | 0 | 0 | 0 | 0 | 0 | 0 | 0 | 0 | 0 | 0 | 0 | 0 | 0 | 0 | 0 | 0 | 0 | 0 | 0
OPTION 1 (base case) | sens | 0 | OPTION 1 (base case)sens |  | 0 |  | 0 | 0 | 0 | 0 | 0 | 0 | 0 | 0 | 0 | 0 | 0 | 0 | 0 | 0 | 0 | 0 | 0 | 0 | 0 | 0 | 0 | 0 | 0 | 0 | 0 | 0
OPTION 1 (base case) | sens | 0 | OPTION 1 (base case)sens |  | 0 |  | 0 | 0 | 0 | 0 | 0 | 0 | 0 | 0 | 0 | 0 | 0 | 0 | 0 | 0 | 0 | 0 | 0 | 0 | 0 | 0 | 0 | 0 | 0 | 0 | 0 | 0
OPTION 1 (base case) | sens | 0 | OPTION 1 (base case)sens |  | 0 |  | 0 | 0 | 0 | 0 | 0 | 0 | 0 | 0 | 0 | 0 | 0 | 0 | 0 | 0 | 0 | 0 | 0 | 0 | 0 | 0 | 0 | 0 | 0 | 0 | 0 | 0
Option 2 | NPV | Net benefits | Option 2NPV |  | 1358902734.6893 |  | 0 | 9338010.9725 | 18785899.3321 | 27999511.3391 | 38605162.2845 | 54504623.4456 | 78361467.2304 | 106614482.0212 | 130564152.0757 | 130564152.0757 | 130564152.0757 | 130564152.0757 | 130564152.0757 | 130564152.0757 | 130564118.8328 | 130560920.4153 | 130554953.7387 | 130541767.7335 | 130477006.4337 | 130321866.8198 | 130045415.7923 | 0 | 0 | 0 | 0 | 0
Option 2 | sens1 | Capex 10% higher | Option 2sens1 |  | 1358868014.9738 |  | 0 | 9338010.9725 | 18783322.9277 | 27996934.9347 | 38602585.8802 | 54502047.0412 | 78358890.826 | 106611905.6168 | 130561575.6713 | 130561575.6713 | 130561575.6713 | 130561575.6713 | 130561575.6713 | 130561575.6713 | 130561542.4284 | 130558344.0109 | 130552377.3343 | 130539191.3291 | 130474430.0294 | 130319290.4154 | 130042839.3879 | 0 | 0 | 0 | 0 | 0
Option 2 | sens2 | Capex 10% lower | Option 2sens2 |  | 1358937454.4049 |  | 0 | 9338010.9725 | 18788475.7365 | 28002087.7435 | 38607738.6889 | 54507199.85 | 78364043.6348 | 106617058.4256 | 130566728.4801 | 130566728.4801 | 130566728.4801 | 130566728.4801 | 130566728.4801 | 130566728.4801 | 130566695.2372 | 130563496.8197 | 130557530.1431 | 130544344.1379 | 130479582.8381 | 130324443.2242 | 130047992.1967 | 0 | 0 | 0 | 0 | 0
Option 2 | sens3 | Total benefits 10% higher | Option 2sens3 |  | 1494827727.8739 |  | 0 | 10271812.0698 | 20667065.6697 | 30802038.8774 | 42468254.9174 | 59957662.1945 | 86200190.3578 | 117278506.6277 | 143623143.6876 | 143623143.6876 | 143623143.6876 | 143623143.6876 | 143623143.6876 | 143623143.6876 | 143623107.1205 | 143619588.8612 | 143613025.5169 | 143598520.9113 | 143527283.4815 | 143356629.9062 | 143052533.7759 | 0 | 0 | 0 | 0 | 0
Option 2 | sens4 | Total benefits 10% lower | Option 2sens4 |  | 1222977741.5048 |  | 0 | 8404209.8753 | 16904732.9945 | 25196983.8008 | 34742069.6517 | 49051584.6967 | 70522744.103 | 95950457.4147 | 117505160.4637 | 117505160.4637 | 117505160.4637 | 117505160.4637 | 117505160.4637 | 117505160.4637 | 117505130.5451 | 117502251.9694 | 117496881.9604 | 117485014.5558 | 117426729.386 | 117287103.7334 | 117038297.8087 | 0 | 0 | 0 | 0 | 0
Option 2 | sens5 | Capex 10% higher & Total benefits 10% lower | Option 2sens5 |  | 1222943021.7892 |  | 0 | 8404209.8753 | 16902156.5901 | 25194407.3964 | 34739493.2473 | 49049008.2923 | 70520167.6986 | 95947881.0103 | 117502584.0593 | 117502584.0593 | 117502584.0593 | 117502584.0593 | 117502584.0593 | 117502584.0593 | 117502554.1408 | 117499675.565 | 117494305.556 | 117482438.1514 | 117424152.9816 | 117284527.3291 | 117035721.4043 | 0 | 0 | 0 | 0 | 0
Option 2 | sens | 0 | Option 2sens |  | 1358902734.6893 |  | 0 | 9338010.9725 | 18785899.3321 | 27999511.3391 | 38605162.2845 | 54504623.4456 | 78361467.2304 | 106614482.0212 | 130564152.0757 | 130564152.0757 | 130564152.0757 | 130564152.0757 | 130564152.0757 | 130564152.0757 | 130564118.8328 | 130560920.4153 | 130554953.7387 | 130541767.7335 | 130477006.4337 | 130321866.8198 | 130045415.7923 | 0 | 0 | 0 | 0 | 0
Option 2 | sens | 0 | Option 2sens |  | 1358902734.6893 |  | 0 | 9338010.9725 | 18785899.3321 | 27999511.3391 | 38605162.2845 | 54504623.4456 | 78361467.2304 | 106614482.0212 | 130564152.0757 | 130564152.0757 | 130564152.0757 | 130564152.0757 | 130564152.0757 | 130564152.0757 | 130564118.8328 | 130560920.4153 | 130554953.7387 | 130541767.7335 | 130477006.4337 | 130321866.8198 | 130045415.7923 | 0 | 0 | 0 | 0 | 0
Option 2 | sens | 0 | Option 2sens |  | 1358902734.6893 |  | 0 | 9338010.9725 | 18785899.3321 | 27999511.3391 | 38605162.2845 | 54504623.4456 | 78361467.2304 | 106614482.0212 | 130564152.0757 | 130564152.0757 | 130564152.0757 | 130564152.0757 | 130564152.0757 | 130564152.0757 | 130564118.8328 | 130560920.4153 | 130554953.7387 | 130541767.7335 | 130477006.4337 | 130321866.8198 | 130045415.7923 | 0 | 0 | 0 | 0 | 0
[7 empty] | 0 | 9338010.9725 | 18784760.5899 | 27998372.5968 | 38597497.8949 | 54389213.0675 | 77764133.3196 | 104344505.5323 | 125982941.3194 | 123028554.5474 | 123028554.5474 | 123028554.5474 | 123028554.5474 | 123028554.5474 | 123028554.5474 | 123028554.5474 | 123028554.5474 | 123028554.5474 | 123028554.5474 | 123028554.5474 | 123028554.5474 | 0 | 0 | 0 | 0 | 0
Option 3 | NPV | Net benefits | Option 3NPV |  | 1297148298.1722 |  | 0 | 9338010.9725 | 18784760.5899 | 27998372.5968 | 38597497.8949 | 54389213.0675 | 77764133.3196 | 104344505.5323 | 125982941.3194 | 123028554.5474 | 123028554.5474 | 123028554.5474 | 123028554.5474 | 123028554.5474 | 123028554.5474 | 123028554.5474 | 123028554.5474 | 123028554.5474 | 123028554.5474 | 123028554.5474 | 123028554.5474 | 0 | 0 | 0 | 0 | 0
Option 3 | sens1 | Capex 10% higher | Option 3sens1 |  | 1297112043.8835 |  | 0 | 9338010.9725 | 18782070.3112 | 27995682.3182 | 38594807.6163 | 54386522.7889 | 77761443.041 | 104341815.2537 | 125980251.0408 | 123025864.2688 | 123025864.2688 | 123025864.2688 | 123025864.2688 | 123025864.2688 | 123025864.2688 | 123025864.2688 | 123025864.2688 | 123025864.2688 | 123025864.2688 | 123025864.2688 | 123025864.2688 | 0 | 0 | 0 | 0 | 0
Option 3 | sens2 | Capex 10% lower | Option 3sens2 |  | 1297184552.4608 |  | 0 | 9338010.9725 | 18787450.8685 | 28001062.8754 | 38600188.1735 | 54391903.3462 | 77766823.5982 | 104347195.8109 | 125985631.598 | 123031244.826 | 123031244.826 | 123031244.826 | 123031244.826 | 123031244.826 | 123031244.826 | 123031244.826 | 123031244.826 | 123031244.826 | 123031244.826 | 123031244.826 | 123031244.826 | 0 | 0 | 0 | 0 | 0
Option 3 | sens3 | Total benefits 10% higher | Option 3sens3 |  | 1426899382.2781 |  | 0 | 10271812.0698 | 20665926.9274 | 30800900.1351 | 42459937.963 | 59830824.6529 | 85543236.9302 | 114781646.3641 | 138583925.7299 | 135334100.2808 | 135334100.2808 | 135334100.2808 | 135334100.2808 | 135334100.2808 | 135334100.2808 | 135334100.2808 | 135334100.2808 | 135334100.2808 | 135334100.2808 | 135334100.2808 | 135334100.2808 | 0 | 0 | 0 | 0 | 0
Option 3 | sens4 | Total benefits 10% lower | Option 3sens4 |  | 1167397214.0663 |  | 0 | 8404209.8753 | 16903594.2523 | 25195845.0585 | 34735057.8268 | 48947601.4822 | 69985029.709 | 93907364.7005 | 113381956.9088 | 110723008.8141 | 110723008.8141 | 110723008.8141 | 110723008.8141 | 110723008.8141 | 110723008.8141 | 110723008.8141 | 110723008.8141 | 110723008.8141 | 110723008.8141 | 110723008.8141 | 110723008.8141 | 0 | 0 | 0 | 0 | 0
Option 3 | sens5 | Capex 10% higher & Total benefits 10% lower | Option 3sens5 |  | 1167360959.7776 |  | 0 | 8404209.8753 | 16900903.9736 | 25193154.7799 | 34732367.5482 | 48944911.2036 | 69982339.4304 | 93904674.4218 | 113379266.6302 | 110720318.5355 | 110720318.5355 | 110720318.5355 | 110720318.5355 | 110720318.5355 | 110720318.5355 | 110720318.5355 | 110720318.5355 | 110720318.5355 | 110720318.5355 | 110720318.5355 | 110720318.5355 | 0 | 0 | 0 | 0 | 0
Option 3 | sens | 0 | Option 3sens |  | 1297148298.1722 |  | 0 | 9338010.9725 | 18784760.5899 | 27998372.5968 | 38597497.8949 | 54389213.0675 | 77764133.3196 | 104344505.5323 | 125982941.3194 | 123028554.5474 | 123028554.5474 | 123028554.5474 | 123028554.5474 | 123028554.5474 | 123028554.5474 | 123028554.5474 | 123028554.5474 | 123028554.5474 | 123028554.5474 | 123028554.5474 | 123028554.5474 | 0 | 0 | 0 | 0 | 0
Option 3 | sens | 0 | Option 3sens |  | 1297148298.1722 |  | 0 | 9338010.9725 | 18784760.5899 | 27998372.5968 | 38597497.8949 | 54389213.0675 | 77764133.3196 | 104344505.5323 | 125982941.3194 | 123028554.5474 | 123028554.5474 | 123028554.5474 | 123028554.5474 | 123028554.5474 | 123028554.5474 | 123028554.5474 | 123028554.5474 | 123028554.5474 | 123028554.5474 | 123028554.5474 | 123028554.5474 | 0 | 0 | 0 | 0 | 0
Option 3 | sens | 0 | Option 3sens |  | 1297148298.1722 |  | 0 | 9338010.9725 | 18784760.5899 | 27998372.5968 | 38597497.8949 | 54389213.0675 | 77764133.3196 | 104344505.5323 | 125982941.3194 | 123028554.5474 | 123028554.5474 | 123028554.5474 | 123028554.5474 | 123028554.5474 | 123028554.5474 | 123028554.5474 | 123028554.5474 | 123028554.5474 | 123028554.5474 | 123028554.5474 | 123028554.5474 | 0 | 0 | 0 | 0 | 0
Option 4 | NPV | Net benefits | Option 4NPV |  | 0 |  | 0 | 0 | 0 | 0 | 0 | 0 | 0 | 0 | 0 | 0 | 0 | 0 | 0 | 0 | 0 | 0 | 0 | 0 | 0 | 0 | 0 | 0 | 0 | 0 | 0 | 0
Option 4 | sens1 | Capex 10% higher | Option 4sens1 |  | 0 |  | 0 | 0 | 0 | 0 | 0 | 0 | 0 | 0 | 0 | 0 | 0 | 0 | 0 | 0 | 0 | 0 | 0 | 0 | 0 | 0 | 0 | 0 | 0 | 0 | 0 | 0
Option 4 | sens2 | Capex 10% lower | Option 4sens2 |  | 0 |  | 0 | 0 | 0 | 0 | 0 | 0 | 0 | 0 | 0 | 0 | 0 | 0 | 0 | 0 | 0 | 0 | 0 | 0 | 0 | 0 | 0 | 0 | 0 | 0 | 0 | 0
Option 4 | sens3 | Total benefits 10% higher | Option 4sens3 |  | 0 |  | 0 | 0 | 0 | 0 | 0 | 0 | 0 | 0 | 0 | 0 | 0 | 0 | 0 | 0 | 0 | 0 | 0 | 0 | 0 | 0 | 0 | 0 | 0 | 0 | 0 | 0
Option 4 | sens4 | Total benefits 10% lower | Option 4sens4 |  | 0 |  | 0 | 0 | 0 | 0 | 0 | 0 | 0 | 0 | 0 | 0 | 0 | 0 | 0 | 0 | 0 | 0 | 0 | 0 | 0 | 0 | 0 | 0 | 0 | 0 | 0 | 0
Option 4 | sens5 | Capex 10% higher & Total benefits 10% lower | Option 4sens5 |  | 0 |  | 0 | 0 | 0 | 0 | 0 | 0 | 0 | 0 | 0 | 0 | 0 | 0 | 0 | 0 | 0 | 0 | 0 | 0 | 0 | 0 | 0 | 0 | 0 | 0 | 0 | 0
Option 4 | sens | 0 | Option 4sens |  | 0 |  | 0 | 0 | 0 | 0 | 0 | 0 | 0 | 0 | 0 | 0 | 0 | 0 | 0 | 0 | 0 | 0 | 0 | 0 | 0 | 0 | 0 | 0 | 0 | 0 | 0 | 0
Option 4 | sens | 0 | Option 4sens |  | 0 |  | 0 | 0 | 0 | 0 | 0 | 0 | 0 | 0 | 0 | 0 | 0 | 0 | 0 | 0 | 0 | 0 | 0 | 0 | 0 | 0 | 0 | 0 | 0 | 0 | 0 | 0
Option 4 | sens | 0 | Option 4sens |  | 0 |  | 0 | 0 | 0 | 0 | 0 | 0 | 0 | 0 | 0 | 0 | 0 | 0 | 0 | 0 | 0 | 0 | 0 | 0 | 0 | 0 | 0 | 0 | 0 | 0 | 0 | 0
Option 5 | NPV | Net benefits | Option 5NPV |  | 0 |  | 0 | 0 | 0 | 0 | 0 | 0 | 0 | 0 | 0 | 0 | 0 | 0 | 0 | 0 | 0 | 0 | 0 | 0 | 0 | 0 | 0 | 0 | 0 | 0 | 0 | 0
Option 5 | sens1 | Capex 10% higher | Option 5sens1 |  | 0 |  | 0 | 0 | 0 | 0 | 0 | 0 | 0 | 0 | 0 | 0 | 0 | 0 | 0 | 0 | 0 | 0 | 0 | 0 | 0 | 0 | 0 | 0 | 0 | 0 | 0 | 0
Option 5 | sens2 | Capex 10% lower | Option 5sens2 |  | 0 |  | 0 | 0 | 0 | 0 | 0 | 0 | 0 | 0 | 0 | 0 | 0 | 0 | 0 | 0 | 0 | 0 | 0 | 0 | 0 | 0 | 0 | 0 | 0 | 0 | 0 | 0
Option 5 | sens3 | Total benefits 10% higher | Option 5sens3 |  | 0 |  | 0 | 0 | 0 | 0 | 0 | 0 | 0 | 0 | 0 | 0 | 0 | 0 | 0 | 0 | 0 | 0 | 0 | 0 | 0 | 0 | 0 | 0 | 0 | 0 | 0 | 0
Option 5 | sens4 | Total benefits 10% lower | Option 5sens4 |  | 0 |  | 0 | 0 | 0 | 0 | 0 | 0 | 0 | 0 | 0 | 0 | 0 | 0 | 0 | 0 | 0 | 0 | 0 | 0 | 0 | 0 | 0 | 0 | 0 | 0 | 0 | 0
Option 5 | sens5 | Capex 10% higher & Total benefits 10% lower | Option 5sens5 |  | 0 |  | 0 | 0 | 0 | 0 | 0 | 0 | 0 | 0 | 0 | 0 | 0 | 0 | 0 | 0 | 0 | 0 | 0 | 0 | 0 | 0 | 0 | 0 | 0 | 0 | 0 | 0
Option 5 | sens | 0 | Option 5sens |  | 0 |  | 0 | 0 | 0 | 0 | 0 | 0 | 0 | 0 | 0 | 0 | 0 | 0 | 0 | 0 | 0 | 0 | 0 | 0 | 0 | 0 | 0 | 0 | 0 | 0 | 0 | 0
Option 5 | sens | 0 | Option 5sens |  | 0 |  | 0 | 0 | 0 | 0 | 0 | 0 | 0 | 0 | 0 | 0 | 0 | 0 | 0 | 0 | 0 | 0 | 0 | 0 | 0 | 0 | 0 | 0 | 0 | 0 | 0 | 0
Option 5 | sens | 0 | Option 5sens |  | 0 |  | 0 | 0 | 0 | 0 | 0 | 0 | 0 | 0 | 0 | 0 | 0 | 0 | 0 | 0 | 0 | 0 | 0 | 0 | 0 | 0 | 0 | 0 | 0 | 0 | 0 | 0
RESULTS
|  | 0 | 0 | 0 | 1 | 1 |  | 2028-29: #NAME?
|  | Option 1 (base case) | Option 2 | Option 3 | Option 4 | Option 5 |  | 2026-27: Max; 2028-29: Preferred
NPV | None | 0 | 1358.9027 | 1297.1483 |  |  |  | 2026-27: #NAME?; 2028-29: Option 2
sens1 | Capex 10% higher | 0 | 1358.868 | 1297.112 |  |  |  | 2026-27: #NAME?; 2028-29: Option 2
sens2 | Capex 10% lower | 0 | 1358.9375 | 1297.1846 |  |  |  | 2026-27: #NAME?; 2028-29: Option 2
sens3 | Total benefits 10% higher | 0 | 1494.8277 | 1426.8994 |  |  |  | 2026-27: #NAME?; 2028-29: Option 2
sens4 | Total benefits 10% lower | 0 | 1222.9777 | 1167.3972 |  |  |  | 2026-27: #NAME?; 2028-29: Option 2
sens5 | Capex 10% higher & Total benefits 10% lower | 0 | 1222.943 | 1167.361 |  |  |  | 2026-27: #NAME?; 2028-29: Option 2
sens | 0 | [6 empty] | 2026-27: #NAME?; 2028-29: #NAME?
sens | 0 | [6 empty] | 2026-27: #NAME?; 2028-29: #NAME?
sens | 0 | [6 empty] | 2026-27: #NAME?; 2028-29: #NAME?

## Misc_calcs
Powercor
Mount Cottrell new feeder
ESCALATION & OTHER
| Year end |  |  | 2021-06-30 | 2022-06-30 | 2023-06-30 | 2024-06-30 | 2025-06-30 | 2026-06-30
| Actual/forecast CPI (June to June) |  |  | 0% | 0.8606% | 3.498% | 7.832% | 4.052% | 3%
| HY ending |  |  | 2021-06-30 | 2021-12-31 | 2022-06-30 | 2022-12-31 | 2023-06-30 | 2023-12-31 | 2024-06-30 | 2024-12-31 | 2025-06-30 | 2025-12-31 | 2026-06-30
| FY ending |  |  | 2021-06-30 | 2022-06-30 | 2022-06-30 | 2023-06-30 | 2023-06-30 | 2024-06-30 | 2024-06-30 | 2025-06-30 | 2025-06-30 | 2026-06-30 | 2026-06-30
| Actual/forecast CPI (June to June) |  |  | 0% | 0.8606% | 0.8606% | 3.498% | 3.498% | 7.832% | 7.832% | 4.052% | 4.052% | 3% | 3%
| Actual cumulative HY escalation |  |  | 1 | 1.0043 | 1.0086 | 1.0261 | 1.0439 | 1.084 | 1.1256 | 1.1482 | 1.1713 | 1.1887 | 1.2064
| Convert from input dollars | 2023-12-31 | 1.084
| To output dollars | 2026-06-30 | 1.2064
| Conversion from input dollars to output dollars |  | 1.1129
| Convert from VCR date | 2023-12-31 | 1.084
| To input dollars | 2023-12-31 | 1.084
| VCR escalation |  | 1
| Start_year | 2026-27
FIRST YEAR
| Option | First year | Option included
| Option 2 | 1 | TRUE
| Option 3 | 1 | TRUE
| Option 4 | Not used | FALSE
| Option 5 | Not used | FALSE
| First year | 1
FLAGS
| Option 1 (base case) | FALSE | FALSE
FALSE
FALSE
| Option 2 | FALSE | FALSE
FALSE
FALSE
| Option 3 | FALSE | FALSE
FALSE
FALSE
| Option 4 | FALSE | FALSE
FALSE
FALSE
| Option 5 | FALSE | FALSE
FALSE
FALSE
Message | !! Capex asset life required !!
!

## Data
Powercor
Mount Cottrell new feeder
DATA
Options
|  | Not used | Text |  | Flags for compliance project
Option1 | Option 1 (base case) | FALSE |  | Option 1 (base case): No change to existing practices | FALSE
Option2 | Option 2 | FALSE |  |  | FALSE
Option3 | Option 3 | FALSE |  |  | FALSE
Option4 | Option 4 | TRUE | Not used |  | TRUE
Option5 | Option 5 | TRUE | Not used |  | TRUE
Compliance project |  |  | Yes | FALSE
No change to existing practices
Not applicable (compliance)
For conditional formatting of preferred option on Summary :
< Enter description >
Categories
Short categ
| Capital expenditure | -1
| Annualised capex | -1
| Operating expenditure | -1
| Risk mitigated | 1
| Other benefits value | 1
| Net benefits | 1
| Total risk cost | 1
Benefits
|  | Short categ | Flag to include | Units | Defined value
1 | Unserved energy | Energy | FALSE | MWh | FALSE
2 | Safety | Safety | FALSE | $ | TRUE
3 | Unplanned replacement | UnRepl | FALSE | $ | TRUE
4 | Bushfire | Fire | FALSE | $ | TRUE
5 | Reduction in CO2 emissions | Carbon | TRUE | MWh | FALSE
6 | Reliability in worst-served areas | Other | TRUE | MWh | FALSE
7 | Network resilience | Other | TRUE | MWh | FALSE
8 | Enabling solar exports | Other | TRUE | MWh | FALSE
9 | Aesthetics | Other | TRUE | Customers impacted | FALSE
10 | Customer value of time - residential | Other | TRUE | Customer minutes | FALSE
11 | Customer value of time - business | Other | TRUE | Customer minutes | FALSE
12 | Communication | Other | TRUE | Customers impacted | FALSE
13 | Information accessibility | Other | TRUE | Customers impacted | FALSE
Value of benefits
|  |  | CitiPower | Powercor | United Energy
| Reliability in worst-served areas | per MWh | 0 | 151432.8174 | 0
| Network resilience | per MWh | 0 | 24590 | 38560
| Enabling solar exports | per MWh | 4220.9954 | 88.3577 | 862.6028
| Aesthetics | per customer impacted | 0 | 0 | 0
| Customer value of time - residential | per minute customer time | 0.54769 | 0.35181 | 0.34751
| Customer value of time - business | per minute customer time | 0.54769 | 0.35181 | 0.34751
| Communication | per customer impacted | 0 | 0 | 0
| Information accessibility | per customer impacted | 0 | 0 | 0
Conversions
| thous_conv | 1000
| mill_conv | 1000000
Message
| Message | Enter asset life
Error message |  | Remove inputs prior to start year
Disproportionate factors applied to various bushfire and other risk valuations
| - Select - |  |  |  | 0
| Harm to property from network |  |  |  | 1
| Harm to property from bushfire |  |  |  | 1
| Harm to environment |  |  |  | 1
| Safety - Public trespass |  |  |  | 1
| Safety - Single fatality or serious injury ^ |  |  |  | 3
| Safety from bushfire in HBRA |  |  |  | 3
| Safety - Multiple fatality or serious injury ^ |  |  |  | 6
| Safety from bushfire (REFCL declared areas) |  |  |  | 6
| Safety from bushfire (electric line construction areas) |  |  |  | 10
Total annualised capex
Energy at risk value
Total other benefits
DROPDOWN LISTS
| Business |  |  |  | Type | Include | Dollar inputs - month |  |  | Not used options | Conversions | Dollar inputs - year | Compliance | Capex first year
| CitiPower | CP | CP: |  | - Select - | 0 | June | 6 | CY | Not used |  | 2026 | No | 2026-27
| Powercor | PA | PAL: |  | Capex | 1899-12-31 | December | 12 | FY |  |  | 2025 | Yes | 2025-26
| United Energy | UE | UE: |  | Opex | [6 empty] | 2024 |  | 2024-25
2023
2022
2021
2020