## Cover
Powercor
Regulatory proposal 2026-31
Melton new feeder
| Model number: | 3.07
2025-01-31
12

## Summary
Powercor
Melton new feeder
SUMMARY
RESULTS
|  |  |  | PV of costs | PV of benefits | NPV
| Option |  |  | 2026-06-30 | 2026-06-30 | 2026-06-30
| Option 1 (base case) | No change to existing practices |  | 0 | 0 | 0
| Option 2 | New feeder from MTC to WBE |  | -1.9474 | 4.1983 | 2.2509
| Option 3 | New PCK zone substation |  | -32.0793 | 4.1007 | -27.9787
| Option 4 | 0
| Option 5 | 0
NPV
| Preferred option: |  |  | 2026-06-30
| Option 2 | New feeder from MTC to WBE |  | 2.2509
PREFERRED OPTION
Preferred Option
Option 2
| Expenditure forecast | 2026-06-30 | 2026-27 | 2027-28 | 2028-29 | 2029-30 | 2030-31 |  | Total
| Capital expenditure |  | 0 | 0 | 0 | 1.9476 | 1.9476 |  | 3.8952
| Operating expenditure |  | 0 | 0 | 0 | 0 | 0 |  | 0
CHART
| Capex and risk ($M, 2026) |  | Value of expected unserved energy ($M, 2026)
SENSITIVITIES
| Sensitivity | 2026-06-30 | Option 1 (base case) | Option 2 | Option 3 | Option 4 | Option 5 |  | Preferred option
| None |  | 0 | 2.2509 | -27.9787 |  |  |  | Option 2
| Capex 10% higher |  | 0 | 2.0562 | -31.1866 |  |  |  | Option 2
| Capex 10% lower |  | 0 | 2.4456 | -24.7708 |  |  |  | Option 2
| Total benefits 10% higher |  | 0 | 2.6707 | -27.5686 |  |  |  | Option 2
| Total benefits 10% lower |  | 0 | 1.8311 | -28.3888 |  |  |  | Option 2
| Capex 10% higher & Total benefits 10% lower |  | 0 | 1.6364 | -31.5967 |  |  |  | Option 2
| 0 | [7 empty] | #NAME?
| 0 | [6 empty] | 0 | #NAME?
|  | 0 | [6 empty] | #NAME?
0

## Assumptions
Powercor
Melton new feeder
Project
|  | Business: |  | Powercor
|  | Descripton: |  | Melton new feeder
|  | Date of cost inputs: |  | December |  | 2023
|  | Option |  | Description
|  | Option 1 (base case) |  | No change to existing practices
|  | Option 2 |  | New feeder from MTC to WBE
|  | Option 3 |  | New PCK zone substation
Option 4
Option 5
|  | Compliance project |  | No
|  | Expenditure starts |  | 2026-27 | [start]
Timing & WACC
|  | Input dollars |  |  |  | 2023-12-31 | [input_dollars]
|  | Pre-tax real WACC |  |  |  | 3.5% | [real_disc]
|  | VCR date |  |  |  | 2023-12-31 | [vcr_date]
|  | Analysis period (years) |  |  |  | 20 | [years]\
|  | Output dollars |  |  |  | 2026-06-30 | [output_dollars]
|  | Other benefits date |  |  |  | 2023-06-30 | [custval_date]
|  | Value of CO2 reductions input date |  |  |  | 2023-06-30
VCR
|  | Enter ZSS code >> | eg. AR | WBE |  | Werribee | 39317.7095 | 2023 VCR ($/MWh)
Risks
SAFETY
|  | Value of statistical life |  |  |  | 5400000 | 2023-06-30
|  | Value of injury |  |  |  | 0 | 2023-12-31
Disproportionate factors applied to various bushfire and other risk valuations
|  | Harm to property from network |  |  |  | 1
|  | Harm to property from bushfire |  |  |  | 1
|  | Harm to environment |  |  |  | 1
|  | Safety - Public trespass |  |  |  | 1
|  | Safety - Single fatality or serious injury ^ |  |  |  | 3
|  | Safety from bushfire in HBRA |  |  |  | 3
|  | Safety - Multiple fatality or serious injury ^ |  |  |  | 6
|  | Safety from bushfire (REFCL declared areas) |  |  |  | 6
|  | Safety from bushfire (electric line construction areas) |  |  |  | 10
^ Public or employee
|  | Incident type |  |  |  | Value | Probability | DF selected | Description/comment
|  | Safety (fatality) |  |  |  | 5607473.5197 | 0 | 0 | 0
|  | Safety (injury) |  |  |  | 0 | 0 | 0 | 0
UNPLANNED REPLACEMENT/REPAIR
|  | Major failure (replace) |  |  |  | 0 | 2023-12-31
|  | Minor failure (repair) |  |  |  | 0 | 2023-12-31
|  | Premium for failure |  |  |  | 20%
Other benefits
| ENVIRONMENTAL | [8 empty] | 2026-27 | 2027-28 | 2028-29 | 2029-30 | 2030-31 | 2031-32
|  | Value of CO2 reductions |  |  |  |  | 2023-06-30 | $/kWh |  | 0.02473 | 0.022341 | 0.020196 | 0.018063 | 0.015913 | 0.013715
| CUSTOMER VALUE |  |  |  |  | Value
|  | Reliability in worst-served areas |  |  |  | 151432.8174 | 2023-06-30 | per MWh
|  | Network resilience |  |  |  | 24590 | 2023-06-30 | per MWh
|  | Enabling solar exports |  |  |  | 88.3577 | 2023-06-30 | per MWh
|  | Aesthetics |  |  |  | 0 | 2023-06-30 | per customer
|  | Customer value of time - residential |  |  |  | 0.35181 | 2023-06-30 | per customer minute
|  | Customer value of time - business |  |  |  | 0.35181 | 2023-06-30 | per customer minute
|  | Communication |  |  |  | 0 | 2023-06-30 | per customer
|  | Information accessibility |  |  |  | 0 | 2023-06-30 | per customer
Sensitivities
[6 empty] | Capex | Total benefits
| 1 | Capex 10% higher |  |  |  | 10% | 0%
| 2 | Capex 10% lower |  |  |  | -10% | 0%
| 3 | Total benefits 10% higher |  |  |  | 0% | 10%
| 4 | Total benefits 10% lower |  |  |  | 0% | -10%
| 5 | Capex 10% higher & Total benefits 10% lower |  |  |  | 10% | -10%

## Option1 (base case)
Powercor
Melton new feeder
OPTION 1 (base case)
Count |  |  |  |  | 0 | 1 | 2 | 3 | 4 | 5 | 6 | 7 | 8 | 9 | 10 | 11 | 12 | 13 | 14 | 15 | 16 | 17 | 18 | 19 | 20 | 21 | 22 | 23 | 24 | 25
Value of CO2 reductions |  |  |  | $/MWh |  | 24.7305 | 22.3407 | 20.1963 | 18.0629 | 15.9134 | 13.7151 | 13.7151 | 13.7151 | 13.7151 | 13.7151 | 13.7151 | 13.7151 | 13.7151 | 13.7151 | 13.7151 | 13.7151 | 13.7151 | 13.7151 | 13.7151 | 13.7151 | 13.7151 | 13.7151 | 13.7151 | 13.7151 | 13.7151
|  |  |  | Units | 2026-06-30 | 2026-27 | 2027-28 | 2028-29 | 2029-30 | 2030-31 | 2031-32 | 2032-33 | 2033-34 | 2034-35 | 2035-36 | 2036-37 | 2037-38 | 2038-39 | 2039-40 | 2040-41 | 2041-42 | 2042-43 | 2043-44 | 2044-45 | 2045-46 | 2046-47 | 2047-48 | 2048-49 | 2049-50 | 2050-51
INVESTMENT & OPERATING COST
| Capex |  | Asset life (yrs)
| No change to existing practices |  | 0 | 2023-12-31 |  | 0 | 0 | 0 | 0 | 0 | 0 | 0 | 0 | 0 | 0 | 0 | 0 | 0 | 0 | 0 | 0 | 0 | 0 | 0 | 0 | 0 | 0 | 0 | 0 | 0
| < Enter description > |  | 0 | 2023-12-31 |  | 0 | 0 | 0 | 0 | 0 | 0 | 0 | 0 | 0 | 0 | 0 | 0 | 0 | 0 | 0 | 0 | 0 | 0 | 0 | 0 | 0 | 0 | 0 | 0 | 0
| < Enter description > |  | 0 | 2023-12-31 |  | 0 | 0 | 0 | 0 | 0 | 0 | 0 | 0 | 0 | 0 | 0 | 0 | 0 | 0 | 0 | 0 | 0 | 0 | 0 | 0 | 0 | 0 | 0 | 0 | 0
| Capital expenditure |  |  | 2023-12-31 |  | 0 | 0 | 0 | 0 | 0 | 0 | 0 | 0 | 0 | 0 | 0 | 0 | 0 | 0 | 0 | 0 | 0 | 0 | 0 | 0 | 0 | 0 | 0 | 0 | 0
| Operating expenditure |  |  | 2023-12-31 |  | 0 | 0 | 0 | 0 | 0 | 0 | 0 | 0 | 0 | 0 | 0 | 0 | 0 | 0 | 0 | 0 | 0 | 0 | 0 | 0 | 0 | 0 | 0 | 0 | 0
RISK ASSUMPTIONS
| PoF (major) |  |  |  |  | 0 | 0 | 0 | 0 | 0 | 0 | 0 | 0 | 0 | 0 | 0 | 0 | 0 | 0 | 0 | 0 | 0 | 0 | 0 | 0 | 0 | 0 | 0 | 0 | 0
| PoF (reparable) |  |  |  |  | 0 | 0 | 0 | 0 | 0 | 0 | 0 | 0 | 0 | 0 | 0 | 0 | 0 | 0 | 0 | 0 | 0 | 0 | 0 | 0 | 0 | 0 | 0 | 0 | 0
| Energy at risk (weighted) |  |  | MWh |  | 0 | 0.01287 | 0.19298 | 0.48502 | 1.0867 | 2.6955 | 5.6369 | 9.2243 | 9.2243 | 9.2243 | 9.2243 | 9.2243 | 9.2243 | 9.2243 | 9.2243 | 9.2243 | 9.2243 | 9.2243 | 9.2243 | 9.2243 | 9.2243 | 9.2243 | 9.2243 | 9.2243 | 9.2243
| Energy at risk value | $/MWh | 39317.7095 | 2023-12-31 |  | 0 | 506.0349 | 7587.5691 | 19069.9964 | 42725.9277 | 105979.5231 | 221630.9668 | 362678.6878 | 362678.6878 | 362678.6878 | 362678.6878 | 362678.6878 | 362678.6878 | 362678.6878 | 362678.6878 | 362678.6878 | 362678.6878 | 362678.6878 | 362678.6878 | 362678.6878 | 362678.6878 | 362678.6878 | 362678.6878 | 362678.6878 | 362678.6878
| Safety consequence | (after DF) |  | 2023-12-31 |  | 0 | 0 | 0 | 0 | 0 | 0 | 0 | 0 | 0 | 0 | 0 | 0 | 0 | 0 | 0 | 0 | 0 | 0 | 0 | 0 | 0 | 0 | 0 | 0 | 0
| Unplanned replacements |  |  | 2023-12-31 |  | 0 | 0 | 0 | 0 | 0 | 0 | 0 | 0 | 0 | 0 | 0 | 0 | 0 | 0 | 0 | 0 | 0 | 0 | 0 | 0 | 0 | 0 | 0 | 0 | 0
| Environmental consequence | (after DF) |  | 2023-12-31 |  | 0 | 0 | 0 | 0 | 0 | 0 | 0 | 0 | 0 | 0 | 0 | 0 | 0 | 0 | 0 | 0 | 0 | 0 | 0 | 0 | 0 | 0 | 0 | 0 | 0
| < Other risk - enter description > |  |  | 2023-12-31 |  | 0 | 0 | 0 | 0 | 0 | 0 | 0 | 0 | 0 | 0 | 0 | 0 | 0 | 0 | 0 | 0 | 0 | 0 | 0 | 0 | 0 | 0 | 0 | 0 | 0
| < Other risk - enter description > |  |  | 2023-12-31 |  | 0 | 0 | 0 | 0 | 0 | 0 | 0 | 0 | 0 | 0 | 0 | 0 | 0 | 0 | 0 | 0 | 0 | 0 | 0 | 0 | 0 | 0 | 0 | 0 | 0
| Total risk cost |  |  |  |  | 0 | 506.0349 | 7587.5691 | 19069.9964 | 42725.9277 | 105979.5231 | 221630.9668 | 362678.6878 | 362678.6878 | 362678.6878 | 362678.6878 | 362678.6878 | 362678.6878 | 362678.6878 | 362678.6878 | 362678.6878 | 362678.6878 | 362678.6878 | 362678.6878 | 362678.6878 | 362678.6878 | 362678.6878 | 362678.6878 | 362678.6878 | 362678.6878
OTHER BENEFITS
| Reduction in CO2 emissions |  |  | MWh |  | 0 | 0 | 0 | 0 | 0 | 0 | 0 | 0 | 0 | 0 | 0 | 0 | 0 | 0 | 0 | 0 | 0 | 0 | 0 | 0 | 0 | 0 | 0 | 0 | 0
| Value of reduction in CO2 emissions |  |  | $ |  | 0 | 0 | 0 | 0 | 0 | 0 | 0 | 0 | 0 | 0 | 0 | 0 | 0 | 0 | 0 | 0 | 0 | 0 | 0 | 0 | 0 | 0 | 0 | 0 | 0
| Reliability in worst-served areas | $/MWh | 151432.8174 | MWh |  | 0 | 0 | 0 | 0 | 0 | 0 | 0 | 0 | 0 | 0 | 0 | 0 | 0 | 0 | 0 | 0 | 0 | 0 | 0 | 0 | 0 | 0 | 0 | 0 | 0
| Network resilience | $/MWh | 24590 | MWh |  | 0 | 0 | 0 | 0 | 0 | 0 | 0 | 0 | 0 | 0 | 0 | 0 | 0 | 0 | 0 | 0 | 0 | 0 | 0 | 0 | 0 | 0 | 0 | 0 | 0
| Enabling solar exports | $/MWh | 88.3577 | MWh |  | 0 | 0 | 0 | 0 | 0 | 0 | 0 | 0 | 0 | 0 | 0 | 0 | 0 | 0 | 0 | 0 | 0 | 0 | 0 | 0 | 0 | 0 | 0 | 0 | 0
| Aesthetics | $/customer | 0 | customers |  | 0 | 0 | 0 | 0 | 0 | 0 | 0 | 0 | 0 | 0 | 0 | 0 | 0 | 0 | 0 | 0 | 0 | 0 | 0 | 0 | 0 | 0 | 0 | 0 | 0
| Customer value of time (res) | $/customer min | 0.35181 | mins |  | 0 | 0 | 0 | 0 | 0 | 0 | 0 | 0 | 0 | 0 | 0 | 0 | 0 | 0 | 0 | 0 | 0 | 0 | 0 | 0 | 0 | 0 | 0 | 0 | 0
| Customer value of time (bus) | $/customer min | 0.35181 | mins |  | 0 | 0 | 0 | 0 | 0 | 0 | 0 | 0 | 0 | 0 | 0 | 0 | 0 | 0 | 0 | 0 | 0 | 0 | 0 | 0 | 0 | 0 | 0 | 0 | 0
| Communication | $/customer | 0 | customers |  | 0 | 0 | 0 | 0 | 0 | 0 | 0 | 0 | 0 | 0 | 0 | 0 | 0 | 0 | 0 | 0 | 0 | 0 | 0 | 0 | 0 | 0 | 0 | 0 | 0
| Information accessibility | $/customer | 0 | customers |  | 0 | 0 | 0 | 0 | 0 | 0 | 0 | 0 | 0 | 0 | 0 | 0 | 0 | 0 | 0 | 0 | 0 | 0 | 0 | 0 | 0 | 0 | 0 | 0 | 0
| Other benefits 1 |  |  | 2023-12-31 |  | 0 | 0 | 0 | 0 | 0 | 0 | 0 | 0 | 0 | 0 | 0 | 0 | 0 | 0 | 0 | 0 | 0 | 0 | 0 | 0 | 0 | 0 | 0 | 0 | 0
| Other benefits 2 |  |  | 2023-12-31 |  | 0 | 0 | 0 | 0 | 0 | 0 | 0 | 0 | 0 | 0 | 0 | 0 | 0 | 0 | 0 | 0 | 0 | 0 | 0 | 0 | 0 | 0 | 0 | 0 | 0
| Total other benefits |  |  | 2023-12-31 |  | 0 | 0 | 0 | 0 | 0 | 0 | 0 | 0 | 0 | 0 | 0 | 0 | 0 | 0 | 0 | 0 | 0 | 0 | 0 | 0 | 0 | 0 | 0 | 0 | 0
SUMMARY
| Risks mitigated vs base case |  |  | 2023-12-31
Capital expenditure
| No change to existing practices |  |  | 2023-12-31 |  | 0 | 0 | 0 | 0 | 0 | 0 | 0 | 0 | 0 | 0 | 0 | 0 | 0 | 0 | 0 | 0 | 0 | 0 | 0 | 0 | 0 | 0 | 0 | 0 | 0
| < Enter description > |  |  | 2023-12-31 |  | 0 | 0 | 0 | 0 | 0 | 0 | 0 | 0 | 0 | 0 | 0 | 0 | 0 | 0 | 0 | 0 | 0 | 0 | 0 | 0 | 0 | 0 | 0 | 0 | 0
| < Enter description > |  |  | 2023-12-31 |  | 0 | 0 | 0 | 0 | 0 | 0 | 0 | 0 | 0 | 0 | 0 | 0 | 0 | 0 | 0 | 0 | 0 | 0 | 0 | 0 | 0 | 0 | 0 | 0 | 0
Cumulative capex
| No change to existing practices |  |  | 2023-12-31 |  | 0 | 0 | 0 | 0 | 0 | 0 | 0 | 0 | 0 | 0 | 0 | 0 | 0 | 0 | 0 | 0 | 0 | 0 | 0 | 0 | 0 | 0 | 0 | 0 | 0
| < Enter description > |  |  | 2023-12-31 |  | 0 | 0 | 0 | 0 | 0 | 0 | 0 | 0 | 0 | 0 | 0 | 0 | 0 | 0 | 0 | 0 | 0 | 0 | 0 | 0 | 0 | 0 | 0 | 0 | 0
| < Enter description > |  |  | 2023-12-31 |  | 0 | 0 | 0 | 0 | 0 | 0 | 0 | 0 | 0 | 0 | 0 | 0 | 0 | 0 | 0 | 0 | 0 | 0 | 0 | 0 | 0 | 0 | 0 | 0 | 0
Annualised capex
| Annualised capex - No change to existing practices |  |  | 2023-12-31 |  | 0 | 0 | 0 | 0 | 0 | 0 | 0 | 0 | 0 | 0 | 0 | 0 | 0 | 0 | 0 | 0 | 0 | 0 | 0 | 0 | 0 | 0 | 0 | 0 | 0
| Annualised capex - < Enter description > |  |  | 2023-12-31 |  | 0 | 0 | 0 | 0 | 0 | 0 | 0 | 0 | 0 | 0 | 0 | 0 | 0 | 0 | 0 | 0 | 0 | 0 | 0 | 0 | 0 | 0 | 0 | 0 | 0
| Annualised capex - < Enter description > |  |  | 2023-12-31 |  | 0 | 0 | 0 | 0 | 0 | 0 | 0 | 0 | 0 | 0 | 0 | 0 | 0 | 0 | 0 | 0 | 0 | 0 | 0 | 0 | 0 | 0 | 0 | 0 | 0
| Total annualised capex |  |  | 2023-12-31 |  | 0 | 0 | 0 | 0 | 0 | 0 | 0 | 0 | 0 | 0 | 0 | 0 | 0 | 0 | 0 | 0 | 0 | 0 | 0 | 0 | 0 | 0 | 0 | 0 | 0
| Annualised capex |  |  | 2023-12-31 |  | 0 | 0 | 0 | 0 | 0 | 0 | 0 | 0 | 0 | 0 | 0 | 0 | 0 | 0 | 0 | 0 | 0 | 0 | 0 | 0 | 0 | 0 | 0 | 0 | 0
| Operating expenditure |  |  | 2023-12-31 |  | 0 | 0 | 0 | 0 | 0 | 0 | 0 | 0 | 0 | 0 | 0 | 0 | 0 | 0 | 0 | 0 | 0 | 0 | 0 | 0 | 0 | 0 | 0 | 0 | 0
| Risk mitigated |  |  | 2023-12-31 |  | 0 | 0 | 0 | 0 | 0 | 0 | 0 | 0 | 0 | 0 | 0 | 0 | 0 | 0 | 0 | 0 | 0 | 0 | 0 | 0 | 0 | 0 | 0 | 0 | 0
| Other benefits value |  |  | 2023-12-31 |  | 0 | 0 | 0 | 0 | 0 | 0 | 0 | 0 | 0 | 0 | 0 | 0 | 0 | 0 | 0 | 0 | 0 | 0 | 0 | 0 | 0 | 0 | 0 | 0 | 0
| Net benefits |  |  | 2023-12-31 |  | 0 | 0 | 0 | 0 | 0 | 0 | 0 | 0 | 0 | 0 | 0 | 0 | 0 | 0 | 0 | 0 | 0 | 0 | 0 | 0 | 0 | 0 | 0 | 0 | 0
SENSITIVITIES
NPV | Net benefits |  |  | Option 1 (Base Case)NPV |  | 0 | 0 | 0 | 0 | 0 | 0 | 0 | 0 | 0 | 0 | 0 | 0 | 0 | 0 | 0 | 0 | 0 | 0 | 0 | 0 | 0 | 0 | 0 | 0 | 0
| Total annualised capex |  |  |  |  | 0 | 0 | 0 | 0 | 0 | 0 | 0 | 0 | 0 | 0 | 0 | 0 | 0 | 0 | 0 | 0 | 0 | 0 | 0 | 0 | 0 | 0 | 0 | 0 | 0
| Total benefits |  |  |  |  | 0 | 0 | 0 | 0 | 0 | 0 | 0 | 0 | 0 | 0 | 0 | 0 | 0 | 0 | 0 | 0 | 0 | 0 | 0 | 0 | 0 | 0 | 0 | 0 | 0
|  | Capex | Total benefits
sens1 | Capex 10% higher | 10% | 0% | Option 1 (Base Case)sens1 |  | 0 | 0 | 0 | 0 | 0 | 0 | 0 | 0 | 0 | 0 | 0 | 0 | 0 | 0 | 0 | 0 | 0 | 0 | 0 | 0 | 0 | 0 | 0 | 0 | 0
sens2 | Capex 10% lower | -10% | 0% | Option 1 (Base Case)sens2 |  | 0 | 0 | 0 | 0 | 0 | 0 | 0 | 0 | 0 | 0 | 0 | 0 | 0 | 0 | 0 | 0 | 0 | 0 | 0 | 0 | 0 | 0 | 0 | 0 | 0
sens3 | Total benefits 10% higher | 0% | 10% | Option 1 (Base Case)sens3 |  | 0 | 0 | 0 | 0 | 0 | 0 | 0 | 0 | 0 | 0 | 0 | 0 | 0 | 0 | 0 | 0 | 0 | 0 | 0 | 0 | 0 | 0 | 0 | 0 | 0
sens4 | Total benefits 10% lower | 0% | -10% | Option 1 (Base Case)sens4 |  | 0 | 0 | 0 | 0 | 0 | 0 | 0 | 0 | 0 | 0 | 0 | 0 | 0 | 0 | 0 | 0 | 0 | 0 | 0 | 0 | 0 | 0 | 0 | 0 | 0
sens5 | Capex 10% higher & Total benefits 10% lower | 10% | -10% | Option 1 (Base Case)sens5 |  | 0 | 0 | 0 | 0 | 0 | 0 | 0 | 0 | 0 | 0 | 0 | 0 | 0 | 0 | 0 | 0 | 0 | 0 | 0 | 0 | 0 | 0 | 0 | 0 | 0
sens | 0 | 0% | 0% | Option 1 (Base Case)sens |  | 0 | 0 | 0 | 0 | 0 | 0 | 0 | 0 | 0 | 0 | 0 | 0 | 0 | 0 | 0 | 0 | 0 | 0 | 0 | 0 | 0 | 0 | 0 | 0 | 0
sens | 0 | 0% | 0% | Option 1 (Base Case)sens |  | 0 | 0 | 0 | 0 | 0 | 0 | 0 | 0 | 0 | 0 | 0 | 0 | 0 | 0 | 0 | 0 | 0 | 0 | 0 | 0 | 0 | 0 | 0 | 0 | 0
sens | 0 | 0% | 0% | Option 1 (Base Case)sens |  | 0 | 0 | 0 | 0 | 0 | 0 | 0 | 0 | 0 | 0 | 0 | 0 | 0 | 0 | 0 | 0 | 0 | 0 | 0 | 0 | 0 | 0 | 0 | 0 | 0

## Option2
Powercor
Melton new feeder
OPTION 2 | New feeder from MTC to WBE
Count |  |  |  |  | 1 | 2 | 3 | 4 | 5 | 6 | 7 | 8 | 9 | 10 | 11 | 12 | 13 | 14 | 15 | 16 | 17 | 18 | 19 | 20 | 21 | 22 | 23 | 24 | 25
Value of CO2 reductions |  |  |  | $/MWh | 24.7305 | 22.3407 | 20.1963 | 18.0629 | 15.9134 | 13.7151 | 13.7151 | 13.7151 | 13.7151 | 13.7151 | 13.7151 | 13.7151 | 13.7151 | 13.7151 | 13.7151 | 13.7151 | 13.7151 | 13.7151 | 13.7151 | 13.7151 | 13.7151 | 13.7151 | 13.7151 | 13.7151 | 13.7151
|  |  |  | Units | 2026-27 | 2027-28 | 2028-29 | 2029-30 | 2030-31 | 2031-32 | 2032-33 | 2033-34 | 2034-35 | 2035-36 | 2036-37 | 2037-38 | 2038-39 | 2039-40 | 2040-41 | 2041-42 | 2042-43 | 2043-44 | 2044-45 | 2045-46 | 2046-47 | 2047-48 | 2048-49 | 2049-50 | 2050-51
INVESTMENT & OPERATING COST
| Capex |  | Asset life (yrs)
| New feeder from MTC to WBE |  | 50 | 2023-12-31 | 0 | 0 | 0 | 1750000 | 1750000 | 0 | 0 | 0 | 0 | 0 | 0 | 0 | 0 | 0 | 0 | 0 | 0 | 0 | 0 | 0 | 0 | 0 | 0 | 0 | 0
| < Enter description > |  | 0 | 2023-12-31 | 0 | 0 | 0 | 0 | 0 | 0 | 0 | 0 | 0 | 0 | 0 | 0 | 0 | 0 | 0 | 0 | 0 | 0 | 0 | 0 | 0 | 0 | 0 | 0 | 0
| < Enter description > |  | 0 | 2023-12-31 | 0 | 0 | 0 | 0 | 0 | 0 | 0 | 0 | 0 | 0 | 0 | 0 | 0 | 0 | 0 | 0 | 0 | 0 | 0 | 0 | 0 | 0 | 0 | 0 | 0
| Capital expenditure |  |  | 2023-12-31 | 0 | 0 | 0 | 1750000 | 1750000 | 0 | 0 | 0 | 0 | 0 | 0 | 0 | 0 | 0 | 0 | 0 | 0 | 0 | 0 | 0 | 0 | 0 | 0 | 0 | 0
| Operating expenditure |  |  | 2023-12-31 | 0 | 0 | 0 | 0 | 0 | 0 | 0 | 0 | 0 | 0 | 0 | 0 | 0 | 0 | 0 | 0 | 0 | 0 | 0 | 0 | 0 | 0 | 0 | 0 | 0
RISK ASSUMPTIONS
| PoF (major) |  |  |  | 0 | 0 | 0 | 0 | 0 | 0 | 0 | 0 | 0 | 0 | 0 | 0 | 0 | 0 | 0 | 0 | 0 | 0 | 0 | 0 | 0 | 0 | 0 | 0 | 0
| PoF (reparable) |  |  |  | 0 | 0 | 0 | 0 | 0 | 0 | 0 | 0 | 0 | 0 | 0 | 0 | 0 | 0 | 0 | 0 | 0 | 0 | 0 | 0 | 0 | 0 | 0 | 0 | 0
| Energy at risk (weighted) |  |  | MWh | 0 | 0.01287 | 0.19298 | 0.48502 | 1.0867 | 0 | 0 | 0 | 0 | 0 | 0 | 0 | 0 | 0 | 0 | 0 | 0 | 0 | 0 | 0 | 0 | 0 | 0 | 0 | 0
| Energy at risk value | $/MWh | 39317.7095 | 2023-12-31 | 0 | 506.0349 | 7587.5691 | 19069.9964 | 42725.9277 | 0 | 0 | 0 | 0 | 0 | 0 | 0 | 0 | 0 | 0 | 0 | 0 | 0 | 0 | 0 | 0 | 0 | 0 | 0 | 0
| Safety consequence | (after DF) |  | 2023-12-31 | 0 | 0 | 0 | 0 | 0 | 0 | 0 | 0 | 0 | 0 | 0 | 0 | 0 | 0 | 0 | 0 | 0 | 0 | 0 | 0 | 0 | 0 | 0 | 0 | 0
| Unplanned replacements |  |  | 2023-12-31 | 0 | 0 | 0 | 0 | 0 | 0 | 0 | 0 | 0 | 0 | 0 | 0 | 0 | 0 | 0 | 0 | 0 | 0 | 0 | 0 | 0 | 0 | 0 | 0 | 0
| Environmental consequence | (after DF) |  | 2023-12-31 | 0 | 0 | 0 | 0 | 0 | 0 | 0 | 0 | 0 | 0 | 0 | 0 | 0 | 0 | 0 | 0 | 0 | 0 | 0 | 0 | 0 | 0 | 0 | 0 | 0
| < Other risk - enter description > |  |  | 2023-12-31 | 0 | 0 | 0 | 0 | 0 | 0 | 0 | 0 | 0 | 0 | 0 | 0 | 0 | 0 | 0 | 0 | 0 | 0 | 0 | 0 | 0 | 0 | 0 | 0 | 0
| < Other risk - enter description > |  |  | 2023-12-31 | 0 | 0 | 0 | 0 | 0 | 0 | 0 | 0 | 0 | 0 | 0 | 0 | 0 | 0 | 0 | 0 | 0 | 0 | 0 | 0 | 0 | 0 | 0 | 0 | 0
| Total risk cost |  |  |  | 0 | 506.0349 | 7587.5691 | 19069.9964 | 42725.9277 | 0 | 0 | 0 | 0 | 0 | 0 | 0 | 0 | 0 | 0 | 0 | 0 | 0 | 0 | 0 | 0 | 0 | 0 | 0 | 0
OTHER BENEFITS
| Reduction in CO2 emissions |  |  | MWh | 0 | 0 | 0 | 0 | 0 | 0 | 0 | 0 | 0 | 0 | 0 | 0 | 0 | 0 | 0 | 0 | 0 | 0 | 0 | 0 | 0 | 0 | 0 | 0 | 0
| Value of reduction in CO2 emissions |  |  | $ | 0 | 0 | 0 | 0 | 0 | 0 | 0 | 0 | 0 | 0 | 0 | 0 | 0 | 0 | 0 | 0 | 0 | 0 | 0 | 0 | 0 | 0 | 0 | 0 | 0
| Reliability in worst-served areas | $/MWh | 151432.8174 | MWh | 0 | 0 | 0 | 0 | 0 | 0 | 0 | 0 | 0 | 0 | 0 | 0 | 0 | 0 | 0 | 0 | 0 | 0 | 0 | 0 | 0 | 0 | 0 | 0 | 0
| Network resilience | $/MWh | 24590 | MWh | 0 | 0 | 0 | 0 | 0 | 0 | 0 | 0 | 0 | 0 | 0 | 0 | 0 | 0 | 0 | 0 | 0 | 0 | 0 | 0 | 0 | 0 | 0 | 0 | 0
| Enabling solar exports | $/MWh | 88.3577 | MWh | 0 | 0 | 0 | 0 | 0 | 0 | 0 | 0 | 0 | 0 | 0 | 0 | 0 | 0 | 0 | 0 | 0 | 0 | 0 | 0 | 0 | 0 | 0 | 0 | 0
| Aesthetics | $/customer | 0 | customers | 0 | 0 | 0 | 0 | 0 | 0 | 0 | 0 | 0 | 0 | 0 | 0 | 0 | 0 | 0 | 0 | 0 | 0 | 0 | 0 | 0 | 0 | 0 | 0 | 0
| Customer value of time - residential | $/customer min | 0.35181 | mins | 0 | 0 | 0 | 0 | 0 | 0 | 0 | 0 | 0 | 0 | 0 | 0 | 0 | 0 | 0 | 0 | 0 | 0 | 0 | 0 | 0 | 0 | 0 | 0 | 0
| Customer value of time - business | $/customer min | 0.35181 | mins | 0 | 0 | 0 | 0 | 0 | 0 | 0 | 0 | 0 | 0 | 0 | 0 | 0 | 0 | 0 | 0 | 0 | 0 | 0 | 0 | 0 | 0 | 0 | 0 | 0
| Communication | $/customer | 0 | customers | 0 | 0 | 0 | 0 | 0 | 0 | 0 | 0 | 0 | 0 | 0 | 0 | 0 | 0 | 0 | 0 | 0 | 0 | 0 | 0 | 0 | 0 | 0 | 0 | 0
| Information accessibility | $/customer | 0 | customers | 0 | 0 | 0 | 0 | 0 | 0 | 0 | 0 | 0 | 0 | 0 | 0 | 0 | 0 | 0 | 0 | 0 | 0 | 0 | 0 | 0 | 0 | 0 | 0 | 0
| Other benefits 1 |  |  | 2023-12-31 | 0 | 0 | 0 | 0 | 0 | 0 | 0 | 0 | 0 | 0 | 0 | 0 | 0 | 0 | 0 | 0 | 0 | 0 | 0 | 0 | 0 | 0 | 0 | 0 | 0
| Other benefits 2 |  |  | 2023-12-31 | 0 | 0 | 0 | 0 | 0 | 0 | 0 | 0 | 0 | 0 | 0 | 0 | 0 | 0 | 0 | 0 | 0 | 0 | 0 | 0 | 0 | 0 | 0 | 0 | 0
| Total other benefits |  |  | 2023-12-31 | 0 | 0 | 0 | 0 | 0 | 0 | 0 | 0 | 0 | 0 | 0 | 0 | 0 | 0 | 0 | 0 | 0 | 0 | 0 | 0 | 0 | 0 | 0 | 0 | 0
SUMMARY
| Risks mitigated vs base case |  |  | 2023-12-31 | 0 | 0 | 0 | 0 | 0 | 105979.5231 | 221630.9668 | 362678.6878 | 362678.6878 | 362678.6878 | 362678.6878 | 362678.6878 | 362678.6878 | 362678.6878 | 362678.6878 | 362678.6878 | 362678.6878 | 362678.6878 | 362678.6878 | 362678.6878 | 362678.6878 | 362678.6878 | 362678.6878 | 362678.6878 | 362678.6878
Capital expenditure
| New feeder from MTC to WBE |  |  | 2023-12-31 | 0 | 0 | 0 | -1750000 | -1750000 | 0 | 0 | 0 | 0 | 0 | 0 | 0 | 0 | 0 | 0 | 0 | 0 | 0 | 0 | 0 | 0 | 0 | 0 | 0 | 0
| < Enter description > |  |  | 2023-12-31 | 0 | 0 | 0 | 0 | 0 | 0 | 0 | 0 | 0 | 0 | 0 | 0 | 0 | 0 | 0 | 0 | 0 | 0 | 0 | 0 | 0 | 0 | 0 | 0 | 0
| < Enter description > |  |  | 2023-12-31 | 0 | 0 | 0 | 0 | 0 | 0 | 0 | 0 | 0 | 0 | 0 | 0 | 0 | 0 | 0 | 0 | 0 | 0 | 0 | 0 | 0 | 0 | 0 | 0 | 0
Cumulative capex
| New feeder from MTC to WBE |  |  | 2023-12-31 | 0 | 0 | 0 | -1750000 | -3500000 | -3500000 | -3500000 | -3500000 | -3500000 | -3500000 | -3500000 | -3500000 | -3500000 | -3500000 | -3500000 | -3500000 | -3500000 | -3500000 | -3500000 | -3500000 | -3500000 | -3500000 | -3500000 | -3500000 | -3500000
| < Enter description > |  |  | 2023-12-31 | 0 | 0 | 0 | 0 | 0 | 0 | 0 | 0 | 0 | 0 | 0 | 0 | 0 | 0 | 0 | 0 | 0 | 0 | 0 | 0 | 0 | 0 | 0 | 0 | 0
| < Enter description > |  |  | 2023-12-31 | 0 | 0 | 0 | 0 | 0 | 0 | 0 | 0 | 0 | 0 | 0 | 0 | 0 | 0 | 0 | 0 | 0 | 0 | 0 | 0 | 0 | 0 | 0 | 0 | 0
Annualised capex
| Annualised capex - New feeder from MTC to WBE |  |  | 2023-12-31 | 0 | 0 | 0 | 0 | -74608.9917 | -149217.9835 | -149217.9835 | -149217.9835 | -149217.9835 | -149217.9835 | -149217.9835 | -149217.9835 | -149217.9835 | -149217.9835 | -149217.9835 | -149217.9835 | -149217.9835 | -149217.9835 | -149217.9835 | -149217.9835 | -149217.9835 | -149217.9835 | -149217.9835 | -149217.9835 | -149217.9835
| Annualised capex - < Enter description > |  |  | 2023-12-31 | 0 | 0 | 0 | 0 | 0 | 0 | 0 | 0 | 0 | 0 | 0 | 0 | 0 | 0 | 0 | 0 | 0 | 0 | 0 | 0 | 0 | 0 | 0 | 0 | 0
| Annualised capex - < Enter description > |  |  | 2023-12-31 | 0 | 0 | 0 | 0 | 0 | 0 | 0 | 0 | 0 | 0 | 0 | 0 | 0 | 0 | 0 | 0 | 0 | 0 | 0 | 0 | 0 | 0 | 0 | 0 | 0
| Total annualised capex |  |  | 2023-12-31 | 0 | 0 | 0 | 0 | -74608.9917 | -149217.9835 | -149217.9835 | -149217.9835 | -149217.9835 | -149217.9835 | -149217.9835 | -149217.9835 | -149217.9835 | -149217.9835 | -149217.9835 | -149217.9835 | -149217.9835 | -149217.9835 | -149217.9835 | -149217.9835 | -149217.9835 | -149217.9835 | -149217.9835 | -149217.9835 | -149217.9835
| Annualised capex |  |  | 2023-12-31 | 0 | 0 | 0 | 0 | -74608.9917 | -149217.9835 | -149217.9835 | -149217.9835 | -149217.9835 | -149217.9835 | -149217.9835 | -149217.9835 | -149217.9835 | -149217.9835 | -149217.9835 | -149217.9835 | -149217.9835 | -149217.9835 | -149217.9835 | -149217.9835 | -149217.9835 | -149217.9835 | -149217.9835 | -149217.9835 | -149217.9835
| Operating expenditure |  |  | 2023-12-31 | 0 | 0 | 0 | 0 | 0 | 0 | 0 | 0 | 0 | 0 | 0 | 0 | 0 | 0 | 0 | 0 | 0 | 0 | 0 | 0 | 0 | 0 | 0 | 0 | 0
| Risk mitigated |  |  | 2023-12-31 | 0 | 0 | 0 | 0 | 0 | 105979.5231 | 221630.9668 | 362678.6878 | 362678.6878 | 362678.6878 | 362678.6878 | 362678.6878 | 362678.6878 | 362678.6878 | 362678.6878 | 362678.6878 | 362678.6878 | 362678.6878 | 362678.6878 | 362678.6878 | 362678.6878 | 362678.6878 | 362678.6878 | 362678.6878 | 362678.6878
| Other benefits value |  |  | 2023-12-31 | 0 | 0 | 0 | 0 | 0 | 0 | 0 | 0 | 0 | 0 | 0 | 0 | 0 | 0 | 0 | 0 | 0 | 0 | 0 | 0 | 0 | 0 | 0 | 0 | 0
| Net benefits |  |  | 2023-12-31 | 0 | 0 | 0 | 0 | -74608.9917 | -43238.4604 | 72412.9833 | 213460.7043 | 213460.7043 | 213460.7043 | 213460.7043 | 213460.7043 | 213460.7043 | 213460.7043 | 213460.7043 | 213460.7043 | 213460.7043 | 213460.7043 | 213460.7043 | 213460.7043 | 213460.7043 | 213460.7043 | 213460.7043 | 213460.7043 | 213460.7043
| First capex year |  |  | 4
| First year |  |  | 4
SENSITIVITIES
NPV | Net benefits |  |  | Option 2NPV | 0 | 0 | 0 | 0 | -74608.9917 | -43238.4604 | 72412.9833 | 213460.7043 | 213460.7043 | 213460.7043 | 213460.7043 | 213460.7043 | 213460.7043 | 213460.7043 | 213460.7043 | 213460.7043 | 213460.7043 | 213460.7043 | 213460.7043 | 213460.7043 | 213460.7043 | 213460.7043 | 213460.7043 | 213460.7043 | 213460.7043
| Total annualised capex |  |  |  | 0 | 0 | 0 | 0 | -74608.9917 | -149217.9835 | -149217.9835 | -149217.9835 | -149217.9835 | -149217.9835 | -149217.9835 | -149217.9835 | -149217.9835 | -149217.9835 | -149217.9835 | -149217.9835 | -149217.9835 | -149217.9835 | -149217.9835 | -149217.9835 | -149217.9835 | -149217.9835 | -149217.9835 | -149217.9835 | -149217.9835
| Total benefits |  |  |  | 0 | 0 | 0 | 0 | 0 | 105979.5231 | 221630.9668 | 362678.6878 | 362678.6878 | 362678.6878 | 362678.6878 | 362678.6878 | 362678.6878 | 362678.6878 | 362678.6878 | 362678.6878 | 362678.6878 | 362678.6878 | 362678.6878 | 362678.6878 | 362678.6878 | 362678.6878 | 362678.6878 | 362678.6878 | 362678.6878
|  | Capex | Total benefits
sens1 | Capex 10% higher | 10% | 0% | Option 2sens1 | 0 | 0 | 0 | 0 | -82069.8909 | -58160.2587 | 57491.1849 | 198538.9059 | 198538.9059 | 198538.9059 | 198538.9059 | 198538.9059 | 198538.9059 | 198538.9059 | 198538.9059 | 198538.9059 | 198538.9059 | 198538.9059 | 198538.9059 | 198538.9059 | 198538.9059 | 198538.9059 | 198538.9059 | 198538.9059 | 198538.9059
sens2 | Capex 10% lower | -10% | 0% | Option 2sens2 | 0 | 0 | 0 | 0 | -67148.0926 | -28316.662 | 87334.7816 | 228382.5026 | 228382.5026 | 228382.5026 | 228382.5026 | 228382.5026 | 228382.5026 | 228382.5026 | 228382.5026 | 228382.5026 | 228382.5026 | 228382.5026 | 228382.5026 | 228382.5026 | 228382.5026 | 228382.5026 | 228382.5026 | 228382.5026 | 228382.5026
sens3 | Total benefits 10% higher | 0% | 10% | Option 2sens3 | 0 | 0 | 0 | 0 | -74608.9917 | -32640.5081 | 94576.08 | 249728.5731 | 249728.5731 | 249728.5731 | 249728.5731 | 249728.5731 | 249728.5731 | 249728.5731 | 249728.5731 | 249728.5731 | 249728.5731 | 249728.5731 | 249728.5731 | 249728.5731 | 249728.5731 | 249728.5731 | 249728.5731 | 249728.5731 | 249728.5731
sens4 | Total benefits 10% lower | 0% | -10% | Option 2sens4 | 0 | 0 | 0 | 0 | -74608.9917 | -53836.4127 | 50249.8866 | 177192.8355 | 177192.8355 | 177192.8355 | 177192.8355 | 177192.8355 | 177192.8355 | 177192.8355 | 177192.8355 | 177192.8355 | 177192.8355 | 177192.8355 | 177192.8355 | 177192.8355 | 177192.8355 | 177192.8355 | 177192.8355 | 177192.8355 | 177192.8355
sens5 | Capex 10% higher & Total benefits 10% lower | 10% | -10% | Option 2sens5 | 0 | 0 | 0 | 0 | -82069.8909 | -68758.211 | 35328.0883 | 162271.0372 | 162271.0372 | 162271.0372 | 162271.0372 | 162271.0372 | 162271.0372 | 162271.0372 | 162271.0372 | 162271.0372 | 162271.0372 | 162271.0372 | 162271.0372 | 162271.0372 | 162271.0372 | 162271.0372 | 162271.0372 | 162271.0372 | 162271.0372
sens | 0 | 0% | 0% | Option 2sens | 0 | 0 | 0 | 0 | -74608.9917 | -43238.4604 | 72412.9833 | 213460.7043 | 213460.7043 | 213460.7043 | 213460.7043 | 213460.7043 | 213460.7043 | 213460.7043 | 213460.7043 | 213460.7043 | 213460.7043 | 213460.7043 | 213460.7043 | 213460.7043 | 213460.7043 | 213460.7043 | 213460.7043 | 213460.7043 | 213460.7043
sens | 0 | 0% | 0% | Option 2sens | 0 | 0 | 0 | 0 | -74608.9917 | -43238.4604 | 72412.9833 | 213460.7043 | 213460.7043 | 213460.7043 | 213460.7043 | 213460.7043 | 213460.7043 | 213460.7043 | 213460.7043 | 213460.7043 | 213460.7043 | 213460.7043 | 213460.7043 | 213460.7043 | 213460.7043 | 213460.7043 | 213460.7043 | 213460.7043 | 213460.7043
sens | 0 | 0% | 0% | Option 2sens | 0 | 0 | 0 | 0 | -74608.9917 | -43238.4604 | 72412.9833 | 213460.7043 | 213460.7043 | 213460.7043 | 213460.7043 | 213460.7043 | 213460.7043 | 213460.7043 | 213460.7043 | 213460.7043 | 213460.7043 | 213460.7043 | 213460.7043 | 213460.7043 | 213460.7043 | 213460.7043 | 213460.7043 | 213460.7043 | 213460.7043

## Option3
Powercor
Melton new feeder
OPTION 3 | New PCK zone substation
Count |  |  |  |  | 1 | 2 | 3 | 4 | 5 | 6 | 7 | 8 | 9 | 10 | 11 | 12 | 13 | 14 | 15 | 16 | 17 | 18 | 19 | 20 | 21 | 22 | 23 | 24 | 25
Value of CO2 reductions |  |  |  | $/MWh | 24.7305 | 22.3407 | 20.1963 | 18.0629 | 15.9134 | 13.7151 | 13.7151 | 13.7151 | 13.7151 | 13.7151 | 13.7151 | 13.7151 | 13.7151 | 13.7151 | 13.7151 | 13.7151 | 13.7151 | 13.7151 | 13.7151 | 13.7151 | 13.7151 | 13.7151 | 13.7151 | 13.7151 | 13.7151
|  |  |  | Units | 2026-27 | 2027-28 | 2028-29 | 2029-30 | 2030-31 | 2031-32 | 2032-33 | 2033-34 | 2034-35 | 2035-36 | 2036-37 | 2037-38 | 2038-39 | 2039-40 | 2040-41 | 2041-42 | 2042-43 | 2043-44 | 2044-45 | 2045-46 | 2046-47 | 2047-48 | 2048-49 | 2049-50 | 2050-51
INVESTMENT & OPERATING COST
| Capex |  | Asset life (yrs)
| New PCK zone substation |  | 50 | 2023-12-31 | 0 | 0 | 0 | 0 | 31058735.5 | 31058735.5 | 0 | 0 | 0 | 0 | 0 | 0 | 0 | 0 | 0 | 0 | 0 | 0 | 0 | 0 | 0 | 0 | 0 | 0 | 0
| < Enter description > |  | 0 | 2023-12-31 | 0 | 0 | 0 | 0 | 0 | 0 | 0 | 0 | 0 | 0 | 0 | 0 | 0 | 0 | 0 | 0 | 0 | 0 | 0 | 0 | 0 | 0 | 0 | 0 | 0
| < Enter description > |  | 0 | 2023-12-31 | 0 | 0 | 0 | 0 | 0 | 0 | 0 | 0 | 0 | 0 | 0 | 0 | 0 | 0 | 0 | 0 | 0 | 0 | 0 | 0 | 0 | 0 | 0 | 0 | 0
| Capital expenditure |  |  | 2023-12-31 | 0 | 0 | 0 | 0 | 31058735.5 | 31058735.5 | 0 | 0 | 0 | 0 | 0 | 0 | 0 | 0 | 0 | 0 | 0 | 0 | 0 | 0 | 0 | 0 | 0 | 0 | 0
| Operating expenditure |  |  | 2023-12-31 | 0 | 0 | 0 | 0 | 0 | 0 | 0 | 0 | 0 | 0 | 0 | 0 | 0 | 0 | 0 | 0 | 0 | 0 | 0 | 0 | 0 | 0 | 0 | 0 | 0
RISK ASSUMPTIONS
| PoF (major) |  |  |  | 0 | 0 | 0 | 0 | 0 | 0 | 0 | 0 | 0 | 0 | 0 | 0 | 0 | 0 | 0 | 0 | 0 | 0 | 0 | 0 | 0 | 0 | 0 | 0 | 0
| PoF (reparable) |  |  |  | 0 | 0 | 0 | 0 | 0 | 0 | 0 | 0 | 0 | 0 | 0 | 0 | 0 | 0 | 0 | 0 | 0 | 0 | 0 | 0 | 0 | 0 | 0 | 0 | 0
| Energy at risk (weighted) |  |  | MWh | 0 | 0.01287 | 0.19298 | 0.48502 | 1.0867 | 2.6955 | 0 | 0 | 0 | 0 | 0 | 0 | 0 | 0 | 0 | 0 | 0 | 0 | 0 | 0 | 0 | 0 | 0 | 0 | 0
| Energy at risk value | $/MWh | 39317.7095 | 2023-12-31 | 0 | 506.0349 | 7587.5691 | 19069.9964 | 42725.9277 | 105979.5231 | 0 | 0 | 0 | 0 | 0 | 0 | 0 | 0 | 0 | 0 | 0 | 0 | 0 | 0 | 0 | 0 | 0 | 0 | 0
| Safety consequence | (after DF) |  | 2023-12-31 | 0 | 0 | 0 | 0 | 0 | 0 | 0 | 0 | 0 | 0 | 0 | 0 | 0 | 0 | 0 | 0 | 0 | 0 | 0 | 0 | 0 | 0 | 0 | 0 | 0
| Unplanned replacements |  |  | 2023-12-31 | 0 | 0 | 0 | 0 | 0 | 0 | 0 | 0 | 0 | 0 | 0 | 0 | 0 | 0 | 0 | 0 | 0 | 0 | 0 | 0 | 0 | 0 | 0 | 0 | 0
| Environmental consequence | (after DF) |  | 2023-12-31 | 0 | 0 | 0 | 0 | 0 | 0 | 0 | 0 | 0 | 0 | 0 | 0 | 0 | 0 | 0 | 0 | 0 | 0 | 0 | 0 | 0 | 0 | 0 | 0 | 0
| < Other risk - enter description > |  |  | 2023-12-31 | 0 | 0 | 0 | 0 | 0 | 0 | 0 | 0 | 0 | 0 | 0 | 0 | 0 | 0 | 0 | 0 | 0 | 0 | 0 | 0 | 0 | 0 | 0 | 0 | 0
| < Other risk - enter description > |  |  | 2023-12-31 | 0 | 0 | 0 | 0 | 0 | 0 | 0 | 0 | 0 | 0 | 0 | 0 | 0 | 0 | 0 | 0 | 0 | 0 | 0 | 0 | 0 | 0 | 0 | 0 | 0
| Total risk cost |  |  |  | 0 | 506.0349 | 7587.5691 | 19069.9964 | 42725.9277 | 105979.5231 | 0 | 0 | 0 | 0 | 0 | 0 | 0 | 0 | 0 | 0 | 0 | 0 | 0 | 0 | 0 | 0 | 0 | 0 | 0
OTHER BENEFITS
| Reduction in CO2 emissions |  |  | MWh | 0 | 0 | 0 | 0 | 0 | 0 | 0 | 0 | 0 | 0 | 0 | 0 | 0 | 0 | 0 | 0 | 0 | 0 | 0 | 0 | 0 | 0 | 0 | 0 | 0
| Value of reduction in CO2 emissions |  |  | $ | 0 | 0 | 0 | 0 | 0 | 0 | 0 | 0 | 0 | 0 | 0 | 0 | 0 | 0 | 0 | 0 | 0 | 0 | 0 | 0 | 0 | 0 | 0 | 0 | 0
| Reliability in worst-served areas | $/MWh | 151432.8174 | MWh | 0 | 0 | 0 | 0 | 0 | 0 | 0 | 0 | 0 | 0 | 0 | 0 | 0 | 0 | 0 | 0 | 0 | 0 | 0 | 0 | 0 | 0 | 0 | 0 | 0
| Network resilience | $/MWh | 24590 | MWh | 0 | 0 | 0 | 0 | 0 | 0 | 0 | 0 | 0 | 0 | 0 | 0 | 0 | 0 | 0 | 0 | 0 | 0 | 0 | 0 | 0 | 0 | 0 | 0 | 0
| Enabling solar exports | $/MWh | 88.3577 | MWh | 0 | 0 | 0 | 0 | 0 | 0 | 0 | 0 | 0 | 0 | 0 | 0 | 0 | 0 | 0 | 0 | 0 | 0 | 0 | 0 | 0 | 0 | 0 | 0 | 0
| Aesthetics | $/customer | 0 | customers | 0 | 0 | 0 | 0 | 0 | 0 | 0 | 0 | 0 | 0 | 0 | 0 | 0 | 0 | 0 | 0 | 0 | 0 | 0 | 0 | 0 | 0 | 0 | 0 | 0
| Customer value of time (res) | $/customer min | 0.35181 | mins | 0 | 0 | 0 | 0 | 0 | 0 | 0 | 0 | 0 | 0 | 0 | 0 | 0 | 0 | 0 | 0 | 0 | 0 | 0 | 0 | 0 | 0 | 0 | 0 | 0
| Customer value of time (bus) | $/customer min | 0.35181 | mins | 0 | 0 | 0 | 0 | 0 | 0 | 0 | 0 | 0 | 0 | 0 | 0 | 0 | 0 | 0 | 0 | 0 | 0 | 0 | 0 | 0 | 0 | 0 | 0 | 0
| Communication | $/customer | 0 | customers | 0 | 0 | 0 | 0 | 0 | 0 | 0 | 0 | 0 | 0 | 0 | 0 | 0 | 0 | 0 | 0 | 0 | 0 | 0 | 0 | 0 | 0 | 0 | 0 | 0
| Information accessibility | $/customer | 0 | customers | 0 | 0 | 0 | 0 | 0 | 0 | 0 | 0 | 0 | 0 | 0 | 0 | 0 | 0 | 0 | 0 | 0 | 0 | 0 | 0 | 0 | 0 | 0 | 0 | 0
| Other benefits 1 |  |  | 2023-12-31 | 0 | 0 | 0 | 0 | 0 | 0 | 0 | 0 | 0 | 0 | 0 | 0 | 0 | 0 | 0 | 0 | 0 | 0 | 0 | 0 | 0 | 0 | 0 | 0 | 0
| Other benefits 2 |  |  | 2023-12-31 | 0 | 0 | 0 | 0 | 0 | 0 | 0 | 0 | 0 | 0 | 0 | 0 | 0 | 0 | 0 | 0 | 0 | 0 | 0 | 0 | 0 | 0 | 0 | 0 | 0
| Total other benefits |  |  | 2023-12-31 | 0 | 0 | 0 | 0 | 0 | 0 | 0 | 0 | 0 | 0 | 0 | 0 | 0 | 0 | 0 | 0 | 0 | 0 | 0 | 0 | 0 | 0 | 0 | 0 | 0
SUMMARY
| Risks mitigated vs base case |  |  | 2023-12-31 | 0 | 0 | 0 | 0 | 0 | 0 | 221630.9668 | 362678.6878 | 362678.6878 | 362678.6878 | 362678.6878 | 362678.6878 | 362678.6878 | 362678.6878 | 362678.6878 | 362678.6878 | 362678.6878 | 362678.6878 | 362678.6878 | 362678.6878 | 362678.6878 | 362678.6878 | 362678.6878 | 362678.6878 | 362678.6878
Capital expenditure
| New PCK zone substation |  |  | 2023-12-31 | 0 | 0 | 0 | 0 | -31058735.5 | -31058735.5 | 0 | 0 | 0 | 0 | 0 | 0 | 0 | 0 | 0 | 0 | 0 | 0 | 0 | 0 | 0 | 0 | 0 | 0 | 0
| < Enter description > |  |  | 2023-12-31 | 0 | 0 | 0 | 0 | 0 | 0 | 0 | 0 | 0 | 0 | 0 | 0 | 0 | 0 | 0 | 0 | 0 | 0 | 0 | 0 | 0 | 0 | 0 | 0 | 0
| < Enter description > |  |  | 2023-12-31 | 0 | 0 | 0 | 0 | 0 | 0 | 0 | 0 | 0 | 0 | 0 | 0 | 0 | 0 | 0 | 0 | 0 | 0 | 0 | 0 | 0 | 0 | 0 | 0 | 0
Cumulative capex
| New PCK zone substation |  |  | 2023-12-31 | 0 | 0 | 0 | 0 | -31058735.5 | -62117471 | -62117471 | -62117471 | -62117471 | -62117471 | -62117471 | -62117471 | -62117471 | -62117471 | -62117471 | -62117471 | -62117471 | -62117471 | -62117471 | -62117471 | -62117471 | -62117471 | -62117471 | -62117471 | -62117471
| < Enter description > |  |  | 2023-12-31 | 0 | 0 | 0 | 0 | 0 | 0 | 0 | 0 | 0 | 0 | 0 | 0 | 0 | 0 | 0 | 0 | 0 | 0 | 0 | 0 | 0 | 0 | 0 | 0 | 0
| < Enter description > |  |  | 2023-12-31 | 0 | 0 | 0 | 0 | 0 | 0 | 0 | 0 | 0 | 0 | 0 | 0 | 0 | 0 | 0 | 0 | 0 | 0 | 0 | 0 | 0 | 0 | 0 | 0 | 0
Annualised capex
| Annualised capex - New PCK zone substation |  |  | 2023-12-31 | 0 | 0 | 0 | 0 | 0 | -1324149.1088 | -2648298.2176 | -2648298.2176 | -2648298.2176 | -2648298.2176 | -2648298.2176 | -2648298.2176 | -2648298.2176 | -2648298.2176 | -2648298.2176 | -2648298.2176 | -2648298.2176 | -2648298.2176 | -2648298.2176 | -2648298.2176 | -2648298.2176 | -2648298.2176 | -2648298.2176 | -2648298.2176 | -2648298.2176
| Annualised capex - < Enter description > |  |  | 2023-12-31 | 0 | 0 | 0 | 0 | 0 | 0 | 0 | 0 | 0 | 0 | 0 | 0 | 0 | 0 | 0 | 0 | 0 | 0 | 0 | 0 | 0 | 0 | 0 | 0 | 0
| Annualised capex - < Enter description > |  |  | 2023-12-31 | 0 | 0 | 0 | 0 | 0 | 0 | 0 | 0 | 0 | 0 | 0 | 0 | 0 | 0 | 0 | 0 | 0 | 0 | 0 | 0 | 0 | 0 | 0 | 0 | 0
| Total annualised capex |  |  | 2023-12-31 | 0 | 0 | 0 | 0 | 0 | -1324149.1088 | -2648298.2176 | -2648298.2176 | -2648298.2176 | -2648298.2176 | -2648298.2176 | -2648298.2176 | -2648298.2176 | -2648298.2176 | -2648298.2176 | -2648298.2176 | -2648298.2176 | -2648298.2176 | -2648298.2176 | -2648298.2176 | -2648298.2176 | -2648298.2176 | -2648298.2176 | -2648298.2176 | -2648298.2176
| Annualised capex |  |  | 2023-12-31 | 0 | 0 | 0 | 0 | 0 | -1324149.1088 | -2648298.2176 | -2648298.2176 | -2648298.2176 | -2648298.2176 | -2648298.2176 | -2648298.2176 | -2648298.2176 | -2648298.2176 | -2648298.2176 | -2648298.2176 | -2648298.2176 | -2648298.2176 | -2648298.2176 | -2648298.2176 | -2648298.2176 | -2648298.2176 | -2648298.2176 | -2648298.2176 | -2648298.2176
| Operating expenditure |  |  | 2023-12-31 | 0 | 0 | 0 | 0 | 0 | 0 | 0 | 0 | 0 | 0 | 0 | 0 | 0 | 0 | 0 | 0 | 0 | 0 | 0 | 0 | 0 | 0 | 0 | 0 | 0
| Risk mitigated |  |  | 2023-12-31 | 0 | 0 | 0 | 0 | 0 | 0 | 221630.9668 | 362678.6878 | 362678.6878 | 362678.6878 | 362678.6878 | 362678.6878 | 362678.6878 | 362678.6878 | 362678.6878 | 362678.6878 | 362678.6878 | 362678.6878 | 362678.6878 | 362678.6878 | 362678.6878 | 362678.6878 | 362678.6878 | 362678.6878 | 362678.6878
| Other benefits value |  |  | 2023-12-31 | 0 | 0 | 0 | 0 | 0 | 0 | 0 | 0 | 0 | 0 | 0 | 0 | 0 | 0 | 0 | 0 | 0 | 0 | 0 | 0 | 0 | 0 | 0 | 0 | 0
| Net benefits |  |  | 2023-12-31 | 0 | 0 | 0 | 0 | 0 | -1324149.1088 | -2426667.2508 | -2285619.5298 | -2285619.5298 | -2285619.5298 | -2285619.5298 | -2285619.5298 | -2285619.5298 | -2285619.5298 | -2285619.5298 | -2285619.5298 | -2285619.5298 | -2285619.5298 | -2285619.5298 | -2285619.5298 | -2285619.5298 | -2285619.5298 | -2285619.5298 | -2285619.5298 | -2285619.5298
| First capex year |  |  | 5
| First year |  |  | 5
SENSITIVITIES
NPV | Net benefits |  |  | Option 3NPV | 0 | 0 | 0 | 0 | 0 | -1324149.1088 | -2426667.2508 | -2285619.5298 | -2285619.5298 | -2285619.5298 | -2285619.5298 | -2285619.5298 | -2285619.5298 | -2285619.5298 | -2285619.5298 | -2285619.5298 | -2285619.5298 | -2285619.5298 | -2285619.5298 | -2285619.5298 | -2285619.5298 | -2285619.5298 | -2285619.5298 | -2285619.5298 | -2285619.5298
| Total annualised capex |  |  |  | 0 | 0 | 0 | 0 | 0 | -1324149.1088 | -2648298.2176 | -2648298.2176 | -2648298.2176 | -2648298.2176 | -2648298.2176 | -2648298.2176 | -2648298.2176 | -2648298.2176 | -2648298.2176 | -2648298.2176 | -2648298.2176 | -2648298.2176 | -2648298.2176 | -2648298.2176 | -2648298.2176 | -2648298.2176 | -2648298.2176 | -2648298.2176 | -2648298.2176
| Total benefits |  |  |  | 0 | 0 | 0 | 0 | 0 | 0 | 221630.9668 | 362678.6878 | 362678.6878 | 362678.6878 | 362678.6878 | 362678.6878 | 362678.6878 | 362678.6878 | 362678.6878 | 362678.6878 | 362678.6878 | 362678.6878 | 362678.6878 | 362678.6878 | 362678.6878 | 362678.6878 | 362678.6878 | 362678.6878 | 362678.6878
|  | Capex | Total benefits
sens1 | Capex 10% higher | 10% | 0% | Option 3sens1 | 0 | 0 | 0 | 0 | 0 | -1456564.0197 | -2691497.0726 | -2550449.3516 | -2550449.3516 | -2550449.3516 | -2550449.3516 | -2550449.3516 | -2550449.3516 | -2550449.3516 | -2550449.3516 | -2550449.3516 | -2550449.3516 | -2550449.3516 | -2550449.3516 | -2550449.3516 | -2550449.3516 | -2550449.3516 | -2550449.3516 | -2550449.3516 | -2550449.3516
sens2 | Capex 10% lower | -10% | 0% | Option 3sens2 | 0 | 0 | 0 | 0 | 0 | -1191734.1979 | -2161837.4291 | -2020789.7081 | -2020789.7081 | -2020789.7081 | -2020789.7081 | -2020789.7081 | -2020789.7081 | -2020789.7081 | -2020789.7081 | -2020789.7081 | -2020789.7081 | -2020789.7081 | -2020789.7081 | -2020789.7081 | -2020789.7081 | -2020789.7081 | -2020789.7081 | -2020789.7081 | -2020789.7081
sens3 | Total benefits 10% higher | 0% | 10% | Option 3sens3 | 0 | 0 | 0 | 0 | 0 | -1324149.1088 | -2404504.1542 | -2249351.6611 | -2249351.6611 | -2249351.6611 | -2249351.6611 | -2249351.6611 | -2249351.6611 | -2249351.6611 | -2249351.6611 | -2249351.6611 | -2249351.6611 | -2249351.6611 | -2249351.6611 | -2249351.6611 | -2249351.6611 | -2249351.6611 | -2249351.6611 | -2249351.6611 | -2249351.6611
sens4 | Total benefits 10% lower | 0% | -10% | Option 3sens4 | 0 | 0 | 0 | 0 | 0 | -1324149.1088 | -2448830.3475 | -2321887.3986 | -2321887.3986 | -2321887.3986 | -2321887.3986 | -2321887.3986 | -2321887.3986 | -2321887.3986 | -2321887.3986 | -2321887.3986 | -2321887.3986 | -2321887.3986 | -2321887.3986 | -2321887.3986 | -2321887.3986 | -2321887.3986 | -2321887.3986 | -2321887.3986 | -2321887.3986
sens5 | Capex 10% higher & Total benefits 10% lower | 10% | -10% | Option 3sens5 | 0 | 0 | 0 | 0 | 0 | -1456564.0197 | -2713660.1693 | -2586717.2204 | -2586717.2204 | -2586717.2204 | -2586717.2204 | -2586717.2204 | -2586717.2204 | -2586717.2204 | -2586717.2204 | -2586717.2204 | -2586717.2204 | -2586717.2204 | -2586717.2204 | -2586717.2204 | -2586717.2204 | -2586717.2204 | -2586717.2204 | -2586717.2204 | -2586717.2204
sens | 0 | 0% | 0% | Option 3sens | 0 | 0 | 0 | 0 | 0 | -1324149.1088 | -2426667.2508 | -2285619.5298 | -2285619.5298 | -2285619.5298 | -2285619.5298 | -2285619.5298 | -2285619.5298 | -2285619.5298 | -2285619.5298 | -2285619.5298 | -2285619.5298 | -2285619.5298 | -2285619.5298 | -2285619.5298 | -2285619.5298 | -2285619.5298 | -2285619.5298 | -2285619.5298 | -2285619.5298
sens | 0 | 0% | 0% | Option 3sens | 0 | 0 | 0 | 0 | 0 | -1324149.1088 | -2426667.2508 | -2285619.5298 | -2285619.5298 | -2285619.5298 | -2285619.5298 | -2285619.5298 | -2285619.5298 | -2285619.5298 | -2285619.5298 | -2285619.5298 | -2285619.5298 | -2285619.5298 | -2285619.5298 | -2285619.5298 | -2285619.5298 | -2285619.5298 | -2285619.5298 | -2285619.5298 | -2285619.5298
sens | 0 | 0% | 0% | Option 3sens | 0 | 0 | 0 | 0 | 0 | -1324149.1088 | -2426667.2508 | -2285619.5298 | -2285619.5298 | -2285619.5298 | -2285619.5298 | -2285619.5298 | -2285619.5298 | -2285619.5298 | -2285619.5298 | -2285619.5298 | -2285619.5298 | -2285619.5298 | -2285619.5298 | -2285619.5298 | -2285619.5298 | -2285619.5298 | -2285619.5298 | -2285619.5298 | -2285619.5298

## Option4
Powercor
Melton new feeder
OPTION 4 | 0
Not used
Count |  |  |  |  | 1 | 2 | 3 | 4 | 5 | 6 | 7 | 8 | 9 | 10 | 11 | 12 | 13 | 14 | 15 | 16 | 17 | 18 | 19 | 20 | 21 | 22 | 23 | 24 | 25
Value of CO2 reductions |  |  |  | $/MWh | 24.7305 | 22.3407 | 20.1963 | 18.0629 | 15.9134 | 13.7151 | 13.7151 | 13.7151 | 13.7151 | 13.7151 | 13.7151 | 13.7151 | 13.7151 | 13.7151 | 13.7151 | 13.7151 | 13.7151 | 13.7151 | 13.7151 | 13.7151 | 13.7151 | 13.7151 | 13.7151 | 13.7151 | 13.7151
|  |  |  | Units | 2026-27 | 2027-28 | 2028-29 | 2029-30 | 2030-31 | 2031-32 | 2032-33 | 2033-34 | 2034-35 | 2035-36 | 2036-37 | 2037-38 | 2038-39 | 2039-40 | 2040-41 | 2041-42 | 2042-43 | 2043-44 | 2044-45 | 2045-46 | 2046-47 | 2047-48 | 2048-49 | 2049-50 | 2050-51
INVESTMENT & OPERATING COST
| Capex |  | Asset life (yrs)
| < Enter description > |  | 0 | 2023-12-31 | 0 | 0 | 0 | 0 | 0 | 0 | 0 | 0 | 0 | 0 | 0 | 0 | 0 | 0 | 0 | 0 | 0 | 0 | 0 | 0 | 0 | 0 | 0 | 0 | 0
| < Enter description > |  | 0 | 2023-12-31 | 0 | 0 | 0 | 0 | 0 | 0 | 0 | 0 | 0 | 0 | 0 | 0 | 0 | 0 | 0 | 0 | 0 | 0 | 0 | 0 | 0 | 0 | 0 | 0 | 0
| < Enter description > |  | 0 | 2023-12-31 | 0 | 0 | 0 | 0 | 0 | 0 | 0 | 0 | 0 | 0 | 0 | 0 | 0 | 0 | 0 | 0 | 0 | 0 | 0 | 0 | 0 | 0 | 0 | 0 | 0
| Capital expenditure |  |  | 2023-12-31 | 0 | 0 | 0 | 0 | 0 | 0 | 0 | 0 | 0 | 0 | 0 | 0 | 0 | 0 | 0 | 0 | 0 | 0 | 0 | 0 | 0 | 0 | 0 | 0 | 0
| Operating expenditure |  |  | 2023-12-31 | 0 | 0 | 0 | 0 | 0 | 0 | 0 | 0 | 0 | 0 | 0 | 0 | 0 | 0 | 0 | 0 | 0 | 0 | 0 | 0 | 0 | 0 | 0 | 0 | 0
RISK ASSUMPTIONS
| PoF (major) |  |  |  | 0 | 0 | 0 | 0 | 0 | 0 | 0 | 0 | 0 | 0 | 0 | 0 | 0 | 0 | 0 | 0 | 0 | 0 | 0 | 0 | 0 | 0 | 0 | 0 | 0
| PoF (reparable) |  |  |  | 0 | 0 | 0 | 0 | 0 | 0 | 0 | 0 | 0 | 0 | 0 | 0 | 0 | 0 | 0 | 0 | 0 | 0 | 0 | 0 | 0 | 0 | 0 | 0 | 0
| Energy at risk (weighted) |  |  | MWh | 0 | 0 | 0 | 0 | 0 | 0 | 0 | 0 | 0 | 0 | 0 | 0 | 0 | 0 | 0 | 0 | 0 | 0 | 0 | 0 | 0 | 0 | 0 | 0 | 0
| Energy at risk value | $/MWh | 39317.7095 | 2023-12-31 | 0 | 0 | 0 | 0 | 0 | 0 | 0 | 0 | 0 | 0 | 0 | 0 | 0 | 0 | 0 | 0 | 0 | 0 | 0 | 0 | 0 | 0 | 0 | 0 | 0
| Safety consequence | (after DF) |  | 2023-12-31 | 0 | 0 | 0 | 0 | 0 | 0 | 0 | 0 | 0 | 0 | 0 | 0 | 0 | 0 | 0 | 0 | 0 | 0 | 0 | 0 | 0 | 0 | 0 | 0 | 0
| Unplanned replacements |  |  | 2023-12-31 | 0 | 0 | 0 | 0 | 0 | 0 | 0 | 0 | 0 | 0 | 0 | 0 | 0 | 0 | 0 | 0 | 0 | 0 | 0 | 0 | 0 | 0 | 0 | 0 | 0
| Environmental consequence | (after DF) |  | 2023-12-31 | 0 | 0 | 0 | 0 | 0 | 0 | 0 | 0 | 0 | 0 | 0 | 0 | 0 | 0 | 0 | 0 | 0 | 0 | 0 | 0 | 0 | 0 | 0 | 0 | 0
| < Other risk - enter description > |  |  | 2023-12-31 | 0 | 0 | 0 | 0 | 0 | 0 | 0 | 0 | 0 | 0 | 0 | 0 | 0 | 0 | 0 | 0 | 0 | 0 | 0 | 0 | 0 | 0 | 0 | 0 | 0
| < Other risk - enter description > |  |  | 2023-12-31 | 0 | 0 | 0 | 0 | 0 | 0 | 0 | 0 | 0 | 0 | 0 | 0 | 0 | 0 | 0 | 0 | 0 | 0 | 0 | 0 | 0 | 0 | 0 | 0 | 0
| Total risk cost |  |  |  | 0 | 0 | 0 | 0 | 0 | 0 | 0 | 0 | 0 | 0 | 0 | 0 | 0 | 0 | 0 | 0 | 0 | 0 | 0 | 0 | 0 | 0 | 0 | 0 | 0
OTHER BENEFITS
| Reduction in CO2 emissions |  |  | MWh | 0 | 0 | 0 | 0 | 0 | 0 | 0 | 0 | 0 | 0 | 0 | 0 | 0 | 0 | 0 | 0 | 0 | 0 | 0 | 0 | 0 | 0 | 0 | 0 | 0
| Value of reduction in CO2 emissions |  |  | $ | 0 | 0 | 0 | 0 | 0 | 0 | 0 | 0 | 0 | 0 | 0 | 0 | 0 | 0 | 0 | 0 | 0 | 0 | 0 | 0 | 0 | 0 | 0 | 0 | 0
| Reliability in worst-served areas | $/MWh | 151432.8174 | MWh | 0 | 0 | 0 | 0 | 0 | 0 | 0 | 0 | 0 | 0 | 0 | 0 | 0 | 0 | 0 | 0 | 0 | 0 | 0 | 0 | 0 | 0 | 0 | 0 | 0
| Network resilience | $/MWh | 24590 | MWh | 0 | 0 | 0 | 0 | 0 | 0 | 0 | 0 | 0 | 0 | 0 | 0 | 0 | 0 | 0 | 0 | 0 | 0 | 0 | 0 | 0 | 0 | 0 | 0 | 0
| Enabling solar exports | $/MWh | 88.3577 | MWh | 0 | 0 | 0 | 0 | 0 | 0 | 0 | 0 | 0 | 0 | 0 | 0 | 0 | 0 | 0 | 0 | 0 | 0 | 0 | 0 | 0 | 0 | 0 | 0 | 0
| Aesthetics | $/customer | 0 | customers | 0 | 0 | 0 | 0 | 0 | 0 | 0 | 0 | 0 | 0 | 0 | 0 | 0 | 0 | 0 | 0 | 0 | 0 | 0 | 0 | 0 | 0 | 0 | 0 | 0
| Customer value of time (res) | $/customer min | 0.35181 | mins | 0 | 0 | 0 | 0 | 0 | 0 | 0 | 0 | 0 | 0 | 0 | 0 | 0 | 0 | 0 | 0 | 0 | 0 | 0 | 0 | 0 | 0 | 0 | 0 | 0
| Customer value of time (bus) | $/customer min | 0.35181 | mins | 0 | 0 | 0 | 0 | 0 | 0 | 0 | 0 | 0 | 0 | 0 | 0 | 0 | 0 | 0 | 0 | 0 | 0 | 0 | 0 | 0 | 0 | 0 | 0 | 0
| Communication | $/customer | 0 | customers | 0 | 0 | 0 | 0 | 0 | 0 | 0 | 0 | 0 | 0 | 0 | 0 | 0 | 0 | 0 | 0 | 0 | 0 | 0 | 0 | 0 | 0 | 0 | 0 | 0
| Information accessibility | $/customer | 0 | customers | 0 | 0 | 0 | 0 | 0 | 0 | 0 | 0 | 0 | 0 | 0 | 0 | 0 | 0 | 0 | 0 | 0 | 0 | 0 | 0 | 0 | 0 | 0 | 0 | 0
| Other benefits 1 |  |  | 2023-12-31 | 0 | 0 | 0 | 0 | 0 | 0 | 0 | 0 | 0 | 0 | 0 | 0 | 0 | 0 | 0 | 0 | 0 | 0 | 0 | 0 | 0 | 0 | 0 | 0 | 0
| Other benefits 2 |  |  | 2023-12-31 | 0 | 0 | 0 | 0 | 0 | 0 | 0 | 0 | 0 | 0 | 0 | 0 | 0 | 0 | 0 | 0 | 0 | 0 | 0 | 0 | 0 | 0 | 0 | 0 | 0
| Total other benefits |  |  | 2023-12-31 | 0 | 0 | 0 | 0 | 0 | 0 | 0 | 0 | 0 | 0 | 0 | 0 | 0 | 0 | 0 | 0 | 0 | 0 | 0 | 0 | 0 | 0 | 0 | 0 | 0
SUMMARY
| Risks mitigated vs base case |  |  | 2023-12-31 | 0 | 0 | 0 | 0 | 0 | 0 | 0 | 0 | 0 | 0 | 0 | 0 | 0 | 0 | 0 | 0 | 0 | 0 | 0 | 0 | 0 | 0 | 0 | 0 | 0
Capital expenditure
| < Enter description > |  |  | 2023-12-31 | 0 | 0 | 0 | 0 | 0 | 0 | 0 | 0 | 0 | 0 | 0 | 0 | 0 | 0 | 0 | 0 | 0 | 0 | 0 | 0 | 0 | 0 | 0 | 0 | 0
| < Enter description > |  |  | 2023-12-31 | 0 | 0 | 0 | 0 | 0 | 0 | 0 | 0 | 0 | 0 | 0 | 0 | 0 | 0 | 0 | 0 | 0 | 0 | 0 | 0 | 0 | 0 | 0 | 0 | 0
| < Enter description > |  |  | 2023-12-31 | 0 | 0 | 0 | 0 | 0 | 0 | 0 | 0 | 0 | 0 | 0 | 0 | 0 | 0 | 0 | 0 | 0 | 0 | 0 | 0 | 0 | 0 | 0 | 0 | 0
Cumulative capex
| < Enter description > |  |  | 2023-12-31 | 0 | 0 | 0 | 0 | 0 | 0 | 0 | 0 | 0 | 0 | 0 | 0 | 0 | 0 | 0 | 0 | 0 | 0 | 0 | 0 | 0 | 0 | 0 | 0 | 0
| < Enter description > |  |  | 2023-12-31 | 0 | 0 | 0 | 0 | 0 | 0 | 0 | 0 | 0 | 0 | 0 | 0 | 0 | 0 | 0 | 0 | 0 | 0 | 0 | 0 | 0 | 0 | 0 | 0 | 0
| < Enter description > |  |  | 2023-12-31 | 0 | 0 | 0 | 0 | 0 | 0 | 0 | 0 | 0 | 0 | 0 | 0 | 0 | 0 | 0 | 0 | 0 | 0 | 0 | 0 | 0 | 0 | 0 | 0 | 0
Annualised capex
| Annualised capex - < Enter description > |  |  | 2023-12-31 | 0 | 0 | 0 | 0 | 0 | 0 | 0 | 0 | 0 | 0 | 0 | 0 | 0 | 0 | 0 | 0 | 0 | 0 | 0 | 0 | 0 | 0 | 0 | 0 | 0
| Annualised capex - < Enter description > |  |  | 2023-12-31 | 0 | 0 | 0 | 0 | 0 | 0 | 0 | 0 | 0 | 0 | 0 | 0 | 0 | 0 | 0 | 0 | 0 | 0 | 0 | 0 | 0 | 0 | 0 | 0 | 0
| Annualised capex - < Enter description > |  |  | 2023-12-31 | 0 | 0 | 0 | 0 | 0 | 0 | 0 | 0 | 0 | 0 | 0 | 0 | 0 | 0 | 0 | 0 | 0 | 0 | 0 | 0 | 0 | 0 | 0 | 0 | 0
| Total annualised capex |  |  | 2023-12-31 | 0 | 0 | 0 | 0 | 0 | 0 | 0 | 0 | 0 | 0 | 0 | 0 | 0 | 0 | 0 | 0 | 0 | 0 | 0 | 0 | 0 | 0 | 0 | 0 | 0
| Annualised capex |  |  | 2023-12-31 | 0 | 0 | 0 | 0 | 0 | 0 | 0 | 0 | 0 | 0 | 0 | 0 | 0 | 0 | 0 | 0 | 0 | 0 | 0 | 0 | 0 | 0 | 0 | 0 | 0
| Operating expenditure |  |  | 2023-12-31 | 0 | 0 | 0 | 0 | 0 | 0 | 0 | 0 | 0 | 0 | 0 | 0 | 0 | 0 | 0 | 0 | 0 | 0 | 0 | 0 | 0 | 0 | 0 | 0 | 0
| Risk mitigated |  |  | 2023-12-31 | 0 | 0 | 0 | 0 | 0 | 0 | 0 | 0 | 0 | 0 | 0 | 0 | 0 | 0 | 0 | 0 | 0 | 0 | 0 | 0 | 0 | 0 | 0 | 0 | 0
| Other benefits value |  |  | 2023-12-31 | 0 | 0 | 0 | 0 | 0 | 0 | 0 | 0 | 0 | 0 | 0 | 0 | 0 | 0 | 0 | 0 | 0 | 0 | 0 | 0 | 0 | 0 | 0 | 0 | 0
| Net benefits |  |  | 2023-12-31 | 0 | 0 | 0 | 0 | 0 | 0 | 0 | 0 | 0 | 0 | 0 | 0 | 0 | 0 | 0 | 0 | 0 | 0 | 0 | 0 | 0 | 0 | 0 | 0 | 0
| First capex year |  |  | 0
| First year |  |  | Not used
SENSITIVITIES
NPV | Net benefits |  |  | Option 4NPV | 0 | 0 | 0 | 0 | 0 | 0 | 0 | 0 | 0 | 0 | 0 | 0 | 0 | 0 | 0 | 0 | 0 | 0 | 0 | 0 | 0 | 0 | 0 | 0 | 0
| Total annualised capex |  |  |  | 0 | 0 | 0 | 0 | 0 | 0 | 0 | 0 | 0 | 0 | 0 | 0 | 0 | 0 | 0 | 0 | 0 | 0 | 0 | 0 | 0 | 0 | 0 | 0 | 0
| Total benefits |  |  |  | 0 | 0 | 0 | 0 | 0 | 0 | 0 | 0 | 0 | 0 | 0 | 0 | 0 | 0 | 0 | 0 | 0 | 0 | 0 | 0 | 0 | 0 | 0 | 0 | 0
|  | Capex | Total benefits
sens1 | Capex 10% higher | 10% | 0% | Option 4sens1 | 0 | 0 | 0 | 0 | 0 | 0 | 0 | 0 | 0 | 0 | 0 | 0 | 0 | 0 | 0 | 0 | 0 | 0 | 0 | 0 | 0 | 0 | 0 | 0 | 0
sens2 | Capex 10% lower | -10% | 0% | Option 4sens2 | 0 | 0 | 0 | 0 | 0 | 0 | 0 | 0 | 0 | 0 | 0 | 0 | 0 | 0 | 0 | 0 | 0 | 0 | 0 | 0 | 0 | 0 | 0 | 0 | 0
sens3 | Total benefits 10% higher | 0% | 10% | Option 4sens3 | 0 | 0 | 0 | 0 | 0 | 0 | 0 | 0 | 0 | 0 | 0 | 0 | 0 | 0 | 0 | 0 | 0 | 0 | 0 | 0 | 0 | 0 | 0 | 0 | 0
sens4 | Total benefits 10% lower | 0% | -10% | Option 4sens4 | 0 | 0 | 0 | 0 | 0 | 0 | 0 | 0 | 0 | 0 | 0 | 0 | 0 | 0 | 0 | 0 | 0 | 0 | 0 | 0 | 0 | 0 | 0 | 0 | 0
sens5 | Capex 10% higher & Total benefits 10% lower | 10% | -10% | Option 4sens5 | 0 | 0 | 0 | 0 | 0 | 0 | 0 | 0 | 0 | 0 | 0 | 0 | 0 | 0 | 0 | 0 | 0 | 0 | 0 | 0 | 0 | 0 | 0 | 0 | 0
sens | 0 | 0% | 0% | Option 4sens | 0 | 0 | 0 | 0 | 0 | 0 | 0 | 0 | 0 | 0 | 0 | 0 | 0 | 0 | 0 | 0 | 0 | 0 | 0 | 0 | 0 | 0 | 0 | 0 | 0
sens | 0 | 0% | 0% | Option 4sens | 0 | 0 | 0 | 0 | 0 | 0 | 0 | 0 | 0 | 0 | 0 | 0 | 0 | 0 | 0 | 0 | 0 | 0 | 0 | 0 | 0 | 0 | 0 | 0 | 0
sens | 0 | 0% | 0% | Option 4sens | 0 | 0 | 0 | 0 | 0 | 0 | 0 | 0 | 0 | 0 | 0 | 0 | 0 | 0 | 0 | 0 | 0 | 0 | 0 | 0 | 0 | 0 | 0 | 0 | 0

## Option5
Powercor
Melton new feeder
OPTION 5 | 0
Not used
Count |  |  |  |  | 1 | 2 | 3 | 4 | 5 | 6 | 7 | 8 | 9 | 10 | 11 | 12 | 13 | 14 | 15 | 16 | 17 | 18 | 19 | 20 | 21 | 22 | 23 | 24 | 25
Value of CO2 reductions |  |  |  | $/MWh | 24.7305 | 22.3407 | 20.1963 | 18.0629 | 15.9134 | 13.7151 | 13.7151 | 13.7151 | 13.7151 | 13.7151 | 13.7151 | 13.7151 | 13.7151 | 13.7151 | 13.7151 | 13.7151 | 13.7151 | 13.7151 | 13.7151 | 13.7151 | 13.7151 | 13.7151 | 13.7151 | 13.7151 | 13.7151
|  |  |  | Units | 2026-27 | 2027-28 | 2028-29 | 2029-30 | 2030-31 | 2031-32 | 2032-33 | 2033-34 | 2034-35 | 2035-36 | 2036-37 | 2037-38 | 2038-39 | 2039-40 | 2040-41 | 2041-42 | 2042-43 | 2043-44 | 2044-45 | 2045-46 | 2046-47 | 2047-48 | 2048-49 | 2049-50 | 2050-51
INVESTMENT & OPERATING COST
| Capex |  | Asset life (yrs)
| < Enter description > |  | 0 | 2023-12-31 | 0 | 0 | 0 | 0 | 0 | 0 | 0 | 0 | 0 | 0 | 0 | 0 | 0 | 0 | 0 | 0 | 0 | 0 | 0 | 0 | 0 | 0 | 0 | 0 | 0
| < Enter description > |  | 0 | 2023-12-31 | 0 | 0 | 0 | 0 | 0 | 0 | 0 | 0 | 0 | 0 | 0 | 0 | 0 | 0 | 0 | 0 | 0 | 0 | 0 | 0 | 0 | 0 | 0 | 0 | 0
| < Enter description > |  | 0 | 2023-12-31 | 0 | 0 | 0 | 0 | 0 | 0 | 0 | 0 | 0 | 0 | 0 | 0 | 0 | 0 | 0 | 0 | 0 | 0 | 0 | 0 | 0 | 0 | 0 | 0 | 0
| Capital expenditure |  |  | 2023-12-31 | 0 | 0 | 0 | 0 | 0 | 0 | 0 | 0 | 0 | 0 | 0 | 0 | 0 | 0 | 0 | 0 | 0 | 0 | 0 | 0 | 0 | 0 | 0 | 0 | 0
| Operating expenditure |  |  | 2023-12-31 | 0 | 0 | 0 | 0 | 0 | 0 | 0 | 0 | 0 | 0 | 0 | 0 | 0 | 0 | 0 | 0 | 0 | 0 | 0 | 0 | 0 | 0 | 0 | 0 | 0
RISK ASSUMPTIONS
| PoF (major) |  |  |  | 0 | 0 | 0 | 0 | 0 | 0 | 0 | 0 | 0 | 0 | 0 | 0 | 0 | 0 | 0 | 0 | 0 | 0 | 0 | 0 | 0 | 0 | 0 | 0 | 0
| PoF (reparable) |  |  |  | 0 | 0 | 0 | 0 | 0 | 0 | 0 | 0 | 0 | 0 | 0 | 0 | 0 | 0 | 0 | 0 | 0 | 0 | 0 | 0 | 0 | 0 | 0 | 0 | 0
| Energy at risk (weighted) |  |  | MWh | 0 | 0 | 0 | 0 | 0 | 0 | 0 | 0 | 0 | 0 | 0 | 0 | 0 | 0 | 0 | 0 | 0 | 0 | 0 | 0 | 0 | 0 | 0 | 0 | 0
| Energy at risk value | $/MWh | 39317.7095 | 2023-12-31 | 0 | 0 | 0 | 0 | 0 | 0 | 0 | 0 | 0 | 0 | 0 | 0 | 0 | 0 | 0 | 0 | 0 | 0 | 0 | 0 | 0 | 0 | 0 | 0 | 0
| Safety consequence | (after DF) |  | 2023-12-31 | 0 | 0 | 0 | 0 | 0 | 0 | 0 | 0 | 0 | 0 | 0 | 0 | 0 | 0 | 0 | 0 | 0 | 0 | 0 | 0 | 0 | 0 | 0 | 0 | 0
| Unplanned replacements |  |  | 2023-12-31 | 0 | 0 | 0 | 0 | 0 | 0 | 0 | 0 | 0 | 0 | 0 | 0 | 0 | 0 | 0 | 0 | 0 | 0 | 0 | 0 | 0 | 0 | 0 | 0 | 0
| Environmental consequence | (after DF) |  | 2023-12-31 | 0 | 0 | 0 | 0 | 0 | 0 | 0 | 0 | 0 | 0 | 0 | 0 | 0 | 0 | 0 | 0 | 0 | 0 | 0 | 0 | 0 | 0 | 0 | 0 | 0
| < Other risk - enter description > |  |  | 2023-12-31 | 0 | 0 | 0 | 0 | 0 | 0 | 0 | 0 | 0 | 0 | 0 | 0 | 0 | 0 | 0 | 0 | 0 | 0 | 0 | 0 | 0 | 0 | 0 | 0 | 0
| < Other risk - enter description > |  |  | 2023-12-31 | 0 | 0 | 0 | 0 | 0 | 0 | 0 | 0 | 0 | 0 | 0 | 0 | 0 | 0 | 0 | 0 | 0 | 0 | 0 | 0 | 0 | 0 | 0 | 0 | 0
| Total risk cost |  |  |  | 0 | 0 | 0 | 0 | 0 | 0 | 0 | 0 | 0 | 0 | 0 | 0 | 0 | 0 | 0 | 0 | 0 | 0 | 0 | 0 | 0 | 0 | 0 | 0 | 0
OTHER BENEFITS
| Reduction in CO2 emissions |  |  | MWh | 0 | 0 | 0 | 0 | 0 | 0 | 0 | 0 | 0 | 0 | 0 | 0 | 0 | 0 | 0 | 0 | 0 | 0 | 0 | 0 | 0 | 0 | 0 | 0 | 0
| Value of reduction in CO2 emissions |  |  | $ | 0 | 0 | 0 | 0 | 0 | 0 | 0 | 0 | 0 | 0 | 0 | 0 | 0 | 0 | 0 | 0 | 0 | 0 | 0 | 0 | 0 | 0 | 0 | 0 | 0
| Reliability in worst-served areas | $/MWh | 151432.8174 | MWh | 0 | 0 | 0 | 0 | 0 | 0 | 0 | 0 | 0 | 0 | 0 | 0 | 0 | 0 | 0 | 0 | 0 | 0 | 0 | 0 | 0 | 0 | 0 | 0 | 0
| Network resilience | $/MWh | 24590 | MWh | 0 | 0 | 0 | 0 | 0 | 0 | 0 | 0 | 0 | 0 | 0 | 0 | 0 | 0 | 0 | 0 | 0 | 0 | 0 | 0 | 0 | 0 | 0 | 0 | 0
| Enabling solar exports | $/MWh | 88.3577 | MWh | 0 | 0 | 0 | 0 | 0 | 0 | 0 | 0 | 0 | 0 | 0 | 0 | 0 | 0 | 0 | 0 | 0 | 0 | 0 | 0 | 0 | 0 | 0 | 0 | 0
| Aesthetics | $/customer | 0 | customers | 0 | 0 | 0 | 0 | 0 | 0 | 0 | 0 | 0 | 0 | 0 | 0 | 0 | 0 | 0 | 0 | 0 | 0 | 0 | 0 | 0 | 0 | 0 | 0 | 0
| Customer value of time (res) | $/customer min | 0.35181 | mins | 0 | 0 | 0 | 0 | 0 | 0 | 0 | 0 | 0 | 0 | 0 | 0 | 0 | 0 | 0 | 0 | 0 | 0 | 0 | 0 | 0 | 0 | 0 | 0 | 0
| Customer value of time (bus) | $/customer min | 0.35181 | mins | 0 | 0 | 0 | 0 | 0 | 0 | 0 | 0 | 0 | 0 | 0 | 0 | 0 | 0 | 0 | 0 | 0 | 0 | 0 | 0 | 0 | 0 | 0 | 0 | 0
| Communication | $/customer | 0 | customers | 0 | 0 | 0 | 0 | 0 | 0 | 0 | 0 | 0 | 0 | 0 | 0 | 0 | 0 | 0 | 0 | 0 | 0 | 0 | 0 | 0 | 0 | 0 | 0 | 0
| Information accessibility | $/customer | 0 | customers | 0 | 0 | 0 | 0 | 0 | 0 | 0 | 0 | 0 | 0 | 0 | 0 | 0 | 0 | 0 | 0 | 0 | 0 | 0 | 0 | 0 | 0 | 0 | 0 | 0
| Other benefits 1 |  |  | 2023-12-31 | 0 | 0 | 0 | 0 | 0 | 0 | 0 | 0 | 0 | 0 | 0 | 0 | 0 | 0 | 0 | 0 | 0 | 0 | 0 | 0 | 0 | 0 | 0 | 0 | 0
| Other benefits 2 |  |  | 2023-12-31 | 0 | 0 | 0 | 0 | 0 | 0 | 0 | 0 | 0 | 0 | 0 | 0 | 0 | 0 | 0 | 0 | 0 | 0 | 0 | 0 | 0 | 0 | 0 | 0 | 0
| Total other benefits |  |  | 2023-12-31 | 0 | 0 | 0 | 0 | 0 | 0 | 0 | 0 | 0 | 0 | 0 | 0 | 0 | 0 | 0 | 0 | 0 | 0 | 0 | 0 | 0 | 0 | 0 | 0 | 0
SUMMARY
| Risks mitigated vs base case |  |  | 2023-12-31 | 0 | 0 | 0 | 0 | 0 | 0 | 0 | 0 | 0 | 0 | 0 | 0 | 0 | 0 | 0 | 0 | 0 | 0 | 0 | 0 | 0 | 0 | 0 | 0 | 0
Capital expenditure
| < Enter description > |  |  | 2023-12-31 | 0 | 0 | 0 | 0 | 0 | 0 | 0 | 0 | 0 | 0 | 0 | 0 | 0 | 0 | 0 | 0 | 0 | 0 | 0 | 0 | 0 | 0 | 0 | 0 | 0
| < Enter description > |  |  | 2023-12-31 | 0 | 0 | 0 | 0 | 0 | 0 | 0 | 0 | 0 | 0 | 0 | 0 | 0 | 0 | 0 | 0 | 0 | 0 | 0 | 0 | 0 | 0 | 0 | 0 | 0
| < Enter description > |  |  | 2023-12-31 | 0 | 0 | 0 | 0 | 0 | 0 | 0 | 0 | 0 | 0 | 0 | 0 | 0 | 0 | 0 | 0 | 0 | 0 | 0 | 0 | 0 | 0 | 0 | 0 | 0
Cumulative capex
| < Enter description > |  |  | 2023-12-31 | 0 | 0 | 0 | 0 | 0 | 0 | 0 | 0 | 0 | 0 | 0 | 0 | 0 | 0 | 0 | 0 | 0 | 0 | 0 | 0 | 0 | 0 | 0 | 0 | 0
| < Enter description > |  |  | 2023-12-31 | 0 | 0 | 0 | 0 | 0 | 0 | 0 | 0 | 0 | 0 | 0 | 0 | 0 | 0 | 0 | 0 | 0 | 0 | 0 | 0 | 0 | 0 | 0 | 0 | 0
| < Enter description > |  |  | 2023-12-31 | 0 | 0 | 0 | 0 | 0 | 0 | 0 | 0 | 0 | 0 | 0 | 0 | 0 | 0 | 0 | 0 | 0 | 0 | 0 | 0 | 0 | 0 | 0 | 0 | 0
Annualised capex
| Annualised capex - < Enter description > |  |  | 2023-12-31 | 0 | 0 | 0 | 0 | 0 | 0 | 0 | 0 | 0 | 0 | 0 | 0 | 0 | 0 | 0 | 0 | 0 | 0 | 0 | 0 | 0 | 0 | 0 | 0 | 0
| Annualised capex - < Enter description > |  |  | 2023-12-31 | 0 | 0 | 0 | 0 | 0 | 0 | 0 | 0 | 0 | 0 | 0 | 0 | 0 | 0 | 0 | 0 | 0 | 0 | 0 | 0 | 0 | 0 | 0 | 0 | 0
| Annualised capex - < Enter description > |  |  | 2023-12-31 | 0 | 0 | 0 | 0 | 0 | 0 | 0 | 0 | 0 | 0 | 0 | 0 | 0 | 0 | 0 | 0 | 0 | 0 | 0 | 0 | 0 | 0 | 0 | 0 | 0
| Total annualised capex |  |  | 2023-12-31 | 0 | 0 | 0 | 0 | 0 | 0 | 0 | 0 | 0 | 0 | 0 | 0 | 0 | 0 | 0 | 0 | 0 | 0 | 0 | 0 | 0 | 0 | 0 | 0 | 0
| Annualised capex |  |  | 2023-12-31 | 0 | 0 | 0 | 0 | 0 | 0 | 0 | 0 | 0 | 0 | 0 | 0 | 0 | 0 | 0 | 0 | 0 | 0 | 0 | 0 | 0 | 0 | 0 | 0 | 0
| Operating expenditure |  |  | 2023-12-31 | 0 | 0 | 0 | 0 | 0 | 0 | 0 | 0 | 0 | 0 | 0 | 0 | 0 | 0 | 0 | 0 | 0 | 0 | 0 | 0 | 0 | 0 | 0 | 0 | 0
| Risk mitigated |  |  | 2023-12-31 | 0 | 0 | 0 | 0 | 0 | 0 | 0 | 0 | 0 | 0 | 0 | 0 | 0 | 0 | 0 | 0 | 0 | 0 | 0 | 0 | 0 | 0 | 0 | 0 | 0
| Other benefits value |  |  | 2023-12-31 | 0 | 0 | 0 | 0 | 0 | 0 | 0 | 0 | 0 | 0 | 0 | 0 | 0 | 0 | 0 | 0 | 0 | 0 | 0 | 0 | 0 | 0 | 0 | 0 | 0
| Net benefits |  |  | 2023-12-31 | 0 | 0 | 0 | 0 | 0 | 0 | 0 | 0 | 0 | 0 | 0 | 0 | 0 | 0 | 0 | 0 | 0 | 0 | 0 | 0 | 0 | 0 | 0 | 0 | 0
| First capex year |  |  | 0
| First year |  |  | Not used
SENSITIVITIES
NPV | Net benefits |  |  | Option 5NPV | 0 | 0 | 0 | 0 | 0 | 0 | 0 | 0 | 0 | 0 | 0 | 0 | 0 | 0 | 0 | 0 | 0 | 0 | 0 | 0 | 0 | 0 | 0 | 0 | 0
| Total annualised capex |  |  |  | 0 | 0 | 0 | 0 | 0 | 0 | 0 | 0 | 0 | 0 | 0 | 0 | 0 | 0 | 0 | 0 | 0 | 0 | 0 | 0 | 0 | 0 | 0 | 0 | 0
| Total benefits |  |  |  | 0 | 0 | 0 | 0 | 0 | 0 | 0 | 0 | 0 | 0 | 0 | 0 | 0 | 0 | 0 | 0 | 0 | 0 | 0 | 0 | 0 | 0 | 0 | 0 | 0
|  | Capex | Total benefits
sens1 | Capex 10% higher | 10% | 0% | Option 5sens1 | 0 | 0 | 0 | 0 | 0 | 0 | 0 | 0 | 0 | 0 | 0 | 0 | 0 | 0 | 0 | 0 | 0 | 0 | 0 | 0 | 0 | 0 | 0 | 0 | 0
sens2 | Capex 10% lower | -10% | 0% | Option 5sens2 | 0 | 0 | 0 | 0 | 0 | 0 | 0 | 0 | 0 | 0 | 0 | 0 | 0 | 0 | 0 | 0 | 0 | 0 | 0 | 0 | 0 | 0 | 0 | 0 | 0
sens3 | Total benefits 10% higher | 0% | 10% | Option 5sens3 | 0 | 0 | 0 | 0 | 0 | 0 | 0 | 0 | 0 | 0 | 0 | 0 | 0 | 0 | 0 | 0 | 0 | 0 | 0 | 0 | 0 | 0 | 0 | 0 | 0
sens4 | Total benefits 10% lower | 0% | -10% | Option 5sens4 | 0 | 0 | 0 | 0 | 0 | 0 | 0 | 0 | 0 | 0 | 0 | 0 | 0 | 0 | 0 | 0 | 0 | 0 | 0 | 0 | 0 | 0 | 0 | 0 | 0
sens5 | Capex 10% higher & Total benefits 10% lower | 10% | -10% | Option 5sens5 | 0 | 0 | 0 | 0 | 0 | 0 | 0 | 0 | 0 | 0 | 0 | 0 | 0 | 0 | 0 | 0 | 0 | 0 | 0 | 0 | 0 | 0 | 0 | 0 | 0
sens | 0 | 0% | 0% | Option 5sens | 0 | 0 | 0 | 0 | 0 | 0 | 0 | 0 | 0 | 0 | 0 | 0 | 0 | 0 | 0 | 0 | 0 | 0 | 0 | 0 | 0 | 0 | 0 | 0 | 0
sens | 0 | 0% | 0% | Option 5sens | 0 | 0 | 0 | 0 | 0 | 0 | 0 | 0 | 0 | 0 | 0 | 0 | 0 | 0 | 0 | 0 | 0 | 0 | 0 | 0 | 0 | 0 | 0 | 0 | 0
sens | 0 | 0% | 0% | Option 5sens | 0 | 0 | 0 | 0 | 0 | 0 | 0 | 0 | 0 | 0 | 0 | 0 | 0 | 0 | 0 | 0 | 0 | 0 | 0 | 0 | 0 | 0 | 0 | 0 | 0

## Consol
Powercor
Melton new feeder
CONSOLIDATED
Discount factor |  |  |  |  | 0 | 0.98295 | 0.94971 | 0.91759 | 0.88656 | 0.85658 | 0.82761 | 0.79963 | 0.77259 | 0.74646 | 0.72122 | 0.69683 | 0.67326 | 0.6505 | 0.6285 | 0.60725 | 0.58671 | 0.56687 | 0.5477 | 0.52918 | 0.51129 | 0.494 | 0.47729 | 0.46115 | 0.44556 | 0.43049
Count |  |  |  |  | 0 | 1 | 2 | 3 | 4 | 5 | 6 | 7 | 8 | 9 | 10 | 11 | 12 | 13 | 14 | 15 | 16 | 17 | 18 | 19 | 20 | 21 | 22 | 23 | 24 | 25
Analysis period |  |  |  |  | TRUE | TRUE | TRUE | TRUE | TRUE | TRUE | TRUE | TRUE | TRUE | TRUE | TRUE | TRUE | TRUE | TRUE | TRUE | TRUE | TRUE | TRUE | TRUE | TRUE | TRUE | TRUE | TRUE | TRUE | FALSE | FALSE
[5 empty] | 2026-06-30 | 2026-27 | 2027-28 | 2028-29 | 2029-30 | 2030-31 | 2031-32 | 2032-33 | 2033-34 | 2034-35 | 2035-36 | 2036-37 | 2037-38 | 2038-39 | 2039-40 | 2040-41 | 2041-42 | 2042-43 | 2043-44 | 2044-45 | 2045-46 | 2046-47 | 2047-48 | 2048-49 | 2049-50 | 2050-51
COSTS |  |  | PV
Option 1 (base case) | Energy at risk value | Option 1 (base case)Energy at risk value | 4619690.965 | 2026-06-30 |  | 0 | 563.1726 | 8444.3016 | 21223.2402 | 47550.2252 | 117945.9515 | 246655.9058 | 403629.6982 | 403629.6982 | 403629.6982 | 403629.6982 | 403629.6982 | 403629.6982 | 403629.6982 | 403629.6982 | 403629.6982 | 403629.6982 | 403629.6982 | 403629.6982 | 403629.6982 | 403629.6982 | 403629.6982 | 403629.6982 | 403629.6982 | 403629.6982
Option 1 (base case) | Capital expenditure | Option 1 (base case)Capital expenditure | 0 | 2026-06-30 |  | 0 | 0 | 0 | 0 | 0 | 0 | 0 | 0 | 0 | 0 | 0 | 0 | 0 | 0 | 0 | 0 | 0 | 0 | 0 | 0 | 0 | 0 | 0 | 0 | 0
Option 1 (base case) | Total risk cost | Option 1 (base case)Total risk cost | 4266093.6514 | 2026-06-30 |  | 0 | 563.1726 | 8444.3016 | 21223.2402 | 47550.2252 | 117945.9515 | 246655.9058 | 403629.6982 | 403629.6982 | 403629.6982 | 403629.6982 | 403629.6982 | 403629.6982 | 403629.6982 | 403629.6982 | 403629.6982 | 403629.6982 | 403629.6982 | 403629.6982 | 403629.6982 | 403629.6982 | 403629.6982 | 403629.6982 | 403629.6982 | 403629.6982
Option 1 (base case) |  | Option 1 (base case)
Option 1 (base case) | Annualised capex | Option 1 (base case)Annualised capex | 0 | 2026-06-30 |  | 0 | 0 | 0 | 0 | 0 | 0 | 0 | 0 | 0 | 0 | 0 | 0 | 0 | 0 | 0 | 0 | 0 | 0 | 0 | 0 | 0 | 0 | 0 | 0 | 0
Option 1 (base case) | Operating expenditure | Option 1 (base case)Operating expenditure | 0 | 2026-06-30 |  | 0 | 0 | 0 | 0 | 0 | 0 | 0 | 0 | 0 | 0 | 0 | 0 | 0 | 0 | 0 | 0 | 0 | 0 | 0 | 0 | 0 | 0 | 0 | 0 | 0
Option 1 (base case) | Risk mitigated | Option 1 (base case)Risk mitigated | 0 | 2026-06-30 |  | 0 | 0 | 0 | 0 | 0 | 0 | 0 | 0 | 0 | 0 | 0 | 0 | 0 | 0 | 0 | 0 | 0 | 0 | 0 | 0 | 0 | 0 | 0 | 0 | 0
Option 1 (base case) | Other benefits value | Option 1 (base case)Other benefits value | 0 | 2026-06-30 |  | 0 | 0 | 0 | 0 | 0 | 0 | 0 | 0 | 0 | 0 | 0 | 0 | 0 | 0 | 0 | 0 | 0 | 0 | 0 | 0 | 0 | 0 | 0 | 0 | 0
Option 1 (base case) | Net benefits | Option 1 (base case)Net benefits |  | 2026-06-30 |  | 0 | 0 | 0 | 0 | 0 | 0 | 0 | 0 | 0 | 0 | 0 | 0 | 0 | 0 | 0 | 0 | 0 | 0 | 0 | 0 | 0 | 0 | 0 | 0 | 0
Option 1 (base case) | NPV | Option 1 (base case)NPV | 0 | 2026-06-30
Option 1 (base case) | PV of costs | Option 1 (base case)PV of costs | 0 | 2026-06-30
Option 1 (base case) | PV of benefits | Option 1 (base case)PV of benefits | 0 | 2026-06-30
Option 2 | Energy at risk value | Option 2Energy at risk value | 67829.5857 | 2026-06-30 |  | 0 | 563.1726 | 8444.3016 | 21223.2402 | 47550.2252 | 0 | 0 | 0 | 0 | 0 | 0 | 0 | 0 | 0 | 0 | 0 | 0 | 0 | 0 | 0 | 0 | 0 | 0 | 0 | 0
Option 2 | Capital expenditure | Option 2Capital expenditure | -3394938.9245 | 2026-06-30 |  | 0 | 0 | 0 | -1947597.1312 | -1947597.1312 | 0 | 0 | 0 | 0 | 0 | 0 | 0 | 0 | 0 | 0 | 0 | 0 | 0 | 0 | 0 | 0 | 0 | 0 | 0 | 0
Option 2 | Total risk cost | Option 2Total risk cost | 67829.5857 | 2026-06-30 |  | 0 | 563.1726 | 8444.3016 | 21223.2402 | 47550.2252 | 0 | 0 | 0 | 0 | 0 | 0 | 0 | 0 | 0 | 0 | 0 | 0 | 0 | 0 | 0 | 0 | 0 | 0 | 0 | 0
Option 2 |  | Option 2
Option 2 | Annualised capex | Option 2Annualised capex | -1947350.0291 | 2026-06-30 |  | 0 | 0 | 0 | 0 | -83033.2904 | -166066.5809 | -166066.5809 | -166066.5809 | -166066.5809 | -166066.5809 | -166066.5809 | -166066.5809 | -166066.5809 | -166066.5809 | -166066.5809 | -166066.5809 | -166066.5809 | -166066.5809 | -166066.5809 | -166066.5809 | -166066.5809 | -166066.5809 | -166066.5809 | 0 | 0
Option 2 | Operating expenditure | Option 2Operating expenditure | 0 | 2026-06-30 |  | 0 | 0 | 0 | 0 | 0 | 0 | 0 | 0 | 0 | 0 | 0 | 0 | 0 | 0 | 0 | 0 | 0 | 0 | 0 | 0 | 0 | 0 | 0 | 0 | 0
Option 2 | Risk mitigated | Option 2Risk mitigated | 4198264.0657 | 2026-06-30 |  | 0 | 0 | 0 | 0 | 0 | 117945.9515 | 246655.9058 | 403629.6982 | 403629.6982 | 403629.6982 | 403629.6982 | 403629.6982 | 403629.6982 | 403629.6982 | 403629.6982 | 403629.6982 | 403629.6982 | 403629.6982 | 403629.6982 | 403629.6982 | 403629.6982 | 403629.6982 | 403629.6982 | 0 | 0
Option 2 | Other benefits value | Option 2Other benefits value | 0 | 2026-06-30 |  | 0 | 0 | 0 | 0 | 0 | 0 | 0 | 0 | 0 | 0 | 0 | 0 | 0 | 0 | 0 | 0 | 0 | 0 | 0 | 0 | 0 | 0 | 0 | 0 | 0
Option 2 | Net benefits | Option 2Net benefits |  | 2026-06-30 |  | 0 | 0 | 0 | 0 | -83033.2904 | -48120.6294 | 80589.3249 | 237563.1173 | 237563.1173 | 237563.1173 | 237563.1173 | 237563.1173 | 237563.1173 | 237563.1173 | 237563.1173 | 237563.1173 | 237563.1173 | 237563.1173 | 237563.1173 | 237563.1173 | 237563.1173 | 237563.1173 | 237563.1173 | 0 | 0
Option 2 | NPV | Option 2NPV | 2250914.0366 | 2026-06-30
Option 2 | PV of costs | Option 2PV of costs | -1947350.0291 | 2026-06-30
Option 2 | PV of benefits | Option 2PV of benefits | 4198264.0657 | 2026-06-30
Option 3 | Energy at risk value | Option 3Energy at risk value | 165443.3621 | 2026-06-30 |  | 0 | 563.1726 | 8444.3016 | 21223.2402 | 47550.2252 | 117945.9515 | 0 | 0 | 0 | 0 | 0 | 0 | 0 | 0 | 0 | 0 | 0 | 0 | 0 | 0 | 0 | 0 | 0 | 0 | 0
Option 3 | Capital expenditure | Option 3Capital expenditure | -58215326.4845 | 2026-06-30 |  | 0 | 0 | 0 | 0 | -34565659.5197 | -34565659.5197 | 0 | 0 | 0 | 0 | 0 | 0 | 0 | 0 | 0 | 0 | 0 | 0 | 0 | 0 | 0 | 0 | 0 | 0 | 0
Option 3 | Total risk cost | Option 3Total risk cost | 165443.3621 | 2026-06-30 |  | 0 | 563.1726 | 8444.3016 | 21223.2402 | 47550.2252 | 117945.9515 | 0 | 0 | 0 | 0 | 0 | 0 | 0 | 0 | 0 | 0 | 0 | 0 | 0 | 0 | 0 | 0 | 0 | 0 | 0
Option 3
Option 3 | Annualised capex | Option 3Annualised capex | -32079338.6662 | 2026-06-30 |  | 0 | 0 | 0 | 0 | 0 | -1473662.2889 | -2947324.5779 | -2947324.5779 | -2947324.5779 | -2947324.5779 | -2947324.5779 | -2947324.5779 | -2947324.5779 | -2947324.5779 | -2947324.5779 | -2947324.5779 | -2947324.5779 | -2947324.5779 | -2947324.5779 | -2947324.5779 | -2947324.5779 | -2947324.5779 | -2947324.5779 | 0 | 0
Option 3 | Operating expenditure | Option 3Operating expenditure | 0 | 2026-06-30 |  | 0 | 0 | 0 | 0 | 0 | 0 | 0 | 0 | 0 | 0 | 0 | 0 | 0 | 0 | 0 | 0 | 0 | 0 | 0 | 0 | 0 | 0 | 0 | 0 | 0
Option 3 | Risk mitigated | Option 3Risk mitigated | 4100650.2893 | 2026-06-30 |  | 0 | 0 | 0 | 0 | 0 | 0 | 246655.9058 | 403629.6982 | 403629.6982 | 403629.6982 | 403629.6982 | 403629.6982 | 403629.6982 | 403629.6982 | 403629.6982 | 403629.6982 | 403629.6982 | 403629.6982 | 403629.6982 | 403629.6982 | 403629.6982 | 403629.6982 | 403629.6982 | 0 | 0
Option 3 | Other benefits value | Option 3Other benefits value | 0 | 2026-06-30 |  | 0 | 0 | 0 | 0 | 0 | 0 | 0 | 0 | 0 | 0 | 0 | 0 | 0 | 0 | 0 | 0 | 0 | 0 | 0 | 0 | 0 | 0 | 0 | 0 | 0
Option 3 | Net benefits | Option 3Net benefits |  | 2026-06-30 |  | 0 | 0 | 0 | 0 | 0 | -1473662.2889 | -2700668.6721 | -2543694.8797 | -2543694.8797 | -2543694.8797 | -2543694.8797 | -2543694.8797 | -2543694.8797 | -2543694.8797 | -2543694.8797 | -2543694.8797 | -2543694.8797 | -2543694.8797 | -2543694.8797 | -2543694.8797 | -2543694.8797 | -2543694.8797 | -2543694.8797 | 0 | 0
Option 3 | NPV | Option 3NPV | -27978688.3769 | 2026-06-30
Option 3 | PV of costs | Option 3PV of costs | -32079338.6662 | 2026-06-30
Option 3 | PV of benefits | Option 3PV of benefits | 4100650.2893 | 2026-06-30
Option 4 | Energy at risk value | Option 4Energy at risk value | 0 | 2026-06-30 |  | 0 | 0 | 0 | 0 | 0 | 0 | 0 | 0 | 0 | 0 | 0 | 0 | 0 | 0 | 0 | 0 | 0 | 0 | 0 | 0 | 0 | 0 | 0 | 0 | 0
Option 4 | Capital expenditure | Option 4Capital expenditure | 0 | 2026-06-30 |  | 0 | 0 | 0 | 0 | 0 | 0 | 0 | 0 | 0 | 0 | 0 | 0 | 0 | 0 | 0 | 0 | 0 | 0 | 0 | 0 | 0 | 0 | 0 | 0 | 0
Option 4 | Total risk cost | Option 4Total risk cost | 0 | 2026-06-30 |  | 0 | 0 | 0 | 0 | 0 | 0 | 0 | 0 | 0 | 0 | 0 | 0 | 0 | 0 | 0 | 0 | 0 | 0 | 0 | 0 | 0 | 0 | 0 | 0 | 0
Option 4 |  | Option 4
Option 4 | Annualised capex | Option 4Annualised capex | 0 | 2026-06-30 |  | 0 | 0 | 0 | 0 | 0 | 0 | 0 | 0 | 0 | 0 | 0 | 0 | 0 | 0 | 0 | 0 | 0 | 0 | 0 | 0 | 0 | 0 | 0 | 0 | 0
Option 4 | Operating expenditure | Option 4Operating expenditure | 0 | 2026-06-30 |  | 0 | 0 | 0 | 0 | 0 | 0 | 0 | 0 | 0 | 0 | 0 | 0 | 0 | 0 | 0 | 0 | 0 | 0 | 0 | 0 | 0 | 0 | 0 | 0 | 0
Option 4 | Risk mitigated | Option 4Risk mitigated | 0 | 2026-06-30 |  | 0 | 0 | 0 | 0 | 0 | 0 | 0 | 0 | 0 | 0 | 0 | 0 | 0 | 0 | 0 | 0 | 0 | 0 | 0 | 0 | 0 | 0 | 0 | 0 | 0
Option 4 | Other benefits value | Option 4Other benefits value | 0 | 2026-06-30 |  | 0 | 0 | 0 | 0 | 0 | 0 | 0 | 0 | 0 | 0 | 0 | 0 | 0 | 0 | 0 | 0 | 0 | 0 | 0 | 0 | 0 | 0 | 0 | 0 | 0
Option 4 | Net benefits | Option 4Net benefits |  | 2026-06-30 |  | 0 | 0 | 0 | 0 | 0 | 0 | 0 | 0 | 0 | 0 | 0 | 0 | 0 | 0 | 0 | 0 | 0 | 0 | 0 | 0 | 0 | 0 | 0 | 0 | 0
Option 4 | NPV | Option 4NPV | 0 | 2026-06-30
Option 4 | PV of costs | Option 4PV of costs | 0 | 2026-06-30
Option 4 | PV of benefits | Option 4PV of benefits | 0 | 2026-06-30
Option 5 | Energy at risk value | Option 5Energy at risk value | 0 | 2026-06-30 |  | 0 | 0 | 0 | 0 | 0 | 0 | 0 | 0 | 0 | 0 | 0 | 0 | 0 | 0 | 0 | 0 | 0 | 0 | 0 | 0 | 0 | 0 | 0 | 0 | 0
Option 5 | Capital expenditure | Option 5Capital expenditure | 0 | 2026-06-30 |  | 0 | 0 | 0 | 0 | 0 | 0 | 0 | 0 | 0 | 0 | 0 | 0 | 0 | 0 | 0 | 0 | 0 | 0 | 0 | 0 | 0 | 0 | 0 | 0 | 0
Option 5 | Total risk cost | Option 5Total risk cost | 0 | 2026-06-30 |  | 0 | 0 | 0 | 0 | 0 | 0 | 0 | 0 | 0 | 0 | 0 | 0 | 0 | 0 | 0 | 0 | 0 | 0 | 0 | 0 | 0 | 0 | 0 | 0 | 0
Option 5 |  | Option 5
Option 5 | Annualised capex | Option 5Annualised capex | 0 | 2026-06-30 |  | 0 | 0 | 0 | 0 | 0 | 0 | 0 | 0 | 0 | 0 | 0 | 0 | 0 | 0 | 0 | 0 | 0 | 0 | 0 | 0 | 0 | 0 | 0 | 0 | 0
Option 5 | Operating expenditure | Option 5Operating expenditure | 0 | 2026-06-30 |  | 0 | 0 | 0 | 0 | 0 | 0 | 0 | 0 | 0 | 0 | 0 | 0 | 0 | 0 | 0 | 0 | 0 | 0 | 0 | 0 | 0 | 0 | 0 | 0 | 0
Option 5 | Risk mitigated | Option 5Risk mitigated | 0 | 2026-06-30 |  | 0 | 0 | 0 | 0 | 0 | 0 | 0 | 0 | 0 | 0 | 0 | 0 | 0 | 0 | 0 | 0 | 0 | 0 | 0 | 0 | 0 | 0 | 0 | 0 | 0
Option 5 | Other benefits value | Option 5Other benefits value | 0 | 2026-06-30 |  | 0 | 0 | 0 | 0 | 0 | 0 | 0 | 0 | 0 | 0 | 0 | 0 | 0 | 0 | 0 | 0 | 0 | 0 | 0 | 0 | 0 | 0 | 0 | 0 | 0
Option 5 | Net benefits | Option 5Net benefits |  | 2026-06-30 |  | 0 | 0 | 0 | 0 | 0 | 0 | 0 | 0 | 0 | 0 | 0 | 0 | 0 | 0 | 0 | 0 | 0 | 0 | 0 | 0 | 0 | 0 | 0 | 0 | 0
Option 5 | NPV | Option 5NPV | 0 | 2026-06-30
Option 5 | PV of costs | Option 5PV of costs | 0 | 2026-06-30
Option 5 | PV of benefits | Option 5PV of benefits | 0 | 2026-06-30
CHART DATA | [5 empty] | FY27 | FY28 | FY29 | FY30 | FY31 | FY32 | FY33 | FY34 | FY35 | FY36 | FY37 | FY38 | FY39 | FY40 | FY41 | FY42 | FY43 | FY44 | FY45 | FY46 | FY47 | FY48 | FY49 | FY50 | FY51
Option 2 | Annualised capex | -1 |  |  | Option 2 annualised capex | 0.16607 | 0.16607 | 0.16607 | 0.16607 | 0.16607 | 0.16607 | 0.16607 | 0.16607 | 0.16607 | 0.16607 | 0.16607 | 0.16607 | 0.16607 | 0.16607 | 0.16607 | 0.16607 | 0.16607 | 0.16607 | 0.16607 | 0.16607 | 0.16607 | 0.16607 | 0.16607 | 0 | 0
Option 1 (base case) | Total risk cost | 1 |  |  | Option 1 (base case) risk cost | 0 | 0.00056317 | 0.0084443 | 0.021223 | 0.04755 | 0.11795 | 0.24666 | 0.40363 | 0.40363 | 0.40363 | 0.40363 | 0.40363 | 0.40363 | 0.40363 | 0.40363 | 0.40363 | 0.40363 | 0.40363 | 0.40363 | 0.40363 | 0.40363 | 0.40363 | 0.40363 | 0.40363 | 0.40363
[6 empty] | FY27 | FY28 | FY29 | FY30 | FY31 | FY32 | FY33 | FY34 | FY35 | FY36 | FY37 | FY38 | FY39 | FY40 | FY41 | FY42 | FY43 | FY44 | FY45 | FY46 | FY47 | FY48 | FY49 | FY50 | FY51
Energy at risk | Energy at risk (weighted) | 9.2243 |  |  | Energy at risk energy at risk (weighted) | 0 | 0.01287 | 0.19298 | 0.48502 | 1.0867 | 2.6955 | 5.6369 | 9.2243 | 9.2243 | 9.2243 | 9.2243 | 9.2243 | 9.2243 | 9.2243 | 9.2243 | 9.2243 | 9.2243 | 9.2243 | 9.2243 | 9.2243 | 9.2243 | 9.2243 | 9.2243 | 9.2243 | 9.2243
Option 1 (base case) | Energy at risk value | 0.36268 |  |  | Option 1 (base case) risk cost | 0 | 0.00050603 | 0.0075876 | 0.01907 | 0.042726 | 0.10598 | 0.22163 | 0.36268 | 0.36268 | 0.36268 | 0.36268 | 0.36268 | 0.36268 | 0.36268 | 0.36268 | 0.36268 | 0.36268 | 0.36268 | 0.36268 | 0.36268 | 0.36268 | 0.36268 | 0.36268 | 0.36268 | 0.36268

## Sensitivity_calcs
Powercor
Melton new feeder
SENSITIVITY CALCULATIONS
Discount factor | [6 empty] | 0 | 0.98295 | 0.94971 | 0.91759 | 0.88656 | 0.85658 | 0.82761 | 0.79963 | 0.77259 | 0.74646 | 0.72122 | 0.69683 | 0.67326 | 0.6505 | 0.6285 | 0.60725 | 0.58671 | 0.56687 | 0.5477 | 0.52918 | 0.51129 | 0.494 | 0.47729 | 0.46115 | 0.44556 | 0.43049
Count | [6 empty] | 0 | 1 | 2 | 3 | 4 | 5 | 6 | 7 | 8 | 9 | 10 | 11 | 12 | 13 | 14 | 15 | 16 | 17 | 18 | 19 | 20 | 21 | 22 | 23 | 24 | 25
Analysis period | [6 empty] | 1 | 1 | 1 | 1 | 1 | 1 | 1 | 1 | 1 | 1 | 1 | 1 | 1 | 1 | 1 | 1 | 1 | 1 | 1 | 1 | 1 | 1 | 1 | 1 | 0 | 0
[7 empty] | 2026-06-30 | 2026-27 | 2027-28 | 2028-29 | 2029-30 | 2030-31 | 2031-32 | 2032-33 | 2033-34 | 2034-35 | 2035-36 | 2036-37 | 2037-38 | 2038-39 | 2039-40 | 2040-41 | 2041-42 | 2042-43 | 2043-44 | 2044-45 | 2045-46 | 2046-47 | 2047-48 | 2048-49 | 2049-50 | 2050-51
PV
[25 empty] | 237563.1173 | 237563.1173 | 237563.1173 | 237563.1173 | 237563.1173 | 0 | 0
OPTION 1 (base case) | NPV | Net benefits | OPTION 1 (base case)NPV |  | 0 |  | 0 | 0 | 0 | 0 | 0 | 0 | 0 | 0 | 0 | 0 | 0 | 0 | 0 | 0 | 0 | 0 | 0 | 0 | 0 | 0 | 0 | 0 | 0 | 0 | 0 | 0
OPTION 1 (base case) | sens1 | Capex 10% higher | OPTION 1 (base case)sens1 |  | 0 |  | 0 | 0 | 0 | 0 | 0 | 0 | 0 | 0 | 0 | 0 | 0 | 0 | 0 | 0 | 0 | 0 | 0 | 0 | 0 | 0 | 0 | 0 | 0 | 0 | 0 | 0
OPTION 1 (base case) | sens2 | Capex 10% lower | OPTION 1 (base case)sens2 |  | 0 |  | 0 | 0 | 0 | 0 | 0 | 0 | 0 | 0 | 0 | 0 | 0 | 0 | 0 | 0 | 0 | 0 | 0 | 0 | 0 | 0 | 0 | 0 | 0 | 0 | 0 | 0
OPTION 1 (base case) | sens3 | Total benefits 10% higher | OPTION 1 (base case)sens3 |  | 0 |  | 0 | 0 | 0 | 0 | 0 | 0 | 0 | 0 | 0 | 0 | 0 | 0 | 0 | 0 | 0 | 0 | 0 | 0 | 0 | 0 | 0 | 0 | 0 | 0 | 0 | 0
OPTION 1 (base case) | sens4 | Total benefits 10% lower | OPTION 1 (base case)sens4 |  | 0 |  | 0 | 0 | 0 | 0 | 0 | 0 | 0 | 0 | 0 | 0 | 0 | 0 | 0 | 0 | 0 | 0 | 0 | 0 | 0 | 0 | 0 | 0 | 0 | 0 | 0 | 0
OPTION 1 (base case) | sens5 | Capex 10% higher & Total benefits 10% lower | OPTION 1 (base case)sens5 |  | 0 |  | 0 | 0 | 0 | 0 | 0 | 0 | 0 | 0 | 0 | 0 | 0 | 0 | 0 | 0 | 0 | 0 | 0 | 0 | 0 | 0 | 0 | 0 | 0 | 0 | 0 | 0
OPTION 1 (base case) | sens | 0 | OPTION 1 (base case)sens |  | 0 |  | 0 | 0 | 0 | 0 | 0 | 0 | 0 | 0 | 0 | 0 | 0 | 0 | 0 | 0 | 0 | 0 | 0 | 0 | 0 | 0 | 0 | 0 | 0 | 0 | 0 | 0
OPTION 1 (base case) | sens | 0 | OPTION 1 (base case)sens |  | 0 |  | 0 | 0 | 0 | 0 | 0 | 0 | 0 | 0 | 0 | 0 | 0 | 0 | 0 | 0 | 0 | 0 | 0 | 0 | 0 | 0 | 0 | 0 | 0 | 0 | 0 | 0
OPTION 1 (base case) | sens | 0 | OPTION 1 (base case)sens |  | 0 |  | 0 | 0 | 0 | 0 | 0 | 0 | 0 | 0 | 0 | 0 | 0 | 0 | 0 | 0 | 0 | 0 | 0 | 0 | 0 | 0 | 0 | 0 | 0 | 0 | 0 | 0
Option 2 | NPV | Net benefits | Option 2NPV |  | 2250914.0366 |  | 0 | 0 | 0 | 0 | 0 | -83033.2904 | -48120.6294 | 80589.3249 | 237563.1173 | 237563.1173 | 237563.1173 | 237563.1173 | 237563.1173 | 237563.1173 | 237563.1173 | 237563.1173 | 237563.1173 | 237563.1173 | 237563.1173 | 237563.1173 | 237563.1173 | 237563.1173 | 237563.1173 | 237563.1173 | 0 | 0
Option 2 | sens1 | Capex 10% higher | Option 2sens1 |  | 2056179.0337 |  | 0 | 0 | 0 | 0 | 0 | -91336.6195 | -64727.2875 | 63982.6668 | 220956.4592 | 220956.4592 | 220956.4592 | 220956.4592 | 220956.4592 | 220956.4592 | 220956.4592 | 220956.4592 | 220956.4592 | 220956.4592 | 220956.4592 | 220956.4592 | 220956.4592 | 220956.4592 | 220956.4592 | 220956.4592 | 0 | 0
Option 2 | sens2 | Capex 10% lower | Option 2sens2 |  | 2445649.0395 |  | 0 | 0 | 0 | 0 | 0 | -74729.9614 | -31513.9713 | 97195.983 | 254169.7754 | 254169.7754 | 254169.7754 | 254169.7754 | 254169.7754 | 254169.7754 | 254169.7754 | 254169.7754 | 254169.7754 | 254169.7754 | 254169.7754 | 254169.7754 | 254169.7754 | 254169.7754 | 254169.7754 | 254169.7754 | 0 | 0
Option 2 | sens3 | Total benefits 10% higher | Option 2sens3 |  | 2670740.4432 |  | 0 | 0 | 0 | 0 | 0 | -83033.2904 | -36326.0342 | 105254.9154 | 277926.0871 | 277926.0871 | 277926.0871 | 277926.0871 | 277926.0871 | 277926.0871 | 277926.0871 | 277926.0871 | 277926.0871 | 277926.0871 | 277926.0871 | 277926.0871 | 277926.0871 | 277926.0871 | 277926.0871 | 277926.0871 | 0 | 0
Option 2 | sens4 | Total benefits 10% lower | Option 2sens4 |  | 1831087.63 |  | 0 | 0 | 0 | 0 | 0 | -83033.2904 | -59915.2245 | 55923.7343 | 197200.1475 | 197200.1475 | 197200.1475 | 197200.1475 | 197200.1475 | 197200.1475 | 197200.1475 | 197200.1475 | 197200.1475 | 197200.1475 | 197200.1475 | 197200.1475 | 197200.1475 | 197200.1475 | 197200.1475 | 197200.1475 | 0 | 0
Option 2 | sens5 | Capex 10% higher & Total benefits 10% lower | Option 2sens5 |  | 1636352.6271 |  | 0 | 0 | 0 | 0 | 0 | -91336.6195 | -76521.8826 | 39317.0762 | 180593.4894 | 180593.4894 | 180593.4894 | 180593.4894 | 180593.4894 | 180593.4894 | 180593.4894 | 180593.4894 | 180593.4894 | 180593.4894 | 180593.4894 | 180593.4894 | 180593.4894 | 180593.4894 | 180593.4894 | 180593.4894 | 0 | 0
Option 2 | sens | 0 | Option 2sens |  | 2250914.0366 |  | 0 | 0 | 0 | 0 | 0 | -83033.2904 | -48120.6294 | 80589.3249 | 237563.1173 | 237563.1173 | 237563.1173 | 237563.1173 | 237563.1173 | 237563.1173 | 237563.1173 | 237563.1173 | 237563.1173 | 237563.1173 | 237563.1173 | 237563.1173 | 237563.1173 | 237563.1173 | 237563.1173 | 237563.1173 | 0 | 0
Option 2 | sens | 0 | Option 2sens |  | 2250914.0366 |  | 0 | 0 | 0 | 0 | 0 | -83033.2904 | -48120.6294 | 80589.3249 | 237563.1173 | 237563.1173 | 237563.1173 | 237563.1173 | 237563.1173 | 237563.1173 | 237563.1173 | 237563.1173 | 237563.1173 | 237563.1173 | 237563.1173 | 237563.1173 | 237563.1173 | 237563.1173 | 237563.1173 | 237563.1173 | 0 | 0
Option 2 | sens | 0 | Option 2sens |  | 2250914.0366 |  | 0 | 0 | 0 | 0 | 0 | -83033.2904 | -48120.6294 | 80589.3249 | 237563.1173 | 237563.1173 | 237563.1173 | 237563.1173 | 237563.1173 | 237563.1173 | 237563.1173 | 237563.1173 | 237563.1173 | 237563.1173 | 237563.1173 | 237563.1173 | 237563.1173 | 237563.1173 | 237563.1173 | 237563.1173 | 0 | 0
[7 empty] | 0 | 0 | 0 | 0 | 0 | 0 | -1473662.2889 | -2700668.6721 | -2543694.8797 | -2543694.8797 | -2543694.8797 | -2543694.8797 | -2543694.8797 | -2543694.8797 | -2543694.8797 | -2543694.8797 | -2543694.8797 | -2543694.8797 | -2543694.8797 | -2543694.8797 | -2543694.8797 | -2543694.8797 | -2543694.8797 | -2543694.8797 | 0 | 0
Option 3 | NPV | Net benefits | Option 3NPV |  | -27978688.3769 |  | 0 | 0 | 0 | 0 | 0 | 0 | -1473662.2889 | -2700668.6721 | -2543694.8797 | -2543694.8797 | -2543694.8797 | -2543694.8797 | -2543694.8797 | -2543694.8797 | -2543694.8797 | -2543694.8797 | -2543694.8797 | -2543694.8797 | -2543694.8797 | -2543694.8797 | -2543694.8797 | -2543694.8797 | -2543694.8797 | -2543694.8797 | 0 | 0
Option 3 | sens1 | Capex 10% higher | Option 3sens1 |  | -31186622.2435 |  | 0 | 0 | 0 | 0 | 0 | 0 | -1621028.5178 | -2995401.1299 | -2838427.3374 | -2838427.3374 | -2838427.3374 | -2838427.3374 | -2838427.3374 | -2838427.3374 | -2838427.3374 | -2838427.3374 | -2838427.3374 | -2838427.3374 | -2838427.3374 | -2838427.3374 | -2838427.3374 | -2838427.3374 | -2838427.3374 | -2838427.3374 | 0 | 0
Option 3 | sens2 | Capex 10% lower | Option 3sens2 |  | -24770754.5103 |  | 0 | 0 | 0 | 0 | 0 | 0 | -1326296.06 | -2405936.2143 | -2248962.4219 | -2248962.4219 | -2248962.4219 | -2248962.4219 | -2248962.4219 | -2248962.4219 | -2248962.4219 | -2248962.4219 | -2248962.4219 | -2248962.4219 | -2248962.4219 | -2248962.4219 | -2248962.4219 | -2248962.4219 | -2248962.4219 | -2248962.4219 | 0 | 0
Option 3 | sens3 | Total benefits 10% higher | Option 3sens3 |  | -27568623.3479 |  | 0 | 0 | 0 | 0 | 0 | 0 | -1473662.2889 | -2676003.0815 | -2503331.9098 | -2503331.9098 | -2503331.9098 | -2503331.9098 | -2503331.9098 | -2503331.9098 | -2503331.9098 | -2503331.9098 | -2503331.9098 | -2503331.9098 | -2503331.9098 | -2503331.9098 | -2503331.9098 | -2503331.9098 | -2503331.9098 | -2503331.9098 | 0 | 0
Option 3 | sens4 | Total benefits 10% lower | Option 3sens4 |  | -28388753.4058 |  | 0 | 0 | 0 | 0 | 0 | 0 | -1473662.2889 | -2725334.2627 | -2584057.8495 | -2584057.8495 | -2584057.8495 | -2584057.8495 | -2584057.8495 | -2584057.8495 | -2584057.8495 | -2584057.8495 | -2584057.8495 | -2584057.8495 | -2584057.8495 | -2584057.8495 | -2584057.8495 | -2584057.8495 | -2584057.8495 | -2584057.8495 | 0 | 0
Option 3 | sens5 | Capex 10% higher & Total benefits 10% lower | Option 3sens5 |  | -31596687.2724 |  | 0 | 0 | 0 | 0 | 0 | 0 | -1621028.5178 | -3020066.7205 | -2878790.3073 | -2878790.3073 | -2878790.3073 | -2878790.3073 | -2878790.3073 | -2878790.3073 | -2878790.3073 | -2878790.3073 | -2878790.3073 | -2878790.3073 | -2878790.3073 | -2878790.3073 | -2878790.3073 | -2878790.3073 | -2878790.3073 | -2878790.3073 | 0 | 0
Option 3 | sens | 0 | Option 3sens |  | -27978688.3769 |  | 0 | 0 | 0 | 0 | 0 | 0 | -1473662.2889 | -2700668.6721 | -2543694.8797 | -2543694.8797 | -2543694.8797 | -2543694.8797 | -2543694.8797 | -2543694.8797 | -2543694.8797 | -2543694.8797 | -2543694.8797 | -2543694.8797 | -2543694.8797 | -2543694.8797 | -2543694.8797 | -2543694.8797 | -2543694.8797 | -2543694.8797 | 0 | 0
Option 3 | sens | 0 | Option 3sens |  | -27978688.3769 |  | 0 | 0 | 0 | 0 | 0 | 0 | -1473662.2889 | -2700668.6721 | -2543694.8797 | -2543694.8797 | -2543694.8797 | -2543694.8797 | -2543694.8797 | -2543694.8797 | -2543694.8797 | -2543694.8797 | -2543694.8797 | -2543694.8797 | -2543694.8797 | -2543694.8797 | -2543694.8797 | -2543694.8797 | -2543694.8797 | -2543694.8797 | 0 | 0
Option 3 | sens | 0 | Option 3sens |  | -27978688.3769 |  | 0 | 0 | 0 | 0 | 0 | 0 | -1473662.2889 | -2700668.6721 | -2543694.8797 | -2543694.8797 | -2543694.8797 | -2543694.8797 | -2543694.8797 | -2543694.8797 | -2543694.8797 | -2543694.8797 | -2543694.8797 | -2543694.8797 | -2543694.8797 | -2543694.8797 | -2543694.8797 | -2543694.8797 | -2543694.8797 | -2543694.8797 | 0 | 0
Option 4 | NPV | Net benefits | Option 4NPV |  | 0 |  | 0 | 0 | 0 | 0 | 0 | 0 | 0 | 0 | 0 | 0 | 0 | 0 | 0 | 0 | 0 | 0 | 0 | 0 | 0 | 0 | 0 | 0 | 0 | 0 | 0 | 0
Option 4 | sens1 | Capex 10% higher | Option 4sens1 |  | 0 |  | 0 | 0 | 0 | 0 | 0 | 0 | 0 | 0 | 0 | 0 | 0 | 0 | 0 | 0 | 0 | 0 | 0 | 0 | 0 | 0 | 0 | 0 | 0 | 0 | 0 | 0
Option 4 | sens2 | Capex 10% lower | Option 4sens2 |  | 0 |  | 0 | 0 | 0 | 0 | 0 | 0 | 0 | 0 | 0 | 0 | 0 | 0 | 0 | 0 | 0 | 0 | 0 | 0 | 0 | 0 | 0 | 0 | 0 | 0 | 0 | 0
Option 4 | sens3 | Total benefits 10% higher | Option 4sens3 |  | 0 |  | 0 | 0 | 0 | 0 | 0 | 0 | 0 | 0 | 0 | 0 | 0 | 0 | 0 | 0 | 0 | 0 | 0 | 0 | 0 | 0 | 0 | 0 | 0 | 0 | 0 | 0
Option 4 | sens4 | Total benefits 10% lower | Option 4sens4 |  | 0 |  | 0 | 0 | 0 | 0 | 0 | 0 | 0 | 0 | 0 | 0 | 0 | 0 | 0 | 0 | 0 | 0 | 0 | 0 | 0 | 0 | 0 | 0 | 0 | 0 | 0 | 0
Option 4 | sens5 | Capex 10% higher & Total benefits 10% lower | Option 4sens5 |  | 0 |  | 0 | 0 | 0 | 0 | 0 | 0 | 0 | 0 | 0 | 0 | 0 | 0 | 0 | 0 | 0 | 0 | 0 | 0 | 0 | 0 | 0 | 0 | 0 | 0 | 0 | 0
Option 4 | sens | 0 | Option 4sens |  | 0 |  | 0 | 0 | 0 | 0 | 0 | 0 | 0 | 0 | 0 | 0 | 0 | 0 | 0 | 0 | 0 | 0 | 0 | 0 | 0 | 0 | 0 | 0 | 0 | 0 | 0 | 0
Option 4 | sens | 0 | Option 4sens |  | 0 |  | 0 | 0 | 0 | 0 | 0 | 0 | 0 | 0 | 0 | 0 | 0 | 0 | 0 | 0 | 0 | 0 | 0 | 0 | 0 | 0 | 0 | 0 | 0 | 0 | 0 | 0
Option 4 | sens | 0 | Option 4sens |  | 0 |  | 0 | 0 | 0 | 0 | 0 | 0 | 0 | 0 | 0 | 0 | 0 | 0 | 0 | 0 | 0 | 0 | 0 | 0 | 0 | 0 | 0 | 0 | 0 | 0 | 0 | 0
Option 5 | NPV | Net benefits | Option 5NPV |  | 0 |  | 0 | 0 | 0 | 0 | 0 | 0 | 0 | 0 | 0 | 0 | 0 | 0 | 0 | 0 | 0 | 0 | 0 | 0 | 0 | 0 | 0 | 0 | 0 | 0 | 0 | 0
Option 5 | sens1 | Capex 10% higher | Option 5sens1 |  | 0 |  | 0 | 0 | 0 | 0 | 0 | 0 | 0 | 0 | 0 | 0 | 0 | 0 | 0 | 0 | 0 | 0 | 0 | 0 | 0 | 0 | 0 | 0 | 0 | 0 | 0 | 0
Option 5 | sens2 | Capex 10% lower | Option 5sens2 |  | 0 |  | 0 | 0 | 0 | 0 | 0 | 0 | 0 | 0 | 0 | 0 | 0 | 0 | 0 | 0 | 0 | 0 | 0 | 0 | 0 | 0 | 0 | 0 | 0 | 0 | 0 | 0
Option 5 | sens3 | Total benefits 10% higher | Option 5sens3 |  | 0 |  | 0 | 0 | 0 | 0 | 0 | 0 | 0 | 0 | 0 | 0 | 0 | 0 | 0 | 0 | 0 | 0 | 0 | 0 | 0 | 0 | 0 | 0 | 0 | 0 | 0 | 0
Option 5 | sens4 | Total benefits 10% lower | Option 5sens4 |  | 0 |  | 0 | 0 | 0 | 0 | 0 | 0 | 0 | 0 | 0 | 0 | 0 | 0 | 0 | 0 | 0 | 0 | 0 | 0 | 0 | 0 | 0 | 0 | 0 | 0 | 0 | 0
Option 5 | sens5 | Capex 10% higher & Total benefits 10% lower | Option 5sens5 |  | 0 |  | 0 | 0 | 0 | 0 | 0 | 0 | 0 | 0 | 0 | 0 | 0 | 0 | 0 | 0 | 0 | 0 | 0 | 0 | 0 | 0 | 0 | 0 | 0 | 0 | 0 | 0
Option 5 | sens | 0 | Option 5sens |  | 0 |  | 0 | 0 | 0 | 0 | 0 | 0 | 0 | 0 | 0 | 0 | 0 | 0 | 0 | 0 | 0 | 0 | 0 | 0 | 0 | 0 | 0 | 0 | 0 | 0 | 0 | 0
Option 5 | sens | 0 | Option 5sens |  | 0 |  | 0 | 0 | 0 | 0 | 0 | 0 | 0 | 0 | 0 | 0 | 0 | 0 | 0 | 0 | 0 | 0 | 0 | 0 | 0 | 0 | 0 | 0 | 0 | 0 | 0 | 0
Option 5 | sens | 0 | Option 5sens |  | 0 |  | 0 | 0 | 0 | 0 | 0 | 0 | 0 | 0 | 0 | 0 | 0 | 0 | 0 | 0 | 0 | 0 | 0 | 0 | 0 | 0 | 0 | 0 | 0 | 0 | 0 | 0
RESULTS
|  | 0 | 0 | 0 | 1 | 1 |  | 2028-29: #NAME?
|  | Option 1 (base case) | Option 2 | Option 3 | Option 4 | Option 5 |  | 2026-27: Max; 2028-29: Preferred
NPV | None | 0 | 2.2509 | -27.9787 |  |  |  | 2026-27: #NAME?; 2028-29: Option 2
sens1 | Capex 10% higher | 0 | 2.0562 | -31.1866 |  |  |  | 2026-27: #NAME?; 2028-29: Option 2
sens2 | Capex 10% lower | 0 | 2.4456 | -24.7708 |  |  |  | 2026-27: #NAME?; 2028-29: Option 2
sens3 | Total benefits 10% higher | 0 | 2.6707 | -27.5686 |  |  |  | 2026-27: #NAME?; 2028-29: Option 2
sens4 | Total benefits 10% lower | 0 | 1.8311 | -28.3888 |  |  |  | 2026-27: #NAME?; 2028-29: Option 2
sens5 | Capex 10% higher & Total benefits 10% lower | 0 | 1.6364 | -31.5967 |  |  |  | 2026-27: #NAME?; 2028-29: Option 2
sens | 0 | [6 empty] | 2026-27: #NAME?; 2028-29: #NAME?
sens | 0 | [6 empty] | 2026-27: #NAME?; 2028-29: #NAME?
sens | 0 | [6 empty] | 2026-27: #NAME?; 2028-29: #NAME?

## Misc_calcs
Powercor
Melton new feeder
ESCALATION & OTHER
| Year end |  |  | 2021-06-30 | 2022-06-30 | 2023-06-30 | 2024-06-30 | 2025-06-30 | 2026-06-30
| Actual/forecast CPI (June to June) |  |  | 0% | 0.8606% | 3.498% | 7.832% | 4.052% | 3%
| HY ending |  |  | 2021-06-30 | 2021-12-31 | 2022-06-30 | 2022-12-31 | 2023-06-30 | 2023-12-31 | 2024-06-30 | 2024-12-31 | 2025-06-30 | 2025-12-31 | 2026-06-30
| FY ending |  |  | 2021-06-30 | 2022-06-30 | 2022-06-30 | 2023-06-30 | 2023-06-30 | 2024-06-30 | 2024-06-30 | 2025-06-30 | 2025-06-30 | 2026-06-30 | 2026-06-30
| Actual/forecast CPI (June to June) |  |  | 0% | 0.8606% | 0.8606% | 3.498% | 3.498% | 7.832% | 7.832% | 4.052% | 4.052% | 3% | 3%
| Actual cumulative HY escalation |  |  | 1 | 1.0043 | 1.0086 | 1.0261 | 1.0439 | 1.084 | 1.1256 | 1.1482 | 1.1713 | 1.1887 | 1.2064
| Convert from input dollars | 2023-12-31 | 1.084
| To output dollars | 2026-06-30 | 1.2064
| Conversion from input dollars to output dollars |  | 1.1129
| Convert from VCR date | 2023-12-31 | 1.084
| To input dollars | 2023-12-31 | 1.084
| VCR escalation |  | 1
| Start_year | 2026-27
FIRST YEAR
| Option | First year | Option included
| Option 2 | 4 | TRUE
| Option 3 | 5 | TRUE
| Option 4 | Not used | FALSE
| Option 5 | Not used | FALSE
| First year | 4
FLAGS
| Option 1 (base case) | FALSE | FALSE
FALSE
FALSE
| Option 2 | FALSE | FALSE
FALSE
FALSE
| Option 3 | FALSE | FALSE
FALSE
FALSE
| Option 4 | FALSE | FALSE
FALSE
FALSE
| Option 5 | FALSE | FALSE
FALSE
FALSE
Message | !! Capex asset life required !!
!

## Data
Powercor
Melton new feeder
DATA
Options
|  | Not used | Text |  | Flags for compliance project
Option1 | Option 1 (base case) | FALSE |  | Option 1 (base case): No change to existing practices | FALSE
Option2 | Option 2 | FALSE |  |  | FALSE
Option3 | Option 3 | FALSE |  |  | FALSE
Option4 | Option 4 | TRUE | Not used |  | TRUE
Option5 | Option 5 | TRUE | Not used |  | TRUE
Compliance project |  |  | Yes | FALSE
No change to existing practices
Not applicable (compliance)
For conditional formatting of preferred option on Summary :
< Enter description >
Categories
Short categ
| Capital expenditure | -1
| Annualised capex | -1
| Operating expenditure | -1
| Risk mitigated | 1
| Other benefits value | 1
| Net benefits | 1
| Total risk cost | 1
Benefits
|  | Short categ | Flag to include | Units | Defined value
1 | Unserved energy | Energy | FALSE | MWh | FALSE
2 | Safety | Safety | FALSE | $ | TRUE
3 | Unplanned replacement | UnRepl | FALSE | $ | TRUE
4 | Bushfire | Fire | FALSE | $ | TRUE
5 | Reduction in CO2 emissions | Carbon | TRUE | MWh | FALSE
6 | Reliability in worst-served areas | Other | TRUE | MWh | FALSE
7 | Network resilience | Other | TRUE | MWh | FALSE
8 | Enabling solar exports | Other | TRUE | MWh | FALSE
9 | Aesthetics | Other | TRUE | Customers impacted | FALSE
10 | Customer value of time - residential | Other | TRUE | Customer minutes | FALSE
11 | Customer value of time - business | Other | TRUE | Customer minutes | FALSE
12 | Communication | Other | TRUE | Customers impacted | FALSE
13 | Information accessibility | Other | TRUE | Customers impacted | FALSE
Value of benefits
|  |  | CitiPower | Powercor | United Energy
| Reliability in worst-served areas | per MWh | 0 | 151432.8174 | 0
| Network resilience | per MWh | 0 | 24590 | 38560
| Enabling solar exports | per MWh | 4220.9954 | 88.3577 | 862.6028
| Aesthetics | per customer impacted | 0 | 0 | 0
| Customer value of time - residential | per minute customer time | 0.54769 | 0.35181 | 0.34751
| Customer value of time - business | per minute customer time | 0.54769 | 0.35181 | 0.34751
| Communication | per customer impacted | 0 | 0 | 0
| Information accessibility | per customer impacted | 0 | 0 | 0
Conversions
| thous_conv | 1000
| mill_conv | 1000000
Message
| Message | Enter asset life
Error message |  | Remove inputs prior to start year
Disproportionate factors applied to various bushfire and other risk valuations
| - Select - |  |  |  | 0
| Harm to property from network |  |  |  | 1
| Harm to property from bushfire |  |  |  | 1
| Harm to environment |  |  |  | 1
| Safety - Public trespass |  |  |  | 1
| Safety - Single fatality or serious injury ^ |  |  |  | 3
| Safety from bushfire in HBRA |  |  |  | 3
| Safety - Multiple fatality or serious injury ^ |  |  |  | 6
| Safety from bushfire (REFCL declared areas) |  |  |  | 6
| Safety from bushfire (electric line construction areas) |  |  |  | 10
Total annualised capex
Energy at risk value
Total other benefits
DROPDOWN LISTS
| Business |  |  |  | Type | Include | Dollar inputs - month |  |  | Not used options | Conversions | Dollar inputs - year | Compliance | Capex first year
| CitiPower | CP | CP: |  | - Select - | 0 | June | 6 | CY | Not used |  | 2026 | No | 2026-27
| Powercor | PA | PAL: |  | Capex | 1899-12-31 | December | 12 | FY |  |  | 2025 | Yes | 2025-26
| United Energy | UE | UE: |  | Opex | [6 empty] | 2024 |  | 2024-25
2023
2022
2021
2020