## Cover
Powercor
Regulatory proposal 2026-31
Wemen feeder works
| Model number: | 3.08
2025-01-31
12

## Summary
Powercor
Wemen Feeder Constraint
SUMMARY
RESULTS
|  |  |  | PV of costs | PV of benefits | NPV
| Option |  |  | 2026-06-30 | 2026-06-30 | 2026-06-30
| Option 1 (base case) | No change to existing practices |  | 0 | 0 | 0
| Option 2 | Augment WMN014 and utilise load transfers |  | -0.65823 | 268.355 | 267.6967
| Option 3 | < Enter description >
| Option 4 | < Enter description >
| Option 5 | < Enter description >
NPV
| Preferred option: |  |  | 2026-06-30
| Option 2 | Augment WMN014 and utilise load transfers |  | 267.6967
PREFERRED OPTION
Preferred Option
Option 2
| Expenditure forecast | 2026-06-30 | 2026-27 | 2027-28 | 2028-29 | 2029-30 | 2030-31 |  | Total
| Capital expenditure |  | 1.1457 | 0 | 0 | 0 | 0 |  | 1.1457
| Operating expenditure |  | 0 | 0 | 0 | 0 | 0 |  | 0
CHART
| Capex and risk ($M, 2026) |  | Value of expected unserved energy ($M, 2026)
SENSITIVITIES
| Sensitivity | 2026-06-30 | Option 1 (base case) | Option 2 | Option 3 | Option 4 | Option 5 |  | Preferred option
| None |  | 0 | 267.6967 |  |  |  |  | Option 2
| Capex 10% higher |  | 0 | 267.6309 |  |  |  |  | Option 2
| Capex 10% lower |  | 0 | 267.7626 |  |  |  |  | Option 2
| Total benefits 10% higher |  | 0 | 294.5322 |  |  |  |  | Option 2
| Total benefits 10% lower |  | 0 | 240.8612 |  |  |  |  | Option 2
| Capex 10% higher & Total benefits 10% lower |  | 0 | 240.7954 |  |  |  |  | Option 2
| 0 | [7 empty] | #NAME?
| 0 | [6 empty] | 0 | #NAME?
|  | 0 | [6 empty] | #NAME?
0

## Assumptions
Powercor
Wemen Feeder Constraint
Project
|  | Business: |  | Powercor
|  | Descripton: |  | Wemen Feeder Constraint
|  | Date of cost inputs: |  | December |  | 2023
|  | Option |  | Description
|  | Option 1 (base case) |  | No change to existing practices
|  | Option 2 |  | Augment WMN014 and utilise load transfers
|  | Option 3 |  | < Enter description >
|  | Option 4 |  | < Enter description >
|  | Option 5 |  | < Enter description >
|  | Compliance project |  | No
|  | Expenditure starts |  | 2026-27 | [start]
Timing & WACC
|  | Input dollars |  |  |  | 2023-12-31 | [input_dollars]
|  | Pre-tax real WACC |  |  |  | 3.5% | [real_disc]
|  | VCR date |  |  |  | 2023-12-31 | [vcr_date]
|  | Analysis period (years) |  |  |  | 20 | [years]\
|  | Output dollars |  |  |  | 2026-06-30 | [output_dollars]
|  | Other benefits date |  |  |  | 2023-06-30 | [custval_date]
|  | Value of CO2 reductions input date |  |  |  | 2023-06-30
VCR
|  | Enter ZSS code >> | eg. AR | WMN |  | Wemen | 61329.3035 | 2023 VCR ($/MWh)
Risks
SAFETY
|  | Value of statistical life |  |  |  | 5400000 | 2023-06-30
|  | Value of injury |  |  |  | 0 | 2023-12-31
Disproportionate factors applied to various bushfire and other risk valuations
|  | Harm to property from network |  |  |  | 1
|  | Harm to property from bushfire |  |  |  | 1
|  | Harm to environment |  |  |  | 1
|  | Safety - Public trespass |  |  |  | 1
|  | Safety - Single fatality or serious injury ^ |  |  |  | 3
|  | Safety from bushfire in HBRA |  |  |  | 3
|  | Safety - Multiple fatality or serious injury ^ |  |  |  | 6
|  | Safety from bushfire (REFCL declared areas) |  |  |  | 6
|  | Safety from bushfire (electric line construction areas) |  |  |  | 10
^ Public or employee
|  | Incident type |  |  |  | Value | Probability | DF selected | Description/comment
|  | Safety (fatality) |  |  |  | 5607473.5197 | 0 | 0 | 0
|  | Safety (injury) |  |  |  | 0 | 0 | 0 | 0
UNPLANNED REPLACEMENT/REPAIR
|  | Major failure (replace) |  |  |  | 0 | 2023-12-31
|  | Minor failure (repair) |  |  |  | 0 | 2023-12-31
|  | Premium for failure |  |  |  | 20%
Other benefits
| ENVIRONMENTAL | [8 empty] | 2026-27 | 2027-28 | 2028-29 | 2029-30 | 2030-31 | 2031-32
|  | Value of CO2 reductions |  |  |  |  | 2023-06-30 | $/kWh |  | 0.02473 | 0.022341 | 0.020196 | 0.018063 | 0.015913 | 0.013715
| CUSTOMER VALUE |  |  |  |  | Value
|  | Reliability in worst-served areas |  |  |  | 151432.8174 | 2023-06-30 | per MWh
|  | Network resilience |  |  |  | 24590 | 2023-06-30 | per MWh
|  | Enabling solar exports |  |  |  | 88.3577 | 2023-06-30 | per MWh
|  | Aesthetics |  |  |  | 0 | 2023-06-30 | per customer
|  | Customer value of time - residential |  |  |  | 0.35181 | 2023-06-30 | per customer minute
|  | Customer value of time - business |  |  |  | 0.35181 | 2023-06-30 | per customer minute
|  | Communication |  |  |  | 0 | 2023-06-30 | per customer
|  | Information accessibility |  |  |  | 0 | 2023-06-30 | per customer
Sensitivities
[6 empty] | Capex | Total benefits
| 1 | Capex 10% higher |  |  |  | 10% | 0%
| 2 | Capex 10% lower |  |  |  | -10% | 0%
| 3 | Total benefits 10% higher |  |  |  | 0% | 10%
| 4 | Total benefits 10% lower |  |  |  | 0% | -10%
| 5 | Capex 10% higher & Total benefits 10% lower |  |  |  | 10% | -10%

## Option1 (base case)
Powercor
Wemen Feeder Constraint
OPTION 1 (base case)
Count |  |  |  |  | 0 | 1 | 2 | 3 | 4 | 5 | 6 | 7 | 8 | 9 | 10 | 11 | 12 | 13 | 14 | 15 | 16 | 17 | 18 | 19 | 20 | 21 | 22 | 23 | 24 | 25
Value of CO2 reductions |  |  |  | $/MWh |  | 24.7305 | 22.3407 | 20.1963 | 18.0629 | 15.9134 | 13.7151 | 13.7151 | 13.7151 | 13.7151 | 13.7151 | 13.7151 | 13.7151 | 13.7151 | 13.7151 | 13.7151 | 13.7151 | 13.7151 | 13.7151 | 13.7151 | 13.7151 | 13.7151 | 13.7151 | 13.7151 | 13.7151 | 13.7151
|  |  |  | Units | 2026-06-30 | 2026-27 | 2027-28 | 2028-29 | 2029-30 | 2030-31 | 2031-32 | 2032-33 | 2033-34 | 2034-35 | 2035-36 | 2036-37 | 2037-38 | 2038-39 | 2039-40 | 2040-41 | 2041-42 | 2042-43 | 2043-44 | 2044-45 | 2045-46 | 2046-47 | 2047-48 | 2048-49 | 2049-50 | 2050-51
INVESTMENT & OPERATING COST
| Capex |  | Asset life (yrs)
| < Enter description > |  | 0 | 2023-12-31 |  | 0 | 0 | 0 | 0 | 0 | 0 | 0 | 0 | 0 | 0 | 0 | 0 | 0 | 0 | 0 | 0 | 0 | 0 | 0 | 0 | 0 | 0 | 0 | 0 | 0
| < Enter description > |  | 0 | 2023-12-31 |  | 0 | 0 | 0 | 0 | 0 | 0 | 0 | 0 | 0 | 0 | 0 | 0 | 0 | 0 | 0 | 0 | 0 | 0 | 0 | 0 | 0 | 0 | 0 | 0 | 0
| < Enter description > |  | 0 | 2023-12-31 |  | 0 | 0 | 0 | 0 | 0 | 0 | 0 | 0 | 0 | 0 | 0 | 0 | 0 | 0 | 0 | 0 | 0 | 0 | 0 | 0 | 0 | 0 | 0 | 0 | 0
| Capital expenditure |  |  | 2023-12-31 |  | 0 | 0 | 0 | 0 | 0 | 0 | 0 | 0 | 0 | 0 | 0 | 0 | 0 | 0 | 0 | 0 | 0 | 0 | 0 | 0 | 0 | 0 | 0 | 0 | 0
| Operating expenditure |  |  | 2023-12-31 |  | 0 | 0 | 0 | 0 | 0 | 0 | 0 | 0 | 0 | 0 | 0 | 0 | 0 | 0 | 0 | 0 | 0 | 0 | 0 | 0 | 0 | 0 | 0 | 0 | 0
RISK ASSUMPTIONS
| PoF (major) |  |  |  |  | 0 | 0 | 0 | 0 | 0 | 0 | 0 | 0 | 0 | 0 | 0 | 0 | 0 | 0 | 0 | 0 | 0 | 0 | 0 | 0 | 0 | 0 | 0 | 0 | 0
| PoF (reparable) |  |  |  |  | 0 | 0 | 0 | 0 | 0 | 0 | 0 | 0 | 0 | 0 | 0 | 0 | 0 | 0 | 0 | 0 | 0 | 0 | 0 | 0 | 0 | 0 | 0 | 0 | 0
| Energy at risk (weighted) |  |  | MWh |  | 139.34 | 169.16 | 194.27 | 203.77 | 218.89 | 262.77 | 321.55 | 333.81 | 333.81 | 333.81 | 333.81 | 333.81 | 333.81 | 333.81 | 333.81 | 333.81 | 333.81 | 333.81 | 333.81 | 333.81 | 333.81 | 333.81 | 333.81 | 333.81 | 333.81
| Energy at risk value | $/MWh | 61329.3035 | 2023-12-31 |  | 8545625.1471 | 10374464.9769 | 11914443.7873 | 12497072.1704 | 13424371.239 | 16115501.0758 | 19720437.5344 | 20472334.7951 | 20472334.7951 | 20472334.7951 | 20472334.7951 | 20472334.7951 | 20472334.7951 | 20472334.7951 | 20472334.7951 | 20472334.7951 | 20472334.7951 | 20472334.7951 | 20472334.7951 | 20472334.7951 | 20472334.7951 | 20472334.7951 | 20472334.7951 | 20472334.7951 | 20472334.7951
| Safety consequence | (after DF) |  | 2023-12-31 |  | 0 | 0 | 0 | 0 | 0 | 0 | 0 | 0 | 0 | 0 | 0 | 0 | 0 | 0 | 0 | 0 | 0 | 0 | 0 | 0 | 0 | 0 | 0 | 0 | 0
| Unplanned replacements |  |  | 2023-12-31 |  | 0 | 0 | 0 | 0 | 0 | 0 | 0 | 0 | 0 | 0 | 0 | 0 | 0 | 0 | 0 | 0 | 0 | 0 | 0 | 0 | 0 | 0 | 0 | 0 | 0
| Environmental consequence | (after DF) |  | 2023-12-31 |  | 0 | 0 | 0 | 0 | 0 | 0 | 0 | 0 | 0 | 0 | 0 | 0 | 0 | 0 | 0 | 0 | 0 | 0 | 0 | 0 | 0 | 0 | 0 | 0 | 0
| < Other risk - enter description > |  |  | 2023-12-31 |  | 0 | 0 | 0 | 0 | 0 | 0 | 0 | 0 | 0 | 0 | 0 | 0 | 0 | 0 | 0 | 0 | 0 | 0 | 0 | 0 | 0 | 0 | 0 | 0 | 0
| < Other risk - enter description > |  |  | 2023-12-31 |  | 0 | 0 | 0 | 0 | 0 | 0 | 0 | 0 | 0 | 0 | 0 | 0 | 0 | 0 | 0 | 0 | 0 | 0 | 0 | 0 | 0 | 0 | 0 | 0 | 0
| Total risk cost |  |  |  |  | 8545625.1471 | 10374464.9769 | 11914443.7873 | 12497072.1704 | 13424371.239 | 16115501.0758 | 19720437.5344 | 20472334.7951 | 20472334.7951 | 20472334.7951 | 20472334.7951 | 20472334.7951 | 20472334.7951 | 20472334.7951 | 20472334.7951 | 20472334.7951 | 20472334.7951 | 20472334.7951 | 20472334.7951 | 20472334.7951 | 20472334.7951 | 20472334.7951 | 20472334.7951 | 20472334.7951 | 20472334.7951
OTHER BENEFITS
| Reduction in CO2 emissions |  |  | MWh |  | 0 | 0 | 0 | 0 | 0 | 0 | 0 | 0 | 0 | 0 | 0 | 0 | 0 | 0 | 0 | 0 | 0 | 0 | 0 | 0 | 0 | 0 | 0 | 0 | 0
| Value of reduction in CO2 emissions |  |  | $ |  | 0 | 0 | 0 | 0 | 0 | 0 | 0 | 0 | 0 | 0 | 0 | 0 | 0 | 0 | 0 | 0 | 0 | 0 | 0 | 0 | 0 | 0 | 0 | 0 | 0
| Reliability in worst-served areas | $/MWh | 151432.8174 | MWh |  | 0 | 0 | 0 | 0 | 0 | 0 | 0 | 0 | 0 | 0 | 0 | 0 | 0 | 0 | 0 | 0 | 0 | 0 | 0 | 0 | 0 | 0 | 0 | 0 | 0
| Network resilience | $/MWh | 24590 | MWh |  | 0 | 0 | 0 | 0 | 0 | 0 | 0 | 0 | 0 | 0 | 0 | 0 | 0 | 0 | 0 | 0 | 0 | 0 | 0 | 0 | 0 | 0 | 0 | 0 | 0
| Enabling solar exports | $/MWh | 88.3577 | MWh |  | 0 | 0 | 0 | 0 | 0 | 0 | 0 | 0 | 0 | 0 | 0 | 0 | 0 | 0 | 0 | 0 | 0 | 0 | 0 | 0 | 0 | 0 | 0 | 0 | 0
| Aesthetics | $/customer | 0 | customers |  | 0 | 0 | 0 | 0 | 0 | 0 | 0 | 0 | 0 | 0 | 0 | 0 | 0 | 0 | 0 | 0 | 0 | 0 | 0 | 0 | 0 | 0 | 0 | 0 | 0
| Customer value of time (res) | $/customer min | 0.35181 | mins |  | 0 | 0 | 0 | 0 | 0 | 0 | 0 | 0 | 0 | 0 | 0 | 0 | 0 | 0 | 0 | 0 | 0 | 0 | 0 | 0 | 0 | 0 | 0 | 0 | 0
| Customer value of time (bus) | $/customer min | 0.35181 | mins |  | 0 | 0 | 0 | 0 | 0 | 0 | 0 | 0 | 0 | 0 | 0 | 0 | 0 | 0 | 0 | 0 | 0 | 0 | 0 | 0 | 0 | 0 | 0 | 0 | 0
| Communication | $/customer | 0 | customers |  | 0 | 0 | 0 | 0 | 0 | 0 | 0 | 0 | 0 | 0 | 0 | 0 | 0 | 0 | 0 | 0 | 0 | 0 | 0 | 0 | 0 | 0 | 0 | 0 | 0
| Information accessibility | $/customer | 0 | customers |  | 0 | 0 | 0 | 0 | 0 | 0 | 0 | 0 | 0 | 0 | 0 | 0 | 0 | 0 | 0 | 0 | 0 | 0 | 0 | 0 | 0 | 0 | 0 | 0 | 0
| Other benefits 1 |  |  | 2023-12-31 |  | 0 | 0 | 0 | 0 | 0 | 0 | 0 | 0 | 0 | 0 | 0 | 0 | 0 | 0 | 0 | 0 | 0 | 0 | 0 | 0 | 0 | 0 | 0 | 0 | 0
| Other benefits 2 |  |  | 2023-12-31 |  | 0 | 0 | 0 | 0 | 0 | 0 | 0 | 0 | 0 | 0 | 0 | 0 | 0 | 0 | 0 | 0 | 0 | 0 | 0 | 0 | 0 | 0 | 0 | 0 | 0
| Total other benefits |  |  | 2023-12-31 |  | 0 | 0 | 0 | 0 | 0 | 0 | 0 | 0 | 0 | 0 | 0 | 0 | 0 | 0 | 0 | 0 | 0 | 0 | 0 | 0 | 0 | 0 | 0 | 0 | 0
SUMMARY
| Risks mitigated vs base case |  |  | 2023-12-31
Capital expenditure
| < Enter description > |  |  | 2023-12-31 |  | 0 | 0 | 0 | 0 | 0 | 0 | 0 | 0 | 0 | 0 | 0 | 0 | 0 | 0 | 0 | 0 | 0 | 0 | 0 | 0 | 0 | 0 | 0 | 0 | 0
| < Enter description > |  |  | 2023-12-31 |  | 0 | 0 | 0 | 0 | 0 | 0 | 0 | 0 | 0 | 0 | 0 | 0 | 0 | 0 | 0 | 0 | 0 | 0 | 0 | 0 | 0 | 0 | 0 | 0 | 0
| < Enter description > |  |  | 2023-12-31 |  | 0 | 0 | 0 | 0 | 0 | 0 | 0 | 0 | 0 | 0 | 0 | 0 | 0 | 0 | 0 | 0 | 0 | 0 | 0 | 0 | 0 | 0 | 0 | 0 | 0
Cumulative capex
| < Enter description > |  |  | 2023-12-31 |  | 0 | 0 | 0 | 0 | 0 | 0 | 0 | 0 | 0 | 0 | 0 | 0 | 0 | 0 | 0 | 0 | 0 | 0 | 0 | 0 | 0 | 0 | 0 | 0 | 0
| < Enter description > |  |  | 2023-12-31 |  | 0 | 0 | 0 | 0 | 0 | 0 | 0 | 0 | 0 | 0 | 0 | 0 | 0 | 0 | 0 | 0 | 0 | 0 | 0 | 0 | 0 | 0 | 0 | 0 | 0
| < Enter description > |  |  | 2023-12-31 |  | 0 | 0 | 0 | 0 | 0 | 0 | 0 | 0 | 0 | 0 | 0 | 0 | 0 | 0 | 0 | 0 | 0 | 0 | 0 | 0 | 0 | 0 | 0 | 0 | 0
Annualised capex
| Annualised capex - < Enter description > |  |  | 2023-12-31 |  | 0 | 0 | 0 | 0 | 0 | 0 | 0 | 0 | 0 | 0 | 0 | 0 | 0 | 0 | 0 | 0 | 0 | 0 | 0 | 0 | 0 | 0 | 0 | 0 | 0
| Annualised capex - < Enter description > |  |  | 2023-12-31 |  | 0 | 0 | 0 | 0 | 0 | 0 | 0 | 0 | 0 | 0 | 0 | 0 | 0 | 0 | 0 | 0 | 0 | 0 | 0 | 0 | 0 | 0 | 0 | 0 | 0
| Annualised capex - < Enter description > |  |  | 2023-12-31 |  | 0 | 0 | 0 | 0 | 0 | 0 | 0 | 0 | 0 | 0 | 0 | 0 | 0 | 0 | 0 | 0 | 0 | 0 | 0 | 0 | 0 | 0 | 0 | 0 | 0
| Total annualised capex |  |  | 2023-12-31 |  | 0 | 0 | 0 | 0 | 0 | 0 | 0 | 0 | 0 | 0 | 0 | 0 | 0 | 0 | 0 | 0 | 0 | 0 | 0 | 0 | 0 | 0 | 0 | 0 | 0
| Annualised capex |  |  | 2023-12-31 |  | 0 | 0 | 0 | 0 | 0 | 0 | 0 | 0 | 0 | 0 | 0 | 0 | 0 | 0 | 0 | 0 | 0 | 0 | 0 | 0 | 0 | 0 | 0 | 0 | 0
| Operating expenditure |  |  | 2023-12-31 |  | 0 | 0 | 0 | 0 | 0 | 0 | 0 | 0 | 0 | 0 | 0 | 0 | 0 | 0 | 0 | 0 | 0 | 0 | 0 | 0 | 0 | 0 | 0 | 0 | 0
| Risk mitigated |  |  | 2023-12-31 |  | 0 | 0 | 0 | 0 | 0 | 0 | 0 | 0 | 0 | 0 | 0 | 0 | 0 | 0 | 0 | 0 | 0 | 0 | 0 | 0 | 0 | 0 | 0 | 0 | 0
| Other benefits value |  |  | 2023-12-31 |  | 0 | 0 | 0 | 0 | 0 | 0 | 0 | 0 | 0 | 0 | 0 | 0 | 0 | 0 | 0 | 0 | 0 | 0 | 0 | 0 | 0 | 0 | 0 | 0 | 0
| Net benefits |  |  | 2023-12-31 |  | 0 | 0 | 0 | 0 | 0 | 0 | 0 | 0 | 0 | 0 | 0 | 0 | 0 | 0 | 0 | 0 | 0 | 0 | 0 | 0 | 0 | 0 | 0 | 0 | 0
SENSITIVITIES
NPV | Net benefits |  |  | Option 1 (Base Case)NPV |  | 0 | 0 | 0 | 0 | 0 | 0 | 0 | 0 | 0 | 0 | 0 | 0 | 0 | 0 | 0 | 0 | 0 | 0 | 0 | 0 | 0 | 0 | 0 | 0 | 0
| Total annualised capex |  |  |  |  | 0 | 0 | 0 | 0 | 0 | 0 | 0 | 0 | 0 | 0 | 0 | 0 | 0 | 0 | 0 | 0 | 0 | 0 | 0 | 0 | 0 | 0 | 0 | 0 | 0
| Total benefits |  |  |  |  | 0 | 0 | 0 | 0 | 0 | 0 | 0 | 0 | 0 | 0 | 0 | 0 | 0 | 0 | 0 | 0 | 0 | 0 | 0 | 0 | 0 | 0 | 0 | 0 | 0
|  | Capex | Total benefits
sens1 | Capex 10% higher | 10% | 0% | Option 1 (Base Case)sens1 |  | 0 | 0 | 0 | 0 | 0 | 0 | 0 | 0 | 0 | 0 | 0 | 0 | 0 | 0 | 0 | 0 | 0 | 0 | 0 | 0 | 0 | 0 | 0 | 0 | 0
sens2 | Capex 10% lower | -10% | 0% | Option 1 (Base Case)sens2 |  | 0 | 0 | 0 | 0 | 0 | 0 | 0 | 0 | 0 | 0 | 0 | 0 | 0 | 0 | 0 | 0 | 0 | 0 | 0 | 0 | 0 | 0 | 0 | 0 | 0
sens3 | Total benefits 10% higher | 0% | 10% | Option 1 (Base Case)sens3 |  | 0 | 0 | 0 | 0 | 0 | 0 | 0 | 0 | 0 | 0 | 0 | 0 | 0 | 0 | 0 | 0 | 0 | 0 | 0 | 0 | 0 | 0 | 0 | 0 | 0
sens4 | Total benefits 10% lower | 0% | -10% | Option 1 (Base Case)sens4 |  | 0 | 0 | 0 | 0 | 0 | 0 | 0 | 0 | 0 | 0 | 0 | 0 | 0 | 0 | 0 | 0 | 0 | 0 | 0 | 0 | 0 | 0 | 0 | 0 | 0
sens5 | Capex 10% higher & Total benefits 10% lower | 10% | -10% | Option 1 (Base Case)sens5 |  | 0 | 0 | 0 | 0 | 0 | 0 | 0 | 0 | 0 | 0 | 0 | 0 | 0 | 0 | 0 | 0 | 0 | 0 | 0 | 0 | 0 | 0 | 0 | 0 | 0
sens | 0 | 0% | 0% | Option 1 (Base Case)sens |  | 0 | 0 | 0 | 0 | 0 | 0 | 0 | 0 | 0 | 0 | 0 | 0 | 0 | 0 | 0 | 0 | 0 | 0 | 0 | 0 | 0 | 0 | 0 | 0 | 0
sens | 0 | 0% | 0% | Option 1 (Base Case)sens |  | 0 | 0 | 0 | 0 | 0 | 0 | 0 | 0 | 0 | 0 | 0 | 0 | 0 | 0 | 0 | 0 | 0 | 0 | 0 | 0 | 0 | 0 | 0 | 0 | 0
sens | 0 | 0% | 0% | Option 1 (Base Case)sens |  | 0 | 0 | 0 | 0 | 0 | 0 | 0 | 0 | 0 | 0 | 0 | 0 | 0 | 0 | 0 | 0 | 0 | 0 | 0 | 0 | 0 | 0 | 0 | 0 | 0

## Option2
Powercor
Wemen Feeder Constraint
OPTION 2 | Augment WMN014 and utilise load transfers
Count |  |  |  |  | 1 | 2 | 3 | 4 | 5 | 6 | 7 | 8 | 9 | 10 | 11 | 12 | 13 | 14 | 15 | 16 | 17 | 18 | 19 | 20 | 21 | 22 | 23 | 24 | 25
Value of CO2 reductions |  |  |  | $/MWh | 24.7305 | 22.3407 | 20.1963 | 18.0629 | 15.9134 | 13.7151 | 13.7151 | 13.7151 | 13.7151 | 13.7151 | 13.7151 | 13.7151 | 13.7151 | 13.7151 | 13.7151 | 13.7151 | 13.7151 | 13.7151 | 13.7151 | 13.7151 | 13.7151 | 13.7151 | 13.7151 | 13.7151 | 13.7151
|  |  |  | Units | 2026-27 | 2027-28 | 2028-29 | 2029-30 | 2030-31 | 2031-32 | 2032-33 | 2033-34 | 2034-35 | 2035-36 | 2036-37 | 2037-38 | 2038-39 | 2039-40 | 2040-41 | 2041-42 | 2042-43 | 2043-44 | 2044-45 | 2045-46 | 2046-47 | 2047-48 | 2048-49 | 2049-50 | 2050-51
INVESTMENT & OPERATING COST
| Capex |  | Asset life (yrs)
| Reconductor section of line of WMN104 |  | 50 | 2023-12-31 | 1029448 | 0 | 0 | 0 | 0 | 0 | 0 | 0 | 0 | 0 | 0 | 0 | 0 | 0 | 0 | 0 | 0 | 0 | 0 | 0 | 0 | 0 | 0 | 0 | 0
| < Enter description > |  | 0 | 2023-12-31 | 0 | 0 | 0 | 0 | 0 | 0 | 0 | 0 | 0 | 0 | 0 | 0 | 0 | 0 | 0 | 0 | 0 | 0 | 0 | 0 | 0 | 0 | 0 | 0 | 0
| < Enter description > |  | 0 | 2023-12-31 | 0 | 0 | 0 | 0 | 0 | 0 | 0 | 0 | 0 | 0 | 0 | 0 | 0 | 0 | 0 | 0 | 0 | 0 | 0 | 0 | 0 | 0 | 0 | 0 | 0
| Capital expenditure |  |  | 2023-12-31 | 1029448 | 0 | 0 | 0 | 0 | 0 | 0 | 0 | 0 | 0 | 0 | 0 | 0 | 0 | 0 | 0 | 0 | 0 | 0 | 0 | 0 | 0 | 0 | 0 | 0
| Operating expenditure |  |  | 2023-12-31 | 0 | 0 | 0 | 0 | 0 | 0 | 0 | 0 | 0 | 0 | 0 | 0 | 0 | 0 | 0 | 0 | 0 | 0 | 0 | 0 | 0 | 0 | 0 | 0 | 0
RISK ASSUMPTIONS
| PoF (major) |  |  |  | 0 | 0 | 0 | 0 | 0 | 0 | 0 | 0 | 0 | 0 | 0 | 0 | 0 | 0 | 0 | 0 | 0 | 0 | 0 | 0 | 0 | 0 | 0 | 0 | 0
| PoF (reparable) |  |  |  | 0 | 0 | 0 | 0 | 0 | 0 | 0 | 0 | 0 | 0 | 0 | 0 | 0 | 0 | 0 | 0 | 0 | 0 | 0 | 0 | 0 | 0 | 0 | 0 | 0
| Energy at risk (weighted) |  |  | MWh | 139.34 | 0 | 0 | 0 | 0 | 0 | 0 | 0 | 0 | 0 | 0 | 0 | 0 | 0 | 0 | 0 | 0 | 0 | 0 | 0 | 0 | 0 | 0 | 0 | 0
| Energy at risk value | $/MWh | 61329.3035 | 2023-12-31 | 8545625.1471 | 0 | 0 | 0 | 0 | 0 | 0 | 0 | 0 | 0 | 0 | 0 | 0 | 0 | 0 | 0 | 0 | 0 | 0 | 0 | 0 | 0 | 0 | 0 | 0
| Safety consequence | (after DF) |  | 2023-12-31 | 0 | 0 | 0 | 0 | 0 | 0 | 0 | 0 | 0 | 0 | 0 | 0 | 0 | 0 | 0 | 0 | 0 | 0 | 0 | 0 | 0 | 0 | 0 | 0 | 0
| Unplanned replacements |  |  | 2023-12-31 | 0 | 0 | 0 | 0 | 0 | 0 | 0 | 0 | 0 | 0 | 0 | 0 | 0 | 0 | 0 | 0 | 0 | 0 | 0 | 0 | 0 | 0 | 0 | 0 | 0
| Environmental consequence | (after DF) |  | 2023-12-31 | 0 | 0 | 0 | 0 | 0 | 0 | 0 | 0 | 0 | 0 | 0 | 0 | 0 | 0 | 0 | 0 | 0 | 0 | 0 | 0 | 0 | 0 | 0 | 0 | 0
| < Other risk - enter description > |  |  | 2023-12-31 | 0 | 0 | 0 | 0 | 0 | 0 | 0 | 0 | 0 | 0 | 0 | 0 | 0 | 0 | 0 | 0 | 0 | 0 | 0 | 0 | 0 | 0 | 0 | 0 | 0
| < Other risk - enter description > |  |  | 2023-12-31 | 0 | 0 | 0 | 0 | 0 | 0 | 0 | 0 | 0 | 0 | 0 | 0 | 0 | 0 | 0 | 0 | 0 | 0 | 0 | 0 | 0 | 0 | 0 | 0 | 0
| Total risk cost |  |  |  | 8545625.1471 | 0 | 0 | 0 | 0 | 0 | 0 | 0 | 0 | 0 | 0 | 0 | 0 | 0 | 0 | 0 | 0 | 0 | 0 | 0 | 0 | 0 | 0 | 0 | 0
OTHER BENEFITS
| Reduction in CO2 emissions |  |  | MWh | 0 | 0 | 0 | 0 | 0 | 0 | 0 | 0 | 0 | 0 | 0 | 0 | 0 | 0 | 0 | 0 | 0 | 0 | 0 | 0 | 0 | 0 | 0 | 0 | 0
| Value of reduction in CO2 emissions |  |  | $ | 0 | 0 | 0 | 0 | 0 | 0 | 0 | 0 | 0 | 0 | 0 | 0 | 0 | 0 | 0 | 0 | 0 | 0 | 0 | 0 | 0 | 0 | 0 | 0 | 0
| Reliability in worst-served areas | $/MWh | 151432.8174 | MWh | 0 | 0 | 0 | 0 | 0 | 0 | 0 | 0 | 0 | 0 | 0 | 0 | 0 | 0 | 0 | 0 | 0 | 0 | 0 | 0 | 0 | 0 | 0 | 0 | 0
| Network resilience | $/MWh | 24590 | MWh | 0 | 0 | 0 | 0 | 0 | 0 | 0 | 0 | 0 | 0 | 0 | 0 | 0 | 0 | 0 | 0 | 0 | 0 | 0 | 0 | 0 | 0 | 0 | 0 | 0
| Enabling solar exports | $/MWh | 88.3577 | MWh | 0 | 0 | 0 | 0 | 0 | 0 | 0 | 0 | 0 | 0 | 0 | 0 | 0 | 0 | 0 | 0 | 0 | 0 | 0 | 0 | 0 | 0 | 0 | 0 | 0
| Aesthetics | $/customer | 0 | customers | 0 | 0 | 0 | 0 | 0 | 0 | 0 | 0 | 0 | 0 | 0 | 0 | 0 | 0 | 0 | 0 | 0 | 0 | 0 | 0 | 0 | 0 | 0 | 0 | 0
| Customer value of time - residential | $/customer min | 0.35181 | mins | 0 | 0 | 0 | 0 | 0 | 0 | 0 | 0 | 0 | 0 | 0 | 0 | 0 | 0 | 0 | 0 | 0 | 0 | 0 | 0 | 0 | 0 | 0 | 0 | 0
| Customer value of time - business | $/customer min | 0.35181 | mins | 0 | 0 | 0 | 0 | 0 | 0 | 0 | 0 | 0 | 0 | 0 | 0 | 0 | 0 | 0 | 0 | 0 | 0 | 0 | 0 | 0 | 0 | 0 | 0 | 0
| Communication | $/customer | 0 | customers | 0 | 0 | 0 | 0 | 0 | 0 | 0 | 0 | 0 | 0 | 0 | 0 | 0 | 0 | 0 | 0 | 0 | 0 | 0 | 0 | 0 | 0 | 0 | 0 | 0
| Information accessibility | $/customer | 0 | customers | 0 | 0 | 0 | 0 | 0 | 0 | 0 | 0 | 0 | 0 | 0 | 0 | 0 | 0 | 0 | 0 | 0 | 0 | 0 | 0 | 0 | 0 | 0 | 0 | 0
| Other benefits 1 |  |  | 2023-12-31 | 0 | 0 | 0 | 0 | 0 | 0 | 0 | 0 | 0 | 0 | 0 | 0 | 0 | 0 | 0 | 0 | 0 | 0 | 0 | 0 | 0 | 0 | 0 | 0 | 0
| Other benefits 2 |  |  | 2023-12-31 | 0 | 0 | 0 | 0 | 0 | 0 | 0 | 0 | 0 | 0 | 0 | 0 | 0 | 0 | 0 | 0 | 0 | 0 | 0 | 0 | 0 | 0 | 0 | 0 | 0
| Total other benefits |  |  | 2023-12-31 | 0 | 0 | 0 | 0 | 0 | 0 | 0 | 0 | 0 | 0 | 0 | 0 | 0 | 0 | 0 | 0 | 0 | 0 | 0 | 0 | 0 | 0 | 0 | 0 | 0
SUMMARY
| Risks mitigated vs base case |  |  | 2023-12-31 | 0 | 10374464.9769 | 11914443.7873 | 12497072.1704 | 13424371.239 | 16115501.0758 | 19720437.5344 | 20472334.7951 | 20472334.7951 | 20472334.7951 | 20472334.7951 | 20472334.7951 | 20472334.7951 | 20472334.7951 | 20472334.7951 | 20472334.7951 | 20472334.7951 | 20472334.7951 | 20472334.7951 | 20472334.7951 | 20472334.7951 | 20472334.7951 | 20472334.7951 | 20472334.7951 | 20472334.7951
Capital expenditure
| Reconductor section of line of WMN104 |  |  | 2023-12-31 | -1029448 | 0 | 0 | 0 | 0 | 0 | 0 | 0 | 0 | 0 | 0 | 0 | 0 | 0 | 0 | 0 | 0 | 0 | 0 | 0 | 0 | 0 | 0 | 0 | 0
| < Enter description > |  |  | 2023-12-31 | 0 | 0 | 0 | 0 | 0 | 0 | 0 | 0 | 0 | 0 | 0 | 0 | 0 | 0 | 0 | 0 | 0 | 0 | 0 | 0 | 0 | 0 | 0 | 0 | 0
| < Enter description > |  |  | 2023-12-31 | 0 | 0 | 0 | 0 | 0 | 0 | 0 | 0 | 0 | 0 | 0 | 0 | 0 | 0 | 0 | 0 | 0 | 0 | 0 | 0 | 0 | 0 | 0 | 0 | 0
Cumulative capex
| Reconductor section of line of WMN104 |  |  | 2023-12-31 | -1029448 | -1029448 | -1029448 | -1029448 | -1029448 | -1029448 | -1029448 | -1029448 | -1029448 | -1029448 | -1029448 | -1029448 | -1029448 | -1029448 | -1029448 | -1029448 | -1029448 | -1029448 | -1029448 | -1029448 | -1029448 | -1029448 | -1029448 | -1029448 | -1029448
| < Enter description > |  |  | 2023-12-31 | 0 | 0 | 0 | 0 | 0 | 0 | 0 | 0 | 0 | 0 | 0 | 0 | 0 | 0 | 0 | 0 | 0 | 0 | 0 | 0 | 0 | 0 | 0 | 0 | 0
| < Enter description > |  |  | 2023-12-31 | 0 | 0 | 0 | 0 | 0 | 0 | 0 | 0 | 0 | 0 | 0 | 0 | 0 | 0 | 0 | 0 | 0 | 0 | 0 | 0 | 0 | 0 | 0 | 0 | 0
Annualised capex
| Annualised capex - Reconductor section of line of WMN104 |  |  | 2023-12-31 | 0 | -43889.187 | -43889.187 | -43889.187 | -43889.187 | -43889.187 | -43889.187 | -43889.187 | -43889.187 | -43889.187 | -43889.187 | -43889.187 | -43889.187 | -43889.187 | -43889.187 | -43889.187 | -43889.187 | -43889.187 | -43889.187 | -43889.187 | -43889.187 | -43889.187 | -43889.187 | -43889.187 | -43889.187
| Annualised capex - < Enter description > |  |  | 2023-12-31 | 0 | 0 | 0 | 0 | 0 | 0 | 0 | 0 | 0 | 0 | 0 | 0 | 0 | 0 | 0 | 0 | 0 | 0 | 0 | 0 | 0 | 0 | 0 | 0 | 0
| Annualised capex - < Enter description > |  |  | 2023-12-31 | 0 | 0 | 0 | 0 | 0 | 0 | 0 | 0 | 0 | 0 | 0 | 0 | 0 | 0 | 0 | 0 | 0 | 0 | 0 | 0 | 0 | 0 | 0 | 0 | 0
| Total annualised capex |  |  | 2023-12-31 | 0 | -43889.187 | -43889.187 | -43889.187 | -43889.187 | -43889.187 | -43889.187 | -43889.187 | -43889.187 | -43889.187 | -43889.187 | -43889.187 | -43889.187 | -43889.187 | -43889.187 | -43889.187 | -43889.187 | -43889.187 | -43889.187 | -43889.187 | -43889.187 | -43889.187 | -43889.187 | -43889.187 | -43889.187
| Annualised capex |  |  | 2023-12-31 | 0 | -43889.187 | -43889.187 | -43889.187 | -43889.187 | -43889.187 | -43889.187 | -43889.187 | -43889.187 | -43889.187 | -43889.187 | -43889.187 | -43889.187 | -43889.187 | -43889.187 | -43889.187 | -43889.187 | -43889.187 | -43889.187 | -43889.187 | -43889.187 | -43889.187 | -43889.187 | -43889.187 | -43889.187
| Operating expenditure |  |  | 2023-12-31 | 0 | 0 | 0 | 0 | 0 | 0 | 0 | 0 | 0 | 0 | 0 | 0 | 0 | 0 | 0 | 0 | 0 | 0 | 0 | 0 | 0 | 0 | 0 | 0 | 0
| Risk mitigated |  |  | 2023-12-31 | 0 | 10374464.9769 | 11914443.7873 | 12497072.1704 | 13424371.239 | 16115501.0758 | 19720437.5344 | 20472334.7951 | 20472334.7951 | 20472334.7951 | 20472334.7951 | 20472334.7951 | 20472334.7951 | 20472334.7951 | 20472334.7951 | 20472334.7951 | 20472334.7951 | 20472334.7951 | 20472334.7951 | 20472334.7951 | 20472334.7951 | 20472334.7951 | 20472334.7951 | 20472334.7951 | 20472334.7951
| Other benefits value |  |  | 2023-12-31 | 0 | 0 | 0 | 0 | 0 | 0 | 0 | 0 | 0 | 0 | 0 | 0 | 0 | 0 | 0 | 0 | 0 | 0 | 0 | 0 | 0 | 0 | 0 | 0 | 0
| Net benefits |  |  | 2023-12-31 | 0 | 10330575.7898 | 11870554.6003 | 12453182.9833 | 13380482.052 | 16071611.8887 | 19676548.3474 | 20428445.608 | 20428445.608 | 20428445.608 | 20428445.608 | 20428445.608 | 20428445.608 | 20428445.608 | 20428445.608 | 20428445.608 | 20428445.608 | 20428445.608 | 20428445.608 | 20428445.608 | 20428445.608 | 20428445.608 | 20428445.608 | 20428445.608 | 20428445.608
| First capex year |  |  | 1
| First year |  |  | 1
SENSITIVITIES
NPV | Net benefits |  |  | Option 2NPV | 0 | 10330575.7898 | 11870554.6003 | 12453182.9833 | 13380482.052 | 16071611.8887 | 19676548.3474 | 20428445.608 | 20428445.608 | 20428445.608 | 20428445.608 | 20428445.608 | 20428445.608 | 20428445.608 | 20428445.608 | 20428445.608 | 20428445.608 | 20428445.608 | 20428445.608 | 20428445.608 | 20428445.608 | 20428445.608 | 20428445.608 | 20428445.608 | 20428445.608
| Total annualised capex |  |  |  | 0 | -43889.187 | -43889.187 | -43889.187 | -43889.187 | -43889.187 | -43889.187 | -43889.187 | -43889.187 | -43889.187 | -43889.187 | -43889.187 | -43889.187 | -43889.187 | -43889.187 | -43889.187 | -43889.187 | -43889.187 | -43889.187 | -43889.187 | -43889.187 | -43889.187 | -43889.187 | -43889.187 | -43889.187
| Total benefits |  |  |  | 0 | 10374464.9769 | 11914443.7873 | 12497072.1704 | 13424371.239 | 16115501.0758 | 19720437.5344 | 20472334.7951 | 20472334.7951 | 20472334.7951 | 20472334.7951 | 20472334.7951 | 20472334.7951 | 20472334.7951 | 20472334.7951 | 20472334.7951 | 20472334.7951 | 20472334.7951 | 20472334.7951 | 20472334.7951 | 20472334.7951 | 20472334.7951 | 20472334.7951 | 20472334.7951 | 20472334.7951
|  | Capex | Total benefits
sens1 | Capex 10% higher | 10% | 0% | Option 2sens1 | 0 | 10326186.8711 | 11866165.6816 | 12448794.0646 | 13376093.1333 | 16067222.97 | 19672159.4287 | 20424056.6893 | 20424056.6893 | 20424056.6893 | 20424056.6893 | 20424056.6893 | 20424056.6893 | 20424056.6893 | 20424056.6893 | 20424056.6893 | 20424056.6893 | 20424056.6893 | 20424056.6893 | 20424056.6893 | 20424056.6893 | 20424056.6893 | 20424056.6893 | 20424056.6893 | 20424056.6893
sens2 | Capex 10% lower | -10% | 0% | Option 2sens2 | 0 | 10334964.7086 | 11874943.519 | 12457571.902 | 13384870.9707 | 16076000.8074 | 19680937.2661 | 20432834.5267 | 20432834.5267 | 20432834.5267 | 20432834.5267 | 20432834.5267 | 20432834.5267 | 20432834.5267 | 20432834.5267 | 20432834.5267 | 20432834.5267 | 20432834.5267 | 20432834.5267 | 20432834.5267 | 20432834.5267 | 20432834.5267 | 20432834.5267 | 20432834.5267 | 20432834.5267
sens3 | Total benefits 10% higher | 0% | 10% | Option 2sens3 | 0 | 11368022.2875 | 13061998.979 | 13702890.2004 | 14722919.1759 | 17683161.9963 | 21648592.1008 | 22475679.0875 | 22475679.0875 | 22475679.0875 | 22475679.0875 | 22475679.0875 | 22475679.0875 | 22475679.0875 | 22475679.0875 | 22475679.0875 | 22475679.0875 | 22475679.0875 | 22475679.0875 | 22475679.0875 | 22475679.0875 | 22475679.0875 | 22475679.0875 | 22475679.0875 | 22475679.0875
sens4 | Total benefits 10% lower | 0% | -10% | Option 2sens4 | 0 | 9293129.2922 | 10679110.2215 | 11203475.7663 | 12038044.9281 | 14460061.7812 | 17704504.5939 | 18381212.1285 | 18381212.1285 | 18381212.1285 | 18381212.1285 | 18381212.1285 | 18381212.1285 | 18381212.1285 | 18381212.1285 | 18381212.1285 | 18381212.1285 | 18381212.1285 | 18381212.1285 | 18381212.1285 | 18381212.1285 | 18381212.1285 | 18381212.1285 | 18381212.1285 | 18381212.1285
sens5 | Capex 10% higher & Total benefits 10% lower | 10% | -10% | Option 2sens5 | 0 | 9288740.3735 | 10674721.3028 | 11199086.8476 | 12033656.0094 | 14455672.8624 | 17700115.6752 | 18376823.2098 | 18376823.2098 | 18376823.2098 | 18376823.2098 | 18376823.2098 | 18376823.2098 | 18376823.2098 | 18376823.2098 | 18376823.2098 | 18376823.2098 | 18376823.2098 | 18376823.2098 | 18376823.2098 | 18376823.2098 | 18376823.2098 | 18376823.2098 | 18376823.2098 | 18376823.2098
sens | 0 | 0% | 0% | Option 2sens | 0 | 10330575.7898 | 11870554.6003 | 12453182.9833 | 13380482.052 | 16071611.8887 | 19676548.3474 | 20428445.608 | 20428445.608 | 20428445.608 | 20428445.608 | 20428445.608 | 20428445.608 | 20428445.608 | 20428445.608 | 20428445.608 | 20428445.608 | 20428445.608 | 20428445.608 | 20428445.608 | 20428445.608 | 20428445.608 | 20428445.608 | 20428445.608 | 20428445.608
sens | 0 | 0% | 0% | Option 2sens | 0 | 10330575.7898 | 11870554.6003 | 12453182.9833 | 13380482.052 | 16071611.8887 | 19676548.3474 | 20428445.608 | 20428445.608 | 20428445.608 | 20428445.608 | 20428445.608 | 20428445.608 | 20428445.608 | 20428445.608 | 20428445.608 | 20428445.608 | 20428445.608 | 20428445.608 | 20428445.608 | 20428445.608 | 20428445.608 | 20428445.608 | 20428445.608 | 20428445.608
sens | 0 | 0% | 0% | Option 2sens | 0 | 10330575.7898 | 11870554.6003 | 12453182.9833 | 13380482.052 | 16071611.8887 | 19676548.3474 | 20428445.608 | 20428445.608 | 20428445.608 | 20428445.608 | 20428445.608 | 20428445.608 | 20428445.608 | 20428445.608 | 20428445.608 | 20428445.608 | 20428445.608 | 20428445.608 | 20428445.608 | 20428445.608 | 20428445.608 | 20428445.608 | 20428445.608 | 20428445.608

## Option3
Powercor
Wemen Feeder Constraint
OPTION 3 | < Enter description >
Not used
Count |  |  |  |  | 1 | 2 | 3 | 4 | 5 | 6 | 7 | 8 | 9 | 10 | 11 | 12 | 13 | 14 | 15 | 16 | 17 | 18 | 19 | 20 | 21 | 22 | 23 | 24 | 25
Value of CO2 reductions |  |  |  | $/MWh | 24.7305 | 22.3407 | 20.1963 | 18.0629 | 15.9134 | 13.7151 | 13.7151 | 13.7151 | 13.7151 | 13.7151 | 13.7151 | 13.7151 | 13.7151 | 13.7151 | 13.7151 | 13.7151 | 13.7151 | 13.7151 | 13.7151 | 13.7151 | 13.7151 | 13.7151 | 13.7151 | 13.7151 | 13.7151
|  |  |  | Units | 2026-27 | 2027-28 | 2028-29 | 2029-30 | 2030-31 | 2031-32 | 2032-33 | 2033-34 | 2034-35 | 2035-36 | 2036-37 | 2037-38 | 2038-39 | 2039-40 | 2040-41 | 2041-42 | 2042-43 | 2043-44 | 2044-45 | 2045-46 | 2046-47 | 2047-48 | 2048-49 | 2049-50 | 2050-51
INVESTMENT & OPERATING COST
| Capex |  | Asset life (yrs)
| < Enter description > |  | 0 | 2023-12-31 | 0 | 0 | 0 | 0 | 0 | 0 | 0 | 0 | 0 | 0 | 0 | 0 | 0 | 0 | 0 | 0 | 0 | 0 | 0 | 0 | 0 | 0 | 0 | 0 | 0
| < Enter description > |  | 0 | 2023-12-31 | 0 | 0 | 0 | 0 | 0 | 0 | 0 | 0 | 0 | 0 | 0 | 0 | 0 | 0 | 0 | 0 | 0 | 0 | 0 | 0 | 0 | 0 | 0 | 0 | 0
| < Enter description > |  | 0 | 2023-12-31 | 0 | 0 | 0 | 0 | 0 | 0 | 0 | 0 | 0 | 0 | 0 | 0 | 0 | 0 | 0 | 0 | 0 | 0 | 0 | 0 | 0 | 0 | 0 | 0 | 0
| Capital expenditure |  |  | 2023-12-31 | 0 | 0 | 0 | 0 | 0 | 0 | 0 | 0 | 0 | 0 | 0 | 0 | 0 | 0 | 0 | 0 | 0 | 0 | 0 | 0 | 0 | 0 | 0 | 0 | 0
| Operating expenditure |  |  | 2023-12-31 | 0 | 0 | 0 | 0 | 0 | 0 | 0 | 0 | 0 | 0 | 0 | 0 | 0 | 0 | 0 | 0 | 0 | 0 | 0 | 0 | 0 | 0 | 0 | 0 | 0
RISK ASSUMPTIONS
| PoF (major) |  |  |  | 0 | 0 | 0 | 0 | 0 | 0 | 0 | 0 | 0 | 0 | 0 | 0 | 0 | 0 | 0 | 0 | 0 | 0 | 0 | 0 | 0 | 0 | 0 | 0 | 0
| PoF (reparable) |  |  |  | 0 | 0 | 0 | 0 | 0 | 0 | 0 | 0 | 0 | 0 | 0 | 0 | 0 | 0 | 0 | 0 | 0 | 0 | 0 | 0 | 0 | 0 | 0 | 0 | 0
| Energy at risk (weighted) |  |  | MWh | 0 | 0 | 0 | 0 | 0 | 0 | 0 | 0 | 0 | 0 | 0 | 0 | 0 | 0 | 0 | 0 | 0 | 0 | 0 | 0 | 0 | 0 | 0 | 0 | 0
| Energy at risk value | $/MWh | 61329.3035 | 2023-12-31 | 0 | 0 | 0 | 0 | 0 | 0 | 0 | 0 | 0 | 0 | 0 | 0 | 0 | 0 | 0 | 0 | 0 | 0 | 0 | 0 | 0 | 0 | 0 | 0 | 0
| Safety consequence | (after DF) |  | 2023-12-31 | 0 | 0 | 0 | 0 | 0 | 0 | 0 | 0 | 0 | 0 | 0 | 0 | 0 | 0 | 0 | 0 | 0 | 0 | 0 | 0 | 0 | 0 | 0 | 0 | 0
| Unplanned replacements |  |  | 2023-12-31 | 0 | 0 | 0 | 0 | 0 | 0 | 0 | 0 | 0 | 0 | 0 | 0 | 0 | 0 | 0 | 0 | 0 | 0 | 0 | 0 | 0 | 0 | 0 | 0 | 0
| Environmental consequence | (after DF) |  | 2023-12-31 | 0 | 0 | 0 | 0 | 0 | 0 | 0 | 0 | 0 | 0 | 0 | 0 | 0 | 0 | 0 | 0 | 0 | 0 | 0 | 0 | 0 | 0 | 0 | 0 | 0
| < Other risk - enter description > |  |  | 2023-12-31 | 0 | 0 | 0 | 0 | 0 | 0 | 0 | 0 | 0 | 0 | 0 | 0 | 0 | 0 | 0 | 0 | 0 | 0 | 0 | 0 | 0 | 0 | 0 | 0 | 0
| < Other risk - enter description > |  |  | 2023-12-31 | 0 | 0 | 0 | 0 | 0 | 0 | 0 | 0 | 0 | 0 | 0 | 0 | 0 | 0 | 0 | 0 | 0 | 0 | 0 | 0 | 0 | 0 | 0 | 0 | 0
| Total risk cost |  |  |  | 0 | 0 | 0 | 0 | 0 | 0 | 0 | 0 | 0 | 0 | 0 | 0 | 0 | 0 | 0 | 0 | 0 | 0 | 0 | 0 | 0 | 0 | 0 | 0 | 0
OTHER BENEFITS
| Reduction in CO2 emissions |  |  | MWh | 0 | 0 | 0 | 0 | 0 | 0 | 0 | 0 | 0 | 0 | 0 | 0 | 0 | 0 | 0 | 0 | 0 | 0 | 0 | 0 | 0 | 0 | 0 | 0 | 0
| Value of reduction in CO2 emissions |  |  | $ | 0 | 0 | 0 | 0 | 0 | 0 | 0 | 0 | 0 | 0 | 0 | 0 | 0 | 0 | 0 | 0 | 0 | 0 | 0 | 0 | 0 | 0 | 0 | 0 | 0
| Reliability in worst-served areas | $/MWh | 151432.8174 | MWh | 0 | 0 | 0 | 0 | 0 | 0 | 0 | 0 | 0 | 0 | 0 | 0 | 0 | 0 | 0 | 0 | 0 | 0 | 0 | 0 | 0 | 0 | 0 | 0 | 0
| Network resilience | $/MWh | 24590 | MWh | 0 | 0 | 0 | 0 | 0 | 0 | 0 | 0 | 0 | 0 | 0 | 0 | 0 | 0 | 0 | 0 | 0 | 0 | 0 | 0 | 0 | 0 | 0 | 0 | 0
| Enabling solar exports | $/MWh | 88.3577 | MWh | 0 | 0 | 0 | 0 | 0 | 0 | 0 | 0 | 0 | 0 | 0 | 0 | 0 | 0 | 0 | 0 | 0 | 0 | 0 | 0 | 0 | 0 | 0 | 0 | 0
| Aesthetics | $/customer | 0 | customers | 0 | 0 | 0 | 0 | 0 | 0 | 0 | 0 | 0 | 0 | 0 | 0 | 0 | 0 | 0 | 0 | 0 | 0 | 0 | 0 | 0 | 0 | 0 | 0 | 0
| Customer value of time (res) | $/customer min | 0.35181 | mins | 0 | 0 | 0 | 0 | 0 | 0 | 0 | 0 | 0 | 0 | 0 | 0 | 0 | 0 | 0 | 0 | 0 | 0 | 0 | 0 | 0 | 0 | 0 | 0 | 0
| Customer value of time (bus) | $/customer min | 0.35181 | mins | 0 | 0 | 0 | 0 | 0 | 0 | 0 | 0 | 0 | 0 | 0 | 0 | 0 | 0 | 0 | 0 | 0 | 0 | 0 | 0 | 0 | 0 | 0 | 0 | 0
| Communication | $/customer | 0 | customers | 0 | 0 | 0 | 0 | 0 | 0 | 0 | 0 | 0 | 0 | 0 | 0 | 0 | 0 | 0 | 0 | 0 | 0 | 0 | 0 | 0 | 0 | 0 | 0 | 0
| Information accessibility | $/customer | 0 | customers | 0 | 0 | 0 | 0 | 0 | 0 | 0 | 0 | 0 | 0 | 0 | 0 | 0 | 0 | 0 | 0 | 0 | 0 | 0 | 0 | 0 | 0 | 0 | 0 | 0
| Other benefits 1 |  |  | 2023-12-31 | 0 | 0 | 0 | 0 | 0 | 0 | 0 | 0 | 0 | 0 | 0 | 0 | 0 | 0 | 0 | 0 | 0 | 0 | 0 | 0 | 0 | 0 | 0 | 0 | 0
| Other benefits 2 |  |  | 2023-12-31 | 0 | 0 | 0 | 0 | 0 | 0 | 0 | 0 | 0 | 0 | 0 | 0 | 0 | 0 | 0 | 0 | 0 | 0 | 0 | 0 | 0 | 0 | 0 | 0 | 0
| Total other benefits |  |  | 2023-12-31 | 0 | 0 | 0 | 0 | 0 | 0 | 0 | 0 | 0 | 0 | 0 | 0 | 0 | 0 | 0 | 0 | 0 | 0 | 0 | 0 | 0 | 0 | 0 | 0 | 0
SUMMARY
| Risks mitigated vs base case |  |  | 2023-12-31 | 0 | 0 | 0 | 0 | 0 | 0 | 0 | 0 | 0 | 0 | 0 | 0 | 0 | 0 | 0 | 0 | 0 | 0 | 0 | 0 | 0 | 0 | 0 | 0 | 0
Capital expenditure
| < Enter description > |  |  | 2023-12-31 | 0 | 0 | 0 | 0 | 0 | 0 | 0 | 0 | 0 | 0 | 0 | 0 | 0 | 0 | 0 | 0 | 0 | 0 | 0 | 0 | 0 | 0 | 0 | 0 | 0
| < Enter description > |  |  | 2023-12-31 | 0 | 0 | 0 | 0 | 0 | 0 | 0 | 0 | 0 | 0 | 0 | 0 | 0 | 0 | 0 | 0 | 0 | 0 | 0 | 0 | 0 | 0 | 0 | 0 | 0
| < Enter description > |  |  | 2023-12-31 | 0 | 0 | 0 | 0 | 0 | 0 | 0 | 0 | 0 | 0 | 0 | 0 | 0 | 0 | 0 | 0 | 0 | 0 | 0 | 0 | 0 | 0 | 0 | 0 | 0
Cumulative capex
| < Enter description > |  |  | 2023-12-31 | 0 | 0 | 0 | 0 | 0 | 0 | 0 | 0 | 0 | 0 | 0 | 0 | 0 | 0 | 0 | 0 | 0 | 0 | 0 | 0 | 0 | 0 | 0 | 0 | 0
| < Enter description > |  |  | 2023-12-31 | 0 | 0 | 0 | 0 | 0 | 0 | 0 | 0 | 0 | 0 | 0 | 0 | 0 | 0 | 0 | 0 | 0 | 0 | 0 | 0 | 0 | 0 | 0 | 0 | 0
| < Enter description > |  |  | 2023-12-31 | 0 | 0 | 0 | 0 | 0 | 0 | 0 | 0 | 0 | 0 | 0 | 0 | 0 | 0 | 0 | 0 | 0 | 0 | 0 | 0 | 0 | 0 | 0 | 0 | 0
Annualised capex
| Annualised capex - < Enter description > |  |  | 2023-12-31 | 0 | 0 | 0 | 0 | 0 | 0 | 0 | 0 | 0 | 0 | 0 | 0 | 0 | 0 | 0 | 0 | 0 | 0 | 0 | 0 | 0 | 0 | 0 | 0 | 0
| Annualised capex - < Enter description > |  |  | 2023-12-31 | 0 | 0 | 0 | 0 | 0 | 0 | 0 | 0 | 0 | 0 | 0 | 0 | 0 | 0 | 0 | 0 | 0 | 0 | 0 | 0 | 0 | 0 | 0 | 0 | 0
| Annualised capex - < Enter description > |  |  | 2023-12-31 | 0 | 0 | 0 | 0 | 0 | 0 | 0 | 0 | 0 | 0 | 0 | 0 | 0 | 0 | 0 | 0 | 0 | 0 | 0 | 0 | 0 | 0 | 0 | 0 | 0
| Total annualised capex |  |  | 2023-12-31 | 0 | 0 | 0 | 0 | 0 | 0 | 0 | 0 | 0 | 0 | 0 | 0 | 0 | 0 | 0 | 0 | 0 | 0 | 0 | 0 | 0 | 0 | 0 | 0 | 0
| Annualised capex |  |  | 2023-12-31 | 0 | 0 | 0 | 0 | 0 | 0 | 0 | 0 | 0 | 0 | 0 | 0 | 0 | 0 | 0 | 0 | 0 | 0 | 0 | 0 | 0 | 0 | 0 | 0 | 0
| Operating expenditure |  |  | 2023-12-31 | 0 | 0 | 0 | 0 | 0 | 0 | 0 | 0 | 0 | 0 | 0 | 0 | 0 | 0 | 0 | 0 | 0 | 0 | 0 | 0 | 0 | 0 | 0 | 0 | 0
| Risk mitigated |  |  | 2023-12-31 | 0 | 0 | 0 | 0 | 0 | 0 | 0 | 0 | 0 | 0 | 0 | 0 | 0 | 0 | 0 | 0 | 0 | 0 | 0 | 0 | 0 | 0 | 0 | 0 | 0
| Other benefits value |  |  | 2023-12-31 | 0 | 0 | 0 | 0 | 0 | 0 | 0 | 0 | 0 | 0 | 0 | 0 | 0 | 0 | 0 | 0 | 0 | 0 | 0 | 0 | 0 | 0 | 0 | 0 | 0
| Net benefits |  |  | 2023-12-31 | 0 | 0 | 0 | 0 | 0 | 0 | 0 | 0 | 0 | 0 | 0 | 0 | 0 | 0 | 0 | 0 | 0 | 0 | 0 | 0 | 0 | 0 | 0 | 0 | 0
| First capex year |  |  | 0
| First year |  |  | Not used
SENSITIVITIES
NPV | Net benefits |  |  | Option 3NPV | 0 | 0 | 0 | 0 | 0 | 0 | 0 | 0 | 0 | 0 | 0 | 0 | 0 | 0 | 0 | 0 | 0 | 0 | 0 | 0 | 0 | 0 | 0 | 0 | 0
| Total annualised capex |  |  |  | 0 | 0 | 0 | 0 | 0 | 0 | 0 | 0 | 0 | 0 | 0 | 0 | 0 | 0 | 0 | 0 | 0 | 0 | 0 | 0 | 0 | 0 | 0 | 0 | 0
| Total benefits |  |  |  | 0 | 0 | 0 | 0 | 0 | 0 | 0 | 0 | 0 | 0 | 0 | 0 | 0 | 0 | 0 | 0 | 0 | 0 | 0 | 0 | 0 | 0 | 0 | 0 | 0
|  | Capex | Total benefits
sens1 | Capex 10% higher | 10% | 0% | Option 3sens1 | 0 | 0 | 0 | 0 | 0 | 0 | 0 | 0 | 0 | 0 | 0 | 0 | 0 | 0 | 0 | 0 | 0 | 0 | 0 | 0 | 0 | 0 | 0 | 0 | 0
sens2 | Capex 10% lower | -10% | 0% | Option 3sens2 | 0 | 0 | 0 | 0 | 0 | 0 | 0 | 0 | 0 | 0 | 0 | 0 | 0 | 0 | 0 | 0 | 0 | 0 | 0 | 0 | 0 | 0 | 0 | 0 | 0
sens3 | Total benefits 10% higher | 0% | 10% | Option 3sens3 | 0 | 0 | 0 | 0 | 0 | 0 | 0 | 0 | 0 | 0 | 0 | 0 | 0 | 0 | 0 | 0 | 0 | 0 | 0 | 0 | 0 | 0 | 0 | 0 | 0
sens4 | Total benefits 10% lower | 0% | -10% | Option 3sens4 | 0 | 0 | 0 | 0 | 0 | 0 | 0 | 0 | 0 | 0 | 0 | 0 | 0 | 0 | 0 | 0 | 0 | 0 | 0 | 0 | 0 | 0 | 0 | 0 | 0
sens5 | Capex 10% higher & Total benefits 10% lower | 10% | -10% | Option 3sens5 | 0 | 0 | 0 | 0 | 0 | 0 | 0 | 0 | 0 | 0 | 0 | 0 | 0 | 0 | 0 | 0 | 0 | 0 | 0 | 0 | 0 | 0 | 0 | 0 | 0
sens | 0 | 0% | 0% | Option 3sens | 0 | 0 | 0 | 0 | 0 | 0 | 0 | 0 | 0 | 0 | 0 | 0 | 0 | 0 | 0 | 0 | 0 | 0 | 0 | 0 | 0 | 0 | 0 | 0 | 0
sens | 0 | 0% | 0% | Option 3sens | 0 | 0 | 0 | 0 | 0 | 0 | 0 | 0 | 0 | 0 | 0 | 0 | 0 | 0 | 0 | 0 | 0 | 0 | 0 | 0 | 0 | 0 | 0 | 0 | 0
sens | 0 | 0% | 0% | Option 3sens | 0 | 0 | 0 | 0 | 0 | 0 | 0 | 0 | 0 | 0 | 0 | 0 | 0 | 0 | 0 | 0 | 0 | 0 | 0 | 0 | 0 | 0 | 0 | 0 | 0

## Option4
Powercor
Wemen Feeder Constraint
OPTION 4 | < Enter description >
Not used
Count |  |  |  |  | 1 | 2 | 3 | 4 | 5 | 6 | 7 | 8 | 9 | 10 | 11 | 12 | 13 | 14 | 15 | 16 | 17 | 18 | 19 | 20 | 21 | 22 | 23 | 24 | 25
Value of CO2 reductions |  |  |  | $/MWh | 24.7305 | 22.3407 | 20.1963 | 18.0629 | 15.9134 | 13.7151 | 13.7151 | 13.7151 | 13.7151 | 13.7151 | 13.7151 | 13.7151 | 13.7151 | 13.7151 | 13.7151 | 13.7151 | 13.7151 | 13.7151 | 13.7151 | 13.7151 | 13.7151 | 13.7151 | 13.7151 | 13.7151 | 13.7151
|  |  |  | Units | 2026-27 | 2027-28 | 2028-29 | 2029-30 | 2030-31 | 2031-32 | 2032-33 | 2033-34 | 2034-35 | 2035-36 | 2036-37 | 2037-38 | 2038-39 | 2039-40 | 2040-41 | 2041-42 | 2042-43 | 2043-44 | 2044-45 | 2045-46 | 2046-47 | 2047-48 | 2048-49 | 2049-50 | 2050-51
INVESTMENT & OPERATING COST
| Capex |  | Asset life (yrs)
| < Enter description > |  | 0 | 2023-12-31 | 0 | 0 | 0 | 0 | 0 | 0 | 0 | 0 | 0 | 0 | 0 | 0 | 0 | 0 | 0 | 0 | 0 | 0 | 0 | 0 | 0 | 0 | 0 | 0 | 0
| < Enter description > |  | 0 | 2023-12-31 | 0 | 0 | 0 | 0 | 0 | 0 | 0 | 0 | 0 | 0 | 0 | 0 | 0 | 0 | 0 | 0 | 0 | 0 | 0 | 0 | 0 | 0 | 0 | 0 | 0
| < Enter description > |  | 0 | 2023-12-31 | 0 | 0 | 0 | 0 | 0 | 0 | 0 | 0 | 0 | 0 | 0 | 0 | 0 | 0 | 0 | 0 | 0 | 0 | 0 | 0 | 0 | 0 | 0 | 0 | 0
| Capital expenditure |  |  | 2023-12-31 | 0 | 0 | 0 | 0 | 0 | 0 | 0 | 0 | 0 | 0 | 0 | 0 | 0 | 0 | 0 | 0 | 0 | 0 | 0 | 0 | 0 | 0 | 0 | 0 | 0
| Operating expenditure |  |  | 2023-12-31 | 0 | 0 | 0 | 0 | 0 | 0 | 0 | 0 | 0 | 0 | 0 | 0 | 0 | 0 | 0 | 0 | 0 | 0 | 0 | 0 | 0 | 0 | 0 | 0 | 0
RISK ASSUMPTIONS
| PoF (major) |  |  |  | 0 | 0 | 0 | 0 | 0 | 0 | 0 | 0 | 0 | 0 | 0 | 0 | 0 | 0 | 0 | 0 | 0 | 0 | 0 | 0 | 0 | 0 | 0 | 0 | 0
| PoF (reparable) |  |  |  | 0 | 0 | 0 | 0 | 0 | 0 | 0 | 0 | 0 | 0 | 0 | 0 | 0 | 0 | 0 | 0 | 0 | 0 | 0 | 0 | 0 | 0 | 0 | 0 | 0
| Energy at risk (weighted) |  |  | MWh | 0 | 0 | 0 | 0 | 0 | 0 | 0 | 0 | 0 | 0 | 0 | 0 | 0 | 0 | 0 | 0 | 0 | 0 | 0 | 0 | 0 | 0 | 0 | 0 | 0
| Energy at risk value | $/MWh | 61329.3035 | 2023-12-31 | 0 | 0 | 0 | 0 | 0 | 0 | 0 | 0 | 0 | 0 | 0 | 0 | 0 | 0 | 0 | 0 | 0 | 0 | 0 | 0 | 0 | 0 | 0 | 0 | 0
| Safety consequence | (after DF) |  | 2023-12-31 | 0 | 0 | 0 | 0 | 0 | 0 | 0 | 0 | 0 | 0 | 0 | 0 | 0 | 0 | 0 | 0 | 0 | 0 | 0 | 0 | 0 | 0 | 0 | 0 | 0
| Unplanned replacements |  |  | 2023-12-31 | 0 | 0 | 0 | 0 | 0 | 0 | 0 | 0 | 0 | 0 | 0 | 0 | 0 | 0 | 0 | 0 | 0 | 0 | 0 | 0 | 0 | 0 | 0 | 0 | 0
| Environmental consequence | (after DF) |  | 2023-12-31 | 0 | 0 | 0 | 0 | 0 | 0 | 0 | 0 | 0 | 0 | 0 | 0 | 0 | 0 | 0 | 0 | 0 | 0 | 0 | 0 | 0 | 0 | 0 | 0 | 0
| < Other risk - enter description > |  |  | 2023-12-31 | 0 | 0 | 0 | 0 | 0 | 0 | 0 | 0 | 0 | 0 | 0 | 0 | 0 | 0 | 0 | 0 | 0 | 0 | 0 | 0 | 0 | 0 | 0 | 0 | 0
| < Other risk - enter description > |  |  | 2023-12-31 | 0 | 0 | 0 | 0 | 0 | 0 | 0 | 0 | 0 | 0 | 0 | 0 | 0 | 0 | 0 | 0 | 0 | 0 | 0 | 0 | 0 | 0 | 0 | 0 | 0
| Total risk cost |  |  |  | 0 | 0 | 0 | 0 | 0 | 0 | 0 | 0 | 0 | 0 | 0 | 0 | 0 | 0 | 0 | 0 | 0 | 0 | 0 | 0 | 0 | 0 | 0 | 0 | 0
OTHER BENEFITS
| Reduction in CO2 emissions |  |  | MWh | 0 | 0 | 0 | 0 | 0 | 0 | 0 | 0 | 0 | 0 | 0 | 0 | 0 | 0 | 0 | 0 | 0 | 0 | 0 | 0 | 0 | 0 | 0 | 0 | 0
| Value of reduction in CO2 emissions |  |  | $ | 0 | 0 | 0 | 0 | 0 | 0 | 0 | 0 | 0 | 0 | 0 | 0 | 0 | 0 | 0 | 0 | 0 | 0 | 0 | 0 | 0 | 0 | 0 | 0 | 0
| Reliability in worst-served areas | $/MWh | 151432.8174 | MWh | 0 | 0 | 0 | 0 | 0 | 0 | 0 | 0 | 0 | 0 | 0 | 0 | 0 | 0 | 0 | 0 | 0 | 0 | 0 | 0 | 0 | 0 | 0 | 0 | 0
| Network resilience | $/MWh | 24590 | MWh | 0 | 0 | 0 | 0 | 0 | 0 | 0 | 0 | 0 | 0 | 0 | 0 | 0 | 0 | 0 | 0 | 0 | 0 | 0 | 0 | 0 | 0 | 0 | 0 | 0
| Enabling solar exports | $/MWh | 88.3577 | MWh | 0 | 0 | 0 | 0 | 0 | 0 | 0 | 0 | 0 | 0 | 0 | 0 | 0 | 0 | 0 | 0 | 0 | 0 | 0 | 0 | 0 | 0 | 0 | 0 | 0
| Aesthetics | $/customer | 0 | customers | 0 | 0 | 0 | 0 | 0 | 0 | 0 | 0 | 0 | 0 | 0 | 0 | 0 | 0 | 0 | 0 | 0 | 0 | 0 | 0 | 0 | 0 | 0 | 0 | 0
| Customer value of time (res) | $/customer min | 0.35181 | mins | 0 | 0 | 0 | 0 | 0 | 0 | 0 | 0 | 0 | 0 | 0 | 0 | 0 | 0 | 0 | 0 | 0 | 0 | 0 | 0 | 0 | 0 | 0 | 0 | 0
| Customer value of time (bus) | $/customer min | 0.35181 | mins | 0 | 0 | 0 | 0 | 0 | 0 | 0 | 0 | 0 | 0 | 0 | 0 | 0 | 0 | 0 | 0 | 0 | 0 | 0 | 0 | 0 | 0 | 0 | 0 | 0
| Communication | $/customer | 0 | customers | 0 | 0 | 0 | 0 | 0 | 0 | 0 | 0 | 0 | 0 | 0 | 0 | 0 | 0 | 0 | 0 | 0 | 0 | 0 | 0 | 0 | 0 | 0 | 0 | 0
| Information accessibility | $/customer | 0 | customers | 0 | 0 | 0 | 0 | 0 | 0 | 0 | 0 | 0 | 0 | 0 | 0 | 0 | 0 | 0 | 0 | 0 | 0 | 0 | 0 | 0 | 0 | 0 | 0 | 0
| Other benefits 1 |  |  | 2023-12-31 | 0 | 0 | 0 | 0 | 0 | 0 | 0 | 0 | 0 | 0 | 0 | 0 | 0 | 0 | 0 | 0 | 0 | 0 | 0 | 0 | 0 | 0 | 0 | 0 | 0
| Other benefits 2 |  |  | 2023-12-31 | 0 | 0 | 0 | 0 | 0 | 0 | 0 | 0 | 0 | 0 | 0 | 0 | 0 | 0 | 0 | 0 | 0 | 0 | 0 | 0 | 0 | 0 | 0 | 0 | 0
| Total other benefits |  |  | 2023-12-31 | 0 | 0 | 0 | 0 | 0 | 0 | 0 | 0 | 0 | 0 | 0 | 0 | 0 | 0 | 0 | 0 | 0 | 0 | 0 | 0 | 0 | 0 | 0 | 0 | 0
SUMMARY
| Risks mitigated vs base case |  |  | 2023-12-31 | 0 | 0 | 0 | 0 | 0 | 0 | 0 | 0 | 0 | 0 | 0 | 0 | 0 | 0 | 0 | 0 | 0 | 0 | 0 | 0 | 0 | 0 | 0 | 0 | 0
Capital expenditure
| < Enter description > |  |  | 2023-12-31 | 0 | 0 | 0 | 0 | 0 | 0 | 0 | 0 | 0 | 0 | 0 | 0 | 0 | 0 | 0 | 0 | 0 | 0 | 0 | 0 | 0 | 0 | 0 | 0 | 0
| < Enter description > |  |  | 2023-12-31 | 0 | 0 | 0 | 0 | 0 | 0 | 0 | 0 | 0 | 0 | 0 | 0 | 0 | 0 | 0 | 0 | 0 | 0 | 0 | 0 | 0 | 0 | 0 | 0 | 0
| < Enter description > |  |  | 2023-12-31 | 0 | 0 | 0 | 0 | 0 | 0 | 0 | 0 | 0 | 0 | 0 | 0 | 0 | 0 | 0 | 0 | 0 | 0 | 0 | 0 | 0 | 0 | 0 | 0 | 0
Cumulative capex
| < Enter description > |  |  | 2023-12-31 | 0 | 0 | 0 | 0 | 0 | 0 | 0 | 0 | 0 | 0 | 0 | 0 | 0 | 0 | 0 | 0 | 0 | 0 | 0 | 0 | 0 | 0 | 0 | 0 | 0
| < Enter description > |  |  | 2023-12-31 | 0 | 0 | 0 | 0 | 0 | 0 | 0 | 0 | 0 | 0 | 0 | 0 | 0 | 0 | 0 | 0 | 0 | 0 | 0 | 0 | 0 | 0 | 0 | 0 | 0
| < Enter description > |  |  | 2023-12-31 | 0 | 0 | 0 | 0 | 0 | 0 | 0 | 0 | 0 | 0 | 0 | 0 | 0 | 0 | 0 | 0 | 0 | 0 | 0 | 0 | 0 | 0 | 0 | 0 | 0
Annualised capex
| Annualised capex - < Enter description > |  |  | 2023-12-31 | 0 | 0 | 0 | 0 | 0 | 0 | 0 | 0 | 0 | 0 | 0 | 0 | 0 | 0 | 0 | 0 | 0 | 0 | 0 | 0 | 0 | 0 | 0 | 0 | 0
| Annualised capex - < Enter description > |  |  | 2023-12-31 | 0 | 0 | 0 | 0 | 0 | 0 | 0 | 0 | 0 | 0 | 0 | 0 | 0 | 0 | 0 | 0 | 0 | 0 | 0 | 0 | 0 | 0 | 0 | 0 | 0
| Annualised capex - < Enter description > |  |  | 2023-12-31 | 0 | 0 | 0 | 0 | 0 | 0 | 0 | 0 | 0 | 0 | 0 | 0 | 0 | 0 | 0 | 0 | 0 | 0 | 0 | 0 | 0 | 0 | 0 | 0 | 0
| Total annualised capex |  |  | 2023-12-31 | 0 | 0 | 0 | 0 | 0 | 0 | 0 | 0 | 0 | 0 | 0 | 0 | 0 | 0 | 0 | 0 | 0 | 0 | 0 | 0 | 0 | 0 | 0 | 0 | 0
| Annualised capex |  |  | 2023-12-31 | 0 | 0 | 0 | 0 | 0 | 0 | 0 | 0 | 0 | 0 | 0 | 0 | 0 | 0 | 0 | 0 | 0 | 0 | 0 | 0 | 0 | 0 | 0 | 0 | 0
| Operating expenditure |  |  | 2023-12-31 | 0 | 0 | 0 | 0 | 0 | 0 | 0 | 0 | 0 | 0 | 0 | 0 | 0 | 0 | 0 | 0 | 0 | 0 | 0 | 0 | 0 | 0 | 0 | 0 | 0
| Risk mitigated |  |  | 2023-12-31 | 0 | 0 | 0 | 0 | 0 | 0 | 0 | 0 | 0 | 0 | 0 | 0 | 0 | 0 | 0 | 0 | 0 | 0 | 0 | 0 | 0 | 0 | 0 | 0 | 0
| Other benefits value |  |  | 2023-12-31 | 0 | 0 | 0 | 0 | 0 | 0 | 0 | 0 | 0 | 0 | 0 | 0 | 0 | 0 | 0 | 0 | 0 | 0 | 0 | 0 | 0 | 0 | 0 | 0 | 0
| Net benefits |  |  | 2023-12-31 | 0 | 0 | 0 | 0 | 0 | 0 | 0 | 0 | 0 | 0 | 0 | 0 | 0 | 0 | 0 | 0 | 0 | 0 | 0 | 0 | 0 | 0 | 0 | 0 | 0
| First capex year |  |  | 0
| First year |  |  | Not used
SENSITIVITIES
NPV | Net benefits |  |  | Option 4NPV | 0 | 0 | 0 | 0 | 0 | 0 | 0 | 0 | 0 | 0 | 0 | 0 | 0 | 0 | 0 | 0 | 0 | 0 | 0 | 0 | 0 | 0 | 0 | 0 | 0
| Total annualised capex |  |  |  | 0 | 0 | 0 | 0 | 0 | 0 | 0 | 0 | 0 | 0 | 0 | 0 | 0 | 0 | 0 | 0 | 0 | 0 | 0 | 0 | 0 | 0 | 0 | 0 | 0
| Total benefits |  |  |  | 0 | 0 | 0 | 0 | 0 | 0 | 0 | 0 | 0 | 0 | 0 | 0 | 0 | 0 | 0 | 0 | 0 | 0 | 0 | 0 | 0 | 0 | 0 | 0 | 0
|  | Capex | Total benefits
sens1 | Capex 10% higher | 10% | 0% | Option 4sens1 | 0 | 0 | 0 | 0 | 0 | 0 | 0 | 0 | 0 | 0 | 0 | 0 | 0 | 0 | 0 | 0 | 0 | 0 | 0 | 0 | 0 | 0 | 0 | 0 | 0
sens2 | Capex 10% lower | -10% | 0% | Option 4sens2 | 0 | 0 | 0 | 0 | 0 | 0 | 0 | 0 | 0 | 0 | 0 | 0 | 0 | 0 | 0 | 0 | 0 | 0 | 0 | 0 | 0 | 0 | 0 | 0 | 0
sens3 | Total benefits 10% higher | 0% | 10% | Option 4sens3 | 0 | 0 | 0 | 0 | 0 | 0 | 0 | 0 | 0 | 0 | 0 | 0 | 0 | 0 | 0 | 0 | 0 | 0 | 0 | 0 | 0 | 0 | 0 | 0 | 0
sens4 | Total benefits 10% lower | 0% | -10% | Option 4sens4 | 0 | 0 | 0 | 0 | 0 | 0 | 0 | 0 | 0 | 0 | 0 | 0 | 0 | 0 | 0 | 0 | 0 | 0 | 0 | 0 | 0 | 0 | 0 | 0 | 0
sens5 | Capex 10% higher & Total benefits 10% lower | 10% | -10% | Option 4sens5 | 0 | 0 | 0 | 0 | 0 | 0 | 0 | 0 | 0 | 0 | 0 | 0 | 0 | 0 | 0 | 0 | 0 | 0 | 0 | 0 | 0 | 0 | 0 | 0 | 0
sens | 0 | 0% | 0% | Option 4sens | 0 | 0 | 0 | 0 | 0 | 0 | 0 | 0 | 0 | 0 | 0 | 0 | 0 | 0 | 0 | 0 | 0 | 0 | 0 | 0 | 0 | 0 | 0 | 0 | 0
sens | 0 | 0% | 0% | Option 4sens | 0 | 0 | 0 | 0 | 0 | 0 | 0 | 0 | 0 | 0 | 0 | 0 | 0 | 0 | 0 | 0 | 0 | 0 | 0 | 0 | 0 | 0 | 0 | 0 | 0
sens | 0 | 0% | 0% | Option 4sens | 0 | 0 | 0 | 0 | 0 | 0 | 0 | 0 | 0 | 0 | 0 | 0 | 0 | 0 | 0 | 0 | 0 | 0 | 0 | 0 | 0 | 0 | 0 | 0 | 0

## Option5
Powercor
Wemen Feeder Constraint
OPTION 5 | < Enter description >
Not used
Count |  |  |  |  | 1 | 2 | 3 | 4 | 5 | 6 | 7 | 8 | 9 | 10 | 11 | 12 | 13 | 14 | 15 | 16 | 17 | 18 | 19 | 20 | 21 | 22 | 23 | 24 | 25
Value of CO2 reductions |  |  |  | $/MWh | 24.7305 | 22.3407 | 20.1963 | 18.0629 | 15.9134 | 13.7151 | 13.7151 | 13.7151 | 13.7151 | 13.7151 | 13.7151 | 13.7151 | 13.7151 | 13.7151 | 13.7151 | 13.7151 | 13.7151 | 13.7151 | 13.7151 | 13.7151 | 13.7151 | 13.7151 | 13.7151 | 13.7151 | 13.7151
|  |  |  | Units | 2026-27 | 2027-28 | 2028-29 | 2029-30 | 2030-31 | 2031-32 | 2032-33 | 2033-34 | 2034-35 | 2035-36 | 2036-37 | 2037-38 | 2038-39 | 2039-40 | 2040-41 | 2041-42 | 2042-43 | 2043-44 | 2044-45 | 2045-46 | 2046-47 | 2047-48 | 2048-49 | 2049-50 | 2050-51
INVESTMENT & OPERATING COST
| Capex |  | Asset life (yrs)
| < Enter description > |  | 0 | 2023-12-31 | 0 | 0 | 0 | 0 | 0 | 0 | 0 | 0 | 0 | 0 | 0 | 0 | 0 | 0 | 0 | 0 | 0 | 0 | 0 | 0 | 0 | 0 | 0 | 0 | 0
| < Enter description > |  | 0 | 2023-12-31 | 0 | 0 | 0 | 0 | 0 | 0 | 0 | 0 | 0 | 0 | 0 | 0 | 0 | 0 | 0 | 0 | 0 | 0 | 0 | 0 | 0 | 0 | 0 | 0 | 0
| < Enter description > |  | 0 | 2023-12-31 | 0 | 0 | 0 | 0 | 0 | 0 | 0 | 0 | 0 | 0 | 0 | 0 | 0 | 0 | 0 | 0 | 0 | 0 | 0 | 0 | 0 | 0 | 0 | 0 | 0
| Capital expenditure |  |  | 2023-12-31 | 0 | 0 | 0 | 0 | 0 | 0 | 0 | 0 | 0 | 0 | 0 | 0 | 0 | 0 | 0 | 0 | 0 | 0 | 0 | 0 | 0 | 0 | 0 | 0 | 0
| Operating expenditure |  |  | 2023-12-31 | 0 | 0 | 0 | 0 | 0 | 0 | 0 | 0 | 0 | 0 | 0 | 0 | 0 | 0 | 0 | 0 | 0 | 0 | 0 | 0 | 0 | 0 | 0 | 0 | 0
RISK ASSUMPTIONS
| PoF (major) |  |  |  | 0 | 0 | 0 | 0 | 0 | 0 | 0 | 0 | 0 | 0 | 0 | 0 | 0 | 0 | 0 | 0 | 0 | 0 | 0 | 0 | 0 | 0 | 0 | 0 | 0
| PoF (reparable) |  |  |  | 0 | 0 | 0 | 0 | 0 | 0 | 0 | 0 | 0 | 0 | 0 | 0 | 0 | 0 | 0 | 0 | 0 | 0 | 0 | 0 | 0 | 0 | 0 | 0 | 0
| Energy at risk (weighted) |  |  | MWh | 0 | 0 | 0 | 0 | 0 | 0 | 0 | 0 | 0 | 0 | 0 | 0 | 0 | 0 | 0 | 0 | 0 | 0 | 0 | 0 | 0 | 0 | 0 | 0 | 0
| Energy at risk value | $/MWh | 61329.3035 | 2023-12-31 | 0 | 0 | 0 | 0 | 0 | 0 | 0 | 0 | 0 | 0 | 0 | 0 | 0 | 0 | 0 | 0 | 0 | 0 | 0 | 0 | 0 | 0 | 0 | 0 | 0
| Safety consequence | (after DF) |  | 2023-12-31 | 0 | 0 | 0 | 0 | 0 | 0 | 0 | 0 | 0 | 0 | 0 | 0 | 0 | 0 | 0 | 0 | 0 | 0 | 0 | 0 | 0 | 0 | 0 | 0 | 0
| Unplanned replacements |  |  | 2023-12-31 | 0 | 0 | 0 | 0 | 0 | 0 | 0 | 0 | 0 | 0 | 0 | 0 | 0 | 0 | 0 | 0 | 0 | 0 | 0 | 0 | 0 | 0 | 0 | 0 | 0
| Environmental consequence | (after DF) |  | 2023-12-31 | 0 | 0 | 0 | 0 | 0 | 0 | 0 | 0 | 0 | 0 | 0 | 0 | 0 | 0 | 0 | 0 | 0 | 0 | 0 | 0 | 0 | 0 | 0 | 0 | 0
| < Other risk - enter description > |  |  | 2023-12-31 | 0 | 0 | 0 | 0 | 0 | 0 | 0 | 0 | 0 | 0 | 0 | 0 | 0 | 0 | 0 | 0 | 0 | 0 | 0 | 0 | 0 | 0 | 0 | 0 | 0
| < Other risk - enter description > |  |  | 2023-12-31 | 0 | 0 | 0 | 0 | 0 | 0 | 0 | 0 | 0 | 0 | 0 | 0 | 0 | 0 | 0 | 0 | 0 | 0 | 0 | 0 | 0 | 0 | 0 | 0 | 0
| Total risk cost |  |  |  | 0 | 0 | 0 | 0 | 0 | 0 | 0 | 0 | 0 | 0 | 0 | 0 | 0 | 0 | 0 | 0 | 0 | 0 | 0 | 0 | 0 | 0 | 0 | 0 | 0
OTHER BENEFITS
| Reduction in CO2 emissions |  |  | MWh | 0 | 0 | 0 | 0 | 0 | 0 | 0 | 0 | 0 | 0 | 0 | 0 | 0 | 0 | 0 | 0 | 0 | 0 | 0 | 0 | 0 | 0 | 0 | 0 | 0
| Value of reduction in CO2 emissions |  |  | $ | 0 | 0 | 0 | 0 | 0 | 0 | 0 | 0 | 0 | 0 | 0 | 0 | 0 | 0 | 0 | 0 | 0 | 0 | 0 | 0 | 0 | 0 | 0 | 0 | 0
| Reliability in worst-served areas | $/MWh | 151432.8174 | MWh | 0 | 0 | 0 | 0 | 0 | 0 | 0 | 0 | 0 | 0 | 0 | 0 | 0 | 0 | 0 | 0 | 0 | 0 | 0 | 0 | 0 | 0 | 0 | 0 | 0
| Network resilience | $/MWh | 24590 | MWh | 0 | 0 | 0 | 0 | 0 | 0 | 0 | 0 | 0 | 0 | 0 | 0 | 0 | 0 | 0 | 0 | 0 | 0 | 0 | 0 | 0 | 0 | 0 | 0 | 0
| Enabling solar exports | $/MWh | 88.3577 | MWh | 0 | 0 | 0 | 0 | 0 | 0 | 0 | 0 | 0 | 0 | 0 | 0 | 0 | 0 | 0 | 0 | 0 | 0 | 0 | 0 | 0 | 0 | 0 | 0 | 0
| Aesthetics | $/customer | 0 | customers | 0 | 0 | 0 | 0 | 0 | 0 | 0 | 0 | 0 | 0 | 0 | 0 | 0 | 0 | 0 | 0 | 0 | 0 | 0 | 0 | 0 | 0 | 0 | 0 | 0
| Customer value of time (res) | $/customer min | 0.35181 | mins | 0 | 0 | 0 | 0 | 0 | 0 | 0 | 0 | 0 | 0 | 0 | 0 | 0 | 0 | 0 | 0 | 0 | 0 | 0 | 0 | 0 | 0 | 0 | 0 | 0
| Customer value of time (bus) | $/customer min | 0.35181 | mins | 0 | 0 | 0 | 0 | 0 | 0 | 0 | 0 | 0 | 0 | 0 | 0 | 0 | 0 | 0 | 0 | 0 | 0 | 0 | 0 | 0 | 0 | 0 | 0 | 0
| Communication | $/customer | 0 | customers | 0 | 0 | 0 | 0 | 0 | 0 | 0 | 0 | 0 | 0 | 0 | 0 | 0 | 0 | 0 | 0 | 0 | 0 | 0 | 0 | 0 | 0 | 0 | 0 | 0
| Information accessibility | $/customer | 0 | customers | 0 | 0 | 0 | 0 | 0 | 0 | 0 | 0 | 0 | 0 | 0 | 0 | 0 | 0 | 0 | 0 | 0 | 0 | 0 | 0 | 0 | 0 | 0 | 0 | 0
| Other benefits 1 |  |  | 2023-12-31 | 0 | 0 | 0 | 0 | 0 | 0 | 0 | 0 | 0 | 0 | 0 | 0 | 0 | 0 | 0 | 0 | 0 | 0 | 0 | 0 | 0 | 0 | 0 | 0 | 0
| Other benefits 2 |  |  | 2023-12-31 | 0 | 0 | 0 | 0 | 0 | 0 | 0 | 0 | 0 | 0 | 0 | 0 | 0 | 0 | 0 | 0 | 0 | 0 | 0 | 0 | 0 | 0 | 0 | 0 | 0
| Total other benefits |  |  | 2023-12-31 | 0 | 0 | 0 | 0 | 0 | 0 | 0 | 0 | 0 | 0 | 0 | 0 | 0 | 0 | 0 | 0 | 0 | 0 | 0 | 0 | 0 | 0 | 0 | 0 | 0
SUMMARY
| Risks mitigated vs base case |  |  | 2023-12-31 | 0 | 0 | 0 | 0 | 0 | 0 | 0 | 0 | 0 | 0 | 0 | 0 | 0 | 0 | 0 | 0 | 0 | 0 | 0 | 0 | 0 | 0 | 0 | 0 | 0
Capital expenditure
| < Enter description > |  |  | 2023-12-31 | 0 | 0 | 0 | 0 | 0 | 0 | 0 | 0 | 0 | 0 | 0 | 0 | 0 | 0 | 0 | 0 | 0 | 0 | 0 | 0 | 0 | 0 | 0 | 0 | 0
| < Enter description > |  |  | 2023-12-31 | 0 | 0 | 0 | 0 | 0 | 0 | 0 | 0 | 0 | 0 | 0 | 0 | 0 | 0 | 0 | 0 | 0 | 0 | 0 | 0 | 0 | 0 | 0 | 0 | 0
| < Enter description > |  |  | 2023-12-31 | 0 | 0 | 0 | 0 | 0 | 0 | 0 | 0 | 0 | 0 | 0 | 0 | 0 | 0 | 0 | 0 | 0 | 0 | 0 | 0 | 0 | 0 | 0 | 0 | 0
Cumulative capex
| < Enter description > |  |  | 2023-12-31 | 0 | 0 | 0 | 0 | 0 | 0 | 0 | 0 | 0 | 0 | 0 | 0 | 0 | 0 | 0 | 0 | 0 | 0 | 0 | 0 | 0 | 0 | 0 | 0 | 0
| < Enter description > |  |  | 2023-12-31 | 0 | 0 | 0 | 0 | 0 | 0 | 0 | 0 | 0 | 0 | 0 | 0 | 0 | 0 | 0 | 0 | 0 | 0 | 0 | 0 | 0 | 0 | 0 | 0 | 0
| < Enter description > |  |  | 2023-12-31 | 0 | 0 | 0 | 0 | 0 | 0 | 0 | 0 | 0 | 0 | 0 | 0 | 0 | 0 | 0 | 0 | 0 | 0 | 0 | 0 | 0 | 0 | 0 | 0 | 0
Annualised capex
| Annualised capex - < Enter description > |  |  | 2023-12-31 | 0 | 0 | 0 | 0 | 0 | 0 | 0 | 0 | 0 | 0 | 0 | 0 | 0 | 0 | 0 | 0 | 0 | 0 | 0 | 0 | 0 | 0 | 0 | 0 | 0
| Annualised capex - < Enter description > |  |  | 2023-12-31 | 0 | 0 | 0 | 0 | 0 | 0 | 0 | 0 | 0 | 0 | 0 | 0 | 0 | 0 | 0 | 0 | 0 | 0 | 0 | 0 | 0 | 0 | 0 | 0 | 0
| Annualised capex - < Enter description > |  |  | 2023-12-31 | 0 | 0 | 0 | 0 | 0 | 0 | 0 | 0 | 0 | 0 | 0 | 0 | 0 | 0 | 0 | 0 | 0 | 0 | 0 | 0 | 0 | 0 | 0 | 0 | 0
| Total annualised capex |  |  | 2023-12-31 | 0 | 0 | 0 | 0 | 0 | 0 | 0 | 0 | 0 | 0 | 0 | 0 | 0 | 0 | 0 | 0 | 0 | 0 | 0 | 0 | 0 | 0 | 0 | 0 | 0
| Annualised capex |  |  | 2023-12-31 | 0 | 0 | 0 | 0 | 0 | 0 | 0 | 0 | 0 | 0 | 0 | 0 | 0 | 0 | 0 | 0 | 0 | 0 | 0 | 0 | 0 | 0 | 0 | 0 | 0
| Operating expenditure |  |  | 2023-12-31 | 0 | 0 | 0 | 0 | 0 | 0 | 0 | 0 | 0 | 0 | 0 | 0 | 0 | 0 | 0 | 0 | 0 | 0 | 0 | 0 | 0 | 0 | 0 | 0 | 0
| Risk mitigated |  |  | 2023-12-31 | 0 | 0 | 0 | 0 | 0 | 0 | 0 | 0 | 0 | 0 | 0 | 0 | 0 | 0 | 0 | 0 | 0 | 0 | 0 | 0 | 0 | 0 | 0 | 0 | 0
| Other benefits value |  |  | 2023-12-31 | 0 | 0 | 0 | 0 | 0 | 0 | 0 | 0 | 0 | 0 | 0 | 0 | 0 | 0 | 0 | 0 | 0 | 0 | 0 | 0 | 0 | 0 | 0 | 0 | 0
| Net benefits |  |  | 2023-12-31 | 0 | 0 | 0 | 0 | 0 | 0 | 0 | 0 | 0 | 0 | 0 | 0 | 0 | 0 | 0 | 0 | 0 | 0 | 0 | 0 | 0 | 0 | 0 | 0 | 0
| First capex year |  |  | 0
| First year |  |  | Not used
SENSITIVITIES
NPV | Net benefits |  |  | Option 5NPV | 0 | 0 | 0 | 0 | 0 | 0 | 0 | 0 | 0 | 0 | 0 | 0 | 0 | 0 | 0 | 0 | 0 | 0 | 0 | 0 | 0 | 0 | 0 | 0 | 0
| Total annualised capex |  |  |  | 0 | 0 | 0 | 0 | 0 | 0 | 0 | 0 | 0 | 0 | 0 | 0 | 0 | 0 | 0 | 0 | 0 | 0 | 0 | 0 | 0 | 0 | 0 | 0 | 0
| Total benefits |  |  |  | 0 | 0 | 0 | 0 | 0 | 0 | 0 | 0 | 0 | 0 | 0 | 0 | 0 | 0 | 0 | 0 | 0 | 0 | 0 | 0 | 0 | 0 | 0 | 0 | 0
|  | Capex | Total benefits
sens1 | Capex 10% higher | 10% | 0% | Option 5sens1 | 0 | 0 | 0 | 0 | 0 | 0 | 0 | 0 | 0 | 0 | 0 | 0 | 0 | 0 | 0 | 0 | 0 | 0 | 0 | 0 | 0 | 0 | 0 | 0 | 0
sens2 | Capex 10% lower | -10% | 0% | Option 5sens2 | 0 | 0 | 0 | 0 | 0 | 0 | 0 | 0 | 0 | 0 | 0 | 0 | 0 | 0 | 0 | 0 | 0 | 0 | 0 | 0 | 0 | 0 | 0 | 0 | 0
sens3 | Total benefits 10% higher | 0% | 10% | Option 5sens3 | 0 | 0 | 0 | 0 | 0 | 0 | 0 | 0 | 0 | 0 | 0 | 0 | 0 | 0 | 0 | 0 | 0 | 0 | 0 | 0 | 0 | 0 | 0 | 0 | 0
sens4 | Total benefits 10% lower | 0% | -10% | Option 5sens4 | 0 | 0 | 0 | 0 | 0 | 0 | 0 | 0 | 0 | 0 | 0 | 0 | 0 | 0 | 0 | 0 | 0 | 0 | 0 | 0 | 0 | 0 | 0 | 0 | 0
sens5 | Capex 10% higher & Total benefits 10% lower | 10% | -10% | Option 5sens5 | 0 | 0 | 0 | 0 | 0 | 0 | 0 | 0 | 0 | 0 | 0 | 0 | 0 | 0 | 0 | 0 | 0 | 0 | 0 | 0 | 0 | 0 | 0 | 0 | 0
sens | 0 | 0% | 0% | Option 5sens | 0 | 0 | 0 | 0 | 0 | 0 | 0 | 0 | 0 | 0 | 0 | 0 | 0 | 0 | 0 | 0 | 0 | 0 | 0 | 0 | 0 | 0 | 0 | 0 | 0
sens | 0 | 0% | 0% | Option 5sens | 0 | 0 | 0 | 0 | 0 | 0 | 0 | 0 | 0 | 0 | 0 | 0 | 0 | 0 | 0 | 0 | 0 | 0 | 0 | 0 | 0 | 0 | 0 | 0 | 0
sens | 0 | 0% | 0% | Option 5sens | 0 | 0 | 0 | 0 | 0 | 0 | 0 | 0 | 0 | 0 | 0 | 0 | 0 | 0 | 0 | 0 | 0 | 0 | 0 | 0 | 0 | 0 | 0 | 0 | 0

## Consol
Powercor
Wemen Feeder Constraint
CONSOLIDATED
Discount factor |  |  |  |  | 0 | 0.98295 | 0.94971 | 0.91759 | 0.88656 | 0.85658 | 0.82761 | 0.79963 | 0.77259 | 0.74646 | 0.72122 | 0.69683 | 0.67326 | 0.6505 | 0.6285 | 0.60725 | 0.58671 | 0.56687 | 0.5477 | 0.52918 | 0.51129 | 0.494 | 0.47729 | 0.46115 | 0.44556 | 0.43049
Count |  |  |  |  | 0 | 1 | 2 | 3 | 4 | 5 | 6 | 7 | 8 | 9 | 10 | 11 | 12 | 13 | 14 | 15 | 16 | 17 | 18 | 19 | 20 | 21 | 22 | 23 | 24 | 25
Analysis period |  |  |  |  | TRUE | TRUE | TRUE | TRUE | TRUE | TRUE | TRUE | TRUE | TRUE | TRUE | TRUE | TRUE | TRUE | TRUE | TRUE | TRUE | TRUE | TRUE | TRUE | TRUE | TRUE | FALSE | FALSE | FALSE | FALSE | FALSE
[5 empty] | 2026-06-30 | 2026-27 | 2027-28 | 2028-29 | 2029-30 | 2030-31 | 2031-32 | 2032-33 | 2033-34 | 2034-35 | 2035-36 | 2036-37 | 2037-38 | 2038-39 | 2039-40 | 2040-41 | 2041-42 | 2042-43 | 2043-44 | 2044-45 | 2045-46 | 2046-47 | 2047-48 | 2048-49 | 2049-50 | 2050-51
COSTS |  |  | PV
Option 1 (base case) | Energy at risk value | Option 1 (base case)Energy at risk value | 330299526.0316 | 2026-06-30 |  | 9510534.2977 | 11545873.2726 | 13259735.1659 | 13908149.6616 | 14940152.5221 | 17935144.9506 | 21947124.3249 | 22783920.2951 | 22783920.2951 | 22783920.2951 | 22783920.2951 | 22783920.2951 | 22783920.2951 | 22783920.2951 | 22783920.2951 | 22783920.2951 | 22783920.2951 | 22783920.2951 | 22783920.2951 | 22783920.2951 | 22783920.2951 | 22783920.2951 | 22783920.2951 | 22783920.2951 | 22783920.2951
Option 1 (base case) | Capital expenditure | Option 1 (base case)Capital expenditure | 0 | 2026-06-30 |  | 0 | 0 | 0 | 0 | 0 | 0 | 0 | 0 | 0 | 0 | 0 | 0 | 0 | 0 | 0 | 0 | 0 | 0 | 0 | 0 | 0 | 0 | 0 | 0 | 0
Option 1 (base case) | Total risk cost | Option 1 (base case)Total risk cost | 277703319.2313 | 2026-06-30 |  | 9510534.2977 | 11545873.2726 | 13259735.1659 | 13908149.6616 | 14940152.5221 | 17935144.9506 | 21947124.3249 | 22783920.2951 | 22783920.2951 | 22783920.2951 | 22783920.2951 | 22783920.2951 | 22783920.2951 | 22783920.2951 | 22783920.2951 | 22783920.2951 | 22783920.2951 | 22783920.2951 | 22783920.2951 | 22783920.2951 | 22783920.2951 | 22783920.2951 | 22783920.2951 | 22783920.2951 | 22783920.2951
Option 1 (base case) |  | Option 1 (base case)
Option 1 (base case) | Annualised capex | Option 1 (base case)Annualised capex | 0 | 2026-06-30 |  | 0 | 0 | 0 | 0 | 0 | 0 | 0 | 0 | 0 | 0 | 0 | 0 | 0 | 0 | 0 | 0 | 0 | 0 | 0 | 0 | 0 | 0 | 0 | 0 | 0
Option 1 (base case) | Operating expenditure | Option 1 (base case)Operating expenditure | 0 | 2026-06-30 |  | 0 | 0 | 0 | 0 | 0 | 0 | 0 | 0 | 0 | 0 | 0 | 0 | 0 | 0 | 0 | 0 | 0 | 0 | 0 | 0 | 0 | 0 | 0 | 0 | 0
Option 1 (base case) | Risk mitigated | Option 1 (base case)Risk mitigated | 0 | 2026-06-30 |  | 0 | 0 | 0 | 0 | 0 | 0 | 0 | 0 | 0 | 0 | 0 | 0 | 0 | 0 | 0 | 0 | 0 | 0 | 0 | 0 | 0 | 0 | 0 | 0 | 0
Option 1 (base case) | Other benefits value | Option 1 (base case)Other benefits value | 0 | 2026-06-30 |  | 0 | 0 | 0 | 0 | 0 | 0 | 0 | 0 | 0 | 0 | 0 | 0 | 0 | 0 | 0 | 0 | 0 | 0 | 0 | 0 | 0 | 0 | 0 | 0 | 0
Option 1 (base case) | Net benefits | Option 1 (base case)Net benefits |  | 2026-06-30 |  | 0 | 0 | 0 | 0 | 0 | 0 | 0 | 0 | 0 | 0 | 0 | 0 | 0 | 0 | 0 | 0 | 0 | 0 | 0 | 0 | 0 | 0 | 0 | 0 | 0
Option 1 (base case) | NPV | Option 1 (base case)NPV | 0 | 2026-06-30
Option 1 (base case) | PV of costs | Option 1 (base case)PV of costs | 0 | 2026-06-30
Option 1 (base case) | PV of benefits | Option 1 (base case)PV of benefits | 0 | 2026-06-30
Option 2 | Energy at risk value | Option 2Energy at risk value | 9348345.2062 | 2026-06-30 |  | 9510534.2977 | 0 | 0 | 0 | 0 | 0 | 0 | 0 | 0 | 0 | 0 | 0 | 0 | 0 | 0 | 0 | 0 | 0 | 0 | 0 | 0 | 0 | 0 | 0 | 0
Option 2 | Capital expenditure | Option 2Capital expenditure | -1126147.603 | 2026-06-30 |  | -1145685.698 | 0 | 0 | 0 | 0 | 0 | 0 | 0 | 0 | 0 | 0 | 0 | 0 | 0 | 0 | 0 | 0 | 0 | 0 | 0 | 0 | 0 | 0 | 0 | 0
Option 2 | Total risk cost | Option 2Total risk cost | 9348345.2062 | 2026-06-30 |  | 9510534.2977 | 0 | 0 | 0 | 0 | 0 | 0 | 0 | 0 | 0 | 0 | 0 | 0 | 0 | 0 | 0 | 0 | 0 | 0 | 0 | 0 | 0 | 0 | 0 | 0
Option 2 |  | Option 2
Option 2 | Annualised capex | Option 2Annualised capex | -658234.6554 | 2026-06-30 |  | 0 | -48844.8313 | -48844.8313 | -48844.8313 | -48844.8313 | -48844.8313 | -48844.8313 | -48844.8313 | -48844.8313 | -48844.8313 | -48844.8313 | -48844.8313 | -48844.8313 | -48844.8313 | -48844.8313 | -48844.8313 | -48844.8313 | -48844.8313 | -48844.8313 | -48844.8313 | 0 | 0 | 0 | 0 | 0
Option 2 | Operating expenditure | Option 2Operating expenditure | 0 | 2026-06-30 |  | 0 | 0 | 0 | 0 | 0 | 0 | 0 | 0 | 0 | 0 | 0 | 0 | 0 | 0 | 0 | 0 | 0 | 0 | 0 | 0 | 0 | 0 | 0 | 0 | 0
Option 2 | Risk mitigated | Option 2Risk mitigated | 268354974.0251 | 2026-06-30 |  | 0 | 11545873.2726 | 13259735.1659 | 13908149.6616 | 14940152.5221 | 17935144.9506 | 21947124.3249 | 22783920.2951 | 22783920.2951 | 22783920.2951 | 22783920.2951 | 22783920.2951 | 22783920.2951 | 22783920.2951 | 22783920.2951 | 22783920.2951 | 22783920.2951 | 22783920.2951 | 22783920.2951 | 22783920.2951 | 0 | 0 | 0 | 0 | 0
Option 2 | Other benefits value | Option 2Other benefits value | 0 | 2026-06-30 |  | 0 | 0 | 0 | 0 | 0 | 0 | 0 | 0 | 0 | 0 | 0 | 0 | 0 | 0 | 0 | 0 | 0 | 0 | 0 | 0 | 0 | 0 | 0 | 0 | 0
Option 2 | Net benefits | Option 2Net benefits |  | 2026-06-30 |  | 0 | 11497028.4413 | 13210890.3346 | 13859304.8303 | 14891307.6908 | 17886300.1193 | 21898279.4936 | 22735075.4638 | 22735075.4638 | 22735075.4638 | 22735075.4638 | 22735075.4638 | 22735075.4638 | 22735075.4638 | 22735075.4638 | 22735075.4638 | 22735075.4638 | 22735075.4638 | 22735075.4638 | 22735075.4638 | 0 | 0 | 0 | 0 | 0
Option 2 | NPV | Option 2NPV | 267696739.3697 | 2026-06-30
Option 2 | PV of costs | Option 2PV of costs | -658234.6554 | 2026-06-30
Option 2 | PV of benefits | Option 2PV of benefits | 268354974.0251 | 2026-06-30
Option 3 | Energy at risk value | Option 3Energy at risk value | 0 | 2026-06-30 |  | 0 | 0 | 0 | 0 | 0 | 0 | 0 | 0 | 0 | 0 | 0 | 0 | 0 | 0 | 0 | 0 | 0 | 0 | 0 | 0 | 0 | 0 | 0 | 0 | 0
Option 3 | Capital expenditure | Option 3Capital expenditure | 0 | 2026-06-30 |  | 0 | 0 | 0 | 0 | 0 | 0 | 0 | 0 | 0 | 0 | 0 | 0 | 0 | 0 | 0 | 0 | 0 | 0 | 0 | 0 | 0 | 0 | 0 | 0 | 0
Option 3 | Total risk cost | Option 3Total risk cost | 0 | 2026-06-30 |  | 0 | 0 | 0 | 0 | 0 | 0 | 0 | 0 | 0 | 0 | 0 | 0 | 0 | 0 | 0 | 0 | 0 | 0 | 0 | 0 | 0 | 0 | 0 | 0 | 0
Option 3
Option 3 | Annualised capex | Option 3Annualised capex | 0 | 2026-06-30 |  | 0 | 0 | 0 | 0 | 0 | 0 | 0 | 0 | 0 | 0 | 0 | 0 | 0 | 0 | 0 | 0 | 0 | 0 | 0 | 0 | 0 | 0 | 0 | 0 | 0
Option 3 | Operating expenditure | Option 3Operating expenditure | 0 | 2026-06-30 |  | 0 | 0 | 0 | 0 | 0 | 0 | 0 | 0 | 0 | 0 | 0 | 0 | 0 | 0 | 0 | 0 | 0 | 0 | 0 | 0 | 0 | 0 | 0 | 0 | 0
Option 3 | Risk mitigated | Option 3Risk mitigated | 0 | 2026-06-30 |  | 0 | 0 | 0 | 0 | 0 | 0 | 0 | 0 | 0 | 0 | 0 | 0 | 0 | 0 | 0 | 0 | 0 | 0 | 0 | 0 | 0 | 0 | 0 | 0 | 0
Option 3 | Other benefits value | Option 3Other benefits value | 0 | 2026-06-30 |  | 0 | 0 | 0 | 0 | 0 | 0 | 0 | 0 | 0 | 0 | 0 | 0 | 0 | 0 | 0 | 0 | 0 | 0 | 0 | 0 | 0 | 0 | 0 | 0 | 0
Option 3 | Net benefits | Option 3Net benefits |  | 2026-06-30 |  | 0 | 0 | 0 | 0 | 0 | 0 | 0 | 0 | 0 | 0 | 0 | 0 | 0 | 0 | 0 | 0 | 0 | 0 | 0 | 0 | 0 | 0 | 0 | 0 | 0
Option 3 | NPV | Option 3NPV | 0 | 2026-06-30
Option 3 | PV of costs | Option 3PV of costs | 0 | 2026-06-30
Option 3 | PV of benefits | Option 3PV of benefits | 0 | 2026-06-30
Option 4 | Energy at risk value | Option 4Energy at risk value | 0 | 2026-06-30 |  | 0 | 0 | 0 | 0 | 0 | 0 | 0 | 0 | 0 | 0 | 0 | 0 | 0 | 0 | 0 | 0 | 0 | 0 | 0 | 0 | 0 | 0 | 0 | 0 | 0
Option 4 | Capital expenditure | Option 4Capital expenditure | 0 | 2026-06-30 |  | 0 | 0 | 0 | 0 | 0 | 0 | 0 | 0 | 0 | 0 | 0 | 0 | 0 | 0 | 0 | 0 | 0 | 0 | 0 | 0 | 0 | 0 | 0 | 0 | 0
Option 4 | Total risk cost | Option 4Total risk cost | 0 | 2026-06-30 |  | 0 | 0 | 0 | 0 | 0 | 0 | 0 | 0 | 0 | 0 | 0 | 0 | 0 | 0 | 0 | 0 | 0 | 0 | 0 | 0 | 0 | 0 | 0 | 0 | 0
Option 4 |  | Option 4
Option 4 | Annualised capex | Option 4Annualised capex | 0 | 2026-06-30 |  | 0 | 0 | 0 | 0 | 0 | 0 | 0 | 0 | 0 | 0 | 0 | 0 | 0 | 0 | 0 | 0 | 0 | 0 | 0 | 0 | 0 | 0 | 0 | 0 | 0
Option 4 | Operating expenditure | Option 4Operating expenditure | 0 | 2026-06-30 |  | 0 | 0 | 0 | 0 | 0 | 0 | 0 | 0 | 0 | 0 | 0 | 0 | 0 | 0 | 0 | 0 | 0 | 0 | 0 | 0 | 0 | 0 | 0 | 0 | 0
Option 4 | Risk mitigated | Option 4Risk mitigated | 0 | 2026-06-30 |  | 0 | 0 | 0 | 0 | 0 | 0 | 0 | 0 | 0 | 0 | 0 | 0 | 0 | 0 | 0 | 0 | 0 | 0 | 0 | 0 | 0 | 0 | 0 | 0 | 0
Option 4 | Other benefits value | Option 4Other benefits value | 0 | 2026-06-30 |  | 0 | 0 | 0 | 0 | 0 | 0 | 0 | 0 | 0 | 0 | 0 | 0 | 0 | 0 | 0 | 0 | 0 | 0 | 0 | 0 | 0 | 0 | 0 | 0 | 0
Option 4 | Net benefits | Option 4Net benefits |  | 2026-06-30 |  | 0 | 0 | 0 | 0 | 0 | 0 | 0 | 0 | 0 | 0 | 0 | 0 | 0 | 0 | 0 | 0 | 0 | 0 | 0 | 0 | 0 | 0 | 0 | 0 | 0
Option 4 | NPV | Option 4NPV | 0 | 2026-06-30
Option 4 | PV of costs | Option 4PV of costs | 0 | 2026-06-30
Option 4 | PV of benefits | Option 4PV of benefits | 0 | 2026-06-30
Option 5 | Energy at risk value | Option 5Energy at risk value | 0 | 2026-06-30 |  | 0 | 0 | 0 | 0 | 0 | 0 | 0 | 0 | 0 | 0 | 0 | 0 | 0 | 0 | 0 | 0 | 0 | 0 | 0 | 0 | 0 | 0 | 0 | 0 | 0
Option 5 | Capital expenditure | Option 5Capital expenditure | 0 | 2026-06-30 |  | 0 | 0 | 0 | 0 | 0 | 0 | 0 | 0 | 0 | 0 | 0 | 0 | 0 | 0 | 0 | 0 | 0 | 0 | 0 | 0 | 0 | 0 | 0 | 0 | 0
Option 5 | Total risk cost | Option 5Total risk cost | 0 | 2026-06-30 |  | 0 | 0 | 0 | 0 | 0 | 0 | 0 | 0 | 0 | 0 | 0 | 0 | 0 | 0 | 0 | 0 | 0 | 0 | 0 | 0 | 0 | 0 | 0 | 0 | 0
Option 5 |  | Option 5
Option 5 | Annualised capex | Option 5Annualised capex | 0 | 2026-06-30 |  | 0 | 0 | 0 | 0 | 0 | 0 | 0 | 0 | 0 | 0 | 0 | 0 | 0 | 0 | 0 | 0 | 0 | 0 | 0 | 0 | 0 | 0 | 0 | 0 | 0
Option 5 | Operating expenditure | Option 5Operating expenditure | 0 | 2026-06-30 |  | 0 | 0 | 0 | 0 | 0 | 0 | 0 | 0 | 0 | 0 | 0 | 0 | 0 | 0 | 0 | 0 | 0 | 0 | 0 | 0 | 0 | 0 | 0 | 0 | 0
Option 5 | Risk mitigated | Option 5Risk mitigated | 0 | 2026-06-30 |  | 0 | 0 | 0 | 0 | 0 | 0 | 0 | 0 | 0 | 0 | 0 | 0 | 0 | 0 | 0 | 0 | 0 | 0 | 0 | 0 | 0 | 0 | 0 | 0 | 0
Option 5 | Other benefits value | Option 5Other benefits value | 0 | 2026-06-30 |  | 0 | 0 | 0 | 0 | 0 | 0 | 0 | 0 | 0 | 0 | 0 | 0 | 0 | 0 | 0 | 0 | 0 | 0 | 0 | 0 | 0 | 0 | 0 | 0 | 0
Option 5 | Net benefits | Option 5Net benefits |  | 2026-06-30 |  | 0 | 0 | 0 | 0 | 0 | 0 | 0 | 0 | 0 | 0 | 0 | 0 | 0 | 0 | 0 | 0 | 0 | 0 | 0 | 0 | 0 | 0 | 0 | 0 | 0
Option 5 | NPV | Option 5NPV | 0 | 2026-06-30
Option 5 | PV of costs | Option 5PV of costs | 0 | 2026-06-30
Option 5 | PV of benefits | Option 5PV of benefits | 0 | 2026-06-30
CHART DATA | [5 empty] | FY27 | FY28 | FY29 | FY30 | FY31 | FY32 | FY33 | FY34 | FY35 | FY36 | FY37 | FY38 | FY39 | FY40 | FY41 | FY42 | FY43 | FY44 | FY45 | FY46 | FY47 | FY48 | FY49 | FY50 | FY51
Option 2 | Annualised capex | -1 |  |  | Option 2 annualised capex | 0.048845 | 0.048845 | 0.048845 | 0.048845 | 0.048845 | 0.048845 | 0.048845 | 0.048845 | 0.048845 | 0.048845 | 0.048845 | 0.048845 | 0.048845 | 0.048845 | 0.048845 | 0.048845 | 0.048845 | 0.048845 | 0.048845 | 0.048845 | 0 | 0 | 0 | 0 | 0
Option 1 (base case) | Total risk cost | 1 |  |  | Option 1 (base case) risk cost | 9.5105 | 11.5459 | 13.2597 | 13.9081 | 14.9402 | 17.9351 | 21.9471 | 22.7839 | 22.7839 | 22.7839 | 22.7839 | 22.7839 | 22.7839 | 22.7839 | 22.7839 | 22.7839 | 22.7839 | 22.7839 | 22.7839 | 22.7839 | 22.7839 | 22.7839 | 22.7839 | 22.7839 | 22.7839
[6 empty] | FY27 | FY28 | FY29 | FY30 | FY31 | FY32 | FY33 | FY34 | FY35 | FY36 | FY37 | FY38 | FY39 | FY40 | FY41 | FY42 | FY43 | FY44 | FY45 | FY46 | FY47 | FY48 | FY49 | FY50 | FY51
Energy at risk | Energy at risk (weighted) | 333.81 |  |  | Energy at risk energy at risk (weighted) | 139.34 | 169.16 | 194.27 | 203.77 | 218.89 | 262.77 | 321.55 | 333.81 | 333.81 | 333.81 | 333.81 | 333.81 | 333.81 | 333.81 | 333.81 | 333.81 | 333.81 | 333.81 | 333.81 | 333.81 | 333.81 | 333.81 | 333.81 | 333.81 | 333.81
Option 1 (base case) | Energy at risk value | 20.4723 |  |  | Option 1 (base case) risk cost | 8.5456 | 10.3745 | 11.9144 | 12.4971 | 13.4244 | 16.1155 | 19.7204 | 20.4723 | 20.4723 | 20.4723 | 20.4723 | 20.4723 | 20.4723 | 20.4723 | 20.4723 | 20.4723 | 20.4723 | 20.4723 | 20.4723 | 20.4723 | 20.4723 | 20.4723 | 20.4723 | 20.4723 | 20.4723

## Sensitivity_calcs
Powercor
Wemen Feeder Constraint
SENSITIVITY CALCULATIONS
Discount factor | [6 empty] | 0 | 0.98295 | 0.94971 | 0.91759 | 0.88656 | 0.85658 | 0.82761 | 0.79963 | 0.77259 | 0.74646 | 0.72122 | 0.69683 | 0.67326 | 0.6505 | 0.6285 | 0.60725 | 0.58671 | 0.56687 | 0.5477 | 0.52918 | 0.51129 | 0.494 | 0.47729 | 0.46115 | 0.44556 | 0.43049
Count | [6 empty] | 0 | 1 | 2 | 3 | 4 | 5 | 6 | 7 | 8 | 9 | 10 | 11 | 12 | 13 | 14 | 15 | 16 | 17 | 18 | 19 | 20 | 21 | 22 | 23 | 24 | 25
Analysis period | [6 empty] | 1 | 1 | 1 | 1 | 1 | 1 | 1 | 1 | 1 | 1 | 1 | 1 | 1 | 1 | 1 | 1 | 1 | 1 | 1 | 1 | 1 | 0 | 0 | 0 | 0 | 0
[7 empty] | 2026-06-30 | 2026-27 | 2027-28 | 2028-29 | 2029-30 | 2030-31 | 2031-32 | 2032-33 | 2033-34 | 2034-35 | 2035-36 | 2036-37 | 2037-38 | 2038-39 | 2039-40 | 2040-41 | 2041-42 | 2042-43 | 2043-44 | 2044-45 | 2045-46 | 2046-47 | 2047-48 | 2048-49 | 2049-50 | 2050-51
PV
[25 empty] | 22735075.4638 | 22735075.4638 | 0 | 0 | 0 | 0 | 0
OPTION 1 (base case) | NPV | Net benefits | OPTION 1 (base case)NPV |  | 0 |  | 0 | 0 | 0 | 0 | 0 | 0 | 0 | 0 | 0 | 0 | 0 | 0 | 0 | 0 | 0 | 0 | 0 | 0 | 0 | 0 | 0 | 0 | 0 | 0 | 0 | 0
OPTION 1 (base case) | sens1 | Capex 10% higher | OPTION 1 (base case)sens1 |  | 0 |  | 0 | 0 | 0 | 0 | 0 | 0 | 0 | 0 | 0 | 0 | 0 | 0 | 0 | 0 | 0 | 0 | 0 | 0 | 0 | 0 | 0 | 0 | 0 | 0 | 0 | 0
OPTION 1 (base case) | sens2 | Capex 10% lower | OPTION 1 (base case)sens2 |  | 0 |  | 0 | 0 | 0 | 0 | 0 | 0 | 0 | 0 | 0 | 0 | 0 | 0 | 0 | 0 | 0 | 0 | 0 | 0 | 0 | 0 | 0 | 0 | 0 | 0 | 0 | 0
OPTION 1 (base case) | sens3 | Total benefits 10% higher | OPTION 1 (base case)sens3 |  | 0 |  | 0 | 0 | 0 | 0 | 0 | 0 | 0 | 0 | 0 | 0 | 0 | 0 | 0 | 0 | 0 | 0 | 0 | 0 | 0 | 0 | 0 | 0 | 0 | 0 | 0 | 0
OPTION 1 (base case) | sens4 | Total benefits 10% lower | OPTION 1 (base case)sens4 |  | 0 |  | 0 | 0 | 0 | 0 | 0 | 0 | 0 | 0 | 0 | 0 | 0 | 0 | 0 | 0 | 0 | 0 | 0 | 0 | 0 | 0 | 0 | 0 | 0 | 0 | 0 | 0
OPTION 1 (base case) | sens5 | Capex 10% higher & Total benefits 10% lower | OPTION 1 (base case)sens5 |  | 0 |  | 0 | 0 | 0 | 0 | 0 | 0 | 0 | 0 | 0 | 0 | 0 | 0 | 0 | 0 | 0 | 0 | 0 | 0 | 0 | 0 | 0 | 0 | 0 | 0 | 0 | 0
OPTION 1 (base case) | sens | 0 | OPTION 1 (base case)sens |  | 0 |  | 0 | 0 | 0 | 0 | 0 | 0 | 0 | 0 | 0 | 0 | 0 | 0 | 0 | 0 | 0 | 0 | 0 | 0 | 0 | 0 | 0 | 0 | 0 | 0 | 0 | 0
OPTION 1 (base case) | sens | 0 | OPTION 1 (base case)sens |  | 0 |  | 0 | 0 | 0 | 0 | 0 | 0 | 0 | 0 | 0 | 0 | 0 | 0 | 0 | 0 | 0 | 0 | 0 | 0 | 0 | 0 | 0 | 0 | 0 | 0 | 0 | 0
OPTION 1 (base case) | sens | 0 | OPTION 1 (base case)sens |  | 0 |  | 0 | 0 | 0 | 0 | 0 | 0 | 0 | 0 | 0 | 0 | 0 | 0 | 0 | 0 | 0 | 0 | 0 | 0 | 0 | 0 | 0 | 0 | 0 | 0 | 0 | 0
Option 2 | NPV | Net benefits | Option 2NPV |  | 267696739.3697 |  | 0 | 0 | 11497028.4413 | 13210890.3346 | 13859304.8303 | 14891307.6908 | 17886300.1193 | 21898279.4936 | 22735075.4638 | 22735075.4638 | 22735075.4638 | 22735075.4638 | 22735075.4638 | 22735075.4638 | 22735075.4638 | 22735075.4638 | 22735075.4638 | 22735075.4638 | 22735075.4638 | 22735075.4638 | 22735075.4638 | 0 | 0 | 0 | 0 | 0
Option 2 | sens1 | Capex 10% higher | Option 2sens1 |  | 267630915.9042 |  | 0 | 0 | 11492143.9582 | 13206005.8515 | 13854420.3472 | 14886423.2077 | 17881415.6361 | 21893395.0105 | 22730190.9807 | 22730190.9807 | 22730190.9807 | 22730190.9807 | 22730190.9807 | 22730190.9807 | 22730190.9807 | 22730190.9807 | 22730190.9807 | 22730190.9807 | 22730190.9807 | 22730190.9807 | 22730190.9807 | 0 | 0 | 0 | 0 | 0
Option 2 | sens2 | Capex 10% lower | Option 2sens2 |  | 267762562.8353 |  | 0 | 0 | 11501912.9244 | 13215774.8177 | 13864189.3134 | 14896192.1739 | 17891184.6024 | 21903163.9767 | 22739959.947 | 22739959.947 | 22739959.947 | 22739959.947 | 22739959.947 | 22739959.947 | 22739959.947 | 22739959.947 | 22739959.947 | 22739959.947 | 22739959.947 | 22739959.947 | 22739959.947 | 0 | 0 | 0 | 0 | 0
Option 2 | sens3 | Total benefits 10% higher | Option 2sens3 |  | 294532236.7722 |  | 0 | 0 | 12651615.7685 | 14536863.8512 | 15250119.7965 | 16385322.943 | 19679814.6143 | 24092991.9261 | 25013467.4933 | 25013467.4933 | 25013467.4933 | 25013467.4933 | 25013467.4933 | 25013467.4933 | 25013467.4933 | 25013467.4933 | 25013467.4933 | 25013467.4933 | 25013467.4933 | 25013467.4933 | 25013467.4933 | 0 | 0 | 0 | 0 | 0
Option 2 | sens4 | Total benefits 10% lower | Option 2sens4 |  | 240861241.9672 |  | 0 | 0 | 10342441.114 | 11884916.818 | 12468489.8641 | 13397292.4386 | 16092785.6242 | 19703567.0611 | 20456683.4343 | 20456683.4343 | 20456683.4343 | 20456683.4343 | 20456683.4343 | 20456683.4343 | 20456683.4343 | 20456683.4343 | 20456683.4343 | 20456683.4343 | 20456683.4343 | 20456683.4343 | 20456683.4343 | 0 | 0 | 0 | 0 | 0
Option 2 | sens5 | Capex 10% higher & Total benefits 10% lower | Option 2sens5 |  | 240795418.5017 |  | 0 | 0 | 10337556.6309 | 11880032.3349 | 12463605.381 | 13392407.9554 | 16087901.1411 | 19698682.578 | 20451798.9512 | 20451798.9512 | 20451798.9512 | 20451798.9512 | 20451798.9512 | 20451798.9512 | 20451798.9512 | 20451798.9512 | 20451798.9512 | 20451798.9512 | 20451798.9512 | 20451798.9512 | 20451798.9512 | 0 | 0 | 0 | 0 | 0
Option 2 | sens | 0 | Option 2sens |  | 267696739.3697 |  | 0 | 0 | 11497028.4413 | 13210890.3346 | 13859304.8303 | 14891307.6908 | 17886300.1193 | 21898279.4936 | 22735075.4638 | 22735075.4638 | 22735075.4638 | 22735075.4638 | 22735075.4638 | 22735075.4638 | 22735075.4638 | 22735075.4638 | 22735075.4638 | 22735075.4638 | 22735075.4638 | 22735075.4638 | 22735075.4638 | 0 | 0 | 0 | 0 | 0
Option 2 | sens | 0 | Option 2sens |  | 267696739.3697 |  | 0 | 0 | 11497028.4413 | 13210890.3346 | 13859304.8303 | 14891307.6908 | 17886300.1193 | 21898279.4936 | 22735075.4638 | 22735075.4638 | 22735075.4638 | 22735075.4638 | 22735075.4638 | 22735075.4638 | 22735075.4638 | 22735075.4638 | 22735075.4638 | 22735075.4638 | 22735075.4638 | 22735075.4638 | 22735075.4638 | 0 | 0 | 0 | 0 | 0
Option 2 | sens | 0 | Option 2sens |  | 267696739.3697 |  | 0 | 0 | 11497028.4413 | 13210890.3346 | 13859304.8303 | 14891307.6908 | 17886300.1193 | 21898279.4936 | 22735075.4638 | 22735075.4638 | 22735075.4638 | 22735075.4638 | 22735075.4638 | 22735075.4638 | 22735075.4638 | 22735075.4638 | 22735075.4638 | 22735075.4638 | 22735075.4638 | 22735075.4638 | 22735075.4638 | 0 | 0 | 0 | 0 | 0
[7 empty] | 0 | 0 | 0 | 0 | 0 | 0 | 0 | 0 | 0 | 0 | 0 | 0 | 0 | 0 | 0 | 0 | 0 | 0 | 0 | 0 | 0 | 0 | 0 | 0 | 0 | 0
Option 3 | NPV | Net benefits | Option 3NPV |  | 0 |  | 0 | 0 | 0 | 0 | 0 | 0 | 0 | 0 | 0 | 0 | 0 | 0 | 0 | 0 | 0 | 0 | 0 | 0 | 0 | 0 | 0 | 0 | 0 | 0 | 0 | 0
Option 3 | sens1 | Capex 10% higher | Option 3sens1 |  | 0 |  | 0 | 0 | 0 | 0 | 0 | 0 | 0 | 0 | 0 | 0 | 0 | 0 | 0 | 0 | 0 | 0 | 0 | 0 | 0 | 0 | 0 | 0 | 0 | 0 | 0 | 0
Option 3 | sens2 | Capex 10% lower | Option 3sens2 |  | 0 |  | 0 | 0 | 0 | 0 | 0 | 0 | 0 | 0 | 0 | 0 | 0 | 0 | 0 | 0 | 0 | 0 | 0 | 0 | 0 | 0 | 0 | 0 | 0 | 0 | 0 | 0
Option 3 | sens3 | Total benefits 10% higher | Option 3sens3 |  | 0 |  | 0 | 0 | 0 | 0 | 0 | 0 | 0 | 0 | 0 | 0 | 0 | 0 | 0 | 0 | 0 | 0 | 0 | 0 | 0 | 0 | 0 | 0 | 0 | 0 | 0 | 0
Option 3 | sens4 | Total benefits 10% lower | Option 3sens4 |  | 0 |  | 0 | 0 | 0 | 0 | 0 | 0 | 0 | 0 | 0 | 0 | 0 | 0 | 0 | 0 | 0 | 0 | 0 | 0 | 0 | 0 | 0 | 0 | 0 | 0 | 0 | 0
Option 3 | sens5 | Capex 10% higher & Total benefits 10% lower | Option 3sens5 |  | 0 |  | 0 | 0 | 0 | 0 | 0 | 0 | 0 | 0 | 0 | 0 | 0 | 0 | 0 | 0 | 0 | 0 | 0 | 0 | 0 | 0 | 0 | 0 | 0 | 0 | 0 | 0
Option 3 | sens | 0 | Option 3sens |  | 0 |  | 0 | 0 | 0 | 0 | 0 | 0 | 0 | 0 | 0 | 0 | 0 | 0 | 0 | 0 | 0 | 0 | 0 | 0 | 0 | 0 | 0 | 0 | 0 | 0 | 0 | 0
Option 3 | sens | 0 | Option 3sens |  | 0 |  | 0 | 0 | 0 | 0 | 0 | 0 | 0 | 0 | 0 | 0 | 0 | 0 | 0 | 0 | 0 | 0 | 0 | 0 | 0 | 0 | 0 | 0 | 0 | 0 | 0 | 0
Option 3 | sens | 0 | Option 3sens |  | 0 |  | 0 | 0 | 0 | 0 | 0 | 0 | 0 | 0 | 0 | 0 | 0 | 0 | 0 | 0 | 0 | 0 | 0 | 0 | 0 | 0 | 0 | 0 | 0 | 0 | 0 | 0
Option 4 | NPV | Net benefits | Option 4NPV |  | 0 |  | 0 | 0 | 0 | 0 | 0 | 0 | 0 | 0 | 0 | 0 | 0 | 0 | 0 | 0 | 0 | 0 | 0 | 0 | 0 | 0 | 0 | 0 | 0 | 0 | 0 | 0
Option 4 | sens1 | Capex 10% higher | Option 4sens1 |  | 0 |  | 0 | 0 | 0 | 0 | 0 | 0 | 0 | 0 | 0 | 0 | 0 | 0 | 0 | 0 | 0 | 0 | 0 | 0 | 0 | 0 | 0 | 0 | 0 | 0 | 0 | 0
Option 4 | sens2 | Capex 10% lower | Option 4sens2 |  | 0 |  | 0 | 0 | 0 | 0 | 0 | 0 | 0 | 0 | 0 | 0 | 0 | 0 | 0 | 0 | 0 | 0 | 0 | 0 | 0 | 0 | 0 | 0 | 0 | 0 | 0 | 0
Option 4 | sens3 | Total benefits 10% higher | Option 4sens3 |  | 0 |  | 0 | 0 | 0 | 0 | 0 | 0 | 0 | 0 | 0 | 0 | 0 | 0 | 0 | 0 | 0 | 0 | 0 | 0 | 0 | 0 | 0 | 0 | 0 | 0 | 0 | 0
Option 4 | sens4 | Total benefits 10% lower | Option 4sens4 |  | 0 |  | 0 | 0 | 0 | 0 | 0 | 0 | 0 | 0 | 0 | 0 | 0 | 0 | 0 | 0 | 0 | 0 | 0 | 0 | 0 | 0 | 0 | 0 | 0 | 0 | 0 | 0
Option 4 | sens5 | Capex 10% higher & Total benefits 10% lower | Option 4sens5 |  | 0 |  | 0 | 0 | 0 | 0 | 0 | 0 | 0 | 0 | 0 | 0 | 0 | 0 | 0 | 0 | 0 | 0 | 0 | 0 | 0 | 0 | 0 | 0 | 0 | 0 | 0 | 0
Option 4 | sens | 0 | Option 4sens |  | 0 |  | 0 | 0 | 0 | 0 | 0 | 0 | 0 | 0 | 0 | 0 | 0 | 0 | 0 | 0 | 0 | 0 | 0 | 0 | 0 | 0 | 0 | 0 | 0 | 0 | 0 | 0
Option 4 | sens | 0 | Option 4sens |  | 0 |  | 0 | 0 | 0 | 0 | 0 | 0 | 0 | 0 | 0 | 0 | 0 | 0 | 0 | 0 | 0 | 0 | 0 | 0 | 0 | 0 | 0 | 0 | 0 | 0 | 0 | 0
Option 4 | sens | 0 | Option 4sens |  | 0 |  | 0 | 0 | 0 | 0 | 0 | 0 | 0 | 0 | 0 | 0 | 0 | 0 | 0 | 0 | 0 | 0 | 0 | 0 | 0 | 0 | 0 | 0 | 0 | 0 | 0 | 0
Option 5 | NPV | Net benefits | Option 5NPV |  | 0 |  | 0 | 0 | 0 | 0 | 0 | 0 | 0 | 0 | 0 | 0 | 0 | 0 | 0 | 0 | 0 | 0 | 0 | 0 | 0 | 0 | 0 | 0 | 0 | 0 | 0 | 0
Option 5 | sens1 | Capex 10% higher | Option 5sens1 |  | 0 |  | 0 | 0 | 0 | 0 | 0 | 0 | 0 | 0 | 0 | 0 | 0 | 0 | 0 | 0 | 0 | 0 | 0 | 0 | 0 | 0 | 0 | 0 | 0 | 0 | 0 | 0
Option 5 | sens2 | Capex 10% lower | Option 5sens2 |  | 0 |  | 0 | 0 | 0 | 0 | 0 | 0 | 0 | 0 | 0 | 0 | 0 | 0 | 0 | 0 | 0 | 0 | 0 | 0 | 0 | 0 | 0 | 0 | 0 | 0 | 0 | 0
Option 5 | sens3 | Total benefits 10% higher | Option 5sens3 |  | 0 |  | 0 | 0 | 0 | 0 | 0 | 0 | 0 | 0 | 0 | 0 | 0 | 0 | 0 | 0 | 0 | 0 | 0 | 0 | 0 | 0 | 0 | 0 | 0 | 0 | 0 | 0
Option 5 | sens4 | Total benefits 10% lower | Option 5sens4 |  | 0 |  | 0 | 0 | 0 | 0 | 0 | 0 | 0 | 0 | 0 | 0 | 0 | 0 | 0 | 0 | 0 | 0 | 0 | 0 | 0 | 0 | 0 | 0 | 0 | 0 | 0 | 0
Option 5 | sens5 | Capex 10% higher & Total benefits 10% lower | Option 5sens5 |  | 0 |  | 0 | 0 | 0 | 0 | 0 | 0 | 0 | 0 | 0 | 0 | 0 | 0 | 0 | 0 | 0 | 0 | 0 | 0 | 0 | 0 | 0 | 0 | 0 | 0 | 0 | 0
Option 5 | sens | 0 | Option 5sens |  | 0 |  | 0 | 0 | 0 | 0 | 0 | 0 | 0 | 0 | 0 | 0 | 0 | 0 | 0 | 0 | 0 | 0 | 0 | 0 | 0 | 0 | 0 | 0 | 0 | 0 | 0 | 0
Option 5 | sens | 0 | Option 5sens |  | 0 |  | 0 | 0 | 0 | 0 | 0 | 0 | 0 | 0 | 0 | 0 | 0 | 0 | 0 | 0 | 0 | 0 | 0 | 0 | 0 | 0 | 0 | 0 | 0 | 0 | 0 | 0
Option 5 | sens | 0 | Option 5sens |  | 0 |  | 0 | 0 | 0 | 0 | 0 | 0 | 0 | 0 | 0 | 0 | 0 | 0 | 0 | 0 | 0 | 0 | 0 | 0 | 0 | 0 | 0 | 0 | 0 | 0 | 0 | 0
RESULTS
|  | 0 | 0 | 1 | 1 | 1 |  | 2028-29: #NAME?
|  | Option 1 (base case) | Option 2 | Option 3 | Option 4 | Option 5 |  | 2026-27: Max; 2028-29: Preferred
NPV | None | 0 | 267.6967 |  |  |  |  | 2026-27: #NAME?; 2028-29: Option 2
sens1 | Capex 10% higher | 0 | 267.6309 |  |  |  |  | 2026-27: #NAME?; 2028-29: Option 2
sens2 | Capex 10% lower | 0 | 267.7626 |  |  |  |  | 2026-27: #NAME?; 2028-29: Option 2
sens3 | Total benefits 10% higher | 0 | 294.5322 |  |  |  |  | 2026-27: #NAME?; 2028-29: Option 2
sens4 | Total benefits 10% lower | 0 | 240.8612 |  |  |  |  | 2026-27: #NAME?; 2028-29: Option 2
sens5 | Capex 10% higher & Total benefits 10% lower | 0 | 240.7954 |  |  |  |  | 2026-27: #NAME?; 2028-29: Option 2
sens | 0 | [6 empty] | 2026-27: #NAME?; 2028-29: #NAME?
sens | 0 | [6 empty] | 2026-27: #NAME?; 2028-29: #NAME?
sens | 0 | [6 empty] | 2026-27: #NAME?; 2028-29: #NAME?

## Misc_calcs
Powercor
Wemen Feeder Constraint
ESCALATION & OTHER
| Year end |  |  | 2021-06-30 | 2022-06-30 | 2023-06-30 | 2024-06-30 | 2025-06-30 | 2026-06-30
| Actual/forecast CPI (June to June) |  |  | 0% | 0.8606% | 3.498% | 7.832% | 4.052% | 3%
| HY ending |  |  | 2021-06-30 | 2021-12-31 | 2022-06-30 | 2022-12-31 | 2023-06-30 | 2023-12-31 | 2024-06-30 | 2024-12-31 | 2025-06-30 | 2025-12-31 | 2026-06-30
| FY ending |  |  | 2021-06-30 | 2022-06-30 | 2022-06-30 | 2023-06-30 | 2023-06-30 | 2024-06-30 | 2024-06-30 | 2025-06-30 | 2025-06-30 | 2026-06-30 | 2026-06-30
| Actual/forecast CPI (June to June) |  |  | 0% | 0.8606% | 0.8606% | 3.498% | 3.498% | 7.832% | 7.832% | 4.052% | 4.052% | 3% | 3%
| Actual cumulative HY escalation |  |  | 1 | 1.0043 | 1.0086 | 1.0261 | 1.0439 | 1.084 | 1.1256 | 1.1482 | 1.1713 | 1.1887 | 1.2064
| Convert from input dollars | 2023-12-31 | 1.084
| To output dollars | 2026-06-30 | 1.2064
| Conversion from input dollars to output dollars |  | 1.1129
| Convert from VCR date | 2023-12-31 | 1.084
| To input dollars | 2023-12-31 | 1.084
| VCR escalation |  | 1
| Start_year | 2026-27
FIRST YEAR
| Option | First year | Option included
| Option 2 | 1 | TRUE
| Option 3 | Not used | FALSE
| Option 4 | Not used | FALSE
| Option 5 | Not used | FALSE
| First year | 1
FLAGS
| Option 1 (base case) | FALSE | FALSE
FALSE
FALSE
| Option 2 | FALSE | FALSE
FALSE
FALSE
| Option 3 | FALSE | FALSE
FALSE
FALSE
| Option 4 | FALSE | FALSE
FALSE
FALSE
| Option 5 | FALSE | FALSE
FALSE
FALSE
Message | !! Capex asset life required !!
!

## Data
Powercor
Wemen Feeder Constraint
DATA
Options
|  | Not used | Text |  | Flags for compliance project
Option1 | Option 1 (base case) | FALSE |  | Option 1 (base case): No change to existing practices | FALSE
Option2 | Option 2 | FALSE |  |  | FALSE
Option3 | Option 3 | TRUE | Not used |  | TRUE
Option4 | Option 4 | TRUE | Not used |  | TRUE
Option5 | Option 5 | TRUE | Not used |  | TRUE
Compliance project |  |  | Yes | FALSE
No change to existing practices
Not applicable (compliance)
For conditional formatting of preferred option on Summary :
< Enter description >
Categories
Short categ
| Capital expenditure | -1
| Annualised capex | -1
| Operating expenditure | -1
| Risk mitigated | 1
| Other benefits value | 1
| Net benefits | 1
| Total risk cost | 1
Benefits
|  | Short categ | Flag to include | Units | Defined value
1 | Unserved energy | Energy | FALSE | MWh | FALSE
2 | Safety | Safety | FALSE | $ | TRUE
3 | Unplanned replacement | UnRepl | FALSE | $ | TRUE
4 | Bushfire | Fire | FALSE | $ | TRUE
5 | Reduction in CO2 emissions | Carbon | TRUE | MWh | FALSE
6 | Reliability in worst-served areas | Other | TRUE | MWh | FALSE
7 | Network resilience | Other | TRUE | MWh | FALSE
8 | Enabling solar exports | Other | TRUE | MWh | FALSE
9 | Aesthetics | Other | TRUE | Customers impacted | FALSE
10 | Customer value of time - residential | Other | TRUE | Customer minutes | FALSE
11 | Customer value of time - business | Other | TRUE | Customer minutes | FALSE
12 | Communication | Other | TRUE | Customers impacted | FALSE
13 | Information accessibility | Other | TRUE | Customers impacted | FALSE
Value of benefits
|  |  | CitiPower | Powercor | United Energy
| Reliability in worst-served areas | per MWh | 0 | 151432.8174 | 0
| Network resilience | per MWh | 0 | 24590 | 38560
| Enabling solar exports | per MWh | 4220.9954 | 88.3577 | 862.6028
| Aesthetics | per customer impacted | 0 | 0 | 0
| Customer value of time - residential | per minute customer time | 0.54769 | 0.35181 | 0.34751
| Customer value of time - business | per minute customer time | 0.54769 | 0.35181 | 0.34751
| Communication | per customer impacted | 0 | 0 | 0
| Information accessibility | per customer impacted | 0 | 0 | 0
Conversions
| thous_conv | 1000
| mill_conv | 1000000
Message
| Message | Enter asset life
Error message |  | Remove inputs prior to start year
Disproportionate factors applied to various bushfire and other risk valuations
| - Select - |  |  |  | 0
| Harm to property from network |  |  |  | 1
| Harm to property from bushfire |  |  |  | 1
| Harm to environment |  |  |  | 1
| Safety - Public trespass |  |  |  | 1
| Safety - Single fatality or serious injury ^ |  |  |  | 3
| Safety from bushfire in HBRA |  |  |  | 3
| Safety - Multiple fatality or serious injury ^ |  |  |  | 6
| Safety from bushfire (REFCL declared areas) |  |  |  | 6
| Safety from bushfire (electric line construction areas) |  |  |  | 10
Total annualised capex
Energy at risk value
Total other benefits
DROPDOWN LISTS
| Business |  |  |  | Type | Include | Dollar inputs - month |  |  | Not used options | Conversions | Dollar inputs - year | Compliance | Capex first year
| CitiPower | CP | CP: |  | - Select - | 0 | June | 6 | CY | Not used |  | 2026 | No | 2026-27
| Powercor | PA | PAL: |  | Capex | 1899-12-31 | December | 12 | FY |  |  | 2025 | Yes | 2025-26
| United Energy | UE | UE: |  | Opex | [6 empty] | 2024 |  | 2024-25
2023
2022
2021
2020