## Cover
Powercor
Regulatory proposal 2026-31
Shepparton feeder works
| Model number: | 3.09
2025-01-31
12

## Summary
Powercor
STN012 Shepparton Feeder Constraint
SUMMARY
RESULTS
|  |  |  | PV of costs | PV of benefits | NPV
| Option |  |  | 2026-06-30 | 2026-06-30 | 2026-06-30
| Option 1 (base case) | No change to existing practices |  | 0 | 0 | 0
| Option 2 | Augment Chanel Road spur and transfer load to STN021 |  | -0.16381 | 8.9126 | 8.7488
| Option 3 | STN012 feeder exit cable upgrade |  | -0.28739 | 17.2811 | 16.9937
| Option 4 | < Enter description >
| Option 5 | < Enter description >
NPV
| Preferred option: |  |  | 2026-06-30
| Option 3 | STN012 feeder exit cable upgrade |  | 16.9937
PREFERRED OPTION
Preferred Option
Option 3
| Expenditure forecast | 2026-06-30 | 2026-27 | 2027-28 | 2028-29 | 2029-30 | 2030-31 |  | Total
| Capital expenditure |  | 0 | 0 | 0 | 0.28743 | 0.28743 |  | 0.57485
| Operating expenditure |  | 0 | 0 | 0 | 0 | 0 |  | 0
CHART
| Capex and risk ($M, 2026) |  | Value of expected unserved energy ($M, 2026)
SENSITIVITIES
| Sensitivity | 2026-06-30 | Option 1 (base case) | Option 2 | Option 3 | Option 4 | Option 5 |  | Preferred option
| None |  | 0 | 8.7488 | 16.9937 |  |  |  | Option 3
| Capex 10% higher |  | 0 | 8.7324 | 16.9649 |  |  |  | Option 3
| Capex 10% lower |  | 0 | 8.7652 | 17.0224 |  |  |  | Option 3
| Total benefits 10% higher |  | 0 | 9.6401 | 18.7218 |  |  |  | Option 3
| Total benefits 10% lower |  | 0 | 7.8576 | 15.2656 |  |  |  | Option 3
| Capex 10% higher & Total benefits 10% lower |  | 0 | 7.8412 | 15.2368 |  |  |  | Option 3
| 0 | [7 empty] | #NAME?
| 0 | [6 empty] | 0 | #NAME?
|  | 0 | [6 empty] | #NAME?
0

## Assumptions
Powercor
STN012 Shepparton Feeder Constraint
Project
|  | Business: |  | Powercor
|  | Descripton: |  | STN012 Shepparton Feeder Constraint
|  | Date of cost inputs: |  | December |  | 2023
|  | Option |  | Description
|  | Option 1 (base case) |  | No change to existing practices
|  | Option 2 |  | Augment Chanel Road spur and transfer load to STN021
|  | Option 3 |  | STN012 feeder exit cable upgrade
|  | Option 4 |  | < Enter description >
|  | Option 5 |  | < Enter description >
|  | Compliance project |  | No
|  | Expenditure starts |  | 2026-27 | [start]
Timing & WACC
|  | Input dollars |  |  |  | 2023-12-31 | [input_dollars]
|  | Pre-tax real WACC |  |  |  | 3.5% | [real_disc]
|  | VCR date |  |  |  | 2023-12-31 | [vcr_date]
|  | Analysis period (years) |  |  |  | 20 | [years]\
|  | Output dollars |  |  |  | 2026-06-30 | [output_dollars]
|  | Other benefits date |  |  |  | 2023-06-30 | [custval_date]
|  | Value of CO2 reductions input date |  |  |  | 2023-06-30
VCR
|  | Enter ZSS code >> | eg. AR | STN |  | Shepparton | 50364.8111 | 2023 VCR ($/MWh)
Risks
SAFETY
|  | Value of statistical life |  |  |  | 5400000 | 2023-06-30
|  | Value of injury |  |  |  | 0 | 2023-12-31
Disproportionate factors applied to various bushfire and other risk valuations
|  | Harm to property from network |  |  |  | 1
|  | Harm to property from bushfire |  |  |  | 1
|  | Harm to environment |  |  |  | 1
|  | Safety - Public trespass |  |  |  | 1
|  | Safety - Single fatality or serious injury ^ |  |  |  | 3
|  | Safety from bushfire in HBRA |  |  |  | 3
|  | Safety - Multiple fatality or serious injury ^ |  |  |  | 6
|  | Safety from bushfire (REFCL declared areas) |  |  |  | 6
|  | Safety from bushfire (electric line construction areas) |  |  |  | 10
^ Public or employee
|  | Incident type |  |  |  | Value | Probability | DF selected | Description/comment
|  | Safety (fatality) |  |  |  | 5607473.5197 | 0 | 0 | 0
|  | Safety (injury) |  |  |  | 0 | 0 | 0 | 0
UNPLANNED REPLACEMENT/REPAIR
|  | Major failure (replace) |  |  |  | 0 | 2023-12-31
|  | Minor failure (repair) |  |  |  | 0 | 2023-12-31
|  | Premium for failure |  |  |  | 20%
Other benefits
| ENVIRONMENTAL | [8 empty] | 2026-27 | 2027-28 | 2028-29 | 2029-30 | 2030-31 | 2031-32
|  | Value of CO2 reductions |  |  |  |  | 2023-06-30 | $/kWh |  | 0.02473 | 0.022341 | 0.020196 | 0.018063 | 0.015913 | 0.013715
| CUSTOMER VALUE |  |  |  |  | Value
|  | Reliability in worst-served areas |  |  |  | 151432.8174 | 2023-06-30 | per MWh
|  | Network resilience |  |  |  | 24590 | 2023-06-30 | per MWh
|  | Enabling solar exports |  |  |  | 88.3577 | 2023-06-30 | per MWh
|  | Aesthetics |  |  |  | 0 | 2023-06-30 | per customer
|  | Customer value of time - residential |  |  |  | 0.35181 | 2023-06-30 | per customer minute
|  | Customer value of time - business |  |  |  | 0.35181 | 2023-06-30 | per customer minute
|  | Communication |  |  |  | 0 | 2023-06-30 | per customer
|  | Information accessibility |  |  |  | 0 | 2023-06-30 | per customer
Sensitivities
[6 empty] | Capex | Total benefits
| 1 | Capex 10% higher |  |  |  | 10% | 0%
| 2 | Capex 10% lower |  |  |  | -10% | 0%
| 3 | Total benefits 10% higher |  |  |  | 0% | 10%
| 4 | Total benefits 10% lower |  |  |  | 0% | -10%
| 5 | Capex 10% higher & Total benefits 10% lower |  |  |  | 10% | -10%

## Option1 (base case)
Powercor
STN012 Shepparton Feeder Constraint
OPTION 1 (base case)
Count |  |  |  |  | 0 | 1 | 2 | 3 | 4 | 5 | 6 | 7 | 8 | 9 | 10 | 11 | 12 | 13 | 14 | 15 | 16 | 17 | 18 | 19 | 20 | 21 | 22 | 23 | 24 | 25
Value of CO2 reductions |  |  |  | $/MWh |  | 24.7305 | 22.3407 | 20.1963 | 18.0629 | 15.9134 | 13.7151 | 13.7151 | 13.7151 | 13.7151 | 13.7151 | 13.7151 | 13.7151 | 13.7151 | 13.7151 | 13.7151 | 13.7151 | 13.7151 | 13.7151 | 13.7151 | 13.7151 | 13.7151 | 13.7151 | 13.7151 | 13.7151 | 13.7151
|  |  |  | Units | 2026-06-30 | 2026-27 | 2027-28 | 2028-29 | 2029-30 | 2030-31 | 2031-32 | 2032-33 | 2033-34 | 2034-35 | 2035-36 | 2036-37 | 2037-38 | 2038-39 | 2039-40 | 2040-41 | 2041-42 | 2042-43 | 2043-44 | 2044-45 | 2045-46 | 2046-47 | 2047-48 | 2048-49 | 2049-50 | 2050-51
INVESTMENT & OPERATING COST
| Capex |  | Asset life (yrs)
| No change to existing practices |  | 0 | 2023-12-31 |  | 0 | 0 | 0 | 0 | 0 | 0 | 0 | 0 | 0 | 0 | 0 | 0 | 0 | 0 | 0 | 0 | 0 | 0 | 0 | 0 | 0 | 0 | 0 | 0 | 0
| < Enter description > |  | 0 | 2023-12-31 |  | 0 | 0 | 0 | 0 | 0 | 0 | 0 | 0 | 0 | 0 | 0 | 0 | 0 | 0 | 0 | 0 | 0 | 0 | 0 | 0 | 0 | 0 | 0 | 0 | 0
| < Enter description > |  | 0 | 2023-12-31 |  | 0 | 0 | 0 | 0 | 0 | 0 | 0 | 0 | 0 | 0 | 0 | 0 | 0 | 0 | 0 | 0 | 0 | 0 | 0 | 0 | 0 | 0 | 0 | 0 | 0
| Capital expenditure |  |  | 2023-12-31 |  | 0 | 0 | 0 | 0 | 0 | 0 | 0 | 0 | 0 | 0 | 0 | 0 | 0 | 0 | 0 | 0 | 0 | 0 | 0 | 0 | 0 | 0 | 0 | 0 | 0
| Operating expenditure |  |  | 2023-12-31 |  | 0 | 0 | 0 | 0 | 0 | 0 | 0 | 0 | 0 | 0 | 0 | 0 | 0 | 0 | 0 | 0 | 0 | 0 | 0 | 0 | 0 | 0 | 0 | 0 | 0
RISK ASSUMPTIONS
| PoF (major) |  |  |  |  | 0 | 0 | 0 | 0 | 0 | 0 | 0 | 0 | 0 | 0 | 0 | 0 | 0 | 0 | 0 | 0 | 0 | 0 | 0 | 0 | 0 | 0 | 0 | 0 | 0
| PoF (reparable) |  |  |  |  | 0 | 0 | 0 | 0 | 0 | 0 | 0 | 0 | 0 | 0 | 0 | 0 | 0 | 0 | 0 | 0 | 0 | 0 | 0 | 0 | 0 | 0 | 0 | 0 | 0
| Energy at risk (weighted) |  |  | MWh |  | 0 | 0 | 0 | 0.3 | 0.3 | 0.6 | 0.9 | 1.5 | 2.5 | 2.8 | 5 | 8.2 | 12.1 | 15.6 | 21.1 | 27.9 | 35 | 44.7 | 53.1 | 66.7 | 79.7 | 96.3 | 117.8 | 139 | 139
| Energy at risk value | $/MWh | 50364.8111 | 2023-12-31 |  | 0 | 0 | 0 | 15109.4433 | 15109.4433 | 30218.8866 | 45328.33 | 75547.2166 | 125912.0277 | 141021.471 | 251824.0554 | 412991.4508 | 609414.214 | 785691.0528 | 1062697.5137 | 1405178.2291 | 1762768.3877 | 2251307.0552 | 2674371.4683 | 3359332.8989 | 4014075.4429 | 4850131.3068 | 5932974.745 | 7000708.7399 | 7000708.7399
| Safety consequence | (after DF) |  | 2023-12-31 |  | 0 | 0 | 0 | 0 | 0 | 0 | 0 | 0 | 0 | 0 | 0 | 0 | 0 | 0 | 0 | 0 | 0 | 0 | 0 | 0 | 0 | 0 | 0 | 0 | 0
| Unplanned replacements |  |  | 2023-12-31 |  | 0 | 0 | 0 | 0 | 0 | 0 | 0 | 0 | 0 | 0 | 0 | 0 | 0 | 0 | 0 | 0 | 0 | 0 | 0 | 0 | 0 | 0 | 0 | 0 | 0
| Environmental consequence | (after DF) |  | 2023-12-31 |  | 0 | 0 | 0 | 0 | 0 | 0 | 0 | 0 | 0 | 0 | 0 | 0 | 0 | 0 | 0 | 0 | 0 | 0 | 0 | 0 | 0 | 0 | 0 | 0 | 0
| < Other risk - enter description > |  |  | 2023-12-31 |  | 0 | 0 | 0 | 0 | 0 | 0 | 0 | 0 | 0 | 0 | 0 | 0 | 0 | 0 | 0 | 0 | 0 | 0 | 0 | 0 | 0 | 0 | 0 | 0 | 0
| < Other risk - enter description > |  |  | 2023-12-31 |  | 0 | 0 | 0 | 0 | 0 | 0 | 0 | 0 | 0 | 0 | 0 | 0 | 0 | 0 | 0 | 0 | 0 | 0 | 0 | 0 | 0 | 0 | 0 | 0 | 0
| Total risk cost |  |  |  |  | 0 | 0 | 0 | 15109.4433 | 15109.4433 | 30218.8866 | 45328.33 | 75547.2166 | 125912.0277 | 141021.471 | 251824.0554 | 412991.4508 | 609414.214 | 785691.0528 | 1062697.5137 | 1405178.2291 | 1762768.3877 | 2251307.0552 | 2674371.4683 | 3359332.8989 | 4014075.4429 | 4850131.3068 | 5932974.745 | 7000708.7399 | 7000708.7399
OTHER BENEFITS
| Reduction in CO2 emissions |  |  | MWh |  | 0 | 0 | 0 | 0 | 0 | 0 | 0 | 0 | 0 | 0 | 0 | 0 | 0 | 0 | 0 | 0 | 0 | 0 | 0 | 0 | 0 | 0 | 0 | 0 | 0
| Value of reduction in CO2 emissions |  |  | $ |  | 0 | 0 | 0 | 0 | 0 | 0 | 0 | 0 | 0 | 0 | 0 | 0 | 0 | 0 | 0 | 0 | 0 | 0 | 0 | 0 | 0 | 0 | 0 | 0 | 0
| Reliability in worst-served areas | $/MWh | 151432.8174 | MWh |  | 0 | 0 | 0 | 0 | 0 | 0 | 0 | 0 | 0 | 0 | 0 | 0 | 0 | 0 | 0 | 0 | 0 | 0 | 0 | 0 | 0 | 0 | 0 | 0 | 0
| Network resilience | $/MWh | 24590 | MWh |  | 0 | 0 | 0 | 0 | 0 | 0 | 0 | 0 | 0 | 0 | 0 | 0 | 0 | 0 | 0 | 0 | 0 | 0 | 0 | 0 | 0 | 0 | 0 | 0 | 0
| Enabling solar exports | $/MWh | 88.3577 | MWh |  | 0 | 0 | 0 | 0 | 0 | 0 | 0 | 0 | 0 | 0 | 0 | 0 | 0 | 0 | 0 | 0 | 0 | 0 | 0 | 0 | 0 | 0 | 0 | 0 | 0
| Aesthetics | $/customer | 0 | customers |  | 0 | 0 | 0 | 0 | 0 | 0 | 0 | 0 | 0 | 0 | 0 | 0 | 0 | 0 | 0 | 0 | 0 | 0 | 0 | 0 | 0 | 0 | 0 | 0 | 0
| Customer value of time (res) | $/customer min | 0.35181 | mins |  | 0 | 0 | 0 | 0 | 0 | 0 | 0 | 0 | 0 | 0 | 0 | 0 | 0 | 0 | 0 | 0 | 0 | 0 | 0 | 0 | 0 | 0 | 0 | 0 | 0
| Customer value of time (bus) | $/customer min | 0.35181 | mins |  | 0 | 0 | 0 | 0 | 0 | 0 | 0 | 0 | 0 | 0 | 0 | 0 | 0 | 0 | 0 | 0 | 0 | 0 | 0 | 0 | 0 | 0 | 0 | 0 | 0
| Communication | $/customer | 0 | customers |  | 0 | 0 | 0 | 0 | 0 | 0 | 0 | 0 | 0 | 0 | 0 | 0 | 0 | 0 | 0 | 0 | 0 | 0 | 0 | 0 | 0 | 0 | 0 | 0 | 0
| Information accessibility | $/customer | 0 | customers |  | 0 | 0 | 0 | 0 | 0 | 0 | 0 | 0 | 0 | 0 | 0 | 0 | 0 | 0 | 0 | 0 | 0 | 0 | 0 | 0 | 0 | 0 | 0 | 0 | 0
| Other benefits 1 |  |  | 2023-12-31 |  | 0 | 0 | 0 | 0 | 0 | 0 | 0 | 0 | 0 | 0 | 0 | 0 | 0 | 0 | 0 | 0 | 0 | 0 | 0 | 0 | 0 | 0 | 0 | 0 | 0
| Other benefits 2 |  |  | 2023-12-31 |  | 0 | 0 | 0 | 0 | 0 | 0 | 0 | 0 | 0 | 0 | 0 | 0 | 0 | 0 | 0 | 0 | 0 | 0 | 0 | 0 | 0 | 0 | 0 | 0 | 0
| Total other benefits |  |  | 2023-12-31 |  | 0 | 0 | 0 | 0 | 0 | 0 | 0 | 0 | 0 | 0 | 0 | 0 | 0 | 0 | 0 | 0 | 0 | 0 | 0 | 0 | 0 | 0 | 0 | 0 | 0
SUMMARY
| Risks mitigated vs base case |  |  | 2023-12-31
Capital expenditure
| No change to existing practices |  |  | 2023-12-31 |  | 0 | 0 | 0 | 0 | 0 | 0 | 0 | 0 | 0 | 0 | 0 | 0 | 0 | 0 | 0 | 0 | 0 | 0 | 0 | 0 | 0 | 0 | 0 | 0 | 0
| < Enter description > |  |  | 2023-12-31 |  | 0 | 0 | 0 | 0 | 0 | 0 | 0 | 0 | 0 | 0 | 0 | 0 | 0 | 0 | 0 | 0 | 0 | 0 | 0 | 0 | 0 | 0 | 0 | 0 | 0
| < Enter description > |  |  | 2023-12-31 |  | 0 | 0 | 0 | 0 | 0 | 0 | 0 | 0 | 0 | 0 | 0 | 0 | 0 | 0 | 0 | 0 | 0 | 0 | 0 | 0 | 0 | 0 | 0 | 0 | 0
Cumulative capex
| No change to existing practices |  |  | 2023-12-31 |  | 0 | 0 | 0 | 0 | 0 | 0 | 0 | 0 | 0 | 0 | 0 | 0 | 0 | 0 | 0 | 0 | 0 | 0 | 0 | 0 | 0 | 0 | 0 | 0 | 0
| < Enter description > |  |  | 2023-12-31 |  | 0 | 0 | 0 | 0 | 0 | 0 | 0 | 0 | 0 | 0 | 0 | 0 | 0 | 0 | 0 | 0 | 0 | 0 | 0 | 0 | 0 | 0 | 0 | 0 | 0
| < Enter description > |  |  | 2023-12-31 |  | 0 | 0 | 0 | 0 | 0 | 0 | 0 | 0 | 0 | 0 | 0 | 0 | 0 | 0 | 0 | 0 | 0 | 0 | 0 | 0 | 0 | 0 | 0 | 0 | 0
Annualised capex
| Annualised capex - No change to existing practices |  |  | 2023-12-31 |  | 0 | 0 | 0 | 0 | 0 | 0 | 0 | 0 | 0 | 0 | 0 | 0 | 0 | 0 | 0 | 0 | 0 | 0 | 0 | 0 | 0 | 0 | 0 | 0 | 0
| Annualised capex - < Enter description > |  |  | 2023-12-31 |  | 0 | 0 | 0 | 0 | 0 | 0 | 0 | 0 | 0 | 0 | 0 | 0 | 0 | 0 | 0 | 0 | 0 | 0 | 0 | 0 | 0 | 0 | 0 | 0 | 0
| Annualised capex - < Enter description > |  |  | 2023-12-31 |  | 0 | 0 | 0 | 0 | 0 | 0 | 0 | 0 | 0 | 0 | 0 | 0 | 0 | 0 | 0 | 0 | 0 | 0 | 0 | 0 | 0 | 0 | 0 | 0 | 0
| Total annualised capex |  |  | 2023-12-31 |  | 0 | 0 | 0 | 0 | 0 | 0 | 0 | 0 | 0 | 0 | 0 | 0 | 0 | 0 | 0 | 0 | 0 | 0 | 0 | 0 | 0 | 0 | 0 | 0 | 0
| Annualised capex |  |  | 2023-12-31 |  | 0 | 0 | 0 | 0 | 0 | 0 | 0 | 0 | 0 | 0 | 0 | 0 | 0 | 0 | 0 | 0 | 0 | 0 | 0 | 0 | 0 | 0 | 0 | 0 | 0
| Operating expenditure |  |  | 2023-12-31 |  | 0 | 0 | 0 | 0 | 0 | 0 | 0 | 0 | 0 | 0 | 0 | 0 | 0 | 0 | 0 | 0 | 0 | 0 | 0 | 0 | 0 | 0 | 0 | 0 | 0
| Risk mitigated |  |  | 2023-12-31 |  | 0 | 0 | 0 | 0 | 0 | 0 | 0 | 0 | 0 | 0 | 0 | 0 | 0 | 0 | 0 | 0 | 0 | 0 | 0 | 0 | 0 | 0 | 0 | 0 | 0
| Other benefits value |  |  | 2023-12-31 |  | 0 | 0 | 0 | 0 | 0 | 0 | 0 | 0 | 0 | 0 | 0 | 0 | 0 | 0 | 0 | 0 | 0 | 0 | 0 | 0 | 0 | 0 | 0 | 0 | 0
| Net benefits |  |  | 2023-12-31 |  | 0 | 0 | 0 | 0 | 0 | 0 | 0 | 0 | 0 | 0 | 0 | 0 | 0 | 0 | 0 | 0 | 0 | 0 | 0 | 0 | 0 | 0 | 0 | 0 | 0
SENSITIVITIES
NPV | Net benefits |  |  | Option 1 (Base Case)NPV |  | 0 | 0 | 0 | 0 | 0 | 0 | 0 | 0 | 0 | 0 | 0 | 0 | 0 | 0 | 0 | 0 | 0 | 0 | 0 | 0 | 0 | 0 | 0 | 0 | 0
| Total annualised capex |  |  |  |  | 0 | 0 | 0 | 0 | 0 | 0 | 0 | 0 | 0 | 0 | 0 | 0 | 0 | 0 | 0 | 0 | 0 | 0 | 0 | 0 | 0 | 0 | 0 | 0 | 0
| Total benefits |  |  |  |  | 0 | 0 | 0 | 0 | 0 | 0 | 0 | 0 | 0 | 0 | 0 | 0 | 0 | 0 | 0 | 0 | 0 | 0 | 0 | 0 | 0 | 0 | 0 | 0 | 0
|  | Capex | Total benefits
sens1 | Capex 10% higher | 10% | 0% | Option 1 (Base Case)sens1 |  | 0 | 0 | 0 | 0 | 0 | 0 | 0 | 0 | 0 | 0 | 0 | 0 | 0 | 0 | 0 | 0 | 0 | 0 | 0 | 0 | 0 | 0 | 0 | 0 | 0
sens2 | Capex 10% lower | -10% | 0% | Option 1 (Base Case)sens2 |  | 0 | 0 | 0 | 0 | 0 | 0 | 0 | 0 | 0 | 0 | 0 | 0 | 0 | 0 | 0 | 0 | 0 | 0 | 0 | 0 | 0 | 0 | 0 | 0 | 0
sens3 | Total benefits 10% higher | 0% | 10% | Option 1 (Base Case)sens3 |  | 0 | 0 | 0 | 0 | 0 | 0 | 0 | 0 | 0 | 0 | 0 | 0 | 0 | 0 | 0 | 0 | 0 | 0 | 0 | 0 | 0 | 0 | 0 | 0 | 0
sens4 | Total benefits 10% lower | 0% | -10% | Option 1 (Base Case)sens4 |  | 0 | 0 | 0 | 0 | 0 | 0 | 0 | 0 | 0 | 0 | 0 | 0 | 0 | 0 | 0 | 0 | 0 | 0 | 0 | 0 | 0 | 0 | 0 | 0 | 0
sens5 | Capex 10% higher & Total benefits 10% lower | 10% | -10% | Option 1 (Base Case)sens5 |  | 0 | 0 | 0 | 0 | 0 | 0 | 0 | 0 | 0 | 0 | 0 | 0 | 0 | 0 | 0 | 0 | 0 | 0 | 0 | 0 | 0 | 0 | 0 | 0 | 0
sens | 0 | 0% | 0% | Option 1 (Base Case)sens |  | 0 | 0 | 0 | 0 | 0 | 0 | 0 | 0 | 0 | 0 | 0 | 0 | 0 | 0 | 0 | 0 | 0 | 0 | 0 | 0 | 0 | 0 | 0 | 0 | 0
sens | 0 | 0% | 0% | Option 1 (Base Case)sens |  | 0 | 0 | 0 | 0 | 0 | 0 | 0 | 0 | 0 | 0 | 0 | 0 | 0 | 0 | 0 | 0 | 0 | 0 | 0 | 0 | 0 | 0 | 0 | 0 | 0
sens | 0 | 0% | 0% | Option 1 (Base Case)sens |  | 0 | 0 | 0 | 0 | 0 | 0 | 0 | 0 | 0 | 0 | 0 | 0 | 0 | 0 | 0 | 0 | 0 | 0 | 0 | 0 | 0 | 0 | 0 | 0 | 0

## Option2
Powercor
STN012 Shepparton Feeder Constraint
OPTION 2 | Augment Chanel Road spur and transfer load to STN021
Count |  |  |  |  | 1 | 2 | 3 | 4 | 5 | 6 | 7 | 8 | 9 | 10 | 11 | 12 | 13 | 14 | 15 | 16 | 17 | 18 | 19 | 20 | 21 | 22 | 23 | 24 | 25
Value of CO2 reductions |  |  |  | $/MWh | 24.7305 | 22.3407 | 20.1963 | 18.0629 | 15.9134 | 13.7151 | 13.7151 | 13.7151 | 13.7151 | 13.7151 | 13.7151 | 13.7151 | 13.7151 | 13.7151 | 13.7151 | 13.7151 | 13.7151 | 13.7151 | 13.7151 | 13.7151 | 13.7151 | 13.7151 | 13.7151 | 13.7151 | 13.7151
|  |  |  | Units | 2026-27 | 2027-28 | 2028-29 | 2029-30 | 2030-31 | 2031-32 | 2032-33 | 2033-34 | 2034-35 | 2035-36 | 2036-37 | 2037-38 | 2038-39 | 2039-40 | 2040-41 | 2041-42 | 2042-43 | 2043-44 | 2044-45 | 2045-46 | 2046-47 | 2047-48 | 2048-49 | 2049-50 | 2050-51
INVESTMENT & OPERATING COST
| Capex |  | Asset life (yrs)
| Augment Chanel Road spur and transfer load to STN021 |  | 50 | 2023-12-31 | 0 | 0 | 0 | 147213 | 147213 | 0 | 0 | 0 | 0 | 0 | 0 | 0 | 0 | 0 | 0 | 0 | 0 | 0 | 0 | 0 | 0 | 0 | 0 | 0 | 0
| < Enter description > |  | 0 | 2023-12-31 | 0 | 0 | 0 | 0 | 0 | 0 | 0 | 0 | 0 | 0 | 0 | 0 | 0 | 0 | 0 | 0 | 0 | 0 | 0 | 0 | 0 | 0 | 0 | 0 | 0
| < Enter description > |  | 0 | 2023-12-31 | 0 | 0 | 0 | 0 | 0 | 0 | 0 | 0 | 0 | 0 | 0 | 0 | 0 | 0 | 0 | 0 | 0 | 0 | 0 | 0 | 0 | 0 | 0 | 0 | 0
| Capital expenditure |  |  | 2023-12-31 | 0 | 0 | 0 | 147213 | 147213 | 0 | 0 | 0 | 0 | 0 | 0 | 0 | 0 | 0 | 0 | 0 | 0 | 0 | 0 | 0 | 0 | 0 | 0 | 0 | 0
| Operating expenditure |  |  | 2023-12-31 | 0 | 0 | 0 | 0 | 0 | 0 | 0 | 0 | 0 | 0 | 0 | 0 | 0 | 0 | 0 | 0 | 0 | 0 | 0 | 0 | 0 | 0 | 0 | 0 | 0
RISK ASSUMPTIONS
| PoF (major) |  |  |  | 0 | 0 | 0 | 0 | 0 | 0 | 0 | 0 | 0 | 0 | 0 | 0 | 0 | 0 | 0 | 0 | 0 | 0 | 0 | 0 | 0 | 0 | 0 | 0 | 0
| PoF (reparable) |  |  |  | 0 | 0 | 0 | 0 | 0 | 0 | 0 | 0 | 0 | 0 | 0 | 0 | 0 | 0 | 0 | 0 | 0 | 0 | 0 | 0 | 0 | 0 | 0 | 0 | 0
| Energy at risk (weighted) |  |  | MWh | 0 | 0 | 0 | 0.3 | 0.3 | 0 | 0 | 0 | 0.3 | 0.3 | 0.9 | 1.5 | 3.4 | 5.3 | 7.5 | 10.7 | 14.9 | 21 | 26.8 | 34.5 | 43.6 | 53.5 | 69.4 | 84.3 | 84.3
| Energy at risk value | $/MWh | 50364.8111 | 2023-12-31 | 0 | 0 | 0 | 15109.4433 | 15109.4433 | 0 | 0 | 0 | 15109.4433 | 15109.4433 | 45328.33 | 75547.2166 | 171240.3577 | 266933.4987 | 377736.0831 | 538903.4785 | 750435.6851 | 1057661.0326 | 1349776.9369 | 1737585.9822 | 2195905.763 | 2694517.3927 | 3495317.8888 | 4245753.5739 | 4245753.5739
| Safety consequence | (after DF) |  | 2023-12-31 | 0 | 0 | 0 | 0 | 0 | 0 | 0 | 0 | 0 | 0 | 0 | 0 | 0 | 0 | 0 | 0 | 0 | 0 | 0 | 0 | 0 | 0 | 0 | 0 | 0
| Unplanned replacements |  |  | 2023-12-31 | 0 | 0 | 0 | 0 | 0 | 0 | 0 | 0 | 0 | 0 | 0 | 0 | 0 | 0 | 0 | 0 | 0 | 0 | 0 | 0 | 0 | 0 | 0 | 0 | 0
| Environmental consequence | (after DF) |  | 2023-12-31 | 0 | 0 | 0 | 0 | 0 | 0 | 0 | 0 | 0 | 0 | 0 | 0 | 0 | 0 | 0 | 0 | 0 | 0 | 0 | 0 | 0 | 0 | 0 | 0 | 0
| < Other risk - enter description > |  |  | 2023-12-31 | 0 | 0 | 0 | 0 | 0 | 0 | 0 | 0 | 0 | 0 | 0 | 0 | 0 | 0 | 0 | 0 | 0 | 0 | 0 | 0 | 0 | 0 | 0 | 0 | 0
| < Other risk - enter description > |  |  | 2023-12-31 | 0 | 0 | 0 | 0 | 0 | 0 | 0 | 0 | 0 | 0 | 0 | 0 | 0 | 0 | 0 | 0 | 0 | 0 | 0 | 0 | 0 | 0 | 0 | 0 | 0
| Total risk cost |  |  |  | 0 | 0 | 0 | 15109.4433 | 15109.4433 | 0 | 0 | 0 | 15109.4433 | 15109.4433 | 45328.33 | 75547.2166 | 171240.3577 | 266933.4987 | 377736.0831 | 538903.4785 | 750435.6851 | 1057661.0326 | 1349776.9369 | 1737585.9822 | 2195905.763 | 2694517.3927 | 3495317.8888 | 4245753.5739 | 4245753.5739
OTHER BENEFITS
| Reduction in CO2 emissions |  |  | MWh | 0 | 0 | 0 | 0 | 0 | 0 | 0 | 0 | 0 | 0 | 0 | 0 | 0 | 0 | 0 | 0 | 0 | 0 | 0 | 0 | 0 | 0 | 0 | 0 | 0
| Value of reduction in CO2 emissions |  |  | $ | 0 | 0 | 0 | 0 | 0 | 0 | 0 | 0 | 0 | 0 | 0 | 0 | 0 | 0 | 0 | 0 | 0 | 0 | 0 | 0 | 0 | 0 | 0 | 0 | 0
| Reliability in worst-served areas | $/MWh | 151432.8174 | MWh | 0 | 0 | 0 | 0 | 0 | 0 | 0 | 0 | 0 | 0 | 0 | 0 | 0 | 0 | 0 | 0 | 0 | 0 | 0 | 0 | 0 | 0 | 0 | 0 | 0
| Network resilience | $/MWh | 24590 | MWh | 0 | 0 | 0 | 0 | 0 | 0 | 0 | 0 | 0 | 0 | 0 | 0 | 0 | 0 | 0 | 0 | 0 | 0 | 0 | 0 | 0 | 0 | 0 | 0 | 0
| Enabling solar exports | $/MWh | 88.3577 | MWh | 0 | 0 | 0 | 0 | 0 | 0 | 0 | 0 | 0 | 0 | 0 | 0 | 0 | 0 | 0 | 0 | 0 | 0 | 0 | 0 | 0 | 0 | 0 | 0 | 0
| Aesthetics | $/customer | 0 | customers | 0 | 0 | 0 | 0 | 0 | 0 | 0 | 0 | 0 | 0 | 0 | 0 | 0 | 0 | 0 | 0 | 0 | 0 | 0 | 0 | 0 | 0 | 0 | 0 | 0
| Customer value of time - residential | $/customer min | 0.35181 | mins | 0 | 0 | 0 | 0 | 0 | 0 | 0 | 0 | 0 | 0 | 0 | 0 | 0 | 0 | 0 | 0 | 0 | 0 | 0 | 0 | 0 | 0 | 0 | 0 | 0
| Customer value of time - business | $/customer min | 0.35181 | mins | 0 | 0 | 0 | 0 | 0 | 0 | 0 | 0 | 0 | 0 | 0 | 0 | 0 | 0 | 0 | 0 | 0 | 0 | 0 | 0 | 0 | 0 | 0 | 0 | 0
| Communication | $/customer | 0 | customers | 0 | 0 | 0 | 0 | 0 | 0 | 0 | 0 | 0 | 0 | 0 | 0 | 0 | 0 | 0 | 0 | 0 | 0 | 0 | 0 | 0 | 0 | 0 | 0 | 0
| Information accessibility | $/customer | 0 | customers | 0 | 0 | 0 | 0 | 0 | 0 | 0 | 0 | 0 | 0 | 0 | 0 | 0 | 0 | 0 | 0 | 0 | 0 | 0 | 0 | 0 | 0 | 0 | 0 | 0
| Other benefits 1 |  |  | 2023-12-31 | 0 | 0 | 0 | 0 | 0 | 0 | 0 | 0 | 0 | 0 | 0 | 0 | 0 | 0 | 0 | 0 | 0 | 0 | 0 | 0 | 0 | 0 | 0 | 0 | 0
| Other benefits 2 |  |  | 2023-12-31 | 0 | 0 | 0 | 0 | 0 | 0 | 0 | 0 | 0 | 0 | 0 | 0 | 0 | 0 | 0 | 0 | 0 | 0 | 0 | 0 | 0 | 0 | 0 | 0 | 0
| Total other benefits |  |  | 2023-12-31 | 0 | 0 | 0 | 0 | 0 | 0 | 0 | 0 | 0 | 0 | 0 | 0 | 0 | 0 | 0 | 0 | 0 | 0 | 0 | 0 | 0 | 0 | 0 | 0 | 0
SUMMARY
| Risks mitigated vs base case |  |  | 2023-12-31 | 0 | 0 | 0 | 0 | 0 | 30218.8866 | 45328.33 | 75547.2166 | 110802.5844 | 125912.0277 | 206495.7254 | 337444.2342 | 438173.8564 | 518757.5541 | 684961.4307 | 866274.7505 | 1012332.7027 | 1193646.0226 | 1324594.5314 | 1621746.9167 | 1818169.6799 | 2155613.9141 | 2437656.8562 | 2754955.166 | 2754955.166
Capital expenditure
| Augment Chanel Road spur and transfer load to STN021 |  |  | 2023-12-31 | 0 | 0 | 0 | -147213 | -147213 | 0 | 0 | 0 | 0 | 0 | 0 | 0 | 0 | 0 | 0 | 0 | 0 | 0 | 0 | 0 | 0 | 0 | 0 | 0 | 0
| < Enter description > |  |  | 2023-12-31 | 0 | 0 | 0 | 0 | 0 | 0 | 0 | 0 | 0 | 0 | 0 | 0 | 0 | 0 | 0 | 0 | 0 | 0 | 0 | 0 | 0 | 0 | 0 | 0 | 0
| < Enter description > |  |  | 2023-12-31 | 0 | 0 | 0 | 0 | 0 | 0 | 0 | 0 | 0 | 0 | 0 | 0 | 0 | 0 | 0 | 0 | 0 | 0 | 0 | 0 | 0 | 0 | 0 | 0 | 0
Cumulative capex
| Augment Chanel Road spur and transfer load to STN021 |  |  | 2023-12-31 | 0 | 0 | 0 | -147213 | -294426 | -294426 | -294426 | -294426 | -294426 | -294426 | -294426 | -294426 | -294426 | -294426 | -294426 | -294426 | -294426 | -294426 | -294426 | -294426 | -294426 | -294426 | -294426 | -294426 | -294426
| < Enter description > |  |  | 2023-12-31 | 0 | 0 | 0 | 0 | 0 | 0 | 0 | 0 | 0 | 0 | 0 | 0 | 0 | 0 | 0 | 0 | 0 | 0 | 0 | 0 | 0 | 0 | 0 | 0 | 0
| < Enter description > |  |  | 2023-12-31 | 0 | 0 | 0 | 0 | 0 | 0 | 0 | 0 | 0 | 0 | 0 | 0 | 0 | 0 | 0 | 0 | 0 | 0 | 0 | 0 | 0 | 0 | 0 | 0 | 0
Annualised capex
| Annualised capex - Augment Chanel Road spur and transfer load to STN021 |  |  | 2023-12-31 | 0 | 0 | 0 | 0 | -6276.2363 | -12552.4726 | -12552.4726 | -12552.4726 | -12552.4726 | -12552.4726 | -12552.4726 | -12552.4726 | -12552.4726 | -12552.4726 | -12552.4726 | -12552.4726 | -12552.4726 | -12552.4726 | -12552.4726 | -12552.4726 | -12552.4726 | -12552.4726 | -12552.4726 | -12552.4726 | -12552.4726
| Annualised capex - < Enter description > |  |  | 2023-12-31 | 0 | 0 | 0 | 0 | 0 | 0 | 0 | 0 | 0 | 0 | 0 | 0 | 0 | 0 | 0 | 0 | 0 | 0 | 0 | 0 | 0 | 0 | 0 | 0 | 0
| Annualised capex - < Enter description > |  |  | 2023-12-31 | 0 | 0 | 0 | 0 | 0 | 0 | 0 | 0 | 0 | 0 | 0 | 0 | 0 | 0 | 0 | 0 | 0 | 0 | 0 | 0 | 0 | 0 | 0 | 0 | 0
| Total annualised capex |  |  | 2023-12-31 | 0 | 0 | 0 | 0 | -6276.2363 | -12552.4726 | -12552.4726 | -12552.4726 | -12552.4726 | -12552.4726 | -12552.4726 | -12552.4726 | -12552.4726 | -12552.4726 | -12552.4726 | -12552.4726 | -12552.4726 | -12552.4726 | -12552.4726 | -12552.4726 | -12552.4726 | -12552.4726 | -12552.4726 | -12552.4726 | -12552.4726
| Annualised capex |  |  | 2023-12-31 | 0 | 0 | 0 | 0 | -6276.2363 | -12552.4726 | -12552.4726 | -12552.4726 | -12552.4726 | -12552.4726 | -12552.4726 | -12552.4726 | -12552.4726 | -12552.4726 | -12552.4726 | -12552.4726 | -12552.4726 | -12552.4726 | -12552.4726 | -12552.4726 | -12552.4726 | -12552.4726 | -12552.4726 | -12552.4726 | -12552.4726
| Operating expenditure |  |  | 2023-12-31 | 0 | 0 | 0 | 0 | 0 | 0 | 0 | 0 | 0 | 0 | 0 | 0 | 0 | 0 | 0 | 0 | 0 | 0 | 0 | 0 | 0 | 0 | 0 | 0 | 0
| Risk mitigated |  |  | 2023-12-31 | 0 | 0 | 0 | 0 | 0 | 30218.8866 | 45328.33 | 75547.2166 | 110802.5844 | 125912.0277 | 206495.7254 | 337444.2342 | 438173.8564 | 518757.5541 | 684961.4307 | 866274.7505 | 1012332.7027 | 1193646.0226 | 1324594.5314 | 1621746.9167 | 1818169.6799 | 2155613.9141 | 2437656.8562 | 2754955.166 | 2754955.166
| Other benefits value |  |  | 2023-12-31 | 0 | 0 | 0 | 0 | 0 | 0 | 0 | 0 | 0 | 0 | 0 | 0 | 0 | 0 | 0 | 0 | 0 | 0 | 0 | 0 | 0 | 0 | 0 | 0 | 0
| Net benefits |  |  | 2023-12-31 | 0 | 0 | 0 | 0 | -6276.2363 | 17666.4141 | 32775.8574 | 62994.744 | 98250.1118 | 113359.5551 | 193943.2528 | 324891.7617 | 425621.3838 | 506205.0815 | 672408.9581 | 853722.278 | 999780.2301 | 1181093.55 | 1312042.0588 | 1609194.4441 | 1805617.2073 | 2143061.4416 | 2425104.3836 | 2742402.6934 | 2742402.6934
| First capex year |  |  | 4
| First year |  |  | 4
SENSITIVITIES
NPV | Net benefits |  |  | Option 2NPV | 0 | 0 | 0 | 0 | -6276.2363 | 17666.4141 | 32775.8574 | 62994.744 | 98250.1118 | 113359.5551 | 193943.2528 | 324891.7617 | 425621.3838 | 506205.0815 | 672408.9581 | 853722.278 | 999780.2301 | 1181093.55 | 1312042.0588 | 1609194.4441 | 1805617.2073 | 2143061.4416 | 2425104.3836 | 2742402.6934 | 2742402.6934
| Total annualised capex |  |  |  | 0 | 0 | 0 | 0 | -6276.2363 | -12552.4726 | -12552.4726 | -12552.4726 | -12552.4726 | -12552.4726 | -12552.4726 | -12552.4726 | -12552.4726 | -12552.4726 | -12552.4726 | -12552.4726 | -12552.4726 | -12552.4726 | -12552.4726 | -12552.4726 | -12552.4726 | -12552.4726 | -12552.4726 | -12552.4726 | -12552.4726
| Total benefits |  |  |  | 0 | 0 | 0 | 0 | 0 | 30218.8866 | 45328.33 | 75547.2166 | 110802.5844 | 125912.0277 | 206495.7254 | 337444.2342 | 438173.8564 | 518757.5541 | 684961.4307 | 866274.7505 | 1012332.7027 | 1193646.0226 | 1324594.5314 | 1621746.9167 | 1818169.6799 | 2155613.9141 | 2437656.8562 | 2754955.166 | 2754955.166
|  | Capex | Total benefits
sens1 | Capex 10% higher | 10% | 0% | Option 2sens1 | 0 | 0 | 0 | 0 | -6903.8599 | 16411.1668 | 31520.6101 | 61739.4968 | 96994.8645 | 112104.3079 | 192688.0056 | 323636.5144 | 424366.1366 | 504949.8343 | 671153.7108 | 852467.0307 | 998524.9828 | 1179838.3027 | 1310786.8115 | 1607939.1969 | 1804361.9601 | 2141806.1943 | 2423849.1364 | 2741147.4461 | 2741147.4461
sens2 | Capex 10% lower | -10% | 0% | Option 2sens2 | 0 | 0 | 0 | 0 | -5648.6127 | 18921.6613 | 34031.1047 | 64249.9913 | 99505.3591 | 114614.8024 | 195198.5001 | 326147.0089 | 426876.6311 | 507460.3288 | 673664.2053 | 854977.5252 | 1001035.4774 | 1182348.7972 | 1313297.306 | 1610449.6914 | 1806872.4546 | 2144316.6888 | 2426359.6309 | 2743657.9407 | 2743657.9407
sens3 | Total benefits 10% higher | 0% | 10% | Option 2sens3 | 0 | 0 | 0 | 0 | -6276.2363 | 20688.3027 | 37308.6904 | 70549.4657 | 109330.3702 | 125950.7579 | 214592.8254 | 358636.1851 | 469438.7694 | 558080.8369 | 740905.1012 | 940349.753 | 1101013.5004 | 1300458.1522 | 1444501.5119 | 1771369.1358 | 1987434.1753 | 2358622.833 | 2668870.0692 | 3017898.21 | 3017898.21
sens4 | Total benefits 10% lower | 0% | -10% | Option 2sens4 | 0 | 0 | 0 | 0 | -6276.2363 | 14644.5254 | 28243.0244 | 55440.0224 | 87169.8534 | 100768.3524 | 173293.6803 | 291147.3382 | 381803.9982 | 454329.3261 | 603912.815 | 767094.8029 | 898546.9598 | 1061728.9477 | 1179582.6056 | 1447019.7525 | 1623800.2394 | 1927500.0502 | 2181338.698 | 2466907.1768 | 2466907.1768
sens5 | Capex 10% higher & Total benefits 10% lower | 10% | -10% | Option 2sens5 | 0 | 0 | 0 | 0 | -6903.8599 | 13389.2782 | 26987.7771 | 54184.7751 | 85914.6061 | 99513.1051 | 172038.433 | 289892.091 | 380548.7509 | 453074.0789 | 602657.5678 | 765839.5557 | 897291.7126 | 1060473.7005 | 1178327.3584 | 1445764.5052 | 1622544.9921 | 1926244.8029 | 2180083.4507 | 2465651.9295 | 2465651.9295
sens | 0 | 0% | 0% | Option 2sens | 0 | 0 | 0 | 0 | -6276.2363 | 17666.4141 | 32775.8574 | 62994.744 | 98250.1118 | 113359.5551 | 193943.2528 | 324891.7617 | 425621.3838 | 506205.0815 | 672408.9581 | 853722.278 | 999780.2301 | 1181093.55 | 1312042.0588 | 1609194.4441 | 1805617.2073 | 2143061.4416 | 2425104.3836 | 2742402.6934 | 2742402.6934
sens | 0 | 0% | 0% | Option 2sens | 0 | 0 | 0 | 0 | -6276.2363 | 17666.4141 | 32775.8574 | 62994.744 | 98250.1118 | 113359.5551 | 193943.2528 | 324891.7617 | 425621.3838 | 506205.0815 | 672408.9581 | 853722.278 | 999780.2301 | 1181093.55 | 1312042.0588 | 1609194.4441 | 1805617.2073 | 2143061.4416 | 2425104.3836 | 2742402.6934 | 2742402.6934
sens | 0 | 0% | 0% | Option 2sens | 0 | 0 | 0 | 0 | -6276.2363 | 17666.4141 | 32775.8574 | 62994.744 | 98250.1118 | 113359.5551 | 193943.2528 | 324891.7617 | 425621.3838 | 506205.0815 | 672408.9581 | 853722.278 | 999780.2301 | 1181093.55 | 1312042.0588 | 1609194.4441 | 1805617.2073 | 2143061.4416 | 2425104.3836 | 2742402.6934 | 2742402.6934

## Option3
Powercor
STN012 Shepparton Feeder Constraint
OPTION 3 | STN012 feeder exit cable upgrade
Count |  |  |  |  | 1 | 2 | 3 | 4 | 5 | 6 | 7 | 8 | 9 | 10 | 11 | 12 | 13 | 14 | 15 | 16 | 17 | 18 | 19 | 20 | 21 | 22 | 23 | 24 | 25
Value of CO2 reductions |  |  |  | $/MWh | 24.7305 | 22.3407 | 20.1963 | 18.0629 | 15.9134 | 13.7151 | 13.7151 | 13.7151 | 13.7151 | 13.7151 | 13.7151 | 13.7151 | 13.7151 | 13.7151 | 13.7151 | 13.7151 | 13.7151 | 13.7151 | 13.7151 | 13.7151 | 13.7151 | 13.7151 | 13.7151 | 13.7151 | 13.7151
|  |  |  | Units | 2026-27 | 2027-28 | 2028-29 | 2029-30 | 2030-31 | 2031-32 | 2032-33 | 2033-34 | 2034-35 | 2035-36 | 2036-37 | 2037-38 | 2038-39 | 2039-40 | 2040-41 | 2041-42 | 2042-43 | 2043-44 | 2044-45 | 2045-46 | 2046-47 | 2047-48 | 2048-49 | 2049-50 | 2050-51
INVESTMENT & OPERATING COST
| Capex |  | Asset life (yrs)
| STN012 feeder exit cable upgrade |  | 50 | 2023-12-31 | 0 | 0 | 0 | 258265 | 258265 | 0 | 0 | 0 | 0 | 0 | 0 | 0 | 0 | 0 | 0 | 0 | 0 | 0 | 0 | 0 | 0 | 0 | 0 | 0 | 0
| < Enter description > |  | 0 | 2023-12-31 | 0 | 0 | 0 | 0 | 0 | 0 | 0 | 0 | 0 | 0 | 0 | 0 | 0 | 0 | 0 | 0 | 0 | 0 | 0 | 0 | 0 | 0 | 0 | 0 | 0
| < Enter description > |  | 0 | 2023-12-31 | 0 | 0 | 0 | 0 | 0 | 0 | 0 | 0 | 0 | 0 | 0 | 0 | 0 | 0 | 0 | 0 | 0 | 0 | 0 | 0 | 0 | 0 | 0 | 0 | 0
| Capital expenditure |  |  | 2023-12-31 | 0 | 0 | 0 | 258265 | 258265 | 0 | 0 | 0 | 0 | 0 | 0 | 0 | 0 | 0 | 0 | 0 | 0 | 0 | 0 | 0 | 0 | 0 | 0 | 0 | 0
| Operating expenditure |  |  | 2023-12-31 | 0 | 0 | 0 | 0 | 0 | 0 | 0 | 0 | 0 | 0 | 0 | 0 | 0 | 0 | 0 | 0 | 0 | 0 | 0 | 0 | 0 | 0 | 0 | 0 | 0
RISK ASSUMPTIONS
| PoF (major) |  |  |  | 0 | 0 | 0 | 0 | 0 | 0 | 0 | 0 | 0 | 0 | 0 | 0 | 0 | 0 | 0 | 0 | 0 | 0 | 0 | 0 | 0 | 0 | 0 | 0 | 0
| PoF (reparable) |  |  |  | 0 | 0 | 0 | 0 | 0 | 0 | 0 | 0 | 0 | 0 | 0 | 0 | 0 | 0 | 0 | 0 | 0 | 0 | 0 | 0 | 0 | 0 | 0 | 0 | 0
| Energy at risk (weighted) |  |  | MWh | 0 | 0 | 0 | 0.3 | 0.3 | 0 | 0 | 0 | 0 | 0 | 0 | 0 | 0 | 0 | 0 | 0 | 0 | 0 | 0 | 0 | 0 | 0 | 0 | 0 | 0
| Energy at risk value | $/MWh | 50364.8111 | 2023-12-31 | 0 | 0 | 0 | 15109.4433 | 15109.4433 | 0 | 0 | 0 | 0 | 0 | 0 | 0 | 0 | 0 | 0 | 0 | 0 | 0 | 0 | 0 | 0 | 0 | 0 | 0 | 0
| Safety consequence | (after DF) |  | 2023-12-31 | 0 | 0 | 0 | 0 | 0 | 0 | 0 | 0 | 0 | 0 | 0 | 0 | 0 | 0 | 0 | 0 | 0 | 0 | 0 | 0 | 0 | 0 | 0 | 0 | 0
| Unplanned replacements |  |  | 2023-12-31 | 0 | 0 | 0 | 0 | 0 | 0 | 0 | 0 | 0 | 0 | 0 | 0 | 0 | 0 | 0 | 0 | 0 | 0 | 0 | 0 | 0 | 0 | 0 | 0 | 0
| Environmental consequence | (after DF) |  | 2023-12-31 | 0 | 0 | 0 | 0 | 0 | 0 | 0 | 0 | 0 | 0 | 0 | 0 | 0 | 0 | 0 | 0 | 0 | 0 | 0 | 0 | 0 | 0 | 0 | 0 | 0
| < Other risk - enter description > |  |  | 2023-12-31 | 0 | 0 | 0 | 0 | 0 | 0 | 0 | 0 | 0 | 0 | 0 | 0 | 0 | 0 | 0 | 0 | 0 | 0 | 0 | 0 | 0 | 0 | 0 | 0 | 0
| < Other risk - enter description > |  |  | 2023-12-31 | 0 | 0 | 0 | 0 | 0 | 0 | 0 | 0 | 0 | 0 | 0 | 0 | 0 | 0 | 0 | 0 | 0 | 0 | 0 | 0 | 0 | 0 | 0 | 0 | 0
| Total risk cost |  |  |  | 0 | 0 | 0 | 15109.4433 | 15109.4433 | 0 | 0 | 0 | 0 | 0 | 0 | 0 | 0 | 0 | 0 | 0 | 0 | 0 | 0 | 0 | 0 | 0 | 0 | 0 | 0
OTHER BENEFITS
| Reduction in CO2 emissions |  |  | MWh | 0 | 0 | 0 | 0 | 0 | 0 | 0 | 0 | 0 | 0 | 0 | 0 | 0 | 0 | 0 | 0 | 0 | 0 | 0 | 0 | 0 | 0 | 0 | 0 | 0
| Value of reduction in CO2 emissions |  |  | $ | 0 | 0 | 0 | 0 | 0 | 0 | 0 | 0 | 0 | 0 | 0 | 0 | 0 | 0 | 0 | 0 | 0 | 0 | 0 | 0 | 0 | 0 | 0 | 0 | 0
| Reliability in worst-served areas | $/MWh | 151432.8174 | MWh | 0 | 0 | 0 | 0 | 0 | 0 | 0 | 0 | 0 | 0 | 0 | 0 | 0 | 0 | 0 | 0 | 0 | 0 | 0 | 0 | 0 | 0 | 0 | 0 | 0
| Network resilience | $/MWh | 24590 | MWh | 0 | 0 | 0 | 0 | 0 | 0 | 0 | 0 | 0 | 0 | 0 | 0 | 0 | 0 | 0 | 0 | 0 | 0 | 0 | 0 | 0 | 0 | 0 | 0 | 0
| Enabling solar exports | $/MWh | 88.3577 | MWh | 0 | 0 | 0 | 0 | 0 | 0 | 0 | 0 | 0 | 0 | 0 | 0 | 0 | 0 | 0 | 0 | 0 | 0 | 0 | 0 | 0 | 0 | 0 | 0 | 0
| Aesthetics | $/customer | 0 | customers | 0 | 0 | 0 | 0 | 0 | 0 | 0 | 0 | 0 | 0 | 0 | 0 | 0 | 0 | 0 | 0 | 0 | 0 | 0 | 0 | 0 | 0 | 0 | 0 | 0
| Customer value of time (res) | $/customer min | 0.35181 | mins | 0 | 0 | 0 | 0 | 0 | 0 | 0 | 0 | 0 | 0 | 0 | 0 | 0 | 0 | 0 | 0 | 0 | 0 | 0 | 0 | 0 | 0 | 0 | 0 | 0
| Customer value of time (bus) | $/customer min | 0.35181 | mins | 0 | 0 | 0 | 0 | 0 | 0 | 0 | 0 | 0 | 0 | 0 | 0 | 0 | 0 | 0 | 0 | 0 | 0 | 0 | 0 | 0 | 0 | 0 | 0 | 0
| Communication | $/customer | 0 | customers | 0 | 0 | 0 | 0 | 0 | 0 | 0 | 0 | 0 | 0 | 0 | 0 | 0 | 0 | 0 | 0 | 0 | 0 | 0 | 0 | 0 | 0 | 0 | 0 | 0
| Information accessibility | $/customer | 0 | customers | 0 | 0 | 0 | 0 | 0 | 0 | 0 | 0 | 0 | 0 | 0 | 0 | 0 | 0 | 0 | 0 | 0 | 0 | 0 | 0 | 0 | 0 | 0 | 0 | 0
| Other benefits 1 |  |  | 2023-12-31 | 0 | 0 | 0 | 0 | 0 | 0 | 0 | 0 | 0 | 0 | 0 | 0 | 0 | 0 | 0 | 0 | 0 | 0 | 0 | 0 | 0 | 0 | 0 | 0 | 0
| Other benefits 2 |  |  | 2023-12-31 | 0 | 0 | 0 | 0 | 0 | 0 | 0 | 0 | 0 | 0 | 0 | 0 | 0 | 0 | 0 | 0 | 0 | 0 | 0 | 0 | 0 | 0 | 0 | 0 | 0
| Total other benefits |  |  | 2023-12-31 | 0 | 0 | 0 | 0 | 0 | 0 | 0 | 0 | 0 | 0 | 0 | 0 | 0 | 0 | 0 | 0 | 0 | 0 | 0 | 0 | 0 | 0 | 0 | 0 | 0
SUMMARY
| Risks mitigated vs base case |  |  | 2023-12-31 | 0 | 0 | 0 | 0 | 0 | 30218.8866 | 45328.33 | 75547.2166 | 125912.0277 | 141021.471 | 251824.0554 | 412991.4508 | 609414.214 | 785691.0528 | 1062697.5137 | 1405178.2291 | 1762768.3877 | 2251307.0552 | 2674371.4683 | 3359332.8989 | 4014075.4429 | 4850131.3068 | 5932974.745 | 7000708.7399 | 7000708.7399
Capital expenditure
| STN012 feeder exit cable upgrade |  |  | 2023-12-31 | 0 | 0 | 0 | -258265 | -258265 | 0 | 0 | 0 | 0 | 0 | 0 | 0 | 0 | 0 | 0 | 0 | 0 | 0 | 0 | 0 | 0 | 0 | 0 | 0 | 0
| < Enter description > |  |  | 2023-12-31 | 0 | 0 | 0 | 0 | 0 | 0 | 0 | 0 | 0 | 0 | 0 | 0 | 0 | 0 | 0 | 0 | 0 | 0 | 0 | 0 | 0 | 0 | 0 | 0 | 0
| < Enter description > |  |  | 2023-12-31 | 0 | 0 | 0 | 0 | 0 | 0 | 0 | 0 | 0 | 0 | 0 | 0 | 0 | 0 | 0 | 0 | 0 | 0 | 0 | 0 | 0 | 0 | 0 | 0 | 0
Cumulative capex
| STN012 feeder exit cable upgrade |  |  | 2023-12-31 | 0 | 0 | 0 | -258265 | -516530 | -516530 | -516530 | -516530 | -516530 | -516530 | -516530 | -516530 | -516530 | -516530 | -516530 | -516530 | -516530 | -516530 | -516530 | -516530 | -516530 | -516530 | -516530 | -516530 | -516530
| < Enter description > |  |  | 2023-12-31 | 0 | 0 | 0 | 0 | 0 | 0 | 0 | 0 | 0 | 0 | 0 | 0 | 0 | 0 | 0 | 0 | 0 | 0 | 0 | 0 | 0 | 0 | 0 | 0 | 0
| < Enter description > |  |  | 2023-12-31 | 0 | 0 | 0 | 0 | 0 | 0 | 0 | 0 | 0 | 0 | 0 | 0 | 0 | 0 | 0 | 0 | 0 | 0 | 0 | 0 | 0 | 0 | 0 | 0 | 0
Annualised capex
| Annualised capex - STN012 feeder exit cable upgrade |  |  | 2023-12-31 | 0 | 0 | 0 | 0 | -11010.795 | -22021.59 | -22021.59 | -22021.59 | -22021.59 | -22021.59 | -22021.59 | -22021.59 | -22021.59 | -22021.59 | -22021.59 | -22021.59 | -22021.59 | -22021.59 | -22021.59 | -22021.59 | -22021.59 | -22021.59 | -22021.59 | -22021.59 | -22021.59
| Annualised capex - < Enter description > |  |  | 2023-12-31 | 0 | 0 | 0 | 0 | 0 | 0 | 0 | 0 | 0 | 0 | 0 | 0 | 0 | 0 | 0 | 0 | 0 | 0 | 0 | 0 | 0 | 0 | 0 | 0 | 0
| Annualised capex - < Enter description > |  |  | 2023-12-31 | 0 | 0 | 0 | 0 | 0 | 0 | 0 | 0 | 0 | 0 | 0 | 0 | 0 | 0 | 0 | 0 | 0 | 0 | 0 | 0 | 0 | 0 | 0 | 0 | 0
| Total annualised capex |  |  | 2023-12-31 | 0 | 0 | 0 | 0 | -11010.795 | -22021.59 | -22021.59 | -22021.59 | -22021.59 | -22021.59 | -22021.59 | -22021.59 | -22021.59 | -22021.59 | -22021.59 | -22021.59 | -22021.59 | -22021.59 | -22021.59 | -22021.59 | -22021.59 | -22021.59 | -22021.59 | -22021.59 | -22021.59
| Annualised capex |  |  | 2023-12-31 | 0 | 0 | 0 | 0 | -11010.795 | -22021.59 | -22021.59 | -22021.59 | -22021.59 | -22021.59 | -22021.59 | -22021.59 | -22021.59 | -22021.59 | -22021.59 | -22021.59 | -22021.59 | -22021.59 | -22021.59 | -22021.59 | -22021.59 | -22021.59 | -22021.59 | -22021.59 | -22021.59
| Operating expenditure |  |  | 2023-12-31 | 0 | 0 | 0 | 0 | 0 | 0 | 0 | 0 | 0 | 0 | 0 | 0 | 0 | 0 | 0 | 0 | 0 | 0 | 0 | 0 | 0 | 0 | 0 | 0 | 0
| Risk mitigated |  |  | 2023-12-31 | 0 | 0 | 0 | 0 | 0 | 30218.8866 | 45328.33 | 75547.2166 | 125912.0277 | 141021.471 | 251824.0554 | 412991.4508 | 609414.214 | 785691.0528 | 1062697.5137 | 1405178.2291 | 1762768.3877 | 2251307.0552 | 2674371.4683 | 3359332.8989 | 4014075.4429 | 4850131.3068 | 5932974.745 | 7000708.7399 | 7000708.7399
| Other benefits value |  |  | 2023-12-31 | 0 | 0 | 0 | 0 | 0 | 0 | 0 | 0 | 0 | 0 | 0 | 0 | 0 | 0 | 0 | 0 | 0 | 0 | 0 | 0 | 0 | 0 | 0 | 0 | 0
| Net benefits |  |  | 2023-12-31 | 0 | 0 | 0 | 0 | -11010.795 | 8197.2966 | 23306.74 | 53525.6266 | 103890.4377 | 118999.881 | 229802.4654 | 390969.8608 | 587392.624 | 763669.4628 | 1040675.9237 | 1383156.6391 | 1740746.7977 | 2229285.4652 | 2652349.8782 | 3337311.3089 | 3992053.8529 | 4828109.7168 | 5910953.155 | 6978687.1499 | 6978687.1499
| First capex year |  |  | 4
| First year |  |  | 4
SENSITIVITIES
NPV | Net benefits |  |  | Option 3NPV | 0 | 0 | 0 | 0 | -11010.795 | 8197.2966 | 23306.74 | 53525.6266 | 103890.4377 | 118999.881 | 229802.4654 | 390969.8608 | 587392.624 | 763669.4628 | 1040675.9237 | 1383156.6391 | 1740746.7977 | 2229285.4652 | 2652349.8782 | 3337311.3089 | 3992053.8529 | 4828109.7168 | 5910953.155 | 6978687.1499 | 6978687.1499
| Total annualised capex |  |  |  | 0 | 0 | 0 | 0 | -11010.795 | -22021.59 | -22021.59 | -22021.59 | -22021.59 | -22021.59 | -22021.59 | -22021.59 | -22021.59 | -22021.59 | -22021.59 | -22021.59 | -22021.59 | -22021.59 | -22021.59 | -22021.59 | -22021.59 | -22021.59 | -22021.59 | -22021.59 | -22021.59
| Total benefits |  |  |  | 0 | 0 | 0 | 0 | 0 | 30218.8866 | 45328.33 | 75547.2166 | 125912.0277 | 141021.471 | 251824.0554 | 412991.4508 | 609414.214 | 785691.0528 | 1062697.5137 | 1405178.2291 | 1762768.3877 | 2251307.0552 | 2674371.4683 | 3359332.8989 | 4014075.4429 | 4850131.3068 | 5932974.745 | 7000708.7399 | 7000708.7399
|  | Capex | Total benefits
sens1 | Capex 10% higher | 10% | 0% | Option 3sens1 | 0 | 0 | 0 | 0 | -12111.8745 | 5995.1376 | 21104.581 | 51323.4676 | 101688.2787 | 116797.722 | 227600.3064 | 388767.7018 | 585190.465 | 761467.3038 | 1038473.7647 | 1380954.4801 | 1738544.6387 | 2227083.3062 | 2650147.7192 | 3335109.1499 | 3989851.6939 | 4825907.5578 | 5908750.996 | 6976484.9909 | 6976484.9909
sens2 | Capex 10% lower | -10% | 0% | Option 3sens2 | 0 | 0 | 0 | 0 | -9909.7155 | 10399.4556 | 25508.899 | 55727.7856 | 106092.5967 | 121202.04 | 232004.6244 | 393172.0198 | 589594.783 | 765871.6218 | 1042878.0827 | 1385358.7981 | 1742948.9567 | 2231487.6242 | 2654552.0372 | 3339513.4679 | 3994256.0119 | 4830311.8758 | 5913155.314 | 6980889.3089 | 6980889.3089
sens3 | Total benefits 10% higher | 0% | 10% | Option 3sens3 | 0 | 0 | 0 | 0 | -11010.795 | 11219.1853 | 27839.573 | 61080.3483 | 116481.6405 | 133102.0281 | 254984.8709 | 432269.0059 | 648334.0454 | 842238.5681 | 1146945.6751 | 1523674.462 | 1917023.6365 | 2454416.1707 | 2919787.0251 | 3673244.5988 | 4393461.3972 | 5313122.8475 | 6504250.6295 | 7678758.0239 | 7678758.0239
sens4 | Total benefits 10% lower | 0% | -10% | Option 3sens4 | 0 | 0 | 0 | 0 | -11010.795 | 5175.408 | 18773.907 | 45970.905 | 91299.2349 | 104897.7339 | 204620.0598 | 349670.7158 | 526451.2026 | 685100.3575 | 934406.1724 | 1242638.8162 | 1564469.959 | 2004154.7597 | 2384912.7314 | 3001378.019 | 3590646.3086 | 4343096.5861 | 5317655.6805 | 6278616.2759 | 6278616.2759
sens5 | Capex 10% higher & Total benefits 10% lower | 10% | -10% | Option 3sens5 | 0 | 0 | 0 | 0 | -12111.8745 | 2973.249 | 16571.748 | 43768.746 | 89097.0759 | 102695.5749 | 202417.9008 | 347468.5568 | 524249.0436 | 682898.1985 | 932204.0134 | 1240436.6572 | 1562267.8 | 2001952.6007 | 2382710.5724 | 2999175.86 | 3588444.1496 | 4340894.4271 | 5315453.5215 | 6276414.1169 | 6276414.1169
sens | 0 | 0% | 0% | Option 3sens | 0 | 0 | 0 | 0 | -11010.795 | 8197.2966 | 23306.74 | 53525.6266 | 103890.4377 | 118999.881 | 229802.4654 | 390969.8608 | 587392.624 | 763669.4628 | 1040675.9237 | 1383156.6391 | 1740746.7977 | 2229285.4652 | 2652349.8782 | 3337311.3089 | 3992053.8529 | 4828109.7168 | 5910953.155 | 6978687.1499 | 6978687.1499
sens | 0 | 0% | 0% | Option 3sens | 0 | 0 | 0 | 0 | -11010.795 | 8197.2966 | 23306.74 | 53525.6266 | 103890.4377 | 118999.881 | 229802.4654 | 390969.8608 | 587392.624 | 763669.4628 | 1040675.9237 | 1383156.6391 | 1740746.7977 | 2229285.4652 | 2652349.8782 | 3337311.3089 | 3992053.8529 | 4828109.7168 | 5910953.155 | 6978687.1499 | 6978687.1499
sens | 0 | 0% | 0% | Option 3sens | 0 | 0 | 0 | 0 | -11010.795 | 8197.2966 | 23306.74 | 53525.6266 | 103890.4377 | 118999.881 | 229802.4654 | 390969.8608 | 587392.624 | 763669.4628 | 1040675.9237 | 1383156.6391 | 1740746.7977 | 2229285.4652 | 2652349.8782 | 3337311.3089 | 3992053.8529 | 4828109.7168 | 5910953.155 | 6978687.1499 | 6978687.1499

## Option4
Powercor
STN012 Shepparton Feeder Constraint
OPTION 4 | < Enter description >
Not used
Count |  |  |  |  | 1 | 2 | 3 | 4 | 5 | 6 | 7 | 8 | 9 | 10 | 11 | 12 | 13 | 14 | 15 | 16 | 17 | 18 | 19 | 20 | 21 | 22 | 23 | 24 | 25
Value of CO2 reductions |  |  |  | $/MWh | 24.7305 | 22.3407 | 20.1963 | 18.0629 | 15.9134 | 13.7151 | 13.7151 | 13.7151 | 13.7151 | 13.7151 | 13.7151 | 13.7151 | 13.7151 | 13.7151 | 13.7151 | 13.7151 | 13.7151 | 13.7151 | 13.7151 | 13.7151 | 13.7151 | 13.7151 | 13.7151 | 13.7151 | 13.7151
|  |  |  | Units | 2026-27 | 2027-28 | 2028-29 | 2029-30 | 2030-31 | 2031-32 | 2032-33 | 2033-34 | 2034-35 | 2035-36 | 2036-37 | 2037-38 | 2038-39 | 2039-40 | 2040-41 | 2041-42 | 2042-43 | 2043-44 | 2044-45 | 2045-46 | 2046-47 | 2047-48 | 2048-49 | 2049-50 | 2050-51
INVESTMENT & OPERATING COST
| Capex |  | Asset life (yrs)
| < Enter description > |  | 0 | 2023-12-31 | 0 | 0 | 0 | 0 | 0 | 0 | 0 | 0 | 0 | 0 | 0 | 0 | 0 | 0 | 0 | 0 | 0 | 0 | 0 | 0 | 0 | 0 | 0 | 0 | 0
| < Enter description > |  | 0 | 2023-12-31 | 0 | 0 | 0 | 0 | 0 | 0 | 0 | 0 | 0 | 0 | 0 | 0 | 0 | 0 | 0 | 0 | 0 | 0 | 0 | 0 | 0 | 0 | 0 | 0 | 0
| < Enter description > |  | 0 | 2023-12-31 | 0 | 0 | 0 | 0 | 0 | 0 | 0 | 0 | 0 | 0 | 0 | 0 | 0 | 0 | 0 | 0 | 0 | 0 | 0 | 0 | 0 | 0 | 0 | 0 | 0
| Capital expenditure |  |  | 2023-12-31 | 0 | 0 | 0 | 0 | 0 | 0 | 0 | 0 | 0 | 0 | 0 | 0 | 0 | 0 | 0 | 0 | 0 | 0 | 0 | 0 | 0 | 0 | 0 | 0 | 0
| Operating expenditure |  |  | 2023-12-31 | 0 | 0 | 0 | 0 | 0 | 0 | 0 | 0 | 0 | 0 | 0 | 0 | 0 | 0 | 0 | 0 | 0 | 0 | 0 | 0 | 0 | 0 | 0 | 0 | 0
RISK ASSUMPTIONS
| PoF (major) |  |  |  | 0 | 0 | 0 | 0 | 0 | 0 | 0 | 0 | 0 | 0 | 0 | 0 | 0 | 0 | 0 | 0 | 0 | 0 | 0 | 0 | 0 | 0 | 0 | 0 | 0
| PoF (reparable) |  |  |  | 0 | 0 | 0 | 0 | 0 | 0 | 0 | 0 | 0 | 0 | 0 | 0 | 0 | 0 | 0 | 0 | 0 | 0 | 0 | 0 | 0 | 0 | 0 | 0 | 0
| Energy at risk (weighted) |  |  | MWh | 0 | 0 | 0 | 0 | 0 | 0 | 0 | 0 | 0 | 0 | 0 | 0 | 0 | 0 | 0 | 0 | 0 | 0 | 0 | 0 | 0 | 0 | 0 | 0 | 0
| Energy at risk value | $/MWh | 50364.8111 | 2023-12-31 | 0 | 0 | 0 | 0 | 0 | 0 | 0 | 0 | 0 | 0 | 0 | 0 | 0 | 0 | 0 | 0 | 0 | 0 | 0 | 0 | 0 | 0 | 0 | 0 | 0
| Safety consequence | (after DF) |  | 2023-12-31 | 0 | 0 | 0 | 0 | 0 | 0 | 0 | 0 | 0 | 0 | 0 | 0 | 0 | 0 | 0 | 0 | 0 | 0 | 0 | 0 | 0 | 0 | 0 | 0 | 0
| Unplanned replacements |  |  | 2023-12-31 | 0 | 0 | 0 | 0 | 0 | 0 | 0 | 0 | 0 | 0 | 0 | 0 | 0 | 0 | 0 | 0 | 0 | 0 | 0 | 0 | 0 | 0 | 0 | 0 | 0
| Environmental consequence | (after DF) |  | 2023-12-31 | 0 | 0 | 0 | 0 | 0 | 0 | 0 | 0 | 0 | 0 | 0 | 0 | 0 | 0 | 0 | 0 | 0 | 0 | 0 | 0 | 0 | 0 | 0 | 0 | 0
| < Other risk - enter description > |  |  | 2023-12-31 | 0 | 0 | 0 | 0 | 0 | 0 | 0 | 0 | 0 | 0 | 0 | 0 | 0 | 0 | 0 | 0 | 0 | 0 | 0 | 0 | 0 | 0 | 0 | 0 | 0
| < Other risk - enter description > |  |  | 2023-12-31 | 0 | 0 | 0 | 0 | 0 | 0 | 0 | 0 | 0 | 0 | 0 | 0 | 0 | 0 | 0 | 0 | 0 | 0 | 0 | 0 | 0 | 0 | 0 | 0 | 0
| Total risk cost |  |  |  | 0 | 0 | 0 | 0 | 0 | 0 | 0 | 0 | 0 | 0 | 0 | 0 | 0 | 0 | 0 | 0 | 0 | 0 | 0 | 0 | 0 | 0 | 0 | 0 | 0
OTHER BENEFITS
| Reduction in CO2 emissions |  |  | MWh | 0 | 0 | 0 | 0 | 0 | 0 | 0 | 0 | 0 | 0 | 0 | 0 | 0 | 0 | 0 | 0 | 0 | 0 | 0 | 0 | 0 | 0 | 0 | 0 | 0
| Value of reduction in CO2 emissions |  |  | $ | 0 | 0 | 0 | 0 | 0 | 0 | 0 | 0 | 0 | 0 | 0 | 0 | 0 | 0 | 0 | 0 | 0 | 0 | 0 | 0 | 0 | 0 | 0 | 0 | 0
| Reliability in worst-served areas | $/MWh | 151432.8174 | MWh | 0 | 0 | 0 | 0 | 0 | 0 | 0 | 0 | 0 | 0 | 0 | 0 | 0 | 0 | 0 | 0 | 0 | 0 | 0 | 0 | 0 | 0 | 0 | 0 | 0
| Network resilience | $/MWh | 24590 | MWh | 0 | 0 | 0 | 0 | 0 | 0 | 0 | 0 | 0 | 0 | 0 | 0 | 0 | 0 | 0 | 0 | 0 | 0 | 0 | 0 | 0 | 0 | 0 | 0 | 0
| Enabling solar exports | $/MWh | 88.3577 | MWh | 0 | 0 | 0 | 0 | 0 | 0 | 0 | 0 | 0 | 0 | 0 | 0 | 0 | 0 | 0 | 0 | 0 | 0 | 0 | 0 | 0 | 0 | 0 | 0 | 0
| Aesthetics | $/customer | 0 | customers | 0 | 0 | 0 | 0 | 0 | 0 | 0 | 0 | 0 | 0 | 0 | 0 | 0 | 0 | 0 | 0 | 0 | 0 | 0 | 0 | 0 | 0 | 0 | 0 | 0
| Customer value of time (res) | $/customer min | 0.35181 | mins | 0 | 0 | 0 | 0 | 0 | 0 | 0 | 0 | 0 | 0 | 0 | 0 | 0 | 0 | 0 | 0 | 0 | 0 | 0 | 0 | 0 | 0 | 0 | 0 | 0
| Customer value of time (bus) | $/customer min | 0.35181 | mins | 0 | 0 | 0 | 0 | 0 | 0 | 0 | 0 | 0 | 0 | 0 | 0 | 0 | 0 | 0 | 0 | 0 | 0 | 0 | 0 | 0 | 0 | 0 | 0 | 0
| Communication | $/customer | 0 | customers | 0 | 0 | 0 | 0 | 0 | 0 | 0 | 0 | 0 | 0 | 0 | 0 | 0 | 0 | 0 | 0 | 0 | 0 | 0 | 0 | 0 | 0 | 0 | 0 | 0
| Information accessibility | $/customer | 0 | customers | 0 | 0 | 0 | 0 | 0 | 0 | 0 | 0 | 0 | 0 | 0 | 0 | 0 | 0 | 0 | 0 | 0 | 0 | 0 | 0 | 0 | 0 | 0 | 0 | 0
| Other benefits 1 |  |  | 2023-12-31 | 0 | 0 | 0 | 0 | 0 | 0 | 0 | 0 | 0 | 0 | 0 | 0 | 0 | 0 | 0 | 0 | 0 | 0 | 0 | 0 | 0 | 0 | 0 | 0 | 0
| Other benefits 2 |  |  | 2023-12-31 | 0 | 0 | 0 | 0 | 0 | 0 | 0 | 0 | 0 | 0 | 0 | 0 | 0 | 0 | 0 | 0 | 0 | 0 | 0 | 0 | 0 | 0 | 0 | 0 | 0
| Total other benefits |  |  | 2023-12-31 | 0 | 0 | 0 | 0 | 0 | 0 | 0 | 0 | 0 | 0 | 0 | 0 | 0 | 0 | 0 | 0 | 0 | 0 | 0 | 0 | 0 | 0 | 0 | 0 | 0
SUMMARY
| Risks mitigated vs base case |  |  | 2023-12-31 | 0 | 0 | 0 | 0 | 0 | 0 | 0 | 0 | 0 | 0 | 0 | 0 | 0 | 0 | 0 | 0 | 0 | 0 | 0 | 0 | 0 | 0 | 0 | 0 | 0
Capital expenditure
| < Enter description > |  |  | 2023-12-31 | 0 | 0 | 0 | 0 | 0 | 0 | 0 | 0 | 0 | 0 | 0 | 0 | 0 | 0 | 0 | 0 | 0 | 0 | 0 | 0 | 0 | 0 | 0 | 0 | 0
| < Enter description > |  |  | 2023-12-31 | 0 | 0 | 0 | 0 | 0 | 0 | 0 | 0 | 0 | 0 | 0 | 0 | 0 | 0 | 0 | 0 | 0 | 0 | 0 | 0 | 0 | 0 | 0 | 0 | 0
| < Enter description > |  |  | 2023-12-31 | 0 | 0 | 0 | 0 | 0 | 0 | 0 | 0 | 0 | 0 | 0 | 0 | 0 | 0 | 0 | 0 | 0 | 0 | 0 | 0 | 0 | 0 | 0 | 0 | 0
Cumulative capex
| < Enter description > |  |  | 2023-12-31 | 0 | 0 | 0 | 0 | 0 | 0 | 0 | 0 | 0 | 0 | 0 | 0 | 0 | 0 | 0 | 0 | 0 | 0 | 0 | 0 | 0 | 0 | 0 | 0 | 0
| < Enter description > |  |  | 2023-12-31 | 0 | 0 | 0 | 0 | 0 | 0 | 0 | 0 | 0 | 0 | 0 | 0 | 0 | 0 | 0 | 0 | 0 | 0 | 0 | 0 | 0 | 0 | 0 | 0 | 0
| < Enter description > |  |  | 2023-12-31 | 0 | 0 | 0 | 0 | 0 | 0 | 0 | 0 | 0 | 0 | 0 | 0 | 0 | 0 | 0 | 0 | 0 | 0 | 0 | 0 | 0 | 0 | 0 | 0 | 0
Annualised capex
| Annualised capex - < Enter description > |  |  | 2023-12-31 | 0 | 0 | 0 | 0 | 0 | 0 | 0 | 0 | 0 | 0 | 0 | 0 | 0 | 0 | 0 | 0 | 0 | 0 | 0 | 0 | 0 | 0 | 0 | 0 | 0
| Annualised capex - < Enter description > |  |  | 2023-12-31 | 0 | 0 | 0 | 0 | 0 | 0 | 0 | 0 | 0 | 0 | 0 | 0 | 0 | 0 | 0 | 0 | 0 | 0 | 0 | 0 | 0 | 0 | 0 | 0 | 0
| Annualised capex - < Enter description > |  |  | 2023-12-31 | 0 | 0 | 0 | 0 | 0 | 0 | 0 | 0 | 0 | 0 | 0 | 0 | 0 | 0 | 0 | 0 | 0 | 0 | 0 | 0 | 0 | 0 | 0 | 0 | 0
| Total annualised capex |  |  | 2023-12-31 | 0 | 0 | 0 | 0 | 0 | 0 | 0 | 0 | 0 | 0 | 0 | 0 | 0 | 0 | 0 | 0 | 0 | 0 | 0 | 0 | 0 | 0 | 0 | 0 | 0
| Annualised capex |  |  | 2023-12-31 | 0 | 0 | 0 | 0 | 0 | 0 | 0 | 0 | 0 | 0 | 0 | 0 | 0 | 0 | 0 | 0 | 0 | 0 | 0 | 0 | 0 | 0 | 0 | 0 | 0
| Operating expenditure |  |  | 2023-12-31 | 0 | 0 | 0 | 0 | 0 | 0 | 0 | 0 | 0 | 0 | 0 | 0 | 0 | 0 | 0 | 0 | 0 | 0 | 0 | 0 | 0 | 0 | 0 | 0 | 0
| Risk mitigated |  |  | 2023-12-31 | 0 | 0 | 0 | 0 | 0 | 0 | 0 | 0 | 0 | 0 | 0 | 0 | 0 | 0 | 0 | 0 | 0 | 0 | 0 | 0 | 0 | 0 | 0 | 0 | 0
| Other benefits value |  |  | 2023-12-31 | 0 | 0 | 0 | 0 | 0 | 0 | 0 | 0 | 0 | 0 | 0 | 0 | 0 | 0 | 0 | 0 | 0 | 0 | 0 | 0 | 0 | 0 | 0 | 0 | 0
| Net benefits |  |  | 2023-12-31 | 0 | 0 | 0 | 0 | 0 | 0 | 0 | 0 | 0 | 0 | 0 | 0 | 0 | 0 | 0 | 0 | 0 | 0 | 0 | 0 | 0 | 0 | 0 | 0 | 0
| First capex year |  |  | 0
| First year |  |  | Not used
SENSITIVITIES
NPV | Net benefits |  |  | Option 4NPV | 0 | 0 | 0 | 0 | 0 | 0 | 0 | 0 | 0 | 0 | 0 | 0 | 0 | 0 | 0 | 0 | 0 | 0 | 0 | 0 | 0 | 0 | 0 | 0 | 0
| Total annualised capex |  |  |  | 0 | 0 | 0 | 0 | 0 | 0 | 0 | 0 | 0 | 0 | 0 | 0 | 0 | 0 | 0 | 0 | 0 | 0 | 0 | 0 | 0 | 0 | 0 | 0 | 0
| Total benefits |  |  |  | 0 | 0 | 0 | 0 | 0 | 0 | 0 | 0 | 0 | 0 | 0 | 0 | 0 | 0 | 0 | 0 | 0 | 0 | 0 | 0 | 0 | 0 | 0 | 0 | 0
|  | Capex | Total benefits
sens1 | Capex 10% higher | 10% | 0% | Option 4sens1 | 0 | 0 | 0 | 0 | 0 | 0 | 0 | 0 | 0 | 0 | 0 | 0 | 0 | 0 | 0 | 0 | 0 | 0 | 0 | 0 | 0 | 0 | 0 | 0 | 0
sens2 | Capex 10% lower | -10% | 0% | Option 4sens2 | 0 | 0 | 0 | 0 | 0 | 0 | 0 | 0 | 0 | 0 | 0 | 0 | 0 | 0 | 0 | 0 | 0 | 0 | 0 | 0 | 0 | 0 | 0 | 0 | 0
sens3 | Total benefits 10% higher | 0% | 10% | Option 4sens3 | 0 | 0 | 0 | 0 | 0 | 0 | 0 | 0 | 0 | 0 | 0 | 0 | 0 | 0 | 0 | 0 | 0 | 0 | 0 | 0 | 0 | 0 | 0 | 0 | 0
sens4 | Total benefits 10% lower | 0% | -10% | Option 4sens4 | 0 | 0 | 0 | 0 | 0 | 0 | 0 | 0 | 0 | 0 | 0 | 0 | 0 | 0 | 0 | 0 | 0 | 0 | 0 | 0 | 0 | 0 | 0 | 0 | 0
sens5 | Capex 10% higher & Total benefits 10% lower | 10% | -10% | Option 4sens5 | 0 | 0 | 0 | 0 | 0 | 0 | 0 | 0 | 0 | 0 | 0 | 0 | 0 | 0 | 0 | 0 | 0 | 0 | 0 | 0 | 0 | 0 | 0 | 0 | 0
sens | 0 | 0% | 0% | Option 4sens | 0 | 0 | 0 | 0 | 0 | 0 | 0 | 0 | 0 | 0 | 0 | 0 | 0 | 0 | 0 | 0 | 0 | 0 | 0 | 0 | 0 | 0 | 0 | 0 | 0
sens | 0 | 0% | 0% | Option 4sens | 0 | 0 | 0 | 0 | 0 | 0 | 0 | 0 | 0 | 0 | 0 | 0 | 0 | 0 | 0 | 0 | 0 | 0 | 0 | 0 | 0 | 0 | 0 | 0 | 0
sens | 0 | 0% | 0% | Option 4sens | 0 | 0 | 0 | 0 | 0 | 0 | 0 | 0 | 0 | 0 | 0 | 0 | 0 | 0 | 0 | 0 | 0 | 0 | 0 | 0 | 0 | 0 | 0 | 0 | 0

## Option5
Powercor
STN012 Shepparton Feeder Constraint
OPTION 5 | < Enter description >
Not used
Count |  |  |  |  | 1 | 2 | 3 | 4 | 5 | 6 | 7 | 8 | 9 | 10 | 11 | 12 | 13 | 14 | 15 | 16 | 17 | 18 | 19 | 20 | 21 | 22 | 23 | 24 | 25
Value of CO2 reductions |  |  |  | $/MWh | 24.7305 | 22.3407 | 20.1963 | 18.0629 | 15.9134 | 13.7151 | 13.7151 | 13.7151 | 13.7151 | 13.7151 | 13.7151 | 13.7151 | 13.7151 | 13.7151 | 13.7151 | 13.7151 | 13.7151 | 13.7151 | 13.7151 | 13.7151 | 13.7151 | 13.7151 | 13.7151 | 13.7151 | 13.7151
|  |  |  | Units | 2026-27 | 2027-28 | 2028-29 | 2029-30 | 2030-31 | 2031-32 | 2032-33 | 2033-34 | 2034-35 | 2035-36 | 2036-37 | 2037-38 | 2038-39 | 2039-40 | 2040-41 | 2041-42 | 2042-43 | 2043-44 | 2044-45 | 2045-46 | 2046-47 | 2047-48 | 2048-49 | 2049-50 | 2050-51
INVESTMENT & OPERATING COST
| Capex |  | Asset life (yrs)
| < Enter description > |  | 0 | 2023-12-31 | 0 | 0 | 0 | 0 | 0 | 0 | 0 | 0 | 0 | 0 | 0 | 0 | 0 | 0 | 0 | 0 | 0 | 0 | 0 | 0 | 0 | 0 | 0 | 0 | 0
| < Enter description > |  | 0 | 2023-12-31 | 0 | 0 | 0 | 0 | 0 | 0 | 0 | 0 | 0 | 0 | 0 | 0 | 0 | 0 | 0 | 0 | 0 | 0 | 0 | 0 | 0 | 0 | 0 | 0 | 0
| < Enter description > |  | 0 | 2023-12-31 | 0 | 0 | 0 | 0 | 0 | 0 | 0 | 0 | 0 | 0 | 0 | 0 | 0 | 0 | 0 | 0 | 0 | 0 | 0 | 0 | 0 | 0 | 0 | 0 | 0
| Capital expenditure |  |  | 2023-12-31 | 0 | 0 | 0 | 0 | 0 | 0 | 0 | 0 | 0 | 0 | 0 | 0 | 0 | 0 | 0 | 0 | 0 | 0 | 0 | 0 | 0 | 0 | 0 | 0 | 0
| Operating expenditure |  |  | 2023-12-31 | 0 | 0 | 0 | 0 | 0 | 0 | 0 | 0 | 0 | 0 | 0 | 0 | 0 | 0 | 0 | 0 | 0 | 0 | 0 | 0 | 0 | 0 | 0 | 0 | 0
RISK ASSUMPTIONS
| PoF (major) |  |  |  | 0 | 0 | 0 | 0 | 0 | 0 | 0 | 0 | 0 | 0 | 0 | 0 | 0 | 0 | 0 | 0 | 0 | 0 | 0 | 0 | 0 | 0 | 0 | 0 | 0
| PoF (reparable) |  |  |  | 0 | 0 | 0 | 0 | 0 | 0 | 0 | 0 | 0 | 0 | 0 | 0 | 0 | 0 | 0 | 0 | 0 | 0 | 0 | 0 | 0 | 0 | 0 | 0 | 0
| Energy at risk (weighted) |  |  | MWh | 0 | 0 | 0 | 0 | 0 | 0 | 0 | 0 | 0 | 0 | 0 | 0 | 0 | 0 | 0 | 0 | 0 | 0 | 0 | 0 | 0 | 0 | 0 | 0 | 0
| Energy at risk value | $/MWh | 50364.8111 | 2023-12-31 | 0 | 0 | 0 | 0 | 0 | 0 | 0 | 0 | 0 | 0 | 0 | 0 | 0 | 0 | 0 | 0 | 0 | 0 | 0 | 0 | 0 | 0 | 0 | 0 | 0
| Safety consequence | (after DF) |  | 2023-12-31 | 0 | 0 | 0 | 0 | 0 | 0 | 0 | 0 | 0 | 0 | 0 | 0 | 0 | 0 | 0 | 0 | 0 | 0 | 0 | 0 | 0 | 0 | 0 | 0 | 0
| Unplanned replacements |  |  | 2023-12-31 | 0 | 0 | 0 | 0 | 0 | 0 | 0 | 0 | 0 | 0 | 0 | 0 | 0 | 0 | 0 | 0 | 0 | 0 | 0 | 0 | 0 | 0 | 0 | 0 | 0
| Environmental consequence | (after DF) |  | 2023-12-31 | 0 | 0 | 0 | 0 | 0 | 0 | 0 | 0 | 0 | 0 | 0 | 0 | 0 | 0 | 0 | 0 | 0 | 0 | 0 | 0 | 0 | 0 | 0 | 0 | 0
| < Other risk - enter description > |  |  | 2023-12-31 | 0 | 0 | 0 | 0 | 0 | 0 | 0 | 0 | 0 | 0 | 0 | 0 | 0 | 0 | 0 | 0 | 0 | 0 | 0 | 0 | 0 | 0 | 0 | 0 | 0
| < Other risk - enter description > |  |  | 2023-12-31 | 0 | 0 | 0 | 0 | 0 | 0 | 0 | 0 | 0 | 0 | 0 | 0 | 0 | 0 | 0 | 0 | 0 | 0 | 0 | 0 | 0 | 0 | 0 | 0 | 0
| Total risk cost |  |  |  | 0 | 0 | 0 | 0 | 0 | 0 | 0 | 0 | 0 | 0 | 0 | 0 | 0 | 0 | 0 | 0 | 0 | 0 | 0 | 0 | 0 | 0 | 0 | 0 | 0
OTHER BENEFITS
| Reduction in CO2 emissions |  |  | MWh | 0 | 0 | 0 | 0 | 0 | 0 | 0 | 0 | 0 | 0 | 0 | 0 | 0 | 0 | 0 | 0 | 0 | 0 | 0 | 0 | 0 | 0 | 0 | 0 | 0
| Value of reduction in CO2 emissions |  |  | $ | 0 | 0 | 0 | 0 | 0 | 0 | 0 | 0 | 0 | 0 | 0 | 0 | 0 | 0 | 0 | 0 | 0 | 0 | 0 | 0 | 0 | 0 | 0 | 0 | 0
| Reliability in worst-served areas | $/MWh | 151432.8174 | MWh | 0 | 0 | 0 | 0 | 0 | 0 | 0 | 0 | 0 | 0 | 0 | 0 | 0 | 0 | 0 | 0 | 0 | 0 | 0 | 0 | 0 | 0 | 0 | 0 | 0
| Network resilience | $/MWh | 24590 | MWh | 0 | 0 | 0 | 0 | 0 | 0 | 0 | 0 | 0 | 0 | 0 | 0 | 0 | 0 | 0 | 0 | 0 | 0 | 0 | 0 | 0 | 0 | 0 | 0 | 0
| Enabling solar exports | $/MWh | 88.3577 | MWh | 0 | 0 | 0 | 0 | 0 | 0 | 0 | 0 | 0 | 0 | 0 | 0 | 0 | 0 | 0 | 0 | 0 | 0 | 0 | 0 | 0 | 0 | 0 | 0 | 0
| Aesthetics | $/customer | 0 | customers | 0 | 0 | 0 | 0 | 0 | 0 | 0 | 0 | 0 | 0 | 0 | 0 | 0 | 0 | 0 | 0 | 0 | 0 | 0 | 0 | 0 | 0 | 0 | 0 | 0
| Customer value of time (res) | $/customer min | 0.35181 | mins | 0 | 0 | 0 | 0 | 0 | 0 | 0 | 0 | 0 | 0 | 0 | 0 | 0 | 0 | 0 | 0 | 0 | 0 | 0 | 0 | 0 | 0 | 0 | 0 | 0
| Customer value of time (bus) | $/customer min | 0.35181 | mins | 0 | 0 | 0 | 0 | 0 | 0 | 0 | 0 | 0 | 0 | 0 | 0 | 0 | 0 | 0 | 0 | 0 | 0 | 0 | 0 | 0 | 0 | 0 | 0 | 0
| Communication | $/customer | 0 | customers | 0 | 0 | 0 | 0 | 0 | 0 | 0 | 0 | 0 | 0 | 0 | 0 | 0 | 0 | 0 | 0 | 0 | 0 | 0 | 0 | 0 | 0 | 0 | 0 | 0
| Information accessibility | $/customer | 0 | customers | 0 | 0 | 0 | 0 | 0 | 0 | 0 | 0 | 0 | 0 | 0 | 0 | 0 | 0 | 0 | 0 | 0 | 0 | 0 | 0 | 0 | 0 | 0 | 0 | 0
| Other benefits 1 |  |  | 2023-12-31 | 0 | 0 | 0 | 0 | 0 | 0 | 0 | 0 | 0 | 0 | 0 | 0 | 0 | 0 | 0 | 0 | 0 | 0 | 0 | 0 | 0 | 0 | 0 | 0 | 0
| Other benefits 2 |  |  | 2023-12-31 | 0 | 0 | 0 | 0 | 0 | 0 | 0 | 0 | 0 | 0 | 0 | 0 | 0 | 0 | 0 | 0 | 0 | 0 | 0 | 0 | 0 | 0 | 0 | 0 | 0
| Total other benefits |  |  | 2023-12-31 | 0 | 0 | 0 | 0 | 0 | 0 | 0 | 0 | 0 | 0 | 0 | 0 | 0 | 0 | 0 | 0 | 0 | 0 | 0 | 0 | 0 | 0 | 0 | 0 | 0
SUMMARY
| Risks mitigated vs base case |  |  | 2023-12-31 | 0 | 0 | 0 | 0 | 0 | 0 | 0 | 0 | 0 | 0 | 0 | 0 | 0 | 0 | 0 | 0 | 0 | 0 | 0 | 0 | 0 | 0 | 0 | 0 | 0
Capital expenditure
| < Enter description > |  |  | 2023-12-31 | 0 | 0 | 0 | 0 | 0 | 0 | 0 | 0 | 0 | 0 | 0 | 0 | 0 | 0 | 0 | 0 | 0 | 0 | 0 | 0 | 0 | 0 | 0 | 0 | 0
| < Enter description > |  |  | 2023-12-31 | 0 | 0 | 0 | 0 | 0 | 0 | 0 | 0 | 0 | 0 | 0 | 0 | 0 | 0 | 0 | 0 | 0 | 0 | 0 | 0 | 0 | 0 | 0 | 0 | 0
| < Enter description > |  |  | 2023-12-31 | 0 | 0 | 0 | 0 | 0 | 0 | 0 | 0 | 0 | 0 | 0 | 0 | 0 | 0 | 0 | 0 | 0 | 0 | 0 | 0 | 0 | 0 | 0 | 0 | 0
Cumulative capex
| < Enter description > |  |  | 2023-12-31 | 0 | 0 | 0 | 0 | 0 | 0 | 0 | 0 | 0 | 0 | 0 | 0 | 0 | 0 | 0 | 0 | 0 | 0 | 0 | 0 | 0 | 0 | 0 | 0 | 0
| < Enter description > |  |  | 2023-12-31 | 0 | 0 | 0 | 0 | 0 | 0 | 0 | 0 | 0 | 0 | 0 | 0 | 0 | 0 | 0 | 0 | 0 | 0 | 0 | 0 | 0 | 0 | 0 | 0 | 0
| < Enter description > |  |  | 2023-12-31 | 0 | 0 | 0 | 0 | 0 | 0 | 0 | 0 | 0 | 0 | 0 | 0 | 0 | 0 | 0 | 0 | 0 | 0 | 0 | 0 | 0 | 0 | 0 | 0 | 0
Annualised capex
| Annualised capex - < Enter description > |  |  | 2023-12-31 | 0 | 0 | 0 | 0 | 0 | 0 | 0 | 0 | 0 | 0 | 0 | 0 | 0 | 0 | 0 | 0 | 0 | 0 | 0 | 0 | 0 | 0 | 0 | 0 | 0
| Annualised capex - < Enter description > |  |  | 2023-12-31 | 0 | 0 | 0 | 0 | 0 | 0 | 0 | 0 | 0 | 0 | 0 | 0 | 0 | 0 | 0 | 0 | 0 | 0 | 0 | 0 | 0 | 0 | 0 | 0 | 0
| Annualised capex - < Enter description > |  |  | 2023-12-31 | 0 | 0 | 0 | 0 | 0 | 0 | 0 | 0 | 0 | 0 | 0 | 0 | 0 | 0 | 0 | 0 | 0 | 0 | 0 | 0 | 0 | 0 | 0 | 0 | 0
| Total annualised capex |  |  | 2023-12-31 | 0 | 0 | 0 | 0 | 0 | 0 | 0 | 0 | 0 | 0 | 0 | 0 | 0 | 0 | 0 | 0 | 0 | 0 | 0 | 0 | 0 | 0 | 0 | 0 | 0
| Annualised capex |  |  | 2023-12-31 | 0 | 0 | 0 | 0 | 0 | 0 | 0 | 0 | 0 | 0 | 0 | 0 | 0 | 0 | 0 | 0 | 0 | 0 | 0 | 0 | 0 | 0 | 0 | 0 | 0
| Operating expenditure |  |  | 2023-12-31 | 0 | 0 | 0 | 0 | 0 | 0 | 0 | 0 | 0 | 0 | 0 | 0 | 0 | 0 | 0 | 0 | 0 | 0 | 0 | 0 | 0 | 0 | 0 | 0 | 0
| Risk mitigated |  |  | 2023-12-31 | 0 | 0 | 0 | 0 | 0 | 0 | 0 | 0 | 0 | 0 | 0 | 0 | 0 | 0 | 0 | 0 | 0 | 0 | 0 | 0 | 0 | 0 | 0 | 0 | 0
| Other benefits value |  |  | 2023-12-31 | 0 | 0 | 0 | 0 | 0 | 0 | 0 | 0 | 0 | 0 | 0 | 0 | 0 | 0 | 0 | 0 | 0 | 0 | 0 | 0 | 0 | 0 | 0 | 0 | 0
| Net benefits |  |  | 2023-12-31 | 0 | 0 | 0 | 0 | 0 | 0 | 0 | 0 | 0 | 0 | 0 | 0 | 0 | 0 | 0 | 0 | 0 | 0 | 0 | 0 | 0 | 0 | 0 | 0 | 0
| First capex year |  |  | 0
| First year |  |  | Not used
SENSITIVITIES
NPV | Net benefits |  |  | Option 5NPV | 0 | 0 | 0 | 0 | 0 | 0 | 0 | 0 | 0 | 0 | 0 | 0 | 0 | 0 | 0 | 0 | 0 | 0 | 0 | 0 | 0 | 0 | 0 | 0 | 0
| Total annualised capex |  |  |  | 0 | 0 | 0 | 0 | 0 | 0 | 0 | 0 | 0 | 0 | 0 | 0 | 0 | 0 | 0 | 0 | 0 | 0 | 0 | 0 | 0 | 0 | 0 | 0 | 0
| Total benefits |  |  |  | 0 | 0 | 0 | 0 | 0 | 0 | 0 | 0 | 0 | 0 | 0 | 0 | 0 | 0 | 0 | 0 | 0 | 0 | 0 | 0 | 0 | 0 | 0 | 0 | 0
|  | Capex | Total benefits
sens1 | Capex 10% higher | 10% | 0% | Option 5sens1 | 0 | 0 | 0 | 0 | 0 | 0 | 0 | 0 | 0 | 0 | 0 | 0 | 0 | 0 | 0 | 0 | 0 | 0 | 0 | 0 | 0 | 0 | 0 | 0 | 0
sens2 | Capex 10% lower | -10% | 0% | Option 5sens2 | 0 | 0 | 0 | 0 | 0 | 0 | 0 | 0 | 0 | 0 | 0 | 0 | 0 | 0 | 0 | 0 | 0 | 0 | 0 | 0 | 0 | 0 | 0 | 0 | 0
sens3 | Total benefits 10% higher | 0% | 10% | Option 5sens3 | 0 | 0 | 0 | 0 | 0 | 0 | 0 | 0 | 0 | 0 | 0 | 0 | 0 | 0 | 0 | 0 | 0 | 0 | 0 | 0 | 0 | 0 | 0 | 0 | 0
sens4 | Total benefits 10% lower | 0% | -10% | Option 5sens4 | 0 | 0 | 0 | 0 | 0 | 0 | 0 | 0 | 0 | 0 | 0 | 0 | 0 | 0 | 0 | 0 | 0 | 0 | 0 | 0 | 0 | 0 | 0 | 0 | 0
sens5 | Capex 10% higher & Total benefits 10% lower | 10% | -10% | Option 5sens5 | 0 | 0 | 0 | 0 | 0 | 0 | 0 | 0 | 0 | 0 | 0 | 0 | 0 | 0 | 0 | 0 | 0 | 0 | 0 | 0 | 0 | 0 | 0 | 0 | 0
sens | 0 | 0% | 0% | Option 5sens | 0 | 0 | 0 | 0 | 0 | 0 | 0 | 0 | 0 | 0 | 0 | 0 | 0 | 0 | 0 | 0 | 0 | 0 | 0 | 0 | 0 | 0 | 0 | 0 | 0
sens | 0 | 0% | 0% | Option 5sens | 0 | 0 | 0 | 0 | 0 | 0 | 0 | 0 | 0 | 0 | 0 | 0 | 0 | 0 | 0 | 0 | 0 | 0 | 0 | 0 | 0 | 0 | 0 | 0 | 0
sens | 0 | 0% | 0% | Option 5sens | 0 | 0 | 0 | 0 | 0 | 0 | 0 | 0 | 0 | 0 | 0 | 0 | 0 | 0 | 0 | 0 | 0 | 0 | 0 | 0 | 0 | 0 | 0 | 0 | 0

## Consol
Powercor
STN012 Shepparton Feeder Constraint
CONSOLIDATED
Discount factor |  |  |  |  | 0 | 0.98295 | 0.94971 | 0.91759 | 0.88656 | 0.85658 | 0.82761 | 0.79963 | 0.77259 | 0.74646 | 0.72122 | 0.69683 | 0.67326 | 0.6505 | 0.6285 | 0.60725 | 0.58671 | 0.56687 | 0.5477 | 0.52918 | 0.51129 | 0.494 | 0.47729 | 0.46115 | 0.44556 | 0.43049
Count |  |  |  |  | 0 | 1 | 2 | 3 | 4 | 5 | 6 | 7 | 8 | 9 | 10 | 11 | 12 | 13 | 14 | 15 | 16 | 17 | 18 | 19 | 20 | 21 | 22 | 23 | 24 | 25
Analysis period |  |  |  |  | TRUE | TRUE | TRUE | TRUE | TRUE | TRUE | TRUE | TRUE | TRUE | TRUE | TRUE | TRUE | TRUE | TRUE | TRUE | TRUE | TRUE | TRUE | TRUE | TRUE | TRUE | TRUE | TRUE | TRUE | FALSE | FALSE
[5 empty] | 2026-06-30 | 2026-27 | 2027-28 | 2028-29 | 2029-30 | 2030-31 | 2031-32 | 2032-33 | 2033-34 | 2034-35 | 2035-36 | 2036-37 | 2037-38 | 2038-39 | 2039-40 | 2040-41 | 2041-42 | 2042-43 | 2043-44 | 2044-45 | 2045-46 | 2046-47 | 2047-48 | 2048-49 | 2049-50 | 2050-51
COSTS |  |  | PV
Option 1 (base case) | Energy at risk value | Option 1 (base case)Energy at risk value | 24135792.1753 | 2026-06-30 |  | 0 | 0 | 0 | 16815.4906 | 16815.4906 | 33630.9811 | 50446.4717 | 84077.4528 | 140129.088 | 156944.5785 | 280258.1759 | 459623.4085 | 678224.7857 | 874405.5089 | 1182689.5024 | 1563840.6216 | 1961807.2314 | 2505508.0927 | 2976341.8282 | 3738644.0667 | 4467315.3241 | 5397772.4682 | 6602882.6246 | 7791177.2905 | 7791177.2905
Option 1 (base case) | Capital expenditure | Option 1 (base case)Capital expenditure | 0 | 2026-06-30 |  | 0 | 0 | 0 | 0 | 0 | 0 | 0 | 0 | 0 | 0 | 0 | 0 | 0 | 0 | 0 | 0 | 0 | 0 | 0 | 0 | 0 | 0 | 0 | 0 | 0
Option 1 (base case) | Total risk cost | Option 1 (base case)Total risk cost | 17310379.2494 | 2026-06-30 |  | 0 | 0 | 0 | 16815.4906 | 16815.4906 | 33630.9811 | 50446.4717 | 84077.4528 | 140129.088 | 156944.5785 | 280258.1759 | 459623.4085 | 678224.7857 | 874405.5089 | 1182689.5024 | 1563840.6216 | 1961807.2314 | 2505508.0927 | 2976341.8282 | 3738644.0667 | 4467315.3241 | 5397772.4682 | 6602882.6246 | 7791177.2905 | 7791177.2905
Option 1 (base case) |  | Option 1 (base case)
Option 1 (base case) | Annualised capex | Option 1 (base case)Annualised capex | 0 | 2026-06-30 |  | 0 | 0 | 0 | 0 | 0 | 0 | 0 | 0 | 0 | 0 | 0 | 0 | 0 | 0 | 0 | 0 | 0 | 0 | 0 | 0 | 0 | 0 | 0 | 0 | 0
Option 1 (base case) | Operating expenditure | Option 1 (base case)Operating expenditure | 0 | 2026-06-30 |  | 0 | 0 | 0 | 0 | 0 | 0 | 0 | 0 | 0 | 0 | 0 | 0 | 0 | 0 | 0 | 0 | 0 | 0 | 0 | 0 | 0 | 0 | 0 | 0 | 0
Option 1 (base case) | Risk mitigated | Option 1 (base case)Risk mitigated | 0 | 2026-06-30 |  | 0 | 0 | 0 | 0 | 0 | 0 | 0 | 0 | 0 | 0 | 0 | 0 | 0 | 0 | 0 | 0 | 0 | 0 | 0 | 0 | 0 | 0 | 0 | 0 | 0
Option 1 (base case) | Other benefits value | Option 1 (base case)Other benefits value | 0 | 2026-06-30 |  | 0 | 0 | 0 | 0 | 0 | 0 | 0 | 0 | 0 | 0 | 0 | 0 | 0 | 0 | 0 | 0 | 0 | 0 | 0 | 0 | 0 | 0 | 0 | 0 | 0
Option 1 (base case) | Net benefits | Option 1 (base case)Net benefits |  | 2026-06-30 |  | 0 | 0 | 0 | 0 | 0 | 0 | 0 | 0 | 0 | 0 | 0 | 0 | 0 | 0 | 0 | 0 | 0 | 0 | 0 | 0 | 0 | 0 | 0 | 0 | 0
Option 1 (base case) | NPV | Option 1 (base case)NPV | 0 | 2026-06-30
Option 1 (base case) | PV of costs | Option 1 (base case)PV of costs | 0 | 2026-06-30
Option 1 (base case) | PV of benefits | Option 1 (base case)PV of benefits | 0 | 2026-06-30
Option 2 | Energy at risk value | Option 2Energy at risk value | 12537191.673 | 2026-06-30 |  | 0 | 0 | 0 | 16815.4906 | 16815.4906 | 0 | 0 | 0 | 16815.4906 | 16815.4906 | 50446.4717 | 84077.4528 | 190575.5596 | 297073.6665 | 420387.2639 | 599752.4965 | 835169.3642 | 1177084.3388 | 1502183.8229 | 1933781.4138 | 2443851.294 | 2998762.4823 | 3889983.4817 | 4725152.846 | 4725152.846
Option 2 | Capital expenditure | Option 2Capital expenditure | -285588.0822 | 2026-06-30 |  | 0 | 0 | 0 | -163835.2094 | -163835.2094 | 0 | 0 | 0 | 0 | 0 | 0 | 0 | 0 | 0 | 0 | 0 | 0 | 0 | 0 | 0 | 0 | 0 | 0 | 0 | 0
Option 2 | Total risk cost | Option 2Total risk cost | 8397750.5963 | 2026-06-30 |  | 0 | 0 | 0 | 16815.4906 | 16815.4906 | 0 | 0 | 0 | 16815.4906 | 16815.4906 | 50446.4717 | 84077.4528 | 190575.5596 | 297073.6665 | 420387.2639 | 599752.4965 | 835169.3642 | 1177084.3388 | 1502183.8229 | 1933781.4138 | 2443851.294 | 2998762.4823 | 3889983.4817 | 0 | 0
Option 2 |  | Option 2
Option 2 | Annualised capex | Option 2Annualised capex | -163814.4228 | 2026-06-30 |  | 0 | 0 | 0 | 0 | -6984.9027 | -13969.8055 | -13969.8055 | -13969.8055 | -13969.8055 | -13969.8055 | -13969.8055 | -13969.8055 | -13969.8055 | -13969.8055 | -13969.8055 | -13969.8055 | -13969.8055 | -13969.8055 | -13969.8055 | -13969.8055 | -13969.8055 | -13969.8055 | -13969.8055 | 0 | 0
Option 2 | Operating expenditure | Option 2Operating expenditure | 0 | 2026-06-30 |  | 0 | 0 | 0 | 0 | 0 | 0 | 0 | 0 | 0 | 0 | 0 | 0 | 0 | 0 | 0 | 0 | 0 | 0 | 0 | 0 | 0 | 0 | 0 | 0 | 0
Option 2 | Risk mitigated | Option 2Risk mitigated | 8912628.653 | 2026-06-30 |  | 0 | 0 | 0 | 0 | 0 | 33630.9811 | 50446.4717 | 84077.4528 | 123313.5974 | 140129.088 | 229811.7043 | 375545.9557 | 487649.2261 | 577331.8424 | 762302.2385 | 964088.1252 | 1126637.8672 | 1328423.7538 | 1474158.0053 | 1804862.6529 | 2023464.0301 | 2399009.9858 | 2712899.1429 | 0 | 0
Option 2 | Other benefits value | Option 2Other benefits value | 0 | 2026-06-30 |  | 0 | 0 | 0 | 0 | 0 | 0 | 0 | 0 | 0 | 0 | 0 | 0 | 0 | 0 | 0 | 0 | 0 | 0 | 0 | 0 | 0 | 0 | 0 | 0 | 0
Option 2 | Net benefits | Option 2Net benefits |  | 2026-06-30 |  | 0 | 0 | 0 | 0 | -6984.9027 | 19661.1756 | 36476.6662 | 70107.6473 | 109343.7919 | 126159.2825 | 215841.8988 | 361576.1503 | 473679.4206 | 563362.0369 | 748332.433 | 950118.3197 | 1112668.0617 | 1314453.9484 | 1460188.1999 | 1790892.8474 | 2009494.2246 | 2385040.1804 | 2698929.3374 | 0 | 0
Option 2 | NPV | Option 2NPV | 8748814.2303 | 2026-06-30
Option 2 | PV of costs | Option 2PV of costs | -163814.4228 | 2026-06-30
Option 2 | PV of benefits | Option 2PV of benefits | 8912628.653 | 2026-06-30
Option 3 | Energy at risk value | Option 3Energy at risk value | 29311.7927 | 2026-06-30 |  | 0 | 0 | 0 | 16815.4906 | 16815.4906 | 0 | 0 | 0 | 0 | 0 | 0 | 0 | 0 | 0 | 0 | 0 | 0 | 0 | 0 | 0 | 0 | 0 | 0 | 0 | 0
Option 3 | Capital expenditure | Option 3Capital expenditure | -501025.0865 | 2026-06-30 |  | 0 | 0 | 0 | -287426.3846 | -287426.3846 | 0 | 0 | 0 | 0 | 0 | 0 | 0 | 0 | 0 | 0 | 0 | 0 | 0 | 0 | 0 | 0 | 0 | 0 | 0 | 0
Option 3 | Total risk cost | Option 3Total risk cost | 29311.7927 | 2026-06-30 |  | 0 | 0 | 0 | 16815.4906 | 16815.4906 | 0 | 0 | 0 | 0 | 0 | 0 | 0 | 0 | 0 | 0 | 0 | 0 | 0 | 0 | 0 | 0 | 0 | 0 | 0 | 0
Option 3
Option 3 | Annualised capex | Option 3Annualised capex | -287389.9173 | 2026-06-30 |  | 0 | 0 | 0 | 0 | -12254.053 | -24508.106 | -24508.106 | -24508.106 | -24508.106 | -24508.106 | -24508.106 | -24508.106 | -24508.106 | -24508.106 | -24508.106 | -24508.106 | -24508.106 | -24508.106 | -24508.106 | -24508.106 | -24508.106 | -24508.106 | -24508.106 | 0 | 0
Option 3 | Operating expenditure | Option 3Operating expenditure | 0 | 2026-06-30 |  | 0 | 0 | 0 | 0 | 0 | 0 | 0 | 0 | 0 | 0 | 0 | 0 | 0 | 0 | 0 | 0 | 0 | 0 | 0 | 0 | 0 | 0 | 0 | 0 | 0
Option 3 | Risk mitigated | Option 3Risk mitigated | 17281067.4566 | 2026-06-30 |  | 0 | 0 | 0 | 0 | 0 | 33630.9811 | 50446.4717 | 84077.4528 | 140129.088 | 156944.5785 | 280258.1759 | 459623.4085 | 678224.7857 | 874405.5089 | 1182689.5024 | 1563840.6216 | 1961807.2314 | 2505508.0927 | 2976341.8282 | 3738644.0667 | 4467315.3241 | 5397772.4682 | 6602882.6246 | 0 | 0
Option 3 | Other benefits value | Option 3Other benefits value | 0 | 2026-06-30 |  | 0 | 0 | 0 | 0 | 0 | 0 | 0 | 0 | 0 | 0 | 0 | 0 | 0 | 0 | 0 | 0 | 0 | 0 | 0 | 0 | 0 | 0 | 0 | 0 | 0
Option 3 | Net benefits | Option 3Net benefits |  | 2026-06-30 |  | 0 | 0 | 0 | 0 | -12254.053 | 9122.8751 | 25938.3657 | 59569.3468 | 115620.982 | 132436.4725 | 255750.0699 | 435115.3025 | 653716.6797 | 849897.4029 | 1158181.3964 | 1539332.5156 | 1937299.1254 | 2480999.9867 | 2951833.7222 | 3714135.9607 | 4442807.2181 | 5373264.3621 | 6578374.5186 | 0 | 0
Option 3 | NPV | Option 3NPV | 16993677.5394 | 2026-06-30
Option 3 | PV of costs | Option 3PV of costs | -287389.9173 | 2026-06-30
Option 3 | PV of benefits | Option 3PV of benefits | 17281067.4566 | 2026-06-30
Option 4 | Energy at risk value | Option 4Energy at risk value | 0 | 2026-06-30 |  | 0 | 0 | 0 | 0 | 0 | 0 | 0 | 0 | 0 | 0 | 0 | 0 | 0 | 0 | 0 | 0 | 0 | 0 | 0 | 0 | 0 | 0 | 0 | 0 | 0
Option 4 | Capital expenditure | Option 4Capital expenditure | 0 | 2026-06-30 |  | 0 | 0 | 0 | 0 | 0 | 0 | 0 | 0 | 0 | 0 | 0 | 0 | 0 | 0 | 0 | 0 | 0 | 0 | 0 | 0 | 0 | 0 | 0 | 0 | 0
Option 4 | Total risk cost | Option 4Total risk cost | 0 | 2026-06-30 |  | 0 | 0 | 0 | 0 | 0 | 0 | 0 | 0 | 0 | 0 | 0 | 0 | 0 | 0 | 0 | 0 | 0 | 0 | 0 | 0 | 0 | 0 | 0 | 0 | 0
Option 4 |  | Option 4
Option 4 | Annualised capex | Option 4Annualised capex | 0 | 2026-06-30 |  | 0 | 0 | 0 | 0 | 0 | 0 | 0 | 0 | 0 | 0 | 0 | 0 | 0 | 0 | 0 | 0 | 0 | 0 | 0 | 0 | 0 | 0 | 0 | 0 | 0
Option 4 | Operating expenditure | Option 4Operating expenditure | 0 | 2026-06-30 |  | 0 | 0 | 0 | 0 | 0 | 0 | 0 | 0 | 0 | 0 | 0 | 0 | 0 | 0 | 0 | 0 | 0 | 0 | 0 | 0 | 0 | 0 | 0 | 0 | 0
Option 4 | Risk mitigated | Option 4Risk mitigated | 0 | 2026-06-30 |  | 0 | 0 | 0 | 0 | 0 | 0 | 0 | 0 | 0 | 0 | 0 | 0 | 0 | 0 | 0 | 0 | 0 | 0 | 0 | 0 | 0 | 0 | 0 | 0 | 0
Option 4 | Other benefits value | Option 4Other benefits value | 0 | 2026-06-30 |  | 0 | 0 | 0 | 0 | 0 | 0 | 0 | 0 | 0 | 0 | 0 | 0 | 0 | 0 | 0 | 0 | 0 | 0 | 0 | 0 | 0 | 0 | 0 | 0 | 0
Option 4 | Net benefits | Option 4Net benefits |  | 2026-06-30 |  | 0 | 0 | 0 | 0 | 0 | 0 | 0 | 0 | 0 | 0 | 0 | 0 | 0 | 0 | 0 | 0 | 0 | 0 | 0 | 0 | 0 | 0 | 0 | 0 | 0
Option 4 | NPV | Option 4NPV | 0 | 2026-06-30
Option 4 | PV of costs | Option 4PV of costs | 0 | 2026-06-30
Option 4 | PV of benefits | Option 4PV of benefits | 0 | 2026-06-30
Option 5 | Energy at risk value | Option 5Energy at risk value | 0 | 2026-06-30 |  | 0 | 0 | 0 | 0 | 0 | 0 | 0 | 0 | 0 | 0 | 0 | 0 | 0 | 0 | 0 | 0 | 0 | 0 | 0 | 0 | 0 | 0 | 0 | 0 | 0
Option 5 | Capital expenditure | Option 5Capital expenditure | 0 | 2026-06-30 |  | 0 | 0 | 0 | 0 | 0 | 0 | 0 | 0 | 0 | 0 | 0 | 0 | 0 | 0 | 0 | 0 | 0 | 0 | 0 | 0 | 0 | 0 | 0 | 0 | 0
Option 5 | Total risk cost | Option 5Total risk cost | 0 | 2026-06-30 |  | 0 | 0 | 0 | 0 | 0 | 0 | 0 | 0 | 0 | 0 | 0 | 0 | 0 | 0 | 0 | 0 | 0 | 0 | 0 | 0 | 0 | 0 | 0 | 0 | 0
Option 5 |  | Option 5
Option 5 | Annualised capex | Option 5Annualised capex | 0 | 2026-06-30 |  | 0 | 0 | 0 | 0 | 0 | 0 | 0 | 0 | 0 | 0 | 0 | 0 | 0 | 0 | 0 | 0 | 0 | 0 | 0 | 0 | 0 | 0 | 0 | 0 | 0
Option 5 | Operating expenditure | Option 5Operating expenditure | 0 | 2026-06-30 |  | 0 | 0 | 0 | 0 | 0 | 0 | 0 | 0 | 0 | 0 | 0 | 0 | 0 | 0 | 0 | 0 | 0 | 0 | 0 | 0 | 0 | 0 | 0 | 0 | 0
Option 5 | Risk mitigated | Option 5Risk mitigated | 0 | 2026-06-30 |  | 0 | 0 | 0 | 0 | 0 | 0 | 0 | 0 | 0 | 0 | 0 | 0 | 0 | 0 | 0 | 0 | 0 | 0 | 0 | 0 | 0 | 0 | 0 | 0 | 0
Option 5 | Other benefits value | Option 5Other benefits value | 0 | 2026-06-30 |  | 0 | 0 | 0 | 0 | 0 | 0 | 0 | 0 | 0 | 0 | 0 | 0 | 0 | 0 | 0 | 0 | 0 | 0 | 0 | 0 | 0 | 0 | 0 | 0 | 0
Option 5 | Net benefits | Option 5Net benefits |  | 2026-06-30 |  | 0 | 0 | 0 | 0 | 0 | 0 | 0 | 0 | 0 | 0 | 0 | 0 | 0 | 0 | 0 | 0 | 0 | 0 | 0 | 0 | 0 | 0 | 0 | 0 | 0
Option 5 | NPV | Option 5NPV | 0 | 2026-06-30
Option 5 | PV of costs | Option 5PV of costs | 0 | 2026-06-30
Option 5 | PV of benefits | Option 5PV of benefits | 0 | 2026-06-30
CHART DATA | [5 empty] | FY27 | FY28 | FY29 | FY30 | FY31 | FY32 | FY33 | FY34 | FY35 | FY36 | FY37 | FY38 | FY39 | FY40 | FY41 | FY42 | FY43 | FY44 | FY45 | FY46 | FY47 | FY48 | FY49 | FY50 | FY51
Option 3 | Annualised capex | -1 |  |  | Option 3 annualised capex | 0.024508 | 0.024508 | 0.024508 | 0.024508 | 0.024508 | 0.024508 | 0.024508 | 0.024508 | 0.024508 | 0.024508 | 0.024508 | 0.024508 | 0.024508 | 0.024508 | 0.024508 | 0.024508 | 0.024508 | 0.024508 | 0.024508 | 0.024508 | 0.024508 | 0.024508 | 0.024508 | 0 | 0
Option 1 (base case) | Total risk cost | 1 |  |  | Option 1 (base case) risk cost | 0 | 0 | 0 | 0.016815 | 0.016815 | 0.033631 | 0.050446 | 0.084077 | 0.14013 | 0.15694 | 0.28026 | 0.45962 | 0.67822 | 0.87441 | 1.1827 | 1.5638 | 1.9618 | 2.5055 | 2.9763 | 3.7386 | 4.4673 | 5.3978 | 6.6029 | 7.7912 | 7.7912
[6 empty] | FY27 | FY28 | FY29 | FY30 | FY31 | FY32 | FY33 | FY34 | FY35 | FY36 | FY37 | FY38 | FY39 | FY40 | FY41 | FY42 | FY43 | FY44 | FY45 | FY46 | FY47 | FY48 | FY49 | FY50 | FY51
Energy at risk | Energy at risk (weighted) | 139 |  |  | Energy at risk energy at risk (weighted) | 0 | 0 | 0 | 0.3 | 0.3 | 0.6 | 0.9 | 1.5 | 2.5 | 2.8 | 5 | 8.2 | 12.1 | 15.6 | 21.1 | 27.9 | 35 | 44.7 | 53.1 | 66.7 | 79.7 | 96.3 | 117.8 | 139 | 139
Option 1 (base case) | Energy at risk value | 7.0007 |  |  | Option 1 (base case) risk cost | 0 | 0 | 0 | 0.015109 | 0.015109 | 0.030219 | 0.045328 | 0.075547 | 0.12591 | 0.14102 | 0.25182 | 0.41299 | 0.60941 | 0.78569 | 1.0627 | 1.4052 | 1.7628 | 2.2513 | 2.6744 | 3.3593 | 4.0141 | 4.8501 | 5.933 | 7.0007 | 7.0007

## Sensitivity_calcs
Powercor
STN012 Shepparton Feeder Constraint
SENSITIVITY CALCULATIONS
Discount factor | [6 empty] | 0 | 0.98295 | 0.94971 | 0.91759 | 0.88656 | 0.85658 | 0.82761 | 0.79963 | 0.77259 | 0.74646 | 0.72122 | 0.69683 | 0.67326 | 0.6505 | 0.6285 | 0.60725 | 0.58671 | 0.56687 | 0.5477 | 0.52918 | 0.51129 | 0.494 | 0.47729 | 0.46115 | 0.44556 | 0.43049
Count | [6 empty] | 0 | 1 | 2 | 3 | 4 | 5 | 6 | 7 | 8 | 9 | 10 | 11 | 12 | 13 | 14 | 15 | 16 | 17 | 18 | 19 | 20 | 21 | 22 | 23 | 24 | 25
Analysis period | [6 empty] | 1 | 1 | 1 | 1 | 1 | 1 | 1 | 1 | 1 | 1 | 1 | 1 | 1 | 1 | 1 | 1 | 1 | 1 | 1 | 1 | 1 | 1 | 1 | 1 | 0 | 0
[7 empty] | 2026-06-30 | 2026-27 | 2027-28 | 2028-29 | 2029-30 | 2030-31 | 2031-32 | 2032-33 | 2033-34 | 2034-35 | 2035-36 | 2036-37 | 2037-38 | 2038-39 | 2039-40 | 2040-41 | 2041-42 | 2042-43 | 2043-44 | 2044-45 | 2045-46 | 2046-47 | 2047-48 | 2048-49 | 2049-50 | 2050-51
PV
[25 empty] | 1460188.1999 | 1790892.8474 | 2009494.2246 | 2385040.1804 | 2698929.3374 | 0 | 0
OPTION 1 (base case) | NPV | Net benefits | OPTION 1 (base case)NPV |  | 0 |  | 0 | 0 | 0 | 0 | 0 | 0 | 0 | 0 | 0 | 0 | 0 | 0 | 0 | 0 | 0 | 0 | 0 | 0 | 0 | 0 | 0 | 0 | 0 | 0 | 0 | 0
OPTION 1 (base case) | sens1 | Capex 10% higher | OPTION 1 (base case)sens1 |  | 0 |  | 0 | 0 | 0 | 0 | 0 | 0 | 0 | 0 | 0 | 0 | 0 | 0 | 0 | 0 | 0 | 0 | 0 | 0 | 0 | 0 | 0 | 0 | 0 | 0 | 0 | 0
OPTION 1 (base case) | sens2 | Capex 10% lower | OPTION 1 (base case)sens2 |  | 0 |  | 0 | 0 | 0 | 0 | 0 | 0 | 0 | 0 | 0 | 0 | 0 | 0 | 0 | 0 | 0 | 0 | 0 | 0 | 0 | 0 | 0 | 0 | 0 | 0 | 0 | 0
OPTION 1 (base case) | sens3 | Total benefits 10% higher | OPTION 1 (base case)sens3 |  | 0 |  | 0 | 0 | 0 | 0 | 0 | 0 | 0 | 0 | 0 | 0 | 0 | 0 | 0 | 0 | 0 | 0 | 0 | 0 | 0 | 0 | 0 | 0 | 0 | 0 | 0 | 0
OPTION 1 (base case) | sens4 | Total benefits 10% lower | OPTION 1 (base case)sens4 |  | 0 |  | 0 | 0 | 0 | 0 | 0 | 0 | 0 | 0 | 0 | 0 | 0 | 0 | 0 | 0 | 0 | 0 | 0 | 0 | 0 | 0 | 0 | 0 | 0 | 0 | 0 | 0
OPTION 1 (base case) | sens5 | Capex 10% higher & Total benefits 10% lower | OPTION 1 (base case)sens5 |  | 0 |  | 0 | 0 | 0 | 0 | 0 | 0 | 0 | 0 | 0 | 0 | 0 | 0 | 0 | 0 | 0 | 0 | 0 | 0 | 0 | 0 | 0 | 0 | 0 | 0 | 0 | 0
OPTION 1 (base case) | sens | 0 | OPTION 1 (base case)sens |  | 0 |  | 0 | 0 | 0 | 0 | 0 | 0 | 0 | 0 | 0 | 0 | 0 | 0 | 0 | 0 | 0 | 0 | 0 | 0 | 0 | 0 | 0 | 0 | 0 | 0 | 0 | 0
OPTION 1 (base case) | sens | 0 | OPTION 1 (base case)sens |  | 0 |  | 0 | 0 | 0 | 0 | 0 | 0 | 0 | 0 | 0 | 0 | 0 | 0 | 0 | 0 | 0 | 0 | 0 | 0 | 0 | 0 | 0 | 0 | 0 | 0 | 0 | 0
OPTION 1 (base case) | sens | 0 | OPTION 1 (base case)sens |  | 0 |  | 0 | 0 | 0 | 0 | 0 | 0 | 0 | 0 | 0 | 0 | 0 | 0 | 0 | 0 | 0 | 0 | 0 | 0 | 0 | 0 | 0 | 0 | 0 | 0 | 0 | 0
Option 2 | NPV | Net benefits | Option 2NPV |  | 8748814.2303 |  | 0 | 0 | 0 | 0 | 0 | -6984.9027 | 19661.1756 | 36476.6662 | 70107.6473 | 109343.7919 | 126159.2825 | 215841.8988 | 361576.1503 | 473679.4206 | 563362.0369 | 748332.433 | 950118.3197 | 1112668.0617 | 1314453.9484 | 1460188.1999 | 1790892.8474 | 2009494.2246 | 2385040.1804 | 2698929.3374 | 0 | 0
Option 2 | sens1 | Capex 10% higher | Option 2sens1 |  | 8732432.788 |  | 0 | 0 | 0 | 0 | 0 | -7683.393 | 18264.1951 | 35079.6856 | 68710.6668 | 107946.8114 | 124762.3019 | 214444.9182 | 360179.1697 | 472282.4401 | 561965.0564 | 746935.4525 | 948721.3391 | 1111271.0812 | 1313056.9678 | 1458791.2193 | 1789495.8669 | 2008097.2441 | 2383643.1998 | 2697532.3569 | 0 | 0
Option 2 | sens2 | Capex 10% lower | Option 2sens2 |  | 8765195.6725 |  | 0 | 0 | 0 | 0 | 0 | -6286.4125 | 21058.1562 | 37873.6467 | 71504.6279 | 110740.7725 | 127556.263 | 217238.8793 | 362973.1308 | 475076.4012 | 564759.0175 | 749729.4136 | 951515.3002 | 1114065.0423 | 1315850.9289 | 1461585.1804 | 1792289.828 | 2010891.2052 | 2386437.1609 | 2700326.3179 | 0 | 0
Option 2 | sens3 | Total benefits 10% higher | Option 2sens3 |  | 9640077.0956 |  | 0 | 0 | 0 | 0 | 0 | -6984.9027 | 23024.2738 | 41521.3134 | 78515.3926 | 121675.1517 | 140172.1913 | 238823.0692 | 399130.7458 | 522444.3432 | 621095.2212 | 824562.6569 | 1046527.1322 | 1225331.8484 | 1447296.3238 | 1607604.0004 | 1971379.1127 | 2211840.6277 | 2624941.179 | 2970219.2517 | 0 | 0
Option 2 | sens4 | Total benefits 10% lower | Option 2sens4 |  | 7857551.365 |  | 0 | 0 | 0 | 0 | 0 | -6984.9027 | 16298.0775 | 31432.019 | 61699.902 | 97012.4322 | 112146.3737 | 192860.7284 | 324021.5547 | 424914.498 | 505628.8527 | 672102.2092 | 853709.5072 | 1000004.275 | 1181611.573 | 1312772.3993 | 1610406.5821 | 1807147.8216 | 2145139.1818 | 2427639.4231 | 0 | 0
Option 2 | sens5 | Capex 10% higher & Total benefits 10% lower | Option 2sens5 |  | 7841169.9227 |  | 0 | 0 | 0 | 0 | 0 | -7683.393 | 14901.097 | 30035.0385 | 60302.9215 | 95615.4516 | 110749.3931 | 191463.7478 | 322624.5741 | 423517.5175 | 504231.8721 | 670705.2286 | 852312.5266 | 998607.2944 | 1180214.5924 | 1311375.4188 | 1609009.6016 | 1805750.8411 | 2143742.2012 | 2426242.4426 | 0 | 0
Option 2 | sens | 0 | Option 2sens |  | 8748814.2303 |  | 0 | 0 | 0 | 0 | 0 | -6984.9027 | 19661.1756 | 36476.6662 | 70107.6473 | 109343.7919 | 126159.2825 | 215841.8988 | 361576.1503 | 473679.4206 | 563362.0369 | 748332.433 | 950118.3197 | 1112668.0617 | 1314453.9484 | 1460188.1999 | 1790892.8474 | 2009494.2246 | 2385040.1804 | 2698929.3374 | 0 | 0
Option 2 | sens | 0 | Option 2sens |  | 8748814.2303 |  | 0 | 0 | 0 | 0 | 0 | -6984.9027 | 19661.1756 | 36476.6662 | 70107.6473 | 109343.7919 | 126159.2825 | 215841.8988 | 361576.1503 | 473679.4206 | 563362.0369 | 748332.433 | 950118.3197 | 1112668.0617 | 1314453.9484 | 1460188.1999 | 1790892.8474 | 2009494.2246 | 2385040.1804 | 2698929.3374 | 0 | 0
Option 2 | sens | 0 | Option 2sens |  | 8748814.2303 |  | 0 | 0 | 0 | 0 | 0 | -6984.9027 | 19661.1756 | 36476.6662 | 70107.6473 | 109343.7919 | 126159.2825 | 215841.8988 | 361576.1503 | 473679.4206 | 563362.0369 | 748332.433 | 950118.3197 | 1112668.0617 | 1314453.9484 | 1460188.1999 | 1790892.8474 | 2009494.2246 | 2385040.1804 | 2698929.3374 | 0 | 0
[7 empty] | 0 | 0 | 0 | 0 | 0 | -12254.053 | 9122.8751 | 25938.3657 | 59569.3468 | 115620.982 | 132436.4725 | 255750.0699 | 435115.3025 | 653716.6797 | 849897.4029 | 1158181.3964 | 1539332.5156 | 1937299.1254 | 2480999.9867 | 2951833.7222 | 3714135.9607 | 4442807.2181 | 5373264.3621 | 6578374.5186 | 0 | 0
Option 3 | NPV | Net benefits | Option 3NPV |  | 16993677.5394 |  | 0 | 0 | 0 | 0 | 0 | -12254.053 | 9122.8751 | 25938.3657 | 59569.3468 | 115620.982 | 132436.4725 | 255750.0699 | 435115.3025 | 653716.6797 | 849897.4029 | 1158181.3964 | 1539332.5156 | 1937299.1254 | 2480999.9867 | 2951833.7222 | 3714135.9607 | 4442807.2181 | 5373264.3621 | 6578374.5186 | 0 | 0
Option 3 | sens1 | Capex 10% higher | Option 3sens1 |  | 16964938.5476 |  | 0 | 0 | 0 | 0 | 0 | -13479.4583 | 6672.0645 | 23487.5551 | 57118.5362 | 113170.1713 | 129985.6619 | 253299.2593 | 432664.4919 | 651265.8691 | 847446.5923 | 1155730.5858 | 1536881.705 | 1934848.3148 | 2478549.1761 | 2949382.9116 | 3711685.1501 | 4440356.4075 | 5370813.5515 | 6575923.708 | 0 | 0
Option 3 | sens2 | Capex 10% lower | Option 3sens2 |  | 17022416.5311 |  | 0 | 0 | 0 | 0 | 0 | -11028.6477 | 11573.6857 | 28389.1763 | 62020.1574 | 118071.7926 | 134887.2831 | 258200.8805 | 437566.1131 | 656167.4903 | 852348.2135 | 1160632.207 | 1541783.3262 | 1939749.936 | 2483450.7973 | 2954284.5328 | 3716586.7713 | 4445258.0287 | 5375715.1727 | 6580825.3292 | 0 | 0
Option 3 | sens3 | Total benefits 10% higher | Option 3sens3 |  | 18721784.285 |  | 0 | 0 | 0 | 0 | 0 | -12254.053 | 12485.9732 | 30983.0128 | 67977.092 | 129633.8907 | 148130.9304 | 283775.8875 | 481077.6433 | 721539.1583 | 937337.9537 | 1276450.3466 | 1695716.5778 | 2133479.8485 | 2731550.796 | 3249467.905 | 4088000.3674 | 4889538.7505 | 5913041.609 | 7238662.781 | 0 | 0
Option 3 | sens4 | Total benefits 10% lower | Option 3sens4 |  | 15265570.7937 |  | 0 | 0 | 0 | 0 | 0 | -12254.053 | 5759.777 | 20893.7185 | 51161.6015 | 101608.0732 | 116742.0147 | 227724.2523 | 389152.9616 | 585894.2011 | 762456.852 | 1039912.4461 | 1382948.4534 | 1741118.4023 | 2230449.1774 | 2654199.5394 | 3340271.554 | 3996075.6857 | 4833487.1153 | 5918086.2561 | 0 | 0
Option 3 | sens5 | Capex 10% higher & Total benefits 10% lower | Option 3sens5 |  | 15236831.802 |  | 0 | 0 | 0 | 0 | 0 | -13479.4583 | 3308.9664 | 18442.9079 | 48710.7909 | 99157.2626 | 114291.2041 | 225273.4417 | 386702.151 | 583443.3905 | 760006.0414 | 1037461.6355 | 1380497.6428 | 1738667.5917 | 2227998.3668 | 2651748.7288 | 3337820.7434 | 3993624.8751 | 4831036.3047 | 5915635.4455 | 0 | 0
Option 3 | sens | 0 | Option 3sens |  | 16993677.5394 |  | 0 | 0 | 0 | 0 | 0 | -12254.053 | 9122.8751 | 25938.3657 | 59569.3468 | 115620.982 | 132436.4725 | 255750.0699 | 435115.3025 | 653716.6797 | 849897.4029 | 1158181.3964 | 1539332.5156 | 1937299.1254 | 2480999.9867 | 2951833.7222 | 3714135.9607 | 4442807.2181 | 5373264.3621 | 6578374.5186 | 0 | 0
Option 3 | sens | 0 | Option 3sens |  | 16993677.5394 |  | 0 | 0 | 0 | 0 | 0 | -12254.053 | 9122.8751 | 25938.3657 | 59569.3468 | 115620.982 | 132436.4725 | 255750.0699 | 435115.3025 | 653716.6797 | 849897.4029 | 1158181.3964 | 1539332.5156 | 1937299.1254 | 2480999.9867 | 2951833.7222 | 3714135.9607 | 4442807.2181 | 5373264.3621 | 6578374.5186 | 0 | 0
Option 3 | sens | 0 | Option 3sens |  | 16993677.5394 |  | 0 | 0 | 0 | 0 | 0 | -12254.053 | 9122.8751 | 25938.3657 | 59569.3468 | 115620.982 | 132436.4725 | 255750.0699 | 435115.3025 | 653716.6797 | 849897.4029 | 1158181.3964 | 1539332.5156 | 1937299.1254 | 2480999.9867 | 2951833.7222 | 3714135.9607 | 4442807.2181 | 5373264.3621 | 6578374.5186 | 0 | 0
Option 4 | NPV | Net benefits | Option 4NPV |  | 0 |  | 0 | 0 | 0 | 0 | 0 | 0 | 0 | 0 | 0 | 0 | 0 | 0 | 0 | 0 | 0 | 0 | 0 | 0 | 0 | 0 | 0 | 0 | 0 | 0 | 0 | 0
Option 4 | sens1 | Capex 10% higher | Option 4sens1 |  | 0 |  | 0 | 0 | 0 | 0 | 0 | 0 | 0 | 0 | 0 | 0 | 0 | 0 | 0 | 0 | 0 | 0 | 0 | 0 | 0 | 0 | 0 | 0 | 0 | 0 | 0 | 0
Option 4 | sens2 | Capex 10% lower | Option 4sens2 |  | 0 |  | 0 | 0 | 0 | 0 | 0 | 0 | 0 | 0 | 0 | 0 | 0 | 0 | 0 | 0 | 0 | 0 | 0 | 0 | 0 | 0 | 0 | 0 | 0 | 0 | 0 | 0
Option 4 | sens3 | Total benefits 10% higher | Option 4sens3 |  | 0 |  | 0 | 0 | 0 | 0 | 0 | 0 | 0 | 0 | 0 | 0 | 0 | 0 | 0 | 0 | 0 | 0 | 0 | 0 | 0 | 0 | 0 | 0 | 0 | 0 | 0 | 0
Option 4 | sens4 | Total benefits 10% lower | Option 4sens4 |  | 0 |  | 0 | 0 | 0 | 0 | 0 | 0 | 0 | 0 | 0 | 0 | 0 | 0 | 0 | 0 | 0 | 0 | 0 | 0 | 0 | 0 | 0 | 0 | 0 | 0 | 0 | 0
Option 4 | sens5 | Capex 10% higher & Total benefits 10% lower | Option 4sens5 |  | 0 |  | 0 | 0 | 0 | 0 | 0 | 0 | 0 | 0 | 0 | 0 | 0 | 0 | 0 | 0 | 0 | 0 | 0 | 0 | 0 | 0 | 0 | 0 | 0 | 0 | 0 | 0
Option 4 | sens | 0 | Option 4sens |  | 0 |  | 0 | 0 | 0 | 0 | 0 | 0 | 0 | 0 | 0 | 0 | 0 | 0 | 0 | 0 | 0 | 0 | 0 | 0 | 0 | 0 | 0 | 0 | 0 | 0 | 0 | 0
Option 4 | sens | 0 | Option 4sens |  | 0 |  | 0 | 0 | 0 | 0 | 0 | 0 | 0 | 0 | 0 | 0 | 0 | 0 | 0 | 0 | 0 | 0 | 0 | 0 | 0 | 0 | 0 | 0 | 0 | 0 | 0 | 0
Option 4 | sens | 0 | Option 4sens |  | 0 |  | 0 | 0 | 0 | 0 | 0 | 0 | 0 | 0 | 0 | 0 | 0 | 0 | 0 | 0 | 0 | 0 | 0 | 0 | 0 | 0 | 0 | 0 | 0 | 0 | 0 | 0
Option 5 | NPV | Net benefits | Option 5NPV |  | 0 |  | 0 | 0 | 0 | 0 | 0 | 0 | 0 | 0 | 0 | 0 | 0 | 0 | 0 | 0 | 0 | 0 | 0 | 0 | 0 | 0 | 0 | 0 | 0 | 0 | 0 | 0
Option 5 | sens1 | Capex 10% higher | Option 5sens1 |  | 0 |  | 0 | 0 | 0 | 0 | 0 | 0 | 0 | 0 | 0 | 0 | 0 | 0 | 0 | 0 | 0 | 0 | 0 | 0 | 0 | 0 | 0 | 0 | 0 | 0 | 0 | 0
Option 5 | sens2 | Capex 10% lower | Option 5sens2 |  | 0 |  | 0 | 0 | 0 | 0 | 0 | 0 | 0 | 0 | 0 | 0 | 0 | 0 | 0 | 0 | 0 | 0 | 0 | 0 | 0 | 0 | 0 | 0 | 0 | 0 | 0 | 0
Option 5 | sens3 | Total benefits 10% higher | Option 5sens3 |  | 0 |  | 0 | 0 | 0 | 0 | 0 | 0 | 0 | 0 | 0 | 0 | 0 | 0 | 0 | 0 | 0 | 0 | 0 | 0 | 0 | 0 | 0 | 0 | 0 | 0 | 0 | 0
Option 5 | sens4 | Total benefits 10% lower | Option 5sens4 |  | 0 |  | 0 | 0 | 0 | 0 | 0 | 0 | 0 | 0 | 0 | 0 | 0 | 0 | 0 | 0 | 0 | 0 | 0 | 0 | 0 | 0 | 0 | 0 | 0 | 0 | 0 | 0
Option 5 | sens5 | Capex 10% higher & Total benefits 10% lower | Option 5sens5 |  | 0 |  | 0 | 0 | 0 | 0 | 0 | 0 | 0 | 0 | 0 | 0 | 0 | 0 | 0 | 0 | 0 | 0 | 0 | 0 | 0 | 0 | 0 | 0 | 0 | 0 | 0 | 0
Option 5 | sens | 0 | Option 5sens |  | 0 |  | 0 | 0 | 0 | 0 | 0 | 0 | 0 | 0 | 0 | 0 | 0 | 0 | 0 | 0 | 0 | 0 | 0 | 0 | 0 | 0 | 0 | 0 | 0 | 0 | 0 | 0
Option 5 | sens | 0 | Option 5sens |  | 0 |  | 0 | 0 | 0 | 0 | 0 | 0 | 0 | 0 | 0 | 0 | 0 | 0 | 0 | 0 | 0 | 0 | 0 | 0 | 0 | 0 | 0 | 0 | 0 | 0 | 0 | 0
Option 5 | sens | 0 | Option 5sens |  | 0 |  | 0 | 0 | 0 | 0 | 0 | 0 | 0 | 0 | 0 | 0 | 0 | 0 | 0 | 0 | 0 | 0 | 0 | 0 | 0 | 0 | 0 | 0 | 0 | 0 | 0 | 0
RESULTS
|  | 0 | 0 | 0 | 1 | 1 |  | 2028-29: #NAME?
|  | Option 1 (base case) | Option 2 | Option 3 | Option 4 | Option 5 |  | 2026-27: Max; 2028-29: Preferred
NPV | None | 0 | 8.7488 | 16.9937 |  |  |  | 2026-27: #NAME?; 2028-29: Option 3
sens1 | Capex 10% higher | 0 | 8.7324 | 16.9649 |  |  |  | 2026-27: #NAME?; 2028-29: Option 3
sens2 | Capex 10% lower | 0 | 8.7652 | 17.0224 |  |  |  | 2026-27: #NAME?; 2028-29: Option 3
sens3 | Total benefits 10% higher | 0 | 9.6401 | 18.7218 |  |  |  | 2026-27: #NAME?; 2028-29: Option 3
sens4 | Total benefits 10% lower | 0 | 7.8576 | 15.2656 |  |  |  | 2026-27: #NAME?; 2028-29: Option 3
sens5 | Capex 10% higher & Total benefits 10% lower | 0 | 7.8412 | 15.2368 |  |  |  | 2026-27: #NAME?; 2028-29: Option 3
sens | 0 | [6 empty] | 2026-27: #NAME?; 2028-29: #NAME?
sens | 0 | [6 empty] | 2026-27: #NAME?; 2028-29: #NAME?
sens | 0 | [6 empty] | 2026-27: #NAME?; 2028-29: #NAME?

## Misc_calcs
Powercor
STN012 Shepparton Feeder Constraint
ESCALATION & OTHER
| Year end |  |  | 2021-06-30 | 2022-06-30 | 2023-06-30 | 2024-06-30 | 2025-06-30 | 2026-06-30
| Actual/forecast CPI (June to June) |  |  | 0% | 0.8606% | 3.498% | 7.832% | 4.052% | 3%
| HY ending |  |  | 2021-06-30 | 2021-12-31 | 2022-06-30 | 2022-12-31 | 2023-06-30 | 2023-12-31 | 2024-06-30 | 2024-12-31 | 2025-06-30 | 2025-12-31 | 2026-06-30
| FY ending |  |  | 2021-06-30 | 2022-06-30 | 2022-06-30 | 2023-06-30 | 2023-06-30 | 2024-06-30 | 2024-06-30 | 2025-06-30 | 2025-06-30 | 2026-06-30 | 2026-06-30
| Actual/forecast CPI (June to June) |  |  | 0% | 0.8606% | 0.8606% | 3.498% | 3.498% | 7.832% | 7.832% | 4.052% | 4.052% | 3% | 3%
| Actual cumulative HY escalation |  |  | 1 | 1.0043 | 1.0086 | 1.0261 | 1.0439 | 1.084 | 1.1256 | 1.1482 | 1.1713 | 1.1887 | 1.2064
| Convert from input dollars | 2023-12-31 | 1.084
| To output dollars | 2026-06-30 | 1.2064
| Conversion from input dollars to output dollars |  | 1.1129
| Convert from VCR date | 2023-12-31 | 1.084
| To input dollars | 2023-12-31 | 1.084
| VCR escalation |  | 1
| Start_year | 2026-27
FIRST YEAR
| Option | First year | Option included
| Option 2 | 4 | TRUE
| Option 3 | 4 | TRUE
| Option 4 | Not used | FALSE
| Option 5 | Not used | FALSE
| First year | 4
FLAGS
| Option 1 (base case) | FALSE | FALSE
FALSE
FALSE
| Option 2 | FALSE | FALSE
FALSE
FALSE
| Option 3 | FALSE | FALSE
FALSE
FALSE
| Option 4 | FALSE | FALSE
FALSE
FALSE
| Option 5 | FALSE | FALSE
FALSE
FALSE
Message | !! Capex asset life required !!
!

## Data
Powercor
STN012 Shepparton Feeder Constraint
DATA
Options
|  | Not used | Text |  | Flags for compliance project
Option1 | Option 1 (base case) | FALSE |  | Option 1 (base case): No change to existing practices | FALSE
Option2 | Option 2 | FALSE |  |  | FALSE
Option3 | Option 3 | FALSE |  |  | FALSE
Option4 | Option 4 | TRUE | Not used |  | TRUE
Option5 | Option 5 | TRUE | Not used |  | TRUE
Compliance project |  |  | Yes | FALSE
No change to existing practices
Not applicable (compliance)
For conditional formatting of preferred option on Summary :
< Enter description >
Categories
Short categ
| Capital expenditure | -1
| Annualised capex | -1
| Operating expenditure | -1
| Risk mitigated | 1
| Other benefits value | 1
| Net benefits | 1
| Total risk cost | 1
Benefits
|  | Short categ | Flag to include | Units | Defined value
1 | Unserved energy | Energy | FALSE | MWh | FALSE
2 | Safety | Safety | FALSE | $ | TRUE
3 | Unplanned replacement | UnRepl | FALSE | $ | TRUE
4 | Bushfire | Fire | FALSE | $ | TRUE
5 | Reduction in CO2 emissions | Carbon | TRUE | MWh | FALSE
6 | Reliability in worst-served areas | Other | TRUE | MWh | FALSE
7 | Network resilience | Other | TRUE | MWh | FALSE
8 | Enabling solar exports | Other | TRUE | MWh | FALSE
9 | Aesthetics | Other | TRUE | Customers impacted | FALSE
10 | Customer value of time - residential | Other | TRUE | Customer minutes | FALSE
11 | Customer value of time - business | Other | TRUE | Customer minutes | FALSE
12 | Communication | Other | TRUE | Customers impacted | FALSE
13 | Information accessibility | Other | TRUE | Customers impacted | FALSE
Value of benefits
|  |  | CitiPower | Powercor | United Energy
| Reliability in worst-served areas | per MWh | 0 | 151432.8174 | 0
| Network resilience | per MWh | 0 | 24590 | 38560
| Enabling solar exports | per MWh | 4220.9954 | 88.3577 | 862.6028
| Aesthetics | per customer impacted | 0 | 0 | 0
| Customer value of time - residential | per minute customer time | 0.54769 | 0.35181 | 0.34751
| Customer value of time - business | per minute customer time | 0.54769 | 0.35181 | 0.34751
| Communication | per customer impacted | 0 | 0 | 0
| Information accessibility | per customer impacted | 0 | 0 | 0
Conversions
| thous_conv | 1000
| mill_conv | 1000000
Message
| Message | Enter asset life
Error message |  | Remove inputs prior to start year
Disproportionate factors applied to various bushfire and other risk valuations
| - Select - |  |  |  | 0
| Harm to property from network |  |  |  | 1
| Harm to property from bushfire |  |  |  | 1
| Harm to environment |  |  |  | 1
| Safety - Public trespass |  |  |  | 1
| Safety - Single fatality or serious injury ^ |  |  |  | 3
| Safety from bushfire in HBRA |  |  |  | 3
| Safety - Multiple fatality or serious injury ^ |  |  |  | 6
| Safety from bushfire (REFCL declared areas) |  |  |  | 6
| Safety from bushfire (electric line construction areas) |  |  |  | 10
Total annualised capex
Energy at risk value
Total other benefits
DROPDOWN LISTS
| Business |  |  |  | Type | Include | Dollar inputs - month |  |  | Not used options | Conversions | Dollar inputs - year | Compliance | Capex first year
| CitiPower | CP | CP: |  | - Select - | 0 | June | 6 | CY | Not used |  | 2026 | No | 2026-27
| Powercor | PA | PAL: |  | Capex | 1899-12-31 | December | 12 | FY |  |  | 2025 | Yes | 2025-26
| United Energy | UE | UE: |  | Opex | [6 empty] | 2024 |  | 2024-25
2023
2022
2021
2020