## Cover
Powercor
Regulatory proposal 2026-31
Minimise bushfire risk from SWER
| Model number: | 3.23
2025-01-31
14

## Summary
Powercor
Minimise bushfire risk from SWER in ELCA, REFCL and HBRA areas
SUMMARY
RESULTS
|  |  |  | PV of costs | PV of benefits | NPV
| Option |  |  | 2026-06-30 | 2026-06-30 | 2026-06-30
| Option 1 (base case) | No change to existing practices |  | 0 | 0 | 0
| Option 2 | Targeted installation of covered conductor on SWER lines |  | -4.1853 | 5.3148 | 1.1295
| Option 3 | Install EFD on all SWER lines |  | -115.1603 | 62.8942 | -52.266
| Option 4 | Targeted installation of EFD on SWER lines |  | -11.3889 | 11.981 | 0.59201
| Option 5 | Targeted installation of covered conductor and EFD on SWER lines |  | -15.5742 | 17.2958 | 1.7215
NPV
| Preferred option: |  |  | 2026-06-30
| Option 5 | Targeted installation of covered conductor and EFD on SWER lines |  | 1.7215
PREFERRED OPTION
Preferred Option
Option 5
| Expenditure forecast | 2026-06-30 | 2026-27 | 2027-28 | 2028-29 | 2029-30 | 2030-31 |  | Total
| Capital expenditure |  | 6.48 | 6.48 | 0 | 0 | 0 |  | 12.96
| Operating expenditure |  | 0.02422 | 0.02422 | 0.02422 | 0.02422 | 0.02422 |  | 0.1211
SENSITIVITIES
| Sensitivity | 2026-06-30 | Option 1 (base case) | Option 2 | Option 3 | Option 4 | Option 5 |  | Preferred option
| None |  | 0 | 1.1295 | -52.266 | 0.59201 | 1.7215 |  | Option 5
| Capex 10% higher |  | 0 | 0.71101 | -58.7503 | -0.088209 | 0.6228 |  | Option 2
| Capex 10% lower |  | 0 | 1.5481 | -45.7817 | 1.2722 | 2.8203 |  | Option 5
| Total benefits 10% higher |  | 0 | 1.661 | -45.9766 | 1.7901 | 3.4511 |  | Option 5
| Total benefits 10% lower |  | 0 | 0.59805 | -58.5555 | -0.60608 | -0.0080303 |  | Option 2
| Capex 10% higher & Total benefits 10% lower |  | 0 | 0.17952 | -65.0398 | -1.2863 | -1.1068 |  | Option 2
0
| 0 | [6 empty] | 0
0
0

## Assumptions
Powercor
Minimise bushfire risk from SWER in ELCA, REFCL and HBRA areas
Project
|  | Business: |  | Powercor
|  | Descripton: |  | Minimise bushfire risk from SWER in ELCA, REFCL and HBRA areas
|  | Date of cost inputs: |  | December |  | 2023
|  | Option |  | Description
|  | Option 1 (base case) |  | No change to existing practices
|  | Option 2 |  | Targeted installation of covered conductor on SWER lines
|  | Option 3 |  | Install EFD on all SWER lines
|  | Option 4 |  | Targeted installation of EFD on SWER lines
|  | Option 5 |  | Targeted installation of covered conductor and EFD on SWER lines
|  | Compliance project |  | No
|  | Expenditure starts |  | 2026-27 | [start]
Timing & WACC
|  | Input dollars |  |  |  | 2023-12-31 | [input_dollars]
|  | Pre-tax real WACC |  |  |  | 3.5% | [real_disc]
|  | VCR date |  |  |  | 2023-12-31 | [vcr_date]
|  | Analysis period (years) |  |  |  | 20 | [years]\
|  | Output dollars |  |  |  | 2026-06-30 | [output_dollars]
|  | Other benefits date |  |  |  | 2023-12-31 | [custval_date]
|  | Value of CO2 reductions input date |  |  |  | 2023-06-30
VCR
|  | Enter ZSS code >> | eg. AR | Network average |  | Network average | 43815.4862 | 2023 VCR ($/MWh)
Risks
SAFETY
|  | Value of statistical life |  |  |  | 5400000 | 2023-06-30
|  | Value of injury |  |  |  | 0 | 2023-12-31
Disproportionate factors applied to various bushfire and other risk valuations
|  | Harm to property from network |  |  |  | 1
|  | Harm to property from bushfire |  |  |  | 1
|  | Harm to environment |  |  |  | 1
|  | Safety - Public trespass |  |  |  | 1
|  | Safety - Single fatality or serious injury ^ |  |  |  | 3
|  | Safety from bushfire in HBRA |  |  |  | 3
|  | Safety - Multiple fatality or serious injury ^ |  |  |  | 6
|  | Safety from bushfire (REFCL declared areas) |  |  |  | 6
|  | Safety from bushfire (electric line construction areas) |  |  |  | 10
^ Public or employee
|  | Incident type |  |  |  | Value | Probability | DF selected | Description/comment
|  | Safety (fatality) |  |  |  | 5607473.5197 | 0 | 0 | 0
|  | Safety (injury) |  |  |  | 0 | 0 | 0 | 0
UNPLANNED REPLACEMENT/REPAIR
|  | Major failure (replace) |  |  |  | 0 | 2023-12-31
|  | Minor failure (repair) |  |  |  | 0 | 2023-12-31
|  | Premium for failure |  |  |  | 20%
Other benefits
| ENVIRONMENTAL | [8 empty] | 2026-27 | 2027-28 | 2028-29 | 2029-30 | 2030-31 | 2031-32
|  | Value of CO2 reductions |  |  |  |  | 2023-06-30 | $/kWh |  | 0.02473 | 0.022341 | 0.020196 | 0.018063 | 0.015913 | 0.013715
| CUSTOMER VALUE |  |  |  |  | Value
|  | Reliability in worst-served areas |  |  |  | 151432.8174 | 2023-12-31 | per MWh
|  | Network resilience |  |  |  | 24590 | 2023-12-31 | per MWh
|  | Enabling solar exports |  |  |  | 88.3577 | 2023-12-31 | per MWh
|  | Aesthetics |  |  |  | 0 | 2023-12-31 | per customer
|  | Customer value of time - residential |  |  |  | 0.35181 | 2023-12-31 | per customer minute
|  | Customer value of time - business |  |  |  | 0.35181 | 2023-12-31 | per customer minute
|  | Communication |  |  |  | 0 | 2023-12-31 | per customer
|  | Information accessibility |  |  |  | 0 | 2023-12-31 | per customer
Sensitivities
[6 empty] | Capex | Total benefits
| 1 | Capex 10% higher |  |  |  | 10% | 0%
| 2 | Capex 10% lower |  |  |  | -10% | 0%
| 3 | Total benefits 10% higher |  |  |  | 0% | 10%
| 4 | Total benefits 10% lower |  |  |  | 0% | -10%
| 5 | Capex 10% higher & Total benefits 10% lower |  |  |  | 10% | -10%

## Option1 (base case)
Powercor
Minimise bushfire risk from SWER in ELCA, REFCL and HBRA areas
OPTION 1 (base case)
Count |  |  |  |  | 0 | 1 | 2 | 3 | 4 | 5 | 6 | 7 | 8 | 9 | 10 | 11 | 12 | 13 | 14 | 15 | 16 | 17 | 18 | 19 | 20 | 21 | 22 | 23 | 24 | 25
Value of CO2 reductions |  |  |  | $/MWh |  | 24.7305 | 22.3407 | 20.1963 | 18.0629 | 15.9134 | 13.7151 | 13.7151 | 13.7151 | 13.7151 | 13.7151 | 13.7151 | 13.7151 | 13.7151 | 13.7151 | 13.7151 | 13.7151 | 13.7151 | 13.7151 | 13.7151 | 13.7151 | 13.7151 | 13.7151 | 13.7151 | 13.7151 | 13.7151
|  |  |  | Units | 2026-06-30 | 2026-27 | 2027-28 | 2028-29 | 2029-30 | 2030-31 | 2031-32 | 2032-33 | 2033-34 | 2034-35 | 2035-36 | 2036-37 | 2037-38 | 2038-39 | 2039-40 | 2040-41 | 2041-42 | 2042-43 | 2043-44 | 2044-45 | 2045-46 | 2046-47 | 2047-48 | 2048-49 | 2049-50 | 2050-51
INVESTMENT & OPERATING COST
| Capex |  | Asset life (yrs)
| < Enter description > |  | 0 | 2023-12-31 |  | 0 | 0 | 0 | 0 | 0 | 0 | 0 | 0 | 0 | 0 | 0 | 0 | 0 | 0 | 0 | 0 | 0 | 0 | 0 | 0 | 0 | 0 | 0 | 0 | 0
| < Enter description > |  | 0 | 2023-12-31 |  | 0 | 0 | 0 | 0 | 0 | 0 | 0 | 0 | 0 | 0 | 0 | 0 | 0 | 0 | 0 | 0 | 0 | 0 | 0 | 0 | 0 | 0 | 0 | 0 | 0
| < Enter description > |  | 0 | 2023-12-31 |  | 0 | 0 | 0 | 0 | 0 | 0 | 0 | 0 | 0 | 0 | 0 | 0 | 0 | 0 | 0 | 0 | 0 | 0 | 0 | 0 | 0 | 0 | 0 | 0 | 0
| Capital expenditure |  |  | 2023-12-31 |  | 0 | 0 | 0 | 0 | 0 | 0 | 0 | 0 | 0 | 0 | 0 | 0 | 0 | 0 | 0 | 0 | 0 | 0 | 0 | 0 | 0 | 0 | 0 | 0 | 0
| Operating expenditure |  |  | 2023-12-31 |  | 0 | 0 | 0 | 0 | 0 | 0 | 0 | 0 | 0 | 0 | 0 | 0 | 0 | 0 | 0 | 0 | 0 | 0 | 0 | 0 | 0 | 0 | 0 | 0 | 0
RISK ASSUMPTIONS
| PoF (major) |  |  |  |  | 0 | 0 | 0 | 0 | 0 | 0 | 0 | 0 | 0 | 0 | 0 | 0 | 0 | 0 | 0 | 0 | 0 | 0 | 0 | 0 | 0 | 0 | 0 | 0 | 0
| PoF (reparable) |  |  |  |  | 0 | 0 | 0 | 0 | 0 | 0 | 0 | 0 | 0 | 0 | 0 | 0 | 0 | 0 | 0 | 0 | 0 | 0 | 0 | 0 | 0 | 0 | 0 | 0 | 0
| Energy at risk (weighted) |  |  | MWh |  | 0 | 0 | 0 | 0 | 0 | 0 | 0 | 0 | 0 | 0 | 0 | 0 | 0 | 0 | 0 | 0 | 0 | 0 | 0 | 0 | 0 | 0 | 0 | 0 | 0
| Energy at risk value | $/MWh | 43815.4862 | 2023-12-31 |  | 848706.3102 | 848706.3102 | 848706.3102 | 848706.3102 | 848706.3102 | 848706.3102 | 848706.3102 | 848706.3102 | 848706.3102 | 848706.3102 | 848706.3102 | 848706.3102 | 848706.3102 | 848706.3102 | 848706.3102 | 848706.3102 | 848706.3102 | 848706.3102 | 848706.3102 | 848706.3102 | 848706.3102 | 848706.3102 | 848706.3102 | 848706.3102 | 848706.3102
| Safety consequence | (after DF) |  | 2023-12-31 |  | 0 | 0 | 0 | 0 | 0 | 0 | 0 | 0 | 0 | 0 | 0 | 0 | 0 | 0 | 0 | 0 | 0 | 0 | 0 | 0 | 0 | 0 | 0 | 0 | 0
| Unplanned replacements |  |  | 2023-12-31 |  | 0 | 0 | 0 | 0 | 0 | 0 | 0 | 0 | 0 | 0 | 0 | 0 | 0 | 0 | 0 | 0 | 0 | 0 | 0 | 0 | 0 | 0 | 0 | 0 | 0
| Environmental consequence | (after DF) |  | 2023-12-31 |  | 0 | 0 | 0 | 0 | 0 | 0 | 0 | 0 | 0 | 0 | 0 | 0 | 0 | 0 | 0 | 0 | 0 | 0 | 0 | 0 | 0 | 0 | 0 | 0 | 0
| Bushfire risk |  |  | 2023-12-31 |  | 14789168.2461 | 14789168.2461 | 14789168.2461 | 14789168.2461 | 14789168.2461 | 14789168.2461 | 14789168.2461 | 14789168.2461 | 14789168.2461 | 14789168.2461 | 14789168.2461 | 14789168.2461 | 14789168.2461 | 14789168.2461 | 14789168.2461 | 14789168.2461 | 14789168.2461 | 14789168.2461 | 14789168.2461 | 14789168.2461 | 14789168.2461 | 14789168.2461 | 14789168.2461 | 14789168.2461 | 14789168.2461
| < Other risk - enter description > |  |  | 2023-12-31 |  | 0 | 0 | 0 | 0 | 0 | 0 | 0 | 0 | 0 | 0 | 0 | 0 | 0 | 0 | 0 | 0 | 0 | 0 | 0 | 0 | 0 | 0 | 0 | 0 | 0
| Total risk cost |  |  |  |  | 15637874.5563 | 15637874.5563 | 15637874.5563 | 15637874.5563 | 15637874.5563 | 15637874.5563 | 15637874.5563 | 15637874.5563 | 15637874.5563 | 15637874.5563 | 15637874.5563 | 15637874.5563 | 15637874.5563 | 15637874.5563 | 15637874.5563 | 15637874.5563 | 15637874.5563 | 15637874.5563 | 15637874.5563 | 15637874.5563 | 15637874.5563 | 15637874.5563 | 15637874.5563 | 15637874.5563 | 15637874.5563
OTHER BENEFITS
| Reduction in CO2 emissions |  |  | MWh |  | 0 | 0 | 0 | 0 | 0 | 0 | 0 | 0 | 0 | 0 | 0 | 0 | 0 | 0 | 0 | 0 | 0 | 0 | 0 | 0 | 0 | 0 | 0 | 0 | 0
| Value of reduction in CO2 emissions |  |  | $ |  | 0 | 0 | 0 | 0 | 0 | 0 | 0 | 0 | 0 | 0 | 0 | 0 | 0 | 0 | 0 | 0 | 0 | 0 | 0 | 0 | 0 | 0 | 0 | 0 | 0
| Reliability in worst-served areas | $/MWh | 151432.8174 | MWh |  | 0 | 0 | 0 | 0 | 0 | 0 | 0 | 0 | 0 | 0 | 0 | 0 | 0 | 0 | 0 | 0 | 0 | 0 | 0 | 0 | 0 | 0 | 0 | 0 | 0
| Network resilience | $/MWh | 24590 | MWh |  | 0 | 0 | 0 | 0 | 0 | 0 | 0 | 0 | 0 | 0 | 0 | 0 | 0 | 0 | 0 | 0 | 0 | 0 | 0 | 0 | 0 | 0 | 0 | 0 | 0
| Enabling solar exports | $/MWh | 88.3577 | MWh |  | 0 | 0 | 0 | 0 | 0 | 0 | 0 | 0 | 0 | 0 | 0 | 0 | 0 | 0 | 0 | 0 | 0 | 0 | 0 | 0 | 0 | 0 | 0 | 0 | 0
| Aesthetics | $/customer | 0 | customers |  | 0 | 0 | 0 | 0 | 0 | 0 | 0 | 0 | 0 | 0 | 0 | 0 | 0 | 0 | 0 | 0 | 0 | 0 | 0 | 0 | 0 | 0 | 0 | 0 | 0
| Customer value of time (res) | $/customer min | 0.35181 | mins |  | 0 | 0 | 0 | 0 | 0 | 0 | 0 | 0 | 0 | 0 | 0 | 0 | 0 | 0 | 0 | 0 | 0 | 0 | 0 | 0 | 0 | 0 | 0 | 0 | 0
| Customer value of time (bus) | $/customer min | 0.35181 | mins |  | 0 | 0 | 0 | 0 | 0 | 0 | 0 | 0 | 0 | 0 | 0 | 0 | 0 | 0 | 0 | 0 | 0 | 0 | 0 | 0 | 0 | 0 | 0 | 0 | 0
| Communication | $/customer | 0 | customers |  | 0 | 0 | 0 | 0 | 0 | 0 | 0 | 0 | 0 | 0 | 0 | 0 | 0 | 0 | 0 | 0 | 0 | 0 | 0 | 0 | 0 | 0 | 0 | 0 | 0
| Information accessibility | $/customer | 0 | customers |  | 0 | 0 | 0 | 0 | 0 | 0 | 0 | 0 | 0 | 0 | 0 | 0 | 0 | 0 | 0 | 0 | 0 | 0 | 0 | 0 | 0 | 0 | 0 | 0 | 0
| Other benefits 1 |  |  | 2023-12-31 |  | 0 | 0 | 0 | 0 | 0 | 0 | 0 | 0 | 0 | 0 | 0 | 0 | 0 | 0 | 0 | 0 | 0 | 0 | 0 | 0 | 0 | 0 | 0 | 0 | 0
| Other benefits 2 |  |  | 2023-12-31 |  | 0 | 0 | 0 | 0 | 0 | 0 | 0 | 0 | 0 | 0 | 0 | 0 | 0 | 0 | 0 | 0 | 0 | 0 | 0 | 0 | 0 | 0 | 0 | 0 | 0
| Total other benefits |  |  | 2023-12-31 |  | 0 | 0 | 0 | 0 | 0 | 0 | 0 | 0 | 0 | 0 | 0 | 0 | 0 | 0 | 0 | 0 | 0 | 0 | 0 | 0 | 0 | 0 | 0 | 0 | 0
SUMMARY
| Risks mitigated vs base case |  |  | 2023-12-31
Capital expenditure
| < Enter description > |  |  | 2023-12-31 |  | 0 | 0 | 0 | 0 | 0 | 0 | 0 | 0 | 0 | 0 | 0 | 0 | 0 | 0 | 0 | 0 | 0 | 0 | 0 | 0 | 0 | 0 | 0 | 0 | 0
| < Enter description > |  |  | 2023-12-31 |  | 0 | 0 | 0 | 0 | 0 | 0 | 0 | 0 | 0 | 0 | 0 | 0 | 0 | 0 | 0 | 0 | 0 | 0 | 0 | 0 | 0 | 0 | 0 | 0 | 0
| < Enter description > |  |  | 2023-12-31 |  | 0 | 0 | 0 | 0 | 0 | 0 | 0 | 0 | 0 | 0 | 0 | 0 | 0 | 0 | 0 | 0 | 0 | 0 | 0 | 0 | 0 | 0 | 0 | 0 | 0
Cumulative capex
| < Enter description > |  |  | 2023-12-31 |  | 0 | 0 | 0 | 0 | 0 | 0 | 0 | 0 | 0 | 0 | 0 | 0 | 0 | 0 | 0 | 0 | 0 | 0 | 0 | 0 | 0 | 0 | 0 | 0 | 0
| < Enter description > |  |  | 2023-12-31 |  | 0 | 0 | 0 | 0 | 0 | 0 | 0 | 0 | 0 | 0 | 0 | 0 | 0 | 0 | 0 | 0 | 0 | 0 | 0 | 0 | 0 | 0 | 0 | 0 | 0
| < Enter description > |  |  | 2023-12-31 |  | 0 | 0 | 0 | 0 | 0 | 0 | 0 | 0 | 0 | 0 | 0 | 0 | 0 | 0 | 0 | 0 | 0 | 0 | 0 | 0 | 0 | 0 | 0 | 0 | 0
Annualised capex
| Annualised capex - < Enter description > |  |  | 2023-12-31 |  | 0 | 0 | 0 | 0 | 0 | 0 | 0 | 0 | 0 | 0 | 0 | 0 | 0 | 0 | 0 | 0 | 0 | 0 | 0 | 0 | 0 | 0 | 0 | 0 | 0
| Annualised capex - < Enter description > |  |  | 2023-12-31 |  | 0 | 0 | 0 | 0 | 0 | 0 | 0 | 0 | 0 | 0 | 0 | 0 | 0 | 0 | 0 | 0 | 0 | 0 | 0 | 0 | 0 | 0 | 0 | 0 | 0
| Annualised capex - < Enter description > |  |  | 2023-12-31 |  | 0 | 0 | 0 | 0 | 0 | 0 | 0 | 0 | 0 | 0 | 0 | 0 | 0 | 0 | 0 | 0 | 0 | 0 | 0 | 0 | 0 | 0 | 0 | 0 | 0
| Total annualised capex |  |  | 2023-12-31 |  | 0 | 0 | 0 | 0 | 0 | 0 | 0 | 0 | 0 | 0 | 0 | 0 | 0 | 0 | 0 | 0 | 0 | 0 | 0 | 0 | 0 | 0 | 0 | 0 | 0
| Annualised capex |  |  | 2023-12-31 |  | 0 | 0 | 0 | 0 | 0 | 0 | 0 | 0 | 0 | 0 | 0 | 0 | 0 | 0 | 0 | 0 | 0 | 0 | 0 | 0 | 0 | 0 | 0 | 0 | 0
| Operating expenditure |  |  | 2023-12-31 |  | 0 | 0 | 0 | 0 | 0 | 0 | 0 | 0 | 0 | 0 | 0 | 0 | 0 | 0 | 0 | 0 | 0 | 0 | 0 | 0 | 0 | 0 | 0 | 0 | 0
| Risk mitigated |  |  | 2023-12-31 |  | 0 | 0 | 0 | 0 | 0 | 0 | 0 | 0 | 0 | 0 | 0 | 0 | 0 | 0 | 0 | 0 | 0 | 0 | 0 | 0 | 0 | 0 | 0 | 0 | 0
| Other benefits value |  |  | 2023-12-31 |  | 0 | 0 | 0 | 0 | 0 | 0 | 0 | 0 | 0 | 0 | 0 | 0 | 0 | 0 | 0 | 0 | 0 | 0 | 0 | 0 | 0 | 0 | 0 | 0 | 0
| Net benefits |  |  | 2023-12-31 |  | 0 | 0 | 0 | 0 | 0 | 0 | 0 | 0 | 0 | 0 | 0 | 0 | 0 | 0 | 0 | 0 | 0 | 0 | 0 | 0 | 0 | 0 | 0 | 0 | 0
SENSITIVITIES
NPV | Net benefits |  |  | Option 1 (Base Case)NPV |  | 0 | 0 | 0 | 0 | 0 | 0 | 0 | 0 | 0 | 0 | 0 | 0 | 0 | 0 | 0 | 0 | 0 | 0 | 0 | 0 | 0 | 0 | 0 | 0 | 0
| Total annualised capex |  |  |  |  | 0 | 0 | 0 | 0 | 0 | 0 | 0 | 0 | 0 | 0 | 0 | 0 | 0 | 0 | 0 | 0 | 0 | 0 | 0 | 0 | 0 | 0 | 0 | 0 | 0
| Total benefits |  |  |  |  | 0 | 0 | 0 | 0 | 0 | 0 | 0 | 0 | 0 | 0 | 0 | 0 | 0 | 0 | 0 | 0 | 0 | 0 | 0 | 0 | 0 | 0 | 0 | 0 | 0
|  | Capex | Total benefits
sens1 | Capex 10% higher | 10% | 0% | Option 1 (Base Case)sens1 |  | 0 | 0 | 0 | 0 | 0 | 0 | 0 | 0 | 0 | 0 | 0 | 0 | 0 | 0 | 0 | 0 | 0 | 0 | 0 | 0 | 0 | 0 | 0 | 0 | 0
sens2 | Capex 10% lower | -10% | 0% | Option 1 (Base Case)sens2 |  | 0 | 0 | 0 | 0 | 0 | 0 | 0 | 0 | 0 | 0 | 0 | 0 | 0 | 0 | 0 | 0 | 0 | 0 | 0 | 0 | 0 | 0 | 0 | 0 | 0
sens3 | Total benefits 10% higher | 0% | 10% | Option 1 (Base Case)sens3 |  | 0 | 0 | 0 | 0 | 0 | 0 | 0 | 0 | 0 | 0 | 0 | 0 | 0 | 0 | 0 | 0 | 0 | 0 | 0 | 0 | 0 | 0 | 0 | 0 | 0
sens4 | Total benefits 10% lower | 0% | -10% | Option 1 (Base Case)sens4 |  | 0 | 0 | 0 | 0 | 0 | 0 | 0 | 0 | 0 | 0 | 0 | 0 | 0 | 0 | 0 | 0 | 0 | 0 | 0 | 0 | 0 | 0 | 0 | 0 | 0
sens5 | Capex 10% higher & Total benefits 10% lower | 10% | -10% | Option 1 (Base Case)sens5 |  | 0 | 0 | 0 | 0 | 0 | 0 | 0 | 0 | 0 | 0 | 0 | 0 | 0 | 0 | 0 | 0 | 0 | 0 | 0 | 0 | 0 | 0 | 0 | 0 | 0
sens | 0 | 0% | 0% | Option 1 (Base Case)sens |  | 0 | 0 | 0 | 0 | 0 | 0 | 0 | 0 | 0 | 0 | 0 | 0 | 0 | 0 | 0 | 0 | 0 | 0 | 0 | 0 | 0 | 0 | 0 | 0 | 0
sens | 0 | 0% | 0% | Option 1 (Base Case)sens |  | 0 | 0 | 0 | 0 | 0 | 0 | 0 | 0 | 0 | 0 | 0 | 0 | 0 | 0 | 0 | 0 | 0 | 0 | 0 | 0 | 0 | 0 | 0 | 0 | 0
sens | 0 | 0% | 0% | Option 1 (Base Case)sens |  | 0 | 0 | 0 | 0 | 0 | 0 | 0 | 0 | 0 | 0 | 0 | 0 | 0 | 0 | 0 | 0 | 0 | 0 | 0 | 0 | 0 | 0 | 0 | 0 | 0

## Option2
Powercor
Minimise bushfire risk from SWER in ELCA, REFCL and HBRA areas
OPTION 2 | Targeted installation of covered conductor on SWER lines
Count |  |  |  |  | 1 | 2 | 3 | 4 | 5 | 6 | 7 | 8 | 9 | 10 | 11 | 12 | 13 | 14 | 15 | 16 | 17 | 18 | 19 | 20 | 21 | 22 | 23 | 24 | 25
Value of CO2 reductions |  |  |  | $/MWh | 24.7305 | 22.3407 | 20.1963 | 18.0629 | 15.9134 | 13.7151 | 13.7151 | 13.7151 | 13.7151 | 13.7151 | 13.7151 | 13.7151 | 13.7151 | 13.7151 | 13.7151 | 13.7151 | 13.7151 | 13.7151 | 13.7151 | 13.7151 | 13.7151 | 13.7151 | 13.7151 | 13.7151 | 13.7151
|  |  |  | Units | 2026-27 | 2027-28 | 2028-29 | 2029-30 | 2030-31 | 2031-32 | 2032-33 | 2033-34 | 2034-35 | 2035-36 | 2036-37 | 2037-38 | 2038-39 | 2039-40 | 2040-41 | 2041-42 | 2042-43 | 2043-44 | 2044-45 | 2045-46 | 2046-47 | 2047-48 | 2048-49 | 2049-50 | 2050-51
INVESTMENT & OPERATING COST
| Capex |  | Asset life (yrs)
| Covered conductor |  | 30 | 2023-12-31 | 2660000 | 2660000 | 0 | 0 | 0 | 0 | 0 | 0 | 0 | 0 | 0 | 0 | 0 | 0 | 0 | 0 | 0 | 0 | 0 | 0 | 0 | 0 | 0 | 0 | 0
|  |  | 0 | 2023-12-31 | 0 | 0 | 0 | 0 | 0 | 0 | 0 | 0 | 0 | 0 | 0 | 0 | 0 | 0 | 0 | 0 | 0 | 0 | 0 | 0 | 0 | 0 | 0 | 0 | 0
|  |  | 0 | 2023-12-31 | 0 | 0 | 0 | 0 | 0 | 0 | 0 | 0 | 0 | 0 | 0 | 0 | 0 | 0 | 0 | 0 | 0 | 0 | 0 | 0 | 0 | 0 | 0 | 0 | 0
| Capital expenditure |  |  | 2023-12-31 | 2660000 | 2660000 | 0 | 0 | 0 | 0 | 0 | 0 | 0 | 0 | 0 | 0 | 0 | 0 | 0 | 0 | 0 | 0 | 0 | 0 | 0 | 0 | 0 | 0 | 0
| Operating expenditure |  |  | 2023-12-31 | 0 | 0 | 0 | 0 | 0 | 0 | 0 | 0 | 0 | 0 | 0 | 0 | 0 | 0 | 0 | 0 | 0 | 0 | 0 | 0 | 0 | 0 | 0 | 0 | 0
RISK ASSUMPTIONS
| PoF (major) |  |  |  | 0 | 0 | 0 | 0 | 0 | 0 | 0 | 0 | 0 | 0 | 0 | 0 | 0 | 0 | 0 | 0 | 0 | 0 | 0 | 0 | 0 | 0 | 0 | 0 | 0
| PoF (reparable) |  |  |  | 0 | 0 | 0 | 0 | 0 | 0 | 0 | 0 | 0 | 0 | 0 | 0 | 0 | 0 | 0 | 0 | 0 | 0 | 0 | 0 | 0 | 0 | 0 | 0 | 0
| Energy at risk (weighted) |  |  | MWh | 0 | 0 | 0 | 0 | 0 | 0 | 0 | 0 | 0 | 0 | 0 | 0 | 0 | 0 | 0 | 0 | 0 | 0 | 0 | 0 | 0 | 0 | 0 | 0 | 0
| Energy at risk value | $/MWh | 43815.4862 | 2023-12-31 | 847179.7878 | 845653.2653 | 845653.2653 | 845653.2653 | 845653.2653 | 845653.2653 | 845653.2653 | 845653.2653 | 845653.2653 | 845653.2653 | 845653.2653 | 845653.2653 | 845653.2653 | 845653.2653 | 845653.2653 | 845653.2653 | 845653.2653 | 845653.2653 | 845653.2653 | 845653.2653 | 0 | 0 | 0 | 0 | 0
| Safety consequence | (after DF) |  | 2023-12-31 | 0 | 0 | 0 | 0 | 0 | 0 | 0 | 0 | 0 | 0 | 0 | 0 | 0 | 0 | 0 | 0 | 0 | 0 | 0 | 0 | 0 | 0 | 0 | 0 | 0
| Unplanned replacements |  |  | 2023-12-31 | 0 | 0 | 0 | 0 | 0 | 0 | 0 | 0 | 0 | 0 | 0 | 0 | 0 | 0 | 0 | 0 | 0 | 0 | 0 | 0 | 0 | 0 | 0 | 0 | 0
| Environmental consequence | (after DF) |  | 2023-12-31 | 0 | 0 | 0 | 0 | 0 | 0 | 0 | 0 | 0 | 0 | 0 | 0 | 0 | 0 | 0 | 0 | 0 | 0 | 0 | 0 | 0 | 0 | 0 | 0 | 0
| Bushfire risk |  |  | 2023-12-31 | 14619740.9116 | 14450313.5771 | 14450313.5771 | 14450313.5771 | 14450313.5771 | 14450313.5771 | 14450313.5771 | 14450313.5771 | 14450313.5771 | 14450313.5771 | 14450313.5771 | 14450313.5771 | 14450313.5771 | 14450313.5771 | 14450313.5771 | 14450313.5771 | 14450313.5771 | 14450313.5771 | 14450313.5771 | 14450313.5771 | 0 | 0 | 0 | 0 | 0
| < Other risk - enter description > |  |  | 2023-12-31 | 0 | 0 | 0 | 0 | 0 | 0 | 0 | 0 | 0 | 0 | 0 | 0 | 0 | 0 | 0 | 0 | 0 | 0 | 0 | 0 | 0 | 0 | 0 | 0 | 0
| Total risk cost |  |  |  | 15466920.6994 | 15295966.8424 | 15295966.8424 | 15295966.8424 | 15295966.8424 | 15295966.8424 | 15295966.8424 | 15295966.8424 | 15295966.8424 | 15295966.8424 | 15295966.8424 | 15295966.8424 | 15295966.8424 | 15295966.8424 | 15295966.8424 | 15295966.8424 | 15295966.8424 | 15295966.8424 | 15295966.8424 | 15295966.8424 | 0 | 0 | 0 | 0 | 0
OTHER BENEFITS
| Reduction in CO2 emissions |  |  | MWh | 0 | 0 | 0 | 0 | 0 | 0 | 0 | 0 | 0 | 0 | 0 | 0 | 0 | 0 | 0 | 0 | 0 | 0 | 0 | 0 | 0 | 0 | 0 | 0 | 0
| Value of reduction in CO2 emissions |  |  | $ | 0 | 0 | 0 | 0 | 0 | 0 | 0 | 0 | 0 | 0 | 0 | 0 | 0 | 0 | 0 | 0 | 0 | 0 | 0 | 0 | 0 | 0 | 0 | 0 | 0
| Reliability in worst-served areas | $/MWh | 151432.8174 | MWh | 0 | 0 | 0 | 0 | 0 | 0 | 0 | 0 | 0 | 0 | 0 | 0 | 0 | 0 | 0 | 0 | 0 | 0 | 0 | 0 | 0 | 0 | 0 | 0 | 0
| Network resilience | $/MWh | 24590 | MWh | 0 | 0 | 0 | 0 | 0 | 0 | 0 | 0 | 0 | 0 | 0 | 0 | 0 | 0 | 0 | 0 | 0 | 0 | 0 | 0 | 0 | 0 | 0 | 0 | 0
| Enabling solar exports | $/MWh | 88.3577 | MWh | 0 | 0 | 0 | 0 | 0 | 0 | 0 | 0 | 0 | 0 | 0 | 0 | 0 | 0 | 0 | 0 | 0 | 0 | 0 | 0 | 0 | 0 | 0 | 0 | 0
| Aesthetics | $/customer | 0 | customers | 0 | 0 | 0 | 0 | 0 | 0 | 0 | 0 | 0 | 0 | 0 | 0 | 0 | 0 | 0 | 0 | 0 | 0 | 0 | 0 | 0 | 0 | 0 | 0 | 0
| Customer value of time - residential | $/customer min | 0.35181 | mins | 0 | 0 | 0 | 0 | 0 | 0 | 0 | 0 | 0 | 0 | 0 | 0 | 0 | 0 | 0 | 0 | 0 | 0 | 0 | 0 | 0 | 0 | 0 | 0 | 0
| Customer value of time - business | $/customer min | 0.35181 | mins | 0 | 0 | 0 | 0 | 0 | 0 | 0 | 0 | 0 | 0 | 0 | 0 | 0 | 0 | 0 | 0 | 0 | 0 | 0 | 0 | 0 | 0 | 0 | 0 | 0
| Communication | $/customer | 0 | customers | 0 | 0 | 0 | 0 | 0 | 0 | 0 | 0 | 0 | 0 | 0 | 0 | 0 | 0 | 0 | 0 | 0 | 0 | 0 | 0 | 0 | 0 | 0 | 0 | 0
| Information accessibility | $/customer | 0 | customers | 0 | 0 | 0 | 0 | 0 | 0 | 0 | 0 | 0 | 0 | 0 | 0 | 0 | 0 | 0 | 0 | 0 | 0 | 0 | 0 | 0 | 0 | 0 | 0 | 0
| Other benefits 1 |  |  | 2023-12-31 | 0 | 0 | 0 | 0 | 0 | 0 | 0 | 0 | 0 | 0 | 0 | 0 | 0 | 0 | 0 | 0 | 0 | 0 | 0 | 0 | 0 | 0 | 0 | 0 | 0
| Other benefits 2 |  |  | 2023-12-31 | 0 | 0 | 0 | 0 | 0 | 0 | 0 | 0 | 0 | 0 | 0 | 0 | 0 | 0 | 0 | 0 | 0 | 0 | 0 | 0 | 0 | 0 | 0 | 0 | 0
| Total other benefits |  |  | 2023-12-31 | 0 | 0 | 0 | 0 | 0 | 0 | 0 | 0 | 0 | 0 | 0 | 0 | 0 | 0 | 0 | 0 | 0 | 0 | 0 | 0 | 0 | 0 | 0 | 0 | 0
SUMMARY
| Risks mitigated vs base case |  |  | 2023-12-31 | 170953.8569 | 341907.7139 | 341907.7139 | 341907.7139 | 341907.7139 | 341907.7139 | 341907.7139 | 341907.7139 | 341907.7139 | 341907.7139 | 341907.7139 | 341907.7139 | 341907.7139 | 341907.7139 | 341907.7139 | 341907.7139 | 341907.7139 | 341907.7139 | 341907.7139 | 341907.7139 | 15637874.5563 | 15637874.5563 | 15637874.5563 | 15637874.5563 | 15637874.5563
Capital expenditure
| Covered conductor |  |  | 2023-12-31 | -2660000 | -2660000 | 0 | 0 | 0 | 0 | 0 | 0 | 0 | 0 | 0 | 0 | 0 | 0 | 0 | 0 | 0 | 0 | 0 | 0 | 0 | 0 | 0 | 0 | 0
| 0 |  |  | 2023-12-31 | 0 | 0 | 0 | 0 | 0 | 0 | 0 | 0 | 0 | 0 | 0 | 0 | 0 | 0 | 0 | 0 | 0 | 0 | 0 | 0 | 0 | 0 | 0 | 0 | 0
| 0 |  |  | 2023-12-31 | 0 | 0 | 0 | 0 | 0 | 0 | 0 | 0 | 0 | 0 | 0 | 0 | 0 | 0 | 0 | 0 | 0 | 0 | 0 | 0 | 0 | 0 | 0 | 0 | 0
Cumulative capex
| Covered conductor |  |  | 2023-12-31 | -2660000 | -5320000 | -5320000 | -5320000 | -5320000 | -5320000 | -5320000 | -5320000 | -5320000 | -5320000 | -5320000 | -5320000 | -5320000 | -5320000 | -5320000 | -5320000 | -5320000 | -5320000 | -5320000 | -5320000 | -5320000 | -5320000 | -5320000 | -5320000 | -5320000
| 0 |  |  | 2023-12-31 | 0 | 0 | 0 | 0 | 0 | 0 | 0 | 0 | 0 | 0 | 0 | 0 | 0 | 0 | 0 | 0 | 0 | 0 | 0 | 0 | 0 | 0 | 0 | 0 | 0
| 0 |  |  | 2023-12-31 | 0 | 0 | 0 | 0 | 0 | 0 | 0 | 0 | 0 | 0 | 0 | 0 | 0 | 0 | 0 | 0 | 0 | 0 | 0 | 0 | 0 | 0 | 0 | 0 | 0
Annualised capex
| Annualised capex - Covered conductor |  |  | 2023-12-31 | 0 | -144627.7421 | -289255.4842 | -289255.4842 | -289255.4842 | -289255.4842 | -289255.4842 | -289255.4842 | -289255.4842 | -289255.4842 | -289255.4842 | -289255.4842 | -289255.4842 | -289255.4842 | -289255.4842 | -289255.4842 | -289255.4842 | -289255.4842 | -289255.4842 | -289255.4842 | -289255.4842 | -289255.4842 | -289255.4842 | -289255.4842 | -289255.4842
| Annualised capex - |  |  | 2023-12-31 | 0 | 0 | 0 | 0 | 0 | 0 | 0 | 0 | 0 | 0 | 0 | 0 | 0 | 0 | 0 | 0 | 0 | 0 | 0 | 0 | 0 | 0 | 0 | 0 | 0
| Annualised capex - |  |  | 2023-12-31 | 0 | 0 | 0 | 0 | 0 | 0 | 0 | 0 | 0 | 0 | 0 | 0 | 0 | 0 | 0 | 0 | 0 | 0 | 0 | 0 | 0 | 0 | 0 | 0 | 0
| Total annualised capex |  |  | 2023-12-31 | 0 | -144627.7421 | -289255.4842 | -289255.4842 | -289255.4842 | -289255.4842 | -289255.4842 | -289255.4842 | -289255.4842 | -289255.4842 | -289255.4842 | -289255.4842 | -289255.4842 | -289255.4842 | -289255.4842 | -289255.4842 | -289255.4842 | -289255.4842 | -289255.4842 | -289255.4842 | -289255.4842 | -289255.4842 | -289255.4842 | -289255.4842 | -289255.4842
| Annualised capex |  |  | 2023-12-31 | 0 | -144627.7421 | -289255.4842 | -289255.4842 | -289255.4842 | -289255.4842 | -289255.4842 | -289255.4842 | -289255.4842 | -289255.4842 | -289255.4842 | -289255.4842 | -289255.4842 | -289255.4842 | -289255.4842 | -289255.4842 | -289255.4842 | -289255.4842 | -289255.4842 | -289255.4842 | -289255.4842 | -289255.4842 | -289255.4842 | -289255.4842 | -289255.4842
| Operating expenditure |  |  | 2023-12-31 | 0 | 0 | 0 | 0 | 0 | 0 | 0 | 0 | 0 | 0 | 0 | 0 | 0 | 0 | 0 | 0 | 0 | 0 | 0 | 0 | 0 | 0 | 0 | 0 | 0
| Risk mitigated |  |  | 2023-12-31 | 170953.8569 | 341907.7139 | 341907.7139 | 341907.7139 | 341907.7139 | 341907.7139 | 341907.7139 | 341907.7139 | 341907.7139 | 341907.7139 | 341907.7139 | 341907.7139 | 341907.7139 | 341907.7139 | 341907.7139 | 341907.7139 | 341907.7139 | 341907.7139 | 341907.7139 | 341907.7139 | 15637874.5563 | 15637874.5563 | 15637874.5563 | 15637874.5563 | 15637874.5563
| Other benefits value |  |  | 2023-12-31 | 0 | 0 | 0 | 0 | 0 | 0 | 0 | 0 | 0 | 0 | 0 | 0 | 0 | 0 | 0 | 0 | 0 | 0 | 0 | 0 | 0 | 0 | 0 | 0 | 0
| Net benefits |  |  | 2023-12-31 | 170953.8569 | 197279.9718 | 52652.2297 | 52652.2297 | 52652.2297 | 52652.2297 | 52652.2297 | 52652.2297 | 52652.2297 | 52652.2297 | 52652.2297 | 52652.2297 | 52652.2297 | 52652.2297 | 52652.2297 | 52652.2297 | 52652.2297 | 52652.2297 | 52652.2297 | 52652.2297 | 15348619.0722 | 15348619.0722 | 15348619.0722 | 15348619.0722 | 15348619.0722
| First capex year |  |  | 1
| First year |  |  | 1
SENSITIVITIES
NPV | Net benefits |  |  | Option 2NPV | 170953.8569 | 197279.9718 | 52652.2297 | 52652.2297 | 52652.2297 | 52652.2297 | 52652.2297 | 52652.2297 | 52652.2297 | 52652.2297 | 52652.2297 | 52652.2297 | 52652.2297 | 52652.2297 | 52652.2297 | 52652.2297 | 52652.2297 | 52652.2297 | 52652.2297 | 52652.2297 | 15348619.0722 | 15348619.0722 | 15348619.0722 | 15348619.0722 | 15348619.0722
| Total annualised capex |  |  |  | 0 | -144627.7421 | -289255.4842 | -289255.4842 | -289255.4842 | -289255.4842 | -289255.4842 | -289255.4842 | -289255.4842 | -289255.4842 | -289255.4842 | -289255.4842 | -289255.4842 | -289255.4842 | -289255.4842 | -289255.4842 | -289255.4842 | -289255.4842 | -289255.4842 | -289255.4842 | -289255.4842 | -289255.4842 | -289255.4842 | -289255.4842 | -289255.4842
| Total benefits |  |  |  | 170953.8569 | 341907.7139 | 341907.7139 | 341907.7139 | 341907.7139 | 341907.7139 | 341907.7139 | 341907.7139 | 341907.7139 | 341907.7139 | 341907.7139 | 341907.7139 | 341907.7139 | 341907.7139 | 341907.7139 | 341907.7139 | 341907.7139 | 341907.7139 | 341907.7139 | 341907.7139 | 15637874.5563 | 15637874.5563 | 15637874.5563 | 15637874.5563 | 15637874.5563
|  | Capex | Total benefits
sens1 | Capex 10% higher | 10% | 0% | Option 2sens1 | 170953.8569 | 182817.1976 | 23726.6813 | 23726.6813 | 23726.6813 | 23726.6813 | 23726.6813 | 23726.6813 | 23726.6813 | 23726.6813 | 23726.6813 | 23726.6813 | 23726.6813 | 23726.6813 | 23726.6813 | 23726.6813 | 23726.6813 | 23726.6813 | 23726.6813 | 23726.6813 | 15319693.5238 | 15319693.5238 | 15319693.5238 | 15319693.5238 | 15319693.5238
sens2 | Capex 10% lower | -10% | 0% | Option 2sens2 | 170953.8569 | 211742.746 | 81577.7782 | 81577.7782 | 81577.7782 | 81577.7782 | 81577.7782 | 81577.7782 | 81577.7782 | 81577.7782 | 81577.7782 | 81577.7782 | 81577.7782 | 81577.7782 | 81577.7782 | 81577.7782 | 81577.7782 | 81577.7782 | 81577.7782 | 81577.7782 | 15377544.6206 | 15377544.6206 | 15377544.6206 | 15377544.6206 | 15377544.6206
sens3 | Total benefits 10% higher | 0% | 10% | Option 2sens3 | 188049.2426 | 231470.7432 | 86843.0011 | 86843.0011 | 86843.0011 | 86843.0011 | 86843.0011 | 86843.0011 | 86843.0011 | 86843.0011 | 86843.0011 | 86843.0011 | 86843.0011 | 86843.0011 | 86843.0011 | 86843.0011 | 86843.0011 | 86843.0011 | 86843.0011 | 86843.0011 | 16912406.5278 | 16912406.5278 | 16912406.5278 | 16912406.5278 | 16912406.5278
sens4 | Total benefits 10% lower | 0% | -10% | Option 2sens4 | 153858.4713 | 163089.2004 | 18461.4584 | 18461.4584 | 18461.4584 | 18461.4584 | 18461.4584 | 18461.4584 | 18461.4584 | 18461.4584 | 18461.4584 | 18461.4584 | 18461.4584 | 18461.4584 | 18461.4584 | 18461.4584 | 18461.4584 | 18461.4584 | 18461.4584 | 18461.4584 | 13784831.6166 | 13784831.6166 | 13784831.6166 | 13784831.6166 | 13784831.6166
sens5 | Capex 10% higher & Total benefits 10% lower | 10% | -10% | Option 2sens5 | 153858.4713 | 148626.4262 | -10464.0901 | -10464.0901 | -10464.0901 | -10464.0901 | -10464.0901 | -10464.0901 | -10464.0901 | -10464.0901 | -10464.0901 | -10464.0901 | -10464.0901 | -10464.0901 | -10464.0901 | -10464.0901 | -10464.0901 | -10464.0901 | -10464.0901 | -10464.0901 | 13755906.0681 | 13755906.0681 | 13755906.0681 | 13755906.0681 | 13755906.0681
sens | 0 | 0% | 0% | Option 2sens | 170953.8569 | 197279.9718 | 52652.2297 | 52652.2297 | 52652.2297 | 52652.2297 | 52652.2297 | 52652.2297 | 52652.2297 | 52652.2297 | 52652.2297 | 52652.2297 | 52652.2297 | 52652.2297 | 52652.2297 | 52652.2297 | 52652.2297 | 52652.2297 | 52652.2297 | 52652.2297 | 15348619.0722 | 15348619.0722 | 15348619.0722 | 15348619.0722 | 15348619.0722
sens | 0 | 0% | 0% | Option 2sens | 170953.8569 | 197279.9718 | 52652.2297 | 52652.2297 | 52652.2297 | 52652.2297 | 52652.2297 | 52652.2297 | 52652.2297 | 52652.2297 | 52652.2297 | 52652.2297 | 52652.2297 | 52652.2297 | 52652.2297 | 52652.2297 | 52652.2297 | 52652.2297 | 52652.2297 | 52652.2297 | 15348619.0722 | 15348619.0722 | 15348619.0722 | 15348619.0722 | 15348619.0722
sens | 0 | 0% | 0% | Option 2sens | 170953.8569 | 197279.9718 | 52652.2297 | 52652.2297 | 52652.2297 | 52652.2297 | 52652.2297 | 52652.2297 | 52652.2297 | 52652.2297 | 52652.2297 | 52652.2297 | 52652.2297 | 52652.2297 | 52652.2297 | 52652.2297 | 52652.2297 | 52652.2297 | 52652.2297 | 52652.2297 | 15348619.0722 | 15348619.0722 | 15348619.0722 | 15348619.0722 | 15348619.0722

## Option3
Powercor
Minimise bushfire risk from SWER in ELCA, REFCL and HBRA areas
OPTION 3 | Install EFD on all SWER lines
Count |  |  |  |  | 1 | 2 | 3 | 4 | 5 | 6 | 7 | 8 | 9 | 10 | 11 | 12 | 13 | 14 | 15 | 16 | 17 | 18 | 19 | 20 | 21 | 22 | 23 | 24 | 25
Value of CO2 reductions |  |  |  | $/MWh | 24.7305 | 22.3407 | 20.1963 | 18.0629 | 15.9134 | 13.7151 | 13.7151 | 13.7151 | 13.7151 | 13.7151 | 13.7151 | 13.7151 | 13.7151 | 13.7151 | 13.7151 | 13.7151 | 13.7151 | 13.7151 | 13.7151 | 13.7151 | 13.7151 | 13.7151 | 13.7151 | 13.7151 | 13.7151
|  |  |  | Units | 2026-27 | 2027-28 | 2028-29 | 2029-30 | 2030-31 | 2031-32 | 2032-33 | 2033-34 | 2034-35 | 2035-36 | 2036-37 | 2037-38 | 2038-39 | 2039-40 | 2040-41 | 2041-42 | 2042-43 | 2043-44 | 2044-45 | 2045-46 | 2046-47 | 2047-48 | 2048-49 | 2049-50 | 2050-51
INVESTMENT & OPERATING COST
| Capex |  | Asset life (yrs)
| EFD |  | 15 | 2023-12-31 | 12684374.9187 | 12684374.9187 | 12684374.9187 | 12684374.9187 | 12684374.9187 | 0 | 0 | 0 | 0 | 0 | 0 | 0 | 0 | 0 | 0 | 0 | 0 | 0 | 0 | 0 | 0 | 0 | 0 | 0 | 0
| < Enter description > |  | 0 | 2023-12-31 | 0 | 0 | 0 | 0 | 0 | 0 | 0 | 0 | 0 | 0 | 0 | 0 | 0 | 0 | 0 | 0 | 0 | 0 | 0 | 0 | 0 | 0 | 0 | 0 | 0
| < Enter description > |  | 0 | 2023-12-31 | 0 | 0 | 0 | 0 | 0 | 0 | 0 | 0 | 0 | 0 | 0 | 0 | 0 | 0 | 0 | 0 | 0 | 0 | 0 | 0 | 0 | 0 | 0 | 0 | 0
| Capital expenditure |  |  | 2023-12-31 | 12684374.9187 | 12684374.9187 | 12684374.9187 | 12684374.9187 | 12684374.9187 | 0 | 0 | 0 | 0 | 0 | 0 | 0 | 0 | 0 | 0 | 0 | 0 | 0 | 0 | 0 | 0 | 0 | 0 | 0 | 0
| Operating expenditure |  |  | 2023-12-31 | 218216.1615 | 218216.1615 | 218216.1615 | 218216.1615 | 218216.1615 | 4868573.2597 | 4868573.2597 | 4868573.2597 | 6016415.9139 | 6016415.9139 | 6016415.9139 | 6016415.9139 | 6016415.9139 | 4868573.2597 | 4868573.2597 | 3894858.6078 | 2921143.9558 | 1947429.3039 | 973714.6519 | 0 | 0 | 0 | 0 | 0 | 0
RISK ASSUMPTIONS
| PoF (major) |  |  |  | 0 | 0 | 0 | 0 | 0 | 0 | 0 | 0 | 0 | 0 | 0 | 0 | 0 | 0 | 0 | 0 | 0 | 0 | 0 | 0 | 0 | 0 | 0 | 0 | 0
| PoF (reparable) |  |  |  | 0 | 0 | 0 | 0 | 0 | 0 | 0 | 0 | 0 | 0 | 0 | 0 | 0 | 0 | 0 | 0 | 0 | 0 | 0 | 0 | 0 | 0 | 0 | 0 | 0
| Energy at risk (weighted) |  |  | MWh | 0 | 0 | 0 | 0 | 0 | 0 | 0 | 0 | 0 | 0 | 0 | 0 | 0 | 0 | 0 | 0 | 0 | 0 | 0 | 0 | 0 | 0 | 0 | 0 | 0
| Energy at risk value | $/MWh | 43815.4862 | 2023-12-31 | 792691.6938 | 736677.0773 | 680662.4608 | 624647.8443 | 568633.2279 | 568633.2279 | 568633.2279 | 568633.2279 | 568633.2279 | 568633.2279 | 568633.2279 | 568633.2279 | 568633.2279 | 568633.2279 | 568633.2279 | 624647.8443 | 680662.4608 | 736677.0773 | 792691.6938 | 848706.3102 | 0 | 0 | 0 | 0 | 0
| Safety consequence | (after DF) |  | 2023-12-31 | 0 | 0 | 0 | 0 | 0 | 0 | 0 | 0 | 0 | 0 | 0 | 0 | 0 | 0 | 0 | 0 | 0 | 0 | 0 | 0 | 0 | 0 | 0 | 0 | 0
| Unplanned replacements |  |  | 2023-12-31 | 0 | 0 | 0 | 0 | 0 | 0 | 0 | 0 | 0 | 0 | 0 | 0 | 0 | 0 | 0 | 0 | 0 | 0 | 0 | 0 | 0 | 0 | 0 | 0 | 0
| Environmental consequence | (after DF) |  | 2023-12-31 | 0 | 0 | 0 | 0 | 0 | 0 | 0 | 0 | 0 | 0 | 0 | 0 | 0 | 0 | 0 | 0 | 0 | 0 | 0 | 0 | 0 | 0 | 0 | 0 | 0
| Bushfire risk |  |  | 2023-12-31 | 13813083.1419 | 12836998.0376 | 11860912.9334 | 10884827.8291 | 9908742.7249 | 9908742.7249 | 9908742.7249 | 9908742.7249 | 9908742.7249 | 9908742.7249 | 9908742.7249 | 9908742.7249 | 9908742.7249 | 9908742.7249 | 9908742.7249 | 10884827.8291 | 11860912.9334 | 12836998.0376 | 13813083.1419 | 14789168.2461 | 0 | 0 | 0 | 0 | 0
| < Other risk - enter description > |  |  | 2023-12-31 | 0 | 0 | 0 | 0 | 0 | 0 | 0 | 0 | 0 | 0 | 0 | 0 | 0 | 0 | 0 | 0 | 0 | 0 | 0 | 0 | 0 | 0 | 0 | 0 | 0
| Total risk cost |  |  |  | 14605774.8356 | 13573675.1149 | 12541575.3942 | 11509475.6735 | 10477375.9527 | 10477375.9527 | 10477375.9527 | 10477375.9527 | 10477375.9527 | 10477375.9527 | 10477375.9527 | 10477375.9527 | 10477375.9527 | 10477375.9527 | 10477375.9527 | 11509475.6735 | 12541575.3942 | 13573675.1149 | 14605774.8356 | 15637874.5563 | 0 | 0 | 0 | 0 | 0
OTHER BENEFITS
| Reduction in CO2 emissions |  |  | MWh | 0 | 0 | 0 | 0 | 0 | 0 | 0 | 0 | 0 | 0 | 0 | 0 | 0 | 0 | 0 | 0 | 0 | 0 | 0 | 0 | 0 | 0 | 0 | 0 | 0
| Value of reduction in CO2 emissions |  |  | $ | 0 | 0 | 0 | 0 | 0 | 0 | 0 | 0 | 0 | 0 | 0 | 0 | 0 | 0 | 0 | 0 | 0 | 0 | 0 | 0 | 0 | 0 | 0 | 0 | 0
| Reliability in worst-served areas | $/MWh | 151432.8174 | MWh | 0 | 0 | 0 | 0 | 0 | 0 | 0 | 0 | 0 | 0 | 0 | 0 | 0 | 0 | 0 | 0 | 0 | 0 | 0 | 0 | 0 | 0 | 0 | 0 | 0
| Network resilience | $/MWh | 24590 | MWh | 0 | 0 | 0 | 0 | 0 | 0 | 0 | 0 | 0 | 0 | 0 | 0 | 0 | 0 | 0 | 0 | 0 | 0 | 0 | 0 | 0 | 0 | 0 | 0 | 0
| Enabling solar exports | $/MWh | 88.3577 | MWh | 0 | 0 | 0 | 0 | 0 | 0 | 0 | 0 | 0 | 0 | 0 | 0 | 0 | 0 | 0 | 0 | 0 | 0 | 0 | 0 | 0 | 0 | 0 | 0 | 0
| Aesthetics | $/customer | 0 | customers | 0 | 0 | 0 | 0 | 0 | 0 | 0 | 0 | 0 | 0 | 0 | 0 | 0 | 0 | 0 | 0 | 0 | 0 | 0 | 0 | 0 | 0 | 0 | 0 | 0
| Customer value of time (res) | $/customer min | 0.35181 | mins | 0 | 0 | 0 | 0 | 0 | 0 | 0 | 0 | 0 | 0 | 0 | 0 | 0 | 0 | 0 | 0 | 0 | 0 | 0 | 0 | 0 | 0 | 0 | 0 | 0
| Customer value of time (bus) | $/customer min | 0.35181 | mins | 0 | 0 | 0 | 0 | 0 | 0 | 0 | 0 | 0 | 0 | 0 | 0 | 0 | 0 | 0 | 0 | 0 | 0 | 0 | 0 | 0 | 0 | 0 | 0 | 0
| Communication | $/customer | 0 | customers | 0 | 0 | 0 | 0 | 0 | 0 | 0 | 0 | 0 | 0 | 0 | 0 | 0 | 0 | 0 | 0 | 0 | 0 | 0 | 0 | 0 | 0 | 0 | 0 | 0
| Information accessibility | $/customer | 0 | customers | 0 | 0 | 0 | 0 | 0 | 0 | 0 | 0 | 0 | 0 | 0 | 0 | 0 | 0 | 0 | 0 | 0 | 0 | 0 | 0 | 0 | 0 | 0 | 0 | 0
| Other benefits 1 |  |  | 2023-12-31 | 0 | 0 | 0 | 0 | 0 | 0 | 0 | 0 | 0 | 0 | 0 | 0 | 0 | 0 | 0 | 0 | 0 | 0 | 0 | 0 | 0 | 0 | 0 | 0 | 0
| Other benefits 2 |  |  | 2023-12-31 | 0 | 0 | 0 | 0 | 0 | 0 | 0 | 0 | 0 | 0 | 0 | 0 | 0 | 0 | 0 | 0 | 0 | 0 | 0 | 0 | 0 | 0 | 0 | 0 | 0
| Total other benefits |  |  | 2023-12-31 | 0 | 0 | 0 | 0 | 0 | 0 | 0 | 0 | 0 | 0 | 0 | 0 | 0 | 0 | 0 | 0 | 0 | 0 | 0 | 0 | 0 | 0 | 0 | 0 | 0
SUMMARY
| Risks mitigated vs base case |  |  | 2023-12-31 | 1032099.7207 | 2064199.4414 | 3096299.1622 | 4128398.8829 | 5160498.6036 | 5160498.6036 | 5160498.6036 | 5160498.6036 | 5160498.6036 | 5160498.6036 | 5160498.6036 | 5160498.6036 | 5160498.6036 | 5160498.6036 | 5160498.6036 | 4128398.8829 | 3096299.1622 | 2064199.4414 | 1032099.7207 | 0 | 15637874.5563 | 15637874.5563 | 15637874.5563 | 15637874.5563 | 15637874.5563
Capital expenditure
| EFD |  |  | 2023-12-31 | -12684374.9187 | -12684374.9187 | -12684374.9187 | -12684374.9187 | -12684374.9187 | 0 | 0 | 0 | 0 | 0 | 0 | 0 | 0 | 0 | 0 | 0 | 0 | 0 | 0 | 0 | 0 | 0 | 0 | 0 | 0
| < Enter description > |  |  | 2023-12-31 | 0 | 0 | 0 | 0 | 0 | 0 | 0 | 0 | 0 | 0 | 0 | 0 | 0 | 0 | 0 | 0 | 0 | 0 | 0 | 0 | 0 | 0 | 0 | 0 | 0
| < Enter description > |  |  | 2023-12-31 | 0 | 0 | 0 | 0 | 0 | 0 | 0 | 0 | 0 | 0 | 0 | 0 | 0 | 0 | 0 | 0 | 0 | 0 | 0 | 0 | 0 | 0 | 0 | 0 | 0
Cumulative capex
| EFD |  |  | 2023-12-31 | -12684374.9187 | -25368749.8374 | -38053124.7561 | -50737499.6748 | -63421874.5935 | -63421874.5935 | -63421874.5935 | -63421874.5935 | -63421874.5935 | -63421874.5935 | -63421874.5935 | -63421874.5935 | -63421874.5935 | -63421874.5935 | -63421874.5935 | -50737499.6748 | -38053124.7561 | -25368749.8374 | -12684374.9187 | 0 | 0 | 0 | 0 | 0 | 0
| < Enter description > |  |  | 2023-12-31 | 0 | 0 | 0 | 0 | 0 | 0 | 0 | 0 | 0 | 0 | 0 | 0 | 0 | 0 | 0 | 0 | 0 | 0 | 0 | 0 | 0 | 0 | 0 | 0 | 0
| < Enter description > |  |  | 2023-12-31 | 0 | 0 | 0 | 0 | 0 | 0 | 0 | 0 | 0 | 0 | 0 | 0 | 0 | 0 | 0 | 0 | 0 | 0 | 0 | 0 | 0 | 0 | 0 | 0 | 0
Annualised capex
| Annualised capex - EFD |  |  | 2023-12-31 | 0 | -1101321.7322 | -2202643.4644 | -3303965.1965 | -4405286.9287 | -5506608.6609 | -5506608.6609 | -5506608.6609 | -5506608.6609 | -5506608.6609 | -5506608.6609 | -5506608.6609 | -5506608.6609 | -5506608.6609 | -5506608.6609 | -5506608.6609 | -4405286.9287 | -3303965.1965 | -2202643.4644 | -1101321.7322 | 0 | 0 | 0 | 0 | 0
| Annualised capex - < Enter description > |  |  | 2023-12-31 | 0 | 0 | 0 | 0 | 0 | 0 | 0 | 0 | 0 | 0 | 0 | 0 | 0 | 0 | 0 | 0 | 0 | 0 | 0 | 0 | 0 | 0 | 0 | 0 | 0
| Annualised capex - < Enter description > |  |  | 2023-12-31 | 0 | 0 | 0 | 0 | 0 | 0 | 0 | 0 | 0 | 0 | 0 | 0 | 0 | 0 | 0 | 0 | 0 | 0 | 0 | 0 | 0 | 0 | 0 | 0 | 0
| Total annualised capex |  |  | 2023-12-31 | 0 | -1101321.7322 | -2202643.4644 | -3303965.1965 | -4405286.9287 | -5506608.6609 | -5506608.6609 | -5506608.6609 | -5506608.6609 | -5506608.6609 | -5506608.6609 | -5506608.6609 | -5506608.6609 | -5506608.6609 | -5506608.6609 | -5506608.6609 | -4405286.9287 | -3303965.1965 | -2202643.4644 | -1101321.7322 | 0 | 0 | 0 | 0 | 0
| Annualised capex |  |  | 2023-12-31 | 0 | -1101321.7322 | -2202643.4644 | -3303965.1965 | -4405286.9287 | -5506608.6609 | -5506608.6609 | -5506608.6609 | -5506608.6609 | -5506608.6609 | -5506608.6609 | -5506608.6609 | -5506608.6609 | -5506608.6609 | -5506608.6609 | -5506608.6609 | -4405286.9287 | -3303965.1965 | -2202643.4644 | -1101321.7322 | 0 | 0 | 0 | 0 | 0
| Operating expenditure |  |  | 2023-12-31 | -218216.1615 | -218216.1615 | -218216.1615 | -218216.1615 | -218216.1615 | -4868573.2597 | -4868573.2597 | -4868573.2597 | -6016415.9139 | -6016415.9139 | -6016415.9139 | -6016415.9139 | -6016415.9139 | -4868573.2597 | -4868573.2597 | -3894858.6078 | -2921143.9558 | -1947429.3039 | -973714.6519 | 0 | 0 | 0 | 0 | 0 | 0
| Risk mitigated |  |  | 2023-12-31 | 1032099.7207 | 2064199.4414 | 3096299.1622 | 4128398.8829 | 5160498.6036 | 5160498.6036 | 5160498.6036 | 5160498.6036 | 5160498.6036 | 5160498.6036 | 5160498.6036 | 5160498.6036 | 5160498.6036 | 5160498.6036 | 5160498.6036 | 4128398.8829 | 3096299.1622 | 2064199.4414 | 1032099.7207 | 0 | 15637874.5563 | 15637874.5563 | 15637874.5563 | 15637874.5563 | 15637874.5563
| Other benefits value |  |  | 2023-12-31 | 0 | 0 | 0 | 0 | 0 | 0 | 0 | 0 | 0 | 0 | 0 | 0 | 0 | 0 | 0 | 0 | 0 | 0 | 0 | 0 | 0 | 0 | 0 | 0 | 0
| Net benefits |  |  | 2023-12-31 | 813883.5593 | 744661.5478 | 675439.5363 | 606217.5249 | 536995.5134 | -5214683.317 | -5214683.317 | -5214683.317 | -6362525.9712 | -6362525.9712 | -6362525.9712 | -6362525.9712 | -6362525.9712 | -5214683.317 | -5214683.317 | -5273068.3858 | -4230131.7224 | -3187195.059 | -2144258.3956 | -1101321.7322 | 15637874.5563 | 15637874.5563 | 15637874.5563 | 15637874.5563 | 15637874.5563
| First capex year |  |  | 1
| First year |  |  | 1
SENSITIVITIES
NPV | Net benefits |  |  | Option 3NPV | 813883.5593 | 744661.5478 | 675439.5363 | 606217.5249 | 536995.5134 | -5214683.317 | -5214683.317 | -5214683.317 | -6362525.9712 | -6362525.9712 | -6362525.9712 | -6362525.9712 | -6362525.9712 | -5214683.317 | -5214683.317 | -5273068.3858 | -4230131.7224 | -3187195.059 | -2144258.3956 | -1101321.7322 | 15637874.5563 | 15637874.5563 | 15637874.5563 | 15637874.5563 | 15637874.5563
| Total annualised capex |  |  |  | 0 | -1101321.7322 | -2202643.4644 | -3303965.1965 | -4405286.9287 | -5506608.6609 | -5506608.6609 | -5506608.6609 | -5506608.6609 | -5506608.6609 | -5506608.6609 | -5506608.6609 | -5506608.6609 | -5506608.6609 | -5506608.6609 | -5506608.6609 | -4405286.9287 | -3303965.1965 | -2202643.4644 | -1101321.7322 | 0 | 0 | 0 | 0 | 0
| Total benefits |  |  |  | 1032099.7207 | 2064199.4414 | 3096299.1622 | 4128398.8829 | 5160498.6036 | 5160498.6036 | 5160498.6036 | 5160498.6036 | 5160498.6036 | 5160498.6036 | 5160498.6036 | 5160498.6036 | 5160498.6036 | 5160498.6036 | 5160498.6036 | 4128398.8829 | 3096299.1622 | 2064199.4414 | 1032099.7207 | 0 | 15637874.5563 | 15637874.5563 | 15637874.5563 | 15637874.5563 | 15637874.5563
|  | Capex | Total benefits
sens1 | Capex 10% higher | 10% | 0% | Option 3sens1 | 813883.5593 | 634529.3746 | 455175.1899 | 275821.0052 | 96466.8205 | -5765344.1831 | -5765344.1831 | -5765344.1831 | -6913186.8373 | -6913186.8373 | -6913186.8373 | -6913186.8373 | -6913186.8373 | -5765344.1831 | -5765344.1831 | -5823729.2519 | -4670660.4153 | -3517591.5786 | -2364522.742 | -1211453.9054 | 15637874.5563 | 15637874.5563 | 15637874.5563 | 15637874.5563 | 15637874.5563
sens2 | Capex 10% lower | -10% | 0% | Option 3sens2 | 813883.5593 | 854793.721 | 895703.8828 | 936614.0445 | 977524.2063 | -4664022.4509 | -4664022.4509 | -4664022.4509 | -5811865.1051 | -5811865.1051 | -5811865.1051 | -5811865.1051 | -5811865.1051 | -4664022.4509 | -4664022.4509 | -4722407.5197 | -3789603.0295 | -2856798.5393 | -1923994.0491 | -991189.559 | 15637874.5563 | 15637874.5563 | 15637874.5563 | 15637874.5563 | 15637874.5563
sens3 | Total benefits 10% higher | 0% | 10% | Option 3sens3 | 917093.5313 | 951081.4919 | 985069.4526 | 1019057.4132 | 1053045.3738 | -4698633.4567 | -4698633.4567 | -4698633.4567 | -5846476.1108 | -5846476.1108 | -5846476.1108 | -5846476.1108 | -5846476.1108 | -4698633.4567 | -4698633.4567 | -4860228.4975 | -3920501.8062 | -2980775.1148 | -2041048.4235 | -1101321.7322 | 17201662.012 | 17201662.012 | 17201662.012 | 17201662.012 | 17201662.012
sens4 | Total benefits 10% lower | 0% | -10% | Option 3sens4 | 710673.5872 | 538241.6037 | 365809.6201 | 193377.6366 | 20945.6531 | -5730733.1774 | -5730733.1774 | -5730733.1774 | -6878575.8315 | -6878575.8315 | -6878575.8315 | -6878575.8315 | -6878575.8315 | -5730733.1774 | -5730733.1774 | -5685908.2741 | -4539761.6386 | -3393615.0031 | -2247468.3677 | -1101321.7322 | 14074087.1007 | 14074087.1007 | 14074087.1007 | 14074087.1007 | 14074087.1007
sens5 | Capex 10% higher & Total benefits 10% lower | 10% | -10% | Option 3sens5 | 710673.5872 | 428109.4304 | 145545.2737 | -137018.8831 | -419583.0398 | -6281394.0435 | -6281394.0435 | -6281394.0435 | -7429236.6976 | -7429236.6976 | -7429236.6976 | -7429236.6976 | -7429236.6976 | -6281394.0435 | -6281394.0435 | -6236569.1402 | -4980290.3315 | -3724011.5228 | -2467732.7141 | -1211453.9054 | 14074087.1007 | 14074087.1007 | 14074087.1007 | 14074087.1007 | 14074087.1007
sens | 0 | 0% | 0% | Option 3sens | 813883.5593 | 744661.5478 | 675439.5363 | 606217.5249 | 536995.5134 | -5214683.317 | -5214683.317 | -5214683.317 | -6362525.9712 | -6362525.9712 | -6362525.9712 | -6362525.9712 | -6362525.9712 | -5214683.317 | -5214683.317 | -5273068.3858 | -4230131.7224 | -3187195.059 | -2144258.3956 | -1101321.7322 | 15637874.5563 | 15637874.5563 | 15637874.5563 | 15637874.5563 | 15637874.5563
sens | 0 | 0% | 0% | Option 3sens | 813883.5593 | 744661.5478 | 675439.5363 | 606217.5249 | 536995.5134 | -5214683.317 | -5214683.317 | -5214683.317 | -6362525.9712 | -6362525.9712 | -6362525.9712 | -6362525.9712 | -6362525.9712 | -5214683.317 | -5214683.317 | -5273068.3858 | -4230131.7224 | -3187195.059 | -2144258.3956 | -1101321.7322 | 15637874.5563 | 15637874.5563 | 15637874.5563 | 15637874.5563 | 15637874.5563
sens | 0 | 0% | 0% | Option 3sens | 813883.5593 | 744661.5478 | 675439.5363 | 606217.5249 | 536995.5134 | -5214683.317 | -5214683.317 | -5214683.317 | -6362525.9712 | -6362525.9712 | -6362525.9712 | -6362525.9712 | -6362525.9712 | -5214683.317 | -5214683.317 | -5273068.3858 | -4230131.7224 | -3187195.059 | -2144258.3956 | -1101321.7322 | 15637874.5563 | 15637874.5563 | 15637874.5563 | 15637874.5563 | 15637874.5563

## Option4
Powercor
Minimise bushfire risk from SWER in ELCA, REFCL and HBRA areas
OPTION 4 | Targeted installation of EFD on SWER lines
Count |  |  |  |  | 1 | 2 | 3 | 4 | 5 | 6 | 7 | 8 | 9 | 10 | 11 | 12 | 13 | 14 | 15 | 16 | 17 | 18 | 19 | 20 | 21 | 22 | 23 | 24 | 25
Value of CO2 reductions |  |  |  | $/MWh | 24.7305 | 22.3407 | 20.1963 | 18.0629 | 15.9134 | 13.7151 | 13.7151 | 13.7151 | 13.7151 | 13.7151 | 13.7151 | 13.7151 | 13.7151 | 13.7151 | 13.7151 | 13.7151 | 13.7151 | 13.7151 | 13.7151 | 13.7151 | 13.7151 | 13.7151 | 13.7151 | 13.7151 | 13.7151
|  |  |  | Units | 2026-27 | 2027-28 | 2028-29 | 2029-30 | 2030-31 | 2031-32 | 2032-33 | 2033-34 | 2034-35 | 2035-36 | 2036-37 | 2037-38 | 2038-39 | 2039-40 | 2040-41 | 2041-42 | 2042-43 | 2043-44 | 2044-45 | 2045-46 | 2046-47 | 2047-48 | 2048-49 | 2049-50 | 2050-51
INVESTMENT & OPERATING COST
| Capex |  | Asset life (yrs)
| EFD |  | 15 | 2023-12-31 | 3162538.2158 | 3162538.2158 | 0 | 0 | 0 | 0 | 0 | 0 | 0 | 0 | 0 | 0 | 0 | 0 | 0 | 0 | 0 | 0 | 0 | 0 | 0 | 0 | 0 | 0 | 0
|  |  | 0 | 2023-12-31 | 0 | 0 | 0 | 0 | 0 | 0 | 0 | 0 | 0 | 0 | 0 | 0 | 0 | 0 | 0 | 0 | 0 | 0 | 0 | 0 | 0 | 0 | 0 | 0 | 0
|  |  | 0 | 2023-12-31 | 0 | 0 | 0 | 0 | 0 | 0 | 0 | 0 | 0 | 0 | 0 | 0 | 0 | 0 | 0 | 0 | 0 | 0 | 0 | 0 | 0 | 0 | 0 | 0 | 0
| Capital expenditure |  |  | 2023-12-31 | 3162538.2158 | 3162538.2158 | 0 | 0 | 0 | 0 | 0 | 0 | 0 | 0 | 0 | 0 | 0 | 0 | 0 | 0 | 0 | 0 | 0 | 0 | 0 | 0 | 0 | 0 | 0
| Operating expenditure |  |  | 2023-12-31 | 21762.7421 | 21762.7421 | 21762.7421 | 21762.7421 | 21762.7421 | 485543.7998 | 485543.7998 | 485543.7998 | 771730.2522 | 771730.2522 | 485543.7998 | 485543.7998 | 485543.7998 | 485543.7998 | 485543.7998 | 242771.8999 | 0 | 0 | 0 | 0 | 0 | 0 | 0 | 0 | 0
RISK ASSUMPTIONS
| PoF (major) |  |  |  | 0 | 0 | 0 | 0 | 0 | 0 | 0 | 0 | 0 | 0 | 0 | 0 | 0 | 0 | 0 | 0 | 0 | 0 | 0 | 0 | 0 | 0 | 0 | 0 | 0
| PoF (reparable) |  |  |  | 0 | 0 | 0 | 0 | 0 | 0 | 0 | 0 | 0 | 0 | 0 | 0 | 0 | 0 | 0 | 0 | 0 | 0 | 0 | 0 | 0 | 0 | 0 | 0 | 0
| Energy at risk (weighted) |  |  | MWh | 0 | 0 | 0 | 0 | 0 | 0 | 0 | 0 | 0 | 0 | 0 | 0 | 0 | 0 | 0 | 0 | 0 | 0 | 0 | 0 | 0 | 0 | 0 | 0 | 0
| Energy at risk value | $/MWh | 43815.4862 | 2023-12-31 | 834740.4376 | 820774.5649 | 820774.5649 | 820774.5649 | 820774.5649 | 820774.5649 | 820774.5649 | 820774.5649 | 820774.5649 | 820774.5649 | 820774.5649 | 820774.5649 | 820774.5649 | 820774.5649 | 820774.5649 | 834740.4376 | 848706.3102 | 848706.3102 | 848706.3102 | 848706.3102 | 0 | 0 | 0 | 0 | 0
| Safety consequence | (after DF) |  | 2023-12-31 | 0 | 0 | 0 | 0 | 0 | 0 | 0 | 0 | 0 | 0 | 0 | 0 | 0 | 0 | 0 | 0 | 0 | 0 | 0 | 0 | 0 | 0 | 0 | 0 | 0
| Unplanned replacements |  |  | 2023-12-31 | 0 | 0 | 0 | 0 | 0 | 0 | 0 | 0 | 0 | 0 | 0 | 0 | 0 | 0 | 0 | 0 | 0 | 0 | 0 | 0 | 0 | 0 | 0 | 0 | 0
| Environmental consequence | (after DF) |  | 2023-12-31 | 0 | 0 | 0 | 0 | 0 | 0 | 0 | 0 | 0 | 0 | 0 | 0 | 0 | 0 | 0 | 0 | 0 | 0 | 0 | 0 | 0 | 0 | 0 | 0 | 0
| Bushfire risk |  |  | 2023-12-31 | 14335849.5393 | 13882530.8325 | 13882530.8325 | 13882530.8325 | 13882530.8325 | 13882530.8325 | 13882530.8325 | 13882530.8325 | 13882530.8325 | 13882530.8325 | 13882530.8325 | 13882530.8325 | 13882530.8325 | 13882530.8325 | 13882530.8325 | 14335849.5393 | 14789168.2461 | 14789168.2461 | 14789168.2461 | 14789168.2461 | 0 | 0 | 0 | 0 | 0
| < Other risk - enter description > |  |  | 2023-12-31 | 0 | 0 | 0 | 0 | 0 | 0 | 0 | 0 | 0 | 0 | 0 | 0 | 0 | 0 | 0 | 0 | 0 | 0 | 0 | 0 | 0 | 0 | 0 | 0 | 0
| Total risk cost |  |  |  | 15170589.9768 | 14703305.3973 | 14703305.3973 | 14703305.3973 | 14703305.3973 | 14703305.3973 | 14703305.3973 | 14703305.3973 | 14703305.3973 | 14703305.3973 | 14703305.3973 | 14703305.3973 | 14703305.3973 | 14703305.3973 | 14703305.3973 | 15170589.9768 | 15637874.5563 | 15637874.5563 | 15637874.5563 | 15637874.5563 | 0 | 0 | 0 | 0 | 0
OTHER BENEFITS
| Reduction in CO2 emissions |  |  | MWh | 0 | 0 | 0 | 0 | 0 | 0 | 0 | 0 | 0 | 0 | 0 | 0 | 0 | 0 | 0 | 0 | 0 | 0 | 0 | 0 | 0 | 0 | 0 | 0 | 0
| Value of reduction in CO2 emissions |  |  | $ | 0 | 0 | 0 | 0 | 0 | 0 | 0 | 0 | 0 | 0 | 0 | 0 | 0 | 0 | 0 | 0 | 0 | 0 | 0 | 0 | 0 | 0 | 0 | 0 | 0
| Reliability in worst-served areas | $/MWh | 151432.8174 | MWh | 0 | 0 | 0 | 0 | 0 | 0 | 0 | 0 | 0 | 0 | 0 | 0 | 0 | 0 | 0 | 0 | 0 | 0 | 0 | 0 | 0 | 0 | 0 | 0 | 0
| Network resilience | $/MWh | 24590 | MWh | 0 | 0 | 0 | 0 | 0 | 0 | 0 | 0 | 0 | 0 | 0 | 0 | 0 | 0 | 0 | 0 | 0 | 0 | 0 | 0 | 0 | 0 | 0 | 0 | 0
| Enabling solar exports | $/MWh | 88.3577 | MWh | 0 | 0 | 0 | 0 | 0 | 0 | 0 | 0 | 0 | 0 | 0 | 0 | 0 | 0 | 0 | 0 | 0 | 0 | 0 | 0 | 0 | 0 | 0 | 0 | 0
| Aesthetics | $/customer | 0 | customers | 0 | 0 | 0 | 0 | 0 | 0 | 0 | 0 | 0 | 0 | 0 | 0 | 0 | 0 | 0 | 0 | 0 | 0 | 0 | 0 | 0 | 0 | 0 | 0 | 0
| Customer value of time (res) | $/customer min | 0.35181 | mins | 0 | 0 | 0 | 0 | 0 | 0 | 0 | 0 | 0 | 0 | 0 | 0 | 0 | 0 | 0 | 0 | 0 | 0 | 0 | 0 | 0 | 0 | 0 | 0 | 0
| Customer value of time (bus) | $/customer min | 0.35181 | mins | 0 | 0 | 0 | 0 | 0 | 0 | 0 | 0 | 0 | 0 | 0 | 0 | 0 | 0 | 0 | 0 | 0 | 0 | 0 | 0 | 0 | 0 | 0 | 0 | 0
| Communication | $/customer | 0 | customers | 0 | 0 | 0 | 0 | 0 | 0 | 0 | 0 | 0 | 0 | 0 | 0 | 0 | 0 | 0 | 0 | 0 | 0 | 0 | 0 | 0 | 0 | 0 | 0 | 0
| Information accessibility | $/customer | 0 | customers | 0 | 0 | 0 | 0 | 0 | 0 | 0 | 0 | 0 | 0 | 0 | 0 | 0 | 0 | 0 | 0 | 0 | 0 | 0 | 0 | 0 | 0 | 0 | 0 | 0
| Other benefits 1 |  |  | 2023-12-31 | 0 | 0 | 0 | 0 | 0 | 0 | 0 | 0 | 0 | 0 | 0 | 0 | 0 | 0 | 0 | 0 | 0 | 0 | 0 | 0 | 0 | 0 | 0 | 0 | 0
| Other benefits 2 |  |  | 2023-12-31 | 0 | 0 | 0 | 0 | 0 | 0 | 0 | 0 | 0 | 0 | 0 | 0 | 0 | 0 | 0 | 0 | 0 | 0 | 0 | 0 | 0 | 0 | 0 | 0 | 0
| Total other benefits |  |  | 2023-12-31 | 0 | 0 | 0 | 0 | 0 | 0 | 0 | 0 | 0 | 0 | 0 | 0 | 0 | 0 | 0 | 0 | 0 | 0 | 0 | 0 | 0 | 0 | 0 | 0 | 0
SUMMARY
| Risks mitigated vs base case |  |  | 2023-12-31 | 467284.5795 | 934569.159 | 934569.159 | 934569.159 | 934569.159 | 934569.159 | 934569.159 | 934569.159 | 934569.159 | 934569.159 | 934569.159 | 934569.159 | 934569.159 | 934569.159 | 934569.159 | 467284.5795 | 0 | 0 | 0 | 0 | 15637874.5563 | 15637874.5563 | 15637874.5563 | 15637874.5563 | 15637874.5563
Capital expenditure
| EFD |  |  | 2023-12-31 | -3162538.2158 | -3162538.2158 | 0 | 0 | 0 | 0 | 0 | 0 | 0 | 0 | 0 | 0 | 0 | 0 | 0 | 0 | 0 | 0 | 0 | 0 | 0 | 0 | 0 | 0 | 0
| 0 |  |  | 2023-12-31 | 0 | 0 | 0 | 0 | 0 | 0 | 0 | 0 | 0 | 0 | 0 | 0 | 0 | 0 | 0 | 0 | 0 | 0 | 0 | 0 | 0 | 0 | 0 | 0 | 0
| 0 |  |  | 2023-12-31 | 0 | 0 | 0 | 0 | 0 | 0 | 0 | 0 | 0 | 0 | 0 | 0 | 0 | 0 | 0 | 0 | 0 | 0 | 0 | 0 | 0 | 0 | 0 | 0 | 0
Cumulative capex
| EFD |  |  | 2023-12-31 | -3162538.2158 | -6325076.4315 | -6325076.4315 | -6325076.4315 | -6325076.4315 | -6325076.4315 | -6325076.4315 | -6325076.4315 | -6325076.4315 | -6325076.4315 | -6325076.4315 | -6325076.4315 | -6325076.4315 | -6325076.4315 | -6325076.4315 | -3162538.2158 | 0 | 0 | 0 | 0 | 0 | 0 | 0 | 0 | 0
| 0 |  |  | 2023-12-31 | 0 | 0 | 0 | 0 | 0 | 0 | 0 | 0 | 0 | 0 | 0 | 0 | 0 | 0 | 0 | 0 | 0 | 0 | 0 | 0 | 0 | 0 | 0 | 0 | 0
| 0 |  |  | 2023-12-31 | 0 | 0 | 0 | 0 | 0 | 0 | 0 | 0 | 0 | 0 | 0 | 0 | 0 | 0 | 0 | 0 | 0 | 0 | 0 | 0 | 0 | 0 | 0 | 0 | 0
Annualised capex
| Annualised capex - EFD |  |  | 2023-12-31 | 0 | -274587.6 | -549175.1999 | -549175.1999 | -549175.1999 | -549175.1999 | -549175.1999 | -549175.1999 | -549175.1999 | -549175.1999 | -549175.1999 | -549175.1999 | -549175.1999 | -549175.1999 | -549175.1999 | -549175.1999 | -274587.6 | 0 | 0 | 0 | 0 | 0 | 0 | 0 | 0
| Annualised capex - |  |  | 2023-12-31 | 0 | 0 | 0 | 0 | 0 | 0 | 0 | 0 | 0 | 0 | 0 | 0 | 0 | 0 | 0 | 0 | 0 | 0 | 0 | 0 | 0 | 0 | 0 | 0 | 0
| Annualised capex - |  |  | 2023-12-31 | 0 | 0 | 0 | 0 | 0 | 0 | 0 | 0 | 0 | 0 | 0 | 0 | 0 | 0 | 0 | 0 | 0 | 0 | 0 | 0 | 0 | 0 | 0 | 0 | 0
| Total annualised capex |  |  | 2023-12-31 | 0 | -274587.6 | -549175.1999 | -549175.1999 | -549175.1999 | -549175.1999 | -549175.1999 | -549175.1999 | -549175.1999 | -549175.1999 | -549175.1999 | -549175.1999 | -549175.1999 | -549175.1999 | -549175.1999 | -549175.1999 | -274587.6 | 0 | 0 | 0 | 0 | 0 | 0 | 0 | 0
| Annualised capex |  |  | 2023-12-31 | 0 | -274587.6 | -549175.1999 | -549175.1999 | -549175.1999 | -549175.1999 | -549175.1999 | -549175.1999 | -549175.1999 | -549175.1999 | -549175.1999 | -549175.1999 | -549175.1999 | -549175.1999 | -549175.1999 | -549175.1999 | -274587.6 | 0 | 0 | 0 | 0 | 0 | 0 | 0 | 0
| Operating expenditure |  |  | 2023-12-31 | -21762.7421 | -21762.7421 | -21762.7421 | -21762.7421 | -21762.7421 | -485543.7998 | -485543.7998 | -485543.7998 | -771730.2522 | -771730.2522 | -485543.7998 | -485543.7998 | -485543.7998 | -485543.7998 | -485543.7998 | -242771.8999 | 0 | 0 | 0 | 0 | 0 | 0 | 0 | 0 | 0
| Risk mitigated |  |  | 2023-12-31 | 467284.5795 | 934569.159 | 934569.159 | 934569.159 | 934569.159 | 934569.159 | 934569.159 | 934569.159 | 934569.159 | 934569.159 | 934569.159 | 934569.159 | 934569.159 | 934569.159 | 934569.159 | 467284.5795 | 0 | 0 | 0 | 0 | 15637874.5563 | 15637874.5563 | 15637874.5563 | 15637874.5563 | 15637874.5563
| Other benefits value |  |  | 2023-12-31 | 0 | 0 | 0 | 0 | 0 | 0 | 0 | 0 | 0 | 0 | 0 | 0 | 0 | 0 | 0 | 0 | 0 | 0 | 0 | 0 | 0 | 0 | 0 | 0 | 0
| Net benefits |  |  | 2023-12-31 | 445521.8374 | 638218.817 | 363631.217 | 363631.217 | 363631.217 | -100149.8407 | -100149.8407 | -100149.8407 | -386336.2931 | -386336.2931 | -100149.8407 | -100149.8407 | -100149.8407 | -100149.8407 | -100149.8407 | -324662.5203 | -274587.6 | 0 | 0 | 0 | 15637874.5563 | 15637874.5563 | 15637874.5563 | 15637874.5563 | 15637874.5563
| First capex year |  |  | 1
| First year |  |  | 1
SENSITIVITIES
NPV | Net benefits |  |  | Option 4NPV | 445521.8374 | 638218.817 | 363631.217 | 363631.217 | 363631.217 | -100149.8407 | -100149.8407 | -100149.8407 | -386336.2931 | -386336.2931 | -100149.8407 | -100149.8407 | -100149.8407 | -100149.8407 | -100149.8407 | -324662.5203 | -274587.6 | 0 | 0 | 0 | 15637874.5563 | 15637874.5563 | 15637874.5563 | 15637874.5563 | 15637874.5563
| Total annualised capex |  |  |  | 0 | -274587.6 | -549175.1999 | -549175.1999 | -549175.1999 | -549175.1999 | -549175.1999 | -549175.1999 | -549175.1999 | -549175.1999 | -549175.1999 | -549175.1999 | -549175.1999 | -549175.1999 | -549175.1999 | -549175.1999 | -274587.6 | 0 | 0 | 0 | 0 | 0 | 0 | 0 | 0
| Total benefits |  |  |  | 467284.5795 | 934569.159 | 934569.159 | 934569.159 | 934569.159 | 934569.159 | 934569.159 | 934569.159 | 934569.159 | 934569.159 | 934569.159 | 934569.159 | 934569.159 | 934569.159 | 934569.159 | 467284.5795 | 0 | 0 | 0 | 0 | 15637874.5563 | 15637874.5563 | 15637874.5563 | 15637874.5563 | 15637874.5563
|  | Capex | Total benefits
sens1 | Capex 10% higher | 10% | 0% | Option 4sens1 | 445521.8374 | 610760.057 | 308713.697 | 308713.697 | 308713.697 | -155067.3607 | -155067.3607 | -155067.3607 | -441253.8131 | -441253.8131 | -155067.3607 | -155067.3607 | -155067.3607 | -155067.3607 | -155067.3607 | -379580.0403 | -302046.36 | 0 | 0 | 0 | 15637874.5563 | 15637874.5563 | 15637874.5563 | 15637874.5563 | 15637874.5563
sens2 | Capex 10% lower | -10% | 0% | Option 4sens2 | 445521.8374 | 665677.577 | 418548.737 | 418548.737 | 418548.737 | -45232.3207 | -45232.3207 | -45232.3207 | -331418.7731 | -331418.7731 | -45232.3207 | -45232.3207 | -45232.3207 | -45232.3207 | -45232.3207 | -269745.0003 | -247128.84 | 0 | 0 | 0 | 15637874.5563 | 15637874.5563 | 15637874.5563 | 15637874.5563 | 15637874.5563
sens3 | Total benefits 10% higher | 0% | 10% | Option 4sens3 | 492250.2954 | 731675.7329 | 457088.1329 | 457088.1329 | 457088.1329 | -6692.9248 | -6692.9248 | -6692.9248 | -292879.3772 | -292879.3772 | -6692.9248 | -6692.9248 | -6692.9248 | -6692.9248 | -6692.9248 | -277934.0624 | -274587.6 | 0 | 0 | 0 | 17201662.012 | 17201662.012 | 17201662.012 | 17201662.012 | 17201662.012
sens4 | Total benefits 10% lower | 0% | -10% | Option 4sens4 | 398793.3795 | 544761.9011 | 270174.3011 | 270174.3011 | 270174.3011 | -193606.7566 | -193606.7566 | -193606.7566 | -479793.209 | -479793.209 | -193606.7566 | -193606.7566 | -193606.7566 | -193606.7566 | -193606.7566 | -371390.9783 | -274587.6 | 0 | 0 | 0 | 14074087.1007 | 14074087.1007 | 14074087.1007 | 14074087.1007 | 14074087.1007
sens5 | Capex 10% higher & Total benefits 10% lower | 10% | -10% | Option 4sens5 | 398793.3795 | 517303.1411 | 215256.7811 | 215256.7811 | 215256.7811 | -248524.2766 | -248524.2766 | -248524.2766 | -534710.729 | -534710.729 | -248524.2766 | -248524.2766 | -248524.2766 | -248524.2766 | -248524.2766 | -426308.4982 | -302046.36 | 0 | 0 | 0 | 14074087.1007 | 14074087.1007 | 14074087.1007 | 14074087.1007 | 14074087.1007
sens | 0 | 0% | 0% | Option 4sens | 445521.8374 | 638218.817 | 363631.217 | 363631.217 | 363631.217 | -100149.8407 | -100149.8407 | -100149.8407 | -386336.2931 | -386336.2931 | -100149.8407 | -100149.8407 | -100149.8407 | -100149.8407 | -100149.8407 | -324662.5203 | -274587.6 | 0 | 0 | 0 | 15637874.5563 | 15637874.5563 | 15637874.5563 | 15637874.5563 | 15637874.5563
sens | 0 | 0% | 0% | Option 4sens | 445521.8374 | 638218.817 | 363631.217 | 363631.217 | 363631.217 | -100149.8407 | -100149.8407 | -100149.8407 | -386336.2931 | -386336.2931 | -100149.8407 | -100149.8407 | -100149.8407 | -100149.8407 | -100149.8407 | -324662.5203 | -274587.6 | 0 | 0 | 0 | 15637874.5563 | 15637874.5563 | 15637874.5563 | 15637874.5563 | 15637874.5563
sens | 0 | 0% | 0% | Option 4sens | 445521.8374 | 638218.817 | 363631.217 | 363631.217 | 363631.217 | -100149.8407 | -100149.8407 | -100149.8407 | -386336.2931 | -386336.2931 | -100149.8407 | -100149.8407 | -100149.8407 | -100149.8407 | -100149.8407 | -324662.5203 | -274587.6 | 0 | 0 | 0 | 15637874.5563 | 15637874.5563 | 15637874.5563 | 15637874.5563 | 15637874.5563

## Option5
Powercor
Minimise bushfire risk from SWER in ELCA, REFCL and HBRA areas
OPTION 5 | Targeted installation of covered conductor and EFD on SWER lines
Count |  |  |  |  | 1 | 2 | 3 | 4 | 5 | 6 | 7 | 8 | 9 | 10 | 11 | 12 | 13 | 14 | 15 | 16 | 17 | 18 | 19 | 20 | 21 | 22 | 23 | 24 | 25
Value of CO2 reductions |  |  |  | $/MWh | 24.7305 | 22.3407 | 20.1963 | 18.0629 | 15.9134 | 13.7151 | 13.7151 | 13.7151 | 13.7151 | 13.7151 | 13.7151 | 13.7151 | 13.7151 | 13.7151 | 13.7151 | 13.7151 | 13.7151 | 13.7151 | 13.7151 | 13.7151 | 13.7151 | 13.7151 | 13.7151 | 13.7151 | 13.7151
|  |  |  | Units | 2026-27 | 2027-28 | 2028-29 | 2029-30 | 2030-31 | 2031-32 | 2032-33 | 2033-34 | 2034-35 | 2035-36 | 2036-37 | 2037-38 | 2038-39 | 2039-40 | 2040-41 | 2041-42 | 2042-43 | 2043-44 | 2044-45 | 2045-46 | 2046-47 | 2047-48 | 2048-49 | 2049-50 | 2050-51
INVESTMENT & OPERATING COST
| Capex |  | Asset life (yrs)
| Covered conductor |  | 30 | 2023-12-31 | 2660000 | 2660000 | 0 | 0 | 0 | 0 | 0 | 0 | 0 | 0 | 0 | 0 | 0 | 0 | 0 | 0 | 0 | 0 | 0 | 0 | 0 | 0 | 0 | 0 | 0
| EFD |  | 15 | 2023-12-31 | 3162538.2158 | 3162538.2158 | 0 | 0 | 0 | 0 | 0 | 0 | 0 | 0 | 0 | 0 | 0 | 0 | 0 | 0 | 0 | 0 | 0 | 0 | 0 | 0 | 0 | 0 | 0
|  |  | 0 | 2023-12-31 | 0 | 0 | 0 | 0 | 0 | 0 | 0 | 0 | 0 | 0 | 0 | 0 | 0 | 0 | 0 | 0 | 0 | 0 | 0 | 0 | 0 | 0 | 0 | 0 | 0
| Capital expenditure |  |  | 2023-12-31 | 5822538.2158 | 5822538.2158 | 0 | 0 | 0 | 0 | 0 | 0 | 0 | 0 | 0 | 0 | 0 | 0 | 0 | 0 | 0 | 0 | 0 | 0 | 0 | 0 | 0 | 0 | 0
| Operating expenditure |  |  | 2023-12-31 | 21762.7421 | 21762.7421 | 21762.7421 | 21762.7421 | 21762.7421 | 485543.7998 | 485543.7998 | 485543.7998 | 771730.2522 | 771730.2522 | 485543.7998 | 485543.7998 | 485543.7998 | 485543.7998 | 485543.7998 | 242771.8999 | 0 | 0 | 0 | 0 | 0 | 0 | 0 | 0 | 0
RISK ASSUMPTIONS
| PoF (major) |  |  |  | 0 | 0 | 0 | 0 | 0 | 0 | 0 | 0 | 0 | 0 | 0 | 0 | 0 | 0 | 0 | 0 | 0 | 0 | 0 | 0 | 0 | 0 | 0 | 0 | 0
| PoF (reparable) |  |  |  | 0 | 0 | 0 | 0 | 0 | 0 | 0 | 0 | 0 | 0 | 0 | 0 | 0 | 0 | 0 | 0 | 0 | 0 | 0 | 0 | 0 | 0 | 0 | 0 | 0
| Energy at risk (weighted) |  |  | MWh | 0 | 0 | 0 | 0 | 0 | 0 | 0 | 0 | 0 | 0 | 0 | 0 | 0 | 0 | 0 | 0 | 0 | 0 | 0 | 0 | 0 | 0 | 0 | 0 | 0
| Energy at risk value | $/MWh | 43815.4862 | 2023-12-31 | 833213.9151 | 817721.52 | 817721.52 | 817721.52 | 817721.52 | 817721.52 | 817721.52 | 817721.52 | 817721.52 | 817721.52 | 817721.52 | 817721.52 | 817721.52 | 817721.52 | 817721.52 | 831687.3927 | 845653.2653 | 845653.2653 | 845653.2653 | 845653.2653 | 0 | 0 | 0 | 0 | 0
| Safety consequence | (after DF) |  | 2023-12-31 | 0 | 0 | 0 | 0 | 0 | 0 | 0 | 0 | 0 | 0 | 0 | 0 | 0 | 0 | 0 | 0 | 0 | 0 | 0 | 0 | 0 | 0 | 0 | 0 | 0
| Unplanned replacements |  |  | 2023-12-31 | 0 | 0 | 0 | 0 | 0 | 0 | 0 | 0 | 0 | 0 | 0 | 0 | 0 | 0 | 0 | 0 | 0 | 0 | 0 | 0 | 0 | 0 | 0 | 0 | 0
| Environmental consequence | (after DF) |  | 2023-12-31 | 0 | 0 | 0 | 0 | 0 | 0 | 0 | 0 | 0 | 0 | 0 | 0 | 0 | 0 | 0 | 0 | 0 | 0 | 0 | 0 | 0 | 0 | 0 | 0 | 0
| Bushfire risk |  |  | 2023-12-31 | 14166422.2048 | 13543676.1635 | 13543676.1635 | 13543676.1635 | 13543676.1635 | 13543676.1635 | 13543676.1635 | 13543676.1635 | 13543676.1635 | 13543676.1635 | 13543676.1635 | 13543676.1635 | 13543676.1635 | 13543676.1635 | 13543676.1635 | 13996994.8703 | 14450313.5771 | 14450313.5771 | 14450313.5771 | 14450313.5771 | 0 | 0 | 0 | 0 | 0
| < Other risk - enter description > |  |  | 2023-12-31 | 0 | 0 | 0 | 0 | 0 | 0 | 0 | 0 | 0 | 0 | 0 | 0 | 0 | 0 | 0 | 0 | 0 | 0 | 0 | 0 | 0 | 0 | 0 | 0 | 0
| Total risk cost |  |  |  | 14999636.1199 | 14361397.6834 | 14361397.6834 | 14361397.6834 | 14361397.6834 | 14361397.6834 | 14361397.6834 | 14361397.6834 | 14361397.6834 | 14361397.6834 | 14361397.6834 | 14361397.6834 | 14361397.6834 | 14361397.6834 | 14361397.6834 | 14828682.2629 | 15295966.8424 | 15295966.8424 | 15295966.8424 | 15295966.8424 | 0 | 0 | 0 | 0 | 0
OTHER BENEFITS
| Reduction in CO2 emissions |  |  | MWh | 0 | 0 | 0 | 0 | 0 | 0 | 0 | 0 | 0 | 0 | 0 | 0 | 0 | 0 | 0 | 0 | 0 | 0 | 0 | 0 | 0 | 0 | 0 | 0 | 0
| Value of reduction in CO2 emissions |  |  | $ | 0 | 0 | 0 | 0 | 0 | 0 | 0 | 0 | 0 | 0 | 0 | 0 | 0 | 0 | 0 | 0 | 0 | 0 | 0 | 0 | 0 | 0 | 0 | 0 | 0
| Reliability in worst-served areas | $/MWh | 151432.8174 | MWh | 0 | 0 | 0 | 0 | 0 | 0 | 0 | 0 | 0 | 0 | 0 | 0 | 0 | 0 | 0 | 0 | 0 | 0 | 0 | 0 | 0 | 0 | 0 | 0 | 0
| Network resilience | $/MWh | 24590 | MWh | 0 | 0 | 0 | 0 | 0 | 0 | 0 | 0 | 0 | 0 | 0 | 0 | 0 | 0 | 0 | 0 | 0 | 0 | 0 | 0 | 0 | 0 | 0 | 0 | 0
| Enabling solar exports | $/MWh | 88.3577 | MWh | 0 | 0 | 0 | 0 | 0 | 0 | 0 | 0 | 0 | 0 | 0 | 0 | 0 | 0 | 0 | 0 | 0 | 0 | 0 | 0 | 0 | 0 | 0 | 0 | 0
| Aesthetics | $/customer | 0 | customers | 0 | 0 | 0 | 0 | 0 | 0 | 0 | 0 | 0 | 0 | 0 | 0 | 0 | 0 | 0 | 0 | 0 | 0 | 0 | 0 | 0 | 0 | 0 | 0 | 0
| Customer value of time (res) | $/customer min | 0.35181 | mins | 0 | 0 | 0 | 0 | 0 | 0 | 0 | 0 | 0 | 0 | 0 | 0 | 0 | 0 | 0 | 0 | 0 | 0 | 0 | 0 | 0 | 0 | 0 | 0 | 0
| Customer value of time (bus) | $/customer min | 0.35181 | mins | 0 | 0 | 0 | 0 | 0 | 0 | 0 | 0 | 0 | 0 | 0 | 0 | 0 | 0 | 0 | 0 | 0 | 0 | 0 | 0 | 0 | 0 | 0 | 0 | 0
| Communication | $/customer | 0 | customers | 0 | 0 | 0 | 0 | 0 | 0 | 0 | 0 | 0 | 0 | 0 | 0 | 0 | 0 | 0 | 0 | 0 | 0 | 0 | 0 | 0 | 0 | 0 | 0 | 0
| Information accessibility | $/customer | 0 | customers | 0 | 0 | 0 | 0 | 0 | 0 | 0 | 0 | 0 | 0 | 0 | 0 | 0 | 0 | 0 | 0 | 0 | 0 | 0 | 0 | 0 | 0 | 0 | 0 | 0
| Other benefits 1 |  |  | 2023-12-31 | 0 | 0 | 0 | 0 | 0 | 0 | 0 | 0 | 0 | 0 | 0 | 0 | 0 | 0 | 0 | 0 | 0 | 0 | 0 | 0 | 0 | 0 | 0 | 0 | 0
| Other benefits 2 |  |  | 2023-12-31 | 0 | 0 | 0 | 0 | 0 | 0 | 0 | 0 | 0 | 0 | 0 | 0 | 0 | 0 | 0 | 0 | 0 | 0 | 0 | 0 | 0 | 0 | 0 | 0 | 0
| Total other benefits |  |  | 2023-12-31 | 0 | 0 | 0 | 0 | 0 | 0 | 0 | 0 | 0 | 0 | 0 | 0 | 0 | 0 | 0 | 0 | 0 | 0 | 0 | 0 | 0 | 0 | 0 | 0 | 0
SUMMARY
| Risks mitigated vs base case |  |  | 2023-12-31 | 638238.4365 | 1276476.8729 | 1276476.8729 | 1276476.8729 | 1276476.8729 | 1276476.8729 | 1276476.8729 | 1276476.8729 | 1276476.8729 | 1276476.8729 | 1276476.8729 | 1276476.8729 | 1276476.8729 | 1276476.8729 | 1276476.8729 | 809192.2934 | 341907.7139 | 341907.7139 | 341907.7139 | 341907.7139 | 15637874.5563 | 15637874.5563 | 15637874.5563 | 15637874.5563 | 15637874.5563
Capital expenditure
| Covered conductor |  |  | 2023-12-31 | -2660000 | -2660000 | 0 | 0 | 0 | 0 | 0 | 0 | 0 | 0 | 0 | 0 | 0 | 0 | 0 | 0 | 0 | 0 | 0 | 0 | 0 | 0 | 0 | 0 | 0
| EFD |  |  | 2023-12-31 | -3162538.2158 | -3162538.2158 | 0 | 0 | 0 | 0 | 0 | 0 | 0 | 0 | 0 | 0 | 0 | 0 | 0 | 0 | 0 | 0 | 0 | 0 | 0 | 0 | 0 | 0 | 0
| 0 |  |  | 2023-12-31 | 0 | 0 | 0 | 0 | 0 | 0 | 0 | 0 | 0 | 0 | 0 | 0 | 0 | 0 | 0 | 0 | 0 | 0 | 0 | 0 | 0 | 0 | 0 | 0 | 0
Cumulative capex
| Covered conductor |  |  | 2023-12-31 | -2660000 | -5320000 | -5320000 | -5320000 | -5320000 | -5320000 | -5320000 | -5320000 | -5320000 | -5320000 | -5320000 | -5320000 | -5320000 | -5320000 | -5320000 | -5320000 | -5320000 | -5320000 | -5320000 | -5320000 | -5320000 | -5320000 | -5320000 | -5320000 | -5320000
| EFD |  |  | 2023-12-31 | -3162538.2158 | -6325076.4315 | -6325076.4315 | -6325076.4315 | -6325076.4315 | -6325076.4315 | -6325076.4315 | -6325076.4315 | -6325076.4315 | -6325076.4315 | -6325076.4315 | -6325076.4315 | -6325076.4315 | -6325076.4315 | -6325076.4315 | -3162538.2158 | 0 | 0 | 0 | 0 | 0 | 0 | 0 | 0 | 0
| 0 |  |  | 2023-12-31 | 0 | 0 | 0 | 0 | 0 | 0 | 0 | 0 | 0 | 0 | 0 | 0 | 0 | 0 | 0 | 0 | 0 | 0 | 0 | 0 | 0 | 0 | 0 | 0 | 0
Annualised capex
| Annualised capex - Covered conductor |  |  | 2023-12-31 | 0 | -144627.7421 | -289255.4842 | -289255.4842 | -289255.4842 | -289255.4842 | -289255.4842 | -289255.4842 | -289255.4842 | -289255.4842 | -289255.4842 | -289255.4842 | -289255.4842 | -289255.4842 | -289255.4842 | -289255.4842 | -289255.4842 | -289255.4842 | -289255.4842 | -289255.4842 | -289255.4842 | -289255.4842 | -289255.4842 | -289255.4842 | -289255.4842
| Annualised capex - EFD |  |  | 2023-12-31 | 0 | -274587.6 | -549175.1999 | -549175.1999 | -549175.1999 | -549175.1999 | -549175.1999 | -549175.1999 | -549175.1999 | -549175.1999 | -549175.1999 | -549175.1999 | -549175.1999 | -549175.1999 | -549175.1999 | -549175.1999 | -274587.6 | 0 | 0 | 0 | 0 | 0 | 0 | 0 | 0
| Annualised capex - |  |  | 2023-12-31 | 0 | 0 | 0 | 0 | 0 | 0 | 0 | 0 | 0 | 0 | 0 | 0 | 0 | 0 | 0 | 0 | 0 | 0 | 0 | 0 | 0 | 0 | 0 | 0 | 0
| Total annualised capex |  |  | 2023-12-31 | 0 | -419215.342 | -838430.6841 | -838430.6841 | -838430.6841 | -838430.6841 | -838430.6841 | -838430.6841 | -838430.6841 | -838430.6841 | -838430.6841 | -838430.6841 | -838430.6841 | -838430.6841 | -838430.6841 | -838430.6841 | -563843.0841 | -289255.4842 | -289255.4842 | -289255.4842 | -289255.4842 | -289255.4842 | -289255.4842 | -289255.4842 | -289255.4842
| Annualised capex |  |  | 2023-12-31 | 0 | -419215.342 | -838430.6841 | -838430.6841 | -838430.6841 | -838430.6841 | -838430.6841 | -838430.6841 | -838430.6841 | -838430.6841 | -838430.6841 | -838430.6841 | -838430.6841 | -838430.6841 | -838430.6841 | -838430.6841 | -563843.0841 | -289255.4842 | -289255.4842 | -289255.4842 | -289255.4842 | -289255.4842 | -289255.4842 | -289255.4842 | -289255.4842
| Operating expenditure |  |  | 2023-12-31 | -21762.7421 | -21762.7421 | -21762.7421 | -21762.7421 | -21762.7421 | -485543.7998 | -485543.7998 | -485543.7998 | -771730.2522 | -771730.2522 | -485543.7998 | -485543.7998 | -485543.7998 | -485543.7998 | -485543.7998 | -242771.8999 | 0 | 0 | 0 | 0 | 0 | 0 | 0 | 0 | 0
| Risk mitigated |  |  | 2023-12-31 | 638238.4365 | 1276476.8729 | 1276476.8729 | 1276476.8729 | 1276476.8729 | 1276476.8729 | 1276476.8729 | 1276476.8729 | 1276476.8729 | 1276476.8729 | 1276476.8729 | 1276476.8729 | 1276476.8729 | 1276476.8729 | 1276476.8729 | 809192.2934 | 341907.7139 | 341907.7139 | 341907.7139 | 341907.7139 | 15637874.5563 | 15637874.5563 | 15637874.5563 | 15637874.5563 | 15637874.5563
| Other benefits value |  |  | 2023-12-31 | 0 | 0 | 0 | 0 | 0 | 0 | 0 | 0 | 0 | 0 | 0 | 0 | 0 | 0 | 0 | 0 | 0 | 0 | 0 | 0 | 0 | 0 | 0 | 0 | 0
| Net benefits |  |  | 2023-12-31 | 616475.6944 | 835498.7888 | 416283.4467 | 416283.4467 | 416283.4467 | -47497.611 | -47497.611 | -47497.611 | -333684.0634 | -333684.0634 | -47497.611 | -47497.611 | -47497.611 | -47497.611 | -47497.611 | -272010.2906 | -221935.3702 | 52652.2297 | 52652.2297 | 52652.2297 | 15348619.0722 | 15348619.0722 | 15348619.0722 | 15348619.0722 | 15348619.0722
| First capex year |  |  | 1
| First year |  |  | 1
SENSITIVITIES
NPV | Net benefits |  |  | Option 5NPV | 616475.6944 | 835498.7888 | 416283.4467 | 416283.4467 | 416283.4467 | -47497.611 | -47497.611 | -47497.611 | -333684.0634 | -333684.0634 | -47497.611 | -47497.611 | -47497.611 | -47497.611 | -47497.611 | -272010.2906 | -221935.3702 | 52652.2297 | 52652.2297 | 52652.2297 | 15348619.0722 | 15348619.0722 | 15348619.0722 | 15348619.0722 | 15348619.0722
| Total annualised capex |  |  |  | 0 | -419215.342 | -838430.6841 | -838430.6841 | -838430.6841 | -838430.6841 | -838430.6841 | -838430.6841 | -838430.6841 | -838430.6841 | -838430.6841 | -838430.6841 | -838430.6841 | -838430.6841 | -838430.6841 | -838430.6841 | -563843.0841 | -289255.4842 | -289255.4842 | -289255.4842 | -289255.4842 | -289255.4842 | -289255.4842 | -289255.4842 | -289255.4842
| Total benefits |  |  |  | 638238.4365 | 1276476.8729 | 1276476.8729 | 1276476.8729 | 1276476.8729 | 1276476.8729 | 1276476.8729 | 1276476.8729 | 1276476.8729 | 1276476.8729 | 1276476.8729 | 1276476.8729 | 1276476.8729 | 1276476.8729 | 1276476.8729 | 809192.2934 | 341907.7139 | 341907.7139 | 341907.7139 | 341907.7139 | 15637874.5563 | 15637874.5563 | 15637874.5563 | 15637874.5563 | 15637874.5563
|  | Capex | Total benefits
sens1 | Capex 10% higher | 10% | 0% | Option 5sens1 | 616475.6944 | 793577.2546 | 332440.3783 | 332440.3783 | 332440.3783 | -131340.6794 | -131340.6794 | -131340.6794 | -417527.1318 | -417527.1318 | -131340.6794 | -131340.6794 | -131340.6794 | -131340.6794 | -131340.6794 | -355853.359 | -278319.6786 | 23726.6813 | 23726.6813 | 23726.6813 | 15319693.5238 | 15319693.5238 | 15319693.5238 | 15319693.5238 | 15319693.5238
sens2 | Capex 10% lower | -10% | 0% | Option 5sens2 | 616475.6944 | 877420.323 | 500126.5152 | 500126.5152 | 500126.5152 | 36345.4575 | 36345.4575 | 36345.4575 | -249840.995 | -249840.995 | 36345.4575 | 36345.4575 | 36345.4575 | 36345.4575 | 36345.4575 | -188167.2222 | -165551.0618 | 81577.7782 | 81577.7782 | 81577.7782 | 15377544.6206 | 15377544.6206 | 15377544.6206 | 15377544.6206 | 15377544.6206
sens3 | Total benefits 10% higher | 0% | 10% | Option 5sens3 | 680299.538 | 963146.4761 | 543931.134 | 543931.134 | 543931.134 | 80150.0763 | 80150.0763 | 80150.0763 | -206036.3761 | -206036.3761 | 80150.0763 | 80150.0763 | 80150.0763 | 80150.0763 | 80150.0763 | -191091.0612 | -187744.5988 | 86843.0011 | 86843.0011 | 86843.0011 | 16912406.5278 | 16912406.5278 | 16912406.5278 | 16912406.5278 | 16912406.5278
sens4 | Total benefits 10% lower | 0% | -10% | Option 5sens4 | 552651.8507 | 707851.1015 | 288635.7595 | 288635.7595 | 288635.7595 | -175145.2982 | -175145.2982 | -175145.2982 | -461331.7507 | -461331.7507 | -175145.2982 | -175145.2982 | -175145.2982 | -175145.2982 | -175145.2982 | -352929.5199 | -256126.1416 | 18461.4584 | 18461.4584 | 18461.4584 | 13784831.6166 | 13784831.6166 | 13784831.6166 | 13784831.6166 | 13784831.6166
sens5 | Capex 10% higher & Total benefits 10% lower | 10% | -10% | Option 5sens5 | 552651.8507 | 665929.5673 | 204792.691 | 204792.691 | 204792.691 | -258988.3666 | -258988.3666 | -258988.3666 | -545174.8191 | -545174.8191 | -258988.3666 | -258988.3666 | -258988.3666 | -258988.3666 | -258988.3666 | -436772.5883 | -312510.45 | -10464.0901 | -10464.0901 | -10464.0901 | 13755906.0681 | 13755906.0681 | 13755906.0681 | 13755906.0681 | 13755906.0681
sens | 0 | 0% | 0% | Option 5sens | 616475.6944 | 835498.7888 | 416283.4467 | 416283.4467 | 416283.4467 | -47497.611 | -47497.611 | -47497.611 | -333684.0634 | -333684.0634 | -47497.611 | -47497.611 | -47497.611 | -47497.611 | -47497.611 | -272010.2906 | -221935.3702 | 52652.2297 | 52652.2297 | 52652.2297 | 15348619.0722 | 15348619.0722 | 15348619.0722 | 15348619.0722 | 15348619.0722
sens | 0 | 0% | 0% | Option 5sens | 616475.6944 | 835498.7888 | 416283.4467 | 416283.4467 | 416283.4467 | -47497.611 | -47497.611 | -47497.611 | -333684.0634 | -333684.0634 | -47497.611 | -47497.611 | -47497.611 | -47497.611 | -47497.611 | -272010.2906 | -221935.3702 | 52652.2297 | 52652.2297 | 52652.2297 | 15348619.0722 | 15348619.0722 | 15348619.0722 | 15348619.0722 | 15348619.0722
sens | 0 | 0% | 0% | Option 5sens | 616475.6944 | 835498.7888 | 416283.4467 | 416283.4467 | 416283.4467 | -47497.611 | -47497.611 | -47497.611 | -333684.0634 | -333684.0634 | -47497.611 | -47497.611 | -47497.611 | -47497.611 | -47497.611 | -272010.2906 | -221935.3702 | 52652.2297 | 52652.2297 | 52652.2297 | 15348619.0722 | 15348619.0722 | 15348619.0722 | 15348619.0722 | 15348619.0722

## Consol
Powercor
Minimise bushfire risk from SWER in ELCA, REFCL and HBRA areas
CONSOLIDATED
Discount factor |  |  |  |  | 0 | 0.98295 | 0.94971 | 0.91759 | 0.88656 | 0.85658 | 0.82761 | 0.79963 | 0.77259 | 0.74646 | 0.72122 | 0.69683 | 0.67326 | 0.6505 | 0.6285 | 0.60725 | 0.58671 | 0.56687 | 0.5477 | 0.52918 | 0.51129 | 0.494 | 0.47729 | 0.46115 | 0.44556 | 0.43049
Count |  |  |  |  | 0 | 1 | 2 | 3 | 4 | 5 | 6 | 7 | 8 | 9 | 10 | 11 | 12 | 13 | 14 | 15 | 16 | 17 | 18 | 19 | 20 | 21 | 22 | 23 | 24 | 25
Analysis period |  |  |  |  | TRUE | TRUE | TRUE | TRUE | TRUE | TRUE | TRUE | TRUE | TRUE | TRUE | TRUE | TRUE | TRUE | TRUE | TRUE | TRUE | TRUE | TRUE | TRUE | TRUE | TRUE | FALSE | FALSE | FALSE | FALSE | FALSE
[5 empty] | 2026-06-30 | 2026-27 | 2027-28 | 2028-29 | 2029-30 | 2030-31 | 2031-32 | 2032-33 | 2033-34 | 2034-35 | 2035-36 | 2036-37 | 2037-38 | 2038-39 | 2039-40 | 2040-41 | 2041-42 | 2042-43 | 2043-44 | 2044-45 | 2045-46 | 2046-47 | 2047-48 | 2048-49 | 2049-50 | 2050-51
COSTS |  |  | PV
Option 1 (base case) | Energy at risk value | Option 1 (base case)Energy at risk value | 15837469.9153 | 2026-06-30 |  | 944535.9858 | 944535.9858 | 944535.9858 | 944535.9858 | 944535.9858 | 944535.9858 | 944535.9858 | 944535.9858 | 944535.9858 | 944535.9858 | 944535.9858 | 944535.9858 | 944535.9858 | 944535.9858 | 944535.9858 | 944535.9858 | 944535.9858 | 944535.9858 | 944535.9858 | 944535.9858 | 944535.9858 | 944535.9858 | 944535.9858 | 944535.9858 | 944535.9858
Option 1 (base case) | Capital expenditure | Option 1 (base case)Capital expenditure | 0 | 2026-06-30 |  | 0 | 0 | 0 | 0 | 0 | 0 | 0 | 0 | 0 | 0 | 0 | 0 | 0 | 0 | 0 | 0 | 0 | 0 | 0 | 0 | 0 | 0 | 0 | 0 | 0
Option 1 (base case) | Total risk cost | Option 1 (base case)Total risk cost | 251638159.5974 | 2026-06-30 |  | 17403588.3568 | 17403588.3568 | 17403588.3568 | 17403588.3568 | 17403588.3568 | 17403588.3568 | 17403588.3568 | 17403588.3568 | 17403588.3568 | 17403588.3568 | 17403588.3568 | 17403588.3568 | 17403588.3568 | 17403588.3568 | 17403588.3568 | 17403588.3568 | 17403588.3568 | 17403588.3568 | 17403588.3568 | 17403588.3568 | 17403588.3568 | 17403588.3568 | 17403588.3568 | 17403588.3568 | 17403588.3568
Option 1 (base case) |  | Option 1 (base case)
Option 1 (base case) | Annualised capex | Option 1 (base case)Annualised capex | 0 | 2026-06-30 |  | 0 | 0 | 0 | 0 | 0 | 0 | 0 | 0 | 0 | 0 | 0 | 0 | 0 | 0 | 0 | 0 | 0 | 0 | 0 | 0 | 0 | 0 | 0 | 0 | 0
Option 1 (base case) | Operating expenditure | Option 1 (base case)Operating expenditure | 0 | 2026-06-30 |  | 0 | 0 | 0 | 0 | 0 | 0 | 0 | 0 | 0 | 0 | 0 | 0 | 0 | 0 | 0 | 0 | 0 | 0 | 0 | 0 | 0 | 0 | 0 | 0 | 0
Option 1 (base case) | Risk mitigated | Option 1 (base case)Risk mitigated | 0 | 2026-06-30 |  | 0 | 0 | 0 | 0 | 0 | 0 | 0 | 0 | 0 | 0 | 0 | 0 | 0 | 0 | 0 | 0 | 0 | 0 | 0 | 0 | 0 | 0 | 0 | 0 | 0
Option 1 (base case) | Other benefits value | Option 1 (base case)Other benefits value | 0 | 2026-06-30 |  | 0 | 0 | 0 | 0 | 0 | 0 | 0 | 0 | 0 | 0 | 0 | 0 | 0 | 0 | 0 | 0 | 0 | 0 | 0 | 0 | 0 | 0 | 0 | 0 | 0
Option 1 (base case) | Net benefits | Option 1 (base case)Net benefits |  | 2026-06-30 |  | 0 | 0 | 0 | 0 | 0 | 0 | 0 | 0 | 0 | 0 | 0 | 0 | 0 | 0 | 0 | 0 | 0 | 0 | 0 | 0 | 0 | 0 | 0 | 0 | 0
Option 1 (base case) | NPV | Option 1 (base case)NPV | 0 | 2026-06-30
Option 1 (base case) | PV of costs | Option 1 (base case)PV of costs | 0 | 2026-06-30
Option 1 (base case) | PV of benefits | Option 1 (base case)PV of benefits | 0 | 2026-06-30
Option 2 | Energy at risk value | Option 2Energy at risk value | 13609569.7972 | 2026-06-30 |  | 942837.0996 | 941138.2135 | 941138.2135 | 941138.2135 | 941138.2135 | 941138.2135 | 941138.2135 | 941138.2135 | 941138.2135 | 941138.2135 | 941138.2135 | 941138.2135 | 941138.2135 | 941138.2135 | 941138.2135 | 941138.2135 | 941138.2135 | 941138.2135 | 941138.2135 | 941138.2135 | 0 | 0 | 0 | 0 | 0
Option 2 | Capital expenditure | Option 2Capital expenditure | -5721324.7946 | 2026-06-30 |  | -2960347.6395 | -2960347.6395 | 0 | 0 | 0 | 0 | 0 | 0 | 0 | 0 | 0 | 0 | 0 | 0 | 0 | 0 | 0 | 0 | 0 | 0 | 0 | 0 | 0 | 0 | 0
Option 2 | Total risk cost | Option 2Total risk cost | 246323335.313 | 2026-06-30 |  | 17213331.6475 | 17023074.9381 | 17023074.9381 | 17023074.9381 | 17023074.9381 | 17023074.9381 | 17023074.9381 | 17023074.9381 | 17023074.9381 | 17023074.9381 | 17023074.9381 | 17023074.9381 | 17023074.9381 | 17023074.9381 | 17023074.9381 | 17023074.9381 | 17023074.9381 | 17023074.9381 | 17023074.9381 | 17023074.9381 | 0 | 0 | 0 | 0 | 0
Option 2 |  | Option 2
Option 2 | Annualised capex | Option 2Annualised capex | -4185289.5186 | 2026-06-30 |  | 0 | -160958.0432 | -321916.0864 | -321916.0864 | -321916.0864 | -321916.0864 | -321916.0864 | -321916.0864 | -321916.0864 | -321916.0864 | -321916.0864 | -321916.0864 | -321916.0864 | -321916.0864 | -321916.0864 | -321916.0864 | -321916.0864 | -321916.0864 | -321916.0864 | -321916.0864 | 0 | 0 | 0 | 0 | 0
Option 2 | Operating expenditure | Option 2Operating expenditure | 0 | 2026-06-30 |  | 0 | 0 | 0 | 0 | 0 | 0 | 0 | 0 | 0 | 0 | 0 | 0 | 0 | 0 | 0 | 0 | 0 | 0 | 0 | 0 | 0 | 0 | 0 | 0 | 0
Option 2 | Risk mitigated | Option 2Risk mitigated | 5314824.2844 | 2026-06-30 |  | 190256.7093 | 380513.4187 | 380513.4187 | 380513.4187 | 380513.4187 | 380513.4187 | 380513.4187 | 380513.4187 | 380513.4187 | 380513.4187 | 380513.4187 | 380513.4187 | 380513.4187 | 380513.4187 | 380513.4187 | 380513.4187 | 380513.4187 | 380513.4187 | 380513.4187 | 380513.4187 | 0 | 0 | 0 | 0 | 0
Option 2 | Other benefits value | Option 2Other benefits value | 0 | 2026-06-30 |  | 0 | 0 | 0 | 0 | 0 | 0 | 0 | 0 | 0 | 0 | 0 | 0 | 0 | 0 | 0 | 0 | 0 | 0 | 0 | 0 | 0 | 0 | 0 | 0 | 0
Option 2 | Net benefits | Option 2Net benefits |  | 2026-06-30 |  | 190256.7093 | 219555.3755 | 58597.3323 | 58597.3323 | 58597.3323 | 58597.3323 | 58597.3323 | 58597.3323 | 58597.3323 | 58597.3323 | 58597.3323 | 58597.3323 | 58597.3323 | 58597.3323 | 58597.3323 | 58597.3323 | 58597.3323 | 58597.3323 | 58597.3323 | 58597.3323 | 0 | 0 | 0 | 0 | 0
Option 2 | NPV | Option 2NPV | 1129534.7658 | 2026-06-30
Option 2 | PV of costs | Option 2PV of costs | -4185289.5186 | 2026-06-30
Option 2 | PV of benefits | Option 2PV of benefits | 5314824.2844 | 2026-06-30
Option 3 | Energy at risk value | Option 3Energy at risk value | 10243601.1844 | 2026-06-30 |  | 882196.6107 | 819857.2356 | 757517.8606 | 695178.4855 | 632839.1105 | 632839.1105 | 632839.1105 | 632839.1105 | 632839.1105 | 632839.1105 | 632839.1105 | 632839.1105 | 632839.1105 | 632839.1105 | 632839.1105 | 695178.4855 | 757517.8606 | 819857.2356 | 882196.6107 | 944535.9858 | 0 | 0 | 0 | 0 | 0
Option 3 | Capital expenditure | Option 3Capital expenditure | -64843002.3344 | 2026-06-30 |  | -14116601.2589 | -14116601.2589 | -14116601.2589 | -14116601.2589 | -14116601.2589 | 0 | 0 | 0 | 0 | 0 | 0 | 0 | 0 | 0 | 0 | 0 | 0 | 0 | 0 | 0 | 0 | 0 | 0 | 0 | 0
Option 3 | Total risk cost | Option 3Total risk cost | 188743913.4049 | 2026-06-30 |  | 16254951.5253 | 15106314.6937 | 13957677.8622 | 12809041.0306 | 11660404.1991 | 11660404.1991 | 11660404.1991 | 11660404.1991 | 11660404.1991 | 11660404.1991 | 11660404.1991 | 11660404.1991 | 11660404.1991 | 11660404.1991 | 11660404.1991 | 12809041.0306 | 13957677.8622 | 15106314.6937 | 16254951.5253 | 17403588.3568 | 0 | 0 | 0 | 0 | 0
Option 3
Option 3 | Annualised capex | Option 3Annualised capex | -64843002.3344 | 2026-06-30 |  | 0 | -1225674.8835 | -2451349.767 | -3677024.6506 | -4902699.5341 | -6128374.4176 | -6128374.4176 | -6128374.4176 | -6128374.4176 | -6128374.4176 | -6128374.4176 | -6128374.4176 | -6128374.4176 | -6128374.4176 | -6128374.4176 | -6128374.4176 | -4902699.5341 | -3677024.6506 | -2451349.767 | -1225674.8835 | 0 | 0 | 0 | 0 | 0
Option 3 | Operating expenditure | Option 3Operating expenditure | -50317288.047 | 2026-06-30 |  | -242855.5257 | -242855.5257 | -242855.5257 | -242855.5257 | -242855.5257 | -5418296.7507 | -5418296.7507 | -5418296.7507 | -6695745.3566 | -6695745.3566 | -6695745.3566 | -6695745.3566 | -6695745.3566 | -5418296.7507 | -5418296.7507 | -4334637.4006 | -3250978.0504 | -2167318.7003 | -1083659.3501 | 0 | 0 | 0 | 0 | 0 | 0
Option 3 | Risk mitigated | Option 3Risk mitigated | 62894246.1925 | 2026-06-30 |  | 1148636.8316 | 2297273.6631 | 3445910.4947 | 4594547.3262 | 5743184.1578 | 5743184.1578 | 5743184.1578 | 5743184.1578 | 5743184.1578 | 5743184.1578 | 5743184.1578 | 5743184.1578 | 5743184.1578 | 5743184.1578 | 5743184.1578 | 4594547.3262 | 3445910.4947 | 2297273.6631 | 1148636.8316 | 0 | 0 | 0 | 0 | 0 | 0
Option 3 | Other benefits value | Option 3Other benefits value | 0 | 2026-06-30 |  | 0 | 0 | 0 | 0 | 0 | 0 | 0 | 0 | 0 | 0 | 0 | 0 | 0 | 0 | 0 | 0 | 0 | 0 | 0 | 0 | 0 | 0 | 0 | 0 | 0
Option 3 | Net benefits | Option 3Net benefits |  | 2026-06-30 |  | 905781.3058 | 828743.2538 | 751705.2019 | 674667.1499 | 597629.0979 | -5803487.0106 | -5803487.0106 | -5803487.0106 | -7080935.6165 | -7080935.6165 | -7080935.6165 | -7080935.6165 | -7080935.6165 | -5803487.0106 | -5803487.0106 | -5868464.492 | -4707767.0899 | -3547069.6877 | -2386372.2856 | -1225674.8835 | 0 | 0 | 0 | 0 | 0
Option 3 | NPV | Option 3NPV | -52266044.189 | 2026-06-30
Option 3 | PV of costs | Option 3PV of costs | -115160290.3815 | 2026-06-30
Option 3 | PV of benefits | Option 3PV of benefits | 62894246.1925 | 2026-06-30
Option 4 | Energy at risk value | Option 4Energy at risk value | 13298949.7007 | 2026-06-30 |  | 928993.1894 | 913450.3931 | 913450.3931 | 913450.3931 | 913450.3931 | 913450.3931 | 913450.3931 | 913450.3931 | 913450.3931 | 913450.3931 | 913450.3931 | 913450.3931 | 913450.3931 | 913450.3931 | 913450.3931 | 928993.1894 | 944535.9858 | 944535.9858 | 944535.9858 | 944535.9858 | 0 | 0 | 0 | 0 | 0
Option 4 | Capital expenditure | Option 4Capital expenditure | -6802221.1683 | 2026-06-30 |  | -3519628.7751 | -3519628.7751 | 0 | 0 | 0 | 0 | 0 | 0 | 0 | 0 | 0 | 0 | 0 | 0 | 0 | 0 | 0 | 0 | 0 | 0 | 0 | 0 | 0 | 0 | 0
Option 4 | Total risk cost | Option 4Total risk cost | 239657199.365 | 2026-06-30 |  | 16883541.4388 | 16363494.5208 | 16363494.5208 | 16363494.5208 | 16363494.5208 | 16363494.5208 | 16363494.5208 | 16363494.5208 | 16363494.5208 | 16363494.5208 | 16363494.5208 | 16363494.5208 | 16363494.5208 | 16363494.5208 | 16363494.5208 | 16883541.4388 | 17403588.3568 | 17403588.3568 | 17403588.3568 | 17403588.3568 | 0 | 0 | 0 | 0 | 0
Option 4 |  | Option 4
Option 4 | Annualised capex | Option 4Annualised capex | -6802221.1683 | 2026-06-30 |  | 0 | -305592.0125 | -611184.0251 | -611184.0251 | -611184.0251 | -611184.0251 | -611184.0251 | -611184.0251 | -611184.0251 | -611184.0251 | -611184.0251 | -611184.0251 | -611184.0251 | -611184.0251 | -611184.0251 | -611184.0251 | -305592.0125 | 0 | 0 | 0 | 0 | 0 | 0 | 0 | 0
Option 4 | Operating expenditure | Option 4Operating expenditure | -4586725.6987 | 2026-06-30 |  | -24220.0309 | -24220.0309 | -24220.0309 | -24220.0309 | -24220.0309 | -540367.8352 | -540367.8352 | -540367.8352 | -858868.3573 | -858868.3573 | -540367.8352 | -540367.8352 | -540367.8352 | -540367.8352 | -540367.8352 | -270183.9176 | 0 | 0 | 0 | 0 | 0 | 0 | 0 | 0 | 0
Option 4 | Risk mitigated | Option 4Risk mitigated | 11980960.2324 | 2026-06-30 |  | 520046.918 | 1040093.836 | 1040093.836 | 1040093.836 | 1040093.836 | 1040093.836 | 1040093.836 | 1040093.836 | 1040093.836 | 1040093.836 | 1040093.836 | 1040093.836 | 1040093.836 | 1040093.836 | 1040093.836 | 520046.918 | 0 | 0 | 0 | 0 | 0 | 0 | 0 | 0 | 0
Option 4 | Other benefits value | Option 4Other benefits value | 0 | 2026-06-30 |  | 0 | 0 | 0 | 0 | 0 | 0 | 0 | 0 | 0 | 0 | 0 | 0 | 0 | 0 | 0 | 0 | 0 | 0 | 0 | 0 | 0 | 0 | 0 | 0 | 0
Option 4 | Net benefits | Option 4Net benefits |  | 2026-06-30 |  | 495826.8871 | 710281.7926 | 404689.78 | 404689.78 | 404689.78 | -111458.0242 | -111458.0242 | -111458.0242 | -429958.5464 | -429958.5464 | -111458.0242 | -111458.0242 | -111458.0242 | -111458.0242 | -111458.0242 | -361321.0247 | -305592.0125 | 0 | 0 | 0 | 0 | 0 | 0 | 0 | 0
Option 4 | NPV | Option 4NPV | 592013.3654 | 2026-06-30
Option 4 | PV of costs | Option 4PV of costs | -11388946.867 | 2026-06-30
Option 4 | PV of benefits | Option 4PV of benefits | 11980960.2324 | 2026-06-30
Option 5 | Energy at risk value | Option 5Energy at risk value | 13251491.2887 | 2026-06-30 |  | 927294.3033 | 910052.6208 | 910052.6208 | 910052.6208 | 910052.6208 | 910052.6208 | 910052.6208 | 910052.6208 | 910052.6208 | 910052.6208 | 910052.6208 | 910052.6208 | 910052.6208 | 910052.6208 | 910052.6208 | 925595.4172 | 941138.2135 | 941138.2135 | 941138.2135 | 941138.2135 | 0 | 0 | 0 | 0 | 0
Option 5 | Capital expenditure | Option 5Capital expenditure | -12523545.9629 | 2026-06-30 |  | -6479976.4146 | -6479976.4146 | 0 | 0 | 0 | 0 | 0 | 0 | 0 | 0 | 0 | 0 | 0 | 0 | 0 | 0 | 0 | 0 | 0 | 0 | 0 | 0 | 0 | 0 | 0
Option 5 | Total risk cost | Option 5Total risk cost | 234342375.0806 | 2026-06-30 |  | 16693284.7295 | 15982981.1021 | 15982981.1021 | 15982981.1021 | 15982981.1021 | 15982981.1021 | 15982981.1021 | 15982981.1021 | 15982981.1021 | 15982981.1021 | 15982981.1021 | 15982981.1021 | 15982981.1021 | 15982981.1021 | 15982981.1021 | 16503028.0201 | 17023074.9381 | 17023074.9381 | 17023074.9381 | 17023074.9381 | 0 | 0 | 0 | 0 | 0
Option 5 |  | Option 5
Option 5 | Annualised capex | Option 5Annualised capex | -10987510.6869 | 2026-06-30 |  | 0 | -466550.0557 | -933100.1114 | -933100.1114 | -933100.1114 | -933100.1114 | -933100.1114 | -933100.1114 | -933100.1114 | -933100.1114 | -933100.1114 | -933100.1114 | -933100.1114 | -933100.1114 | -933100.1114 | -933100.1114 | -627508.0989 | -321916.0864 | -321916.0864 | -321916.0864 | 0 | 0 | 0 | 0 | 0
Option 5 | Operating expenditure | Option 5Operating expenditure | -4586725.6987 | 2026-06-30 |  | -24220.0309 | -24220.0309 | -24220.0309 | -24220.0309 | -24220.0309 | -540367.8352 | -540367.8352 | -540367.8352 | -858868.3573 | -858868.3573 | -540367.8352 | -540367.8352 | -540367.8352 | -540367.8352 | -540367.8352 | -270183.9176 | 0 | 0 | 0 | 0 | 0 | 0 | 0 | 0 | 0
Option 5 | Risk mitigated | Option 5Risk mitigated | 17295784.5168 | 2026-06-30 |  | 710303.6274 | 1420607.2547 | 1420607.2547 | 1420607.2547 | 1420607.2547 | 1420607.2547 | 1420607.2547 | 1420607.2547 | 1420607.2547 | 1420607.2547 | 1420607.2547 | 1420607.2547 | 1420607.2547 | 1420607.2547 | 1420607.2547 | 900560.3367 | 380513.4187 | 380513.4187 | 380513.4187 | 380513.4187 | 0 | 0 | 0 | 0 | 0
Option 5 | Other benefits value | Option 5Other benefits value | 0 | 2026-06-30 |  | 0 | 0 | 0 | 0 | 0 | 0 | 0 | 0 | 0 | 0 | 0 | 0 | 0 | 0 | 0 | 0 | 0 | 0 | 0 | 0 | 0 | 0 | 0 | 0 | 0
Option 5 | Net benefits | Option 5Net benefits |  | 2026-06-30 |  | 686083.5965 | 929837.1681 | 463287.1124 | 463287.1124 | 463287.1124 | -52860.6919 | -52860.6919 | -52860.6919 | -371361.2141 | -371361.2141 | -52860.6919 | -52860.6919 | -52860.6919 | -52860.6919 | -52860.6919 | -302723.6923 | -246994.6802 | 58597.3323 | 58597.3323 | 58597.3323 | 0 | 0 | 0 | 0 | 0
Option 5 | NPV | Option 5NPV | 1721548.1312 | 2026-06-30
Option 5 | PV of costs | Option 5PV of costs | -15574236.3856 | 2026-06-30
Option 5 | PV of benefits | Option 5PV of benefits | 17295784.5168 | 2026-06-30
CHART DATA | [5 empty] | FY27 | FY28 | FY29 | FY30 | FY31 | FY32 | FY33 | FY34 | FY35 | FY36 | FY37 | FY38 | FY39 | FY40 | FY41 | FY42 | FY43 | FY44 | FY45 | FY46 | FY47 | FY48 | FY49 | FY50 | FY51
Option 5 | Annualised capex | -1 |  |  | Option 5 annualised capex | 0.9331 | 0.9331 | 0.9331 | 0.9331 | 0.9331 | 0.9331 | 0.9331 | 0.9331 | 0.9331 | 0.9331 | 0.9331 | 0.9331 | 0.9331 | 0.9331 | 0.9331 | 0.9331 | 0.62751 | 0.32192 | 0.32192 | 0.32192 | 0 | 0 | 0 | 0 | 0
Option 1 (base case) | Total risk cost | 1 |  |  | Option 1 (base case) risk cost | 17.4036 | 17.4036 | 17.4036 | 17.4036 | 17.4036 | 17.4036 | 17.4036 | 17.4036 | 17.4036 | 17.4036 | 17.4036 | 17.4036 | 17.4036 | 17.4036 | 17.4036 | 17.4036 | 17.4036 | 17.4036 | 17.4036 | 17.4036 | 17.4036 | 17.4036 | 17.4036 | 17.4036 | 17.4036
[6 empty] | FY27 | FY28 | FY29 | FY30 | FY31 | FY32 | FY33 | FY34 | FY35 | FY36 | FY37 | FY38 | FY39 | FY40 | FY41 | FY42 | FY43 | FY44 | FY45 | FY46 | FY47 | FY48 | FY49 | FY50 | FY51
Energy at risk | Energy at risk (weighted) | 0 |  |  | Energy at risk energy at risk (weighted) | 0 | 0 | 0 | 0 | 0 | 0 | 0 | 0 | 0 | 0 | 0 | 0 | 0 | 0 | 0 | 0 | 0 | 0 | 0 | 0 | 0 | 0 | 0 | 0 | 0
Option 1 (base case) | Energy at risk value | 0.84871 |  |  | Option 1 (base case) risk cost | 0.84871 | 0.84871 | 0.84871 | 0.84871 | 0.84871 | 0.84871 | 0.84871 | 0.84871 | 0.84871 | 0.84871 | 0.84871 | 0.84871 | 0.84871 | 0.84871 | 0.84871 | 0.84871 | 0.84871 | 0.84871 | 0.84871 | 0.84871 | 0.84871 | 0.84871 | 0.84871 | 0.84871 | 0.84871

## Sensitivity_calcs
Powercor
Minimise bushfire risk from SWER in ELCA, REFCL and HBRA areas
SENSITIVITY CALCULATIONS
Discount factor | [6 empty] | 0 | 0.98295 | 0.94971 | 0.91759 | 0.88656 | 0.85658 | 0.82761 | 0.79963 | 0.77259 | 0.74646 | 0.72122 | 0.69683 | 0.67326 | 0.6505 | 0.6285 | 0.60725 | 0.58671 | 0.56687 | 0.5477 | 0.52918 | 0.51129 | 0.494 | 0.47729 | 0.46115 | 0.44556 | 0.43049
Count | [6 empty] | 0 | 1 | 2 | 3 | 4 | 5 | 6 | 7 | 8 | 9 | 10 | 11 | 12 | 13 | 14 | 15 | 16 | 17 | 18 | 19 | 20 | 21 | 22 | 23 | 24 | 25
Analysis period | [6 empty] | TRUE | TRUE | TRUE | TRUE | TRUE | TRUE | TRUE | TRUE | TRUE | TRUE | TRUE | TRUE | TRUE | TRUE | TRUE | TRUE | TRUE | TRUE | TRUE | TRUE | TRUE | FALSE | FALSE | FALSE | FALSE | FALSE
[7 empty] | 2026-06-30 | 2026-27 | 2027-28 | 2028-29 | 2029-30 | 2030-31 | 2031-32 | 2032-33 | 2033-34 | 2034-35 | 2035-36 | 2036-37 | 2037-38 | 2038-39 | 2039-40 | 2040-41 | 2041-42 | 2042-43 | 2043-44 | 2044-45 | 2045-46 | 2046-47 | 2047-48 | 2048-49 | 2049-50 | 2050-51
PV
[25 empty] | 58597.3323 | 58597.3323 | 0 | 0 | 0 | 0 | 0
OPTION 1 (base case) | NPV | Net benefits | OPTION 1 (base case)NPV |  | 0 |  | 0 | 0 | 0 | 0 | 0 | 0 | 0 | 0 | 0 | 0 | 0 | 0 | 0 | 0 | 0 | 0 | 0 | 0 | 0 | 0 | 0 | 0 | 0 | 0 | 0 | 0
OPTION 1 (base case) | sens1 | Capex 10% higher | OPTION 1 (base case)sens1 |  | 0 |  | 0 | 0 | 0 | 0 | 0 | 0 | 0 | 0 | 0 | 0 | 0 | 0 | 0 | 0 | 0 | 0 | 0 | 0 | 0 | 0 | 0 | 0 | 0 | 0 | 0 | 0
OPTION 1 (base case) | sens2 | Capex 10% lower | OPTION 1 (base case)sens2 |  | 0 |  | 0 | 0 | 0 | 0 | 0 | 0 | 0 | 0 | 0 | 0 | 0 | 0 | 0 | 0 | 0 | 0 | 0 | 0 | 0 | 0 | 0 | 0 | 0 | 0 | 0 | 0
OPTION 1 (base case) | sens3 | Total benefits 10% higher | OPTION 1 (base case)sens3 |  | 0 |  | 0 | 0 | 0 | 0 | 0 | 0 | 0 | 0 | 0 | 0 | 0 | 0 | 0 | 0 | 0 | 0 | 0 | 0 | 0 | 0 | 0 | 0 | 0 | 0 | 0 | 0
OPTION 1 (base case) | sens4 | Total benefits 10% lower | OPTION 1 (base case)sens4 |  | 0 |  | 0 | 0 | 0 | 0 | 0 | 0 | 0 | 0 | 0 | 0 | 0 | 0 | 0 | 0 | 0 | 0 | 0 | 0 | 0 | 0 | 0 | 0 | 0 | 0 | 0 | 0
OPTION 1 (base case) | sens5 | Capex 10% higher & Total benefits 10% lower | OPTION 1 (base case)sens5 |  | 0 |  | 0 | 0 | 0 | 0 | 0 | 0 | 0 | 0 | 0 | 0 | 0 | 0 | 0 | 0 | 0 | 0 | 0 | 0 | 0 | 0 | 0 | 0 | 0 | 0 | 0 | 0
OPTION 1 (base case) | sens | 0 | OPTION 1 (base case)sens |  | 0 |  | 0 | 0 | 0 | 0 | 0 | 0 | 0 | 0 | 0 | 0 | 0 | 0 | 0 | 0 | 0 | 0 | 0 | 0 | 0 | 0 | 0 | 0 | 0 | 0 | 0 | 0
OPTION 1 (base case) | sens | 0 | OPTION 1 (base case)sens |  | 0 |  | 0 | 0 | 0 | 0 | 0 | 0 | 0 | 0 | 0 | 0 | 0 | 0 | 0 | 0 | 0 | 0 | 0 | 0 | 0 | 0 | 0 | 0 | 0 | 0 | 0 | 0
OPTION 1 (base case) | sens | 0 | OPTION 1 (base case)sens |  | 0 |  | 0 | 0 | 0 | 0 | 0 | 0 | 0 | 0 | 0 | 0 | 0 | 0 | 0 | 0 | 0 | 0 | 0 | 0 | 0 | 0 | 0 | 0 | 0 | 0 | 0 | 0
Option 2 | NPV | Net benefits | Option 2NPV |  | 1129534.7658 |  | 0 | 190256.7093 | 219555.3755 | 58597.3323 | 58597.3323 | 58597.3323 | 58597.3323 | 58597.3323 | 58597.3323 | 58597.3323 | 58597.3323 | 58597.3323 | 58597.3323 | 58597.3323 | 58597.3323 | 58597.3323 | 58597.3323 | 58597.3323 | 58597.3323 | 58597.3323 | 58597.3323 | 0 | 0 | 0 | 0 | 0
Option 2 | sens1 | Capex 10% higher | Option 2sens1 |  | 711005.814 |  | 0 | 190256.7093 | 203459.5712 | 26405.7237 | 26405.7237 | 26405.7237 | 26405.7237 | 26405.7237 | 26405.7237 | 26405.7237 | 26405.7237 | 26405.7237 | 26405.7237 | 26405.7237 | 26405.7237 | 26405.7237 | 26405.7237 | 26405.7237 | 26405.7237 | 26405.7237 | 26405.7237 | 0 | 0 | 0 | 0 | 0
Option 2 | sens2 | Capex 10% lower | Option 2sens2 |  | 1548063.7177 |  | 0 | 190256.7093 | 235651.1798 | 90788.941 | 90788.941 | 90788.941 | 90788.941 | 90788.941 | 90788.941 | 90788.941 | 90788.941 | 90788.941 | 90788.941 | 90788.941 | 90788.941 | 90788.941 | 90788.941 | 90788.941 | 90788.941 | 90788.941 | 90788.941 | 0 | 0 | 0 | 0 | 0
Option 2 | sens3 | Total benefits 10% higher | Option 2sens3 |  | 1661017.1943 |  | 0 | 209282.3803 | 257606.7174 | 96648.6742 | 96648.6742 | 96648.6742 | 96648.6742 | 96648.6742 | 96648.6742 | 96648.6742 | 96648.6742 | 96648.6742 | 96648.6742 | 96648.6742 | 96648.6742 | 96648.6742 | 96648.6742 | 96648.6742 | 96648.6742 | 96648.6742 | 96648.6742 | 0 | 0 | 0 | 0 | 0
Option 2 | sens4 | Total benefits 10% lower | Option 2sens4 |  | 598052.3374 |  | 0 | 171231.0384 | 181504.0336 | 20545.9905 | 20545.9905 | 20545.9905 | 20545.9905 | 20545.9905 | 20545.9905 | 20545.9905 | 20545.9905 | 20545.9905 | 20545.9905 | 20545.9905 | 20545.9905 | 20545.9905 | 20545.9905 | 20545.9905 | 20545.9905 | 20545.9905 | 20545.9905 | 0 | 0 | 0 | 0 | 0
Option 2 | sens5 | Capex 10% higher & Total benefits 10% lower | Option 2sens5 |  | 179523.3855 |  | 0 | 171231.0384 | 165408.2293 | -11645.6182 | -11645.6182 | -11645.6182 | -11645.6182 | -11645.6182 | -11645.6182 | -11645.6182 | -11645.6182 | -11645.6182 | -11645.6182 | -11645.6182 | -11645.6182 | -11645.6182 | -11645.6182 | -11645.6182 | -11645.6182 | -11645.6182 | -11645.6182 | 0 | 0 | 0 | 0 | 0
Option 2 | sens | 0 | Option 2sens |  | 1129534.7658 |  | 0 | 190256.7093 | 219555.3755 | 58597.3323 | 58597.3323 | 58597.3323 | 58597.3323 | 58597.3323 | 58597.3323 | 58597.3323 | 58597.3323 | 58597.3323 | 58597.3323 | 58597.3323 | 58597.3323 | 58597.3323 | 58597.3323 | 58597.3323 | 58597.3323 | 58597.3323 | 58597.3323 | 0 | 0 | 0 | 0 | 0
Option 2 | sens | 0 | Option 2sens |  | 1129534.7658 |  | 0 | 190256.7093 | 219555.3755 | 58597.3323 | 58597.3323 | 58597.3323 | 58597.3323 | 58597.3323 | 58597.3323 | 58597.3323 | 58597.3323 | 58597.3323 | 58597.3323 | 58597.3323 | 58597.3323 | 58597.3323 | 58597.3323 | 58597.3323 | 58597.3323 | 58597.3323 | 58597.3323 | 0 | 0 | 0 | 0 | 0
Option 2 | sens | 0 | Option 2sens |  | 1129534.7658 |  | 0 | 190256.7093 | 219555.3755 | 58597.3323 | 58597.3323 | 58597.3323 | 58597.3323 | 58597.3323 | 58597.3323 | 58597.3323 | 58597.3323 | 58597.3323 | 58597.3323 | 58597.3323 | 58597.3323 | 58597.3323 | 58597.3323 | 58597.3323 | 58597.3323 | 58597.3323 | 58597.3323 | 0 | 0 | 0 | 0 | 0
[7 empty] | 0 | 905781.3058 | 828743.2538 | 751705.2019 | 674667.1499 | 597629.0979 | -5803487.0106 | -5803487.0106 | -5803487.0106 | -7080935.6165 | -7080935.6165 | -7080935.6165 | -7080935.6165 | -7080935.6165 | -5803487.0106 | -5803487.0106 | -5868464.492 | -4707767.0899 | -3547069.6877 | -2386372.2856 | -1225674.8835 | 0 | 0 | 0 | 0 | 0
Option 3 | NPV | Net benefits | Option 3NPV |  | -52266044.189 |  | 0 | 905781.3058 | 828743.2538 | 751705.2019 | 674667.1499 | 597629.0979 | -5803487.0106 | -5803487.0106 | -5803487.0106 | -7080935.6165 | -7080935.6165 | -7080935.6165 | -7080935.6165 | -7080935.6165 | -5803487.0106 | -5803487.0106 | -5868464.492 | -4707767.0899 | -3547069.6877 | -2386372.2856 | -1225674.8835 | 0 | 0 | 0 | 0 | 0
Option 3 | sens1 | Capex 10% higher | Option 3sens1 |  | -58750344.4225 |  | 0 | 905781.3058 | 706175.7655 | 506570.2252 | 306964.6849 | 107359.1445 | -6416324.4523 | -6416324.4523 | -6416324.4523 | -7693773.0582 | -7693773.0582 | -7693773.0582 | -7693773.0582 | -7693773.0582 | -6416324.4523 | -6416324.4523 | -6481301.9337 | -5198037.0433 | -3914772.1528 | -2631507.2623 | -1348242.3719 | 0 | 0 | 0 | 0 | 0
Option 3 | sens2 | Capex 10% lower | Option 3sens2 |  | -45781743.9556 |  | 0 | 905781.3058 | 951310.7422 | 996840.1786 | 1042369.615 | 1087899.0514 | -5190649.5688 | -5190649.5688 | -5190649.5688 | -6468098.1747 | -6468098.1747 | -6468098.1747 | -6468098.1747 | -6468098.1747 | -5190649.5688 | -5190649.5688 | -5255627.0502 | -4217497.1364 | -3179367.2227 | -2141237.3089 | -1103107.3952 | 0 | 0 | 0 | 0 | 0
Option 3 | sens3 | Total benefits 10% higher | Option 3sens3 |  | -45976619.5698 |  | 0 | 1020644.989 | 1058470.6202 | 1096296.2513 | 1134121.8825 | 1171947.5137 | -5229168.5948 | -5229168.5948 | -5229168.5948 | -6506617.2007 | -6506617.2007 | -6506617.2007 | -6506617.2007 | -6506617.2007 | -5229168.5948 | -5229168.5948 | -5409009.7593 | -4363176.0404 | -3317342.3214 | -2271508.6025 | -1225674.8835 | 0 | 0 | 0 | 0 | 0
Option 3 | sens4 | Total benefits 10% lower | Option 3sens4 |  | -58555468.8083 |  | 0 | 790917.6227 | 599015.8875 | 407114.1524 | 215212.4173 | 23310.6822 | -6377805.4263 | -6377805.4263 | -6377805.4263 | -7655254.0323 | -7655254.0323 | -7655254.0323 | -7655254.0323 | -7655254.0323 | -6377805.4263 | -6377805.4263 | -6327919.2246 | -5052358.1393 | -3776797.0541 | -2501235.9688 | -1225674.8835 | 0 | 0 | 0 | 0 | 0
Option 3 | sens5 | Capex 10% higher & Total benefits 10% lower | Option 3sens5 |  | -65039769.0417 |  | 0 | 790917.6227 | 476448.3992 | 161979.1757 | -152490.0478 | -466959.2712 | -6990642.8681 | -6990642.8681 | -6990642.8681 | -8268091.474 | -8268091.474 | -8268091.474 | -8268091.474 | -8268091.474 | -6990642.8681 | -6990642.8681 | -6940756.6663 | -5542628.0927 | -4144499.5191 | -2746370.9455 | -1348242.3719 | 0 | 0 | 0 | 0 | 0
Option 3 | sens | 0 | Option 3sens |  | -52266044.189 |  | 0 | 905781.3058 | 828743.2538 | 751705.2019 | 674667.1499 | 597629.0979 | -5803487.0106 | -5803487.0106 | -5803487.0106 | -7080935.6165 | -7080935.6165 | -7080935.6165 | -7080935.6165 | -7080935.6165 | -5803487.0106 | -5803487.0106 | -5868464.492 | -4707767.0899 | -3547069.6877 | -2386372.2856 | -1225674.8835 | 0 | 0 | 0 | 0 | 0
Option 3 | sens | 0 | Option 3sens |  | -52266044.189 |  | 0 | 905781.3058 | 828743.2538 | 751705.2019 | 674667.1499 | 597629.0979 | -5803487.0106 | -5803487.0106 | -5803487.0106 | -7080935.6165 | -7080935.6165 | -7080935.6165 | -7080935.6165 | -7080935.6165 | -5803487.0106 | -5803487.0106 | -5868464.492 | -4707767.0899 | -3547069.6877 | -2386372.2856 | -1225674.8835 | 0 | 0 | 0 | 0 | 0
Option 3 | sens | 0 | Option 3sens |  | -52266044.189 |  | 0 | 905781.3058 | 828743.2538 | 751705.2019 | 674667.1499 | 597629.0979 | -5803487.0106 | -5803487.0106 | -5803487.0106 | -7080935.6165 | -7080935.6165 | -7080935.6165 | -7080935.6165 | -7080935.6165 | -5803487.0106 | -5803487.0106 | -5868464.492 | -4707767.0899 | -3547069.6877 | -2386372.2856 | -1225674.8835 | 0 | 0 | 0 | 0 | 0
Option 4 | NPV | Net benefits | Option 4NPV |  | 592013.3654 |  | 0 | 495826.8871 | 710281.7926 | 404689.78 | 404689.78 | 404689.78 | -111458.0242 | -111458.0242 | -111458.0242 | -429958.5464 | -429958.5464 | -111458.0242 | -111458.0242 | -111458.0242 | -111458.0242 | -111458.0242 | -361321.0247 | -305592.0125 | 0 | 0 | 0 | 0 | 0 | 0 | 0 | 0
Option 4 | sens1 | Capex 10% higher | Option 4sens1 |  | -88208.7515 |  | 0 | 495826.8871 | 679722.5913 | 343571.3775 | 343571.3775 | 343571.3775 | -172576.4268 | -172576.4268 | -172576.4268 | -491076.9489 | -491076.9489 | -172576.4268 | -172576.4268 | -172576.4268 | -172576.4268 | -172576.4268 | -422439.4272 | -336151.2138 | 0 | 0 | 0 | 0 | 0 | 0 | 0 | 0
Option 4 | sens2 | Capex 10% lower | Option 4sens2 |  | 1272235.4822 |  | 0 | 495826.8871 | 740840.9938 | 465808.1825 | 465808.1825 | 465808.1825 | -50339.6217 | -50339.6217 | -50339.6217 | -368840.1439 | -368840.1439 | -50339.6217 | -50339.6217 | -50339.6217 | -50339.6217 | -50339.6217 | -300202.6222 | -275032.8113 | 0 | 0 | 0 | 0 | 0 | 0 | 0 | 0
Option 4 | sens3 | Total benefits 10% higher | Option 4sens3 |  | 1790109.3886 |  | 0 | 547831.5789 | 814291.1762 | 508699.1636 | 508699.1636 | 508699.1636 | -7448.6406 | -7448.6406 | -7448.6406 | -325949.1628 | -325949.1628 | -7448.6406 | -7448.6406 | -7448.6406 | -7448.6406 | -7448.6406 | -309316.3329 | -305592.0125 | 0 | 0 | 0 | 0 | 0 | 0 | 0 | 0
Option 4 | sens4 | Total benefits 10% lower | Option 4sens4 |  | -606082.6579 |  | 0 | 443822.1953 | 606272.409 | 300680.3964 | 300680.3964 | 300680.3964 | -215467.4078 | -215467.4078 | -215467.4078 | -533967.93 | -533967.93 | -215467.4078 | -215467.4078 | -215467.4078 | -215467.4078 | -215467.4078 | -413325.7165 | -305592.0125 | 0 | 0 | 0 | 0 | 0 | 0 | 0 | 0
Option 4 | sens5 | Capex 10% higher & Total benefits 10% lower | Option 4sens5 |  | -1286304.7747 |  | 0 | 443822.1953 | 575713.2077 | 239561.9939 | 239561.9939 | 239561.9939 | -276585.8104 | -276585.8104 | -276585.8104 | -595086.3325 | -595086.3325 | -276585.8104 | -276585.8104 | -276585.8104 | -276585.8104 | -276585.8104 | -474444.119 | -336151.2138 | 0 | 0 | 0 | 0 | 0 | 0 | 0 | 0
Option 4 | sens | 0 | Option 4sens |  | 592013.3654 |  | 0 | 495826.8871 | 710281.7926 | 404689.78 | 404689.78 | 404689.78 | -111458.0242 | -111458.0242 | -111458.0242 | -429958.5464 | -429958.5464 | -111458.0242 | -111458.0242 | -111458.0242 | -111458.0242 | -111458.0242 | -361321.0247 | -305592.0125 | 0 | 0 | 0 | 0 | 0 | 0 | 0 | 0
Option 4 | sens | 0 | Option 4sens |  | 592013.3654 |  | 0 | 495826.8871 | 710281.7926 | 404689.78 | 404689.78 | 404689.78 | -111458.0242 | -111458.0242 | -111458.0242 | -429958.5464 | -429958.5464 | -111458.0242 | -111458.0242 | -111458.0242 | -111458.0242 | -111458.0242 | -361321.0247 | -305592.0125 | 0 | 0 | 0 | 0 | 0 | 0 | 0 | 0
Option 4 | sens | 0 | Option 4sens |  | 592013.3654 |  | 0 | 495826.8871 | 710281.7926 | 404689.78 | 404689.78 | 404689.78 | -111458.0242 | -111458.0242 | -111458.0242 | -429958.5464 | -429958.5464 | -111458.0242 | -111458.0242 | -111458.0242 | -111458.0242 | -111458.0242 | -361321.0247 | -305592.0125 | 0 | 0 | 0 | 0 | 0 | 0 | 0 | 0
Option 5 | NPV | Net benefits | Option 5NPV |  | 1721548.1312 |  | 0 | 686083.5965 | 929837.1681 | 463287.1124 | 463287.1124 | 463287.1124 | -52860.6919 | -52860.6919 | -52860.6919 | -371361.2141 | -371361.2141 | -52860.6919 | -52860.6919 | -52860.6919 | -52860.6919 | -52860.6919 | -302723.6923 | -246994.6802 | 58597.3323 | 58597.3323 | 58597.3323 | 0 | 0 | 0 | 0 | 0
Option 5 | sens1 | Capex 10% higher | Option 5sens1 |  | 622797.0625 |  | 0 | 686083.5965 | 883182.1625 | 369977.1012 | 369977.1012 | 369977.1012 | -146170.703 | -146170.703 | -146170.703 | -464671.2252 | -464671.2252 | -146170.703 | -146170.703 | -146170.703 | -146170.703 | -146170.703 | -396033.7035 | -309745.4901 | 26405.7237 | 26405.7237 | 26405.7237 | 0 | 0 | 0 | 0 | 0
Option 5 | sens2 | Capex 10% lower | Option 5sens2 |  | 2820299.1999 |  | 0 | 686083.5965 | 976492.1737 | 556597.1235 | 556597.1235 | 556597.1235 | 40449.3192 | 40449.3192 | 40449.3192 | -278051.2029 | -278051.2029 | 40449.3192 | 40449.3192 | 40449.3192 | 40449.3192 | 40449.3192 | -209413.6812 | -184243.8703 | 90788.941 | 90788.941 | 90788.941 | 0 | 0 | 0 | 0 | 0
Option 5 | sens3 | Total benefits 10% higher | Option 5sens3 |  | 3451126.5829 |  | 0 | 757113.9592 | 1071897.8936 | 605347.8378 | 605347.8378 | 605347.8378 | 89200.0336 | 89200.0336 | 89200.0336 | -229300.4886 | -229300.4886 | 89200.0336 | 89200.0336 | 89200.0336 | 89200.0336 | 89200.0336 | -212667.6587 | -208943.3383 | 96648.6742 | 96648.6742 | 96648.6742 | 0 | 0 | 0 | 0 | 0
Option 5 | sens4 | Total benefits 10% lower | Option 5sens4 |  | -8030.3205 |  | 0 | 615053.2337 | 787776.4426 | 321226.3869 | 321226.3869 | 321226.3869 | -194921.4174 | -194921.4174 | -194921.4174 | -513421.9395 | -513421.9395 | -194921.4174 | -194921.4174 | -194921.4174 | -194921.4174 | -194921.4174 | -392779.726 | -285046.0221 | 20545.9905 | 20545.9905 | 20545.9905 | 0 | 0 | 0 | 0 | 0
Option 5 | sens5 | Capex 10% higher & Total benefits 10% lower | Option 5sens5 |  | -1106781.3892 |  | 0 | 615053.2337 | 741121.4371 | 227916.3758 | 227916.3758 | 227916.3758 | -288231.4285 | -288231.4285 | -288231.4285 | -606731.9507 | -606731.9507 | -288231.4285 | -288231.4285 | -288231.4285 | -288231.4285 | -288231.4285 | -486089.7371 | -347796.832 | -11645.6182 | -11645.6182 | -11645.6182 | 0 | 0 | 0 | 0 | 0
Option 5 | sens | 0 | Option 5sens |  | 1721548.1312 |  | 0 | 686083.5965 | 929837.1681 | 463287.1124 | 463287.1124 | 463287.1124 | -52860.6919 | -52860.6919 | -52860.6919 | -371361.2141 | -371361.2141 | -52860.6919 | -52860.6919 | -52860.6919 | -52860.6919 | -52860.6919 | -302723.6923 | -246994.6802 | 58597.3323 | 58597.3323 | 58597.3323 | 0 | 0 | 0 | 0 | 0
Option 5 | sens | 0 | Option 5sens |  | 1721548.1312 |  | 0 | 686083.5965 | 929837.1681 | 463287.1124 | 463287.1124 | 463287.1124 | -52860.6919 | -52860.6919 | -52860.6919 | -371361.2141 | -371361.2141 | -52860.6919 | -52860.6919 | -52860.6919 | -52860.6919 | -52860.6919 | -302723.6923 | -246994.6802 | 58597.3323 | 58597.3323 | 58597.3323 | 0 | 0 | 0 | 0 | 0
Option 5 | sens | 0 | Option 5sens |  | 1721548.1312 |  | 0 | 686083.5965 | 929837.1681 | 463287.1124 | 463287.1124 | 463287.1124 | -52860.6919 | -52860.6919 | -52860.6919 | -371361.2141 | -371361.2141 | -52860.6919 | -52860.6919 | -52860.6919 | -52860.6919 | -52860.6919 | -302723.6923 | -246994.6802 | 58597.3323 | 58597.3323 | 58597.3323 | 0 | 0 | 0 | 0 | 0
RESULTS
|  | FALSE | FALSE | FALSE | FALSE | FALSE |  | 2028-29: FALSE
|  | Option 1 (base case) | Option 2 | Option 3 | Option 4 | Option 5 |  | 2026-27: Max; 2028-29: Preferred
NPV | None | 0 | 1.1295 | -52.266 | 0.59201 | 1.7215 |  | 2026-27: 1.7215; 2028-29: Option 5
sens1 | Capex 10% higher | 0 | 0.71101 | -58.7503 | -0.088209 | 0.6228 |  | 2026-27: 0.71101; 2028-29: Option 2
sens2 | Capex 10% lower | 0 | 1.5481 | -45.7817 | 1.2722 | 2.8203 |  | 2026-27: 2.8203; 2028-29: Option 5
sens3 | Total benefits 10% higher | 0 | 1.661 | -45.9766 | 1.7901 | 3.4511 |  | 2026-27: 3.4511; 2028-29: Option 5
sens4 | Total benefits 10% lower | 0 | 0.59805 | -58.5555 | -0.60608 | -0.0080303 |  | 2026-27: 0.59805; 2028-29: Option 2
sens5 | Capex 10% higher & Total benefits 10% lower | 0 | 0.17952 | -65.0398 | -1.2863 | -1.1068 |  | 2026-27: 0.17952; 2028-29: Option 2
sens | 0 | [6 empty] | 2026-27: 0
sens | 0 | [6 empty] | 2026-27: 0
sens | 0 | [6 empty] | 2026-27: 0

## Workings_costs
Powercor
Minimise bushfire risk from SWER in ELCA, REFCL and HBRA areas
WORKINGS - COSTS
Option 1 (base case) - no change to existing practices
|  | Total capital costs |  | 0
|  | Total operating costs |  | 0
Option 2 - Targeted installation of covered conductor on SWER lines
|  | Length of SWER lines to be replaced with covered conductor |  | 76 | km
|  | SWER covered conductor unit cost |  | 70000 | 2023 $/km
|  | Covered conductor capex costs |  | 5320000 | 2023 $
|  | Progam duration |  | 2 | years
|  |  |  | 2026-27 | 2027-28 | 2028-29 | 2029-30 | 2030-31 | 2031-32 | 2032-33 | 2033-34 | 2034-35 | 2035-36 | 2036-37 | 2037-38 | 2038-39 | 2039-40 | 2040-41 | 2041-42 | 2042-43 | 2043-44 | 2044-45 | 2045-46
|  | Option 2 capex costs |  | 2 2026-27: 2660000; years 2027-28: 2660000
Option 2 opex costs
Option 3 - Install EFD on all SWER lines
|  |  | Distance per unit | 2 2026-27: 3.5; years 2027-28: km
|  | Distance per unit |  | 2 2026-27: 3.5; years 2027-28: km
|  | Unitised EFD hardware and installation capex cost |  | 2 2026-27: 3001.9347; years 2027-28: 2023 $/km
|  | Unitised EFD 7.5 yearly site visit for battery change and inspection opex cost |  | 2 2026-27: 271.653; years 2027-28: 2023 $/km
|  | Unitised EFD annual SaaS licencing opex cost after the first 5 years |  | 2 2026-27: 220.1144; years 2027-28: 2023 $/km
|  | Unitised annual alert validation opex cost |  | 2 2026-27: 10.3288; years 2027-28: 2023 $/km
|  | Length of SWER lines in BCAs, REFCL areas, HBRAs |  | 2 2026-27: 21127; years 2027-28: km
|  | Total EFD hardware and installation capex cost |  | 2 2026-27: 63421874.5935; years 2027-28: 2023 $
|  | Total EFD 7.5 yearly site visit for battery change and inspection opex cost |  | 2 2026-27: 5739213.2708; years 2027-28: 2023 $
|  | Total EFD annual SaaS licencing opex cost after the first 5 years |  | 2 2026-27: 4650357.0982; years 2027-28: 2023 $
|  | Total annual alert validation opex cost |  | 2 2026-27: 218216.1615; years 2027-28: 2023 $
|  | Progam duration |  | 2 2026-27: 5; years 2027-28: years
|  |  |  | 2026-27 | 2027-28 | 2028-29 | 2029-30 | 2030-31 | 2031-32 | 2032-33 | 2033-34 | 2034-35 | 2035-36 | 2036-37 | 2037-38 | 2038-39 | 2039-40 | 2040-41 | 2041-42 | 2042-43 | 2043-44 | 2044-45 | 2045-46
|  | Option 3 capex costs |  | 5 2026-27: 12684374.9187; years 2027-28: 12684374.9187; years 2028-29: 12684374.9187; years 2029-30: 12684374.9187; years 2030-31: 12684374.9187
|  | Option 3 opex costs |  | 218216.1615 | 218216.1615 | 218216.1615 | 218216.1615 | 218216.1615 | 4868573.2597 | 4868573.2597 | 4868573.2597 | 6016415.9139 | 6016415.9139 | 6016415.9139 | 6016415.9139 | 6016415.9139 | 4868573.2597 | 4868573.2597 | 3894858.6078 | 2921143.9558 | 1947429.3039 | 973714.6519
Option 4 - Targeted installation of EFD on SWER lines
This option deploys EFD on 1,500km of highest SWER lines in ELCA, REFCL and HBRA
|  | EFD applied to |  | 5 2026-27: 2107; years 2027-28: km
|  | Total EFD hardware and installation capex cost |  | 5 2026-27: 6325076.4315; years 2027-28: 2023 $
|  | Total EFD 7.5 yearly site visit for battery change and inspection opex cost |  | 5 2026-27: 572372.9049; years 2027-28: 2023 $
|  | Total EFD annual SaaS licencing opex cost after the first 5 years |  | 5 2026-27: 463781.0577; years 2027-28: 2023 $
|  | Total annual alert validation opex cost |  | 5 2026-27: 21762.7421; years 2027-28: 2023 $
|  | Progam duration |  | 5 2026-27: 2; years 2027-28: years
|  |  |  | 2026-27 | 2027-28 | 2028-29 | 2029-30 | 2030-31 | 2031-32 | 2032-33 | 2033-34 | 2034-35 | 2035-36 | 2036-37 | 2037-38 | 2038-39 | 2039-40 | 2040-41 | 2041-42 | 2042-43 | 2043-44 | 2044-45 | 2045-46
|  | Option 4 EFD capex costs |  | 2 2026-27: 3162538.2158; years 2027-28: 3162538.2158
|  | Option 4 opex costs |  | 21762.7421 | 21762.7421 | 21762.7421 | 21762.7421 | 21762.7421 | 485543.7998 | 485543.7998 | 485543.7998 | 771730.2522 | 771730.2522 | 485543.7998 | 485543.7998 | 485543.7998 | 485543.7998 | 485543.7998 | 242771.8999
Option 5 - Targeted installation of covered conductor and EFD on SWER lines
EFD on 2,107km of highest risk SWER lines in ELCA, REFCL and HBRA
Install covered conductor on 76km of SWER lines that do not have EFD monitoring
|  | EFD applied to |  | 2 2026-27: 2107; years 2027-28: km
|  | Total EFD hardware and installation capex cost |  | 2 2026-27: 6325076.4315; years 2027-28: 2023 $
|  | Total EFD 7.5 yearly site visit for battery change and inspection opex cost |  | 2 2026-27: 572372.9049; years 2027-28: 2023 $
|  | Total EFD annual SaaS licencing opex cost after the first 5 years |  | 2 2026-27: 463781.0577; years 2027-28: 2023 $
|  | Total annual alert validation opex cost |  | 2 2026-27: 21762.7421; years 2027-28: 2023 $
|  | Length of SWER lines to be replaced with covered conductor, which are not monitored by EFD |  | 2 2026-27: 76; years 2027-28: km
|  | SWER covered conductor unit cost |  | 2 2026-27: 70000; years 2027-28: 2023 $/km
|  | Covered conductor capex costs |  | 2 2026-27: 5320000; years 2027-28: 2023 $
|  | Total program upfront capex cost |  | 2 2026-27: 11645076.4315; years 2027-28: 2023 $
|  | Progam duration |  | 2 2026-27: 2; years 2027-28: years
|  |  |  | 2026-27 | 2027-28 | 2028-29 | 2029-30 | 2030-31 | 2031-32 | 2032-33 | 2033-34 | 2034-35 | 2035-36 | 2036-37 | 2037-38 | 2038-39 | 2039-40 | 2040-41 | 2041-42 | 2042-43 | 2043-44 | 2044-45 | 2045-46
|  | Option 5 EFD capex costs |  | 2 2026-27: 3162538.2158; years 2027-28: 3162538.2158
|  | Option 5 covered conductor capex costs |  | 2 2026-27: 2660000; years 2027-28: 2660000
|  | Option 5 opex costs |  | 21762.7421 | 21762.7421 | 21762.7421 | 21762.7421 | 21762.7421 | 485543.7998 | 485543.7998 | 485543.7998 | 771730.2522 | 771730.2522 | 485543.7998 | 485543.7998 | 485543.7998 | 485543.7998 | 485543.7998 | 242771.8999

## Workings_risks
Powercor
Minimise bushfire risk from SWER in ELCA, REFCL and HBRA areas
WORKINGS - RISKS
|  |  | Escalation factor from December 2022 to December 2023 | 1.0564
|  |  | Descalation factor from June 2024 to December 2023 | 0.963
Option 1 (base case) - No change to existing practices
Bushfire risk
|  | Annual bushfire risk |  | 14789168.2461 | 2023 $
|  | Annual energy at risk per km of SWER line |  | 40.1716 | 2023 $/km
|  | Length of SWER lines in BCA, REFCL and HBRA |  | 21127 | km
|  | Annual energy at risk for SWER lines in BCA, REFCL and HBRA |  | 848706.3102 | 2023 $
|  | Length of SWER lines in BCA, REFCL and HBRA |  | 21127 | km
|  | Annual energy at risk for SWER lines in BCA, REFCL and HBRA |  | 848706.3102 | 2023 $
Option 2 - Targeted installation of covered conductor on SWER lines
Bushfire risk
|  | Annual bushfire risk reduction after program completion |  | 338854.669 | 2023 $
|  | Residual annual bushfire risk after program completion |  | 14450313.5771 | 2023 $
|  | Length of SWER protected by covered condutor |  | 76 | km
|  | Total annual energy at risk from covered conductor |  | 3053.0449 | 2023 $
|  | Progam duration |  | 2 | years
|  | Annual bushfire risk reduction for each of the program year |  | 169427.3345
|  | Annual energy at risk reduction for each of program year |  | 1526.5224
|  |  |  | Program implementation |  |  |  |  | Risks post implementation with 30 years lifespan of covered conductor
|  |  |  | 2026-27 | 2027-28 | 2028-29 | 2029-30 | 2030-31 | 2031-32 | 2032-33 | 2033-34 | 2034-35 | 2035-36 | 2036-37 | 2037-38 | 2038-39 | 2039-40 | 2040-41 | 2041-42 | 2042-43 | 2043-44 | 2044-45 | 2045-46
|  | Residual annual bushfire risk cost |  | 14619740.9116 | 14450313.5771 | 14450313.5771 | 14450313.5771 | 14450313.5771 | 14450313.5771 | 14450313.5771 | 14450313.5771 | 14450313.5771 | 14450313.5771 | 14450313.5771 | 14450313.5771 | 14450313.5771 | 14450313.5771 | 14450313.5771 | 14450313.5771 | 14450313.5771 | 14450313.5771 | 14450313.5771 | 14450313.5771
|  | Residual energy at risk |  | 847179.7878 | 845653.2653 | 845653.2653 | 845653.2653 | 845653.2653 | 845653.2653 | 845653.2653 | 845653.2653 | 845653.2653 | 845653.2653 | 845653.2653 | 845653.2653 | 845653.2653 | 845653.2653 | 845653.2653 | 845653.2653 | 845653.2653 | 845653.2653 | 845653.2653 | 845653.2653
Option 3 - Install EFD on all SWER lines
Bushfire risk
|  | Annual bushfire risk reduction after program completion |  | Program implementation 2026-27: 4880425.5212; Program implementation 2027-28: 2023 $
|  | Residual annual bushfire risk after program completion |  | Program implementation 2026-27: 9908742.7249; Program implementation 2027-28: 2023 $
|  | Energy at risk reduction by EFD |  | Program implementation 2026-27: 33%
|  | Annual energy at risk reduction per km of SWER line by EFD |  | Program implementation 2026-27: 13.2566; Program implementation 2027-28: 2023 $/km
|  | Length of SWER lines in BCAs, REFCL areas, HBRAs |  | Program implementation 2026-27: 21127; Program implementation 2027-28: km
|  | Total annual energy at risk reduction from EFD |  | Program implementation 2026-27: 280073.0824; Program implementation 2027-28: 2023 $
|  | Progam duration |  | Program implementation 2026-27: 5; Program implementation 2027-28: years
|  | Annual bushfire risk reduction for each of the program year |  | Program implementation 2026-27: 976085.1042
|  | Annual energy at risk reduction for each of program year |  | Program implementation 2026-27: 56014.6165
|  |  |  | Program implementation |  |  |  |  | Risks post implementation with 15 years lifespan of EFD
|  |  |  | 2026-27 | 2027-28 | 2028-29 | 2029-30 | 2030-31 | 2031-32 | 2032-33 | 2033-34 | 2034-35 | 2035-36 | 2036-37 | 2037-38 | 2038-39 | 2039-40 | 2040-41 | 2041-42 | 2042-43 | 2043-44 | 2044-45 | 2045-46
|  | Residual annual bushfire risk cost |  | 13813083.1419 | 12836998.0376 | 11860912.9334 | 10884827.8291 | 9908742.7249 | 9908742.7249 | 9908742.7249 | 9908742.7249 | 9908742.7249 | 9908742.7249 | 9908742.7249 | 9908742.7249 | 9908742.7249 | 9908742.7249 | 9908742.7249 | 10884827.8291 | 11860912.9334 | 12836998.0376 | 13813083.1419 | 14789168.2461
|  | Residual energy at risk |  | 792691.6938 | 736677.0773 | 680662.4608 | 624647.8443 | 568633.2279 | 568633.2279 | 568633.2279 | 568633.2279 | 568633.2279 | 568633.2279 | 568633.2279 | 568633.2279 | 568633.2279 | 568633.2279 | 568633.2279 | 624647.8443 | 680662.4608 | 736677.0773 | 792691.6938 | 848706.3102
Option 4 - Targeted installation of EFD on SWER lines
Bushfire risk
|  | Annual bushifre risk reduction from EFD after installation |  | Program implementation 2026-27: 906637.4136; Program implementation 2027-28: 2023 $
|  | Residual annual bushfire risk after program completion |  | Program implementation 2026-27: 13882530.8325; Program implementation 2027-28: 2023 $
Energy at risk
|  | Energy at risk reduction by EFD |  | Program implementation 2026-27: 33%
|  | Annual energy at risk reduction per km of SWER line by EFD |  | Program implementation 2026-27: 13.2566; Program implementation 2027-28: 2023 $/km
|  | Length of SWER protected by EFD |  | Program implementation 2026-27: 2107; Program implementation 2027-28: km
|  | Total annual energy at risk reduction from EFD |  | Program implementation 2026-27: 27931.7454; Program implementation 2027-28: 2023 $
|  | Progam duration |  | Program implementation 2026-27: 2; Program implementation 2027-28: years
|  | Annual bushfire risk reduction for each of the program year |  | Program implementation 2026-27: 453318.7068; Program implementation 2027-28: 2023 $
|  | Annual energy at risk reduction for each of program year |  | Program implementation 2026-27: 13965.8727; Program implementation 2027-28: 2023 $
|  |  |  | Program implementation |  | Risks post implementation with 15 years lifespan of EFD
|  |  |  | 2026-27 | 2027-28 | 2028-29 | 2029-30 | 2030-31 | 2031-32 | 2032-33 | 2033-34 | 2034-35 | 2035-36 | 2036-37 | 2037-38 | 2038-39 | 2039-40 | 2040-41 | 2041-42 | 2042-43 | 2043-44 | 2044-45 | 2045-46
|  | Residual annual bushfire risk cost |  | 14335849.5393 | 13882530.8325 | 13882530.8325 | 13882530.8325 | 13882530.8325 | 13882530.8325 | 13882530.8325 | 13882530.8325 | 13882530.8325 | 13882530.8325 | 13882530.8325 | 13882530.8325 | 13882530.8325 | 13882530.8325 | 13882530.8325 | 14335849.5393 | 14789168.2461 | 14789168.2461 | 14789168.2461 | 14789168.2461
|  | Residual energy at risk |  | 834740.4376 | 820774.5649 | 820774.5649 | 820774.5649 | 820774.5649 | 820774.5649 | 820774.5649 | 820774.5649 | 820774.5649 | 820774.5649 | 820774.5649 | 820774.5649 | 820774.5649 | 820774.5649 | 820774.5649 | 834740.4376 | 848706.3102 | 848706.3102 | 848706.3102 | 848706.3102
Option 5 - Targeted installation of covered conductor and EFD on SWER lines
Bushfire risk
|  | Annual bushifre risk reduction from EFD after installation |  | Program implementation 2026-27: 906637.4136; Program implementation 2027-28: 2023 $
|  | Annual bushfire risk reduction after installation of 76km of covered conductor |  | Program implementation 2026-27: 338854.669; Program implementation 2027-28: 2023 $
|  | Total annual bushfire risk reduction |  | Program implementation 2026-27: 1245492.0826; Program implementation 2027-28: 2023 $
|  | Residual annual bushfire risk after program completion |  | Program implementation 2026-27: 13543676.1635; Program implementation 2027-28: 2023 $
Energy at risk
|  | Energy at risk reduction by EFD |  | Program implementation 2026-27: 33%
|  | Annual energy at risk reduction per km of SWER |  | Program implementation 2026-27: 13.2566; Program implementation 2027-28: in 2023 $/km
|  | Length of SWER protected by EFD |  | Program implementation 2026-27: 2107; Program implementation 2027-28: km
|  | Total annual energy at risk reduction from EFD |  | Program implementation 2026-27: 27931.7454; Program implementation 2027-28: 2023 $
|  | Length of SWER protected by covered condutor |  | Program implementation 2026-27: 76; Program implementation 2027-28: km
|  | Total annual energy at risk reduction from covered conductor |  | Program implementation 2026-27: 3053.0449; Program implementation 2027-28: 2023 $
|  | Residual annual energy at risk after program completion |  | Program implementation 2026-27: 817721.52; Program implementation 2027-28: 2023 $
|  | Progam duration |  | Program implementation 2026-27: 2; Program implementation 2027-28: years
|  | Annual bushfire risk reduction for each of the program year |  | Program implementation 2026-27: 622746.0413; Program implementation 2027-28: 2023 $
|  | Annual energy at risk reduction for each of program year |  | Program implementation 2026-27: 15492.3951; Program implementation 2027-28: 2023 $
|  |  |  | Program implementation |  | Risks post implementation with 15 years lifespan of EFD
|  |  |  | 2026-27 | 2027-28 | 2028-29 | 2029-30 | 2030-31 | 2031-32 | 2032-33 | 2033-34 | 2034-35 | 2035-36 | 2036-37 | 2037-38 | 2038-39 | 2039-40 | 2040-41 | 2041-42 | 2042-43 | 2043-44 | 2044-45 | 2045-46
|  | Residual annual bushfire risk cost |  | 14166422.2048 | 13543676.1635 | 13543676.1635 | 13543676.1635 | 13543676.1635 | 13543676.1635 | 13543676.1635 | 13543676.1635 | 13543676.1635 | 13543676.1635 | 13543676.1635 | 13543676.1635 | 13543676.1635 | 13543676.1635 | 13543676.1635 | 13996994.8703 | 14450313.5771 | 14450313.5771 | 14450313.5771 | 14450313.5771
|  | Residual energy at risk |  | 833213.9151 | 817721.52 | 817721.52 | 817721.52 | 817721.52 | 817721.52 | 817721.52 | 817721.52 | 817721.52 | 817721.52 | 817721.52 | 817721.52 | 817721.52 | 817721.52 | 817721.52 | 831687.3927 | 845653.2653 | 845653.2653 | 845653.2653 | 845653.2653

## Misc_calcs
Powercor
Minimise bushfire risk from SWER in ELCA, REFCL and HBRA areas
ESCALATION & OTHER
| Year end |  |  | 2021-06-30 | 2022-06-30 | 2023-06-30 | 2024-06-30 | 2025-06-30 | 2026-06-30
| Actual/forecast CPI (June to June) |  |  | 0% | 0.8606% | 3.498% | 7.832% | 4.052% | 3%
| HY ending |  |  | 2021-06-30 | 2021-12-31 | 2022-06-30 | 2022-12-31 | 2023-06-30 | 2023-12-31 | 2024-06-30 | 2024-12-31 | 2025-06-30 | 2025-12-31 | 2026-06-30
| FY ending |  |  | 2021-06-30 | 2022-06-30 | 2022-06-30 | 2023-06-30 | 2023-06-30 | 2024-06-30 | 2024-06-30 | 2025-06-30 | 2025-06-30 | 2026-06-30 | 2026-06-30
| Actual/forecast CPI (June to June) |  |  | 0% | 0.8606% | 0.8606% | 3.498% | 3.498% | 7.832% | 7.832% | 4.052% | 4.052% | 3% | 3%
| Actual cumulative HY escalation |  |  | 1 | 1.0043 | 1.0086 | 1.0261 | 1.0439 | 1.084 | 1.1256 | 1.1482 | 1.1713 | 1.1887 | 1.2064
| Convert from input dollars | 2023-12-31 | 1.084
| To output dollars | 2026-06-30 | 1.2064
| Conversion from input dollars to output dollars |  | 1.1129
| Convert from VCR date | 2023-12-31 | 1.084
| To input dollars | 2023-12-31 | 1.084
| VCR escalation |  | 1
| Start_year | 2026-27
FIRST YEAR
| Option | First year | Option included
| Option 2 | 1 | TRUE
| Option 3 | 1 | TRUE
| Option 4 | 1 | TRUE
| Option 5 | 1 | TRUE
| First year | 1
FLAGS
| Option 1 (base case) | FALSE | FALSE
FALSE
FALSE
| Option 2 | FALSE | FALSE
FALSE
FALSE
| Option 3 | FALSE | FALSE
FALSE
FALSE
| Option 4 | FALSE | FALSE
FALSE
FALSE
| Option 5 | FALSE | FALSE
FALSE
FALSE
Message | !! Capex asset life required !!
!

## Data
Powercor
Minimise bushfire risk from SWER in ELCA, REFCL and HBRA areas
DATA
Options
|  | Not used | Text |  | Flags for compliance project
Option1 | Option 1 (base case) | FALSE |  | Option 1 (base case): No change to existing practices | FALSE
Option2 | Option 2 | FALSE |  |  | FALSE
Option3 | Option 3 | FALSE |  |  | FALSE
Option4 | Option 4 | FALSE |  |  | FALSE
Option5 | Option 5 | FALSE |  |  | FALSE
Compliance project |  |  | Yes | FALSE
No change to existing practices
Not applicable (compliance)
For conditional formatting of preferred option on Summary :
< Enter description >
Categories
Short categ
| Capital expenditure | -1
| Annualised capex | -1
| Operating expenditure | -1
| Risk mitigated | 1
| Other benefits value | 1
| Net benefits | 1
| Total risk cost | 1
Benefits
|  | Short categ | Flag to include | Units | Defined value
1 | Unserved energy | Energy | FALSE | MWh | FALSE
2 | Safety | Safety | FALSE | $ | TRUE
3 | Unplanned replacement | UnRepl | FALSE | $ | TRUE
4 | Bushfire | Fire | FALSE | $ | TRUE
5 | Reduction in CO2 emissions | Carbon | TRUE | MWh | FALSE
6 | Reliability in worst-served areas | Other | TRUE | MWh | FALSE
7 | Network resilience | Other | TRUE | MWh | FALSE
8 | Enabling solar exports | Other | TRUE | MWh | FALSE
9 | Aesthetics | Other | TRUE | Customers impacted | FALSE
10 | Customer value of time - residential | Other | TRUE | Customer minutes | FALSE
11 | Customer value of time - business | Other | TRUE | Customer minutes | FALSE
12 | Communication | Other | TRUE | Customers impacted | FALSE
13 | Information accessibility | Other | TRUE | Customers impacted | FALSE
Value of benefits
Powercor
| Reliability in worst-served areas | per MWh | 151432.8174
| Network resilience | per MWh | 24590
| Enabling solar exports | per MWh | 88.3577
| Aesthetics | per customer impacted | 0
| Customer value of time - residential | per minute customer time | 0.35181
| Customer value of time - business | per minute customer time | 0.35181
| Communication | per customer impacted | 0
| Information accessibility | per customer impacted | 0
Conversions
| thous_conv | 1000
| mill_conv | 1000000
Message
| Message | Enter asset life
Error message |  | Remove inputs prior to start year
Disproportionate factors applied to various bushfire and other risk valuations
| - Select - |  |  |  | 0
| Harm to property from network |  |  |  | 1
| Harm to property from bushfire |  |  |  | 1
| Harm to environment |  |  |  | 1
| Safety - Public trespass |  |  |  | 1
| Safety - Single fatality or serious injury ^ |  |  |  | 3
| Safety from bushfire in HBRA |  |  |  | 3
| Safety - Multiple fatality or serious injury ^ |  |  |  | 6
| Safety from bushfire (REFCL declared areas) |  |  |  | 6
| Safety from bushfire (electric line construction areas) |  |  |  | 10
Total annualised capex
Energy at risk value
Total other benefits
DROPDOWN LISTS
| Business |  |  |  | Type | Include | Dollar inputs - month |  |  | Not used options | Conversions | Dollar inputs - year | Compliance | Capex first year
| CitiPower | CP | CP: |  | - Select - | FALSE | June | 6 | CY | Not used |  | 2026 | No | 2026-27
| Powercor | PA | PAL: |  | Capex | TRUE | December | 12 | FY |  |  | 2025 | Yes | 2025-26
| United Energy | UE | UE: |  | Opex | [6 empty] | 2024 |  | 2024-25
2023
2022
2021
2020