## Cover
#NAME?
Regulatory proposal 2026-31
#NAME?
| Model number: | #NAME?
2025-01-31
12

## Summary
Powercor
SAPS
SUMMARY
RESULTS
|  |  |  | PV of costs | PV of benefits | NPV
| Option |  |  | 2026-06-30 | 2026-06-30 | 2026-06-30
| Option 1 (base case) | No change to existing practices |  | 0 | 0 | 0
| Option 2 | Install SAPS at node |  | -5.2646 | 5.5668 | 0.30223
| Option 3 | 0
| Option 4 | 0
| Option 5 | 0
NPV
| Preferred option: |  |  | 2026-06-30
| Option 2 | Install SAPS at node |  | 0.30223
PREFERRED OPTION
Preferred Option
Option 2
| Expenditure forecast | 2026-06-30 | 2026-27 | 2027-28 | 2028-29 | 2029-30 | 2030-31 |  | Total
| Capital expenditure |  | 0 | 0.75174 | 0.8231 | 0.83274 | 1.3128 |  | 3.7204
| Operating expenditure |  | 0 | 0.066172 | 0.080249 | 0.093731 | 0.11612 |  | 0.35627
SENSITIVITIES
| Sensitivity | 2026-06-30 | Option 1 (base case) | Option 2 | Option 3 | Option 4 | Option 5 |  | Preferred option
| None |  | 0 | 0.30223 |  |  |  |  | Option 2
| Capex 10% higher |  | 0 | -0.072035 |  |  |  |  | Option 1 (base case)
| Capex 10% lower |  | 0 | 0.67649 |  |  |  |  | Option 2
| Total benefits 10% higher |  | 0 | 0.85891 |  |  |  |  | Option 2
| Total benefits 10% lower |  | 0 | -0.25446 |  |  |  |  | Option 1 (base case)
| Capex 10% higher & Total benefits 10% lower |  | 0 | -0.62872 |  |  |  |  | Option 1 (base case)
| 0 | [7 empty] | #NAME?
| 0 | [6 empty] | 0 | #NAME?
|  | 0 | [6 empty] | #NAME?
0

## Assumptions
Powercor
SAPS
Project
|  | Business: |  | Powercor
|  | Descripton: |  | SAPS
|  | Date of cost inputs: |  | December |  | 2023
|  | Option |  | Description
|  | Option 1 (base case) |  | No change to existing practices
|  | Option 2 |  | Install SAPS at node
Option 3
Option 4
Option 5
|  | Compliance project |  | No
|  | Expenditure starts |  | 2026-27 | [start]
Timing & WACC
|  | Input dollars |  |  |  | 2023-12-31 | [input_dollars]
|  | Pre-tax real WACC |  |  |  | 3.5% | [real_disc]
|  | VCR date |  |  |  | 2023-12-31 | [vcr_date]
|  | Analysis period (years) |  |  |  | 20 | [years]\
|  | Output dollars |  |  |  | 2026-06-30 | [output_dollars]
|  | Other benefits date |  |  |  | 2023-12-31 | [custval_date]
|  | Value of CO2 reductions input date |  |  |  | 2023-06-30
VCR
|  | Enter ZSS code >> | eg. AR | Network average |  | Network average | 43815.4862 | 2023 VCR ($/MWh)
Risks
SAFETY
|  | Value of statistical life |  |  |  | 5400000 | 2023-06-30
|  | Value of injury |  |  |  | 0 | 2023-12-31
Disproportionate factors applied to various bushfire and other risk valuations
|  | Harm to property from network |  |  |  | 1
|  | Harm to property from bushfire |  |  |  | 1
|  | Harm to environment |  |  |  | 1
|  | Safety - Public trespass |  |  |  | 1
|  | Safety - Single fatality or serious injury ^ |  |  |  | 3
|  | Safety from bushfire in HBRA |  |  |  | 3
|  | Safety - Multiple fatality or serious injury ^ |  |  |  | 6
|  | Safety from bushfire (REFCL declared areas) |  |  |  | 6
|  | Safety from bushfire (electric line construction areas) |  |  |  | 10
^ Public or employee
|  | Incident type |  |  |  | Value | Probability | DF selected | Description/comment
|  | Safety (fatality) |  |  |  | 5607473.5197 | 0 | 0 | 0
|  | Safety (injury) |  |  |  | 0 | 0 | 0 | 0
UNPLANNED REPLACEMENT/REPAIR
|  | Major failure (replace) |  |  |  | 0 | 2023-12-31
|  | Minor failure (repair) |  |  |  | 0 | 2023-12-31
|  | Premium for failure |  |  |  | 20%
Other benefits
| ENVIRONMENTAL | [8 empty] | 2026-27 | 2027-28 | 2028-29 | 2029-30 | 2030-31 | 2031-32
|  | Value of CO2 reductions |  |  |  |  | 2023-06-30 | $/kWh |  | 0.02473 | 0.022341 | 0.020196 | 0.018063 | 0.015913 | 0.013715
| CUSTOMER VALUE |  |  |  |  | Value
|  | Reliability in worst-served areas |  |  |  | 151432.8174 | 2023-12-31 | per MWh
|  | Network resilience |  |  |  | 24590 | 2023-12-31 | per MWh
|  | Enabling solar exports |  |  |  | 88.3577 | 2023-12-31 | per MWh
|  | Aesthetics |  |  |  | 0 | 2023-12-31 | per customer
|  | Customer value of time - residential |  |  |  | 0.35181 | 2023-12-31 | per customer minute
|  | Customer value of time - business |  |  |  | 0.35181 | 2023-12-31 | per customer minute
|  | Communication |  |  |  | 0 | 2023-12-31 | per customer
|  | Information accessibility |  |  |  | 0 | 2023-12-31 | per customer
Sensitivities
[6 empty] | Capex | Total benefits
| 1 | Capex 10% higher |  |  |  | 10% | 0%
| 2 | Capex 10% lower |  |  |  | -10% | 0%
| 3 | Total benefits 10% higher |  |  |  | 0% | 10%
| 4 | Total benefits 10% lower |  |  |  | 0% | -10%
| 5 | Capex 10% higher & Total benefits 10% lower |  |  |  | 10% | -10%

## Option1 (base case)
Powercor
SAPS
OPTION 1 (base case)
Count |  |  |  |  | 0 | 1 | 2 | 3 | 4 | 5 | 6 | 7 | 8 | 9 | 10 | 11 | 12 | 13 | 14 | 15 | 16 | 17 | 18 | 19 | 20 | 21 | 22 | 23 | 24 | 25
Value of CO2 reductions |  |  |  | $/MWh |  | 24.7305 | 22.3407 | 20.1963 | 18.0629 | 15.9134 | 13.7151 | 13.7151 | 13.7151 | 13.7151 | 13.7151 | 13.7151 | 13.7151 | 13.7151 | 13.7151 | 13.7151 | 13.7151 | 13.7151 | 13.7151 | 13.7151 | 13.7151 | 13.7151 | 13.7151 | 13.7151 | 13.7151 | 13.7151
|  |  |  | Units | 2026-06-30 | 2026-27 | 2027-28 | 2028-29 | 2029-30 | 2030-31 | 2031-32 | 2032-33 | 2033-34 | 2034-35 | 2035-36 | 2036-37 | 2037-38 | 2038-39 | 2039-40 | 2040-41 | 2041-42 | 2042-43 | 2043-44 | 2044-45 | 2045-46 | 2046-47 | 2047-48 | 2048-49 | 2049-50 | 2050-51
INVESTMENT & OPERATING COST
| Capex |  | Asset life (yrs)
| SAPS CAPEX |  | 0 | 2023-12-31 |  | 0 | 0 | 0 | 0 | 0 | 0 | 0 | 0 | 0 | 0 | 0 | 0 | 0 | 0 | 0 | 0 | 0 | 0 | 0 | 0 | 0 | 0 | 0 | 0 | 0
| Asset retirement |  | 0 | 2023-12-31 |  | 0 | 0 | 0 | 0 | 0 | 0 | 0 | 0 | 0 | 0 | 0 | 0 | 0 | 0 | 0 | 0 | 0 | 0 | 0 | 0 | 0 | 0 | 0 | 0 | 0
| IT capex |  | 0 | 2023-12-31 |  | 0 | 0 | 0 | 0 | 0 | 0 | 0 | 0 | 0 | 0 | 0 | 0 | 0 | 0 | 0 | 0 | 0 | 0 | 0 | 0 | 0 | 0 | 0 | 0 | 0
| Offgrid transition |  | 0 | 2023-12-31 |  | 0 | 0 | 0 | 0 | 0 | 0 | 0 | 0 | 0 | 0 | 0 | 0 | 0 | 0 | 0 | 0 | 0 | 0 | 0 | 0 | 0 | 0 | 0 | 0 | 0
| Capital expenditure |  |  | 2023-12-31 |  | 0 | 0 | 0 | 0 | 0 | 0 | 0 | 0 | 0 | 0 | 0 | 0 | 0 | 0 | 0 | 0 | 0 | 0 | 0 | 0 | 0 | 0 | 0 | 0 | 0
| SAPS opex |  | 0 | 2023-12-31 |  | 0 | 0 | 0 | 0 | 0 | 0 | 0 | 0 | 0 | 0 | 0 | 0 | 0 | 0 | 0 | 0 | 0 | 0 | 0 | 0 | 0 | 0 | 0 | 0 | 0
| IT opex |  | 0 | 2023-12-31 |  | 0 | 0 | 0 | 0 | 0 | 0 | 0 | 0 | 0 | 0 | 0 | 0 | 0 | 0 | 0 | 0 | 0 | 0 | 0 | 0 | 0 | 0 | 0 | 0 | 0
| Operating expenditure |  |  | 2023-12-31 |  | 0 | 0 | 0 | 0 | 0 | 0 | 0 | 0 | 0 | 0 | 0 | 0 | 0 | 0 | 0 | 0 | 0 | 0 | 0 | 0 | 0 | 0 | 0 | 0 | 0
RISK ASSUMPTIONS
| PoF (major) |  |  |  |  | 0 | 0 | 0 | 0 | 0 | 0 | 0 | 0 | 0 | 0 | 0 | 0 | 0 | 0 | 0 | 0 | 0 | 0 | 0 | 0 | 0 | 0 | 0 | 0 | 0
| PoF (reparable) |  |  |  |  | 0 | 0 | 0 | 0 | 0 | 0 | 0 | 0 | 0 | 0 | 0 | 0 | 0 | 0 | 0 | 0 | 0 | 0 | 0 | 0 | 0 | 0 | 0 | 0 | 0
| Energy at risk (weighted) |  |  | MWh |  | 0 | 0 | 0 | 0 | 0 | 0 | 0 | 0 | 0 | 0 | 0 | 0 | 0 | 0 | 0 | 0 | 0 | 0 | 0 | 0 | 0 | 0 | 0 | 0 | 0
| Energy at risk value | $/MWh | 43815.4862 | 2023-12-31 |  | 0 | 0 | 0 | 0 | 0 | 0 | 0 | 0 | 0 | 0 | 0 | 0 | 0 | 0 | 0 | 0 | 0 | 0 | 0 | 0 | 0 | 0 | 0 | 0 | 0
| Safety consequence | (after DF) |  | 2023-12-31 |  | 0 | 0 | 0 | 0 | 0 | 0 | 0 | 0 | 0 | 0 | 0 | 0 | 0 | 0 | 0 | 0 | 0 | 0 | 0 | 0 | 0 | 0 | 0 | 0 | 0
| Unplanned replacements |  |  | 2023-12-31 |  | 0 | 0 | 0 | 0 | 0 | 0 | 0 | 0 | 0 | 0 | 0 | 0 | 0 | 0 | 0 | 0 | 0 | 0 | 0 | 0 | 0 | 0 | 0 | 0 | 0
| Environmental consequence | (after DF) |  | 2023-12-31 |  | 0 | 0 | 0 | 0 | 0 | 0 | 0 | 0 | 0 | 0 | 0 | 0 | 0 | 0 | 0 | 0 | 0 | 0 | 0 | 0 | 0 | 0 | 0 | 0 | 0
| < Other risk - enter description > |  |  | 2023-12-31 |  | 0 | 0 | 0 | 0 | 0 | 0 | 0 | 0 | 0 | 0 | 0 | 0 | 0 | 0 | 0 | 0 | 0 | 0 | 0 | 0 | 0 | 0 | 0 | 0 | 0
| < Other risk - enter description > |  |  | 2023-12-31 |  | 0 | 0 | 0 | 0 | 0 | 0 | 0 | 0 | 0 | 0 | 0 | 0 | 0 | 0 | 0 | 0 | 0 | 0 | 0 | 0 | 0 | 0 | 0 | 0 | 0
| Total risk cost |  |  |  |  | 0 | 0 | 0 | 0 | 0 | 0 | 0 | 0 | 0 | 0 | 0 | 0 | 0 | 0 | 0 | 0 | 0 | 0 | 0 | 0 | 0 | 0 | 0 | 0 | 0
OTHER BENEFITS
| Reduction in CO2 emissions |  |  | MWh |  | 0 | 0 | 0 | 0 | 0 | 0 | 0 | 0 | 0 | 0 | 0 | 0 | 0 | 0 | 0 | 0 | 0 | 0 | 0 | 0 | 0 | 0 | 0 | 0 | 0
| Value of reduction in CO2 emissions |  |  | $ |  | 0 | 0 | 0 | 0 | 0 | 0 | 0 | 0 | 0 | 0 | 0 | 0 | 0 | 0 | 0 | 0 | 0 | 0 | 0 | 0 | 0 | 0 | 0 | 0 | 0
| Reliability in worst-served areas | $/MWh | 151432.8174 | MWh |  | 0 | 0 | 0 | 0 | 0 | 0 | 0 | 0 | 0 | 0 | 0 | 0 | 0 | 0 | 0 | 0 | 0 | 0 | 0 | 0 | 0 | 0 | 0 | 0 | 0
| Network resilience | $/MWh | 24590 | MWh |  | 0 | 0 | 0 | 0 | 0 | 0 | 0 | 0 | 0 | 0 | 0 | 0 | 0 | 0 | 0 | 0 | 0 | 0 | 0 | 0 | 0 | 0 | 0 | 0 | 0
| Enabling solar exports | $/MWh | 88.3577 | MWh |  | 0 | 0 | 0 | 0 | 0 | 0 | 0 | 0 | 0 | 0 | 0 | 0 | 0 | 0 | 0 | 0 | 0 | 0 | 0 | 0 | 0 | 0 | 0 | 0 | 0
| Aesthetics | $/customer | 0 | customers |  | 0 | 0 | 0 | 0 | 0 | 0 | 0 | 0 | 0 | 0 | 0 | 0 | 0 | 0 | 0 | 0 | 0 | 0 | 0 | 0 | 0 | 0 | 0 | 0 | 0
| Customer value of time (res) | $/customer min | 0.35181 | mins |  | 0 | 0 | 0 | 0 | 0 | 0 | 0 | 0 | 0 | 0 | 0 | 0 | 0 | 0 | 0 | 0 | 0 | 0 | 0 | 0 | 0 | 0 | 0 | 0 | 0
| Customer value of time (bus) | $/customer min | 0.35181 | mins |  | 0 | 0 | 0 | 0 | 0 | 0 | 0 | 0 | 0 | 0 | 0 | 0 | 0 | 0 | 0 | 0 | 0 | 0 | 0 | 0 | 0 | 0 | 0 | 0 | 0
| Communication | $/customer | 0 | customers |  | 0 | 0 | 0 | 0 | 0 | 0 | 0 | 0 | 0 | 0 | 0 | 0 | 0 | 0 | 0 | 0 | 0 | 0 | 0 | 0 | 0 | 0 | 0 | 0 | 0
| Information accessibility | $/customer | 0 | customers |  | 0 | 0 | 0 | 0 | 0 | 0 | 0 | 0 | 0 | 0 | 0 | 0 | 0 | 0 | 0 | 0 | 0 | 0 | 0 | 0 | 0 | 0 | 0 | 0 | 0
| Other benefits 1 |  |  | 2023-12-31 |  | 0 | 0 | 0 | 0 | 0 | 0 | 0 | 0 | 0 | 0 | 0 | 0 | 0 | 0 | 0 | 0 | 0 | 0 | 0 | 0 | 0 | 0 | 0 | 0 | 0
| Other benefits 2 |  |  | 2023-12-31 |  | 0 | 0 | 0 | 0 | 0 | 0 | 0 | 0 | 0 | 0 | 0 | 0 | 0 | 0 | 0 | 0 | 0 | 0 | 0 | 0 | 0 | 0 | 0 | 0 | 0
| Total other benefits |  |  | 2023-12-31 |  | 0 | 0 | 0 | 0 | 0 | 0 | 0 | 0 | 0 | 0 | 0 | 0 | 0 | 0 | 0 | 0 | 0 | 0 | 0 | 0 | 0 | 0 | 0 | 0 | 0
SUMMARY
| Risks mitigated vs base case |  |  | 2023-12-31
Capital expenditure
| SAPS CAPEX |  |  | 2023-12-31 |  | 0 | 0 | 0 | 0 | 0 | 0 | 0 | 0 | 0 | 0 | 0 | 0 | 0 | 0 | 0 | 0 | 0 | 0 | 0 | 0 | 0 | 0 | 0 | 0 | 0
| Asset retirement |  |  | 2023-12-31 |  | 0 | 0 | 0 | 0 | 0 | 0 | 0 | 0 | 0 | 0 | 0 | 0 | 0 | 0 | 0 | 0 | 0 | 0 | 0 | 0 | 0 | 0 | 0 | 0 | 0
| IT capex |  |  | 2023-12-31 |  | 0 | 0 | 0 | 0 | 0 | 0 | 0 | 0 | 0 | 0 | 0 | 0 | 0 | 0 | 0 | 0 | 0 | 0 | 0 | 0 | 0 | 0 | 0 | 0 | 0
| Offgrid transition |  |  | 2023-12-31 |  | 0 | 0 | 0 | 0 | 0 | 0 | 0 | 0 | 0 | 0 | 0 | 0 | 0 | 0 | 0 | 0 | 0 | 0 | 0 | 0 | 0 | 0 | 0 | 0 | 0
Cumulative capex
| SAPS CAPEX |  |  | 2023-12-31 |  | 0 | 0 | 0 | 0 | 0 | 0 | 0 | 0 | 0 | 0 | 0 | 0 | 0 | 0 | 0 | 0 | 0 | 0 | 0 | 0 | 0 | 0 | 0 | 0 | 0
| Asset retirement |  |  | 2023-12-31 |  | 0 | 0 | 0 | 0 | 0 | 0 | 0 | 0 | 0 | 0 | 0 | 0 | 0 | 0 | 0 | 0 | 0 | 0 | 0 | 0 | 0 | 0 | 0 | 0 | 0
| IT capex |  |  | 2023-12-31 |  | 0 | 0 | 0 | 0 | 0 | 0 | 0 | 0 | 0 | 0 | 0 | 0 | 0 | 0 | 0 | 0 | 0 | 0 | 0 | 0 | 0 | 0 | 0 | 0 | 0
| Offgrid transition |  |  | 2023-12-31 |  | 0 | 0 | 0 | 0 | 0 | 0 | 0 | 0 | 0 | 0 | 0 | 0 | 0 | 0 | 0 | 0 | 0 | 0 | 0 | 0 | 0 | 0 | 0 | 0 | 0
Annualised capex
| Annualised capex - SAPS CAPEX |  |  | 2023-12-31 |  | 0 | 0 | 0 | 0 | 0 | 0 | 0 | 0 | 0 | 0 | 0 | 0 | 0 | 0 | 0 | 0 | 0 | 0 | 0 | 0 | 0 | 0 | 0 | 0 | 0
| Annualised capex - Asset retirement |  |  | 2023-12-31 |  | 0 | 0 | 0 | 0 | 0 | 0 | 0 | 0 | 0 | 0 | 0 | 0 | 0 | 0 | 0 | 0 | 0 | 0 | 0 | 0 | 0 | 0 | 0 | 0 | 0
| Annualised capex - IT capex |  |  | 2023-12-31 |  | 0 | 0 | 0 | 0 | 0 | 0 | 0 | 0 | 0 | 0 | 0 | 0 | 0 | 0 | 0 | 0 | 0 | 0 | 0 | 0 | 0 | 0 | 0 | 0 | 0
| Annualised capex - Offgrid transition |  |  | 2023-12-31 |  | 0 | 0 | 0 | 0 | 0 | 0 | 0 | 0 | 0 | 0 | 0 | 0 | 0 | 0 | 0 | 0 | 0 | 0 | 0 | 0 | 0 | 0 | 0 | 0 | 0
| Total annualised capex |  |  | 2023-12-31 |  | 0 | 0 | 0 | 0 | 0 | 0 | 0 | 0 | 0 | 0 | 0 | 0 | 0 | 0 | 0 | 0 | 0 | 0 | 0 | 0 | 0 | 0 | 0 | 0 | 0
| Annualised capex |  |  | 2023-12-31 |  | 0 | 0 | 0 | 0 | 0 | 0 | 0 | 0 | 0 | 0 | 0 | 0 | 0 | 0 | 0 | 0 | 0 | 0 | 0 | 0 | 0 | 0 | 0 | 0 | 0
| Operating expenditure |  |  | 2023-12-31 |  | 0 | 0 | 0 | 0 | 0 | 0 | 0 | 0 | 0 | 0 | 0 | 0 | 0 | 0 | 0 | 0 | 0 | 0 | 0 | 0 | 0 | 0 | 0 | 0 | 0
| Risk mitigated |  |  | 2023-12-31 |  | 0 | 0 | 0 | 0 | 0 | 0 | 0 | 0 | 0 | 0 | 0 | 0 | 0 | 0 | 0 | 0 | 0 | 0 | 0 | 0 | 0 | 0 | 0 | 0 | 0
| Other benefits value |  |  | 2023-12-31 |  | 0 | 0 | 0 | 0 | 0 | 0 | 0 | 0 | 0 | 0 | 0 | 0 | 0 | 0 | 0 | 0 | 0 | 0 | 0 | 0 | 0 | 0 | 0 | 0 | 0
| Net benefits |  |  | 2023-12-31 |  | 0 | 0 | 0 | 0 | 0 | 0 | 0 | 0 | 0 | 0 | 0 | 0 | 0 | 0 | 0 | 0 | 0 | 0 | 0 | 0 | 0 | 0 | 0 | 0 | 0
SENSITIVITIES
NPV | Net benefits |  |  | Option 1 (Base Case)NPV |  | 0 | 0 | 0 | 0 | 0 | 0 | 0 | 0 | 0 | 0 | 0 | 0 | 0 | 0 | 0 | 0 | 0 | 0 | 0 | 0 | 0 | 0 | 0 | 0 | 0
| Total annualised capex |  |  |  |  | 0 | 0 | 0 | 0 | 0 | 0 | 0 | 0 | 0 | 0 | 0 | 0 | 0 | 0 | 0 | 0 | 0 | 0 | 0 | 0 | 0 | 0 | 0 | 0 | 0
| Total benefits |  |  |  |  | 0 | 0 | 0 | 0 | 0 | 0 | 0 | 0 | 0 | 0 | 0 | 0 | 0 | 0 | 0 | 0 | 0 | 0 | 0 | 0 | 0 | 0 | 0 | 0 | 0
|  | Capex | Total benefits
sens1 | Capex 10% higher | 10% | 0% | Option 1 (Base Case)sens1 |  | 0 | 0 | 0 | 0 | 0 | 0 | 0 | 0 | 0 | 0 | 0 | 0 | 0 | 0 | 0 | 0 | 0 | 0 | 0 | 0 | 0 | 0 | 0 | 0 | 0
sens2 | Capex 10% lower | -10% | 0% | Option 1 (Base Case)sens2 |  | 0 | 0 | 0 | 0 | 0 | 0 | 0 | 0 | 0 | 0 | 0 | 0 | 0 | 0 | 0 | 0 | 0 | 0 | 0 | 0 | 0 | 0 | 0 | 0 | 0
sens3 | Total benefits 10% higher | 0% | 10% | Option 1 (Base Case)sens3 |  | 0 | 0 | 0 | 0 | 0 | 0 | 0 | 0 | 0 | 0 | 0 | 0 | 0 | 0 | 0 | 0 | 0 | 0 | 0 | 0 | 0 | 0 | 0 | 0 | 0
sens4 | Total benefits 10% lower | 0% | -10% | Option 1 (Base Case)sens4 |  | 0 | 0 | 0 | 0 | 0 | 0 | 0 | 0 | 0 | 0 | 0 | 0 | 0 | 0 | 0 | 0 | 0 | 0 | 0 | 0 | 0 | 0 | 0 | 0 | 0
sens5 | Capex 10% higher & Total benefits 10% lower | 10% | -10% | Option 1 (Base Case)sens5 |  | 0 | 0 | 0 | 0 | 0 | 0 | 0 | 0 | 0 | 0 | 0 | 0 | 0 | 0 | 0 | 0 | 0 | 0 | 0 | 0 | 0 | 0 | 0 | 0 | 0
sens | 0 | 0% | 0% | Option 1 (Base Case)sens |  | 0 | 0 | 0 | 0 | 0 | 0 | 0 | 0 | 0 | 0 | 0 | 0 | 0 | 0 | 0 | 0 | 0 | 0 | 0 | 0 | 0 | 0 | 0 | 0 | 0
sens | 0 | 0% | 0% | Option 1 (Base Case)sens |  | 0 | 0 | 0 | 0 | 0 | 0 | 0 | 0 | 0 | 0 | 0 | 0 | 0 | 0 | 0 | 0 | 0 | 0 | 0 | 0 | 0 | 0 | 0 | 0 | 0
sens | 0 | 0% | 0% | Option 1 (Base Case)sens |  | 0 | 0 | 0 | 0 | 0 | 0 | 0 | 0 | 0 | 0 | 0 | 0 | 0 | 0 | 0 | 0 | 0 | 0 | 0 | 0 | 0 | 0 | 0 | 0 | 0

## Option2
Powercor
SAPS
OPTION 2 | Install SAPS at node
Count |  |  |  |  | 1 | 2 | 3 | 4 | 5 | 6 | 7 | 8 | 9 | 10 | 11 | 12 | 13 | 14 | 15 | 16 | 17 | 18 | 19 | 20 | 21 | 22 | 23 | 24 | 25
Value of CO2 reductions |  |  |  | $/MWh | 24.7305 | 22.3407 | 20.1963 | 18.0629 | 15.9134 | 13.7151 | 13.7151 | 13.7151 | 13.7151 | 13.7151 | 13.7151 | 13.7151 | 13.7151 | 13.7151 | 13.7151 | 13.7151 | 13.7151 | 13.7151 | 13.7151 | 13.7151 | 13.7151 | 13.7151 | 13.7151 | 13.7151 | 13.7151
|  |  |  | Units | 2026-27 | 2027-28 | 2028-29 | 2029-30 | 2030-31 | 2031-32 | 2032-33 | 2033-34 | 2034-35 | 2035-36 | 2036-37 | 2037-38 | 2038-39 | 2039-40 | 2040-41 | 2041-42 | 2042-43 | 2043-44 | 2044-45 | 2045-46 | 2046-47 | 2047-48 | 2048-49 | 2049-50 | 2050-51
INVESTMENT & OPERATING COST
| Capex |  | Asset life (yrs)
| SAPS CAPEX |  | 20 | 2023-12-31 | 0 | 112895.6571 | 559586.3764 | 539202.7497 | 779574.9391 | 0 | 0 | 0 | 0 | 0 | 0 | 0 | 0 | 0 | 0 | 0 | 0 | 0 | 0 | 0 | 0 | 0 | 0 | 0 | 0
| Asset retirement |  | 1 | 2023-12-31 | 0 | 0 | 0 | 109048.5256 | 400026.7208 | 286056.3814 | 406433.2527 | 0 | 0 | 0 | 0 | 0 | 0 | 0 | 0 | 0 | 0 | 0 | 0 | 0 | 0 | 0 | 0 | 0 | 0
| IT capex |  | 15 | 2023-12-31 | 0 | 542576 | 0 | 0 | 0 | 0 | 0 | 0 | 0 | 0 | 0 | 0 | 0 | 0 | 0 | 0 | 0 | 0 | 0 | 0 | 0 | 0 | 0 | 0 | 0
| Offgrid transition |  | 1 | 2023-12-31 | 2027-28: 20000; 2028-29: 180000; 2029-30: 100000; 2030-31: 0
| Capital expenditure |  |  | 2023-12-31 | 0 | 675471.6571 | 739586.3764 | 748251.2753 | 1179601.6599 | 286056.3814 | 406433.2527 | 0 | 0 | 0 | 0 | 0 | 0 | 0 | 0 | 0 | 0 | 0 | 0 | 0 | 0 | 0 | 0 | 0 | 0
| SAPS opex |  | 15 | 2023-12-31 | 0 | 2975.3383 | 15624.1484 | 27738.2 | 47856.024 | 47856.024 | 47856.024 | 47856.024 | 47856.024 | 47856.024 | 47856.024 | 47856.024 | 47856.024 | 47856.024 | 47856.024 | 47856.024 | 47856.024 | 47856.024 | 47856.024 | 47856.024 | 47856.024 | 47856.024 | 47856.024 | 47856.024 | 47856.024
| IT opex |  | 1 | 2023-12-31 | 0 | 56483 | 56483 | 56483 | 56483 | 56483 | 56483 | 56483 | 56483 | 56483 | 56483 | 56483 | 56483 | 56483 | 56483 | 56483 | 56483 | 56483 | 56483 | 56483 | 56483 | 56483 | 56483 | 56483 | 56483
| Operating expenditure |  |  | 2023-12-31 | 0 | 59458.3383 | 72107.1484 | 84221.2 | 104339.024 | 104339.024 | 104339.024 | 104339.024 | 104339.024 | 104339.024 | 104339.024 | 104339.024 | 104339.024 | 104339.024 | 104339.024 | 104339.024 | 104339.024 | 104339.024 | 104339.024 | 104339.024 | 104339.024 | 104339.024 | 104339.024 | 104339.024 | 104339.024
RISK ASSUMPTIONS
| PoF (major) |  |  |  | 0 | 0 | 0 | 0 | 0 | 0 | 0 | 0 | 0 | 0 | 0 | 0 | 0 | 0 | 0 | 0 | 0 | 0 | 0 | 0 | 0 | 0 | 0 | 0 | 0
| PoF (reparable) |  |  |  | 0 | 0 | 0 | 0 | 0 | 0 | 0 | 0 | 0 | 0 | 0 | 0 | 0 | 0 | 0 | 0 | 0 | 0 | 0 | 0 | 0 | 0 | 0 | 0 | 0
| Energy at risk (weighted) |  |  | MWh | 0 | 0 | 0 | 0 | 0 | 0 | 0 | 0 | 0 | 0 | 0 | 0 | 0 | 0 | 0 | 0 | 0 | 0 | 0 | 0 | 0 | 0 | 0 | 0 | 0
| Energy at risk value | $/MWh | 43815.4862 | 2023-12-31 | 0 | 0 | 0 | 0 | 0 | 0 | 0 | 0 | 0 | 0 | 0 | 0 | 0 | 0 | 0 | 0 | 0 | 0 | 0 | 0 | 0 | 0 | 0 | 0 | 0
| Safety consequence | (after DF) |  | 2023-12-31 | 0 | 0 | 0 | 0 | 0 | 0 | 0 | 0 | 0 | 0 | 0 | 0 | 0 | 0 | 0 | 0 | 0 | 0 | 0 | 0 | 0 | 0 | 0 | 0 | 0
| Unplanned replacements |  |  | 2023-12-31 | 0 | 0 | 0 | 0 | 0 | 0 | 0 | 0 | 0 | 0 | 0 | 0 | 0 | 0 | 0 | 0 | 0 | 0 | 0 | 0 | 0 | 0 | 0 | 0 | 0
| Environmental consequence | (after DF) |  | 2023-12-31 | 0 | 0 | 0 | 0 | 0 | 0 | 0 | 0 | 0 | 0 | 0 | 0 | 0 | 0 | 0 | 0 | 0 | 0 | 0 | 0 | 0 | 0 | 0 | 0 | 0
| < Other risk - enter description > |  |  | 2023-12-31 | 0 | 0 | 0 | 0 | 0 | 0 | 0 | 0 | 0 | 0 | 0 | 0 | 0 | 0 | 0 | 0 | 0 | 0 | 0 | 0 | 0 | 0 | 0 | 0 | 0
| < Other risk - enter description > |  |  | 2023-12-31 | 0 | 0 | 0 | 0 | 0 | 0 | 0 | 0 | 0 | 0 | 0 | 0 | 0 | 0 | 0 | 0 | 0 | 0 | 0 | 0 | 0 | 0 | 0 | 0 | 0
| Total risk cost |  |  |  | 0 | 0 | 0 | 0 | 0 | 0 | 0 | 0 | 0 | 0 | 0 | 0 | 0 | 0 | 0 | 0 | 0 | 0 | 0 | 0 | 0 | 0 | 0 | 0 | 0
OTHER BENEFITS
| Reduction in CO2 emissions |  |  | MWh | 0 | 0 | 0 | 0 | 0 | 0 | 0 | 0 | 0 | 0 | 0 | 0 | 0 | 0 | 0 | 0 | 0 | 0 | 0 | 0 | 0 | 0 | 0 | 0 | 0
| Value of reduction in CO2 emissions |  |  | $ | 0 | 0 | 0 | 0 | 0 | 0 | 0 | 0 | 0 | 0 | 0 | 0 | 0 | 0 | 0 | 0 | 0 | 0 | 0 | 0 | 0 | 0 | 0 | 0 | 0
| Reliability in worst-served areas | $/MWh |  | MWh | 0 | 0 | 0 | 36290.5217 | 181879.3698 | 293095.6592 | 462429.8852 | 462429.8852 | 462429.8852 | 462429.8852 | 462429.8852 | 462429.8852 | 462429.8852 | 462429.8852 | 462429.8852 | 462429.8852 | 462429.8852 | 462429.8852 | 462429.8852 | 462429.8852 | 462429.8852 | 462429.8852 | 462429.8852 | 462429.8852 | 462429.8852
| Network resilience | $/MWh |  | MWh | 0 | 421.2507 | 5797.2608 | 8905.4918 | 13375.3707 | 13375.3707 | 13375.3707 | 13375.3707 | 13375.3707 | 13375.3707 | 13375.3707 | 13375.3707 | 13375.3707 | 13375.3707 | 13375.3707 | 13375.3707 | 13375.3707 | 13375.3707 | 13375.3707 | 13375.3707 | 13375.3707 | 13375.3707 | 13375.3707 | 13375.3707 | 13375.3707
| Enabling solar exports | $/MWh |  |  | 0 | 0 | 0 | 0 | 0 | 0 | 0 | 0 | 0 | 0 | 0 | 0 | 0 | 0 | 0 | 0 | 0 | 0 | 0 | 0 | 0 | 0 | 0 | 0 | 0
| Aesthetics | $/customer |  |  | 0 | 0 | 0 | 0 | 0 | 0 | 0 | 0 | 0 | 0 | 0 | 0 | 0 | 0 | 0 | 0 | 0 | 0 | 0 | 0 | 0 | 0 | 0 | 0 | 0
| Customer value of time (res) | $/customer min |  |  | 0 | 0 | 0 | 0 | 0 | 0 | 0 | 0 | 0 | 0 | 0 | 0 | 0 | 0 | 0 | 0 | 0 | 0 | 0 | 0 | 0 | 0 | 0 | 0 | 0
| Customer value of time (bus) | $/customer min |  |  | 0 | 0 | 0 | 0 | 0 | 0 | 0 | 0 | 0 | 0 | 0 | 0 | 0 | 0 | 0 | 0 | 0 | 0 | 0 | 0 | 0 | 0 | 0 | 0 | 0
| Communication | $/customer |  |  | 0 | 0 | 0 | 0 | 0 | 0 | 0 | 0 | 0 | 0 | 0 | 0 | 0 | 0 | 0 | 0 | 0 | 0 | 0 | 0 | 0 | 0 | 0 | 0 | 0
| Information accessibility | $/customer |  |  | 0 | 0 | 0 | 0 | 0 | 0 | 0 | 0 | 0 | 0 | 0 | 0 | 0 | 0 | 0 | 0 | 0 | 0 | 0 | 0 | 0 | 0 | 0 | 0 | 0
| Delayed benefits | $ |  | MWh | 0 | 0 | 0 | 36290.5217 | 181879.3698 | 293095.6592 | 462429.8852 | 462429.8852 | 462429.8852 | 462429.8852 | 462429.8852 | 462429.8852 | 462429.8852 | 462429.8852 | 462429.8852 | 462429.8852 | 462429.8852 | 462429.8852 | 462429.8852 | 462429.8852 | 462429.8852 | 462429.8852 | 462429.8852 | 462429.8852 | 462429.8852
| Immediate benefits | $ |  | MWh | 0 | 421.2507 | 5797.2608 | 8905.4918 | 13375.3707 | 13375.3707 | 13375.3707 | 13375.3707 | 13375.3707 | 13375.3707 | 13375.3707 | 13375.3707 | 13375.3707 | 13375.3707 | 13375.3707 | 13375.3707 | 13375.3707 | 13375.3707 | 13375.3707 | 13375.3707 | 13375.3707 | 13375.3707 | 13375.3707 | 13375.3707 | 13375.3707
| Total other benefits |  |  | 2023-12-31 | 0 | 421.2507 | 5797.2608 | 45196.0135 | 195254.7405 | 306471.0299 | 475805.2559 | 475805.2559 | 475805.2559 | 475805.2559 | 475805.2559 | 475805.2559 | 475805.2559 | 475805.2559 | 475805.2559 | 475805.2559 | 475805.2559 | 475805.2559 | 475805.2559 | 475805.2559 | 475805.2559 | 475805.2559 | 475805.2559 | 475805.2559 | 475805.2559
SUMMARY
| Risks mitigated vs base case |  |  | 2023-12-31 | 0 | 0 | 0 | 0 | 0 | 0 | 0 | 0 | 0 | 0 | 0 | 0 | 0 | 0 | 0 | 0 | 0 | 0 | 0 | 0 | 0 | 0 | 0 | 0 | 0
Capital expenditure
| SAPS CAPEX |  |  | 2023-12-31 | 0 | -112895.6571 | -559586.3764 | -539202.7497 | -779574.9391 | 0 | 0 | 0 | 0 | 0 | 0 | 0 | 0 | 0 | 0 | 0 | 0 | 0 | 0 | 0 | 0 | 0 | 0 | 0 | 0
| Asset retirement |  |  | 2023-12-31 | 0 | 0 | 0 | -109048.5256 | -400026.7208 | -286056.3814 | -406433.2527 | 0 | 0 | 0 | 0 | 0 | 0 | 0 | 0 | 0 | 0 | 0 | 0 | 0 | 0 | 0 | 0 | 0 | 0
| IT capex |  |  | 2023-12-31 | 0 | -542576 | 0 | 0 | 0 | 0 | 0 | 0 | 0 | 0 | 0 | 0 | 0 | 0 | 0 | 0 | 0 | 0 | 0 | 0 | 0 | 0 | 0 | 0 | 0
| Offgrid transition |  |  | 2023-12-31 | 0 | -20000 | -180000 | -100000 | 0 | 0 | 0 | 0 | 0 | 0 | 0 | 0 | 0 | 0 | 0 | 0 | 0 | 0 | 0 | 0 | 0 | 0 | 0 | 0 | 0
Cumulative capex
| SAPS CAPEX |  |  | 2023-12-31 | 0 | -112895.6571 | -672482.0336 | -1211684.7832 | -1991259.7224 | -1991259.7224 | -1991259.7224 | -1991259.7224 | -1991259.7224 | -1991259.7224 | -1991259.7224 | -1991259.7224 | -1991259.7224 | -1991259.7224 | -1991259.7224 | -1991259.7224 | -1991259.7224 | -1991259.7224 | -1991259.7224 | -1991259.7224 | -1991259.7224 | -1878364.0652 | -1318777.6888 | -779574.9391 | 0
| Asset retirement |  |  | 2023-12-31 | 0 | 0 | 0 | -109048.5256 | -400026.7208 | -286056.3814 | -406433.2527 | 0 | 0 | 0 | 0 | 0 | 0 | 0 | 0 | 0 | 0 | 0 | 0 | 0 | 0 | 0 | 0 | 0 | 0
| IT capex |  |  | 2023-12-31 | 0 | -542576 | -542576 | -542576 | -542576 | -542576 | -542576 | -542576 | -542576 | -542576 | -542576 | -542576 | -542576 | -542576 | -542576 | -542576 | 0 | 0 | 0 | 0 | 0 | 0 | 0 | 0 | 0
| Offgrid transition |  |  | 2023-12-31 | 0 | -20000 | -180000 | -100000 | 0 | 0 | 0 | 0 | 0 | 0 | 0 | 0 | 0 | 0 | 0 | 0 | 0 | 0 | 0 | 0 | 0 | 0 | 0 | 0 | 0
Annualised capex
| Annualised capex - SAPS CAPEX |  |  | 2023-12-31 | 0 | 0 | -7943.46 | -47316.56 | -85255.4461 | -140107.1782 | -140107.1782 | -140107.1782 | -140107.1782 | -140107.1782 | -140107.1782 | -140107.1782 | -140107.1782 | -140107.1782 | -140107.1782 | -140107.1782 | -140107.1782 | -140107.1782 | -140107.1782 | -140107.1782 | -140107.1782 | -140107.1782 | -132163.7182 | -92790.6182 | -54851.7321
| Annualised capex - Asset retirement |  |  | 2023-12-31 | 0 | 0 | 0 | 0 | -112865.224 | -414027.656 | -296068.3548 | -420658.4165 | 0 | 0 | 0 | 0 | 0 | 0 | 0 | 0 | 0 | 0 | 0 | 0 | 0 | 0 | 0 | 0 | 0
| Annualised capex - IT capex |  |  | 2023-12-31 | 0 | 0 | -47109.1988 | -47109.1988 | -47109.1988 | -47109.1988 | -47109.1988 | -47109.1988 | -47109.1988 | -47109.1988 | -47109.1988 | -47109.1988 | -47109.1988 | -47109.1988 | -47109.1988 | -47109.1988 | -47109.1988 | 0 | 0 | 0 | 0 | 0 | 0 | 0 | 0
| Annualised capex - Offgrid transition |  |  | 2023-12-31 | 0 | 0 | -20700 | -186300 | -103500 | 0 | 0 | 0 | 0 | 0 | 0 | 0 | 0 | 0 | 0 | 0 | 0 | 0 | 0 | 0 | 0 | 0 | 0 | 0 | 0
| Total annualised capex |  |  | 2023-12-31 | 0 | 0 | -75752.6588 | -280725.7588 | -348729.8689 | -601244.0331 | -483284.7318 | -607874.7936 | -187216.3771 | -187216.3771 | -187216.3771 | -187216.3771 | -187216.3771 | -187216.3771 | -187216.3771 | -187216.3771 | -187216.3771 | -140107.1782 | -140107.1782 | -140107.1782 | -140107.1782 | -140107.1782 | -132163.7182 | -92790.6182 | -54851.7321
| Annualised capex |  |  | 2023-12-31 | 0 | 0 | -75752.6588 | -280725.7588 | -348729.8689 | -601244.0331 | -483284.7318 | -607874.7936 | -187216.3771 | -187216.3771 | -187216.3771 | -187216.3771 | -187216.3771 | -187216.3771 | -187216.3771 | -187216.3771 | -187216.3771 | -140107.1782 | -140107.1782 | -140107.1782 | -140107.1782 | -140107.1782 | -132163.7182 | -92790.6182 | -54851.7321
| Operating expenditure |  |  | 2023-12-31 | 0 | -59458.3383 | -72107.1484 | -84221.2 | -104339.024 | -104339.024 | -104339.024 | -104339.024 | -104339.024 | -104339.024 | -104339.024 | -104339.024 | -104339.024 | -104339.024 | -104339.024 | -104339.024 | -104339.024 | -104339.024 | -104339.024 | -104339.024 | -104339.024 | -104339.024 | -104339.024 | -104339.024 | -104339.024
| Risk mitigated |  |  | 2023-12-31 | 0 | 0 | 0 | 0 | 0 | 0 | 0 | 0 | 0 | 0 | 0 | 0 | 0 | 0 | 0 | 0 | 0 | 0 | 0 | 0 | 0 | 0 | 0 | 0 | 0
| Other benefits value |  |  | 2023-12-31 | 0 | 421.2507 | 5797.2608 | 45196.0135 | 195254.7405 | 306471.0299 | 475805.2559 | 475805.2559 | 475805.2559 | 475805.2559 | 475805.2559 | 475805.2559 | 475805.2559 | 475805.2559 | 475805.2559 | 475805.2559 | 475805.2559 | 475805.2559 | 475805.2559 | 475805.2559 | 475805.2559 | 475805.2559 | 475805.2559 | 475805.2559 | 475805.2559
| Net benefits |  |  | 2023-12-31 | 0 | -59037.0876 | -142062.5465 | -319750.9453 | -257814.1524 | -399112.0271 | -111818.4999 | -236408.5616 | 184249.8549 | 184249.8549 | 184249.8549 | 184249.8549 | 184249.8549 | 184249.8549 | 184249.8549 | 184249.8549 | 184249.8549 | 231359.0537 | 231359.0537 | 231359.0537 | 231359.0537 | 231359.0537 | 239302.5137 | 278675.6137 | 316614.4998
| First capex year |  |  | 2
| First year |  |  | 2
SENSITIVITIES
NPV | Net benefits |  |  | Option 2NPV | 0 | -59037.0876 | -142062.5465 | -319750.9453 | -257814.1524 | -399112.0271 | -111818.4999 | -236408.5616 | 184249.8549 | 184249.8549 | 184249.8549 | 184249.8549 | 184249.8549 | 184249.8549 | 184249.8549 | 184249.8549 | 184249.8549 | 231359.0537 | 231359.0537 | 231359.0537 | 231359.0537 | 231359.0537 | 239302.5137 | 278675.6137 | 316614.4998
| Total annualised capex |  |  |  | 0 | 0 | -75752.6588 | -280725.7588 | -348729.8689 | -601244.0331 | -483284.7318 | -607874.7936 | -187216.3771 | -187216.3771 | -187216.3771 | -187216.3771 | -187216.3771 | -187216.3771 | -187216.3771 | -187216.3771 | -187216.3771 | -140107.1782 | -140107.1782 | -140107.1782 | -140107.1782 | -140107.1782 | -132163.7182 | -92790.6182 | -54851.7321
| Total benefits |  |  |  | 0 | 421.2507 | 5797.2608 | 45196.0135 | 195254.7405 | 306471.0299 | 475805.2559 | 475805.2559 | 475805.2559 | 475805.2559 | 475805.2559 | 475805.2559 | 475805.2559 | 475805.2559 | 475805.2559 | 475805.2559 | 475805.2559 | 475805.2559 | 475805.2559 | 475805.2559 | 475805.2559 | 475805.2559 | 475805.2559 | 475805.2559 | 475805.2559
|  | Capex | Total benefits
sens1 | Capex 10% higher | 10% | 0% | Option 2sens1 | 0 | -59037.0876 | -149637.8123 | -347823.5212 | -292687.1393 | -459236.4304 | -160146.9731 | -297196.041 | 165528.2172 | 165528.2172 | 165528.2172 | 165528.2172 | 165528.2172 | 165528.2172 | 165528.2172 | 165528.2172 | 165528.2172 | 217348.3359 | 217348.3359 | 217348.3359 | 217348.3359 | 217348.3359 | 226086.1419 | 269396.5519 | 311129.3266
sens2 | Capex 10% lower | -10% | 0% | Option 2sens2 | 0 | -59037.0876 | -134487.2806 | -291678.3694 | -222941.1655 | -338987.6238 | -63490.0267 | -175621.0823 | 202971.4926 | 202971.4926 | 202971.4926 | 202971.4926 | 202971.4926 | 202971.4926 | 202971.4926 | 202971.4926 | 202971.4926 | 245369.7715 | 245369.7715 | 245369.7715 | 245369.7715 | 245369.7715 | 252518.8855 | 287954.6755 | 322099.673
sens3 | Total benefits 10% higher | 0% | 10% | Option 2sens3 | 0 | -58994.9626 | -141482.8204 | -315231.344 | -238288.6784 | -368464.9241 | -64237.9743 | -188828.036 | 231830.3805 | 231830.3805 | 231830.3805 | 231830.3805 | 231830.3805 | 231830.3805 | 231830.3805 | 231830.3805 | 231830.3805 | 278939.5793 | 278939.5793 | 278939.5793 | 278939.5793 | 278939.5793 | 286883.0393 | 326256.1393 | 364195.0254
sens4 | Total benefits 10% lower | 0% | -10% | Option 2sens4 | 0 | -59079.2127 | -142642.2725 | -324270.5467 | -277339.6265 | -429759.1301 | -159399.0255 | -283989.0872 | 136669.3293 | 136669.3293 | 136669.3293 | 136669.3293 | 136669.3293 | 136669.3293 | 136669.3293 | 136669.3293 | 136669.3293 | 183778.5281 | 183778.5281 | 183778.5281 | 183778.5281 | 183778.5281 | 191721.9881 | 231095.0881 | 269033.9742
sens5 | Capex 10% higher & Total benefits 10% lower | 10% | -10% | Option 2sens5 | 0 | -59079.2127 | -150217.5384 | -352343.1226 | -312212.6133 | -489883.5334 | -207727.4987 | -344776.5666 | 117947.6916 | 117947.6916 | 117947.6916 | 117947.6916 | 117947.6916 | 117947.6916 | 117947.6916 | 117947.6916 | 117947.6916 | 169767.8103 | 169767.8103 | 169767.8103 | 169767.8103 | 169767.8103 | 178505.6163 | 221816.0263 | 263548.801
sens | 0 | 0% | 0% | Option 2sens | 0 | -59037.0876 | -142062.5465 | -319750.9453 | -257814.1524 | -399112.0271 | -111818.4999 | -236408.5616 | 184249.8549 | 184249.8549 | 184249.8549 | 184249.8549 | 184249.8549 | 184249.8549 | 184249.8549 | 184249.8549 | 184249.8549 | 231359.0537 | 231359.0537 | 231359.0537 | 231359.0537 | 231359.0537 | 239302.5137 | 278675.6137 | 316614.4998
sens | 0 | 0% | 0% | Option 2sens | 0 | -59037.0876 | -142062.5465 | -319750.9453 | -257814.1524 | -399112.0271 | -111818.4999 | -236408.5616 | 184249.8549 | 184249.8549 | 184249.8549 | 184249.8549 | 184249.8549 | 184249.8549 | 184249.8549 | 184249.8549 | 184249.8549 | 231359.0537 | 231359.0537 | 231359.0537 | 231359.0537 | 231359.0537 | 239302.5137 | 278675.6137 | 316614.4998
sens | 0 | 0% | 0% | Option 2sens | 0 | -59037.0876 | -142062.5465 | -319750.9453 | -257814.1524 | -399112.0271 | -111818.4999 | -236408.5616 | 184249.8549 | 184249.8549 | 184249.8549 | 184249.8549 | 184249.8549 | 184249.8549 | 184249.8549 | 184249.8549 | 184249.8549 | 231359.0537 | 231359.0537 | 231359.0537 | 231359.0537 | 231359.0537 | 239302.5137 | 278675.6137 | 316614.4998

## Option3
Powercor
SAPS
OPTION 3 | 0
Not used
Count |  |  |  |  | 1 | 2 | 3 | 4 | 5 | 6 | 7 | 8 | 9 | 10 | 11 | 12 | 13 | 14 | 15 | 16 | 17 | 18 | 19 | 20 | 21 | 22 | 23 | 24 | 25
Value of CO2 reductions |  |  |  | $/MWh | 24.7305 | 22.3407 | 20.1963 | 18.0629 | 15.9134 | 13.7151 | 13.7151 | 13.7151 | 13.7151 | 13.7151 | 13.7151 | 13.7151 | 13.7151 | 13.7151 | 13.7151 | 13.7151 | 13.7151 | 13.7151 | 13.7151 | 13.7151 | 13.7151 | 13.7151 | 13.7151 | 13.7151 | 13.7151
|  |  |  | Units | 2026-27 | 2027-28 | 2028-29 | 2029-30 | 2030-31 | 2031-32 | 2032-33 | 2033-34 | 2034-35 | 2035-36 | 2036-37 | 2037-38 | 2038-39 | 2039-40 | 2040-41 | 2041-42 | 2042-43 | 2043-44 | 2044-45 | 2045-46 | 2046-47 | 2047-48 | 2048-49 | 2049-50 | 2050-51
INVESTMENT & OPERATING COST
| Capex |  | Asset life (yrs)
| < Enter description > |  | 0 | 2023-12-31 | 0 | 0 | 0 | 0 | 0 | 0 | 0 | 0 | 0 | 0 | 0 | 0 | 0 | 0 | 0 | 0 | 0 | 0 | 0 | 0 | 0 | 0 | 0 | 0 | 0
| < Enter description > |  | 0 | 2023-12-31 | 0 | 0 | 0 | 0 | 0 | 0 | 0 | 0 | 0 | 0 | 0 | 0 | 0 | 0 | 0 | 0 | 0 | 0 | 0 | 0 | 0 | 0 | 0 | 0 | 0
| < Enter description > |  | 0 | 2023-12-31 | 0 | 0 | 0 | 0 | 0 | 0 | 0 | 0 | 0 | 0 | 0 | 0 | 0 | 0 | 0 | 0 | 0 | 0 | 0 | 0 | 0 | 0 | 0 | 0 | 0
| < Enter description > |  | 0 | 2023-12-31 | 0 | 0 | 0 | 0 | 0 | 0 | 0 | 0 | 0 | 0 | 0 | 0 | 0 | 0 | 0 | 0 | 0 | 0 | 0 | 0 | 0 | 0 | 0 | 0 | 0
| Capital expenditure |  |  | 2023-12-31 | 0 | 0 | 0 | 0 | 0 | 0 | 0 | 0 | 0 | 0 | 0 | 0 | 0 | 0 | 0 | 0 | 0 | 0 | 0 | 0 | 0 | 0 | 0 | 0 | 0
| SAPS opex |  | 0 | 2023-12-31 | 0 | 0 | 0 | 0 | 0 | 0 | 0 | 0 | 0 | 0 | 0 | 0 | 0 | 0 | 0 | 0 | 0 | 0 | 0 | 0 | 0 | 0 | 0 | 0 | 0
| IT opex |  | 0 | 2023-12-31 | 0 | 0 | 0 | 0 | 0 | 0 | 0 | 0 | 0 | 0 | 0 | 0 | 0 | 0 | 0 | 0 | 0 | 0 | 0 | 0 | 0 | 0 | 0 | 0 | 0
| Operating expenditure |  |  | 2023-12-31 | 0 | 0 | 0 | 0 | 0 | 0 | 0 | 0 | 0 | 0 | 0 | 0 | 0 | 0 | 0 | 0 | 0 | 0 | 0 | 0 | 0 | 0 | 0 | 0 | 0
RISK ASSUMPTIONS
| PoF (major) |  |  |  | 0 | 0 | 0 | 0 | 0 | 0 | 0 | 0 | 0 | 0 | 0 | 0 | 0 | 0 | 0 | 0 | 0 | 0 | 0 | 0 | 0 | 0 | 0 | 0 | 0
| PoF (reparable) |  |  |  | 0 | 0 | 0 | 0 | 0 | 0 | 0 | 0 | 0 | 0 | 0 | 0 | 0 | 0 | 0 | 0 | 0 | 0 | 0 | 0 | 0 | 0 | 0 | 0 | 0
| Energy at risk (weighted) |  |  | MWh | 0 | 0 | 0 | 0 | 0 | 0 | 0 | 0 | 0 | 0 | 0 | 0 | 0 | 0 | 0 | 0 | 0 | 0 | 0 | 0 | 0 | 0 | 0 | 0 | 0
| Energy at risk value | $/MWh | 43815.4862 | 2023-12-31 | 0 | 0 | 0 | 0 | 0 | 0 | 0 | 0 | 0 | 0 | 0 | 0 | 0 | 0 | 0 | 0 | 0 | 0 | 0 | 0 | 0 | 0 | 0 | 0 | 0
| Safety consequence | (after DF) |  | 2023-12-31 | 0 | 0 | 0 | 0 | 0 | 0 | 0 | 0 | 0 | 0 | 0 | 0 | 0 | 0 | 0 | 0 | 0 | 0 | 0 | 0 | 0 | 0 | 0 | 0 | 0
| Unplanned replacements |  |  | 2023-12-31 | 0 | 0 | 0 | 0 | 0 | 0 | 0 | 0 | 0 | 0 | 0 | 0 | 0 | 0 | 0 | 0 | 0 | 0 | 0 | 0 | 0 | 0 | 0 | 0 | 0
| Environmental consequence | (after DF) |  | 2023-12-31 | 0 | 0 | 0 | 0 | 0 | 0 | 0 | 0 | 0 | 0 | 0 | 0 | 0 | 0 | 0 | 0 | 0 | 0 | 0 | 0 | 0 | 0 | 0 | 0 | 0
| < Other risk - enter description > |  |  | 2023-12-31 | 0 | 0 | 0 | 0 | 0 | 0 | 0 | 0 | 0 | 0 | 0 | 0 | 0 | 0 | 0 | 0 | 0 | 0 | 0 | 0 | 0 | 0 | 0 | 0 | 0
| < Other risk - enter description > |  |  | 2023-12-31 | 0 | 0 | 0 | 0 | 0 | 0 | 0 | 0 | 0 | 0 | 0 | 0 | 0 | 0 | 0 | 0 | 0 | 0 | 0 | 0 | 0 | 0 | 0 | 0 | 0
| Total risk cost |  |  |  | 0 | 0 | 0 | 0 | 0 | 0 | 0 | 0 | 0 | 0 | 0 | 0 | 0 | 0 | 0 | 0 | 0 | 0 | 0 | 0 | 0 | 0 | 0 | 0 | 0
OTHER BENEFITS
| Reduction in CO2 emissions |  |  | MWh | 0 | 0 | 0 | 0 | 0 | 0 | 0 | 0 | 0 | 0 | 0 | 0 | 0 | 0 | 0 | 0 | 0 | 0 | 0 | 0 | 0 | 0 | 0 | 0 | 0
| Value of reduction in CO2 emissions |  |  | $ | 0 | 0 | 0 | 0 | 0 | 0 | 0 | 0 | 0 | 0 | 0 | 0 | 0 | 0 | 0 | 0 | 0 | 0 | 0 | 0 | 0 | 0 | 0 | 0 | 0
| Reliability in worst-served areas | $/MWh | 151432.8174 | MWh | 0 | 0 | 0 | 0 | 0 | 0 | 0 | 0 | 0 | 0 | 0 | 0 | 0 | 0 | 0 | 0 | 0 | 0 | 0 | 0 | 0 | 0 | 0 | 0 | 0
| Network resilience | $/MWh | 24590 | MWh | 0 | 0 | 0 | 0 | 0 | 0 | 0 | 0 | 0 | 0 | 0 | 0 | 0 | 0 | 0 | 0 | 0 | 0 | 0 | 0 | 0 | 0 | 0 | 0 | 0
| Enabling solar exports | $/MWh | 88.3577 | MWh | 0 | 0 | 0 | 0 | 0 | 0 | 0 | 0 | 0 | 0 | 0 | 0 | 0 | 0 | 0 | 0 | 0 | 0 | 0 | 0 | 0 | 0 | 0 | 0 | 0
| Aesthetics | $/customer | 0 | customers | 0 | 0 | 0 | 0 | 0 | 0 | 0 | 0 | 0 | 0 | 0 | 0 | 0 | 0 | 0 | 0 | 0 | 0 | 0 | 0 | 0 | 0 | 0 | 0 | 0
| Customer value of time (res) | $/customer min | 0.35181 | mins | 0 | 0 | 0 | 0 | 0 | 0 | 0 | 0 | 0 | 0 | 0 | 0 | 0 | 0 | 0 | 0 | 0 | 0 | 0 | 0 | 0 | 0 | 0 | 0 | 0
| Customer value of time (bus) | $/customer min | 0.35181 | mins | 0 | 0 | 0 | 0 | 0 | 0 | 0 | 0 | 0 | 0 | 0 | 0 | 0 | 0 | 0 | 0 | 0 | 0 | 0 | 0 | 0 | 0 | 0 | 0 | 0
| Communication | $/customer | 0 | customers | 0 | 0 | 0 | 0 | 0 | 0 | 0 | 0 | 0 | 0 | 0 | 0 | 0 | 0 | 0 | 0 | 0 | 0 | 0 | 0 | 0 | 0 | 0 | 0 | 0
| Information accessibility | $/customer | 0 | customers | 0 | 0 | 0 | 0 | 0 | 0 | 0 | 0 | 0 | 0 | 0 | 0 | 0 | 0 | 0 | 0 | 0 | 0 | 0 | 0 | 0 | 0 | 0 | 0 | 0
| Other benefits 1 |  |  | 2023-12-31 | 0 | 0 | 0 | 0 | 0 | 0 | 0 | 0 | 0 | 0 | 0 | 0 | 0 | 0 | 0 | 0 | 0 | 0 | 0 | 0 | 0 | 0 | 0 | 0 | 0
| Other benefits 2 |  |  | 2023-12-31 | 0 | 0 | 0 | 0 | 0 | 0 | 0 | 0 | 0 | 0 | 0 | 0 | 0 | 0 | 0 | 0 | 0 | 0 | 0 | 0 | 0 | 0 | 0 | 0 | 0
| Total other benefits |  |  | 2023-12-31 | 0 | 0 | 0 | 0 | 0 | 0 | 0 | 0 | 0 | 0 | 0 | 0 | 0 | 0 | 0 | 0 | 0 | 0 | 0 | 0 | 0 | 0 | 0 | 0 | 0
SUMMARY
| Risks mitigated vs base case |  |  | 2023-12-31 | 0 | 0 | 0 | 0 | 0 | 0 | 0 | 0 | 0 | 0 | 0 | 0 | 0 | 0 | 0 | 0 | 0 | 0 | 0 | 0 | 0 | 0 | 0 | 0 | 0
Capital expenditure
| < Enter description > |  |  | 2023-12-31 | 0 | 0 | 0 | 0 | 0 | 0 | 0 | 0 | 0 | 0 | 0 | 0 | 0 | 0 | 0 | 0 | 0 | 0 | 0 | 0 | 0 | 0 | 0 | 0 | 0
| < Enter description > |  |  | 2023-12-31 | 0 | 0 | 0 | 0 | 0 | 0 | 0 | 0 | 0 | 0 | 0 | 0 | 0 | 0 | 0 | 0 | 0 | 0 | 0 | 0 | 0 | 0 | 0 | 0 | 0
| < Enter description > |  |  | 2023-12-31 | 0 | 0 | 0 | 0 | 0 | 0 | 0 | 0 | 0 | 0 | 0 | 0 | 0 | 0 | 0 | 0 | 0 | 0 | 0 | 0 | 0 | 0 | 0 | 0 | 0
| < Enter description > |  |  | 2023-12-31 | 0 | 0 | 0 | 0 | 0 | 0 | 0 | 0 | 0 | 0 | 0 | 0 | 0 | 0 | 0 | 0 | 0 | 0 | 0 | 0 | 0 | 0 | 0 | 0 | 0
Cumulative capex
| < Enter description > |  |  | 2023-12-31 | 0 | 0 | 0 | 0 | 0 | 0 | 0 | 0 | 0 | 0 | 0 | 0 | 0 | 0 | 0 | 0 | 0 | 0 | 0 | 0 | 0 | 0 | 0 | 0 | 0
| < Enter description > |  |  | 2023-12-31 | 0 | 0 | 0 | 0 | 0 | 0 | 0 | 0 | 0 | 0 | 0 | 0 | 0 | 0 | 0 | 0 | 0 | 0 | 0 | 0 | 0 | 0 | 0 | 0 | 0
| < Enter description > |  |  | 2023-12-31 | 0 | 0 | 0 | 0 | 0 | 0 | 0 | 0 | 0 | 0 | 0 | 0 | 0 | 0 | 0 | 0 | 0 | 0 | 0 | 0 | 0 | 0 | 0 | 0 | 0
| < Enter description > |  |  | 2023-12-31 | 0 | 0 | 0 | 0 | 0 | 0 | 0 | 0 | 0 | 0 | 0 | 0 | 0 | 0 | 0 | 0 | 0 | 0 | 0 | 0 | 0 | 0 | 0 | 0 | 0
Annualised capex
| Annualised capex - < Enter description > |  |  | 2023-12-31 | 0 | 0 | 0 | 0 | 0 | 0 | 0 | 0 | 0 | 0 | 0 | 0 | 0 | 0 | 0 | 0 | 0 | 0 | 0 | 0 | 0 | 0 | 0 | 0 | 0
| Annualised capex - < Enter description > |  |  | 2023-12-31 | 0 | 0 | 0 | 0 | 0 | 0 | 0 | 0 | 0 | 0 | 0 | 0 | 0 | 0 | 0 | 0 | 0 | 0 | 0 | 0 | 0 | 0 | 0 | 0 | 0
| Annualised capex - < Enter description > |  |  | 2023-12-31 | 0 | 0 | 0 | 0 | 0 | 0 | 0 | 0 | 0 | 0 | 0 | 0 | 0 | 0 | 0 | 0 | 0 | 0 | 0 | 0 | 0 | 0 | 0 | 0 | 0
| Annualised capex - < Enter description > |  |  | 2023-12-31 | 0 | 0 | 0 | 0 | 0 | 0 | 0 | 0 | 0 | 0 | 0 | 0 | 0 | 0 | 0 | 0 | 0 | 0 | 0 | 0 | 0 | 0 | 0 | 0 | 0
| Total annualised capex |  |  | 2023-12-31 | 0 | 0 | 0 | 0 | 0 | 0 | 0 | 0 | 0 | 0 | 0 | 0 | 0 | 0 | 0 | 0 | 0 | 0 | 0 | 0 | 0 | 0 | 0 | 0 | 0
| Annualised capex |  |  | 2023-12-31 | 0 | 0 | 0 | 0 | 0 | 0 | 0 | 0 | 0 | 0 | 0 | 0 | 0 | 0 | 0 | 0 | 0 | 0 | 0 | 0 | 0 | 0 | 0 | 0 | 0
| Operating expenditure |  |  | 2023-12-31 | 0 | 0 | 0 | 0 | 0 | 0 | 0 | 0 | 0 | 0 | 0 | 0 | 0 | 0 | 0 | 0 | 0 | 0 | 0 | 0 | 0 | 0 | 0 | 0 | 0
| Risk mitigated |  |  | 2023-12-31 | 0 | 0 | 0 | 0 | 0 | 0 | 0 | 0 | 0 | 0 | 0 | 0 | 0 | 0 | 0 | 0 | 0 | 0 | 0 | 0 | 0 | 0 | 0 | 0 | 0
| Other benefits value |  |  | 2023-12-31 | 0 | 0 | 0 | 0 | 0 | 0 | 0 | 0 | 0 | 0 | 0 | 0 | 0 | 0 | 0 | 0 | 0 | 0 | 0 | 0 | 0 | 0 | 0 | 0 | 0
| Net benefits |  |  | 2023-12-31 | 0 | 0 | 0 | 0 | 0 | 0 | 0 | 0 | 0 | 0 | 0 | 0 | 0 | 0 | 0 | 0 | 0 | 0 | 0 | 0 | 0 | 0 | 0 | 0 | 0
| First capex year |  |  | 0
| First year |  |  | Not used
SENSITIVITIES
NPV | Net benefits |  |  | Option 3NPV | 0 | 0 | 0 | 0 | 0 | 0 | 0 | 0 | 0 | 0 | 0 | 0 | 0 | 0 | 0 | 0 | 0 | 0 | 0 | 0 | 0 | 0 | 0 | 0 | 0
| Total annualised capex |  |  |  | 0 | 0 | 0 | 0 | 0 | 0 | 0 | 0 | 0 | 0 | 0 | 0 | 0 | 0 | 0 | 0 | 0 | 0 | 0 | 0 | 0 | 0 | 0 | 0 | 0
| Total benefits |  |  |  | 0 | 0 | 0 | 0 | 0 | 0 | 0 | 0 | 0 | 0 | 0 | 0 | 0 | 0 | 0 | 0 | 0 | 0 | 0 | 0 | 0 | 0 | 0 | 0 | 0
|  | Capex | Total benefits
sens1 | Capex 10% higher | 10% | 0% | Option 3sens1 | 0 | 0 | 0 | 0 | 0 | 0 | 0 | 0 | 0 | 0 | 0 | 0 | 0 | 0 | 0 | 0 | 0 | 0 | 0 | 0 | 0 | 0 | 0 | 0 | 0
sens2 | Capex 10% lower | -10% | 0% | Option 3sens2 | 0 | 0 | 0 | 0 | 0 | 0 | 0 | 0 | 0 | 0 | 0 | 0 | 0 | 0 | 0 | 0 | 0 | 0 | 0 | 0 | 0 | 0 | 0 | 0 | 0
sens3 | Total benefits 10% higher | 0% | 10% | Option 3sens3 | 0 | 0 | 0 | 0 | 0 | 0 | 0 | 0 | 0 | 0 | 0 | 0 | 0 | 0 | 0 | 0 | 0 | 0 | 0 | 0 | 0 | 0 | 0 | 0 | 0
sens4 | Total benefits 10% lower | 0% | -10% | Option 3sens4 | 0 | 0 | 0 | 0 | 0 | 0 | 0 | 0 | 0 | 0 | 0 | 0 | 0 | 0 | 0 | 0 | 0 | 0 | 0 | 0 | 0 | 0 | 0 | 0 | 0
sens5 | Capex 10% higher & Total benefits 10% lower | 10% | -10% | Option 3sens5 | 0 | 0 | 0 | 0 | 0 | 0 | 0 | 0 | 0 | 0 | 0 | 0 | 0 | 0 | 0 | 0 | 0 | 0 | 0 | 0 | 0 | 0 | 0 | 0 | 0
sens | 0 | 0% | 0% | Option 3sens | 0 | 0 | 0 | 0 | 0 | 0 | 0 | 0 | 0 | 0 | 0 | 0 | 0 | 0 | 0 | 0 | 0 | 0 | 0 | 0 | 0 | 0 | 0 | 0 | 0
sens | 0 | 0% | 0% | Option 3sens | 0 | 0 | 0 | 0 | 0 | 0 | 0 | 0 | 0 | 0 | 0 | 0 | 0 | 0 | 0 | 0 | 0 | 0 | 0 | 0 | 0 | 0 | 0 | 0 | 0
sens | 0 | 0% | 0% | Option 3sens | 0 | 0 | 0 | 0 | 0 | 0 | 0 | 0 | 0 | 0 | 0 | 0 | 0 | 0 | 0 | 0 | 0 | 0 | 0 | 0 | 0 | 0 | 0 | 0 | 0

## Option4
Powercor
SAPS
OPTION 4 | 0
Not used
Count |  |  |  |  | 1 | 2 | 3 | 4 | 5 | 6 | 7 | 8 | 9 | 10 | 11 | 12 | 13 | 14 | 15 | 16 | 17 | 18 | 19 | 20 | 21 | 22 | 23 | 24 | 25
Value of CO2 reductions |  |  |  | $/MWh | 24.7305 | 22.3407 | 20.1963 | 18.0629 | 15.9134 | 13.7151 | 13.7151 | 13.7151 | 13.7151 | 13.7151 | 13.7151 | 13.7151 | 13.7151 | 13.7151 | 13.7151 | 13.7151 | 13.7151 | 13.7151 | 13.7151 | 13.7151 | 13.7151 | 13.7151 | 13.7151 | 13.7151 | 13.7151
|  |  |  | Units | 2026-27 | 2027-28 | 2028-29 | 2029-30 | 2030-31 | 2031-32 | 2032-33 | 2033-34 | 2034-35 | 2035-36 | 2036-37 | 2037-38 | 2038-39 | 2039-40 | 2040-41 | 2041-42 | 2042-43 | 2043-44 | 2044-45 | 2045-46 | 2046-47 | 2047-48 | 2048-49 | 2049-50 | 2050-51
INVESTMENT & OPERATING COST
| Capex |  | Asset life (yrs)
| < Enter description > |  | 0 | 2023-12-31 | 0 | 0 | 0 | 0 | 0 | 0 | 0 | 0 | 0 | 0 | 0 | 0 | 0 | 0 | 0 | 0 | 0 | 0 | 0 | 0 | 0 | 0 | 0 | 0 | 0
| < Enter description > |  | 0 | 2023-12-31 | 0 | 0 | 0 | 0 | 0 | 0 | 0 | 0 | 0 | 0 | 0 | 0 | 0 | 0 | 0 | 0 | 0 | 0 | 0 | 0 | 0 | 0 | 0 | 0 | 0
| < Enter description > |  | 0 | 2023-12-31 | 0 | 0 | 0 | 0 | 0 | 0 | 0 | 0 | 0 | 0 | 0 | 0 | 0 | 0 | 0 | 0 | 0 | 0 | 0 | 0 | 0 | 0 | 0 | 0 | 0
| < Enter description > |  | 0 | 2023-12-31 | 0 | 0 | 0 | 0 | 0 | 0 | 0 | 0 | 0 | 0 | 0 | 0 | 0 | 0 | 0 | 0 | 0 | 0 | 0 | 0 | 0 | 0 | 0 | 0 | 0
| Capital expenditure |  |  | 2023-12-31 | 0 | 0 | 0 | 0 | 0 | 0 | 0 | 0 | 0 | 0 | 0 | 0 | 0 | 0 | 0 | 0 | 0 | 0 | 0 | 0 | 0 | 0 | 0 | 0 | 0
| SAPS opex |  | 0 | 2023-12-31 | 0 | 0 | 0 | 0 | 0 | 0 | 0 | 0 | 0 | 0 | 0 | 0 | 0 | 0 | 0 | 0 | 0 | 0 | 0 | 0 | 0 | 0 | 0 | 0 | 0
| IT opex |  | 0 | 2023-12-31 | 0 | 0 | 0 | 0 | 0 | 0 | 0 | 0 | 0 | 0 | 0 | 0 | 0 | 0 | 0 | 0 | 0 | 0 | 0 | 0 | 0 | 0 | 0 | 0 | 0
| Operating expenditure |  |  | 2023-12-31 | 0 | 0 | 0 | 0 | 0 | 0 | 0 | 0 | 0 | 0 | 0 | 0 | 0 | 0 | 0 | 0 | 0 | 0 | 0 | 0 | 0 | 0 | 0 | 0 | 0
RISK ASSUMPTIONS
| PoF (major) |  |  |  | 0 | 0 | 0 | 0 | 0 | 0 | 0 | 0 | 0 | 0 | 0 | 0 | 0 | 0 | 0 | 0 | 0 | 0 | 0 | 0 | 0 | 0 | 0 | 0 | 0
| PoF (reparable) |  |  |  | 0 | 0 | 0 | 0 | 0 | 0 | 0 | 0 | 0 | 0 | 0 | 0 | 0 | 0 | 0 | 0 | 0 | 0 | 0 | 0 | 0 | 0 | 0 | 0 | 0
| Energy at risk (weighted) |  |  | MWh | 0 | 0 | 0 | 0 | 0 | 0 | 0 | 0 | 0 | 0 | 0 | 0 | 0 | 0 | 0 | 0 | 0 | 0 | 0 | 0 | 0 | 0 | 0 | 0 | 0
| Energy at risk value | $/MWh | 43815.4862 | 2023-12-31 | 0 | 0 | 0 | 0 | 0 | 0 | 0 | 0 | 0 | 0 | 0 | 0 | 0 | 0 | 0 | 0 | 0 | 0 | 0 | 0 | 0 | 0 | 0 | 0 | 0
| Safety consequence | (after DF) |  | 2023-12-31 | 0 | 0 | 0 | 0 | 0 | 0 | 0 | 0 | 0 | 0 | 0 | 0 | 0 | 0 | 0 | 0 | 0 | 0 | 0 | 0 | 0 | 0 | 0 | 0 | 0
| Unplanned replacements |  |  | 2023-12-31 | 0 | 0 | 0 | 0 | 0 | 0 | 0 | 0 | 0 | 0 | 0 | 0 | 0 | 0 | 0 | 0 | 0 | 0 | 0 | 0 | 0 | 0 | 0 | 0 | 0
| Environmental consequence | (after DF) |  | 2023-12-31 | 0 | 0 | 0 | 0 | 0 | 0 | 0 | 0 | 0 | 0 | 0 | 0 | 0 | 0 | 0 | 0 | 0 | 0 | 0 | 0 | 0 | 0 | 0 | 0 | 0
| < Other risk - enter description > |  |  | 2023-12-31 | 0 | 0 | 0 | 0 | 0 | 0 | 0 | 0 | 0 | 0 | 0 | 0 | 0 | 0 | 0 | 0 | 0 | 0 | 0 | 0 | 0 | 0 | 0 | 0 | 0
| < Other risk - enter description > |  |  | 2023-12-31 | 0 | 0 | 0 | 0 | 0 | 0 | 0 | 0 | 0 | 0 | 0 | 0 | 0 | 0 | 0 | 0 | 0 | 0 | 0 | 0 | 0 | 0 | 0 | 0 | 0
| Total risk cost |  |  |  | 0 | 0 | 0 | 0 | 0 | 0 | 0 | 0 | 0 | 0 | 0 | 0 | 0 | 0 | 0 | 0 | 0 | 0 | 0 | 0 | 0 | 0 | 0 | 0 | 0
OTHER BENEFITS
| Reduction in CO2 emissions |  |  | MWh | 0 | 0 | 0 | 0 | 0 | 0 | 0 | 0 | 0 | 0 | 0 | 0 | 0 | 0 | 0 | 0 | 0 | 0 | 0 | 0 | 0 | 0 | 0 | 0 | 0
| Value of reduction in CO2 emissions |  |  | $ | 0 | 0 | 0 | 0 | 0 | 0 | 0 | 0 | 0 | 0 | 0 | 0 | 0 | 0 | 0 | 0 | 0 | 0 | 0 | 0 | 0 | 0 | 0 | 0 | 0
| Reliability in worst-served areas | $/MWh | 151432.8174 | MWh | 0 | 0 | 0 | 0 | 0 | 0 | 0 | 0 | 0 | 0 | 0 | 0 | 0 | 0 | 0 | 0 | 0 | 0 | 0 | 0 | 0 | 0 | 0 | 0 | 0
| Network resilience | $/MWh | 24590 | MWh | 0 | 0 | 0 | 0 | 0 | 0 | 0 | 0 | 0 | 0 | 0 | 0 | 0 | 0 | 0 | 0 | 0 | 0 | 0 | 0 | 0 | 0 | 0 | 0 | 0
| Enabling solar exports | $/MWh | 88.3577 | MWh | 0 | 0 | 0 | 0 | 0 | 0 | 0 | 0 | 0 | 0 | 0 | 0 | 0 | 0 | 0 | 0 | 0 | 0 | 0 | 0 | 0 | 0 | 0 | 0 | 0
| Aesthetics | $/customer | 0 | customers | 0 | 0 | 0 | 0 | 0 | 0 | 0 | 0 | 0 | 0 | 0 | 0 | 0 | 0 | 0 | 0 | 0 | 0 | 0 | 0 | 0 | 0 | 0 | 0 | 0
| Customer value of time (res) | $/customer min | 0.35181 | mins | 0 | 0 | 0 | 0 | 0 | 0 | 0 | 0 | 0 | 0 | 0 | 0 | 0 | 0 | 0 | 0 | 0 | 0 | 0 | 0 | 0 | 0 | 0 | 0 | 0
| Customer value of time (bus) | $/customer min | 0.35181 | mins | 0 | 0 | 0 | 0 | 0 | 0 | 0 | 0 | 0 | 0 | 0 | 0 | 0 | 0 | 0 | 0 | 0 | 0 | 0 | 0 | 0 | 0 | 0 | 0 | 0
| Communication | $/customer | 0 | customers | 0 | 0 | 0 | 0 | 0 | 0 | 0 | 0 | 0 | 0 | 0 | 0 | 0 | 0 | 0 | 0 | 0 | 0 | 0 | 0 | 0 | 0 | 0 | 0 | 0
| Information accessibility | $/customer | 0 | customers | 0 | 0 | 0 | 0 | 0 | 0 | 0 | 0 | 0 | 0 | 0 | 0 | 0 | 0 | 0 | 0 | 0 | 0 | 0 | 0 | 0 | 0 | 0 | 0 | 0
| Other benefits 1 |  |  | 2023-12-31 | 0 | 0 | 0 | 0 | 0 | 0 | 0 | 0 | 0 | 0 | 0 | 0 | 0 | 0 | 0 | 0 | 0 | 0 | 0 | 0 | 0 | 0 | 0 | 0 | 0
| Other benefits 2 |  |  | 2023-12-31 | 0 | 0 | 0 | 0 | 0 | 0 | 0 | 0 | 0 | 0 | 0 | 0 | 0 | 0 | 0 | 0 | 0 | 0 | 0 | 0 | 0 | 0 | 0 | 0 | 0
| Total other benefits |  |  | 2023-12-31 | 0 | 0 | 0 | 0 | 0 | 0 | 0 | 0 | 0 | 0 | 0 | 0 | 0 | 0 | 0 | 0 | 0 | 0 | 0 | 0 | 0 | 0 | 0 | 0 | 0
SUMMARY
| Risks mitigated vs base case |  |  | 2023-12-31 | 0 | 0 | 0 | 0 | 0 | 0 | 0 | 0 | 0 | 0 | 0 | 0 | 0 | 0 | 0 | 0 | 0 | 0 | 0 | 0 | 0 | 0 | 0 | 0 | 0
Capital expenditure
| < Enter description > |  |  | 2023-12-31 | 0 | 0 | 0 | 0 | 0 | 0 | 0 | 0 | 0 | 0 | 0 | 0 | 0 | 0 | 0 | 0 | 0 | 0 | 0 | 0 | 0 | 0 | 0 | 0 | 0
| < Enter description > |  |  | 2023-12-31 | 0 | 0 | 0 | 0 | 0 | 0 | 0 | 0 | 0 | 0 | 0 | 0 | 0 | 0 | 0 | 0 | 0 | 0 | 0 | 0 | 0 | 0 | 0 | 0 | 0
| < Enter description > |  |  | 2023-12-31 | 0 | 0 | 0 | 0 | 0 | 0 | 0 | 0 | 0 | 0 | 0 | 0 | 0 | 0 | 0 | 0 | 0 | 0 | 0 | 0 | 0 | 0 | 0 | 0 | 0
| < Enter description > |  |  | 2023-12-31 | 0 | 0 | 0 | 0 | 0 | 0 | 0 | 0 | 0 | 0 | 0 | 0 | 0 | 0 | 0 | 0 | 0 | 0 | 0 | 0 | 0 | 0 | 0 | 0 | 0
Cumulative capex
| < Enter description > |  |  | 2023-12-31 | 0 | 0 | 0 | 0 | 0 | 0 | 0 | 0 | 0 | 0 | 0 | 0 | 0 | 0 | 0 | 0 | 0 | 0 | 0 | 0 | 0 | 0 | 0 | 0 | 0
| < Enter description > |  |  | 2023-12-31 | 0 | 0 | 0 | 0 | 0 | 0 | 0 | 0 | 0 | 0 | 0 | 0 | 0 | 0 | 0 | 0 | 0 | 0 | 0 | 0 | 0 | 0 | 0 | 0 | 0
| < Enter description > |  |  | 2023-12-31 | 0 | 0 | 0 | 0 | 0 | 0 | 0 | 0 | 0 | 0 | 0 | 0 | 0 | 0 | 0 | 0 | 0 | 0 | 0 | 0 | 0 | 0 | 0 | 0 | 0
| < Enter description > |  |  | 2023-12-31 | 0 | 0 | 0 | 0 | 0 | 0 | 0 | 0 | 0 | 0 | 0 | 0 | 0 | 0 | 0 | 0 | 0 | 0 | 0 | 0 | 0 | 0 | 0 | 0 | 0
Annualised capex
| Annualised capex - < Enter description > |  |  | 2023-12-31 | 0 | 0 | 0 | 0 | 0 | 0 | 0 | 0 | 0 | 0 | 0 | 0 | 0 | 0 | 0 | 0 | 0 | 0 | 0 | 0 | 0 | 0 | 0 | 0 | 0
| Annualised capex - < Enter description > |  |  | 2023-12-31 | 0 | 0 | 0 | 0 | 0 | 0 | 0 | 0 | 0 | 0 | 0 | 0 | 0 | 0 | 0 | 0 | 0 | 0 | 0 | 0 | 0 | 0 | 0 | 0 | 0
| Annualised capex - < Enter description > |  |  | 2023-12-31 | 0 | 0 | 0 | 0 | 0 | 0 | 0 | 0 | 0 | 0 | 0 | 0 | 0 | 0 | 0 | 0 | 0 | 0 | 0 | 0 | 0 | 0 | 0 | 0 | 0
| Annualised capex - < Enter description > |  |  | 2023-12-31 | 0 | 0 | 0 | 0 | 0 | 0 | 0 | 0 | 0 | 0 | 0 | 0 | 0 | 0 | 0 | 0 | 0 | 0 | 0 | 0 | 0 | 0 | 0 | 0 | 0
| Total annualised capex |  |  | 2023-12-31 | 0 | 0 | 0 | 0 | 0 | 0 | 0 | 0 | 0 | 0 | 0 | 0 | 0 | 0 | 0 | 0 | 0 | 0 | 0 | 0 | 0 | 0 | 0 | 0 | 0
| Annualised capex |  |  | 2023-12-31 | 0 | 0 | 0 | 0 | 0 | 0 | 0 | 0 | 0 | 0 | 0 | 0 | 0 | 0 | 0 | 0 | 0 | 0 | 0 | 0 | 0 | 0 | 0 | 0 | 0
| Operating expenditure |  |  | 2023-12-31 | 0 | 0 | 0 | 0 | 0 | 0 | 0 | 0 | 0 | 0 | 0 | 0 | 0 | 0 | 0 | 0 | 0 | 0 | 0 | 0 | 0 | 0 | 0 | 0 | 0
| Risk mitigated |  |  | 2023-12-31 | 0 | 0 | 0 | 0 | 0 | 0 | 0 | 0 | 0 | 0 | 0 | 0 | 0 | 0 | 0 | 0 | 0 | 0 | 0 | 0 | 0 | 0 | 0 | 0 | 0
| Other benefits value |  |  | 2023-12-31 | 0 | 0 | 0 | 0 | 0 | 0 | 0 | 0 | 0 | 0 | 0 | 0 | 0 | 0 | 0 | 0 | 0 | 0 | 0 | 0 | 0 | 0 | 0 | 0 | 0
| Net benefits |  |  | 2023-12-31 | 0 | 0 | 0 | 0 | 0 | 0 | 0 | 0 | 0 | 0 | 0 | 0 | 0 | 0 | 0 | 0 | 0 | 0 | 0 | 0 | 0 | 0 | 0 | 0 | 0
| First capex year |  |  | 0
| First year |  |  | Not used
SENSITIVITIES
NPV | Net benefits |  |  | Option 4NPV | 0 | 0 | 0 | 0 | 0 | 0 | 0 | 0 | 0 | 0 | 0 | 0 | 0 | 0 | 0 | 0 | 0 | 0 | 0 | 0 | 0 | 0 | 0 | 0 | 0
| Total annualised capex |  |  |  | 0 | 0 | 0 | 0 | 0 | 0 | 0 | 0 | 0 | 0 | 0 | 0 | 0 | 0 | 0 | 0 | 0 | 0 | 0 | 0 | 0 | 0 | 0 | 0 | 0
| Total benefits |  |  |  | 0 | 0 | 0 | 0 | 0 | 0 | 0 | 0 | 0 | 0 | 0 | 0 | 0 | 0 | 0 | 0 | 0 | 0 | 0 | 0 | 0 | 0 | 0 | 0 | 0
|  | Capex | Total benefits
sens1 | Capex 10% higher | 10% | 0% | Option 4sens1 | 0 | 0 | 0 | 0 | 0 | 0 | 0 | 0 | 0 | 0 | 0 | 0 | 0 | 0 | 0 | 0 | 0 | 0 | 0 | 0 | 0 | 0 | 0 | 0 | 0
sens2 | Capex 10% lower | -10% | 0% | Option 4sens2 | 0 | 0 | 0 | 0 | 0 | 0 | 0 | 0 | 0 | 0 | 0 | 0 | 0 | 0 | 0 | 0 | 0 | 0 | 0 | 0 | 0 | 0 | 0 | 0 | 0
sens3 | Total benefits 10% higher | 0% | 10% | Option 4sens3 | 0 | 0 | 0 | 0 | 0 | 0 | 0 | 0 | 0 | 0 | 0 | 0 | 0 | 0 | 0 | 0 | 0 | 0 | 0 | 0 | 0 | 0 | 0 | 0 | 0
sens4 | Total benefits 10% lower | 0% | -10% | Option 4sens4 | 0 | 0 | 0 | 0 | 0 | 0 | 0 | 0 | 0 | 0 | 0 | 0 | 0 | 0 | 0 | 0 | 0 | 0 | 0 | 0 | 0 | 0 | 0 | 0 | 0
sens5 | Capex 10% higher & Total benefits 10% lower | 10% | -10% | Option 4sens5 | 0 | 0 | 0 | 0 | 0 | 0 | 0 | 0 | 0 | 0 | 0 | 0 | 0 | 0 | 0 | 0 | 0 | 0 | 0 | 0 | 0 | 0 | 0 | 0 | 0
sens | 0 | 0% | 0% | Option 4sens | 0 | 0 | 0 | 0 | 0 | 0 | 0 | 0 | 0 | 0 | 0 | 0 | 0 | 0 | 0 | 0 | 0 | 0 | 0 | 0 | 0 | 0 | 0 | 0 | 0
sens | 0 | 0% | 0% | Option 4sens | 0 | 0 | 0 | 0 | 0 | 0 | 0 | 0 | 0 | 0 | 0 | 0 | 0 | 0 | 0 | 0 | 0 | 0 | 0 | 0 | 0 | 0 | 0 | 0 | 0
sens | 0 | 0% | 0% | Option 4sens | 0 | 0 | 0 | 0 | 0 | 0 | 0 | 0 | 0 | 0 | 0 | 0 | 0 | 0 | 0 | 0 | 0 | 0 | 0 | 0 | 0 | 0 | 0 | 0 | 0

## Option5
Powercor
SAPS
OPTION 5 | 0
Not used
Count |  |  |  |  | 1 | 2 | 3 | 4 | 5 | 6 | 7 | 8 | 9 | 10 | 11 | 12 | 13 | 14 | 15 | 16 | 17 | 18 | 19 | 20 | 21 | 22 | 23 | 24 | 25
Value of CO2 reductions |  |  |  | $/MWh | 24.7305 | 22.3407 | 20.1963 | 18.0629 | 15.9134 | 13.7151 | 13.7151 | 13.7151 | 13.7151 | 13.7151 | 13.7151 | 13.7151 | 13.7151 | 13.7151 | 13.7151 | 13.7151 | 13.7151 | 13.7151 | 13.7151 | 13.7151 | 13.7151 | 13.7151 | 13.7151 | 13.7151 | 13.7151
|  |  |  | Units | 2026-27 | 2027-28 | 2028-29 | 2029-30 | 2030-31 | 2031-32 | 2032-33 | 2033-34 | 2034-35 | 2035-36 | 2036-37 | 2037-38 | 2038-39 | 2039-40 | 2040-41 | 2041-42 | 2042-43 | 2043-44 | 2044-45 | 2045-46 | 2046-47 | 2047-48 | 2048-49 | 2049-50 | 2050-51
INVESTMENT & OPERATING COST
| Capex |  | Asset life (yrs)
| < Enter description > |  | 0 | 2023-12-31 | 0 | 0 | 0 | 0 | 0 | 0 | 0 | 0 | 0 | 0 | 0 | 0 | 0 | 0 | 0 | 0 | 0 | 0 | 0 | 0 | 0 | 0 | 0 | 0 | 0
| < Enter description > |  | 0 | 2023-12-31 | 0 | 0 | 0 | 0 | 0 | 0 | 0 | 0 | 0 | 0 | 0 | 0 | 0 | 0 | 0 | 0 | 0 | 0 | 0 | 0 | 0 | 0 | 0 | 0 | 0
| < Enter description > |  | 0 | 2023-12-31 | 0 | 0 | 0 | 0 | 0 | 0 | 0 | 0 | 0 | 0 | 0 | 0 | 0 | 0 | 0 | 0 | 0 | 0 | 0 | 0 | 0 | 0 | 0 | 0 | 0
| < Enter description > |  | 0 | 2023-12-31 | 0 | 0 | 0 | 0 | 0 | 0 | 0 | 0 | 0 | 0 | 0 | 0 | 0 | 0 | 0 | 0 | 0 | 0 | 0 | 0 | 0 | 0 | 0 | 0 | 0
| Capital expenditure |  |  | 2023-12-31 | 0 | 0 | 0 | 0 | 0 | 0 | 0 | 0 | 0 | 0 | 0 | 0 | 0 | 0 | 0 | 0 | 0 | 0 | 0 | 0 | 0 | 0 | 0 | 0 | 0
| SAPS opex |  | 0 | 2023-12-31 | 0 | 0 | 0 | 0 | 0 | 0 | 0 | 0 | 0 | 0 | 0 | 0 | 0 | 0 | 0 | 0 | 0 | 0 | 0 | 0 | 0 | 0 | 0 | 0 | 0
| IT opex |  | 0 | 2023-12-31 | 0 | 0 | 0 | 0 | 0 | 0 | 0 | 0 | 0 | 0 | 0 | 0 | 0 | 0 | 0 | 0 | 0 | 0 | 0 | 0 | 0 | 0 | 0 | 0 | 0
| Operating expenditure |  |  | 2023-12-31 | 0 | 0 | 0 | 0 | 0 | 0 | 0 | 0 | 0 | 0 | 0 | 0 | 0 | 0 | 0 | 0 | 0 | 0 | 0 | 0 | 0 | 0 | 0 | 0 | 0
RISK ASSUMPTIONS
| PoF (major) |  |  |  | 0 | 0 | 0 | 0 | 0 | 0 | 0 | 0 | 0 | 0 | 0 | 0 | 0 | 0 | 0 | 0 | 0 | 0 | 0 | 0 | 0 | 0 | 0 | 0 | 0
| PoF (reparable) |  |  |  | 0 | 0 | 0 | 0 | 0 | 0 | 0 | 0 | 0 | 0 | 0 | 0 | 0 | 0 | 0 | 0 | 0 | 0 | 0 | 0 | 0 | 0 | 0 | 0 | 0
| Energy at risk (weighted) |  |  | MWh | 0 | 0 | 0 | 0 | 0 | 0 | 0 | 0 | 0 | 0 | 0 | 0 | 0 | 0 | 0 | 0 | 0 | 0 | 0 | 0 | 0 | 0 | 0 | 0 | 0
| Energy at risk value | $/MWh | 43815.4862 | 2023-12-31 | 0 | 0 | 0 | 0 | 0 | 0 | 0 | 0 | 0 | 0 | 0 | 0 | 0 | 0 | 0 | 0 | 0 | 0 | 0 | 0 | 0 | 0 | 0 | 0 | 0
| Safety consequence | (after DF) |  | 2023-12-31 | 0 | 0 | 0 | 0 | 0 | 0 | 0 | 0 | 0 | 0 | 0 | 0 | 0 | 0 | 0 | 0 | 0 | 0 | 0 | 0 | 0 | 0 | 0 | 0 | 0
| Unplanned replacements |  |  | 2023-12-31 | 0 | 0 | 0 | 0 | 0 | 0 | 0 | 0 | 0 | 0 | 0 | 0 | 0 | 0 | 0 | 0 | 0 | 0 | 0 | 0 | 0 | 0 | 0 | 0 | 0
| Environmental consequence | (after DF) |  | 2023-12-31 | 0 | 0 | 0 | 0 | 0 | 0 | 0 | 0 | 0 | 0 | 0 | 0 | 0 | 0 | 0 | 0 | 0 | 0 | 0 | 0 | 0 | 0 | 0 | 0 | 0
| < Other risk - enter description > |  |  | 2023-12-31 | 0 | 0 | 0 | 0 | 0 | 0 | 0 | 0 | 0 | 0 | 0 | 0 | 0 | 0 | 0 | 0 | 0 | 0 | 0 | 0 | 0 | 0 | 0 | 0 | 0
| < Other risk - enter description > |  |  | 2023-12-31 | 0 | 0 | 0 | 0 | 0 | 0 | 0 | 0 | 0 | 0 | 0 | 0 | 0 | 0 | 0 | 0 | 0 | 0 | 0 | 0 | 0 | 0 | 0 | 0 | 0
| Total risk cost |  |  |  | 0 | 0 | 0 | 0 | 0 | 0 | 0 | 0 | 0 | 0 | 0 | 0 | 0 | 0 | 0 | 0 | 0 | 0 | 0 | 0 | 0 | 0 | 0 | 0 | 0
OTHER BENEFITS
| Reduction in CO2 emissions |  |  | MWh | 0 | 0 | 0 | 0 | 0 | 0 | 0 | 0 | 0 | 0 | 0 | 0 | 0 | 0 | 0 | 0 | 0 | 0 | 0 | 0 | 0 | 0 | 0 | 0 | 0
| Value of reduction in CO2 emissions |  |  | $ | 0 | 0 | 0 | 0 | 0 | 0 | 0 | 0 | 0 | 0 | 0 | 0 | 0 | 0 | 0 | 0 | 0 | 0 | 0 | 0 | 0 | 0 | 0 | 0 | 0
| Reliability in worst-served areas | $/MWh | 151432.8174 | MWh | 0 | 0 | 0 | 0 | 0 | 0 | 0 | 0 | 0 | 0 | 0 | 0 | 0 | 0 | 0 | 0 | 0 | 0 | 0 | 0 | 0 | 0 | 0 | 0 | 0
| Network resilience | $/MWh | 24590 | MWh | 0 | 0 | 0 | 0 | 0 | 0 | 0 | 0 | 0 | 0 | 0 | 0 | 0 | 0 | 0 | 0 | 0 | 0 | 0 | 0 | 0 | 0 | 0 | 0 | 0
| Enabling solar exports | $/MWh | 88.3577 | MWh | 0 | 0 | 0 | 0 | 0 | 0 | 0 | 0 | 0 | 0 | 0 | 0 | 0 | 0 | 0 | 0 | 0 | 0 | 0 | 0 | 0 | 0 | 0 | 0 | 0
| Aesthetics | $/customer | 0 | customers | 0 | 0 | 0 | 0 | 0 | 0 | 0 | 0 | 0 | 0 | 0 | 0 | 0 | 0 | 0 | 0 | 0 | 0 | 0 | 0 | 0 | 0 | 0 | 0 | 0
| Customer value of time (res) | $/customer min | 0.35181 | mins | 0 | 0 | 0 | 0 | 0 | 0 | 0 | 0 | 0 | 0 | 0 | 0 | 0 | 0 | 0 | 0 | 0 | 0 | 0 | 0 | 0 | 0 | 0 | 0 | 0
| Customer value of time (bus) | $/customer min | 0.35181 | mins | 0 | 0 | 0 | 0 | 0 | 0 | 0 | 0 | 0 | 0 | 0 | 0 | 0 | 0 | 0 | 0 | 0 | 0 | 0 | 0 | 0 | 0 | 0 | 0 | 0
| Communication | $/customer | 0 | customers | 0 | 0 | 0 | 0 | 0 | 0 | 0 | 0 | 0 | 0 | 0 | 0 | 0 | 0 | 0 | 0 | 0 | 0 | 0 | 0 | 0 | 0 | 0 | 0 | 0
| Information accessibility | $/customer | 0 | customers | 0 | 0 | 0 | 0 | 0 | 0 | 0 | 0 | 0 | 0 | 0 | 0 | 0 | 0 | 0 | 0 | 0 | 0 | 0 | 0 | 0 | 0 | 0 | 0 | 0
| Other benefits 1 |  |  | 2023-12-31 | 0 | 0 | 0 | 0 | 0 | 0 | 0 | 0 | 0 | 0 | 0 | 0 | 0 | 0 | 0 | 0 | 0 | 0 | 0 | 0 | 0 | 0 | 0 | 0 | 0
| Other benefits 2 |  |  | 2023-12-31 | 0 | 0 | 0 | 0 | 0 | 0 | 0 | 0 | 0 | 0 | 0 | 0 | 0 | 0 | 0 | 0 | 0 | 0 | 0 | 0 | 0 | 0 | 0 | 0 | 0
| Total other benefits |  |  | 2023-12-31 | 0 | 0 | 0 | 0 | 0 | 0 | 0 | 0 | 0 | 0 | 0 | 0 | 0 | 0 | 0 | 0 | 0 | 0 | 0 | 0 | 0 | 0 | 0 | 0 | 0
SUMMARY
| Risks mitigated vs base case |  |  | 2023-12-31 | 0 | 0 | 0 | 0 | 0 | 0 | 0 | 0 | 0 | 0 | 0 | 0 | 0 | 0 | 0 | 0 | 0 | 0 | 0 | 0 | 0 | 0 | 0 | 0 | 0
Capital expenditure
| < Enter description > |  |  | 2023-12-31 | 0 | 0 | 0 | 0 | 0 | 0 | 0 | 0 | 0 | 0 | 0 | 0 | 0 | 0 | 0 | 0 | 0 | 0 | 0 | 0 | 0 | 0 | 0 | 0 | 0
| < Enter description > |  |  | 2023-12-31 | 0 | 0 | 0 | 0 | 0 | 0 | 0 | 0 | 0 | 0 | 0 | 0 | 0 | 0 | 0 | 0 | 0 | 0 | 0 | 0 | 0 | 0 | 0 | 0 | 0
| < Enter description > |  |  | 2023-12-31 | 0 | 0 | 0 | 0 | 0 | 0 | 0 | 0 | 0 | 0 | 0 | 0 | 0 | 0 | 0 | 0 | 0 | 0 | 0 | 0 | 0 | 0 | 0 | 0 | 0
| < Enter description > |  |  | 2023-12-31 | 0 | 0 | 0 | 0 | 0 | 0 | 0 | 0 | 0 | 0 | 0 | 0 | 0 | 0 | 0 | 0 | 0 | 0 | 0 | 0 | 0 | 0 | 0 | 0 | 0
Cumulative capex
| < Enter description > |  |  | 2023-12-31 | 0 | 0 | 0 | 0 | 0 | 0 | 0 | 0 | 0 | 0 | 0 | 0 | 0 | 0 | 0 | 0 | 0 | 0 | 0 | 0 | 0 | 0 | 0 | 0 | 0
| < Enter description > |  |  | 2023-12-31 | 0 | 0 | 0 | 0 | 0 | 0 | 0 | 0 | 0 | 0 | 0 | 0 | 0 | 0 | 0 | 0 | 0 | 0 | 0 | 0 | 0 | 0 | 0 | 0 | 0
| < Enter description > |  |  | 2023-12-31 | 0 | 0 | 0 | 0 | 0 | 0 | 0 | 0 | 0 | 0 | 0 | 0 | 0 | 0 | 0 | 0 | 0 | 0 | 0 | 0 | 0 | 0 | 0 | 0 | 0
| < Enter description > |  |  | 2023-12-31 | 0 | 0 | 0 | 0 | 0 | 0 | 0 | 0 | 0 | 0 | 0 | 0 | 0 | 0 | 0 | 0 | 0 | 0 | 0 | 0 | 0 | 0 | 0 | 0 | 0
Annualised capex
| Annualised capex - < Enter description > |  |  | 2023-12-31 | 0 | 0 | 0 | 0 | 0 | 0 | 0 | 0 | 0 | 0 | 0 | 0 | 0 | 0 | 0 | 0 | 0 | 0 | 0 | 0 | 0 | 0 | 0 | 0 | 0
| Annualised capex - < Enter description > |  |  | 2023-12-31 | 0 | 0 | 0 | 0 | 0 | 0 | 0 | 0 | 0 | 0 | 0 | 0 | 0 | 0 | 0 | 0 | 0 | 0 | 0 | 0 | 0 | 0 | 0 | 0 | 0
| Annualised capex - < Enter description > |  |  | 2023-12-31 | 0 | 0 | 0 | 0 | 0 | 0 | 0 | 0 | 0 | 0 | 0 | 0 | 0 | 0 | 0 | 0 | 0 | 0 | 0 | 0 | 0 | 0 | 0 | 0 | 0
| Annualised capex - < Enter description > |  |  | 2023-12-31 | 0 | 0 | 0 | 0 | 0 | 0 | 0 | 0 | 0 | 0 | 0 | 0 | 0 | 0 | 0 | 0 | 0 | 0 | 0 | 0 | 0 | 0 | 0 | 0 | 0
| Total annualised capex |  |  | 2023-12-31 | 0 | 0 | 0 | 0 | 0 | 0 | 0 | 0 | 0 | 0 | 0 | 0 | 0 | 0 | 0 | 0 | 0 | 0 | 0 | 0 | 0 | 0 | 0 | 0 | 0
| Annualised capex |  |  | 2023-12-31 | 0 | 0 | 0 | 0 | 0 | 0 | 0 | 0 | 0 | 0 | 0 | 0 | 0 | 0 | 0 | 0 | 0 | 0 | 0 | 0 | 0 | 0 | 0 | 0 | 0
| Operating expenditure |  |  | 2023-12-31 | 0 | 0 | 0 | 0 | 0 | 0 | 0 | 0 | 0 | 0 | 0 | 0 | 0 | 0 | 0 | 0 | 0 | 0 | 0 | 0 | 0 | 0 | 0 | 0 | 0
| Risk mitigated |  |  | 2023-12-31 | 0 | 0 | 0 | 0 | 0 | 0 | 0 | 0 | 0 | 0 | 0 | 0 | 0 | 0 | 0 | 0 | 0 | 0 | 0 | 0 | 0 | 0 | 0 | 0 | 0
| Other benefits value |  |  | 2023-12-31 | 0 | 0 | 0 | 0 | 0 | 0 | 0 | 0 | 0 | 0 | 0 | 0 | 0 | 0 | 0 | 0 | 0 | 0 | 0 | 0 | 0 | 0 | 0 | 0 | 0
| Net benefits |  |  | 2023-12-31 | 0 | 0 | 0 | 0 | 0 | 0 | 0 | 0 | 0 | 0 | 0 | 0 | 0 | 0 | 0 | 0 | 0 | 0 | 0 | 0 | 0 | 0 | 0 | 0 | 0
| First capex year |  |  | 0
| First year |  |  | Not used
SENSITIVITIES
NPV | Net benefits |  |  | Option 5NPV | 0 | 0 | 0 | 0 | 0 | 0 | 0 | 0 | 0 | 0 | 0 | 0 | 0 | 0 | 0 | 0 | 0 | 0 | 0 | 0 | 0 | 0 | 0 | 0 | 0
| Total annualised capex |  |  |  | 0 | 0 | 0 | 0 | 0 | 0 | 0 | 0 | 0 | 0 | 0 | 0 | 0 | 0 | 0 | 0 | 0 | 0 | 0 | 0 | 0 | 0 | 0 | 0 | 0
| Total benefits |  |  |  | 0 | 0 | 0 | 0 | 0 | 0 | 0 | 0 | 0 | 0 | 0 | 0 | 0 | 0 | 0 | 0 | 0 | 0 | 0 | 0 | 0 | 0 | 0 | 0 | 0
|  | Capex | Total benefits
sens1 | Capex 10% higher | 10% | 0% | Option 5sens1 | 0 | 0 | 0 | 0 | 0 | 0 | 0 | 0 | 0 | 0 | 0 | 0 | 0 | 0 | 0 | 0 | 0 | 0 | 0 | 0 | 0 | 0 | 0 | 0 | 0
sens2 | Capex 10% lower | -10% | 0% | Option 5sens2 | 0 | 0 | 0 | 0 | 0 | 0 | 0 | 0 | 0 | 0 | 0 | 0 | 0 | 0 | 0 | 0 | 0 | 0 | 0 | 0 | 0 | 0 | 0 | 0 | 0
sens3 | Total benefits 10% higher | 0% | 10% | Option 5sens3 | 0 | 0 | 0 | 0 | 0 | 0 | 0 | 0 | 0 | 0 | 0 | 0 | 0 | 0 | 0 | 0 | 0 | 0 | 0 | 0 | 0 | 0 | 0 | 0 | 0
sens4 | Total benefits 10% lower | 0% | -10% | Option 5sens4 | 0 | 0 | 0 | 0 | 0 | 0 | 0 | 0 | 0 | 0 | 0 | 0 | 0 | 0 | 0 | 0 | 0 | 0 | 0 | 0 | 0 | 0 | 0 | 0 | 0
sens5 | Capex 10% higher & Total benefits 10% lower | 10% | -10% | Option 5sens5 | 0 | 0 | 0 | 0 | 0 | 0 | 0 | 0 | 0 | 0 | 0 | 0 | 0 | 0 | 0 | 0 | 0 | 0 | 0 | 0 | 0 | 0 | 0 | 0 | 0
sens | 0 | 0% | 0% | Option 5sens | 0 | 0 | 0 | 0 | 0 | 0 | 0 | 0 | 0 | 0 | 0 | 0 | 0 | 0 | 0 | 0 | 0 | 0 | 0 | 0 | 0 | 0 | 0 | 0 | 0
sens | 0 | 0% | 0% | Option 5sens | 0 | 0 | 0 | 0 | 0 | 0 | 0 | 0 | 0 | 0 | 0 | 0 | 0 | 0 | 0 | 0 | 0 | 0 | 0 | 0 | 0 | 0 | 0 | 0 | 0
sens | 0 | 0% | 0% | Option 5sens | 0 | 0 | 0 | 0 | 0 | 0 | 0 | 0 | 0 | 0 | 0 | 0 | 0 | 0 | 0 | 0 | 0 | 0 | 0 | 0 | 0 | 0 | 0 | 0 | 0

## Consol
Powercor
SAPS
CONSOLIDATED
Discount factor |  |  |  |  | 0 | 0.98295 | 0.94971 | 0.91759 | 0.88656 | 0.85658 | 0.82761 | 0.79963 | 0.77259 | 0.74646 | 0.72122 | 0.69683 | 0.67326 | 0.6505 | 0.6285 | 0.60725 | 0.58671 | 0.56687 | 0.5477 | 0.52918 | 0.51129 | 0.494 | 0.47729 | 0.46115 | 0.44556 | 0.43049
Count |  |  |  |  | 0 | 1 | 2 | 3 | 4 | 5 | 6 | 7 | 8 | 9 | 10 | 11 | 12 | 13 | 14 | 15 | 16 | 17 | 18 | 19 | 20 | 21 | 22 | 23 | 24 | 25
Analysis period |  |  |  |  | TRUE | TRUE | TRUE | TRUE | TRUE | TRUE | TRUE | TRUE | TRUE | TRUE | TRUE | TRUE | TRUE | TRUE | TRUE | TRUE | TRUE | TRUE | TRUE | TRUE | TRUE | TRUE | FALSE | FALSE | FALSE | FALSE
[5 empty] | 2026-06-30 | 2026-27 | 2027-28 | 2028-29 | 2029-30 | 2030-31 | 2031-32 | 2032-33 | 2033-34 | 2034-35 | 2035-36 | 2036-37 | 2037-38 | 2038-39 | 2039-40 | 2040-41 | 2041-42 | 2042-43 | 2043-44 | 2044-45 | 2045-46 | 2046-47 | 2047-48 | 2048-49 | 2049-50 | 2050-51
COSTS |  |  | PV
Option 1 (base case) | Energy at risk value | Option 1 (base case)Energy at risk value | 0 | 2026-06-30 |  | 0 | 0 | 0 | 0 | 0 | 0 | 0 | 0 | 0 | 0 | 0 | 0 | 0 | 0 | 0 | 0 | 0 | 0 | 0 | 0 | 0 | 0 | 0 | 0 | 0
Option 1 (base case) | Capital expenditure | Option 1 (base case)Capital expenditure | 0 | 2026-06-30 |  | 0 | 0 | 0 | 0 | 0 | 0 | 0 | 0 | 0 | 0 | 0 | 0 | 0 | 0 | 0 | 0 | 0 | 0 | 0 | 0 | 0 | 0 | 0 | 0 | 0
Option 1 (base case) | Total risk cost | Option 1 (base case)Total risk cost | 0 | 2026-06-30 |  | 0 | 0 | 0 | 0 | 0 | 0 | 0 | 0 | 0 | 0 | 0 | 0 | 0 | 0 | 0 | 0 | 0 | 0 | 0 | 0 | 0 | 0 | 0 | 0 | 0
Option 1 (base case) |  | Option 1 (base case)
Option 1 (base case) | Annualised capex | Option 1 (base case)Annualised capex | 0 | 2026-06-30 |  | 0 | 0 | 0 | 0 | 0 | 0 | 0 | 0 | 0 | 0 | 0 | 0 | 0 | 0 | 0 | 0 | 0 | 0 | 0 | 0 | 0 | 0 | 0 | 0 | 0
Option 1 (base case) | Operating expenditure | Option 1 (base case)Operating expenditure | 0 | 2026-06-30 |  | 0 | 0 | 0 | 0 | 0 | 0 | 0 | 0 | 0 | 0 | 0 | 0 | 0 | 0 | 0 | 0 | 0 | 0 | 0 | 0 | 0 | 0 | 0 | 0 | 0
Option 1 (base case) | Risk mitigated | Option 1 (base case)Risk mitigated | 0 | 2026-06-30 |  | 0 | 0 | 0 | 0 | 0 | 0 | 0 | 0 | 0 | 0 | 0 | 0 | 0 | 0 | 0 | 0 | 0 | 0 | 0 | 0 | 0 | 0 | 0 | 0 | 0
Option 1 (base case) | Other benefits value | Option 1 (base case)Other benefits value | 0 | 2026-06-30 |  | 0 | 0 | 0 | 0 | 0 | 0 | 0 | 0 | 0 | 0 | 0 | 0 | 0 | 0 | 0 | 0 | 0 | 0 | 0 | 0 | 0 | 0 | 0 | 0 | 0
Option 1 (base case) | Net benefits | Option 1 (base case)Net benefits |  | 2026-06-30 |  | 0 | 0 | 0 | 0 | 0 | 0 | 0 | 0 | 0 | 0 | 0 | 0 | 0 | 0 | 0 | 0 | 0 | 0 | 0 | 0 | 0 | 0 | 0 | 0 | 0
Option 1 (base case) | NPV | Option 1 (base case)NPV | 0 | 2026-06-30
Option 1 (base case) | PV of costs | Option 1 (base case)PV of costs | 0 | 2026-06-30
Option 1 (base case) | PV of benefits | Option 1 (base case)PV of benefits | 0 | 2026-06-30
Option 2 | Energy at risk value | Option 2Energy at risk value | 0 | 2026-06-30 |  | 0 | 0 | 0 | 0 | 0 | 0 | 0 | 0 | 0 | 0 | 0 | 0 | 0 | 0 | 0 | 0 | 0 | 0 | 0 | 0 | 0 | 0 | 0 | 0 | 0
Option 2 | Capital expenditure | Option 2Capital expenditure | -3957152.6445 | 2026-06-30 |  | 0 | -751740.9495 | -823095.0315 | -832738.3069 | -1312793.605 | -318355.7645 | -452324.7068 | 0 | 0 | 0 | 0 | 0 | 0 | 0 | 0 | 0 | 0 | 0 | 0 | 0 | 0 | 0 | 0 | 0 | 0
Option 2 | Total risk cost | Option 2Total risk cost | 0 | 2026-06-30 |  | 0 | 0 | 0 | 0 | 0 | 0 | 0 | 0 | 0 | 0 | 0 | 0 | 0 | 0 | 0 | 0 | 0 | 0 | 0 | 0 | 0 | 0 | 0 | 0 | 0
Option 2 |  | Option 2
Option 2 | Annualised capex | Option 2Annualised capex | -3742610.3917 | 2026-06-30 |  | 0 | 0 | -84306.092 | -312423.2472 | -388105.8813 | -669132.088 | -537853.6899 | -676511.5452 | -208355.4736 | -208355.4736 | -208355.4736 | -208355.4736 | -208355.4736 | -208355.4736 | -208355.4736 | -208355.4736 | -208355.4736 | -155927.0505 | -155927.0505 | -155927.0505 | -155927.0505 | 0 | 0 | 0 | 0
Option 2 | Operating expenditure | Option 2Operating expenditure | -1522002.0613 | 2026-06-30 |  | 0 | -66171.9366 | -80248.9574 | -93730.8386 | -116120.2193 | -116120.2193 | -116120.2193 | -116120.2193 | -116120.2193 | -116120.2193 | -116120.2193 | -116120.2193 | -116120.2193 | -116120.2193 | -116120.2193 | -116120.2193 | -116120.2193 | -116120.2193 | -116120.2193 | -116120.2193 | -116120.2193 | 0 | 0 | 0 | 0
Option 2 | Risk mitigated | Option 2Risk mitigated | 0 | 2026-06-30 |  | 0 | 0 | 0 | 0 | 0 | 0 | 0 | 0 | 0 | 0 | 0 | 0 | 0 | 0 | 0 | 0 | 0 | 0 | 0 | 0 | 0 | 0 | 0 | 0 | 0
Option 2 | Other benefits value | Option 2Other benefits value | 5566838.2708 | 2026-06-30 |  | 0 | 468.8152 | 6451.8449 | 50299.215 | 217301.47 | 341075.4849 | 529529.6865 | 529529.6865 | 529529.6865 | 529529.6865 | 529529.6865 | 529529.6865 | 529529.6865 | 529529.6865 | 529529.6865 | 529529.6865 | 529529.6865 | 529529.6865 | 529529.6865 | 529529.6865 | 529529.6865 | 0 | 0 | 0 | 0
Option 2 | Net benefits | Option 2Net benefits |  | 2026-06-30 |  | 0 | -65703.1214 | -158103.2045 | -355854.8708 | -286924.6306 | -444176.8223 | -124444.2226 | -263102.0779 | 205053.9936 | 205053.9936 | 205053.9936 | 205053.9936 | 205053.9936 | 205053.9936 | 205053.9936 | 205053.9936 | 205053.9936 | 257482.4167 | 257482.4167 | 257482.4167 | 257482.4167 | 0 | 0 | 0 | 0
Option 2 | NPV | Option 2NPV | 302225.8178 | 2026-06-30
Option 2 | PV of costs | Option 2PV of costs | -5264612.453 | 2026-06-30
Option 2 | PV of benefits | Option 2PV of benefits | 5566838.2708 | 2026-06-30
Option 3 | Energy at risk value | Option 3Energy at risk value | 0 | 2026-06-30 |  | 0 | 0 | 0 | 0 | 0 | 0 | 0 | 0 | 0 | 0 | 0 | 0 | 0 | 0 | 0 | 0 | 0 | 0 | 0 | 0 | 0 | 0 | 0 | 0 | 0
Option 3 | Capital expenditure | Option 3Capital expenditure | 0 | 2026-06-30 |  | 0 | 0 | 0 | 0 | 0 | 0 | 0 | 0 | 0 | 0 | 0 | 0 | 0 | 0 | 0 | 0 | 0 | 0 | 0 | 0 | 0 | 0 | 0 | 0 | 0
Option 3 | Total risk cost | Option 3Total risk cost | 0 | 2026-06-30 |  | 0 | 0 | 0 | 0 | 0 | 0 | 0 | 0 | 0 | 0 | 0 | 0 | 0 | 0 | 0 | 0 | 0 | 0 | 0 | 0 | 0 | 0 | 0 | 0 | 0
Option 3
Option 3 | Annualised capex | Option 3Annualised capex | 0 | 2026-06-30 |  | 0 | 0 | 0 | 0 | 0 | 0 | 0 | 0 | 0 | 0 | 0 | 0 | 0 | 0 | 0 | 0 | 0 | 0 | 0 | 0 | 0 | 0 | 0 | 0 | 0
Option 3 | Operating expenditure | Option 3Operating expenditure | 0 | 2026-06-30 |  | 0 | 0 | 0 | 0 | 0 | 0 | 0 | 0 | 0 | 0 | 0 | 0 | 0 | 0 | 0 | 0 | 0 | 0 | 0 | 0 | 0 | 0 | 0 | 0 | 0
Option 3 | Risk mitigated | Option 3Risk mitigated | 0 | 2026-06-30 |  | 0 | 0 | 0 | 0 | 0 | 0 | 0 | 0 | 0 | 0 | 0 | 0 | 0 | 0 | 0 | 0 | 0 | 0 | 0 | 0 | 0 | 0 | 0 | 0 | 0
Option 3 | Other benefits value | Option 3Other benefits value | 0 | 2026-06-30 |  | 0 | 0 | 0 | 0 | 0 | 0 | 0 | 0 | 0 | 0 | 0 | 0 | 0 | 0 | 0 | 0 | 0 | 0 | 0 | 0 | 0 | 0 | 0 | 0 | 0
Option 3 | Net benefits | Option 3Net benefits |  | 2026-06-30 |  | 0 | 0 | 0 | 0 | 0 | 0 | 0 | 0 | 0 | 0 | 0 | 0 | 0 | 0 | 0 | 0 | 0 | 0 | 0 | 0 | 0 | 0 | 0 | 0 | 0
Option 3 | NPV | Option 3NPV | 0 | 2026-06-30
Option 3 | PV of costs | Option 3PV of costs | 0 | 2026-06-30
Option 3 | PV of benefits | Option 3PV of benefits | 0 | 2026-06-30
Option 4 | Energy at risk value | Option 4Energy at risk value | 0 | 2026-06-30 |  | 0 | 0 | 0 | 0 | 0 | 0 | 0 | 0 | 0 | 0 | 0 | 0 | 0 | 0 | 0 | 0 | 0 | 0 | 0 | 0 | 0 | 0 | 0 | 0 | 0
Option 4 | Capital expenditure | Option 4Capital expenditure | 0 | 2026-06-30 |  | 0 | 0 | 0 | 0 | 0 | 0 | 0 | 0 | 0 | 0 | 0 | 0 | 0 | 0 | 0 | 0 | 0 | 0 | 0 | 0 | 0 | 0 | 0 | 0 | 0
Option 4 | Total risk cost | Option 4Total risk cost | 0 | 2026-06-30 |  | 0 | 0 | 0 | 0 | 0 | 0 | 0 | 0 | 0 | 0 | 0 | 0 | 0 | 0 | 0 | 0 | 0 | 0 | 0 | 0 | 0 | 0 | 0 | 0 | 0
Option 4 |  | Option 4
Option 4 | Annualised capex | Option 4Annualised capex | 0 | 2026-06-30 |  | 0 | 0 | 0 | 0 | 0 | 0 | 0 | 0 | 0 | 0 | 0 | 0 | 0 | 0 | 0 | 0 | 0 | 0 | 0 | 0 | 0 | 0 | 0 | 0 | 0
Option 4 | Operating expenditure | Option 4Operating expenditure | 0 | 2026-06-30 |  | 0 | 0 | 0 | 0 | 0 | 0 | 0 | 0 | 0 | 0 | 0 | 0 | 0 | 0 | 0 | 0 | 0 | 0 | 0 | 0 | 0 | 0 | 0 | 0 | 0
Option 4 | Risk mitigated | Option 4Risk mitigated | 0 | 2026-06-30 |  | 0 | 0 | 0 | 0 | 0 | 0 | 0 | 0 | 0 | 0 | 0 | 0 | 0 | 0 | 0 | 0 | 0 | 0 | 0 | 0 | 0 | 0 | 0 | 0 | 0
Option 4 | Other benefits value | Option 4Other benefits value | 0 | 2026-06-30 |  | 0 | 0 | 0 | 0 | 0 | 0 | 0 | 0 | 0 | 0 | 0 | 0 | 0 | 0 | 0 | 0 | 0 | 0 | 0 | 0 | 0 | 0 | 0 | 0 | 0
Option 4 | Net benefits | Option 4Net benefits |  | 2026-06-30 |  | 0 | 0 | 0 | 0 | 0 | 0 | 0 | 0 | 0 | 0 | 0 | 0 | 0 | 0 | 0 | 0 | 0 | 0 | 0 | 0 | 0 | 0 | 0 | 0 | 0
Option 4 | NPV | Option 4NPV | 0 | 2026-06-30
Option 4 | PV of costs | Option 4PV of costs | 0 | 2026-06-30
Option 4 | PV of benefits | Option 4PV of benefits | 0 | 2026-06-30
Option 5 | Energy at risk value | Option 5Energy at risk value | 0 | 2026-06-30 |  | 0 | 0 | 0 | 0 | 0 | 0 | 0 | 0 | 0 | 0 | 0 | 0 | 0 | 0 | 0 | 0 | 0 | 0 | 0 | 0 | 0 | 0 | 0 | 0 | 0
Option 5 | Capital expenditure | Option 5Capital expenditure | 0 | 2026-06-30 |  | 0 | 0 | 0 | 0 | 0 | 0 | 0 | 0 | 0 | 0 | 0 | 0 | 0 | 0 | 0 | 0 | 0 | 0 | 0 | 0 | 0 | 0 | 0 | 0 | 0
Option 5 | Total risk cost | Option 5Total risk cost | 0 | 2026-06-30 |  | 0 | 0 | 0 | 0 | 0 | 0 | 0 | 0 | 0 | 0 | 0 | 0 | 0 | 0 | 0 | 0 | 0 | 0 | 0 | 0 | 0 | 0 | 0 | 0 | 0
Option 5 |  | Option 5
Option 5 | Annualised capex | Option 5Annualised capex | 0 | 2026-06-30 |  | 0 | 0 | 0 | 0 | 0 | 0 | 0 | 0 | 0 | 0 | 0 | 0 | 0 | 0 | 0 | 0 | 0 | 0 | 0 | 0 | 0 | 0 | 0 | 0 | 0
Option 5 | Operating expenditure | Option 5Operating expenditure | 0 | 2026-06-30 |  | 0 | 0 | 0 | 0 | 0 | 0 | 0 | 0 | 0 | 0 | 0 | 0 | 0 | 0 | 0 | 0 | 0 | 0 | 0 | 0 | 0 | 0 | 0 | 0 | 0
Option 5 | Risk mitigated | Option 5Risk mitigated | 0 | 2026-06-30 |  | 0 | 0 | 0 | 0 | 0 | 0 | 0 | 0 | 0 | 0 | 0 | 0 | 0 | 0 | 0 | 0 | 0 | 0 | 0 | 0 | 0 | 0 | 0 | 0 | 0
Option 5 | Other benefits value | Option 5Other benefits value | 0 | 2026-06-30 |  | 0 | 0 | 0 | 0 | 0 | 0 | 0 | 0 | 0 | 0 | 0 | 0 | 0 | 0 | 0 | 0 | 0 | 0 | 0 | 0 | 0 | 0 | 0 | 0 | 0
Option 5 | Net benefits | Option 5Net benefits |  | 2026-06-30 |  | 0 | 0 | 0 | 0 | 0 | 0 | 0 | 0 | 0 | 0 | 0 | 0 | 0 | 0 | 0 | 0 | 0 | 0 | 0 | 0 | 0 | 0 | 0 | 0 | 0
Option 5 | NPV | Option 5NPV | 0 | 2026-06-30
Option 5 | PV of costs | Option 5PV of costs | 0 | 2026-06-30
Option 5 | PV of benefits | Option 5PV of benefits | 0 | 2026-06-30
CHART DATA | [5 empty] | FY27 | FY28 | FY29 | FY30 | FY31 | FY32 | FY33 | FY34 | FY35 | FY36 | FY37 | FY38 | FY39 | FY40 | FY41 | FY42 | FY43 | FY44 | FY45 | FY46 | FY47 | FY48 | FY49 | FY50 | FY51
Option 2 | Annualised capex | -1 |  |  | Option 2 annualised capex | 0.67651 | 0.67651 | 0.67651 | 0.67651 | 0.67651 | 0.67651 | 0.67651 | 0.67651 | 0.20836 | 0.20836 | 0.20836 | 0.20836 | 0.20836 | 0.20836 | 0.20836 | 0.20836 | 0.20836 | 0.15593 | 0.15593 | 0.15593 | 0.15593 | 0 | 0 | 0 | 0
Option 1 (base case) | Total risk cost | 1 |  |  | Option 1 (base case) risk cost | 0 | 0 | 0 | 0 | 0 | 0 | 0 | 0 | 0 | 0 | 0 | 0 | 0 | 0 | 0 | 0 | 0 | 0 | 0 | 0 | 0 | 0 | 0 | 0 | 0
[6 empty] | FY27 | FY28 | FY29 | FY30 | FY31 | FY32 | FY33 | FY34 | FY35 | FY36 | FY37 | FY38 | FY39 | FY40 | FY41 | FY42 | FY43 | FY44 | FY45 | FY46 | FY47 | FY48 | FY49 | FY50 | FY51
Energy at risk | Energy at risk (weighted) | 0 |  |  | Energy at risk energy at risk (weighted) | 0 | 0 | 0 | 0 | 0 | 0 | 0 | 0 | 0 | 0 | 0 | 0 | 0 | 0 | 0 | 0 | 0 | 0 | 0 | 0 | 0 | 0 | 0 | 0 | 0
Option 1 (base case) | Energy at risk value | 0 |  |  | Option 1 (base case) risk cost | 0 | 0 | 0 | 0 | 0 | 0 | 0 | 0 | 0 | 0 | 0 | 0 | 0 | 0 | 0 | 0 | 0 | 0 | 0 | 0 | 0 | 0 | 0 | 0 | 0

## Sensitivity_calcs
Powercor
SAPS
SENSITIVITY CALCULATIONS
Discount factor | [6 empty] | 0 | 0.98295 | 0.94971 | 0.91759 | 0.88656 | 0.85658 | 0.82761 | 0.79963 | 0.77259 | 0.74646 | 0.72122 | 0.69683 | 0.67326 | 0.6505 | 0.6285 | 0.60725 | 0.58671 | 0.56687 | 0.5477 | 0.52918 | 0.51129 | 0.494 | 0.47729 | 0.46115 | 0.44556 | 0.43049
Count | [6 empty] | 0 | 1 | 2 | 3 | 4 | 5 | 6 | 7 | 8 | 9 | 10 | 11 | 12 | 13 | 14 | 15 | 16 | 17 | 18 | 19 | 20 | 21 | 22 | 23 | 24 | 25
Analysis period | [6 empty] | 1 | 1 | 1 | 1 | 1 | 1 | 1 | 1 | 1 | 1 | 1 | 1 | 1 | 1 | 1 | 1 | 1 | 1 | 1 | 1 | 1 | 1 | 0 | 0 | 0 | 0
[7 empty] | 2026-06-30 | 2026-27 | 2027-28 | 2028-29 | 2029-30 | 2030-31 | 2031-32 | 2032-33 | 2033-34 | 2034-35 | 2035-36 | 2036-37 | 2037-38 | 2038-39 | 2039-40 | 2040-41 | 2041-42 | 2042-43 | 2043-44 | 2044-45 | 2045-46 | 2046-47 | 2047-48 | 2048-49 | 2049-50 | 2050-51
PV
[25 empty] | 257482.4167 | 257482.4167 | 257482.4167 | 0 | 0 | 0 | 0
OPTION 1 (base case) | NPV | Net benefits | OPTION 1 (base case)NPV |  | 0 |  | 0 | 0 | 0 | 0 | 0 | 0 | 0 | 0 | 0 | 0 | 0 | 0 | 0 | 0 | 0 | 0 | 0 | 0 | 0 | 0 | 0 | 0 | 0 | 0 | 0 | 0
OPTION 1 (base case) | sens1 | Capex 10% higher | OPTION 1 (base case)sens1 |  | 0 |  | 0 | 0 | 0 | 0 | 0 | 0 | 0 | 0 | 0 | 0 | 0 | 0 | 0 | 0 | 0 | 0 | 0 | 0 | 0 | 0 | 0 | 0 | 0 | 0 | 0 | 0
OPTION 1 (base case) | sens2 | Capex 10% lower | OPTION 1 (base case)sens2 |  | 0 |  | 0 | 0 | 0 | 0 | 0 | 0 | 0 | 0 | 0 | 0 | 0 | 0 | 0 | 0 | 0 | 0 | 0 | 0 | 0 | 0 | 0 | 0 | 0 | 0 | 0 | 0
OPTION 1 (base case) | sens3 | Total benefits 10% higher | OPTION 1 (base case)sens3 |  | 0 |  | 0 | 0 | 0 | 0 | 0 | 0 | 0 | 0 | 0 | 0 | 0 | 0 | 0 | 0 | 0 | 0 | 0 | 0 | 0 | 0 | 0 | 0 | 0 | 0 | 0 | 0
OPTION 1 (base case) | sens4 | Total benefits 10% lower | OPTION 1 (base case)sens4 |  | 0 |  | 0 | 0 | 0 | 0 | 0 | 0 | 0 | 0 | 0 | 0 | 0 | 0 | 0 | 0 | 0 | 0 | 0 | 0 | 0 | 0 | 0 | 0 | 0 | 0 | 0 | 0
OPTION 1 (base case) | sens5 | Capex 10% higher & Total benefits 10% lower | OPTION 1 (base case)sens5 |  | 0 |  | 0 | 0 | 0 | 0 | 0 | 0 | 0 | 0 | 0 | 0 | 0 | 0 | 0 | 0 | 0 | 0 | 0 | 0 | 0 | 0 | 0 | 0 | 0 | 0 | 0 | 0
OPTION 1 (base case) | sens | 0 | OPTION 1 (base case)sens |  | 0 |  | 0 | 0 | 0 | 0 | 0 | 0 | 0 | 0 | 0 | 0 | 0 | 0 | 0 | 0 | 0 | 0 | 0 | 0 | 0 | 0 | 0 | 0 | 0 | 0 | 0 | 0
OPTION 1 (base case) | sens | 0 | OPTION 1 (base case)sens |  | 0 |  | 0 | 0 | 0 | 0 | 0 | 0 | 0 | 0 | 0 | 0 | 0 | 0 | 0 | 0 | 0 | 0 | 0 | 0 | 0 | 0 | 0 | 0 | 0 | 0 | 0 | 0
OPTION 1 (base case) | sens | 0 | OPTION 1 (base case)sens |  | 0 |  | 0 | 0 | 0 | 0 | 0 | 0 | 0 | 0 | 0 | 0 | 0 | 0 | 0 | 0 | 0 | 0 | 0 | 0 | 0 | 0 | 0 | 0 | 0 | 0 | 0 | 0
Option 2 | NPV | Net benefits | Option 2NPV |  | 302225.8178 |  | 0 | 0 | -65703.1214 | -158103.2045 | -355854.8708 | -286924.6306 | -444176.8223 | -124444.2226 | -263102.0779 | 205053.9936 | 205053.9936 | 205053.9936 | 205053.9936 | 205053.9936 | 205053.9936 | 205053.9936 | 205053.9936 | 205053.9936 | 257482.4167 | 257482.4167 | 257482.4167 | 257482.4167 | 0 | 0 | 0 | 0
Option 2 | sens1 | Capex 10% higher | Option 2sens1 |  | -72035.2214 |  | 0 | 0 | -65703.1214 | -166533.8137 | -387097.1955 | -325735.2188 | -511090.0311 | -178229.5916 | -330753.2325 | 184218.4462 | 184218.4462 | 184218.4462 | 184218.4462 | 184218.4462 | 184218.4462 | 184218.4462 | 184218.4462 | 184218.4462 | 241889.7117 | 241889.7117 | 241889.7117 | 241889.7117 | 0 | 0 | 0 | 0
Option 2 | sens2 | Capex 10% lower | Option 2sens2 |  | 676486.8569 |  | 0 | 0 | -65703.1214 | -149672.5953 | -324612.546 | -248114.0425 | -377263.6135 | -70658.8537 | -195450.9234 | 225889.541 | 225889.541 | 225889.541 | 225889.541 | 225889.541 | 225889.541 | 225889.541 | 225889.541 | 225889.541 | 273075.1218 | 273075.1218 | 273075.1218 | 273075.1218 | 0 | 0 | 0 | 0
Option 2 | sens3 | Total benefits 10% higher | Option 2sens3 |  | 858909.6449 |  | 0 | 0 | -65656.2399 | -157458.0201 | -350824.9493 | -265194.4836 | -410069.2738 | -71491.254 | -210149.1093 | 258006.9622 | 258006.9622 | 258006.9622 | 258006.9622 | 258006.9622 | 258006.9622 | 258006.9622 | 258006.9622 | 258006.9622 | 310435.3854 | 310435.3854 | 310435.3854 | 310435.3854 | 0 | 0 | 0 | 0
Option 2 | sens4 | Total benefits 10% lower | Option 2sens4 |  | -254458.0093 |  | 0 | 0 | -65750.0029 | -158748.389 | -360884.7923 | -308654.7776 | -478284.3708 | -177397.1913 | -316055.0466 | 152101.0249 | 152101.0249 | 152101.0249 | 152101.0249 | 152101.0249 | 152101.0249 | 152101.0249 | 152101.0249 | 152101.0249 | 204529.4481 | 204529.4481 | 204529.4481 | 204529.4481 | 0 | 0 | 0 | 0
Option 2 | sens5 | Capex 10% higher & Total benefits 10% lower | Option 2sens5 |  | -628719.0485 |  | 0 | 0 | -65750.0029 | -167178.9982 | -392127.117 | -347465.3658 | -545197.5796 | -231182.5603 | -383706.2011 | 131265.4776 | 131265.4776 | 131265.4776 | 131265.4776 | 131265.4776 | 131265.4776 | 131265.4776 | 131265.4776 | 131265.4776 | 188936.743 | 188936.743 | 188936.743 | 188936.743 | 0 | 0 | 0 | 0
Option 2 | sens | 0 | Option 2sens |  | 302225.8178 |  | 0 | 0 | -65703.1214 | -158103.2045 | -355854.8708 | -286924.6306 | -444176.8223 | -124444.2226 | -263102.0779 | 205053.9936 | 205053.9936 | 205053.9936 | 205053.9936 | 205053.9936 | 205053.9936 | 205053.9936 | 205053.9936 | 205053.9936 | 257482.4167 | 257482.4167 | 257482.4167 | 257482.4167 | 0 | 0 | 0 | 0
Option 2 | sens | 0 | Option 2sens |  | 302225.8178 |  | 0 | 0 | -65703.1214 | -158103.2045 | -355854.8708 | -286924.6306 | -444176.8223 | -124444.2226 | -263102.0779 | 205053.9936 | 205053.9936 | 205053.9936 | 205053.9936 | 205053.9936 | 205053.9936 | 205053.9936 | 205053.9936 | 205053.9936 | 257482.4167 | 257482.4167 | 257482.4167 | 257482.4167 | 0 | 0 | 0 | 0
Option 2 | sens | 0 | Option 2sens |  | 302225.8178 |  | 0 | 0 | -65703.1214 | -158103.2045 | -355854.8708 | -286924.6306 | -444176.8223 | -124444.2226 | -263102.0779 | 205053.9936 | 205053.9936 | 205053.9936 | 205053.9936 | 205053.9936 | 205053.9936 | 205053.9936 | 205053.9936 | 205053.9936 | 257482.4167 | 257482.4167 | 257482.4167 | 257482.4167 | 0 | 0 | 0 | 0
[7 empty] | 0 | 0 | 0 | 0 | 0 | 0 | 0 | 0 | 0 | 0 | 0 | 0 | 0 | 0 | 0 | 0 | 0 | 0 | 0 | 0 | 0 | 0 | 0 | 0 | 0 | 0
Option 3 | NPV | Net benefits | Option 3NPV |  | 0 |  | 0 | 0 | 0 | 0 | 0 | 0 | 0 | 0 | 0 | 0 | 0 | 0 | 0 | 0 | 0 | 0 | 0 | 0 | 0 | 0 | 0 | 0 | 0 | 0 | 0 | 0
Option 3 | sens1 | Capex 10% higher | Option 3sens1 |  | 0 |  | 0 | 0 | 0 | 0 | 0 | 0 | 0 | 0 | 0 | 0 | 0 | 0 | 0 | 0 | 0 | 0 | 0 | 0 | 0 | 0 | 0 | 0 | 0 | 0 | 0 | 0
Option 3 | sens2 | Capex 10% lower | Option 3sens2 |  | 0 |  | 0 | 0 | 0 | 0 | 0 | 0 | 0 | 0 | 0 | 0 | 0 | 0 | 0 | 0 | 0 | 0 | 0 | 0 | 0 | 0 | 0 | 0 | 0 | 0 | 0 | 0
Option 3 | sens3 | Total benefits 10% higher | Option 3sens3 |  | 0 |  | 0 | 0 | 0 | 0 | 0 | 0 | 0 | 0 | 0 | 0 | 0 | 0 | 0 | 0 | 0 | 0 | 0 | 0 | 0 | 0 | 0 | 0 | 0 | 0 | 0 | 0
Option 3 | sens4 | Total benefits 10% lower | Option 3sens4 |  | 0 |  | 0 | 0 | 0 | 0 | 0 | 0 | 0 | 0 | 0 | 0 | 0 | 0 | 0 | 0 | 0 | 0 | 0 | 0 | 0 | 0 | 0 | 0 | 0 | 0 | 0 | 0
Option 3 | sens5 | Capex 10% higher & Total benefits 10% lower | Option 3sens5 |  | 0 |  | 0 | 0 | 0 | 0 | 0 | 0 | 0 | 0 | 0 | 0 | 0 | 0 | 0 | 0 | 0 | 0 | 0 | 0 | 0 | 0 | 0 | 0 | 0 | 0 | 0 | 0
Option 3 | sens | 0 | Option 3sens |  | 0 |  | 0 | 0 | 0 | 0 | 0 | 0 | 0 | 0 | 0 | 0 | 0 | 0 | 0 | 0 | 0 | 0 | 0 | 0 | 0 | 0 | 0 | 0 | 0 | 0 | 0 | 0
Option 3 | sens | 0 | Option 3sens |  | 0 |  | 0 | 0 | 0 | 0 | 0 | 0 | 0 | 0 | 0 | 0 | 0 | 0 | 0 | 0 | 0 | 0 | 0 | 0 | 0 | 0 | 0 | 0 | 0 | 0 | 0 | 0
Option 3 | sens | 0 | Option 3sens |  | 0 |  | 0 | 0 | 0 | 0 | 0 | 0 | 0 | 0 | 0 | 0 | 0 | 0 | 0 | 0 | 0 | 0 | 0 | 0 | 0 | 0 | 0 | 0 | 0 | 0 | 0 | 0
Option 4 | NPV | Net benefits | Option 4NPV |  | 0 |  | 0 | 0 | 0 | 0 | 0 | 0 | 0 | 0 | 0 | 0 | 0 | 0 | 0 | 0 | 0 | 0 | 0 | 0 | 0 | 0 | 0 | 0 | 0 | 0 | 0 | 0
Option 4 | sens1 | Capex 10% higher | Option 4sens1 |  | 0 |  | 0 | 0 | 0 | 0 | 0 | 0 | 0 | 0 | 0 | 0 | 0 | 0 | 0 | 0 | 0 | 0 | 0 | 0 | 0 | 0 | 0 | 0 | 0 | 0 | 0 | 0
Option 4 | sens2 | Capex 10% lower | Option 4sens2 |  | 0 |  | 0 | 0 | 0 | 0 | 0 | 0 | 0 | 0 | 0 | 0 | 0 | 0 | 0 | 0 | 0 | 0 | 0 | 0 | 0 | 0 | 0 | 0 | 0 | 0 | 0 | 0
Option 4 | sens3 | Total benefits 10% higher | Option 4sens3 |  | 0 |  | 0 | 0 | 0 | 0 | 0 | 0 | 0 | 0 | 0 | 0 | 0 | 0 | 0 | 0 | 0 | 0 | 0 | 0 | 0 | 0 | 0 | 0 | 0 | 0 | 0 | 0
Option 4 | sens4 | Total benefits 10% lower | Option 4sens4 |  | 0 |  | 0 | 0 | 0 | 0 | 0 | 0 | 0 | 0 | 0 | 0 | 0 | 0 | 0 | 0 | 0 | 0 | 0 | 0 | 0 | 0 | 0 | 0 | 0 | 0 | 0 | 0
Option 4 | sens5 | Capex 10% higher & Total benefits 10% lower | Option 4sens5 |  | 0 |  | 0 | 0 | 0 | 0 | 0 | 0 | 0 | 0 | 0 | 0 | 0 | 0 | 0 | 0 | 0 | 0 | 0 | 0 | 0 | 0 | 0 | 0 | 0 | 0 | 0 | 0
Option 4 | sens | 0 | Option 4sens |  | 0 |  | 0 | 0 | 0 | 0 | 0 | 0 | 0 | 0 | 0 | 0 | 0 | 0 | 0 | 0 | 0 | 0 | 0 | 0 | 0 | 0 | 0 | 0 | 0 | 0 | 0 | 0
Option 4 | sens | 0 | Option 4sens |  | 0 |  | 0 | 0 | 0 | 0 | 0 | 0 | 0 | 0 | 0 | 0 | 0 | 0 | 0 | 0 | 0 | 0 | 0 | 0 | 0 | 0 | 0 | 0 | 0 | 0 | 0 | 0
Option 4 | sens | 0 | Option 4sens |  | 0 |  | 0 | 0 | 0 | 0 | 0 | 0 | 0 | 0 | 0 | 0 | 0 | 0 | 0 | 0 | 0 | 0 | 0 | 0 | 0 | 0 | 0 | 0 | 0 | 0 | 0 | 0
Option 5 | NPV | Net benefits | Option 5NPV |  | 0 |  | 0 | 0 | 0 | 0 | 0 | 0 | 0 | 0 | 0 | 0 | 0 | 0 | 0 | 0 | 0 | 0 | 0 | 0 | 0 | 0 | 0 | 0 | 0 | 0 | 0 | 0
Option 5 | sens1 | Capex 10% higher | Option 5sens1 |  | 0 |  | 0 | 0 | 0 | 0 | 0 | 0 | 0 | 0 | 0 | 0 | 0 | 0 | 0 | 0 | 0 | 0 | 0 | 0 | 0 | 0 | 0 | 0 | 0 | 0 | 0 | 0
Option 5 | sens2 | Capex 10% lower | Option 5sens2 |  | 0 |  | 0 | 0 | 0 | 0 | 0 | 0 | 0 | 0 | 0 | 0 | 0 | 0 | 0 | 0 | 0 | 0 | 0 | 0 | 0 | 0 | 0 | 0 | 0 | 0 | 0 | 0
Option 5 | sens3 | Total benefits 10% higher | Option 5sens3 |  | 0 |  | 0 | 0 | 0 | 0 | 0 | 0 | 0 | 0 | 0 | 0 | 0 | 0 | 0 | 0 | 0 | 0 | 0 | 0 | 0 | 0 | 0 | 0 | 0 | 0 | 0 | 0
Option 5 | sens4 | Total benefits 10% lower | Option 5sens4 |  | 0 |  | 0 | 0 | 0 | 0 | 0 | 0 | 0 | 0 | 0 | 0 | 0 | 0 | 0 | 0 | 0 | 0 | 0 | 0 | 0 | 0 | 0 | 0 | 0 | 0 | 0 | 0
Option 5 | sens5 | Capex 10% higher & Total benefits 10% lower | Option 5sens5 |  | 0 |  | 0 | 0 | 0 | 0 | 0 | 0 | 0 | 0 | 0 | 0 | 0 | 0 | 0 | 0 | 0 | 0 | 0 | 0 | 0 | 0 | 0 | 0 | 0 | 0 | 0 | 0
Option 5 | sens | 0 | Option 5sens |  | 0 |  | 0 | 0 | 0 | 0 | 0 | 0 | 0 | 0 | 0 | 0 | 0 | 0 | 0 | 0 | 0 | 0 | 0 | 0 | 0 | 0 | 0 | 0 | 0 | 0 | 0 | 0
Option 5 | sens | 0 | Option 5sens |  | 0 |  | 0 | 0 | 0 | 0 | 0 | 0 | 0 | 0 | 0 | 0 | 0 | 0 | 0 | 0 | 0 | 0 | 0 | 0 | 0 | 0 | 0 | 0 | 0 | 0 | 0 | 0
Option 5 | sens | 0 | Option 5sens |  | 0 |  | 0 | 0 | 0 | 0 | 0 | 0 | 0 | 0 | 0 | 0 | 0 | 0 | 0 | 0 | 0 | 0 | 0 | 0 | 0 | 0 | 0 | 0 | 0 | 0 | 0 | 0
RESULTS
|  | 0 | 0 | 1 | 1 | 1 |  | 2028-29: #NAME?
|  | Option 1 (base case) | Option 2 | Option 3 | Option 4 | Option 5 |  | 2026-27: Max; 2028-29: Preferred
NPV | None | 0 | 0.30223 |  |  |  |  | 2026-27: #NAME?; 2028-29: Option 2
sens1 | Capex 10% higher | 0 | -0.072035 |  |  |  |  | 2026-27: #NAME?; 2028-29: Option 1 (base case)
sens2 | Capex 10% lower | 0 | 0.67649 |  |  |  |  | 2026-27: #NAME?; 2028-29: Option 2
sens3 | Total benefits 10% higher | 0 | 0.85891 |  |  |  |  | 2026-27: #NAME?; 2028-29: Option 2
sens4 | Total benefits 10% lower | 0 | -0.25446 |  |  |  |  | 2026-27: #NAME?; 2028-29: Option 1 (base case)
sens5 | Capex 10% higher & Total benefits 10% lower | 0 | -0.62872 |  |  |  |  | 2026-27: #NAME?; 2028-29: Option 1 (base case)
sens | 0 | [6 empty] | 2026-27: #NAME?; 2028-29: #NAME?
sens | 0 | [6 empty] | 2026-27: #NAME?; 2028-29: #NAME?
sens | 0 | [6 empty] | 2026-27: #NAME?; 2028-29: #NAME?

## Misc_calcs
Powercor
SAPS
ESCALATION & OTHER
| Year end |  |  | 2021-06-30 | 2022-06-30 | 2023-06-30 | 2024-06-30 | 2025-06-30 | 2026-06-30
| Actual/forecast CPI (June to June) |  |  | 0% | 0.8606% | 3.498% | 7.832% | 4.052% | 3%
| HY ending |  |  | 2021-06-30 | 2021-12-31 | 2022-06-30 | 2022-12-31 | 2023-06-30 | 2023-12-31 | 2024-06-30 | 2024-12-31 | 2025-06-30 | 2025-12-31 | 2026-06-30
| FY ending |  |  | 2021-06-30 | 2022-06-30 | 2022-06-30 | 2023-06-30 | 2023-06-30 | 2024-06-30 | 2024-06-30 | 2025-06-30 | 2025-06-30 | 2026-06-30 | 2026-06-30
| Actual/forecast CPI (June to June) |  |  | 0% | 0.8606% | 0.8606% | 3.498% | 3.498% | 7.832% | 7.832% | 4.052% | 4.052% | 3% | 3%
| Actual cumulative HY escalation |  |  | 1 | 1.0043 | 1.0086 | 1.0261 | 1.0439 | 1.084 | 1.1256 | 1.1482 | 1.1713 | 1.1887 | 1.2064
| Convert from input dollars | 2023-12-31 | 1.084
| To output dollars | 2026-06-30 | 1.2064
| Conversion from input dollars to output dollars |  | 1.1129
| Convert from VCR date | 2023-12-31 | 1.084
| To input dollars | 2023-12-31 | 1.084
| VCR escalation |  | 1
| Start_year | 2026-27
FIRST YEAR
| Option | First year | Option included
| Option 2 | 2 | TRUE
| Option 3 | Not used | FALSE
| Option 4 | Not used | FALSE
| Option 5 | Not used | FALSE
| First year | 2
FLAGS
| Option 1 (base case) | FALSE | FALSE
FALSE
FALSE
| Option 2 | FALSE | FALSE
FALSE
FALSE
| Option 3 | FALSE | FALSE
FALSE
FALSE
| Option 4 | FALSE | FALSE
FALSE
FALSE
| Option 5 | FALSE | FALSE
FALSE
FALSE
Message | !! Capex asset life required !!
!

## Data
Powercor
SAPS
DATA
Options
|  | Not used | Text |  | Flags for compliance project
Option1 | Option 1 (base case) | FALSE |  | Option 1 (base case): No change to existing practices | FALSE
Option2 | Option 2 | FALSE |  |  | FALSE
Option3 | Option 3 | TRUE | Not used |  | TRUE
Option4 | Option 4 | TRUE | Not used |  | TRUE
Option5 | Option 5 | TRUE | Not used |  | TRUE
Compliance project |  |  | Yes | FALSE
No change to existing practices
Not applicable (compliance)
For conditional formatting of preferred option on Summary :
< Enter description >
Categories
Short categ
| Capital expenditure | -1
| Annualised capex | -1
| Operating expenditure | -1
| Risk mitigated | 1
| Other benefits value | 1
| Net benefits | 1
| Total risk cost | 1
Benefits
|  | Short categ | Flag to include | Units | Defined value
1 | Unserved energy | Energy | FALSE | MWh | FALSE
2 | Safety | Safety | FALSE | $ | TRUE
3 | Unplanned replacement | UnRepl | FALSE | $ | TRUE
4 | Bushfire | Fire | FALSE | $ | TRUE
5 | Reduction in CO2 emissions | Carbon | TRUE | MWh | FALSE
6 | Reliability in worst-served areas | Other | TRUE | MWh | FALSE
7 | Network resilience | Other | TRUE | MWh | FALSE
8 | Enabling solar exports | Other | TRUE | MWh | FALSE
9 | Aesthetics | Other | TRUE | Customers impacted | FALSE
10 | Customer value of time - residential | Other | TRUE | Customer minutes | FALSE
11 | Customer value of time - business | Other | TRUE | Customer minutes | FALSE
12 | Communication | Other | TRUE | Customers impacted | FALSE
13 | Information accessibility | Other | TRUE | Customers impacted | FALSE
Value of benefits
|  |  | CitiPower | Powercor | United Energy
| Reliability in worst-served areas | per MWh | 0 | 151432.8174 | 0
| Network resilience | per MWh | 0 | 24590 | 38560
| Enabling solar exports | per MWh | 4220.9954 | 88.3577 | 862.6028
| Aesthetics | per customer impacted | 0 | 0 | 0
| Customer value of time - residential | per minute customer time | 0.54769 | 0.35181 | 0.34751
| Customer value of time - business | per minute customer time | 0.54769 | 0.35181 | 0.34751
| Communication | per customer impacted | 0 | 0 | 0
| Information accessibility | per customer impacted | 0 | 0 | 0
Conversions
| thous_conv | 1000
| mill_conv | 1000000
Message
| Message | Enter asset life
Error message |  | Remove inputs prior to start year
Disproportionate factors applied to various bushfire and other risk valuations
| - Select - |  |  |  | 0
| Harm to property from network |  |  |  | 1
| Harm to property from bushfire |  |  |  | 1
| Harm to environment |  |  |  | 1
| Safety - Public trespass |  |  |  | 1
| Safety - Single fatality or serious injury ^ |  |  |  | 3
| Safety from bushfire in HBRA |  |  |  | 3
| Safety - Multiple fatality or serious injury ^ |  |  |  | 6
| Safety from bushfire (REFCL declared areas) |  |  |  | 6
| Safety from bushfire (electric line construction areas) |  |  |  | 10
Total annualised capex
Energy at risk value
Total other benefits
DROPDOWN LISTS
| Business |  |  |  | Type | Include | Dollar inputs - month |  |  | Not used options | Conversions | Dollar inputs - year | Compliance | Capex first year
| CitiPower | CP | CP: |  | - Select - | 0 | June | 6 | CY | Not used |  | 2026 | No | 2026-27
| Powercor | PA | PAL: |  | Capex | 1899-12-31 | December | 12 | FY |  |  | 2025 | Yes | 2025-26
| United Energy | UE | UE: |  | Opex | [6 empty] | 2024 |  | 2024-25
2023
2022
2021
2020