## Cover
Powercor
Regulatory proposal 2026-31
MNA transformer
| Model number: | 4.01
2025-01-31
15

## Summary
Powercor
MNA transformer replacement
SUMMARY
RESULTS
|  |  |  | PV of costs | PV of benefits | NPV
| Option |  |  | 2026-06-30 | 2026-06-30 | 2026-06-30
| Option 1 (base case) | No change to existing practices |  | 0 | 0 | 0
| Option 2 | Replace transformer #1 completed in 2028-2029 |  | -4.3988 | 5.3742 | 0.97543
| Option 3 | Refurbish transformer #1 completed in 2027-2028 |  | -0.52847 | 0.84942 | 0.32095
| Option 4 | 0
| Option 5 | 0
NPV
| Preferred option: |  |  | 2026-06-30
| Option 2 | Replace transformer #1 completed in 2028-2029 |  | 0.97543
PREFERRED OPTION
Preferred Option
Option 2
| Expenditure forecast | 2026-06-30 | 2026-27 | 2027-28 | 2028-29 | 2029-30 | 2030-31 |  | Total
| Capital expenditure |  | 0 | 2.7716 | 5.5433 | 0 | 0 |  | 8.3149
| Operating expenditure |  | 0 | 0 | 0 | 0 | 0 |  | 0
CHART
| Capex and risk ($M, 2026) |  | Value of expected unserved energy ($M, 2026)
SENSITIVITIES
| Sensitivity | 2026-06-30 | Option 1 (base case) | Option 2 | Option 3 | Option 4 | Option 5 |  | Preferred option
| None |  | 0 | 0.97543 | 0.32095 |  |  |  | Option 2
| Capex 10% higher |  | 0 | 0.53555 | 0.2681 |  |  |  | Option 2
| Capex 10% lower |  | 0 | 1.4153 | 0.37379 |  |  |  | Option 2
| Total benefits 10% higher |  | 0 | 1.5128 | 0.40589 |  |  |  | Option 2
| Total benefits 10% lower |  | 0 | 0.438 | 0.236 |  |  |  | Option 2
| Capex 10% higher & Total benefits 10% lower |  | 0 | -0.0018761 | 0.18316 |  |  |  | Option 3
| 0 | [7 empty] | #NAME?
| 0 | [6 empty] | 0 | #NAME?
|  | 0 | [6 empty] | #NAME?
0

## Assumptions
Powercor
MNA transformer replacement
Project
|  | Business: |  | Powercor
|  | Descripton: |  | MNA transformer replacement
|  | Date of cost inputs: |  | December |  | 2023
|  | Option |  | Description
|  | Option 1 (base case) |  | No change to existing practices
|  | Option 2 |  | Replace transformer #1 completed in 2028-2029
|  | Option 3 |  | Refurbish transformer #1 completed in 2027-2028
Option 4
Option 5
|  | Compliance project |  | No
|  | Expenditure starts |  | 2026-27 | [start]
Timing & WACC
|  | Input dollars |  |  |  | 2023-12-31 | [input_dollars]
|  | Pre-tax real WACC |  |  |  | 3.5% | [real_disc]
|  | VCR date |  |  |  | 2023-12-31 | [vcr_date]
|  | Analysis period (years) |  |  |  | 20 | [years]\
|  | Output dollars |  |  |  | 2026-06-30 | [output_dollars]
|  | Other benefits date |  |  |  | 2023-12-31 | [custval_date]
|  | Value of CO2 reductions input date |  |  |  | 2023-06-30
VCR
|  | Enter ZSS code >> | eg. AR | MNA |  | Mooroopna | 48575.8986 | 2023 VCR ($/MWh)
Risks
SAFETY
|  | Value of statistical life |  |  |  | 5400000 | 2023-06-30
|  | Value of injury |  |  |  | 0 | 2023-12-31
Disproportionate factors applied to various bushfire and other risk valuations
|  | Harm to property from network |  |  |  | 1
|  | Harm to property from bushfire |  |  |  | 1
|  | Harm to environment |  |  |  | 1
|  | Safety - Public trespass |  |  |  | 1
|  | Safety - Single fatality or serious injury ^ |  |  |  | 3
|  | Safety from bushfire in HBRA |  |  |  | 3
|  | Safety - Multiple fatality or serious injury ^ |  |  |  | 6
|  | Safety from bushfire (REFCL declared areas) |  |  |  | 6
|  | Safety from bushfire (electric line construction areas) |  |  |  | 10
^ Public or employee
|  | Incident type |  |  |  | Value | Probability | DF selected | Description/comment
|  | Safety (fatality) |  |  |  | 5607473.5197 | 0 | 0 | 0
|  | Safety (injury) |  |  |  | 0 | 0 | 0 | 0
UNPLANNED REPLACEMENT/REPAIR
|  | Major failure (replace) |  |  |  | 0 | 2023-12-31
|  | Minor failure (repair) |  |  |  | 0 | 2023-12-31
|  | Premium for failure |  |  |  | 20%
Other benefits
| ENVIRONMENTAL | [8 empty] | 2026-27 | 2027-28 | 2028-29 | 2029-30 | 2030-31 | 2031-32
|  | Value of CO2 reductions |  |  |  |  | 2023-06-30 | $/kWh |  | 0.02473 | 0.022341 | 0.020196 | 0.018063 | 0.015913 | 0.013715
| CUSTOMER VALUE |  |  |  |  | Value
|  | Reliability in worst-served areas |  |  |  | 151432.8174 | 2023-12-31 | per MWh
|  | Network resilience |  |  |  | 24590 | 2023-12-31 | per MWh
|  | Enabling solar exports |  |  |  | 88.3577 | 2023-12-31 | per MWh
|  | Aesthetics |  |  |  | 0 | 2023-12-31 | per customer
|  | Customer value of time - residential |  |  |  | 0.35181 | 2023-12-31 | per customer minute
|  | Customer value of time - business |  |  |  | 0.35181 | 2023-12-31 | per customer minute
|  | Communication |  |  |  | 0 | 2023-12-31 | per customer
|  | Information accessibility |  |  |  | 0 | 2023-12-31 | per customer
Sensitivities
[6 empty] | Capex | Total benefits
| 1 | Capex 10% higher |  |  |  | 10% | 0%
| 2 | Capex 10% lower |  |  |  | -10% | 0%
| 3 | Total benefits 10% higher |  |  |  | 0% | 10%
| 4 | Total benefits 10% lower |  |  |  | 0% | -10%
| 5 | Capex 10% higher & Total benefits 10% lower |  |  |  | 10% | -10%

## Option1 (base case)
Powercor
MNA transformer replacement
OPTION 1 (base case)
Count |  |  |  |  | 0 | 1 | 2 | 3 | 4 | 5 | 6 | 7 | 8 | 9 | 10 | 11 | 12 | 13 | 14 | 15 | 16 | 17 | 18 | 19 | 20 | 21 | 22 | 23 | 24 | 25
Value of CO2 reductions |  |  |  | $/MWh |  | 24.7305 | 22.3407 | 20.1963 | 18.0629 | 15.9134 | 13.7151 | 13.7151 | 13.7151 | 13.7151 | 13.7151 | 13.7151 | 13.7151 | 13.7151 | 13.7151 | 13.7151 | 13.7151 | 13.7151 | 13.7151 | 13.7151 | 13.7151 | 13.7151 | 13.7151 | 13.7151 | 13.7151 | 13.7151
|  |  |  | Units | 2026-06-30 | 2026-27 | 2027-28 | 2028-29 | 2029-30 | 2030-31 | 2031-32 | 2032-33 | 2033-34 | 2034-35 | 2035-36 | 2036-37 | 2037-38 | 2038-39 | 2039-40 | 2040-41 | 2041-42 | 2042-43 | 2043-44 | 2044-45 | 2045-46 | 2046-47 | 2047-48 | 2048-49 | 2049-50 | 2050-51
INVESTMENT & OPERATING COST
| Capex |  | Asset life (yrs)
| < Enter description > |  | 0 | 2023-12-31 |  | 0 | 0 | 0 | 0 | 0 | 0 | 0 | 0 | 0 | 0 | 0 | 0 | 0 | 0 | 0 | 0 | 0 | 0 | 0 | 0 | 0 | 0 | 0 | 0 | 0
| < Enter description > |  | 0 | 2023-12-31 |  | 0 | 0 | 0 | 0 | 0 | 0 | 0 | 0 | 0 | 0 | 0 | 0 | 0 | 0 | 0 | 0 | 0 | 0 | 0 | 0 | 0 | 0 | 0 | 0 | 0
| < Enter description > |  | 0 | 2023-12-31 |  | 0 | 0 | 0 | 0 | 0 | 0 | 0 | 0 | 0 | 0 | 0 | 0 | 0 | 0 | 0 | 0 | 0 | 0 | 0 | 0 | 0 | 0 | 0 | 0 | 0
| Capital expenditure |  |  | 2023-12-31 |  | 0 | 0 | 0 | 0 | 0 | 0 | 0 | 0 | 0 | 0 | 0 | 0 | 0 | 0 | 0 | 0 | 0 | 0 | 0 | 0 | 0 | 0 | 0 | 0 | 0
| Operating expenditure |  |  | 2023-12-31 |  | 0 | 0 | 0 | 0 | 0 | 0 | 0 | 0 | 0 | 0 | 0 | 0 | 0 | 0 | 0 | 0 | 0 | 0 | 0 | 0 | 0 | 0 | 0 | 0 | 0
RISK ASSUMPTIONS
| PoF (major) |  |  |  |  | 0 | 0 | 0 | 0 | 0 | 0 | 0 | 0 | 0 | 0 | 0 | 0 | 0 | 0 | 0 | 0 | 0 | 0 | 0 | 0 | 0 | 0 | 0 | 0 | 0
| PoF (reparable) |  |  |  |  | 0 | 0 | 0 | 0 | 0 | 0 | 0 | 0 | 0 | 0 | 0 | 0 | 0 | 0 | 0 | 0 | 0 | 0 | 0 | 0 | 0 | 0 | 0 | 0 | 0
| Energy at risk (weighted) |  |  | MWh |  | 0 | 0 | 0 | 0 | 0 | 0 | 0 | 0 | 0 | 0 | 0 | 0 | 0 | 0 | 0 | 0 | 0 | 0 | 0 | 0 | 0 | 0 | 0 | 0 | 0
| Energy at risk value | $/MWh | 48575.8986 | 2023-12-31 |  | 255517.5525 | 270179.1552 | 286940.1517 | 303122.9269 | 315530.5874 | 329556.2168 | 349893.1693 | 372270.0974 | 386745.8625 | 398594.8153 | 410592.3096 | 422737.6614 | 435030.2039 | 447469.2871 | 460054.2769 | 472784.5549 | 485659.5173 | 498678.5749 | 511841.1521 | 525146.6869 | 538594.6303 | 552184.4456 | 565915.6084 | 579787.6059 | 593799.9368
| Safety risk | (after DF) |  | 2023-12-31 |  | 352.0445 | 364.6034 | 377.3431 | 390.2624 | 403.3602 | 416.6356 | 430.0875 | 443.7149 | 457.5168 | 471.4924 | 485.6406 | 499.9606 | 514.4516 | 529.1126 | 543.9429 | 558.9415 | 574.1077 | 589.4407 | 604.9397 | 620.604 | 636.4328 | 652.4254 | 652.4254 | 652.4254 | 652.4254
| Unplanned replacement risk |  |  | 2023-12-31 |  | 17784.0667 | 18418.5022 | 19062.0666 | 19714.7046 | 20376.3625 | 21046.988 | 21726.5298 | 22414.9383 | 23112.1645 | 23818.1612 | 24532.8817 | 25256.2806 | 25988.3137 | 26728.9374 | 27478.1093 | 28235.7878 | 29001.932 | 29776.5022 | 30559.4593 | 31350.7648 | 32150.3812 | 32958.2717 | 32958.2717 | 32958.2717 | 32958.2717
| Unplanned fault risk |  |  | 2023-12-31 |  | 1301.2366 | 1347.6574 | 1394.7462 | 1442.4988 | 1490.9115 | 1539.9803 | 1589.7014 | 1640.0714 | 1691.0865 | 1742.7433 | 1795.0385 | 1847.9686 | 1901.5305 | 1955.721 | 2010.5369 | 2065.9752 | 2122.033 | 2178.7073 | 2235.9952 | 2293.894 | 2352.4008 | 2411.5131 | 2411.5131 | 2411.5131 | 2411.5131
| Enviromental risk | (after DF) |  | 2023-12-31 |  | 72556.25 | 72556.25 | 72556.25 | 72556.25 | 72556.25 | 72556.25 | 72556.25 | 72556.25 | 72556.25 | 72556.25 | 72556.25 | 72556.25 | 72556.25 | 72556.25 | 72556.25 | 72556.25 | 72556.25 | 72556.25 | 72556.25 | 72556.25 | 72556.25 | 72556.25 | 72556.25 | 72556.25 | 72556.25
| < Other risk - enter description > |  |  | 2023-12-31 |  | 0 | 0 | 0 | 0 | 0 | 0 | 0 | 0 | 0 | 0 | 0 | 0 | 0 | 0 | 0 | 0 | 0 | 0 | 0 | 0 | 0 | 0 | 0 | 0 | 0
| Total risk cost |  |  |  |  | 347511.1503 | 362866.1682 | 380330.5576 | 397226.6427 | 410357.4716 | 425116.0706 | 446195.7381 | 469325.0719 | 484562.8803 | 497183.4622 | 509962.1204 | 522898.1213 | 535990.7497 | 549239.3081 | 562643.116 | 576201.5094 | 589913.84 | 603779.475 | 617797.7962 | 631968.1996 | 646290.0951 | 660762.9058 | 674494.0686 | 688366.0661 | 702378.397
OTHER BENEFITS
| Reduction in CO2 emissions |  |  | MWh |  | 0 | 0 | 0 | 0 | 0 | 0 | 0 | 0 | 0 | 0 | 0 | 0 | 0 | 0 | 0 | 0 | 0 | 0 | 0 | 0 | 0 | 0 | 0 | 0 | 0
| Value of reduction in CO2 emissions |  |  | $ |  | 0 | 0 | 0 | 0 | 0 | 0 | 0 | 0 | 0 | 0 | 0 | 0 | 0 | 0 | 0 | 0 | 0 | 0 | 0 | 0 | 0 | 0 | 0 | 0 | 0
| Reliability in worst-served areas | $/MWh | 151432.8174 | MWh |  | 0 | 0 | 0 | 0 | 0 | 0 | 0 | 0 | 0 | 0 | 0 | 0 | 0 | 0 | 0 | 0 | 0 | 0 | 0 | 0 | 0 | 0 | 0 | 0 | 0
| Network resilience | $/MWh | 24590 | MWh |  | 0 | 0 | 0 | 0 | 0 | 0 | 0 | 0 | 0 | 0 | 0 | 0 | 0 | 0 | 0 | 0 | 0 | 0 | 0 | 0 | 0 | 0 | 0 | 0 | 0
| Enabling solar exports | $/MWh | 88.3577 | MWh |  | 0 | 0 | 0 | 0 | 0 | 0 | 0 | 0 | 0 | 0 | 0 | 0 | 0 | 0 | 0 | 0 | 0 | 0 | 0 | 0 | 0 | 0 | 0 | 0 | 0
| Aesthetics | $/customer | 0 | customers |  | 0 | 0 | 0 | 0 | 0 | 0 | 0 | 0 | 0 | 0 | 0 | 0 | 0 | 0 | 0 | 0 | 0 | 0 | 0 | 0 | 0 | 0 | 0 | 0 | 0
| Customer value of time (res) | $/customer min | 0.35181 | mins |  | 0 | 0 | 0 | 0 | 0 | 0 | 0 | 0 | 0 | 0 | 0 | 0 | 0 | 0 | 0 | 0 | 0 | 0 | 0 | 0 | 0 | 0 | 0 | 0 | 0
| Customer value of time (bus) | $/customer min | 0.35181 | mins |  | 0 | 0 | 0 | 0 | 0 | 0 | 0 | 0 | 0 | 0 | 0 | 0 | 0 | 0 | 0 | 0 | 0 | 0 | 0 | 0 | 0 | 0 | 0 | 0 | 0
| Communication | $/customer | 0 | customers |  | 0 | 0 | 0 | 0 | 0 | 0 | 0 | 0 | 0 | 0 | 0 | 0 | 0 | 0 | 0 | 0 | 0 | 0 | 0 | 0 | 0 | 0 | 0 | 0 | 0
| Information accessibility | $/customer | 0 | customers |  | 0 | 0 | 0 | 0 | 0 | 0 | 0 | 0 | 0 | 0 | 0 | 0 | 0 | 0 | 0 | 0 | 0 | 0 | 0 | 0 | 0 | 0 | 0 | 0 | 0
| Other benefits 1 |  |  | 2023-12-31 |  | 0 | 0 | 0 | 0 | 0 | 0 | 0 | 0 | 0 | 0 | 0 | 0 | 0 | 0 | 0 | 0 | 0 | 0 | 0 | 0 | 0 | 0 | 0 | 0 | 0
| Other benefits 2 |  |  | 2023-12-31 |  | 0 | 0 | 0 | 0 | 0 | 0 | 0 | 0 | 0 | 0 | 0 | 0 | 0 | 0 | 0 | 0 | 0 | 0 | 0 | 0 | 0 | 0 | 0 | 0 | 0
| Total other benefits |  |  | 2023-12-31 |  | 0 | 0 | 0 | 0 | 0 | 0 | 0 | 0 | 0 | 0 | 0 | 0 | 0 | 0 | 0 | 0 | 0 | 0 | 0 | 0 | 0 | 0 | 0 | 0 | 0
SUMMARY
| Risks mitigated vs base case |  |  | 2023-12-31
Capital expenditure
| < Enter description > |  |  | 2023-12-31 |  | 0 | 0 | 0 | 0 | 0 | 0 | 0 | 0 | 0 | 0 | 0 | 0 | 0 | 0 | 0 | 0 | 0 | 0 | 0 | 0 | 0 | 0 | 0 | 0 | 0
| < Enter description > |  |  | 2023-12-31 |  | 0 | 0 | 0 | 0 | 0 | 0 | 0 | 0 | 0 | 0 | 0 | 0 | 0 | 0 | 0 | 0 | 0 | 0 | 0 | 0 | 0 | 0 | 0 | 0 | 0
| < Enter description > |  |  | 2023-12-31 |  | 0 | 0 | 0 | 0 | 0 | 0 | 0 | 0 | 0 | 0 | 0 | 0 | 0 | 0 | 0 | 0 | 0 | 0 | 0 | 0 | 0 | 0 | 0 | 0 | 0
Cumulative capex
| < Enter description > |  |  | 2023-12-31 |  | 0 | 0 | 0 | 0 | 0 | 0 | 0 | 0 | 0 | 0 | 0 | 0 | 0 | 0 | 0 | 0 | 0 | 0 | 0 | 0 | 0 | 0 | 0 | 0 | 0
| < Enter description > |  |  | 2023-12-31 |  | 0 | 0 | 0 | 0 | 0 | 0 | 0 | 0 | 0 | 0 | 0 | 0 | 0 | 0 | 0 | 0 | 0 | 0 | 0 | 0 | 0 | 0 | 0 | 0 | 0
| < Enter description > |  |  | 2023-12-31 |  | 0 | 0 | 0 | 0 | 0 | 0 | 0 | 0 | 0 | 0 | 0 | 0 | 0 | 0 | 0 | 0 | 0 | 0 | 0 | 0 | 0 | 0 | 0 | 0 | 0
Annualised capex
| Annualised capex - < Enter description > |  |  | 2023-12-31 |  | 0 | 0 | 0 | 0 | 0 | 0 | 0 | 0 | 0 | 0 | 0 | 0 | 0 | 0 | 0 | 0 | 0 | 0 | 0 | 0 | 0 | 0 | 0 | 0 | 0
| Annualised capex - < Enter description > |  |  | 2023-12-31 |  | 0 | 0 | 0 | 0 | 0 | 0 | 0 | 0 | 0 | 0 | 0 | 0 | 0 | 0 | 0 | 0 | 0 | 0 | 0 | 0 | 0 | 0 | 0 | 0 | 0
| Annualised capex - < Enter description > |  |  | 2023-12-31 |  | 0 | 0 | 0 | 0 | 0 | 0 | 0 | 0 | 0 | 0 | 0 | 0 | 0 | 0 | 0 | 0 | 0 | 0 | 0 | 0 | 0 | 0 | 0 | 0 | 0
| Total annualised capex |  |  | 2023-12-31 |  | 0 | 0 | 0 | 0 | 0 | 0 | 0 | 0 | 0 | 0 | 0 | 0 | 0 | 0 | 0 | 0 | 0 | 0 | 0 | 0 | 0 | 0 | 0 | 0 | 0
| Annualised capex |  |  | 2023-12-31 |  | 0 | 0 | 0 | 0 | 0 | 0 | 0 | 0 | 0 | 0 | 0 | 0 | 0 | 0 | 0 | 0 | 0 | 0 | 0 | 0 | 0 | 0 | 0 | 0 | 0
| Operating expenditure |  |  | 2023-12-31 |  | 0 | 0 | 0 | 0 | 0 | 0 | 0 | 0 | 0 | 0 | 0 | 0 | 0 | 0 | 0 | 0 | 0 | 0 | 0 | 0 | 0 | 0 | 0 | 0 | 0
| Risk mitigated |  |  | 2023-12-31 |  | 0 | 0 | 0 | 0 | 0 | 0 | 0 | 0 | 0 | 0 | 0 | 0 | 0 | 0 | 0 | 0 | 0 | 0 | 0 | 0 | 0 | 0 | 0 | 0 | 0
| Other benefits value |  |  | 2023-12-31 |  | 0 | 0 | 0 | 0 | 0 | 0 | 0 | 0 | 0 | 0 | 0 | 0 | 0 | 0 | 0 | 0 | 0 | 0 | 0 | 0 | 0 | 0 | 0 | 0 | 0
| Net benefits |  |  | 2023-12-31 |  | 0 | 0 | 0 | 0 | 0 | 0 | 0 | 0 | 0 | 0 | 0 | 0 | 0 | 0 | 0 | 0 | 0 | 0 | 0 | 0 | 0 | 0 | 0 | 0 | 0
SENSITIVITIES
NPV | Net benefits |  |  | Option 1 (Base Case)NPV |  | 0 | 0 | 0 | 0 | 0 | 0 | 0 | 0 | 0 | 0 | 0 | 0 | 0 | 0 | 0 | 0 | 0 | 0 | 0 | 0 | 0 | 0 | 0 | 0 | 0
| Total annualised capex |  |  |  |  | 0 | 0 | 0 | 0 | 0 | 0 | 0 | 0 | 0 | 0 | 0 | 0 | 0 | 0 | 0 | 0 | 0 | 0 | 0 | 0 | 0 | 0 | 0 | 0 | 0
| Total benefits |  |  |  |  | 0 | 0 | 0 | 0 | 0 | 0 | 0 | 0 | 0 | 0 | 0 | 0 | 0 | 0 | 0 | 0 | 0 | 0 | 0 | 0 | 0 | 0 | 0 | 0 | 0
|  | Capex | Total benefits
sens1 | Capex 10% higher | 10% | 0% | Option 1 (Base Case)sens1 |  | 0 | 0 | 0 | 0 | 0 | 0 | 0 | 0 | 0 | 0 | 0 | 0 | 0 | 0 | 0 | 0 | 0 | 0 | 0 | 0 | 0 | 0 | 0 | 0 | 0
sens2 | Capex 10% lower | -10% | 0% | Option 1 (Base Case)sens2 |  | 0 | 0 | 0 | 0 | 0 | 0 | 0 | 0 | 0 | 0 | 0 | 0 | 0 | 0 | 0 | 0 | 0 | 0 | 0 | 0 | 0 | 0 | 0 | 0 | 0
sens3 | Total benefits 10% higher | 0% | 10% | Option 1 (Base Case)sens3 |  | 0 | 0 | 0 | 0 | 0 | 0 | 0 | 0 | 0 | 0 | 0 | 0 | 0 | 0 | 0 | 0 | 0 | 0 | 0 | 0 | 0 | 0 | 0 | 0 | 0
sens4 | Total benefits 10% lower | 0% | -10% | Option 1 (Base Case)sens4 |  | 0 | 0 | 0 | 0 | 0 | 0 | 0 | 0 | 0 | 0 | 0 | 0 | 0 | 0 | 0 | 0 | 0 | 0 | 0 | 0 | 0 | 0 | 0 | 0 | 0
sens5 | Capex 10% higher & Total benefits 10% lower | 10% | -10% | Option 1 (Base Case)sens5 |  | 0 | 0 | 0 | 0 | 0 | 0 | 0 | 0 | 0 | 0 | 0 | 0 | 0 | 0 | 0 | 0 | 0 | 0 | 0 | 0 | 0 | 0 | 0 | 0 | 0
sens | 0 | 0% | 0% | Option 1 (Base Case)sens |  | 0 | 0 | 0 | 0 | 0 | 0 | 0 | 0 | 0 | 0 | 0 | 0 | 0 | 0 | 0 | 0 | 0 | 0 | 0 | 0 | 0 | 0 | 0 | 0 | 0
sens | 0 | 0% | 0% | Option 1 (Base Case)sens |  | 0 | 0 | 0 | 0 | 0 | 0 | 0 | 0 | 0 | 0 | 0 | 0 | 0 | 0 | 0 | 0 | 0 | 0 | 0 | 0 | 0 | 0 | 0 | 0 | 0
sens | 0 | 0% | 0% | Option 1 (Base Case)sens |  | 0 | 0 | 0 | 0 | 0 | 0 | 0 | 0 | 0 | 0 | 0 | 0 | 0 | 0 | 0 | 0 | 0 | 0 | 0 | 0 | 0 | 0 | 0 | 0 | 0

## Option2
Powercor
MNA transformer replacement
OPTION 2 | Replace transformer #1 completed in 2028-2029
Count |  |  |  |  | 1 | 2 | 3 | 4 | 5 | 6 | 7 | 8 | 9 | 10 | 11 | 12 | 13 | 14 | 15 | 16 | 17 | 18 | 19 | 20 | 21 | 22 | 23 | 24 | 25
Value of CO2 reductions |  |  |  | $/MWh | 24.7305 | 22.3407 | 20.1963 | 18.0629 | 15.9134 | 13.7151 | 13.7151 | 13.7151 | 13.7151 | 13.7151 | 13.7151 | 13.7151 | 13.7151 | 13.7151 | 13.7151 | 13.7151 | 13.7151 | 13.7151 | 13.7151 | 13.7151 | 13.7151 | 13.7151 | 13.7151 | 13.7151 | 13.7151
|  |  |  | Units | 2026-27 | 2027-28 | 2028-29 | 2029-30 | 2030-31 | 2031-32 | 2032-33 | 2033-34 | 2034-35 | 2035-36 | 2036-37 | 2037-38 | 2038-39 | 2039-40 | 2040-41 | 2041-42 | 2042-43 | 2043-44 | 2044-45 | 2045-46 | 2046-47 | 2047-48 | 2048-49 | 2049-50 | 2050-51
INVESTMENT & OPERATING COST
| Capex |  | Asset life (yrs)
| Replace 1 transformer |  | 50 | 2023-12-31 | 0 | 2490440.3167 | 4980880.6333 | 0 | 0 | 0 | 0 | 0 | 0 | 0 | 0 | 0 | 0 | 0 | 0 | 0 | 0 | 0 | 0 | 0 | 0 | 0 | 0 | 0 | 0
|  |  | 0 | 2023-12-31 | 0 | 0 | 0 | 0 | 0 | 0 | 0 | 0 | 0 | 0 | 0 | 0 | 0 | 0 | 0 | 0 | 0 | 0 | 0 | 0 | 0 | 0 | 0 | 0 | 0
|  |  | 0 | 2023-12-31 | 0 | 0 | 0 | 0 | 0 | 0 | 0 | 0 | 0 | 0 | 0 | 0 | 0 | 0 | 0 | 0 | 0 | 0 | 0 | 0 | 0 | 0 | 0 | 0 | 0
| Capital expenditure |  |  | 2023-12-31 | 0 | 2490440.3167 | 4980880.6333 | 0 | 0 | 0 | 0 | 0 | 0 | 0 | 0 | 0 | 0 | 0 | 0 | 0 | 0 | 0 | 0 | 0 | 0 | 0 | 0 | 0 | 0
| Operating expenditure |  |  | 2023-12-31 | 0 | 0 | 0 | 0 | 0 | 0 | 0 | 0 | 0 | 0 | 0 | 0 | 0 | 0 | 0 | 0 | 0 | 0 | 0 | 0 | 0 | 0 | 0 | 0 | 0
RISK ASSUMPTIONS
| PoF (major) |  |  |  | 0 | 0 | 0 | 0 | 0 | 0 | 0 | 0 | 0 | 0 | 0 | 0 | 0 | 0 | 0 | 0 | 0 | 0 | 0 | 0 | 0 | 0 | 0 | 0 | 0
| PoF (reparable) |  |  |  | 0 | 0 | 0 | 0 | 0 | 0 | 0 | 0 | 0 | 0 | 0 | 0 | 0 | 0 | 0 | 0 | 0 | 0 | 0 | 0 | 0 | 0 | 0 | 0 | 0
| Energy at risk (weighted) |  |  | MWh | 0 | 0 | 0 | 0 | 0 | 0 | 0 | 0 | 0 | 0 | 0 | 0 | 0 | 0 | 0 | 0 | 0 | 0 | 0 | 0 | 0 | 0 | 0 | 0 | 0
| Energy at risk value | $/MWh | 48575.8986 | 2023-12-31 | 255517.5525 | 270179.1552 | 286940.1517 | 9761.5622 | 18036.3286 | 26206.6092 | 35072.8112 | 44553.3226 | 53301.1844 | 61749.077 | 70277.5304 | 78902.7341 | 87636.4135 | 96487.2769 | 105461.9112 | 114565.3636 | 123801.5364 | 133173.462 | 142683.5018 | 152333.491 | 162124.8489 | 172058.6613 | 182135.7453 | 192356.7001 | 202721.9463
| Safety risk | (after DF) |  | 2023-12-31 | 352.0445 | 364.6034 | 377.3431 | 195.3752 | 202.473 | 209.8975 | 217.6198 | 225.6219 | 233.8907 | 242.4162 | 251.19 | 260.2055 | 269.4567 | 278.9385 | 288.6464 | 298.5764 | 308.7246 | 319.0879 | 329.6631 | 340.4474 | 351.438 | 362.6326 | 362.6326 | 362.6326 | 362.6326
| Unplanned replacement risk |  |  | 2023-12-31 | 17784.0667 | 18418.5022 | 19062.0666 | 9869.6803 | 10228.2349 | 10603.2929 | 10993.3996 | 11397.6382 | 11815.3498 | 12246.0245 | 12689.2496 | 13144.6795 | 13612.0181 | 14091.0071 | 14581.4173 | 15083.0436 | 15595.7001 | 16119.2173 | 16653.4393 | 17198.2219 | 17753.4313 | 18318.9421 | 18318.9421 | 18318.9421 | 18318.9421
| Unplanned fault risk |  |  | 2023-12-31 | 1301.2366 | 1347.6574 | 1394.7462 | 722.1514 | 748.3864 | 775.8289 | 804.3725 | 833.9501 | 864.5135 | 896.0254 | 928.4556 | 961.7788 | 995.9734 | 1031.0203 | 1066.903 | 1103.6063 | 1141.1167 | 1179.4218 | 1218.5101 | 1258.3711 | 1298.9951 | 1340.3728 | 1340.3728 | 1340.3728 | 1340.3728
| Enviromental risk | (after DF) |  | 2023-12-31 | 72556.25 | 72556.25 | 72556.25 | 23793.75 | 23793.75 | 23793.75 | 23793.75 | 23793.75 | 23793.75 | 23793.75 | 23793.75 | 23793.75 | 23793.75 | 23793.75 | 23793.75 | 23793.75 | 23793.75 | 23793.75 | 23793.75 | 23793.75 | 23793.75 | 23793.75 | 23793.75 | 23793.75 | 23793.75
| < Other risk - enter description > |  |  | 2023-12-31 | 0 | 0 | 0 | 0 | 0 | 0 | 0 | 0 | 0 | 0 | 0 | 0 | 0 | 0 | 0 | 0 | 0 | 0 | 0 | 0 | 0 | 0 | 0 | 0 | 0
| Total risk cost |  |  |  | 347511.1503 | 362866.1682 | 380330.5576 | 44342.5192 | 53009.173 | 61589.3785 | 70881.953 | 80804.2829 | 90008.6884 | 98927.2931 | 107940.1756 | 117063.1478 | 126307.6116 | 135681.9928 | 145192.6279 | 154844.3399 | 164640.8279 | 174584.9391 | 184678.8643 | 194924.2815 | 205322.4632 | 215874.3587 | 225951.4428 | 236172.3976 | 246537.6438
OTHER BENEFITS
| Reduction in CO2 emissions |  |  | MWh | 0 | 0 | 0 | 0 | 0 | 0 | 0 | 0 | 0 | 0 | 0 | 0 | 0 | 0 | 0 | 0 | 0 | 0 | 0 | 0 | 0 | 0 | 0 | 0 | 0
| Value of reduction in CO2 emissions |  |  | $ | 0 | 0 | 0 | 0 | 0 | 0 | 0 | 0 | 0 | 0 | 0 | 0 | 0 | 0 | 0 | 0 | 0 | 0 | 0 | 0 | 0 | 0 | 0 | 0 | 0
| Reliability in worst-served areas | $/MWh | 151432.8174 | MWh | 0 | 0 | 0 | 0 | 0 | 0 | 0 | 0 | 0 | 0 | 0 | 0 | 0 | 0 | 0 | 0 | 0 | 0 | 0 | 0 | 0 | 0 | 0 | 0 | 0
| Network resilience | $/MWh | 24590 | MWh | 0 | 0 | 0 | 0 | 0 | 0 | 0 | 0 | 0 | 0 | 0 | 0 | 0 | 0 | 0 | 0 | 0 | 0 | 0 | 0 | 0 | 0 | 0 | 0 | 0
| Enabling solar exports | $/MWh | 88.3577 | MWh | 0 | 0 | 0 | 0 | 0 | 0 | 0 | 0 | 0 | 0 | 0 | 0 | 0 | 0 | 0 | 0 | 0 | 0 | 0 | 0 | 0 | 0 | 0 | 0 | 0
| Aesthetics | $/customer | 0 | customers | 0 | 0 | 0 | 0 | 0 | 0 | 0 | 0 | 0 | 0 | 0 | 0 | 0 | 0 | 0 | 0 | 0 | 0 | 0 | 0 | 0 | 0 | 0 | 0 | 0
| Customer value of time - residential | $/customer min | 0.35181 | mins | 0 | 0 | 0 | 0 | 0 | 0 | 0 | 0 | 0 | 0 | 0 | 0 | 0 | 0 | 0 | 0 | 0 | 0 | 0 | 0 | 0 | 0 | 0 | 0 | 0
| Customer value of time - business | $/customer min | 0.35181 | mins | 0 | 0 | 0 | 0 | 0 | 0 | 0 | 0 | 0 | 0 | 0 | 0 | 0 | 0 | 0 | 0 | 0 | 0 | 0 | 0 | 0 | 0 | 0 | 0 | 0
| Communication | $/customer | 0 | customers | 0 | 0 | 0 | 0 | 0 | 0 | 0 | 0 | 0 | 0 | 0 | 0 | 0 | 0 | 0 | 0 | 0 | 0 | 0 | 0 | 0 | 0 | 0 | 0 | 0
| Information accessibility | $/customer | 0 | customers | 0 | 0 | 0 | 0 | 0 | 0 | 0 | 0 | 0 | 0 | 0 | 0 | 0 | 0 | 0 | 0 | 0 | 0 | 0 | 0 | 0 | 0 | 0 | 0 | 0
| Other benefits 1 |  |  | 2023-12-31 | 0 | 0 | 0 | 0 | 0 | 0 | 0 | 0 | 0 | 0 | 0 | 0 | 0 | 0 | 0 | 0 | 0 | 0 | 0 | 0 | 0 | 0 | 0 | 0 | 0
| Other benefits 2 |  |  | 2023-12-31 | 0 | 0 | 0 | 0 | 0 | 0 | 0 | 0 | 0 | 0 | 0 | 0 | 0 | 0 | 0 | 0 | 0 | 0 | 0 | 0 | 0 | 0 | 0 | 0 | 0
| Total other benefits |  |  | 2023-12-31 | 0 | 0 | 0 | 0 | 0 | 0 | 0 | 0 | 0 | 0 | 0 | 0 | 0 | 0 | 0 | 0 | 0 | 0 | 0 | 0 | 0 | 0 | 0 | 0 | 0
SUMMARY
| Risks mitigated vs base case |  |  | 2023-12-31 | 0 | 0 | 0 | 352884.1235 | 357348.2987 | 363526.6921 | 375313.785 | 388520.789 | 394554.1919 | 398256.1691 | 402021.9448 | 405834.9734 | 409683.1381 | 413557.3153 | 417450.4881 | 421357.1695 | 425273.0122 | 429194.536 | 433118.9319 | 437043.9182 | 440967.6319 | 444888.547 | 448542.6258 | 452193.6685 | 455840.7532
Capital expenditure
| Replace 1 transformer |  |  | 2023-12-31 | 0 | -2490440.3167 | -4980880.6333 | 0 | 0 | 0 | 0 | 0 | 0 | 0 | 0 | 0 | 0 | 0 | 0 | 0 | 0 | 0 | 0 | 0 | 0 | 0 | 0 | 0 | 0
| 0 |  |  | 2023-12-31 | 0 | 0 | 0 | 0 | 0 | 0 | 0 | 0 | 0 | 0 | 0 | 0 | 0 | 0 | 0 | 0 | 0 | 0 | 0 | 0 | 0 | 0 | 0 | 0 | 0
| 0 |  |  | 2023-12-31 | 0 | 0 | 0 | 0 | 0 | 0 | 0 | 0 | 0 | 0 | 0 | 0 | 0 | 0 | 0 | 0 | 0 | 0 | 0 | 0 | 0 | 0 | 0 | 0 | 0
Cumulative capex
| Replace 1 transformer |  |  | 2023-12-31 | 0 | -2490440.3167 | -7471320.95 | -7471320.95 | -7471320.95 | -7471320.95 | -7471320.95 | -7471320.95 | -7471320.95 | -7471320.95 | -7471320.95 | -7471320.95 | -7471320.95 | -7471320.95 | -7471320.95 | -7471320.95 | -7471320.95 | -7471320.95 | -7471320.95 | -7471320.95 | -7471320.95 | -7471320.95 | -7471320.95 | -7471320.95 | -7471320.95
| 0 |  |  | 2023-12-31 | 0 | 0 | 0 | 0 | 0 | 0 | 0 | 0 | 0 | 0 | 0 | 0 | 0 | 0 | 0 | 0 | 0 | 0 | 0 | 0 | 0 | 0 | 0 | 0 | 0
| 0 |  |  | 2023-12-31 | 0 | 0 | 0 | 0 | 0 | 0 | 0 | 0 | 0 | 0 | 0 | 0 | 0 | 0 | 0 | 0 | 0 | 0 | 0 | 0 | 0 | 0 | 0 | 0 | 0
Annualised capex
| Annualised capex - Replace 1 transformer |  |  | 2023-12-31 | 0 | 0 | -106176.7092 | -318530.1275 | -318530.1275 | -318530.1275 | -318530.1275 | -318530.1275 | -318530.1275 | -318530.1275 | -318530.1275 | -318530.1275 | -318530.1275 | -318530.1275 | -318530.1275 | -318530.1275 | -318530.1275 | -318530.1275 | -318530.1275 | -318530.1275 | -318530.1275 | -318530.1275 | -318530.1275 | -318530.1275 | -318530.1275
| Annualised capex - |  |  | 2023-12-31 | 0 | 0 | 0 | 0 | 0 | 0 | 0 | 0 | 0 | 0 | 0 | 0 | 0 | 0 | 0 | 0 | 0 | 0 | 0 | 0 | 0 | 0 | 0 | 0 | 0
| Annualised capex - |  |  | 2023-12-31 | 0 | 0 | 0 | 0 | 0 | 0 | 0 | 0 | 0 | 0 | 0 | 0 | 0 | 0 | 0 | 0 | 0 | 0 | 0 | 0 | 0 | 0 | 0 | 0 | 0
| Total annualised capex |  |  | 2023-12-31 | 0 | 0 | -106176.7092 | -318530.1275 | -318530.1275 | -318530.1275 | -318530.1275 | -318530.1275 | -318530.1275 | -318530.1275 | -318530.1275 | -318530.1275 | -318530.1275 | -318530.1275 | -318530.1275 | -318530.1275 | -318530.1275 | -318530.1275 | -318530.1275 | -318530.1275 | -318530.1275 | -318530.1275 | -318530.1275 | -318530.1275 | -318530.1275
| Annualised capex |  |  | 2023-12-31 | 0 | 0 | -106176.7092 | -318530.1275 | -318530.1275 | -318530.1275 | -318530.1275 | -318530.1275 | -318530.1275 | -318530.1275 | -318530.1275 | -318530.1275 | -318530.1275 | -318530.1275 | -318530.1275 | -318530.1275 | -318530.1275 | -318530.1275 | -318530.1275 | -318530.1275 | -318530.1275 | -318530.1275 | -318530.1275 | -318530.1275 | -318530.1275
| Operating expenditure |  |  | 2023-12-31 | 0 | 0 | 0 | 0 | 0 | 0 | 0 | 0 | 0 | 0 | 0 | 0 | 0 | 0 | 0 | 0 | 0 | 0 | 0 | 0 | 0 | 0 | 0 | 0 | 0
| Risk mitigated |  |  | 2023-12-31 | 0 | 0 | 0 | 352884.1235 | 357348.2987 | 363526.6921 | 375313.785 | 388520.789 | 394554.1919 | 398256.1691 | 402021.9448 | 405834.9734 | 409683.1381 | 413557.3153 | 417450.4881 | 421357.1695 | 425273.0122 | 429194.536 | 433118.9319 | 437043.9182 | 440967.6319 | 444888.547 | 448542.6258 | 452193.6685 | 455840.7532
| Other benefits value |  |  | 2023-12-31 | 0 | 0 | 0 | 0 | 0 | 0 | 0 | 0 | 0 | 0 | 0 | 0 | 0 | 0 | 0 | 0 | 0 | 0 | 0 | 0 | 0 | 0 | 0 | 0 | 0
| Net benefits |  |  | 2023-12-31 | 0 | 0 | -106176.7092 | 34353.9961 | 38818.1712 | 44996.5646 | 56783.6576 | 69990.6616 | 76024.0644 | 79726.0416 | 83491.8173 | 87304.846 | 91153.0106 | 95027.1878 | 98920.3606 | 102827.042 | 106742.8847 | 110664.4085 | 114588.8045 | 118513.7907 | 122437.5044 | 126358.4196 | 130012.4983 | 133663.5411 | 137310.6257
| First capex year |  |  | 2
| First year |  |  | 2
SENSITIVITIES
NPV | Net benefits |  |  | Option 2NPV | 0 | 0 | -106176.7092 | 34353.9961 | 38818.1712 | 44996.5646 | 56783.6576 | 69990.6616 | 76024.0644 | 79726.0416 | 83491.8173 | 87304.846 | 91153.0106 | 95027.1878 | 98920.3606 | 102827.042 | 106742.8847 | 110664.4085 | 114588.8045 | 118513.7907 | 122437.5044 | 126358.4196 | 130012.4983 | 133663.5411 | 137310.6257
| Total annualised capex |  |  |  | 0 | 0 | -106176.7092 | -318530.1275 | -318530.1275 | -318530.1275 | -318530.1275 | -318530.1275 | -318530.1275 | -318530.1275 | -318530.1275 | -318530.1275 | -318530.1275 | -318530.1275 | -318530.1275 | -318530.1275 | -318530.1275 | -318530.1275 | -318530.1275 | -318530.1275 | -318530.1275 | -318530.1275 | -318530.1275 | -318530.1275 | -318530.1275
| Total benefits |  |  |  | 0 | 0 | 0 | 352884.1235 | 357348.2987 | 363526.6921 | 375313.785 | 388520.789 | 394554.1919 | 398256.1691 | 402021.9448 | 405834.9734 | 409683.1381 | 413557.3153 | 417450.4881 | 421357.1695 | 425273.0122 | 429194.536 | 433118.9319 | 437043.9182 | 440967.6319 | 444888.547 | 448542.6258 | 452193.6685 | 455840.7532
|  | Capex | Total benefits
sens1 | Capex 10% higher | 10% | 0% | Option 2sens1 | 0 | 0 | -116794.3801 | 2500.9833 | 6965.1585 | 13143.5519 | 24930.6448 | 38137.6488 | 44171.0517 | 47873.0289 | 51638.8046 | 55451.8332 | 59299.9978 | 63174.175 | 67067.3479 | 70974.0293 | 74889.872 | 78811.3958 | 82735.7917 | 86660.778 | 90584.4917 | 94505.4068 | 98159.4856 | 101810.5283 | 105457.613
sens2 | Capex 10% lower | -10% | 0% | Option 2sens2 | 0 | 0 | -95559.0382 | 66207.0088 | 70671.184 | 76849.5774 | 88636.6703 | 101843.6743 | 107877.0772 | 111579.0544 | 115344.8301 | 119157.8587 | 123006.0233 | 126880.2005 | 130773.3734 | 134680.0548 | 138595.8974 | 142517.4213 | 146441.8172 | 150366.8035 | 154290.5172 | 158211.4323 | 161865.5111 | 165516.5538 | 169163.6385
sens3 | Total benefits 10% higher | 0% | 10% | Option 2sens3 | 0 | 0 | -106176.7092 | 69642.4084 | 74553.0011 | 81349.2339 | 94315.0361 | 108842.7405 | 115479.4836 | 119551.6585 | 123694.0118 | 127888.3433 | 132121.3244 | 136382.9193 | 140665.4094 | 144962.759 | 149270.1859 | 153583.8621 | 157900.6977 | 162218.1825 | 166534.2676 | 170847.2743 | 174866.7609 | 178882.9079 | 182894.7011
sens4 | Total benefits 10% lower | 0% | -10% | Option 2sens4 | 0 | 0 | -106176.7092 | -934.4163 | 3083.3414 | 8643.8954 | 19252.2791 | 31138.5827 | 36568.6453 | 39900.4247 | 43289.6229 | 46721.3486 | 50184.6968 | 53671.4563 | 57175.3118 | 60691.3251 | 64215.5835 | 67744.9549 | 71276.9113 | 74809.3989 | 78340.7412 | 81869.5649 | 85158.2357 | 88444.1742 | 91726.5504
sens5 | Capex 10% higher & Total benefits 10% lower | 10% | -10% | Option 2sens5 | 0 | 0 | -116794.3801 | -32787.429 | -28769.6714 | -23209.1173 | -12600.7337 | -714.4301 | 4715.6325 | 8047.412 | 11436.6101 | 14868.3359 | 18331.684 | 21818.4435 | 25322.2991 | 28838.3123 | 32362.5707 | 35891.9422 | 39423.8985 | 42956.3861 | 46487.7285 | 50016.5521 | 53305.223 | 56591.1615 | 59873.5377
sens | 0 | 0% | 0% | Option 2sens | 0 | 0 | -106176.7092 | 34353.9961 | 38818.1712 | 44996.5646 | 56783.6576 | 69990.6616 | 76024.0644 | 79726.0416 | 83491.8173 | 87304.846 | 91153.0106 | 95027.1878 | 98920.3606 | 102827.042 | 106742.8847 | 110664.4085 | 114588.8045 | 118513.7907 | 122437.5044 | 126358.4196 | 130012.4983 | 133663.5411 | 137310.6257
sens | 0 | 0% | 0% | Option 2sens | 0 | 0 | -106176.7092 | 34353.9961 | 38818.1712 | 44996.5646 | 56783.6576 | 69990.6616 | 76024.0644 | 79726.0416 | 83491.8173 | 87304.846 | 91153.0106 | 95027.1878 | 98920.3606 | 102827.042 | 106742.8847 | 110664.4085 | 114588.8045 | 118513.7907 | 122437.5044 | 126358.4196 | 130012.4983 | 133663.5411 | 137310.6257
sens | 0 | 0% | 0% | Option 2sens | 0 | 0 | -106176.7092 | 34353.9961 | 38818.1712 | 44996.5646 | 56783.6576 | 69990.6616 | 76024.0644 | 79726.0416 | 83491.8173 | 87304.846 | 91153.0106 | 95027.1878 | 98920.3606 | 102827.042 | 106742.8847 | 110664.4085 | 114588.8045 | 118513.7907 | 122437.5044 | 126358.4196 | 130012.4983 | 133663.5411 | 137310.6257

## Option3
Powercor
MNA transformer replacement
OPTION 3 | Refurbish transformer #1 completed in 2027-2028
Count |  |  |  |  | 1 | 2 | 3 | 4 | 5 | 6 | 7 | 8 | 9 | 10 | 11 | 12 | 13 | 14 | 15 | 16 | 17 | 18 | 19 | 20 | 21 | 22 | 23 | 24 | 25
Value of CO2 reductions |  |  |  | $/MWh | 24.7305 | 22.3407 | 20.1963 | 18.0629 | 15.9134 | 13.7151 | 13.7151 | 13.7151 | 13.7151 | 13.7151 | 13.7151 | 13.7151 | 13.7151 | 13.7151 | 13.7151 | 13.7151 | 13.7151 | 13.7151 | 13.7151 | 13.7151 | 13.7151 | 13.7151 | 13.7151 | 13.7151 | 13.7151
|  |  |  | Units | 2026-27 | 2027-28 | 2028-29 | 2029-30 | 2030-31 | 2031-32 | 2032-33 | 2033-34 | 2034-35 | 2035-36 | 2036-37 | 2037-38 | 2038-39 | 2039-40 | 2040-41 | 2041-42 | 2042-43 | 2043-44 | 2044-45 | 2045-46 | 2046-47 | 2047-48 | 2048-49 | 2049-50 | 2050-51
INVESTMENT & OPERATING COST
| Capex |  | Asset life (yrs)
| Refurbish 1 transformer |  | 10 | 2023-12-31 | 0 | 500000 | 0 | 0 | 0 | 0 | 0 | 0 | 0 | 0 | 0 | 0 | 0 | 0 | 0 | 0 | 0 | 0 | 0 | 0 | 0 | 0 | 0 | 0 | 0
|  |  | 0 | 2023-12-31 | 0 | 0 | 0 | 0 | 0 | 0 | 0 | 0 | 0 | 0 | 0 | 0 | 0 | 0 | 0 | 0 | 0 | 0 | 0 | 0 | 0 | 0 | 0 | 0 | 0
|  |  | 0 | 2023-12-31 | 0 | 0 | 0 | 0 | 0 | 0 | 0 | 0 | 0 | 0 | 0 | 0 | 0 | 0 | 0 | 0 | 0 | 0 | 0 | 0 | 0 | 0 | 0 | 0 | 0
| Capital expenditure |  |  | 2023-12-31 | 0 | 500000 | 0 | 0 | 0 | 0 | 0 | 0 | 0 | 0 | 0 | 0 | 0 | 0 | 0 | 0 | 0 | 0 | 0 | 0 | 0 | 0 | 0 | 0 | 0
| Operating expenditure |  |  | 2023-12-31 | 0 | 0 | 0 | 0 | 0 | 0 | 0 | 0 | 0 | 0 | 0 | 0 | 0 | 0 | 0 | 0 | 0 | 0 | 0 | 0 | 0 | 0 | 0 | 0 | 0
RISK ASSUMPTIONS
| PoF (major) |  |  |  | 0 | 0 | 0 | 0 | 0 | 0 | 0 | 0 | 0 | 0 | 0 | 0 | 0 | 0 | 0 | 0 | 0 | 0 | 0 | 0 | 0 | 0 | 0 | 0 | 0
| PoF (reparable) |  |  |  | 0 | 0 | 0 | 0 | 0 | 0 | 0 | 0 | 0 | 0 | 0 | 0 | 0 | 0 | 0 | 0 | 0 | 0 | 0 | 0 | 0 | 0 | 0 | 0 | 0
| Energy at risk (weighted) |  |  | MWh | 0 | 0 | 0 | 0 | 0 | 0 | 0 | 0 | 0 | 0 | 0 | 0 | 0 | 0 | 0 | 0 | 0 | 0 | 0 | 0 | 0 | 0 | 0 | 0 | 0
| Energy at risk value | $/MWh | 48575.8986 | 2023-12-31 | 255517.5525 | 270179.1552 | 272181.9962 | 287531.2422 | 299299.4229 | 312602.2188 | 331891.4934 | 353115.5354 | 366844.8358 | 378082.3606 | 389460.659 | 400979.0784 | 412636.9828 | 424433.7519 | 436368.7804 | 448441.478 | 460651.2682 | 472997.5882 | 485479.8884 | 498097.6317 | 510850.2935 | 523737.361 | 536758.3326 | 549912.7182 | 563200.0381
| Safety risk | (after DF) |  | 2023-12-31 | 352.0445 | 364.6034 | 373.5697 | 386.3598 | 399.3266 | 412.4692 | 425.7866 | 439.2777 | 452.9416 | 466.7774 | 480.7842 | 494.961 | 509.3071 | 523.8215 | 538.5034 | 553.3521 | 568.3666 | 583.5463 | 598.8903 | 614.398 | 630.0685 | 645.9011 | 645.9011 | 645.9011 | 645.9011
| Unplanned replacement risk |  |  | 2023-12-31 | 17784.0667 | 18418.5022 | 18108.9633 | 18728.9694 | 19357.5444 | 19994.6386 | 20640.2034 | 21294.1913 | 21956.5563 | 22627.2531 | 23306.2376 | 23993.4666 | 24688.898 | 25392.4906 | 26104.2039 | 26823.9984 | 27551.8354 | 28287.6771 | 29031.4863 | 29783.2265 | 30542.8621 | 31310.3581 | 31310.3581 | 31310.3581 | 31310.3581
| Unplanned fault risk |  |  | 2023-12-31 | 1301.2366 | 1347.6574 | 1394.7462 | 1442.4988 | 1490.9115 | 1539.9803 | 1589.7014 | 1640.0714 | 1691.0865 | 1742.7433 | 1795.0385 | 1847.9686 | 1901.5305 | 1955.721 | 2010.5369 | 2065.9752 | 2122.033 | 2178.7073 | 2235.9952 | 2293.894 | 2352.4008 | 2411.5131 | 2411.5131 | 2411.5131 | 2411.5131
| Enviromental risk | (after DF) |  | 2023-12-31 | 72556.25 | 72556.25 | 35984.375 | 35984.375 | 35984.375 | 35984.375 | 35984.375 | 35984.375 | 35984.375 | 35984.375 | 35984.375 | 35984.375 | 35984.375 | 35984.375 | 35984.375 | 35984.375 | 35984.375 | 35984.375 | 35984.375 | 35984.375 | 35984.375 | 35984.375 | 35984.375 | 35984.375 | 35984.375
| < Other risk - enter description > |  |  | 2023-12-31 | 0 | 0 | 0 | 0 | 0 | 0 | 0 | 0 | 0 | 0 | 0 | 0 | 0 | 0 | 0 | 0 | 0 | 0 | 0 | 0 | 0 | 0 | 0 | 0 | 0
| Total risk cost |  |  |  | 347511.1503 | 362866.1682 | 328043.6503 | 344073.4452 | 356531.5804 | 370533.6819 | 390531.5598 | 412473.4509 | 426929.7952 | 438903.5095 | 451027.0942 | 463299.8497 | 475721.0934 | 488290.1599 | 501006.3996 | 513869.1787 | 526877.8782 | 540031.8939 | 553330.6352 | 566773.5252 | 580360 | 594089.5083 | 607110.48 | 620264.8655 | 633552.1854
OTHER BENEFITS
| Reduction in CO2 emissions |  |  | MWh | 0 | 0 | 0 | 0 | 0 | 0 | 0 | 0 | 0 | 0 | 0 | 0 | 0 | 0 | 0 | 0 | 0 | 0 | 0 | 0 | 0 | 0 | 0 | 0 | 0
| Value of reduction in CO2 emissions |  |  | $ | 0 | 0 | 0 | 0 | 0 | 0 | 0 | 0 | 0 | 0 | 0 | 0 | 0 | 0 | 0 | 0 | 0 | 0 | 0 | 0 | 0 | 0 | 0 | 0 | 0
| Reliability in worst-served areas | $/MWh | 151432.8174 | MWh | 0 | 0 | 0 | 0 | 0 | 0 | 0 | 0 | 0 | 0 | 0 | 0 | 0 | 0 | 0 | 0 | 0 | 0 | 0 | 0 | 0 | 0 | 0 | 0 | 0
| Network resilience | $/MWh | 24590 | MWh | 0 | 0 | 0 | 0 | 0 | 0 | 0 | 0 | 0 | 0 | 0 | 0 | 0 | 0 | 0 | 0 | 0 | 0 | 0 | 0 | 0 | 0 | 0 | 0 | 0
| Enabling solar exports | $/MWh | 88.3577 | MWh | 0 | 0 | 0 | 0 | 0 | 0 | 0 | 0 | 0 | 0 | 0 | 0 | 0 | 0 | 0 | 0 | 0 | 0 | 0 | 0 | 0 | 0 | 0 | 0 | 0
| Aesthetics | $/customer | 0 | customers | 0 | 0 | 0 | 0 | 0 | 0 | 0 | 0 | 0 | 0 | 0 | 0 | 0 | 0 | 0 | 0 | 0 | 0 | 0 | 0 | 0 | 0 | 0 | 0 | 0
| Customer value of time (res) | $/customer min | 0.35181 | mins | 0 | 0 | 0 | 0 | 0 | 0 | 0 | 0 | 0 | 0 | 0 | 0 | 0 | 0 | 0 | 0 | 0 | 0 | 0 | 0 | 0 | 0 | 0 | 0 | 0
| Customer value of time (bus) | $/customer min | 0.35181 | mins | 0 | 0 | 0 | 0 | 0 | 0 | 0 | 0 | 0 | 0 | 0 | 0 | 0 | 0 | 0 | 0 | 0 | 0 | 0 | 0 | 0 | 0 | 0 | 0 | 0
| Communication | $/customer | 0 | customers | 0 | 0 | 0 | 0 | 0 | 0 | 0 | 0 | 0 | 0 | 0 | 0 | 0 | 0 | 0 | 0 | 0 | 0 | 0 | 0 | 0 | 0 | 0 | 0 | 0
| Information accessibility | $/customer | 0 | customers | 0 | 0 | 0 | 0 | 0 | 0 | 0 | 0 | 0 | 0 | 0 | 0 | 0 | 0 | 0 | 0 | 0 | 0 | 0 | 0 | 0 | 0 | 0 | 0 | 0
| Other benefits 1 |  |  | 2023-12-31 | 0 | 0 | 0 | 0 | 0 | 0 | 0 | 0 | 0 | 0 | 0 | 0 | 0 | 0 | 0 | 0 | 0 | 0 | 0 | 0 | 0 | 0 | 0 | 0 | 0
| Other benefits 2 |  |  | 2023-12-31 | 0 | 0 | 0 | 0 | 0 | 0 | 0 | 0 | 0 | 0 | 0 | 0 | 0 | 0 | 0 | 0 | 0 | 0 | 0 | 0 | 0 | 0 | 0 | 0 | 0
| Total other benefits |  |  | 2023-12-31 | 0 | 0 | 0 | 0 | 0 | 0 | 0 | 0 | 0 | 0 | 0 | 0 | 0 | 0 | 0 | 0 | 0 | 0 | 0 | 0 | 0 | 0 | 0 | 0 | 0
SUMMARY
| Risks mitigated vs base case |  |  | 2023-12-31 | 0 | 0 | 52286.9073 | 53153.1976 | 53825.8912 | 54582.3888 | 55664.1783 | 56851.621 | 57633.0851 | 58279.9527 | 58935.0261 | 59598.2716 | 60269.6563 | 60949.1482 | 61636.7164 | 62332.3307 | 63035.9618 | 63747.5812 | 64467.1611 | 65194.6745 | 65930.0951 | 66673.3975 | 67383.5886 | 68101.2006 | 68826.2115
Capital expenditure
| Refurbish 1 transformer |  |  | 2023-12-31 | 0 | -500000 | 0 | 0 | 0 | 0 | 0 | 0 | 0 | 0 | 0 | 0 | 0 | 0 | 0 | 0 | 0 | 0 | 0 | 0 | 0 | 0 | 0 | 0 | 0
| 0 |  |  | 2023-12-31 | 0 | 0 | 0 | 0 | 0 | 0 | 0 | 0 | 0 | 0 | 0 | 0 | 0 | 0 | 0 | 0 | 0 | 0 | 0 | 0 | 0 | 0 | 0 | 0 | 0
| 0 |  |  | 2023-12-31 | 0 | 0 | 0 | 0 | 0 | 0 | 0 | 0 | 0 | 0 | 0 | 0 | 0 | 0 | 0 | 0 | 0 | 0 | 0 | 0 | 0 | 0 | 0 | 0 | 0
Cumulative capex
| Refurbish 1 transformer |  |  | 2023-12-31 | 0 | -500000 | -500000 | -500000 | -500000 | -500000 | -500000 | -500000 | -500000 | -500000 | -500000 | 0 | 0 | 0 | 0 | 0 | 0 | 0 | 0 | 0 | 0 | 0 | 0 | 0 | 0
| 0 |  |  | 2023-12-31 | 0 | 0 | 0 | 0 | 0 | 0 | 0 | 0 | 0 | 0 | 0 | 0 | 0 | 0 | 0 | 0 | 0 | 0 | 0 | 0 | 0 | 0 | 0 | 0 | 0
| 0 |  |  | 2023-12-31 | 0 | 0 | 0 | 0 | 0 | 0 | 0 | 0 | 0 | 0 | 0 | 0 | 0 | 0 | 0 | 0 | 0 | 0 | 0 | 0 | 0 | 0 | 0 | 0 | 0
Annualised capex
| Annualised capex - Refurbish 1 transformer |  |  | 2023-12-31 | 0 | 0 | -60120.6839 | -60120.6839 | -60120.6839 | -60120.6839 | -60120.6839 | -60120.6839 | -60120.6839 | -60120.6839 | -60120.6839 | -60120.6839 | 0 | 0 | 0 | 0 | 0 | 0 | 0 | 0 | 0 | 0 | 0 | 0 | 0
| Annualised capex - |  |  | 2023-12-31 | 0 | 0 | 0 | 0 | 0 | 0 | 0 | 0 | 0 | 0 | 0 | 0 | 0 | 0 | 0 | 0 | 0 | 0 | 0 | 0 | 0 | 0 | 0 | 0 | 0
| Annualised capex - |  |  | 2023-12-31 | 0 | 0 | 0 | 0 | 0 | 0 | 0 | 0 | 0 | 0 | 0 | 0 | 0 | 0 | 0 | 0 | 0 | 0 | 0 | 0 | 0 | 0 | 0 | 0 | 0
| Total annualised capex |  |  | 2023-12-31 | 0 | 0 | -60120.6839 | -60120.6839 | -60120.6839 | -60120.6839 | -60120.6839 | -60120.6839 | -60120.6839 | -60120.6839 | -60120.6839 | -60120.6839 | 0 | 0 | 0 | 0 | 0 | 0 | 0 | 0 | 0 | 0 | 0 | 0 | 0
| Annualised capex |  |  | 2023-12-31 | 0 | 0 | -60120.6839 | -60120.6839 | -60120.6839 | -60120.6839 | -60120.6839 | -60120.6839 | -60120.6839 | -60120.6839 | -60120.6839 | -60120.6839 | 0 | 0 | 0 | 0 | 0 | 0 | 0 | 0 | 0 | 0 | 0 | 0 | 0
| Operating expenditure |  |  | 2023-12-31 | 0 | 0 | 0 | 0 | 0 | 0 | 0 | 0 | 0 | 0 | 0 | 0 | 0 | 0 | 0 | 0 | 0 | 0 | 0 | 0 | 0 | 0 | 0 | 0 | 0
| Risk mitigated |  |  | 2023-12-31 | 0 | 0 | 52286.9073 | 53153.1976 | 53825.8912 | 54582.3888 | 55664.1783 | 56851.621 | 57633.0851 | 58279.9527 | 58935.0261 | 59598.2716 | 60269.6563 | 60949.1482 | 61636.7164 | 62332.3307 | 63035.9618 | 63747.5812 | 64467.1611 | 65194.6745 | 65930.0951 | 66673.3975 | 67383.5886 | 68101.2006 | 68826.2115
| Other benefits value |  |  | 2023-12-31 | 0 | 0 | 0 | 0 | 0 | 0 | 0 | 0 | 0 | 0 | 0 | 0 | 0 | 0 | 0 | 0 | 0 | 0 | 0 | 0 | 0 | 0 | 0 | 0 | 0
| Net benefits |  |  | 2023-12-31 | 0 | 0 | -7833.7767 | -6967.4864 | -6294.7927 | -5538.2952 | -4456.5057 | -3269.0629 | -2487.5989 | -1840.7312 | -1185.6578 | -522.4123 | 60269.6563 | 60949.1482 | 61636.7164 | 62332.3307 | 63035.9618 | 63747.5812 | 64467.1611 | 65194.6745 | 65930.0951 | 66673.3975 | 67383.5886 | 68101.2006 | 68826.2115
| First capex year |  |  | 2
| First year |  |  | 2
SENSITIVITIES
NPV | Net benefits |  |  | Option 3NPV | 0 | 0 | -7833.7767 | -6967.4864 | -6294.7927 | -5538.2952 | -4456.5057 | -3269.0629 | -2487.5989 | -1840.7312 | -1185.6578 | -522.4123 | 60269.6563 | 60949.1482 | 61636.7164 | 62332.3307 | 63035.9618 | 63747.5812 | 64467.1611 | 65194.6745 | 65930.0951 | 66673.3975 | 67383.5886 | 68101.2006 | 68826.2115
| Total annualised capex |  |  |  | 0 | 0 | -60120.6839 | -60120.6839 | -60120.6839 | -60120.6839 | -60120.6839 | -60120.6839 | -60120.6839 | -60120.6839 | -60120.6839 | -60120.6839 | 0 | 0 | 0 | 0 | 0 | 0 | 0 | 0 | 0 | 0 | 0 | 0 | 0
| Total benefits |  |  |  | 0 | 0 | 52286.9073 | 53153.1976 | 53825.8912 | 54582.3888 | 55664.1783 | 56851.621 | 57633.0851 | 58279.9527 | 58935.0261 | 59598.2716 | 60269.6563 | 60949.1482 | 61636.7164 | 62332.3307 | 63035.9618 | 63747.5812 | 64467.1611 | 65194.6745 | 65930.0951 | 66673.3975 | 67383.5886 | 68101.2006 | 68826.2115
|  | Capex | Total benefits
sens1 | Capex 10% higher | 10% | 0% | Option 3sens1 | 0 | 0 | -13845.8451 | -12979.5548 | -12306.8611 | -11550.3636 | -10468.5741 | -9281.1313 | -8499.6672 | -7852.7996 | -7197.7262 | -6534.4807 | 60269.6563 | 60949.1482 | 61636.7164 | 62332.3307 | 63035.9618 | 63747.5812 | 64467.1611 | 65194.6745 | 65930.0951 | 66673.3975 | 67383.5886 | 68101.2006 | 68826.2115
sens2 | Capex 10% lower | -10% | 0% | Option 3sens2 | 0 | 0 | -1821.7083 | -955.418 | -282.7243 | 473.7732 | 1555.5627 | 2743.0055 | 3524.4695 | 4171.3372 | 4826.4106 | 5489.6561 | 60269.6563 | 60949.1482 | 61636.7164 | 62332.3307 | 63035.9618 | 63747.5812 | 64467.1611 | 65194.6745 | 65930.0951 | 66673.3975 | 67383.5886 | 68101.2006 | 68826.2115
sens3 | Total benefits 10% higher | 0% | 10% | Option 3sens3 | 0 | 0 | -2605.086 | -1652.1666 | -912.2036 | -80.0563 | 1109.9121 | 2416.0992 | 3275.7097 | 3987.264 | 4707.8448 | 5437.4148 | 66296.6219 | 67044.063 | 67800.3881 | 68565.5638 | 69339.558 | 70122.3393 | 70913.8772 | 71714.1419 | 72523.1046 | 73340.7372 | 74121.9475 | 74911.3206 | 75708.8327
sens4 | Total benefits 10% lower | 0% | -10% | Option 3sens4 | 0 | 0 | -13062.4674 | -12282.8061 | -11677.3819 | -10996.5341 | -10022.9235 | -8954.225 | -8250.9074 | -7668.7265 | -7079.1604 | -6482.2395 | 54242.6906 | 54854.2334 | 55473.0448 | 56099.0976 | 56732.3656 | 57372.8231 | 58020.4449 | 58675.207 | 59337.0856 | 60006.0577 | 60645.2298 | 61291.0805 | 61943.5904
sens5 | Capex 10% higher & Total benefits 10% lower | 10% | -10% | Option 3sens5 | 0 | 0 | -19074.5358 | -18294.8745 | -17689.4502 | -17008.6025 | -16034.9919 | -14966.2934 | -14262.9758 | -13680.7949 | -13091.2288 | -12494.3079 | 54242.6906 | 54854.2334 | 55473.0448 | 56099.0976 | 56732.3656 | 57372.8231 | 58020.4449 | 58675.207 | 59337.0856 | 60006.0577 | 60645.2298 | 61291.0805 | 61943.5904
sens | 0 | 0% | 0% | Option 3sens | 0 | 0 | -7833.7767 | -6967.4864 | -6294.7927 | -5538.2952 | -4456.5057 | -3269.0629 | -2487.5989 | -1840.7312 | -1185.6578 | -522.4123 | 60269.6563 | 60949.1482 | 61636.7164 | 62332.3307 | 63035.9618 | 63747.5812 | 64467.1611 | 65194.6745 | 65930.0951 | 66673.3975 | 67383.5886 | 68101.2006 | 68826.2115
sens | 0 | 0% | 0% | Option 3sens | 0 | 0 | -7833.7767 | -6967.4864 | -6294.7927 | -5538.2952 | -4456.5057 | -3269.0629 | -2487.5989 | -1840.7312 | -1185.6578 | -522.4123 | 60269.6563 | 60949.1482 | 61636.7164 | 62332.3307 | 63035.9618 | 63747.5812 | 64467.1611 | 65194.6745 | 65930.0951 | 66673.3975 | 67383.5886 | 68101.2006 | 68826.2115
sens | 0 | 0% | 0% | Option 3sens | 0 | 0 | -7833.7767 | -6967.4864 | -6294.7927 | -5538.2952 | -4456.5057 | -3269.0629 | -2487.5989 | -1840.7312 | -1185.6578 | -522.4123 | 60269.6563 | 60949.1482 | 61636.7164 | 62332.3307 | 63035.9618 | 63747.5812 | 64467.1611 | 65194.6745 | 65930.0951 | 66673.3975 | 67383.5886 | 68101.2006 | 68826.2115

## Option4
Powercor
MNA transformer replacement
OPTION 4 | 0
Not used
Count |  |  |  |  | 1 | 2 | 3 | 4 | 5 | 6 | 7 | 8 | 9 | 10 | 11 | 12 | 13 | 14 | 15 | 16 | 17 | 18 | 19 | 20 | 21 | 22 | 23 | 24 | 25
Value of CO2 reductions |  |  |  | $/MWh | 24.7305 | 22.3407 | 20.1963 | 18.0629 | 15.9134 | 13.7151 | 13.7151 | 13.7151 | 13.7151 | 13.7151 | 13.7151 | 13.7151 | 13.7151 | 13.7151 | 13.7151 | 13.7151 | 13.7151 | 13.7151 | 13.7151 | 13.7151 | 13.7151 | 13.7151 | 13.7151 | 13.7151 | 13.7151
|  |  |  | Units | 2026-27 | 2027-28 | 2028-29 | 2029-30 | 2030-31 | 2031-32 | 2032-33 | 2033-34 | 2034-35 | 2035-36 | 2036-37 | 2037-38 | 2038-39 | 2039-40 | 2040-41 | 2041-42 | 2042-43 | 2043-44 | 2044-45 | 2045-46 | 2046-47 | 2047-48 | 2048-49 | 2049-50 | 2050-51
INVESTMENT & OPERATING COST
| Capex |  | Asset life (yrs)
| < Enter description > |  | 0 | 2023-12-31 | 0 | 0 | 0 | 0 | 0 | 0 | 0 | 0 | 0 | 0 | 0 | 0 | 0 | 0 | 0 | 0 | 0 | 0 | 0 | 0 | 0 | 0 | 0 | 0 | 0
| < Enter description > |  | 0 | 2023-12-31 | 0 | 0 | 0 | 0 | 0 | 0 | 0 | 0 | 0 | 0 | 0 | 0 | 0 | 0 | 0 | 0 | 0 | 0 | 0 | 0 | 0 | 0 | 0 | 0 | 0
| < Enter description > |  | 0 | 2023-12-31 | 0 | 0 | 0 | 0 | 0 | 0 | 0 | 0 | 0 | 0 | 0 | 0 | 0 | 0 | 0 | 0 | 0 | 0 | 0 | 0 | 0 | 0 | 0 | 0 | 0
| Capital expenditure |  |  | 2023-12-31 | 0 | 0 | 0 | 0 | 0 | 0 | 0 | 0 | 0 | 0 | 0 | 0 | 0 | 0 | 0 | 0 | 0 | 0 | 0 | 0 | 0 | 0 | 0 | 0 | 0
| Operating expenditure |  |  | 2023-12-31 | 0 | 0 | 0 | 0 | 0 | 0 | 0 | 0 | 0 | 0 | 0 | 0 | 0 | 0 | 0 | 0 | 0 | 0 | 0 | 0 | 0 | 0 | 0 | 0 | 0
RISK ASSUMPTIONS
| PoF (major) |  |  |  | 0 | 0 | 0 | 0 | 0 | 0 | 0 | 0 | 0 | 0 | 0 | 0 | 0 | 0 | 0 | 0 | 0 | 0 | 0 | 0 | 0 | 0 | 0 | 0 | 0
| PoF (reparable) |  |  |  | 0 | 0 | 0 | 0 | 0 | 0 | 0 | 0 | 0 | 0 | 0 | 0 | 0 | 0 | 0 | 0 | 0 | 0 | 0 | 0 | 0 | 0 | 0 | 0 | 0
| Energy at risk (weighted) |  |  | MWh | 0 | 0 | 0 | 0 | 0 | 0 | 0 | 0 | 0 | 0 | 0 | 0 | 0 | 0 | 0 | 0 | 0 | 0 | 0 | 0 | 0 | 0 | 0 | 0 | 0
| Energy at risk value | $/MWh | 48575.8986 | 2023-12-31 | 0 | 0 | 0 | 0 | 0 | 0 | 0 | 0 | 0 | 0 | 0 | 0 | 0 | 0 | 0 | 0 | 0 | 0 | 0 | 0 | 0 | 0 | 0 | 0 | 0
| Safety consequence | (after DF) |  | 2023-12-31 | 0 | 0 | 0 | 0 | 0 | 0 | 0 | 0 | 0 | 0 | 0 | 0 | 0 | 0 | 0 | 0 | 0 | 0 | 0 | 0 | 0 | 0 | 0 | 0 | 0
| Unplanned replacements |  |  | 2023-12-31 | 0 | 0 | 0 | 0 | 0 | 0 | 0 | 0 | 0 | 0 | 0 | 0 | 0 | 0 | 0 | 0 | 0 | 0 | 0 | 0 | 0 | 0 | 0 | 0 | 0
| Environmental consequence | (after DF) |  | 2023-12-31 | 0 | 0 | 0 | 0 | 0 | 0 | 0 | 0 | 0 | 0 | 0 | 0 | 0 | 0 | 0 | 0 | 0 | 0 | 0 | 0 | 0 | 0 | 0 | 0 | 0
| < Other risk - enter description > |  |  | 2023-12-31 | 0 | 0 | 0 | 0 | 0 | 0 | 0 | 0 | 0 | 0 | 0 | 0 | 0 | 0 | 0 | 0 | 0 | 0 | 0 | 0 | 0 | 0 | 0 | 0 | 0
| < Other risk - enter description > |  |  | 2023-12-31 | 0 | 0 | 0 | 0 | 0 | 0 | 0 | 0 | 0 | 0 | 0 | 0 | 0 | 0 | 0 | 0 | 0 | 0 | 0 | 0 | 0 | 0 | 0 | 0 | 0
| Total risk cost |  |  |  | 0 | 0 | 0 | 0 | 0 | 0 | 0 | 0 | 0 | 0 | 0 | 0 | 0 | 0 | 0 | 0 | 0 | 0 | 0 | 0 | 0 | 0 | 0 | 0 | 0
OTHER BENEFITS
| Reduction in CO2 emissions |  |  | MWh | 0 | 0 | 0 | 0 | 0 | 0 | 0 | 0 | 0 | 0 | 0 | 0 | 0 | 0 | 0 | 0 | 0 | 0 | 0 | 0 | 0 | 0 | 0 | 0 | 0
| Value of reduction in CO2 emissions |  |  | $ | 0 | 0 | 0 | 0 | 0 | 0 | 0 | 0 | 0 | 0 | 0 | 0 | 0 | 0 | 0 | 0 | 0 | 0 | 0 | 0 | 0 | 0 | 0 | 0 | 0
| Reliability in worst-served areas | $/MWh | 151432.8174 | MWh | 0 | 0 | 0 | 0 | 0 | 0 | 0 | 0 | 0 | 0 | 0 | 0 | 0 | 0 | 0 | 0 | 0 | 0 | 0 | 0 | 0 | 0 | 0 | 0 | 0
| Network resilience | $/MWh | 24590 | MWh | 0 | 0 | 0 | 0 | 0 | 0 | 0 | 0 | 0 | 0 | 0 | 0 | 0 | 0 | 0 | 0 | 0 | 0 | 0 | 0 | 0 | 0 | 0 | 0 | 0
| Enabling solar exports | $/MWh | 88.3577 | MWh | 0 | 0 | 0 | 0 | 0 | 0 | 0 | 0 | 0 | 0 | 0 | 0 | 0 | 0 | 0 | 0 | 0 | 0 | 0 | 0 | 0 | 0 | 0 | 0 | 0
| Aesthetics | $/customer | 0 | customers | 0 | 0 | 0 | 0 | 0 | 0 | 0 | 0 | 0 | 0 | 0 | 0 | 0 | 0 | 0 | 0 | 0 | 0 | 0 | 0 | 0 | 0 | 0 | 0 | 0
| Customer value of time (res) | $/customer min | 0.35181 | mins | 0 | 0 | 0 | 0 | 0 | 0 | 0 | 0 | 0 | 0 | 0 | 0 | 0 | 0 | 0 | 0 | 0 | 0 | 0 | 0 | 0 | 0 | 0 | 0 | 0
| Customer value of time (bus) | $/customer min | 0.35181 | mins | 0 | 0 | 0 | 0 | 0 | 0 | 0 | 0 | 0 | 0 | 0 | 0 | 0 | 0 | 0 | 0 | 0 | 0 | 0 | 0 | 0 | 0 | 0 | 0 | 0
| Communication | $/customer | 0 | customers | 0 | 0 | 0 | 0 | 0 | 0 | 0 | 0 | 0 | 0 | 0 | 0 | 0 | 0 | 0 | 0 | 0 | 0 | 0 | 0 | 0 | 0 | 0 | 0 | 0
| Information accessibility | $/customer | 0 | customers | 0 | 0 | 0 | 0 | 0 | 0 | 0 | 0 | 0 | 0 | 0 | 0 | 0 | 0 | 0 | 0 | 0 | 0 | 0 | 0 | 0 | 0 | 0 | 0 | 0
| Other benefits 1 |  |  | 2023-12-31 | 0 | 0 | 0 | 0 | 0 | 0 | 0 | 0 | 0 | 0 | 0 | 0 | 0 | 0 | 0 | 0 | 0 | 0 | 0 | 0 | 0 | 0 | 0 | 0 | 0
| Other benefits 2 |  |  | 2023-12-31 | 0 | 0 | 0 | 0 | 0 | 0 | 0 | 0 | 0 | 0 | 0 | 0 | 0 | 0 | 0 | 0 | 0 | 0 | 0 | 0 | 0 | 0 | 0 | 0 | 0
| Total other benefits |  |  | 2023-12-31 | 0 | 0 | 0 | 0 | 0 | 0 | 0 | 0 | 0 | 0 | 0 | 0 | 0 | 0 | 0 | 0 | 0 | 0 | 0 | 0 | 0 | 0 | 0 | 0 | 0
SUMMARY
| Risks mitigated vs base case |  |  | 2023-12-31 | 0 | 0 | 0 | 0 | 0 | 0 | 0 | 0 | 0 | 0 | 0 | 0 | 0 | 0 | 0 | 0 | 0 | 0 | 0 | 0 | 0 | 0 | 0 | 0 | 0
Capital expenditure
| < Enter description > |  |  | 2023-12-31 | 0 | 0 | 0 | 0 | 0 | 0 | 0 | 0 | 0 | 0 | 0 | 0 | 0 | 0 | 0 | 0 | 0 | 0 | 0 | 0 | 0 | 0 | 0 | 0 | 0
| < Enter description > |  |  | 2023-12-31 | 0 | 0 | 0 | 0 | 0 | 0 | 0 | 0 | 0 | 0 | 0 | 0 | 0 | 0 | 0 | 0 | 0 | 0 | 0 | 0 | 0 | 0 | 0 | 0 | 0
| < Enter description > |  |  | 2023-12-31 | 0 | 0 | 0 | 0 | 0 | 0 | 0 | 0 | 0 | 0 | 0 | 0 | 0 | 0 | 0 | 0 | 0 | 0 | 0 | 0 | 0 | 0 | 0 | 0 | 0
Cumulative capex
| < Enter description > |  |  | 2023-12-31 | 0 | 0 | 0 | 0 | 0 | 0 | 0 | 0 | 0 | 0 | 0 | 0 | 0 | 0 | 0 | 0 | 0 | 0 | 0 | 0 | 0 | 0 | 0 | 0 | 0
| < Enter description > |  |  | 2023-12-31 | 0 | 0 | 0 | 0 | 0 | 0 | 0 | 0 | 0 | 0 | 0 | 0 | 0 | 0 | 0 | 0 | 0 | 0 | 0 | 0 | 0 | 0 | 0 | 0 | 0
| < Enter description > |  |  | 2023-12-31 | 0 | 0 | 0 | 0 | 0 | 0 | 0 | 0 | 0 | 0 | 0 | 0 | 0 | 0 | 0 | 0 | 0 | 0 | 0 | 0 | 0 | 0 | 0 | 0 | 0
Annualised capex
| Annualised capex - < Enter description > |  |  | 2023-12-31 | 0 | 0 | 0 | 0 | 0 | 0 | 0 | 0 | 0 | 0 | 0 | 0 | 0 | 0 | 0 | 0 | 0 | 0 | 0 | 0 | 0 | 0 | 0 | 0 | 0
| Annualised capex - < Enter description > |  |  | 2023-12-31 | 0 | 0 | 0 | 0 | 0 | 0 | 0 | 0 | 0 | 0 | 0 | 0 | 0 | 0 | 0 | 0 | 0 | 0 | 0 | 0 | 0 | 0 | 0 | 0 | 0
| Annualised capex - < Enter description > |  |  | 2023-12-31 | 0 | 0 | 0 | 0 | 0 | 0 | 0 | 0 | 0 | 0 | 0 | 0 | 0 | 0 | 0 | 0 | 0 | 0 | 0 | 0 | 0 | 0 | 0 | 0 | 0
| Total annualised capex |  |  | 2023-12-31 | 0 | 0 | 0 | 0 | 0 | 0 | 0 | 0 | 0 | 0 | 0 | 0 | 0 | 0 | 0 | 0 | 0 | 0 | 0 | 0 | 0 | 0 | 0 | 0 | 0
| Annualised capex |  |  | 2023-12-31 | 0 | 0 | 0 | 0 | 0 | 0 | 0 | 0 | 0 | 0 | 0 | 0 | 0 | 0 | 0 | 0 | 0 | 0 | 0 | 0 | 0 | 0 | 0 | 0 | 0
| Operating expenditure |  |  | 2023-12-31 | 0 | 0 | 0 | 0 | 0 | 0 | 0 | 0 | 0 | 0 | 0 | 0 | 0 | 0 | 0 | 0 | 0 | 0 | 0 | 0 | 0 | 0 | 0 | 0 | 0
| Risk mitigated |  |  | 2023-12-31 | 0 | 0 | 0 | 0 | 0 | 0 | 0 | 0 | 0 | 0 | 0 | 0 | 0 | 0 | 0 | 0 | 0 | 0 | 0 | 0 | 0 | 0 | 0 | 0 | 0
| Other benefits value |  |  | 2023-12-31 | 0 | 0 | 0 | 0 | 0 | 0 | 0 | 0 | 0 | 0 | 0 | 0 | 0 | 0 | 0 | 0 | 0 | 0 | 0 | 0 | 0 | 0 | 0 | 0 | 0
| Net benefits |  |  | 2023-12-31 | 0 | 0 | 0 | 0 | 0 | 0 | 0 | 0 | 0 | 0 | 0 | 0 | 0 | 0 | 0 | 0 | 0 | 0 | 0 | 0 | 0 | 0 | 0 | 0 | 0
| First capex year |  |  | 0
| First year |  |  | Not used
SENSITIVITIES
NPV | Net benefits |  |  | Option 4NPV | 0 | 0 | 0 | 0 | 0 | 0 | 0 | 0 | 0 | 0 | 0 | 0 | 0 | 0 | 0 | 0 | 0 | 0 | 0 | 0 | 0 | 0 | 0 | 0 | 0
| Total annualised capex |  |  |  | 0 | 0 | 0 | 0 | 0 | 0 | 0 | 0 | 0 | 0 | 0 | 0 | 0 | 0 | 0 | 0 | 0 | 0 | 0 | 0 | 0 | 0 | 0 | 0 | 0
| Total benefits |  |  |  | 0 | 0 | 0 | 0 | 0 | 0 | 0 | 0 | 0 | 0 | 0 | 0 | 0 | 0 | 0 | 0 | 0 | 0 | 0 | 0 | 0 | 0 | 0 | 0 | 0
|  | Capex | Total benefits
sens1 | Capex 10% higher | 10% | 0% | Option 4sens1 | 0 | 0 | 0 | 0 | 0 | 0 | 0 | 0 | 0 | 0 | 0 | 0 | 0 | 0 | 0 | 0 | 0 | 0 | 0 | 0 | 0 | 0 | 0 | 0 | 0
sens2 | Capex 10% lower | -10% | 0% | Option 4sens2 | 0 | 0 | 0 | 0 | 0 | 0 | 0 | 0 | 0 | 0 | 0 | 0 | 0 | 0 | 0 | 0 | 0 | 0 | 0 | 0 | 0 | 0 | 0 | 0 | 0
sens3 | Total benefits 10% higher | 0% | 10% | Option 4sens3 | 0 | 0 | 0 | 0 | 0 | 0 | 0 | 0 | 0 | 0 | 0 | 0 | 0 | 0 | 0 | 0 | 0 | 0 | 0 | 0 | 0 | 0 | 0 | 0 | 0
sens4 | Total benefits 10% lower | 0% | -10% | Option 4sens4 | 0 | 0 | 0 | 0 | 0 | 0 | 0 | 0 | 0 | 0 | 0 | 0 | 0 | 0 | 0 | 0 | 0 | 0 | 0 | 0 | 0 | 0 | 0 | 0 | 0
sens5 | Capex 10% higher & Total benefits 10% lower | 10% | -10% | Option 4sens5 | 0 | 0 | 0 | 0 | 0 | 0 | 0 | 0 | 0 | 0 | 0 | 0 | 0 | 0 | 0 | 0 | 0 | 0 | 0 | 0 | 0 | 0 | 0 | 0 | 0
sens | 0 | 0% | 0% | Option 4sens | 0 | 0 | 0 | 0 | 0 | 0 | 0 | 0 | 0 | 0 | 0 | 0 | 0 | 0 | 0 | 0 | 0 | 0 | 0 | 0 | 0 | 0 | 0 | 0 | 0
sens | 0 | 0% | 0% | Option 4sens | 0 | 0 | 0 | 0 | 0 | 0 | 0 | 0 | 0 | 0 | 0 | 0 | 0 | 0 | 0 | 0 | 0 | 0 | 0 | 0 | 0 | 0 | 0 | 0 | 0
sens | 0 | 0% | 0% | Option 4sens | 0 | 0 | 0 | 0 | 0 | 0 | 0 | 0 | 0 | 0 | 0 | 0 | 0 | 0 | 0 | 0 | 0 | 0 | 0 | 0 | 0 | 0 | 0 | 0 | 0

## Option5
Powercor
MNA transformer replacement
OPTION 5 | 0
Not used
Count |  |  |  |  | 1 | 2 | 3 | 4 | 5 | 6 | 7 | 8 | 9 | 10 | 11 | 12 | 13 | 14 | 15 | 16 | 17 | 18 | 19 | 20 | 21 | 22 | 23 | 24 | 25
Value of CO2 reductions |  |  |  | $/MWh | 24.7305 | 22.3407 | 20.1963 | 18.0629 | 15.9134 | 13.7151 | 13.7151 | 13.7151 | 13.7151 | 13.7151 | 13.7151 | 13.7151 | 13.7151 | 13.7151 | 13.7151 | 13.7151 | 13.7151 | 13.7151 | 13.7151 | 13.7151 | 13.7151 | 13.7151 | 13.7151 | 13.7151 | 13.7151
|  |  |  | Units | 2026-27 | 2027-28 | 2028-29 | 2029-30 | 2030-31 | 2031-32 | 2032-33 | 2033-34 | 2034-35 | 2035-36 | 2036-37 | 2037-38 | 2038-39 | 2039-40 | 2040-41 | 2041-42 | 2042-43 | 2043-44 | 2044-45 | 2045-46 | 2046-47 | 2047-48 | 2048-49 | 2049-50 | 2050-51
INVESTMENT & OPERATING COST
| Capex |  | Asset life (yrs)
| < Enter description > |  | 0 | 2023-12-31 | 0 | 0 | 0 | 0 | 0 | 0 | 0 | 0 | 0 | 0 | 0 | 0 | 0 | 0 | 0 | 0 | 0 | 0 | 0 | 0 | 0 | 0 | 0 | 0 | 0
| < Enter description > |  | 0 | 2023-12-31 | 0 | 0 | 0 | 0 | 0 | 0 | 0 | 0 | 0 | 0 | 0 | 0 | 0 | 0 | 0 | 0 | 0 | 0 | 0 | 0 | 0 | 0 | 0 | 0 | 0
| < Enter description > |  | 0 | 2023-12-31 | 0 | 0 | 0 | 0 | 0 | 0 | 0 | 0 | 0 | 0 | 0 | 0 | 0 | 0 | 0 | 0 | 0 | 0 | 0 | 0 | 0 | 0 | 0 | 0 | 0
| Capital expenditure |  |  | 2023-12-31 | 0 | 0 | 0 | 0 | 0 | 0 | 0 | 0 | 0 | 0 | 0 | 0 | 0 | 0 | 0 | 0 | 0 | 0 | 0 | 0 | 0 | 0 | 0 | 0 | 0
| Operating expenditure |  |  | 2023-12-31 | 0 | 0 | 0 | 0 | 0 | 0 | 0 | 0 | 0 | 0 | 0 | 0 | 0 | 0 | 0 | 0 | 0 | 0 | 0 | 0 | 0 | 0 | 0 | 0 | 0
RISK ASSUMPTIONS
| PoF (major) |  |  |  | 0 | 0 | 0 | 0 | 0 | 0 | 0 | 0 | 0 | 0 | 0 | 0 | 0 | 0 | 0 | 0 | 0 | 0 | 0 | 0 | 0 | 0 | 0 | 0 | 0
| PoF (reparable) |  |  |  | 0 | 0 | 0 | 0 | 0 | 0 | 0 | 0 | 0 | 0 | 0 | 0 | 0 | 0 | 0 | 0 | 0 | 0 | 0 | 0 | 0 | 0 | 0 | 0 | 0
| Energy at risk (weighted) |  |  | MWh | 0 | 0 | 0 | 0 | 0 | 0 | 0 | 0 | 0 | 0 | 0 | 0 | 0 | 0 | 0 | 0 | 0 | 0 | 0 | 0 | 0 | 0 | 0 | 0 | 0
| Energy at risk value | $/MWh | 48575.8986 | 2023-12-31 | 0 | 0 | 0 | 0 | 0 | 0 | 0 | 0 | 0 | 0 | 0 | 0 | 0 | 0 | 0 | 0 | 0 | 0 | 0 | 0 | 0 | 0 | 0 | 0 | 0
| Safety consequence | (after DF) |  | 2023-12-31 | 0 | 0 | 0 | 0 | 0 | 0 | 0 | 0 | 0 | 0 | 0 | 0 | 0 | 0 | 0 | 0 | 0 | 0 | 0 | 0 | 0 | 0 | 0 | 0 | 0
| Unplanned replacements |  |  | 2023-12-31 | 0 | 0 | 0 | 0 | 0 | 0 | 0 | 0 | 0 | 0 | 0 | 0 | 0 | 0 | 0 | 0 | 0 | 0 | 0 | 0 | 0 | 0 | 0 | 0 | 0
| Environmental consequence | (after DF) |  | 2023-12-31 | 0 | 0 | 0 | 0 | 0 | 0 | 0 | 0 | 0 | 0 | 0 | 0 | 0 | 0 | 0 | 0 | 0 | 0 | 0 | 0 | 0 | 0 | 0 | 0 | 0
| < Other risk - enter description > |  |  | 2023-12-31 | 0 | 0 | 0 | 0 | 0 | 0 | 0 | 0 | 0 | 0 | 0 | 0 | 0 | 0 | 0 | 0 | 0 | 0 | 0 | 0 | 0 | 0 | 0 | 0 | 0
| < Other risk - enter description > |  |  | 2023-12-31 | 0 | 0 | 0 | 0 | 0 | 0 | 0 | 0 | 0 | 0 | 0 | 0 | 0 | 0 | 0 | 0 | 0 | 0 | 0 | 0 | 0 | 0 | 0 | 0 | 0
| Total risk cost |  |  |  | 0 | 0 | 0 | 0 | 0 | 0 | 0 | 0 | 0 | 0 | 0 | 0 | 0 | 0 | 0 | 0 | 0 | 0 | 0 | 0 | 0 | 0 | 0 | 0 | 0
OTHER BENEFITS
| Reduction in CO2 emissions |  |  | MWh | 0 | 0 | 0 | 0 | 0 | 0 | 0 | 0 | 0 | 0 | 0 | 0 | 0 | 0 | 0 | 0 | 0 | 0 | 0 | 0 | 0 | 0 | 0 | 0 | 0
| Value of reduction in CO2 emissions |  |  | $ | 0 | 0 | 0 | 0 | 0 | 0 | 0 | 0 | 0 | 0 | 0 | 0 | 0 | 0 | 0 | 0 | 0 | 0 | 0 | 0 | 0 | 0 | 0 | 0 | 0
| Reliability in worst-served areas | $/MWh | 151432.8174 | MWh | 0 | 0 | 0 | 0 | 0 | 0 | 0 | 0 | 0 | 0 | 0 | 0 | 0 | 0 | 0 | 0 | 0 | 0 | 0 | 0 | 0 | 0 | 0 | 0 | 0
| Network resilience | $/MWh | 24590 | MWh | 0 | 0 | 0 | 0 | 0 | 0 | 0 | 0 | 0 | 0 | 0 | 0 | 0 | 0 | 0 | 0 | 0 | 0 | 0 | 0 | 0 | 0 | 0 | 0 | 0
| Enabling solar exports | $/MWh | 88.3577 | MWh | 0 | 0 | 0 | 0 | 0 | 0 | 0 | 0 | 0 | 0 | 0 | 0 | 0 | 0 | 0 | 0 | 0 | 0 | 0 | 0 | 0 | 0 | 0 | 0 | 0
| Aesthetics | $/customer | 0 | customers | 0 | 0 | 0 | 0 | 0 | 0 | 0 | 0 | 0 | 0 | 0 | 0 | 0 | 0 | 0 | 0 | 0 | 0 | 0 | 0 | 0 | 0 | 0 | 0 | 0
| Customer value of time (res) | $/customer min | 0.35181 | mins | 0 | 0 | 0 | 0 | 0 | 0 | 0 | 0 | 0 | 0 | 0 | 0 | 0 | 0 | 0 | 0 | 0 | 0 | 0 | 0 | 0 | 0 | 0 | 0 | 0
| Customer value of time (bus) | $/customer min | 0.35181 | mins | 0 | 0 | 0 | 0 | 0 | 0 | 0 | 0 | 0 | 0 | 0 | 0 | 0 | 0 | 0 | 0 | 0 | 0 | 0 | 0 | 0 | 0 | 0 | 0 | 0
| Communication | $/customer | 0 | customers | 0 | 0 | 0 | 0 | 0 | 0 | 0 | 0 | 0 | 0 | 0 | 0 | 0 | 0 | 0 | 0 | 0 | 0 | 0 | 0 | 0 | 0 | 0 | 0 | 0
| Information accessibility | $/customer | 0 | customers | 0 | 0 | 0 | 0 | 0 | 0 | 0 | 0 | 0 | 0 | 0 | 0 | 0 | 0 | 0 | 0 | 0 | 0 | 0 | 0 | 0 | 0 | 0 | 0 | 0
| Other benefits 1 |  |  | 2023-12-31 | 0 | 0 | 0 | 0 | 0 | 0 | 0 | 0 | 0 | 0 | 0 | 0 | 0 | 0 | 0 | 0 | 0 | 0 | 0 | 0 | 0 | 0 | 0 | 0 | 0
| Other benefits 2 |  |  | 2023-12-31 | 0 | 0 | 0 | 0 | 0 | 0 | 0 | 0 | 0 | 0 | 0 | 0 | 0 | 0 | 0 | 0 | 0 | 0 | 0 | 0 | 0 | 0 | 0 | 0 | 0
| Total other benefits |  |  | 2023-12-31 | 0 | 0 | 0 | 0 | 0 | 0 | 0 | 0 | 0 | 0 | 0 | 0 | 0 | 0 | 0 | 0 | 0 | 0 | 0 | 0 | 0 | 0 | 0 | 0 | 0
SUMMARY
| Risks mitigated vs base case |  |  | 2023-12-31 | 0 | 0 | 0 | 0 | 0 | 0 | 0 | 0 | 0 | 0 | 0 | 0 | 0 | 0 | 0 | 0 | 0 | 0 | 0 | 0 | 0 | 0 | 0 | 0 | 0
Capital expenditure
| < Enter description > |  |  | 2023-12-31 | 0 | 0 | 0 | 0 | 0 | 0 | 0 | 0 | 0 | 0 | 0 | 0 | 0 | 0 | 0 | 0 | 0 | 0 | 0 | 0 | 0 | 0 | 0 | 0 | 0
| < Enter description > |  |  | 2023-12-31 | 0 | 0 | 0 | 0 | 0 | 0 | 0 | 0 | 0 | 0 | 0 | 0 | 0 | 0 | 0 | 0 | 0 | 0 | 0 | 0 | 0 | 0 | 0 | 0 | 0
| < Enter description > |  |  | 2023-12-31 | 0 | 0 | 0 | 0 | 0 | 0 | 0 | 0 | 0 | 0 | 0 | 0 | 0 | 0 | 0 | 0 | 0 | 0 | 0 | 0 | 0 | 0 | 0 | 0 | 0
Cumulative capex
| < Enter description > |  |  | 2023-12-31 | 0 | 0 | 0 | 0 | 0 | 0 | 0 | 0 | 0 | 0 | 0 | 0 | 0 | 0 | 0 | 0 | 0 | 0 | 0 | 0 | 0 | 0 | 0 | 0 | 0
| < Enter description > |  |  | 2023-12-31 | 0 | 0 | 0 | 0 | 0 | 0 | 0 | 0 | 0 | 0 | 0 | 0 | 0 | 0 | 0 | 0 | 0 | 0 | 0 | 0 | 0 | 0 | 0 | 0 | 0
| < Enter description > |  |  | 2023-12-31 | 0 | 0 | 0 | 0 | 0 | 0 | 0 | 0 | 0 | 0 | 0 | 0 | 0 | 0 | 0 | 0 | 0 | 0 | 0 | 0 | 0 | 0 | 0 | 0 | 0
Annualised capex
| Annualised capex - < Enter description > |  |  | 2023-12-31 | 0 | 0 | 0 | 0 | 0 | 0 | 0 | 0 | 0 | 0 | 0 | 0 | 0 | 0 | 0 | 0 | 0 | 0 | 0 | 0 | 0 | 0 | 0 | 0 | 0
| Annualised capex - < Enter description > |  |  | 2023-12-31 | 0 | 0 | 0 | 0 | 0 | 0 | 0 | 0 | 0 | 0 | 0 | 0 | 0 | 0 | 0 | 0 | 0 | 0 | 0 | 0 | 0 | 0 | 0 | 0 | 0
| Annualised capex - < Enter description > |  |  | 2023-12-31 | 0 | 0 | 0 | 0 | 0 | 0 | 0 | 0 | 0 | 0 | 0 | 0 | 0 | 0 | 0 | 0 | 0 | 0 | 0 | 0 | 0 | 0 | 0 | 0 | 0
| Total annualised capex |  |  | 2023-12-31 | 0 | 0 | 0 | 0 | 0 | 0 | 0 | 0 | 0 | 0 | 0 | 0 | 0 | 0 | 0 | 0 | 0 | 0 | 0 | 0 | 0 | 0 | 0 | 0 | 0
| Annualised capex |  |  | 2023-12-31 | 0 | 0 | 0 | 0 | 0 | 0 | 0 | 0 | 0 | 0 | 0 | 0 | 0 | 0 | 0 | 0 | 0 | 0 | 0 | 0 | 0 | 0 | 0 | 0 | 0
| Operating expenditure |  |  | 2023-12-31 | 0 | 0 | 0 | 0 | 0 | 0 | 0 | 0 | 0 | 0 | 0 | 0 | 0 | 0 | 0 | 0 | 0 | 0 | 0 | 0 | 0 | 0 | 0 | 0 | 0
| Risk mitigated |  |  | 2023-12-31 | 0 | 0 | 0 | 0 | 0 | 0 | 0 | 0 | 0 | 0 | 0 | 0 | 0 | 0 | 0 | 0 | 0 | 0 | 0 | 0 | 0 | 0 | 0 | 0 | 0
| Other benefits value |  |  | 2023-12-31 | 0 | 0 | 0 | 0 | 0 | 0 | 0 | 0 | 0 | 0 | 0 | 0 | 0 | 0 | 0 | 0 | 0 | 0 | 0 | 0 | 0 | 0 | 0 | 0 | 0
| Net benefits |  |  | 2023-12-31 | 0 | 0 | 0 | 0 | 0 | 0 | 0 | 0 | 0 | 0 | 0 | 0 | 0 | 0 | 0 | 0 | 0 | 0 | 0 | 0 | 0 | 0 | 0 | 0 | 0
| First capex year |  |  | 0
| First year |  |  | Not used
SENSITIVITIES
NPV | Net benefits |  |  | Option 5NPV | 0 | 0 | 0 | 0 | 0 | 0 | 0 | 0 | 0 | 0 | 0 | 0 | 0 | 0 | 0 | 0 | 0 | 0 | 0 | 0 | 0 | 0 | 0 | 0 | 0
| Total annualised capex |  |  |  | 0 | 0 | 0 | 0 | 0 | 0 | 0 | 0 | 0 | 0 | 0 | 0 | 0 | 0 | 0 | 0 | 0 | 0 | 0 | 0 | 0 | 0 | 0 | 0 | 0
| Total benefits |  |  |  | 0 | 0 | 0 | 0 | 0 | 0 | 0 | 0 | 0 | 0 | 0 | 0 | 0 | 0 | 0 | 0 | 0 | 0 | 0 | 0 | 0 | 0 | 0 | 0 | 0
|  | Capex | Total benefits
sens1 | Capex 10% higher | 10% | 0% | Option 5sens1 | 0 | 0 | 0 | 0 | 0 | 0 | 0 | 0 | 0 | 0 | 0 | 0 | 0 | 0 | 0 | 0 | 0 | 0 | 0 | 0 | 0 | 0 | 0 | 0 | 0
sens2 | Capex 10% lower | -10% | 0% | Option 5sens2 | 0 | 0 | 0 | 0 | 0 | 0 | 0 | 0 | 0 | 0 | 0 | 0 | 0 | 0 | 0 | 0 | 0 | 0 | 0 | 0 | 0 | 0 | 0 | 0 | 0
sens3 | Total benefits 10% higher | 0% | 10% | Option 5sens3 | 0 | 0 | 0 | 0 | 0 | 0 | 0 | 0 | 0 | 0 | 0 | 0 | 0 | 0 | 0 | 0 | 0 | 0 | 0 | 0 | 0 | 0 | 0 | 0 | 0
sens4 | Total benefits 10% lower | 0% | -10% | Option 5sens4 | 0 | 0 | 0 | 0 | 0 | 0 | 0 | 0 | 0 | 0 | 0 | 0 | 0 | 0 | 0 | 0 | 0 | 0 | 0 | 0 | 0 | 0 | 0 | 0 | 0
sens5 | Capex 10% higher & Total benefits 10% lower | 10% | -10% | Option 5sens5 | 0 | 0 | 0 | 0 | 0 | 0 | 0 | 0 | 0 | 0 | 0 | 0 | 0 | 0 | 0 | 0 | 0 | 0 | 0 | 0 | 0 | 0 | 0 | 0 | 0
sens | 0 | 0% | 0% | Option 5sens | 0 | 0 | 0 | 0 | 0 | 0 | 0 | 0 | 0 | 0 | 0 | 0 | 0 | 0 | 0 | 0 | 0 | 0 | 0 | 0 | 0 | 0 | 0 | 0 | 0
sens | 0 | 0% | 0% | Option 5sens | 0 | 0 | 0 | 0 | 0 | 0 | 0 | 0 | 0 | 0 | 0 | 0 | 0 | 0 | 0 | 0 | 0 | 0 | 0 | 0 | 0 | 0 | 0 | 0 | 0
sens | 0 | 0% | 0% | Option 5sens | 0 | 0 | 0 | 0 | 0 | 0 | 0 | 0 | 0 | 0 | 0 | 0 | 0 | 0 | 0 | 0 | 0 | 0 | 0 | 0 | 0 | 0 | 0 | 0 | 0

## Consol
Powercor
MNA transformer replacement
CONSOLIDATED
Discount factor |  |  |  |  | 0 | 0.98295 | 0.94971 | 0.91759 | 0.88656 | 0.85658 | 0.82761 | 0.79963 | 0.77259 | 0.74646 | 0.72122 | 0.69683 | 0.67326 | 0.6505 | 0.6285 | 0.60725 | 0.58671 | 0.56687 | 0.5477 | 0.52918 | 0.51129 | 0.494 | 0.47729 | 0.46115 | 0.44556 | 0.43049
Count |  |  |  |  | 0 | 1 | 2 | 3 | 4 | 5 | 6 | 7 | 8 | 9 | 10 | 11 | 12 | 13 | 14 | 15 | 16 | 17 | 18 | 19 | 20 | 21 | 22 | 23 | 24 | 25
Analysis period |  |  |  |  | TRUE | TRUE | TRUE | TRUE | TRUE | TRUE | TRUE | TRUE | TRUE | TRUE | TRUE | TRUE | TRUE | TRUE | TRUE | TRUE | TRUE | TRUE | TRUE | TRUE | TRUE | TRUE | FALSE | FALSE | FALSE | FALSE
[5 empty] | 2026-06-30 | 2026-27 | 2027-28 | 2028-29 | 2029-30 | 2030-31 | 2031-32 | 2032-33 | 2033-34 | 2034-35 | 2035-36 | 2036-37 | 2037-38 | 2038-39 | 2039-40 | 2040-41 | 2041-42 | 2042-43 | 2043-44 | 2044-45 | 2045-46 | 2046-47 | 2047-48 | 2048-49 | 2049-50 | 2050-51
COSTS |  |  | PV
Option 1 (base case) | Energy at risk value | Option 1 (base case)Energy at risk value | 7579374.1422 | 2026-06-30 |  | 284368.7156 | 300685.7986 | 319339.3236 | 337349.3387 | 351157.981 | 366767.2814 | 389400.533 | 414304.0993 | 430414.3613 | 443601.2108 | 456953.3739 | 470470.0895 | 484150.6155 | 497994.2285 | 512000.2228 | 526167.9102 | 540496.6187 | 554985.6924 | 569634.4911 | 584442.3891 | 599408.7753 | 614533.0526 | 629814.6374 | 645252.9589 | 660847.4591
Option 1 (base case) | Capital expenditure | Option 1 (base case)Capital expenditure | 0 | 2026-06-30 |  | 0 | 0 | 0 | 0 | 0 | 0 | 0 | 0 | 0 | 0 | 0 | 0 | 0 | 0 | 0 | 0 | 0 | 0 | 0 | 0 | 0 | 0 | 0 | 0 | 0
Option 1 (base case) | Total risk cost | Option 1 (base case)Total risk cost | 8063891.0163 | 2026-06-30 |  | 386749.5539 | 403838.3476 | 423274.6874 | 442078.5542 | 456692.0197 | 473117.0512 | 496576.8797 | 522317.8078 | 539276.1575 | 553321.7626 | 567543.293 | 581939.932 | 596510.8837 | 611255.3719 | 626172.6392 | 641261.9467 | 656522.5729 | 671953.8134 | 687554.9803 | 703325.4015 | 719264.4201 | 735371.3941 | 750652.9788 | 766091.3003 | 781685.8006
Option 1 (base case) |  | Option 1 (base case)
Option 1 (base case) | Annualised capex | Option 1 (base case)Annualised capex | 0 | 2026-06-30 |  | 0 | 0 | 0 | 0 | 0 | 0 | 0 | 0 | 0 | 0 | 0 | 0 | 0 | 0 | 0 | 0 | 0 | 0 | 0 | 0 | 0 | 0 | 0 | 0 | 0
Option 1 (base case) | Operating expenditure | Option 1 (base case)Operating expenditure | 0 | 2026-06-30 |  | 0 | 0 | 0 | 0 | 0 | 0 | 0 | 0 | 0 | 0 | 0 | 0 | 0 | 0 | 0 | 0 | 0 | 0 | 0 | 0 | 0 | 0 | 0 | 0 | 0
Option 1 (base case) | Risk mitigated | Option 1 (base case)Risk mitigated | 0 | 2026-06-30 |  | 0 | 0 | 0 | 0 | 0 | 0 | 0 | 0 | 0 | 0 | 0 | 0 | 0 | 0 | 0 | 0 | 0 | 0 | 0 | 0 | 0 | 0 | 0 | 0 | 0
Option 1 (base case) | Other benefits value | Option 1 (base case)Other benefits value | 0 | 2026-06-30 |  | 0 | 0 | 0 | 0 | 0 | 0 | 0 | 0 | 0 | 0 | 0 | 0 | 0 | 0 | 0 | 0 | 0 | 0 | 0 | 0 | 0 | 0 | 0 | 0 | 0
Option 1 (base case) | Net benefits | Option 1 (base case)Net benefits |  | 2026-06-30 |  | 0 | 0 | 0 | 0 | 0 | 0 | 0 | 0 | 0 | 0 | 0 | 0 | 0 | 0 | 0 | 0 | 0 | 0 | 0 | 0 | 0 | 0 | 0 | 0 | 0
Option 1 (base case) | NPV | Option 1 (base case)NPV | 0 | 2026-06-30
Option 1 (base case) | PV of costs | Option 1 (base case)PV of costs | 0 | 2026-06-30
Option 1 (base case) | PV of benefits | Option 1 (base case)PV of benefits | 0 | 2026-06-30
Option 2 | Energy at risk value | Option 2Energy at risk value | 2259563.2076 | 2026-06-30 |  | 284368.7156 | 300685.7986 | 319339.3236 | 10863.766 | 20072.8582 | 29165.6668 | 39032.9751 | 49583.9561 | 59319.5622 | 68721.3287 | 78212.7523 | 87811.8506 | 97531.6729 | 107381.9107 | 117369.8947 | 127501.242 | 137780.2955 | 148210.4301 | 158794.2735 | 169533.8686 | 180430.7946 | 191486.26 | 202701.1744 | 214076.2042 | 225611.8177
Option 2 | Capital expenditure | Option 2Capital expenditure | -7718715.5524 | 2026-06-30 |  | 0 | -2771642.5236 | -5543285.0471 | 0 | 0 | 0 | 0 | 0 | 0 | 0 | 0 | 0 | 0 | 0 | 0 | 0 | 0 | 0 | 0 | 0 | 0 | 0 | 0 | 0 | 0
Option 2 | Total risk cost | Option 2Total risk cost | 2689664.0073 | 2026-06-30 |  | 386749.5539 | 403838.3476 | 423274.6874 | 49349.3504 | 58994.579 | 68543.5982 | 78885.422 | 89928.1083 | 100171.8076 | 110097.4355 | 120127.9864 | 130281.0577 | 140569.3383 | 151002.2057 | 161586.7118 | 172328.2241 | 183230.8595 | 194297.7866 | 205531.4436 | 216933.6979 | 228505.9659 | 0 | 0 | 0 | 0
Option 2 |  | Option 2
Option 2 | Annualised capex | Option 2Annualised capex | -4398800.3414 | 2026-06-30 |  | 0 | 0 | -118165.4024 | -354496.2071 | -354496.2071 | -354496.2071 | -354496.2071 | -354496.2071 | -354496.2071 | -354496.2071 | -354496.2071 | -354496.2071 | -354496.2071 | -354496.2071 | -354496.2071 | -354496.2071 | -354496.2071 | -354496.2071 | -354496.2071 | -354496.2071 | -354496.2071 | 0 | 0 | 0 | 0
Option 2 | Operating expenditure | Option 2Operating expenditure | 0 | 2026-06-30 |  | 0 | 0 | 0 | 0 | 0 | 0 | 0 | 0 | 0 | 0 | 0 | 0 | 0 | 0 | 0 | 0 | 0 | 0 | 0 | 0 | 0 | 0 | 0 | 0 | 0
Option 2 | Risk mitigated | Option 2Risk mitigated | 5374227.009 | 2026-06-30 |  | 0 | 0 | 0 | 392729.2038 | 397697.4408 | 404573.453 | 417691.4577 | 432389.6995 | 439104.3499 | 443224.3271 | 447415.3065 | 451658.8743 | 455941.5454 | 460253.1662 | 464585.9274 | 468933.7226 | 473291.7134 | 477656.0269 | 482023.5368 | 486391.7036 | 490758.4542 | 0 | 0 | 0 | 0
Option 2 | Other benefits value | Option 2Other benefits value | 0 | 2026-06-30 |  | 0 | 0 | 0 | 0 | 0 | 0 | 0 | 0 | 0 | 0 | 0 | 0 | 0 | 0 | 0 | 0 | 0 | 0 | 0 | 0 | 0 | 0 | 0 | 0 | 0
Option 2 | Net benefits | Option 2Net benefits |  | 2026-06-30 |  | 0 | 0 | -118165.4024 | 38232.9967 | 43201.2337 | 50077.2458 | 63195.2506 | 77893.4924 | 84608.1428 | 88728.12 | 92919.0994 | 97162.6672 | 101445.3382 | 105756.9591 | 110089.7203 | 114437.5155 | 118795.5063 | 123159.8197 | 127527.3296 | 131895.4964 | 136262.2471 | 0 | 0 | 0 | 0
Option 2 | NPV | Option 2NPV | 975426.6676 | 2026-06-30
Option 2 | PV of costs | Option 2PV of costs | -4398800.3414 | 2026-06-30
Option 2 | PV of benefits | Option 2PV of benefits | 5374227.009 | 2026-06-30
Option 3 | Energy at risk value | Option 3Energy at risk value | 7218277.6214 | 2026-06-30 |  | 284368.7156 | 300685.7986 | 302914.7857 | 319997.1557 | 333094.1128 | 347898.9626 | 369366.2403 | 392986.745 | 408266.257 | 420772.6405 | 433435.6926 | 446254.6873 | 459228.9165 | 472357.69 | 485640.3342 | 499076.192 | 512664.622 | 526404.9976 | 540296.7073 | 554339.1535 | 568531.7521 | 582873.9324 | 597365.1364 | 612004.8185 | 626792.4449
Option 3 | Capital expenditure | Option 3Capital expenditure | -528470.2661 | 2026-06-30 |  | 0 | -556456.3232 | 0 | 0 | 0 | 0 | 0 | 0 | 0 | 0 | 0 | 0 | 0 | 0 | 0 | 0 | 0 | 0 | 0 | 0 | 0 | 0 | 0 | 0 | 0
Option 3 | Total risk cost | Option 3Total risk cost | 7214474.565 | 2026-06-30 |  | 386749.5539 | 403838.3476 | 365083.927 | 382923.6884 | 396788.5047 | 412371.6205 | 434627.5117 | 459046.9198 | 475135.5682 | 488461.2662 | 501953.757 | 515612.2618 | 529436.021 | 543424.2941 | 557576.358 | 571891.5075 | 586369.0538 | 601008.3242 | 615808.6615 | 630769.4238 | 645889.9835 | 0 | 0 | 0 | 0
Option 3
Option 3 | Annualised capex | Option 3Annualised capex | -528470.2661 | 2026-06-30 |  | 0 | 0 | -66909.0695 | -66909.0695 | -66909.0695 | -66909.0695 | -66909.0695 | -66909.0695 | -66909.0695 | -66909.0695 | -66909.0695 | -66909.0695 | 0 | 0 | 0 | 0 | 0 | 0 | 0 | 0 | 0 | 0 | 0 | 0 | 0
Option 3 | Operating expenditure | Option 3Operating expenditure | 0 | 2026-06-30 |  | 0 | 0 | 0 | 0 | 0 | 0 | 0 | 0 | 0 | 0 | 0 | 0 | 0 | 0 | 0 | 0 | 0 | 0 | 0 | 0 | 0 | 0 | 0 | 0 | 0
Option 3 | Risk mitigated | Option 3Risk mitigated | 849416.4513 | 2026-06-30 |  | 0 | 0 | 58190.7603 | 59154.8658 | 59903.515 | 60745.4307 | 61949.3679 | 63270.888 | 64140.5892 | 64860.4964 | 65589.5359 | 66327.6702 | 67074.8627 | 67831.0778 | 68596.2812 | 69370.4391 | 70153.5191 | 70945.4893 | 71746.3188 | 72555.9777 | 73374.4366 | 0 | 0 | 0 | 0
Option 3 | Other benefits value | Option 3Other benefits value | 0 | 2026-06-30 |  | 0 | 0 | 0 | 0 | 0 | 0 | 0 | 0 | 0 | 0 | 0 | 0 | 0 | 0 | 0 | 0 | 0 | 0 | 0 | 0 | 0 | 0 | 0 | 0 | 0
Option 3 | Net benefits | Option 3Net benefits |  | 2026-06-30 |  | 0 | 0 | -8718.3091 | -7754.2037 | -7005.5544 | -6163.6387 | -4959.7015 | -3638.1815 | -2768.4802 | -2048.5731 | -1319.5335 | -581.3993 | 67074.8627 | 67831.0778 | 68596.2812 | 69370.4391 | 70153.5191 | 70945.4893 | 71746.3188 | 72555.9777 | 73374.4366 | 0 | 0 | 0 | 0
Option 3 | NPV | Option 3NPV | 320946.1852 | 2026-06-30
Option 3 | PV of costs | Option 3PV of costs | -528470.2661 | 2026-06-30
Option 3 | PV of benefits | Option 3PV of benefits | 849416.4513 | 2026-06-30
Option 4 | Energy at risk value | Option 4Energy at risk value | 0 | 2026-06-30 |  | 0 | 0 | 0 | 0 | 0 | 0 | 0 | 0 | 0 | 0 | 0 | 0 | 0 | 0 | 0 | 0 | 0 | 0 | 0 | 0 | 0 | 0 | 0 | 0 | 0
Option 4 | Capital expenditure | Option 4Capital expenditure | 0 | 2026-06-30 |  | 0 | 0 | 0 | 0 | 0 | 0 | 0 | 0 | 0 | 0 | 0 | 0 | 0 | 0 | 0 | 0 | 0 | 0 | 0 | 0 | 0 | 0 | 0 | 0 | 0
Option 4 | Total risk cost | Option 4Total risk cost | 0 | 2026-06-30 |  | 0 | 0 | 0 | 0 | 0 | 0 | 0 | 0 | 0 | 0 | 0 | 0 | 0 | 0 | 0 | 0 | 0 | 0 | 0 | 0 | 0 | 0 | 0 | 0 | 0
Option 4 |  | Option 4
Option 4 | Annualised capex | Option 4Annualised capex | 0 | 2026-06-30 |  | 0 | 0 | 0 | 0 | 0 | 0 | 0 | 0 | 0 | 0 | 0 | 0 | 0 | 0 | 0 | 0 | 0 | 0 | 0 | 0 | 0 | 0 | 0 | 0 | 0
Option 4 | Operating expenditure | Option 4Operating expenditure | 0 | 2026-06-30 |  | 0 | 0 | 0 | 0 | 0 | 0 | 0 | 0 | 0 | 0 | 0 | 0 | 0 | 0 | 0 | 0 | 0 | 0 | 0 | 0 | 0 | 0 | 0 | 0 | 0
Option 4 | Risk mitigated | Option 4Risk mitigated | 0 | 2026-06-30 |  | 0 | 0 | 0 | 0 | 0 | 0 | 0 | 0 | 0 | 0 | 0 | 0 | 0 | 0 | 0 | 0 | 0 | 0 | 0 | 0 | 0 | 0 | 0 | 0 | 0
Option 4 | Other benefits value | Option 4Other benefits value | 0 | 2026-06-30 |  | 0 | 0 | 0 | 0 | 0 | 0 | 0 | 0 | 0 | 0 | 0 | 0 | 0 | 0 | 0 | 0 | 0 | 0 | 0 | 0 | 0 | 0 | 0 | 0 | 0
Option 4 | Net benefits | Option 4Net benefits |  | 2026-06-30 |  | 0 | 0 | 0 | 0 | 0 | 0 | 0 | 0 | 0 | 0 | 0 | 0 | 0 | 0 | 0 | 0 | 0 | 0 | 0 | 0 | 0 | 0 | 0 | 0 | 0
Option 4 | NPV | Option 4NPV | 0 | 2026-06-30
Option 4 | PV of costs | Option 4PV of costs | 0 | 2026-06-30
Option 4 | PV of benefits | Option 4PV of benefits | 0 | 2026-06-30
Option 5 | Energy at risk value | Option 5Energy at risk value | 0 | 2026-06-30 |  | 0 | 0 | 0 | 0 | 0 | 0 | 0 | 0 | 0 | 0 | 0 | 0 | 0 | 0 | 0 | 0 | 0 | 0 | 0 | 0 | 0 | 0 | 0 | 0 | 0
Option 5 | Capital expenditure | Option 5Capital expenditure | 0 | 2026-06-30 |  | 0 | 0 | 0 | 0 | 0 | 0 | 0 | 0 | 0 | 0 | 0 | 0 | 0 | 0 | 0 | 0 | 0 | 0 | 0 | 0 | 0 | 0 | 0 | 0 | 0
Option 5 | Total risk cost | Option 5Total risk cost | 0 | 2026-06-30 |  | 0 | 0 | 0 | 0 | 0 | 0 | 0 | 0 | 0 | 0 | 0 | 0 | 0 | 0 | 0 | 0 | 0 | 0 | 0 | 0 | 0 | 0 | 0 | 0 | 0
Option 5 |  | Option 5
Option 5 | Annualised capex | Option 5Annualised capex | 0 | 2026-06-30 |  | 0 | 0 | 0 | 0 | 0 | 0 | 0 | 0 | 0 | 0 | 0 | 0 | 0 | 0 | 0 | 0 | 0 | 0 | 0 | 0 | 0 | 0 | 0 | 0 | 0
Option 5 | Operating expenditure | Option 5Operating expenditure | 0 | 2026-06-30 |  | 0 | 0 | 0 | 0 | 0 | 0 | 0 | 0 | 0 | 0 | 0 | 0 | 0 | 0 | 0 | 0 | 0 | 0 | 0 | 0 | 0 | 0 | 0 | 0 | 0
Option 5 | Risk mitigated | Option 5Risk mitigated | 0 | 2026-06-30 |  | 0 | 0 | 0 | 0 | 0 | 0 | 0 | 0 | 0 | 0 | 0 | 0 | 0 | 0 | 0 | 0 | 0 | 0 | 0 | 0 | 0 | 0 | 0 | 0 | 0
Option 5 | Other benefits value | Option 5Other benefits value | 0 | 2026-06-30 |  | 0 | 0 | 0 | 0 | 0 | 0 | 0 | 0 | 0 | 0 | 0 | 0 | 0 | 0 | 0 | 0 | 0 | 0 | 0 | 0 | 0 | 0 | 0 | 0 | 0
Option 5 | Net benefits | Option 5Net benefits |  | 2026-06-30 |  | 0 | 0 | 0 | 0 | 0 | 0 | 0 | 0 | 0 | 0 | 0 | 0 | 0 | 0 | 0 | 0 | 0 | 0 | 0 | 0 | 0 | 0 | 0 | 0 | 0
Option 5 | NPV | Option 5NPV | 0 | 2026-06-30
Option 5 | PV of costs | Option 5PV of costs | 0 | 2026-06-30
Option 5 | PV of benefits | Option 5PV of benefits | 0 | 2026-06-30
CHART DATA | [5 empty] | FY27 | FY28 | FY29 | FY30 | FY31 | FY32 | FY33 | FY34 | FY35 | FY36 | FY37 | FY38 | FY39 | FY40 | FY41 | FY42 | FY43 | FY44 | FY45 | FY46 | FY47 | FY48 | FY49 | FY50 | FY51
Option 2 | Annualised capex | -1 |  |  | Option 2 annualised capex | 0.3545 | 0.3545 | 0.3545 | 0.3545 | 0.3545 | 0.3545 | 0.3545 | 0.3545 | 0.3545 | 0.3545 | 0.3545 | 0.3545 | 0.3545 | 0.3545 | 0.3545 | 0.3545 | 0.3545 | 0.3545 | 0.3545 | 0.3545 | 0.3545 | 0 | 0 | 0 | 0
Option 1 (base case) | Total risk cost | 1 |  |  | Option 1 (base case) risk cost | 0.38675 | 0.40384 | 0.42327 | 0.44208 | 0.45669 | 0.47312 | 0.49658 | 0.52232 | 0.53928 | 0.55332 | 0.56754 | 0.58194 | 0.59651 | 0.61126 | 0.62617 | 0.64126 | 0.65652 | 0.67195 | 0.68755 | 0.70333 | 0.71926 | 0.73537 | 0.75065 | 0.76609 | 0.78169
[6 empty] | FY27 | FY28 | FY29 | FY30 | FY31 | FY32 | FY33 | FY34 | FY35 | FY36 | FY37 | FY38 | FY39 | FY40 | FY41 | FY42 | FY43 | FY44 | FY45 | FY46 | FY47 | FY48 | FY49 | FY50 | FY51
Energy at risk | Energy at risk (weighted) | 0 |  |  | Energy at risk energy at risk (weighted) | 0 | 0 | 0 | 0 | 0 | 0 | 0 | 0 | 0 | 0 | 0 | 0 | 0 | 0 | 0 | 0 | 0 | 0 | 0 | 0 | 0 | 0 | 0 | 0 | 0
Option 1 (base case) | Energy at risk value | 0.5938 |  |  | Option 1 (base case) risk cost | 0.25552 | 0.27018 | 0.28694 | 0.30312 | 0.31553 | 0.32956 | 0.34989 | 0.37227 | 0.38675 | 0.39859 | 0.41059 | 0.42274 | 0.43503 | 0.44747 | 0.46005 | 0.47278 | 0.48566 | 0.49868 | 0.51184 | 0.52515 | 0.53859 | 0.55218 | 0.56592 | 0.57979 | 0.5938

## Sensitivity_calcs
Powercor
MNA transformer replacement
SENSITIVITY CALCULATIONS
Discount factor | [6 empty] | 0 | 0.98295 | 0.94971 | 0.91759 | 0.88656 | 0.85658 | 0.82761 | 0.79963 | 0.77259 | 0.74646 | 0.72122 | 0.69683 | 0.67326 | 0.6505 | 0.6285 | 0.60725 | 0.58671 | 0.56687 | 0.5477 | 0.52918 | 0.51129 | 0.494 | 0.47729 | 0.46115 | 0.44556 | 0.43049
Count | [6 empty] | 0 | 1 | 2 | 3 | 4 | 5 | 6 | 7 | 8 | 9 | 10 | 11 | 12 | 13 | 14 | 15 | 16 | 17 | 18 | 19 | 20 | 21 | 22 | 23 | 24 | 25
Analysis period | [6 empty] | 1 | 1 | 1 | 1 | 1 | 1 | 1 | 1 | 1 | 1 | 1 | 1 | 1 | 1 | 1 | 1 | 1 | 1 | 1 | 1 | 1 | 1 | 0 | 0 | 0 | 0
[7 empty] | 2026-06-30 | 2026-27 | 2027-28 | 2028-29 | 2029-30 | 2030-31 | 2031-32 | 2032-33 | 2033-34 | 2034-35 | 2035-36 | 2036-37 | 2037-38 | 2038-39 | 2039-40 | 2040-41 | 2041-42 | 2042-43 | 2043-44 | 2044-45 | 2045-46 | 2046-47 | 2047-48 | 2048-49 | 2049-50 | 2050-51
PV
[25 empty] | 127527.3296 | 131895.4964 | 136262.2471 | 0 | 0 | 0 | 0
OPTION 1 (base case) | NPV | Net benefits | OPTION 1 (base case)NPV |  | 0 |  | 0 | 0 | 0 | 0 | 0 | 0 | 0 | 0 | 0 | 0 | 0 | 0 | 0 | 0 | 0 | 0 | 0 | 0 | 0 | 0 | 0 | 0 | 0 | 0 | 0 | 0
OPTION 1 (base case) | sens1 | Capex 10% higher | OPTION 1 (base case)sens1 |  | 0 |  | 0 | 0 | 0 | 0 | 0 | 0 | 0 | 0 | 0 | 0 | 0 | 0 | 0 | 0 | 0 | 0 | 0 | 0 | 0 | 0 | 0 | 0 | 0 | 0 | 0 | 0
OPTION 1 (base case) | sens2 | Capex 10% lower | OPTION 1 (base case)sens2 |  | 0 |  | 0 | 0 | 0 | 0 | 0 | 0 | 0 | 0 | 0 | 0 | 0 | 0 | 0 | 0 | 0 | 0 | 0 | 0 | 0 | 0 | 0 | 0 | 0 | 0 | 0 | 0
OPTION 1 (base case) | sens3 | Total benefits 10% higher | OPTION 1 (base case)sens3 |  | 0 |  | 0 | 0 | 0 | 0 | 0 | 0 | 0 | 0 | 0 | 0 | 0 | 0 | 0 | 0 | 0 | 0 | 0 | 0 | 0 | 0 | 0 | 0 | 0 | 0 | 0 | 0
OPTION 1 (base case) | sens4 | Total benefits 10% lower | OPTION 1 (base case)sens4 |  | 0 |  | 0 | 0 | 0 | 0 | 0 | 0 | 0 | 0 | 0 | 0 | 0 | 0 | 0 | 0 | 0 | 0 | 0 | 0 | 0 | 0 | 0 | 0 | 0 | 0 | 0 | 0
OPTION 1 (base case) | sens5 | Capex 10% higher & Total benefits 10% lower | OPTION 1 (base case)sens5 |  | 0 |  | 0 | 0 | 0 | 0 | 0 | 0 | 0 | 0 | 0 | 0 | 0 | 0 | 0 | 0 | 0 | 0 | 0 | 0 | 0 | 0 | 0 | 0 | 0 | 0 | 0 | 0
OPTION 1 (base case) | sens | 0 | OPTION 1 (base case)sens |  | 0 |  | 0 | 0 | 0 | 0 | 0 | 0 | 0 | 0 | 0 | 0 | 0 | 0 | 0 | 0 | 0 | 0 | 0 | 0 | 0 | 0 | 0 | 0 | 0 | 0 | 0 | 0
OPTION 1 (base case) | sens | 0 | OPTION 1 (base case)sens |  | 0 |  | 0 | 0 | 0 | 0 | 0 | 0 | 0 | 0 | 0 | 0 | 0 | 0 | 0 | 0 | 0 | 0 | 0 | 0 | 0 | 0 | 0 | 0 | 0 | 0 | 0 | 0
OPTION 1 (base case) | sens | 0 | OPTION 1 (base case)sens |  | 0 |  | 0 | 0 | 0 | 0 | 0 | 0 | 0 | 0 | 0 | 0 | 0 | 0 | 0 | 0 | 0 | 0 | 0 | 0 | 0 | 0 | 0 | 0 | 0 | 0 | 0 | 0
Option 2 | NPV | Net benefits | Option 2NPV |  | 975426.6676 |  | 0 | 0 | 0 | -118165.4024 | 38232.9967 | 43201.2337 | 50077.2458 | 63195.2506 | 77893.4924 | 84608.1428 | 88728.12 | 92919.0994 | 97162.6672 | 101445.3382 | 105756.9591 | 110089.7203 | 114437.5155 | 118795.5063 | 123159.8197 | 127527.3296 | 131895.4964 | 136262.2471 | 0 | 0 | 0 | 0
Option 2 | sens1 | Capex 10% higher | Option 2sens1 |  | 535546.6334 |  | 0 | 0 | 0 | -129981.9426 | 2783.376 | 7751.6129 | 14627.6251 | 27745.6299 | 42443.8717 | 49158.522 | 53278.4993 | 57469.4787 | 61713.0465 | 65995.7175 | 70307.3383 | 74640.0996 | 78987.8947 | 83345.8856 | 87710.199 | 92077.7089 | 96445.8757 | 100812.6263 | 0 | 0 | 0 | 0
Option 2 | sens2 | Capex 10% lower | Option 2sens2 |  | 1415306.7017 |  | 0 | 0 | 0 | -106348.8621 | 73682.6174 | 78650.8544 | 85526.8666 | 98644.8713 | 113343.1131 | 120057.7635 | 124177.7407 | 128368.7201 | 132612.2879 | 136894.959 | 141206.5798 | 145539.341 | 149887.1362 | 154245.127 | 158609.4405 | 162976.9504 | 167345.1172 | 171711.8678 | 0 | 0 | 0 | 0
Option 2 | sens3 | Total benefits 10% higher | Option 2sens3 |  | 1512849.3685 |  | 0 | 0 | 0 | -118165.4024 | 77505.917 | 82970.9777 | 90534.5911 | 104964.3964 | 121132.4623 | 128518.5777 | 133050.5527 | 137660.63 | 142328.5546 | 147039.4928 | 151782.2757 | 156548.3131 | 161330.8877 | 166124.6776 | 170925.4224 | 175729.6833 | 180534.6668 | 185338.0925 | 0 | 0 | 0 | 0
Option 2 | sens4 | Total benefits 10% lower | Option 2sens4 |  | 438003.9667 |  | 0 | 0 | 0 | -118165.4024 | -1039.9237 | 3431.4896 | 9619.9005 | 21426.1048 | 34654.5224 | 40697.7078 | 44405.6873 | 48177.5687 | 51996.7798 | 55851.1837 | 59731.6424 | 63631.1276 | 67544.1432 | 71466.335 | 75394.2171 | 79324.976 | 83256.3261 | 87186.4016 | 0 | 0 | 0 | 0
Option 2 | sens5 | Capex 10% higher & Total benefits 10% lower | Option 2sens5 |  | -1876.0675 |  | 0 | 0 | 0 | -129981.9426 | -36489.5444 | -32018.1311 | -25829.7202 | -14023.5159 | -795.0983 | 5248.0871 | 8956.0666 | 12727.948 | 16547.159 | 20401.563 | 24282.0217 | 28181.5069 | 32094.5225 | 36016.7142 | 39944.5963 | 43875.3553 | 47806.7054 | 51736.7809 | 0 | 0 | 0 | 0
Option 2 | sens | 0 | Option 2sens |  | 975426.6676 |  | 0 | 0 | 0 | -118165.4024 | 38232.9967 | 43201.2337 | 50077.2458 | 63195.2506 | 77893.4924 | 84608.1428 | 88728.12 | 92919.0994 | 97162.6672 | 101445.3382 | 105756.9591 | 110089.7203 | 114437.5155 | 118795.5063 | 123159.8197 | 127527.3296 | 131895.4964 | 136262.2471 | 0 | 0 | 0 | 0
Option 2 | sens | 0 | Option 2sens |  | 975426.6676 |  | 0 | 0 | 0 | -118165.4024 | 38232.9967 | 43201.2337 | 50077.2458 | 63195.2506 | 77893.4924 | 84608.1428 | 88728.12 | 92919.0994 | 97162.6672 | 101445.3382 | 105756.9591 | 110089.7203 | 114437.5155 | 118795.5063 | 123159.8197 | 127527.3296 | 131895.4964 | 136262.2471 | 0 | 0 | 0 | 0
Option 2 | sens | 0 | Option 2sens |  | 975426.6676 |  | 0 | 0 | 0 | -118165.4024 | 38232.9967 | 43201.2337 | 50077.2458 | 63195.2506 | 77893.4924 | 84608.1428 | 88728.12 | 92919.0994 | 97162.6672 | 101445.3382 | 105756.9591 | 110089.7203 | 114437.5155 | 118795.5063 | 123159.8197 | 127527.3296 | 131895.4964 | 136262.2471 | 0 | 0 | 0 | 0
[7 empty] | 0 | 0 | 0 | -8718.3091 | -7754.2037 | -7005.5544 | -6163.6387 | -4959.7015 | -3638.1815 | -2768.4802 | -2048.5731 | -1319.5335 | -581.3993 | 67074.8627 | 67831.0778 | 68596.2812 | 69370.4391 | 70153.5191 | 70945.4893 | 71746.3188 | 72555.9777 | 73374.4366 | 0 | 0 | 0 | 0
Option 3 | NPV | Net benefits | Option 3NPV |  | 320946.1852 |  | 0 | 0 | 0 | -8718.3091 | -7754.2037 | -7005.5544 | -6163.6387 | -4959.7015 | -3638.1815 | -2768.4802 | -2048.5731 | -1319.5335 | -581.3993 | 67074.8627 | 67831.0778 | 68596.2812 | 69370.4391 | 70153.5191 | 70945.4893 | 71746.3188 | 72555.9777 | 73374.4366 | 0 | 0 | 0 | 0
Option 3 | sens1 | Capex 10% higher | Option 3sens1 |  | 268099.1586 |  | 0 | 0 | 0 | -15409.2161 | -14445.1107 | -13696.4614 | -12854.5457 | -11650.6085 | -10329.0884 | -9459.3872 | -8739.48 | -8010.4405 | -7272.3062 | 67074.8627 | 67831.0778 | 68596.2812 | 69370.4391 | 70153.5191 | 70945.4893 | 71746.3188 | 72555.9777 | 73374.4366 | 0 | 0 | 0 | 0
Option 3 | sens2 | Capex 10% lower | Option 3sens2 |  | 373793.2118 |  | 0 | 0 | 0 | -2027.4022 | -1063.2968 | -314.6475 | 527.2682 | 1731.2054 | 3052.7255 | 3922.4267 | 4642.3339 | 5371.3734 | 6109.5077 | 67074.8627 | 67831.0778 | 68596.2812 | 69370.4391 | 70153.5191 | 70945.4893 | 71746.3188 | 72555.9777 | 73374.4366 | 0 | 0 | 0 | 0
Option 3 | sens3 | Total benefits 10% higher | Option 3sens3 |  | 405887.8304 |  | 0 | 0 | 0 | -2899.2331 | -1838.7171 | -1015.2029 | -89.0957 | 1235.2353 | 2688.9073 | 3645.5787 | 4437.4766 | 5239.42 | 6051.3677 | 73782.3489 | 74614.1856 | 75455.9093 | 76307.4831 | 77168.871 | 78040.0382 | 78920.9507 | 79811.5755 | 80711.8803 | 0 | 0 | 0 | 0
Option 3 | sens4 | Total benefits 10% lower | Option 3sens4 |  | 236004.5401 |  | 0 | 0 | 0 | -14537.3852 | -13669.6903 | -12995.9059 | -12238.1818 | -11154.6383 | -9965.2703 | -9182.5391 | -8534.6227 | -7878.4871 | -7214.1663 | 60367.3764 | 61047.9701 | 61736.6531 | 62433.3952 | 63138.1672 | 63850.9403 | 64571.6869 | 65300.3799 | 66036.993 | 0 | 0 | 0 | 0
Option 3 | sens5 | Capex 10% higher & Total benefits 10% lower | Option 3sens5 |  | 183157.5135 |  | 0 | 0 | 0 | -21228.2921 | -20360.5972 | -19686.8129 | -18929.0888 | -17845.5453 | -16656.1772 | -15873.4461 | -15225.5297 | -14569.3941 | -13905.0732 | 60367.3764 | 61047.9701 | 61736.6531 | 62433.3952 | 63138.1672 | 63850.9403 | 64571.6869 | 65300.3799 | 66036.993 | 0 | 0 | 0 | 0
Option 3 | sens | 0 | Option 3sens |  | 320946.1852 |  | 0 | 0 | 0 | -8718.3091 | -7754.2037 | -7005.5544 | -6163.6387 | -4959.7015 | -3638.1815 | -2768.4802 | -2048.5731 | -1319.5335 | -581.3993 | 67074.8627 | 67831.0778 | 68596.2812 | 69370.4391 | 70153.5191 | 70945.4893 | 71746.3188 | 72555.9777 | 73374.4366 | 0 | 0 | 0 | 0
Option 3 | sens | 0 | Option 3sens |  | 320946.1852 |  | 0 | 0 | 0 | -8718.3091 | -7754.2037 | -7005.5544 | -6163.6387 | -4959.7015 | -3638.1815 | -2768.4802 | -2048.5731 | -1319.5335 | -581.3993 | 67074.8627 | 67831.0778 | 68596.2812 | 69370.4391 | 70153.5191 | 70945.4893 | 71746.3188 | 72555.9777 | 73374.4366 | 0 | 0 | 0 | 0
Option 3 | sens | 0 | Option 3sens |  | 320946.1852 |  | 0 | 0 | 0 | -8718.3091 | -7754.2037 | -7005.5544 | -6163.6387 | -4959.7015 | -3638.1815 | -2768.4802 | -2048.5731 | -1319.5335 | -581.3993 | 67074.8627 | 67831.0778 | 68596.2812 | 69370.4391 | 70153.5191 | 70945.4893 | 71746.3188 | 72555.9777 | 73374.4366 | 0 | 0 | 0 | 0
Option 4 | NPV | Net benefits | Option 4NPV |  | 0 |  | 0 | 0 | 0 | 0 | 0 | 0 | 0 | 0 | 0 | 0 | 0 | 0 | 0 | 0 | 0 | 0 | 0 | 0 | 0 | 0 | 0 | 0 | 0 | 0 | 0 | 0
Option 4 | sens1 | Capex 10% higher | Option 4sens1 |  | 0 |  | 0 | 0 | 0 | 0 | 0 | 0 | 0 | 0 | 0 | 0 | 0 | 0 | 0 | 0 | 0 | 0 | 0 | 0 | 0 | 0 | 0 | 0 | 0 | 0 | 0 | 0
Option 4 | sens2 | Capex 10% lower | Option 4sens2 |  | 0 |  | 0 | 0 | 0 | 0 | 0 | 0 | 0 | 0 | 0 | 0 | 0 | 0 | 0 | 0 | 0 | 0 | 0 | 0 | 0 | 0 | 0 | 0 | 0 | 0 | 0 | 0
Option 4 | sens3 | Total benefits 10% higher | Option 4sens3 |  | 0 |  | 0 | 0 | 0 | 0 | 0 | 0 | 0 | 0 | 0 | 0 | 0 | 0 | 0 | 0 | 0 | 0 | 0 | 0 | 0 | 0 | 0 | 0 | 0 | 0 | 0 | 0
Option 4 | sens4 | Total benefits 10% lower | Option 4sens4 |  | 0 |  | 0 | 0 | 0 | 0 | 0 | 0 | 0 | 0 | 0 | 0 | 0 | 0 | 0 | 0 | 0 | 0 | 0 | 0 | 0 | 0 | 0 | 0 | 0 | 0 | 0 | 0
Option 4 | sens5 | Capex 10% higher & Total benefits 10% lower | Option 4sens5 |  | 0 |  | 0 | 0 | 0 | 0 | 0 | 0 | 0 | 0 | 0 | 0 | 0 | 0 | 0 | 0 | 0 | 0 | 0 | 0 | 0 | 0 | 0 | 0 | 0 | 0 | 0 | 0
Option 4 | sens | 0 | Option 4sens |  | 0 |  | 0 | 0 | 0 | 0 | 0 | 0 | 0 | 0 | 0 | 0 | 0 | 0 | 0 | 0 | 0 | 0 | 0 | 0 | 0 | 0 | 0 | 0 | 0 | 0 | 0 | 0
Option 4 | sens | 0 | Option 4sens |  | 0 |  | 0 | 0 | 0 | 0 | 0 | 0 | 0 | 0 | 0 | 0 | 0 | 0 | 0 | 0 | 0 | 0 | 0 | 0 | 0 | 0 | 0 | 0 | 0 | 0 | 0 | 0
Option 4 | sens | 0 | Option 4sens |  | 0 |  | 0 | 0 | 0 | 0 | 0 | 0 | 0 | 0 | 0 | 0 | 0 | 0 | 0 | 0 | 0 | 0 | 0 | 0 | 0 | 0 | 0 | 0 | 0 | 0 | 0 | 0
Option 5 | NPV | Net benefits | Option 5NPV |  | 0 |  | 0 | 0 | 0 | 0 | 0 | 0 | 0 | 0 | 0 | 0 | 0 | 0 | 0 | 0 | 0 | 0 | 0 | 0 | 0 | 0 | 0 | 0 | 0 | 0 | 0 | 0
Option 5 | sens1 | Capex 10% higher | Option 5sens1 |  | 0 |  | 0 | 0 | 0 | 0 | 0 | 0 | 0 | 0 | 0 | 0 | 0 | 0 | 0 | 0 | 0 | 0 | 0 | 0 | 0 | 0 | 0 | 0 | 0 | 0 | 0 | 0
Option 5 | sens2 | Capex 10% lower | Option 5sens2 |  | 0 |  | 0 | 0 | 0 | 0 | 0 | 0 | 0 | 0 | 0 | 0 | 0 | 0 | 0 | 0 | 0 | 0 | 0 | 0 | 0 | 0 | 0 | 0 | 0 | 0 | 0 | 0
Option 5 | sens3 | Total benefits 10% higher | Option 5sens3 |  | 0 |  | 0 | 0 | 0 | 0 | 0 | 0 | 0 | 0 | 0 | 0 | 0 | 0 | 0 | 0 | 0 | 0 | 0 | 0 | 0 | 0 | 0 | 0 | 0 | 0 | 0 | 0
Option 5 | sens4 | Total benefits 10% lower | Option 5sens4 |  | 0 |  | 0 | 0 | 0 | 0 | 0 | 0 | 0 | 0 | 0 | 0 | 0 | 0 | 0 | 0 | 0 | 0 | 0 | 0 | 0 | 0 | 0 | 0 | 0 | 0 | 0 | 0
Option 5 | sens5 | Capex 10% higher & Total benefits 10% lower | Option 5sens5 |  | 0 |  | 0 | 0 | 0 | 0 | 0 | 0 | 0 | 0 | 0 | 0 | 0 | 0 | 0 | 0 | 0 | 0 | 0 | 0 | 0 | 0 | 0 | 0 | 0 | 0 | 0 | 0
Option 5 | sens | 0 | Option 5sens |  | 0 |  | 0 | 0 | 0 | 0 | 0 | 0 | 0 | 0 | 0 | 0 | 0 | 0 | 0 | 0 | 0 | 0 | 0 | 0 | 0 | 0 | 0 | 0 | 0 | 0 | 0 | 0
Option 5 | sens | 0 | Option 5sens |  | 0 |  | 0 | 0 | 0 | 0 | 0 | 0 | 0 | 0 | 0 | 0 | 0 | 0 | 0 | 0 | 0 | 0 | 0 | 0 | 0 | 0 | 0 | 0 | 0 | 0 | 0 | 0
Option 5 | sens | 0 | Option 5sens |  | 0 |  | 0 | 0 | 0 | 0 | 0 | 0 | 0 | 0 | 0 | 0 | 0 | 0 | 0 | 0 | 0 | 0 | 0 | 0 | 0 | 0 | 0 | 0 | 0 | 0 | 0 | 0
RESULTS
|  | 0 | 0 | 0 | 1 | 1 |  | 2028-29: #NAME?
|  | Option 1 (base case) | Option 2 | Option 3 | Option 4 | Option 5 |  | 2026-27: Max; 2028-29: Preferred
NPV | None | 0 | 0.97543 | 0.32095 |  |  |  | 2026-27: #NAME?; 2028-29: Option 2
sens1 | Capex 10% higher | 0 | 0.53555 | 0.2681 |  |  |  | 2026-27: #NAME?; 2028-29: Option 2
sens2 | Capex 10% lower | 0 | 1.4153 | 0.37379 |  |  |  | 2026-27: #NAME?; 2028-29: Option 2
sens3 | Total benefits 10% higher | 0 | 1.5128 | 0.40589 |  |  |  | 2026-27: #NAME?; 2028-29: Option 2
sens4 | Total benefits 10% lower | 0 | 0.438 | 0.236 |  |  |  | 2026-27: #NAME?; 2028-29: Option 2
sens5 | Capex 10% higher & Total benefits 10% lower | 0 | -0.0018761 | 0.18316 |  |  |  | 2026-27: #NAME?; 2028-29: Option 3
sens | 0 | [6 empty] | 2026-27: #NAME?; 2028-29: #NAME?
sens | 0 | [6 empty] | 2026-27: #NAME?; 2028-29: #NAME?
sens | 0 | [6 empty] | 2026-27: #NAME?; 2028-29: #NAME?

## Workings_costs
Powercor
MNA transformer replacement
WORKINGS - COSTS
Option 1 - continue existing maintenance with no proactive replacement cost
|  |  | 2026-27 | 2027-28 | 2028-29 | 2029-30 | 2030-31 | 2031-32 | 2032-33 | 2033-34 | 2034-35 | 2035-36 | 2036-37 | 2037-38 | 2038-39 | 2039-40 | 2040-41 | 2041-42 | 2042-43 | 2043-44 | 2044-45 | 2045-46 | 2046-47 | 2047-48 | 2048-49 | 2049-50 | 2050-51
Opex
Relay annual maintenance cost ($)
|  | Total opex cost ($) | 0 | 0 | 0 | 0 | 0 | 0 | 0 | 0 | 0 | 0 | 0 | 0 | 0 | 0 | 0 | 0 | 0 | 0 | 0 | 0 | 0 | 0 | 0 | 0 | 0
Option 2 - Replace transformer #1 completed in 2028-2029
|  |  | 2026-27 | 2027-28 | 2028-29 | 2029-30 | 2030-31 | 2031-32 | 2032-33 | 2033-34 | 2034-35 | 2035-36 | 2036-37 | 2037-38 | 2038-39 | 2039-40 | 2040-41 | 2041-42 | 2042-43 | 2043-44 | 2044-45 | 2045-46 | 2046-47 | 2047-48 | 2048-49 | 2049-50 | 2050-51
|  | Tx capex profile ($) | 2027-28: 2490440.3167; 2028-29: 4980880.6333
|  | Total capex ($) | 0 | 2490440.3167 | 4980880.6333 | 0 | 0 | 0 | 0 | 0 | 0 | 0 | 0 | 0 | 0 | 0 | 0 | 0 | 0 | 0 | 0 | 0 | 0 | 0 | 0 | 0 | 0
|  |  | 2026-27 | 2027-28 | 2028-29 | 2029-30 | 2030-31 | 2031-32 | 2032-33 | 2033-34 | 2034-35 | 2035-36 | 2036-37 | 2037-38 | 2038-39 | 2039-40 | 2040-41 | 2041-42 | 2042-43 | 2043-44 | 2044-45 | 2045-46 | 2046-47 | 2047-48 | 2048-49 | 2049-50 | 2050-51
Opex
SWBD online monitoring annual cost ($)
|  | Total opex cost ($) | 0 | 0 | 0 | 0 | 0 | 0 | 0 | 0 | 0 | 0 | 0 | 0 | 0 | 0 | 0 | 0 | 0 | 0 | 0 | 0 | 0 | 0 | 0 | 0 | 0
Option 3 - Refurbish transformer #1 completed in 2027-2028
|  |  | 2026-27 | 2027-28 | 2028-29 | 2029-30 | 2030-31 | 2031-32 | 2032-33 | 2033-34 | 2034-35 | 2035-36 | 2036-37 | 2037-38 | 2038-39 | 2039-40 | 2040-41 | 2041-42 | 2042-43 | 2043-44 | 2044-45 | 2045-46 | 2046-47 | 2047-48 | 2048-49 | 2049-50 | 2050-51
|  | Tx capex profile ($) | 2027-28: 500000
|  | Total capex ($) | 0 | 500000 | 0 | 0 | 0 | 0 | 0 | 0 | 0 | 0 | 0 | 0 | 0 | 0 | 0 | 0 | 0 | 0 | 0 | 0 | 0 | 0 | 0 | 0 | 0
|  |  | 2026-27 | 2027-28 | 2028-29 | 2029-30 | 2030-31 | 2031-32 | 2032-33 | 2033-34 | 2034-35 | 2035-36 | 2036-37 | 2037-38 | 2038-39 | 2039-40 | 2040-41 | 2041-42 | 2042-43 | 2043-44 | 2044-45 | 2045-46 | 2046-47 | 2047-48 | 2048-49 | 2049-50 | 2050-51
Opex
SWBD online monitoring annual cost ($)
|  | Total opex cost ($) | 0 | 0 | 0 | 0 | 0 | 0 | 0 | 0 | 0 | 0 | 0 | 0 | 0 | 0 | 0 | 0 | 0 | 0 | 0 | 0 | 0 | 0 | 0 | 0 | 0

## Workings_risks
Powercor
MNA transformer replacement
WORKINGS - RISKS
Option 1 - continue existing maintenance with no proactive replacement cost
|  |  | 2026-27 | 2027-28 | 2028-29 | 2029-30 | 2030-31 | 2031-32 | 2032-33 | 2033-34 | 2034-35 | 2035-36 | 2036-37 | 2037-38 | 2038-39 | 2039-40 | 2040-41 | 2041-42 | 2042-43 | 2043-44 | 2044-45 | 2045-46 | 2046-47 | 2047-48 | 2048-49 | 2049-50 | 2050-51
Transformer risks
|  | Energy at Risk ($, Weighted) | 255517.5525 | 270179.1552 | 286940.1517 | 303122.9269 | 315530.5874 | 329556.2168 | 349893.1693 | 372270.0974 | 386745.8625 | 398594.8153 | 410592.3096 | 422737.6614 | 435030.2039 | 447469.2871 | 460054.2769 | 472784.5549 | 485659.5173 | 498678.5749 | 511841.1521 | 525146.6869 | 538594.6303 | 552184.4456 | 565915.6084 | 579787.6059 | 593799.9368
|  | Safety risk | 352.0445 | 364.6034 | 377.3431 | 390.2624 | 403.3602 | 416.6356 | 430.0875 | 443.7149 | 457.5168 | 471.4924 | 485.6406 | 499.9606 | 514.4516 | 529.1126 | 543.9429 | 558.9415 | 574.1077 | 589.4407 | 604.9397 | 620.604 | 636.4328 | 652.4254 | 652.4254 | 652.4254 | 652.4254
|  | Unplanned replacement risk | 17784.0667 | 18418.5022 | 19062.0666 | 19714.7046 | 20376.3625 | 21046.988 | 21726.5298 | 22414.9383 | 23112.1645 | 23818.1612 | 24532.8817 | 25256.2806 | 25988.3137 | 26728.9374 | 27478.1093 | 28235.7878 | 29001.932 | 29776.5022 | 30559.4593 | 31350.7648 | 32150.3812 | 32958.2717 | 32958.2717 | 32958.2717 | 32958.2717
|  | Unplanned fault risk | 1301.2366 | 1347.6574 | 1394.7462 | 1442.4988 | 1490.9115 | 1539.9803 | 1589.7014 | 1640.0714 | 1691.0865 | 1742.7433 | 1795.0385 | 1847.9686 | 1901.5305 | 1955.721 | 2010.5369 | 2065.9752 | 2122.033 | 2178.7073 | 2235.9952 | 2293.894 | 2352.4008 | 2411.5131 | 2411.5131 | 2411.5131 | 2411.5131
|  | Enviromental risk | 72556.25 | 72556.25 | 72556.25 | 72556.25 | 72556.25 | 72556.25 | 72556.25 | 72556.25 | 72556.25 | 72556.25 | 72556.25 | 72556.25 | 72556.25 | 72556.25 | 72556.25 | 72556.25 | 72556.25 | 72556.25 | 72556.25 | 72556.25 | 72556.25 | 72556.25 | 72556.25 | 72556.25 | 72556.25
|  | Total transformer risks | 347511.1503 | 362866.1682 | 380330.5576 | 397226.6427 | 410357.4716 | 425116.0706 | 446195.7381 | 469325.0719 | 484562.8803 | 497183.4622 | 509962.1204 | 522898.1213 | 535990.7497 | 549239.3081 | 562643.116 | 576201.5094 | 589913.84 | 603779.475 | 617797.7962 | 631968.1996 | 646290.0951 | 660762.9058 | 674494.0686 | 688366.0661 | 702378.397
Option 2 - Replace transformer #1 completed in 2028-2029
|  |  | 2026-27 | 2027-28 | 2028-29 | 2029-30 | 2030-31 | 2031-32 | 2032-33 | 2033-34 | 2034-35 | 2035-36 | 2036-37 | 2037-38 | 2038-39 | 2039-40 | 2040-41 | 2041-42 | 2042-43 | 2043-44 | 2044-45 | 2045-46 | 2046-47 | 2047-48 | 2048-49 | 2049-50 | 2050-51
Transformer risks
|  | Energy at Risk ($, Weighted) | 255517.5525 | 270179.1552 | 286940.1517 | 9761.5622 | 18036.3286 | 26206.6092 | 35072.8112 | 44553.3226 | 53301.1844 | 61749.077 | 70277.5304 | 78902.7341 | 87636.4135 | 96487.2769 | 105461.9112 | 114565.3636 | 123801.5364 | 133173.462 | 142683.5018 | 152333.491 | 162124.8489 | 172058.6613 | 182135.7453 | 192356.7001 | 202721.9463
|  | Safety risk | 352.0445 | 364.6034 | 377.3431 | 195.3752 | 202.473 | 209.8975 | 217.6198 | 225.6219 | 233.8907 | 242.4162 | 251.19 | 260.2055 | 269.4567 | 278.9385 | 288.6464 | 298.5764 | 308.7246 | 319.0879 | 329.6631 | 340.4474 | 351.438 | 362.6326 | 362.6326 | 362.6326 | 362.6326
|  | Unplanned replacement risk | 17784.0667 | 18418.5022 | 19062.0666 | 9869.6803 | 10228.2349 | 10603.2929 | 10993.3996 | 11397.6382 | 11815.3498 | 12246.0245 | 12689.2496 | 13144.6795 | 13612.0181 | 14091.0071 | 14581.4173 | 15083.0436 | 15595.7001 | 16119.2173 | 16653.4393 | 17198.2219 | 17753.4313 | 18318.9421 | 18318.9421 | 18318.9421 | 18318.9421
|  | Unplanned fault risk | 1301.2366 | 1347.6574 | 1394.7462 | 722.1514 | 748.3864 | 775.8289 | 804.3725 | 833.9501 | 864.5135 | 896.0254 | 928.4556 | 961.7788 | 995.9734 | 1031.0203 | 1066.903 | 1103.6063 | 1141.1167 | 1179.4218 | 1218.5101 | 1258.3711 | 1298.9951 | 1340.3728 | 1340.3728 | 1340.3728 | 1340.3728
|  | Enviromental risk | 72556.25 | 72556.25 | 72556.25 | 23793.75 | 23793.75 | 23793.75 | 23793.75 | 23793.75 | 23793.75 | 23793.75 | 23793.75 | 23793.75 | 23793.75 | 23793.75 | 23793.75 | 23793.75 | 23793.75 | 23793.75 | 23793.75 | 23793.75 | 23793.75 | 23793.75 | 23793.75 | 23793.75 | 23793.75
|  | Total transformer risks | 347511.1503 | 362866.1682 | 380330.5576 | 44342.5192 | 53009.173 | 61589.3785 | 70881.953 | 80804.2829 | 90008.6884 | 98927.2931 | 107940.1756 | 117063.1478 | 126307.6116 | 135681.9928 | 145192.6279 | 154844.3399 | 164640.8279 | 174584.9391 | 184678.8643 | 194924.2815 | 205322.4632 | 215874.3587 | 225951.4428 | 236172.3976 | 246537.6438
Option 3 - Refurbish transformer #1 completed in 2027-2028
|  |  | 2026-27 | 2027-28 | 2028-29 | 2029-30 | 2030-31 | 2031-32 | 2032-33 | 2033-34 | 2034-35 | 2035-36 | 2036-37 | 2037-38 | 2038-39 | 2039-40 | 2040-41 | 2041-42 | 2042-43 | 2043-44 | 2044-45 | 2045-46 | 2046-47 | 2047-48 | 2048-49 | 2049-50 | 2050-51
Transformer risks
|  | Energy at Risk ($, Weighted) | 255517.5525 | 270179.1552 | 272181.9962 | 287531.2422 | 299299.4229 | 312602.2188 | 331891.4934 | 353115.5354 | 366844.8358 | 378082.3606 | 389460.659 | 400979.0784 | 412636.9828 | 424433.7519 | 436368.7804 | 448441.478 | 460651.2682 | 472997.5882 | 485479.8884 | 498097.6317 | 510850.2935 | 523737.361 | 536758.3326 | 549912.7182 | 563200.0381
|  | Safety risk | 352.0445 | 364.6034 | 373.5697 | 386.3598 | 399.3266 | 412.4692 | 425.7866 | 439.2777 | 452.9416 | 466.7774 | 480.7842 | 494.961 | 509.3071 | 523.8215 | 538.5034 | 553.3521 | 568.3666 | 583.5463 | 598.8903 | 614.398 | 630.0685 | 645.9011 | 645.9011 | 645.9011 | 645.9011
|  | Unplanned replacement risk | 17784.0667 | 18418.5022 | 18108.9633 | 18728.9694 | 19357.5444 | 19994.6386 | 20640.2034 | 21294.1913 | 21956.5563 | 22627.2531 | 23306.2376 | 23993.4666 | 24688.898 | 25392.4906 | 26104.2039 | 26823.9984 | 27551.8354 | 28287.6771 | 29031.4863 | 29783.2265 | 30542.8621 | 31310.3581 | 31310.3581 | 31310.3581 | 31310.3581
|  | Unplanned fault risk | 1301.2366 | 1347.6574 | 1394.7462 | 1442.4988 | 1490.9115 | 1539.9803 | 1589.7014 | 1640.0714 | 1691.0865 | 1742.7433 | 1795.0385 | 1847.9686 | 1901.5305 | 1955.721 | 2010.5369 | 2065.9752 | 2122.033 | 2178.7073 | 2235.9952 | 2293.894 | 2352.4008 | 2411.5131 | 2411.5131 | 2411.5131 | 2411.5131
|  | Enviromental risk | 72556.25 | 72556.25 | 35984.375 | 35984.375 | 35984.375 | 35984.375 | 35984.375 | 35984.375 | 35984.375 | 35984.375 | 35984.375 | 35984.375 | 35984.375 | 35984.375 | 35984.375 | 35984.375 | 35984.375 | 35984.375 | 35984.375 | 35984.375 | 35984.375 | 35984.375 | 35984.375 | 35984.375 | 35984.375
|  | Total transformer risks | 347511.1503 | 362866.1682 | 328043.6503 | 344073.4452 | 356531.5804 | 370533.6819 | 390531.5598 | 412473.4509 | 426929.7952 | 438903.5095 | 451027.0942 | 463299.8497 | 475721.0934 | 488290.1599 | 501006.3996 | 513869.1787 | 526877.8782 | 540031.8939 | 553330.6352 | 566773.5252 | 580360 | 594089.5083 | 607110.48 | 620264.8655 | 633552.1854

## Tx risks
Powercor
MNA transformer replacement
Input Data - Station Configuration |  | Constants |  |  | POF METHOD | WEIBULL | Modifier (x) | Comment
Substation: | MNA | Major Failure CoC |  |  | PoF (#1) | 0.09569% | 100%
Asset Type | Transformer | Minor Failure CoC |  |  | PoF (#2) | 0.09569% | 100%
VCR | 48.576 | Major Failure CoC - used | 8965585.14 |  | PoF (#3) | 100% | 100%
Load Profile (PoE) | 50% | Minor Failure CoC - used | 164000 |  | PoF (#4) | 0% | 100%
Scenario #1: MNA - Transformer | Setting | Unit Price | Model Output | 2025 | 2026 | 2027 | 2028 | 2029 | 2030 | 2031 | 2032 | 2033 | 2034 | 2035 | 2036 | 2037 | 2038 | 2039 | 2040 | 2041 | 2042 | 2043 | 2044 | 2045 | 2046 | 2047 | 2048 | 2049 | 2050 | 2051 | 2052 | 2053 | 2054 | 2055 | 2056
Spare Available | 100% | 0 | Energy | 4656.2648 | 4888.5145 | 5171.2717 | 5492.8156 | 5810.3764 | 6044.4365 | 6306.1473 | 6703.7264 | 7143.9393 | 7419.244 | 7646.5516 | 7876.7088 | 8109.7024 | 8345.5197 | 8584.1482 | 8825.5758 | 9069.7905 | 9316.7809 | 9566.5355 | 9819.0433 | 10074.2937 | 10332.2759 | 10592.9798 | 10856.3953 | 11122.5125 | 11391.3219 | 11662.8139 | 11936.9795 | 11936.9795 | 11936.9795 | 11936.9795 | 11936.9795
Online Monitoring | 0% | 0 | Energy | 5837.2088 | 6127.3343 | 6473.6613 | 6873.5482 | 7243.0511 | 7548.337 | 7900.131 | 8367.9882 | 8876.3518 | 9227.3157 | 9510.0182 | 9796.2647 | 10086.039 | 10379.325 | 10676.1074 | 10976.3709 | 11280.1008 | 11587.2828 | 11897.9027 | 12211.9467 | 12529.4016 | 12850.2543 | 13174.4918 | 13502.1017 | 13833.0717 | 14167.39 | 14505.0447 | 14846.0245 | 14846.0245 | 14846.0245 | 14846.0245 | 14846.0245
Physical Separation | 0% | 300000 | Energy | 4656.2648 | 4888.5145 | 5171.2717 | 5492.8156 | 5810.3764 | 6044.4365 | 6306.1473 | 6703.7264 | 7143.9393 | 7419.244 | 7646.5516 | 7876.7088 | 8109.7024 | 8345.5197 | 8584.1482 | 8825.5758 | 9069.7905 | 9316.7809 | 9566.5355 | 9819.0433 | 10074.2937 | 10332.2759 | 10592.9798 | 10856.3953 | 11122.5125 | 11391.3219 | 11662.8139 | 11936.9795 | 11936.9795 | 11936.9795 | 11936.9795 | 11936.9795
More Frequent Maintenance | 0% | 4000 | Pr (Terminal Failure) | 0.1914% | 0.1984% | 0.2054% | 0.2126% | 0.2199% | 0.2273% | 0.2348% | 0.2423% | 0.25% | 0.2578% | 0.2657% | 0.2736% | 0.2817% | 0.2899% | 0.2981% | 0.3065% | 0.3149% | 0.3235% | 0.3321% | 0.3409% | 0.3497% | 0.3586% | 0.3676% | 0.3676% | 0.3676% | 0.3676% | 0.3676% | 0.3676% | 0.3676% | 0.3676% | 0.3676% | 0.3676%
Staggered Maintenance | 0% | 650 | Pr (Repairable Failure) | 0.7655% | 0.7934% | 0.8217% | 0.8505% | 0.8796% | 0.9091% | 0.939% | 0.9693% | 1% | 1.031% | 1.063% | 1.095% | 1.127% | 1.159% | 1.193% | 1.226% | 1.26% | 1.294% | 1.328% | 1.363% | 1.399% | 1.434% | 1.47% | 1.47% | 1.47% | 1.47% | 1.47% | 1.47% | 1.47% | 1.47% | 1.47% | 1.47%
Bunded | 0 | 300000
Refurbish Assets | 0 | 500000 | Energy at Risk ($, Weighted) | 243392.3796 | 255517.5525 | 270179.1552 | 286940.1517 | 303122.9269 | 315530.5874 | 329556.2168 | 349893.1693 | 372270.0974 | 386745.8625 | 398594.8153 | 410592.3096 | 422737.6614 | 435030.2039 | 447469.2871 | 460054.2769 | 472784.5549 | 485659.5173 | 498678.5749 | 511841.1521 | 525146.6869 | 538594.6303 | 552184.4456 | 565915.6084 | 579787.6059 | 593799.9368 | 607952.1106 | 622243.6475 | 622243.6475 | 622243.6475 | 622243.6475 | 622243.6475
Replace 1 Asset | 0% | 7471320.95 | Safety Risk | 339.6673 | 352.0445 | 364.6034 | 377.3431 | 390.2624 | 403.3602 | 416.6356 | 430.0875 | 443.7149 | 457.5168 | 471.4924 | 485.6406 | 499.9606 | 514.4516 | 529.1126 | 543.9429 | 558.9415 | 574.1077 | 589.4407 | 604.9397 | 620.604 | 636.4328 | 652.4254 | 652.4254 | 652.4254 | 652.4254 | 652.4254 | 652.4254 | 652.4254 | 652.4254 | 652.4254 | 652.4254
Replace 2 Assets | 0% | 0 | Unplanned Replacement Risk | 17158.8166 | 17784.0667 | 18418.5022 | 19062.0666 | 19714.7046 | 20376.3625 | 21046.988 | 21726.5298 | 22414.9383 | 23112.1645 | 23818.1612 | 24532.8817 | 25256.2806 | 25988.3137 | 26728.9374 | 27478.1093 | 28235.7878 | 29001.932 | 29776.5022 | 30559.4593 | 31350.7648 | 32150.3812 | 32958.2717 | 32958.2717 | 32958.2717 | 32958.2717 | 32958.2717 | 32958.2717 | 32958.2717 | 32958.2717 | 32958.2717 | 32958.2717
Replace 3 Assets | 0% | 0 | Unplanned Fault Risk | 1255.4879 | 1301.2366 | 1347.6574 | 1394.7462 | 1442.4988 | 1490.9115 | 1539.9803 | 1589.7014 | 1640.0714 | 1691.0865 | 1742.7433 | 1795.0385 | 1847.9686 | 1901.5305 | 1955.721 | 2010.5369 | 2065.9752 | 2122.033 | 2178.7073 | 2235.9952 | 2293.894 | 2352.4008 | 2411.5131 | 2411.5131 | 2411.5131 | 2411.5131 | 2411.5131 | 2411.5131 | 2411.5131 | 2411.5131 | 2411.5131 | 2411.5131
Addiitonal Asset | 0% | N/A | Unplanned Enviromental Risk | 72556.25 | 72556.25 | 72556.25 | 72556.25 | 72556.25 | 72556.25 | 72556.25 | 72556.25 | 72556.25 | 72556.25 | 72556.25 | 72556.25 | 72556.25 | 72556.25 | 72556.25 | 72556.25 | 72556.25 | 72556.25 | 72556.25 | 72556.25 | 72556.25 | 72556.25 | 72556.25 | 72556.25 | 72556.25 | 72556.25 | 72556.25 | 72556.25 | 72556.25 | 72556.25 | 72556.25 | 72556.25
Load Transfers | 100% | 0 | Unplanned Fire Risk | 0 | 0 | 0 | 0 | 0 | 0 | 0 | 0 | 0 | 0 | 0 | 0 | 0 | 0 | 0 | 0 | 0 | 0 | 0 | 0 | 0 | 0 | 0 | 0 | 0 | 0 | 0 | 0 | 0 | 0 | 0 | 0
Non-Network MW | 0 | 0 | Other | 0 | 0 | 0 | 0 | 0 | 0 | 0 | 0 | 0 | 0 | 0 | 0 | 0 | 0 | 0 | 0 | 0 | 0 | 0 | 0 | 0 | 0 | 0 | 0 | 0 | 0 | 0 | 0 | 0 | 0 | 0 | 0
|  | 0 | Option Capital Cost | 0 | 0 | 0 | 0 | 0 | 0 | 0 | 0 | 0 | 0 | 0 | 0 | 0 | 0 | 0 | 0 | 0 | 0 | 0 | 0 | 0 | 0 | 0 | 0 | 0 | 0 | 0 | 0 | 0 | 0 | 0 | 0
|  |  | Total Life Cycle Cost | 334702.6014 | 347511.1503 | 362866.1682 | 380330.5576 | 397226.6427 | 410357.4716 | 425116.0706 | 446195.7381 | 469325.0719 | 484562.8803 | 497183.4622 | 509962.1204 | 522898.1213 | 535990.7497 | 549239.3081 | 562643.116 | 576201.5094 | 589913.84 | 603779.475 | 617797.7962 | 631968.1996 | 646290.0951 | 660762.9058 | 674494.0686 | 688366.0661 | 702378.397 | 716530.5708 | 730822.1077 | 730822.1077 | 730822.1077 | 730822.1077 | 730822.1077
Input Data - Station Configuration |  | Constants |  | PoF (#4) 2026: POF METHOD; 0% 2027: WEIBULL; 100% 2028: Modifier (x); 100% 2029: Comment
Substation: | MNA | Major Failure CoC |  | PoF (#4) 2026: PoF (#1); 0% 2027: 0.09569%; 100% 2028: 100%
Asset Type | Transformer | Minor Failure CoC |  | PoF (#4) 2026: PoF (#2); 0% 2027: 0.09569%; 100% 2028: 100%
VCR | 48.576 | Major Failure CoC - used | 8965585.14 | PoF (#4) 2026: PoF (#3); 0% 2027: 100%; 100% 2028: 100%
Load Profile (PoE) | 50% | Minor Failure CoC - used | 164000 | PoF (#4) 2026: PoF (#4); 0% 2027: 0%; 100% 2028: 100%
Scenario #2: MNA - Transformer | Setting | Unit Price | Model Output | 2025 | 2026 | 2027 | 2028 | 2029 | 2030 | 2031 | 2032 | 2033 | 2034 | 2035 | 2036 | 2037 | 2038 | 2039 | 2040 | 2041 | 2042 | 2043 | 2044 | 2045 | 2046 | 2047 | 2048 | 2049 | 2050 | 2051 | 2052 | 2053 | 2054 | 2055 | 2056
Spare Available | 100% | 0 | Energy | 4656.2648 | 4888.5145 | 5171.2717 | 5492.8156 | 185.8814 | 343.2459 | 498.1877 | 667.675 | 849.7272 | 1016.2792 | 1177.4438 | 1340.1737 | 1504.7781 | 1671.481 | 1840.4487 | 2011.8069 | 2185.6516 | 2362.0572 | 2541.0813 | 2722.7687 | 2907.1541 | 3094.2643 | 3284.1195 | 3476.7351 | 3672.1221 | 3870.2881 | 4071.2379 | 4274.9743 | 4274.9743 | 4274.9743 | 4274.9743 | 4274.9743
Online Monitoring | 0% | 0 | Energy | 5837.2088 | 6127.3343 | 6473.6613 | 6873.5482 | 236.1249 | 436.7637 | 635.8855 | 848.8228 | 1074.5964 | 1286.262 | 1489.9141 | 1695.442 | 1903.235 | 2113.5752 | 2326.6723 | 2542.685 | 2761.7353 | 2983.9175 | 3209.3054 | 3437.9565 | 3669.9157 | 3905.218 | 4143.8905 | 4385.9537 | 4631.4228 | 4880.309 | 5132.6197 | 5388.3595 | 5388.3595 | 5388.3595 | 5388.3595 | 5388.3595
Physical Separation | 0% | 300000 | Energy | 4656.2648 | 4888.5145 | 5171.2717 | 5492.8156 | 185.8814 | 343.2459 | 498.1877 | 667.675 | 849.7272 | 1016.2792 | 1177.4438 | 1340.1737 | 1504.7781 | 1671.481 | 1840.4487 | 2011.8069 | 2185.6516 | 2362.0572 | 2541.0813 | 2722.7687 | 2907.1541 | 3094.2643 | 3284.1195 | 3476.7351 | 3672.1221 | 3870.2881 | 4071.2379 | 4274.9743 | 4274.9743 | 4274.9743 | 4274.9743 | 4274.9743
More Frequent Maintenance | 0% | 4000 | Pr (Terminal Failure) | 0.1914% | 0.1984% | 0.2054% | 0.2126% | 0.1101% | 0.1141% | 0.1183% | 0.1226% | 0.1271% | 0.1318% | 0.1366% | 0.1415% | 0.1466% | 0.1518% | 0.1572% | 0.1626% | 0.1682% | 0.174% | 0.1798% | 0.1857% | 0.1918% | 0.198% | 0.2043% | 0.2043% | 0.2043% | 0.2043% | 0.2043% | 0.2043% | 0.2043% | 0.2043% | 0.2043% | 0.2043%
Staggered Maintenance | 0% | 650 | Pr (Repairable Failure) | 0.7655% | 0.7934% | 0.8217% | 0.8505% | 0.4403% | 0.4563% | 0.4731% | 0.4905% | 0.5085% | 0.5271% | 0.5464% | 0.5661% | 0.5865% | 0.6073% | 0.6287% | 0.6506% | 0.6729% | 0.6958% | 0.7192% | 0.743% | 0.7673% | 0.7921% | 0.8173% | 0.8173% | 0.8173% | 0.8173% | 0.8173% | 0.8173% | 0.8173% | 0.8173% | 0.8173% | 0.8173%
Bunded | 0 | 300000
Refurbish Assets | 0 | 500000 | Energy at Risk ($, Weighted) | 243392.3796 | 255517.5525 | 270179.1552 | 286940.1517 | 9761.5622 | 18036.3286 | 26206.6092 | 35072.8112 | 44553.3226 | 53301.1844 | 61749.077 | 70277.5304 | 78902.7341 | 87636.4135 | 96487.2769 | 105461.9112 | 114565.3636 | 123801.5364 | 133173.462 | 142683.5018 | 152333.491 | 162124.8489 | 172058.6613 | 182135.7453 | 192356.7001 | 202721.9463 | 213231.7582 | 223886.2897 | 223886.2897 | 223886.2897 | 223886.2897 | 223886.2897
Replace 1 Asset | 100% | 7471320.95 | Safety Risk | 339.6673 | 352.0445 | 364.6034 | 377.3431 | 195.3752 | 202.473 | 209.8975 | 217.6198 | 225.6219 | 233.8907 | 242.4162 | 251.19 | 260.2055 | 269.4567 | 278.9385 | 288.6464 | 298.5764 | 308.7246 | 319.0879 | 329.6631 | 340.4474 | 351.438 | 362.6326 | 362.6326 | 362.6326 | 362.6326 | 362.6326 | 362.6326 | 362.6326 | 362.6326 | 362.6326 | 362.6326
Replace 2 Assets | 0% | 0 | Unplanned Replacement Risk | 17158.8166 | 17784.0667 | 18418.5022 | 19062.0666 | 9869.6803 | 10228.2349 | 10603.2929 | 10993.3996 | 11397.6382 | 11815.3498 | 12246.0245 | 12689.2496 | 13144.6795 | 13612.0181 | 14091.0071 | 14581.4173 | 15083.0436 | 15595.7001 | 16119.2173 | 16653.4393 | 17198.2219 | 17753.4313 | 18318.9421 | 18318.9421 | 18318.9421 | 18318.9421 | 18318.9421 | 18318.9421 | 18318.9421 | 18318.9421 | 18318.9421 | 18318.9421
Replace 3 Assets | 0% | 0 | Unplanned Fault Risk | 1255.4879 | 1301.2366 | 1347.6574 | 1394.7462 | 722.1514 | 748.3864 | 775.8289 | 804.3725 | 833.9501 | 864.5135 | 896.0254 | 928.4556 | 961.7788 | 995.9734 | 1031.0203 | 1066.903 | 1103.6063 | 1141.1167 | 1179.4218 | 1218.5101 | 1258.3711 | 1298.9951 | 1340.3728 | 1340.3728 | 1340.3728 | 1340.3728 | 1340.3728 | 1340.3728 | 1340.3728 | 1340.3728 | 1340.3728 | 1340.3728
Addiitonal Asset | 0% | N/A | Unplanned Enviromental Risk | 72556.25 | 72556.25 | 72556.25 | 72556.25 | 23793.75 | 23793.75 | 23793.75 | 23793.75 | 23793.75 | 23793.75 | 23793.75 | 23793.75 | 23793.75 | 23793.75 | 23793.75 | 23793.75 | 23793.75 | 23793.75 | 23793.75 | 23793.75 | 23793.75 | 23793.75 | 23793.75 | 23793.75 | 23793.75 | 23793.75 | 23793.75 | 23793.75 | 23793.75 | 23793.75 | 23793.75 | 23793.75
Load Transfers | 100% | 0 | Unplanned Fire Risk | 0 | 0 | 0 | 0 | 0 | 0 | 0 | 0 | 0 | 0 | 0 | 0 | 0 | 0 | 0 | 0 | 0 | 0 | 0 | 0 | 0 | 0 | 0 | 0 | 0 | 0 | 0 | 0 | 0 | 0 | 0 | 0
Non-Network MW | 0 | 0 | Other | 0 | 0 | 0 | 0 | 0 | 0 | 0 | 0 | 0 | 0 | 0 | 0 | 0 | 0 | 0 | 0 | 0 | 0 | 0 | 0 | 0 | 0 | 0 | 0 | 0 | 0 | 0 | 0 | 0 | 0 | 0 | 0
|  | 0 | Option Capital Cost | 0 | 0 | 0 | 0 | 318530.1275 | 318530.1275 | 318530.1275 | 318530.1275 | 318530.1275 | 318530.1275 | 318530.1275 | 318530.1275 | 318530.1275 | 318530.1275 | 318530.1275 | 318530.1275 | 318530.1275 | 318530.1275 | 318530.1275 | 318530.1275 | 318530.1275 | 318530.1275 | 318530.1275 | 318530.1275 | 318530.1275 | 318530.1275 | 318530.1275 | 318530.1275 | 318530.1275 | 318530.1275 | 318530.1275 | 318530.1275
|  |  | Total Life Cycle Cost | 334702.6014 | 347511.1503 | 362866.1682 | 380330.5576 | 362872.6467 | 371539.3004 | 380119.506 | 389412.0805 | 399334.4103 | 408538.8159 | 417457.4205 | 426470.303 | 435593.2753 | 444837.7391 | 454212.1203 | 463722.7554 | 473374.4674 | 483170.9553 | 493115.0665 | 503208.9917 | 513454.4089 | 523852.5907 | 534404.4862 | 544481.5703 | 554702.525 | 565067.7712 | 575577.5832 | 586232.1146 | 586232.1146 | 586232.1146 | 586232.1146 | 586232.1146
Input Data - Station Configuration |  | Constants |  | PoF (#4) 2026: POF METHOD; 0% 2027: WEIBULL; 100% 2028: Modifier (x); 100% 2029: Comment
Substation: | MNA | Major Failure CoC |  | PoF (#4) 2026: PoF (#1); 0% 2027: 0.08612%; 100% 2028: 90%
Asset Type | Transformer | Minor Failure CoC |  | PoF (#4) 2026: PoF (#2); 0% 2027: 0.09569%; 100% 2028: 100%
VCR | 48.576 | Major Failure CoC - used | 8965585.14 | PoF (#4) 2026: PoF (#3); 0% 2027: 100%; 100% 2028: 100%
Load Profile (PoE) | 50% | Minor Failure CoC - used | 164000 | PoF (#4) 2026: PoF (#4); 0% 2027: 0%; 100% 2028: 100%
Scenario #3: MNA - Transformer | Setting | Unit Price | Model Output | 2025 | 2026 | 2027 | 2028 | 2029 | 2030 | 2031 | 2032 | 2033 | 2034 | 2035 | 2036 | 2037 | 2038 | 2039 | 2040 | 2041 | 2042 | 2043 | 2044 | 2045 | 2046 | 2047 | 2048 | 2049 | 2050 | 2051 | 2052 | 2053 | 2054 | 2055 | 2056
Spare Available | 100% | 0 | Energy | 4416.8336 | 4637.1221 | 4905.3185 | 5210.3043 | 5511.509 | 5733.5054 | 5981.728 | 6358.826 | 6776.3605 | 7037.4684 | 7253.0465 | 7471.3252 | 7692.292 | 7915.9346 | 8142.2411 | 8371.2 | 8602.7999 | 8837.0298 | 9073.8788 | 9313.3364 | 9555.3923 | 9800.0365 | 10047.2591 | 10297.0505 | 10549.4012 | 10804.3022 | 11061.7443 | 11321.7188 | 11321.7188 | 11321.7188 | 11321.7188 | 11321.7188
Online Monitoring | 0% | 0 | Energy | 5537.052 | 5812.2355 | 6140.7276 | 6520.0219 | 6870.4915 | 7160.0441 | 7493.7093 | 7937.463 | 8419.6308 | 8752.4972 | 9020.6117 | 9292.0848 | 9566.9011 | 9845.0453 | 10126.5027 | 10411.2588 | 10699.2995 | 10990.6111 | 11285.1802 | 11582.9935 | 11884.0384 | 12188.3023 | 12495.773 | 12806.4384 | 13120.287 | 13437.3072 | 13757.4879 | 14080.8181 | 14080.8181 | 14080.8181 | 14080.8181 | 14080.8181
Physical Separation | 0% | 300000 | Energy | 4416.8336 | 4637.1221 | 4905.3185 | 5210.3043 | 5511.509 | 5733.5054 | 5981.728 | 6358.826 | 6776.3605 | 7037.4684 | 7253.0465 | 7471.3252 | 7692.292 | 7915.9346 | 8142.2411 | 8371.2 | 8602.7999 | 8837.0298 | 9073.8788 | 9313.3364 | 9555.3923 | 9800.0365 | 10047.2591 | 10297.0505 | 10549.4012 | 10804.3022 | 11061.7443 | 11321.7188 | 11321.7188 | 11321.7188 | 11321.7188 | 11321.7188
More Frequent Maintenance | 0% | 4000 | Pr (Terminal Failure) | 0.1818% | 0.1884% | 0.1952% | 0.202% | 0.2089% | 0.2159% | 0.223% | 0.2302% | 0.2375% | 0.2449% | 0.2524% | 0.26% | 0.2676% | 0.2754% | 0.2832% | 0.2912% | 0.2992% | 0.3073% | 0.3155% | 0.3238% | 0.3322% | 0.3407% | 0.3492% | 0.3492% | 0.3492% | 0.3492% | 0.3492% | 0.3492% | 0.3492% | 0.3492% | 0.3492% | 0.3492%
Staggered Maintenance | 0% | 650 | Pr (Repairable Failure) | 0.7655% | 0.7934% | 0.8217% | 0.8505% | 0.8796% | 0.9091% | 0.939% | 0.9693% | 1% | 1.031% | 1.063% | 1.095% | 1.127% | 1.159% | 1.193% | 1.226% | 1.26% | 1.294% | 1.328% | 1.363% | 1.399% | 1.434% | 1.47% | 1.47% | 1.47% | 1.47% | 1.47% | 1.47% | 1.47% | 1.47% | 1.47% | 1.47%
Bunded | 0 | 300000
Refurbish Assets | 1 | 500000 | Energy at Risk ($, Weighted) | 230876.828 | 242377.5371 | 256284.123 | 272181.9962 | 287531.2422 | 299299.4229 | 312602.2188 | 331891.4934 | 353115.5354 | 366844.8358 | 378082.3606 | 389460.659 | 400979.0784 | 412636.9828 | 424433.7519 | 436368.7804 | 448441.478 | 460651.2682 | 472997.5882 | 485479.8884 | 498097.6317 | 510850.2935 | 523737.361 | 536758.3326 | 549912.7182 | 563200.0381 | 576619.8232 | 590171.6145 | 590171.6145 | 590171.6145 | 590171.6145 | 590171.6145
Replace 1 Asset | 0% | 7471320.95 | Safety Risk | 336.2706 | 348.524 | 360.9574 | 373.5697 | 386.3598 | 399.3266 | 412.4692 | 425.7866 | 439.2777 | 452.9416 | 466.7774 | 480.7842 | 494.961 | 509.3071 | 523.8215 | 538.5034 | 553.3521 | 568.3666 | 583.5463 | 598.8903 | 614.398 | 630.0685 | 645.9011 | 645.9011 | 645.9011 | 645.9011 | 645.9011 | 645.9011 | 645.9011 | 645.9011 | 645.9011 | 645.9011
Replace 2 Assets | 0% | 0 | Unplanned Replacement Risk | 16300.8758 | 16894.8634 | 17497.5771 | 18108.9633 | 18728.9694 | 19357.5444 | 19994.6386 | 20640.2034 | 21294.1913 | 21956.5563 | 22627.2531 | 23306.2376 | 23993.4666 | 24688.898 | 25392.4906 | 26104.2039 | 26823.9984 | 27551.8354 | 28287.6771 | 29031.4863 | 29783.2265 | 30542.8621 | 31310.3581 | 31310.3581 | 31310.3581 | 31310.3581 | 31310.3581 | 31310.3581 | 31310.3581 | 31310.3581 | 31310.3581 | 31310.3581
Replace 3 Assets | 0% | 0 | Unplanned Fault Risk | 1255.4879 | 1301.2366 | 1347.6574 | 1394.7462 | 1442.4988 | 1490.9115 | 1539.9803 | 1589.7014 | 1640.0714 | 1691.0865 | 1742.7433 | 1795.0385 | 1847.9686 | 1901.5305 | 1955.721 | 2010.5369 | 2065.9752 | 2122.033 | 2178.7073 | 2235.9952 | 2293.894 | 2352.4008 | 2411.5131 | 2411.5131 | 2411.5131 | 2411.5131 | 2411.5131 | 2411.5131 | 2411.5131 | 2411.5131 | 2411.5131 | 2411.5131
Addiitonal Asset | 0% | N/A | Unplanned Enviromental Risk | 35984.375 | 35984.375 | 35984.375 | 35984.375 | 35984.375 | 35984.375 | 35984.375 | 35984.375 | 35984.375 | 35984.375 | 35984.375 | 35984.375 | 35984.375 | 35984.375 | 35984.375 | 35984.375 | 35984.375 | 35984.375 | 35984.375 | 35984.375 | 35984.375 | 35984.375 | 35984.375 | 35984.375 | 35984.375 | 35984.375 | 35984.375 | 35984.375 | 35984.375 | 35984.375 | 35984.375 | 35984.375
Load Transfers | 100% | 0 | Unplanned Fire Risk | 0 | 0 | 0 | 0 | 0 | 0 | 0 | 0 | 0 | 0 | 0 | 0 | 0 | 0 | 0 | 0 | 0 | 0 | 0 | 0 | 0 | 0 | 0 | 0 | 0 | 0 | 0 | 0 | 0 | 0 | 0 | 0
Non-Network MW | 0 | 0 | Other | 0 | 0 | 0 | 0 | 0 | 0 | 0 | 0 | 0 | 0 | 0 | 0 | 0 | 0 | 0 | 0 | 0 | 0 | 0 | 0 | 0 | 0 | 0 | 0 | 0 | 0 | 0 | 0 | 0 | 0 | 0 | 0
|  | 0 | Option Capital Cost | 0 | 0 | 0 | 60120.6839 | 60120.6839 | 60120.6839 | 60120.6839 | 60120.6839 | 60120.6839 | 60120.6839 | 60120.6839 | 60120.6839 | 60120.6839 | 60120.6839 | 60120.6839 | 60120.6839 | 60120.6839 | 60120.6839 | 60120.6839 | 60120.6839 | 60120.6839 | 60120.6839 | 60120.6839 | 60120.6839 | 60120.6839 | 60120.6839 | 60120.6839 | 60120.6839 | 60120.6839 | 60120.6839 | 60120.6839 | 60120.6839
|  |  | Total Life Cycle Cost | 284753.8373 | 296906.5361 | 311474.69 | 388164.3343 | 404194.1291 | 416652.2644 | 430654.3658 | 450652.2438 | 472594.1348 | 487050.4792 | 499024.1934 | 511147.7782 | 523420.5336 | 535841.7774 | 548410.8438 | 561127.0835 | 573989.8626 | 586998.5622 | 600152.5778 | 613451.3191 | 626894.2091 | 640480.6839 | 654210.1922 | 667231.1639 | 680385.5494 | 693672.8694 | 707092.6545 | 720644.4458 | 720644.4458 | 720644.4458 | 720644.4458 | 720644.4458

## Misc_calcs
Powercor
MNA transformer replacement
ESCALATION & OTHER
| Year end |  |  | 2021-06-30 | 2022-06-30 | 2023-06-30 | 2024-06-30 | 2025-06-30 | 2026-06-30
| Actual/forecast CPI (June to June) |  |  | 0% | 0.8606% | 3.498% | 7.832% | 4.052% | 3%
| HY ending |  |  | 2021-06-30 | 2021-12-31 | 2022-06-30 | 2022-12-31 | 2023-06-30 | 2023-12-31 | 2024-06-30 | 2024-12-31 | 2025-06-30 | 2025-12-31 | 2026-06-30
| FY ending |  |  | 2021-06-30 | 2022-06-30 | 2022-06-30 | 2023-06-30 | 2023-06-30 | 2024-06-30 | 2024-06-30 | 2025-06-30 | 2025-06-30 | 2026-06-30 | 2026-06-30
| Actual/forecast CPI (June to June) |  |  | 0% | 0.8606% | 0.8606% | 3.498% | 3.498% | 7.832% | 7.832% | 4.052% | 4.052% | 3% | 3%
| Actual cumulative HY escalation |  |  | 1 | 1.0043 | 1.0086 | 1.0261 | 1.0439 | 1.084 | 1.1256 | 1.1482 | 1.1713 | 1.1887 | 1.2064
| Convert from input dollars | 2023-12-31 | 1.084
| To output dollars | 2026-06-30 | 1.2064
| Conversion from input dollars to output dollars |  | 1.1129
| Convert from VCR date | 2023-12-31 | 1.084
| To input dollars | 2023-12-31 | 1.084
| VCR escalation |  | 1
| Start_year | 2026-27
FIRST YEAR
| Option | First year | Option included
| Option 2 | 2 | TRUE
| Option 3 | 2 | TRUE
| Option 4 | Not used | FALSE
| Option 5 | Not used | FALSE
| First year | 2
FLAGS
| Option 1 (base case) | FALSE | FALSE
FALSE
FALSE
| Option 2 | FALSE | FALSE
FALSE
FALSE
| Option 3 | FALSE | FALSE
FALSE
FALSE
| Option 4 | FALSE | FALSE
FALSE
FALSE
| Option 5 | FALSE | FALSE
FALSE
FALSE
Message | !! Capex asset life required !!
!

## Data
Powercor
MNA transformer replacement
DATA
Options
|  | Not used | Text |  | Flags for compliance project
Option1 | Option 1 (base case) | FALSE |  | Option 1 (base case): No change to existing practices | FALSE
Option2 | Option 2 | FALSE |  |  | FALSE
Option3 | Option 3 | FALSE |  |  | FALSE
Option4 | Option 4 | TRUE | Not used |  | TRUE
Option5 | Option 5 | TRUE | Not used |  | TRUE
Compliance project |  |  | Yes | FALSE
No change to existing practices
Not applicable (compliance)
For conditional formatting of preferred option on Summary :
< Enter description >
Categories
Short categ
| Capital expenditure | -1
| Annualised capex | -1
| Operating expenditure | -1
| Risk mitigated | 1
| Other benefits value | 1
| Net benefits | 1
| Total risk cost | 1
Benefits
|  | Short categ | Flag to include | Units | Defined value
1 | Unserved energy | Energy | FALSE | MWh | FALSE
2 | Safety | Safety | FALSE | $ | TRUE
3 | Unplanned replacement | UnRepl | FALSE | $ | TRUE
4 | Bushfire | Fire | FALSE | $ | TRUE
5 | Reduction in CO2 emissions | Carbon | TRUE | MWh | FALSE
6 | Reliability in worst-served areas | Other | TRUE | MWh | FALSE
7 | Network resilience | Other | TRUE | MWh | FALSE
8 | Enabling solar exports | Other | TRUE | MWh | FALSE
9 | Aesthetics | Other | TRUE | Customers impacted | FALSE
10 | Customer value of time - residential | Other | TRUE | Customer minutes | FALSE
11 | Customer value of time - business | Other | TRUE | Customer minutes | FALSE
12 | Communication | Other | TRUE | Customers impacted | FALSE
13 | Information accessibility | Other | TRUE | Customers impacted | FALSE
Value of benefits
Powercor
| Reliability in worst-served areas | per MWh | 151432.8174
| Network resilience | per MWh | 24590
| Enabling solar exports | per MWh | 88.3577
| Aesthetics | per customer impacted | 0
| Customer value of time - residential | per minute customer time | 0.35181
| Customer value of time - business | per minute customer time | 0.35181
| Communication | per customer impacted | 0
| Information accessibility | per customer impacted | 0
Conversions
| thous_conv | 1000
| mill_conv | 1000000
Message
| Message | Enter asset life
Error message |  | Remove inputs prior to start year
Disproportionate factors applied to various bushfire and other risk valuations
| - Select - |  |  |  | 0
| Harm to property from network |  |  |  | 1
| Harm to property from bushfire |  |  |  | 1
| Harm to environment |  |  |  | 1
| Safety - Public trespass |  |  |  | 1
| Safety - Single fatality or serious injury ^ |  |  |  | 3
| Safety from bushfire in HBRA |  |  |  | 3
| Safety - Multiple fatality or serious injury ^ |  |  |  | 6
| Safety from bushfire (REFCL declared areas) |  |  |  | 6
| Safety from bushfire (electric line construction areas) |  |  |  | 10
Total annualised capex
Energy at risk value
Total other benefits
DROPDOWN LISTS
| Business |  |  |  | Type | Include | Dollar inputs - month |  |  | Not used options | Conversions | Dollar inputs - year | Compliance | Capex first year
| CitiPower | CP | CP: |  | - Select - | 0 | June | 6 | CY | Not used |  | 2026 | No | 2026-27
| Powercor | PA | PAL: |  | Capex | 1899-12-31 | December | 12 | FY |  |  | 2025 | Yes | 2025-26
| United Energy | UE | UE: |  | Opex | [6 empty] | 2024 |  | 2024-25
2023
2022
2021
2020