## Cover
Powercor
Regulatory proposal 2026-31
CHA transformer
| Model number: | 4.02
2025-01-31
15

## Summary
Powercor
CHA transformer replacement
SUMMARY
RESULTS
|  |  |  | PV of costs | PV of benefits | NPV
| Option |  |  | 2026-06-30 | 2026-06-30 | 2026-06-30
| Option 1 (base case) | No change to existing practices |  | 0 | 0 | 0
| Option 2 | Replace transformer #2 completed in 2026-2027 |  | -4.5084 | 5.7029 | 1.1945
| Option 3 | Refurb transformer #2 completed in 2026-2027 |  | -0.54697 | 1.3107 | 0.76378
| Option 4 | 0
| Option 5 | 0
NPV
| Preferred option: |  |  | 2026-06-30
| Option 2 | Replace transformer #2 completed in 2026-2027 |  | 1.1945
PREFERRED OPTION
Preferred Option
Option 2
| Expenditure forecast | 2026-06-30 | 2026-27 | 2027-28 | 2028-29 | 2029-30 | 2030-31 |  | Total
| Capital expenditure |  | 5.3572 | 2.6786 | 0 | 0 | 0 |  | 8.0358
| Operating expenditure |  | 0 | 0 | 0 | 0 | 0 |  | 0
CHART
| Capex and risk ($M, 2026) |  | Value of expected unserved energy ($M, 2026)
SENSITIVITIES
| Sensitivity | 2026-06-30 | Option 1 (base case) | Option 2 | Option 3 | Option 4 | Option 5 |  | Preferred option
| None |  | 0 | 1.1945 | 0.76378 |  |  |  | Option 2
| Capex 10% higher |  | 0 | 0.74366 | 0.70909 |  |  |  | Option 2
| Capex 10% lower |  | 0 | 1.6453 | 0.81848 |  |  |  | Option 2
| Total benefits 10% higher |  | 0 | 1.7648 | 0.89486 |  |  |  | Option 2
| Total benefits 10% lower |  | 0 | 0.62421 | 0.63271 |  |  |  | Option 3
| Capex 10% higher & Total benefits 10% lower |  | 0 | 0.17338 | 0.57801 |  |  |  | Option 3
| 0 | [7 empty] | #NAME?
| 0 | [6 empty] | 0 | #NAME?
|  | 0 | [6 empty] | #NAME?
0

## Assumptions
Powercor
CHA transformer replacement
Project
|  | Business: |  | Powercor
|  | Descripton: |  | CHA transformer replacement
|  | Date of cost inputs: |  | December |  | 2023
|  | Option |  | Description
|  | Option 1 (base case) |  | No change to existing practices
|  | Option 2 |  | Replace transformer #2 completed in 2026-2027
|  | Option 3 |  | Refurb transformer #2 completed in 2026-2027
Option 4
Option 5
|  | Compliance project |  | No
|  | Expenditure starts |  | 2026-27 | [start]
Timing & WACC
|  | Input dollars |  |  |  | 2023-12-31 | [input_dollars]
|  | Pre-tax real WACC |  |  |  | 3.5% | [real_disc]
|  | VCR date |  |  |  | 2023-12-31 | [vcr_date]
|  | Analysis period (years) |  |  |  | 20 | [years]\
|  | Output dollars |  |  |  | 2026-06-30 | [output_dollars]
|  | Other benefits date |  |  |  | 2023-12-31 | [custval_date]
|  | Value of CO2 reductions input date |  |  |  | 2023-06-30
VCR
|  | Enter ZSS code >> | eg. AR | CHA |  | Cohuna | 48008.7507 | 2023 VCR ($/MWh)
Risks
SAFETY
|  | Value of statistical life |  |  |  | 5400000 | 2023-06-30
|  | Value of injury |  |  |  | 0 | 2023-12-31
Disproportionate factors applied to various bushfire and other risk valuations
|  | Harm to property from network |  |  |  | 1
|  | Harm to property from bushfire |  |  |  | 1
|  | Harm to environment |  |  |  | 1
|  | Safety - Public trespass |  |  |  | 1
|  | Safety - Single fatality or serious injury ^ |  |  |  | 3
|  | Safety from bushfire in HBRA |  |  |  | 3
|  | Safety - Multiple fatality or serious injury ^ |  |  |  | 6
|  | Safety from bushfire (REFCL declared areas) |  |  |  | 6
|  | Safety from bushfire (electric line construction areas) |  |  |  | 10
^ Public or employee
|  | Incident type |  |  |  | Value | Probability | DF selected | Description/comment
|  | Safety (fatality) |  |  |  | 5607473.5197 | 0 | 0 | 0
|  | Safety (injury) |  |  |  | 0 | 0 | 0 | 0
UNPLANNED REPLACEMENT/REPAIR
|  | Major failure (replace) |  |  |  | 0 | 2023-12-31
|  | Minor failure (repair) |  |  |  | 0 | 2023-12-31
|  | Premium for failure |  |  |  | 20%
Other benefits
| ENVIRONMENTAL | [8 empty] | 2026-27 | 2027-28 | 2028-29 | 2029-30 | 2030-31 | 2031-32
|  | Value of CO2 reductions |  |  |  |  | 2023-06-30 | $/kWh |  | 0.02473 | 0.022341 | 0.020196 | 0.018063 | 0.015913 | 0.013715
| CUSTOMER VALUE |  |  |  |  | Value
|  | Reliability in worst-served areas |  |  |  | 151432.8174 | 2023-12-31 | per MWh
|  | Network resilience |  |  |  | 24590 | 2023-12-31 | per MWh
|  | Enabling solar exports |  |  |  | 88.3577 | 2023-12-31 | per MWh
|  | Aesthetics |  |  |  | 0 | 2023-12-31 | per customer
|  | Customer value of time - residential |  |  |  | 0.35181 | 2023-12-31 | per customer minute
|  | Customer value of time - business |  |  |  | 0.35181 | 2023-12-31 | per customer minute
|  | Communication |  |  |  | 0 | 2023-12-31 | per customer
|  | Information accessibility |  |  |  | 0 | 2023-12-31 | per customer
Sensitivities
[6 empty] | Capex | Total benefits
| 1 | Capex 10% higher |  |  |  | 10% | 0%
| 2 | Capex 10% lower |  |  |  | -10% | 0%
| 3 | Total benefits 10% higher |  |  |  | 0% | 10%
| 4 | Total benefits 10% lower |  |  |  | 0% | -10%
| 5 | Capex 10% higher & Total benefits 10% lower |  |  |  | 10% | -10%

## Option1 (base case)
Powercor
CHA transformer replacement
OPTION 1 (base case)
Count |  |  |  |  | 0 | 1 | 2 | 3 | 4 | 5 | 6 | 7 | 8 | 9 | 10 | 11 | 12 | 13 | 14 | 15 | 16 | 17 | 18 | 19 | 20 | 21 | 22 | 23 | 24 | 25
Value of CO2 reductions |  |  |  | $/MWh |  | 24.7305 | 22.3407 | 20.1963 | 18.0629 | 15.9134 | 13.7151 | 13.7151 | 13.7151 | 13.7151 | 13.7151 | 13.7151 | 13.7151 | 13.7151 | 13.7151 | 13.7151 | 13.7151 | 13.7151 | 13.7151 | 13.7151 | 13.7151 | 13.7151 | 13.7151 | 13.7151 | 13.7151 | 13.7151
|  |  |  | Units | 2026-06-30 | 2026-27 | 2027-28 | 2028-29 | 2029-30 | 2030-31 | 2031-32 | 2032-33 | 2033-34 | 2034-35 | 2035-36 | 2036-37 | 2037-38 | 2038-39 | 2039-40 | 2040-41 | 2041-42 | 2042-43 | 2043-44 | 2044-45 | 2045-46 | 2046-47 | 2047-48 | 2048-49 | 2049-50 | 2050-51
INVESTMENT & OPERATING COST
| Capex |  | Asset life (yrs)
| < Enter description > |  | 0 | 2023-12-31 |  | 0 | 0 | 0 | 0 | 0 | 0 | 0 | 0 | 0 | 0 | 0 | 0 | 0 | 0 | 0 | 0 | 0 | 0 | 0 | 0 | 0 | 0 | 0 | 0 | 0
| < Enter description > |  | 0 | 2023-12-31 |  | 0 | 0 | 0 | 0 | 0 | 0 | 0 | 0 | 0 | 0 | 0 | 0 | 0 | 0 | 0 | 0 | 0 | 0 | 0 | 0 | 0 | 0 | 0 | 0 | 0
| < Enter description > |  | 0 | 2023-12-31 |  | 0 | 0 | 0 | 0 | 0 | 0 | 0 | 0 | 0 | 0 | 0 | 0 | 0 | 0 | 0 | 0 | 0 | 0 | 0 | 0 | 0 | 0 | 0 | 0 | 0
| Capital expenditure |  |  | 2023-12-31 |  | 0 | 0 | 0 | 0 | 0 | 0 | 0 | 0 | 0 | 0 | 0 | 0 | 0 | 0 | 0 | 0 | 0 | 0 | 0 | 0 | 0 | 0 | 0 | 0 | 0
| Operating expenditure |  |  | 2023-12-31 |  | 0 | 0 | 0 | 0 | 0 | 0 | 0 | 0 | 0 | 0 | 0 | 0 | 0 | 0 | 0 | 0 | 0 | 0 | 0 | 0 | 0 | 0 | 0 | 0 | 0
RISK ASSUMPTIONS
| PoF (major) |  |  |  |  | 0 | 0 | 0 | 0 | 0 | 0 | 0 | 0 | 0 | 0 | 0 | 0 | 0 | 0 | 0 | 0 | 0 | 0 | 0 | 0 | 0 | 0 | 0 | 0 | 0
| PoF (reparable) |  |  |  |  | 0 | 0 | 0 | 0 | 0 | 0 | 0 | 0 | 0 | 0 | 0 | 0 | 0 | 0 | 0 | 0 | 0 | 0 | 0 | 0 | 0 | 0 | 0 | 0 | 0
| Energy at risk (weighted) |  |  | MWh |  | 0 | 0 | 0 | 0 | 0 | 0 | 0 | 0 | 0 | 0 | 0 | 0 | 0 | 0 | 0 | 0 | 0 | 0 | 0 | 0 | 0 | 0 | 0 | 0 | 0
| Energy at risk value | $/MWh | 48008.7507 | 2023-12-31 |  | 227536.8546 | 232680.1894 | 241516.6094 | 249319.7408 | 253414.3164 | 258593.413 | 268502.343 | 280685.4417 | 286041.2639 | 292871.3042 | 299769.2001 | 306734.7422 | 313767.7259 | 320867.9515 | 328035.2238 | 335269.3522 | 342570.1505 | 349937.4367 | 357371.0328 | 364870.7652 | 372436.4639 | 380067.9628 | 387765.0996 | 395527.7154 | 403355.6552
| Safety risk | (after DF) |  | 2023-12-31 |  | 574.1077 | 589.4407 | 604.9397 | 620.604 | 636.4328 | 652.4254 | 668.5811 | 684.8991 | 701.3788 | 718.0195 | 734.8206 | 751.7814 | 768.9011 | 786.1794 | 803.6154 | 821.2085 | 838.9583 | 856.8641 | 874.9253 | 893.1413 | 911.5116 | 930.0356 | 930.0356 | 930.0356 | 930.0356
| Unplanned replacement risk |  |  | 2023-12-31 |  | 29234.7799 | 30015.5689 | 30804.812 | 31602.4707 | 32408.507 | 33222.8838 | 34045.5646 | 34876.5137 | 35715.6959 | 36563.0768 | 37418.6225 | 38282.2998 | 39154.076 | 40033.9189 | 40921.797 | 41817.6793 | 42721.5352 | 43633.3346 | 44553.0481 | 45480.6465 | 46416.1012 | 47359.3841 | 47359.3841 | 47359.3841 | 47359.3841
| Unplanned fault risk |  |  | 2023-12-31 |  | 2122.033 | 2178.7073 | 2235.9952 | 2293.894 | 2352.4008 | 2411.5131 | 2471.2282 | 2531.5433 | 2592.4561 | 2653.9641 | 2716.0646 | 2778.7554 | 2842.0341 | 2905.8983 | 2970.3457 | 3035.3741 | 3100.9813 | 3167.1651 | 3233.9234 | 3301.2539 | 3369.1548 | 3437.6238 | 3437.6238 | 3437.6238 | 3437.6238
| Enviromental risk | (after DF) |  | 2023-12-31 |  | 176250 | 176250 | 176250 | 176250 | 176250 | 176250 | 176250 | 176250 | 176250 | 176250 | 176250 | 176250 | 176250 | 176250 | 176250 | 176250 | 176250 | 176250 | 176250 | 176250 | 176250 | 176250 | 176250 | 176250 | 176250
| < Other risk - enter description > |  |  | 2023-12-31 |  | 0 | 0 | 0 | 0 | 0 | 0 | 0 | 0 | 0 | 0 | 0 | 0 | 0 | 0 | 0 | 0 | 0 | 0 | 0 | 0 | 0 | 0 | 0 | 0 | 0
| Total risk cost |  |  |  |  | 435717.7752 | 441713.9063 | 451412.3563 | 460086.7094 | 465061.657 | 471130.2352 | 481937.7168 | 495028.3978 | 501300.7947 | 509056.3646 | 516888.7079 | 524797.5788 | 532782.7371 | 540843.948 | 548980.9819 | 557193.6142 | 565481.6253 | 573844.8005 | 582282.9295 | 590795.807 | 599383.2315 | 608045.0064 | 615742.1431 | 623504.759 | 631332.6988
OTHER BENEFITS
| Reduction in CO2 emissions |  |  | MWh |  | 0 | 0 | 0 | 0 | 0 | 0 | 0 | 0 | 0 | 0 | 0 | 0 | 0 | 0 | 0 | 0 | 0 | 0 | 0 | 0 | 0 | 0 | 0 | 0 | 0
| Value of reduction in CO2 emissions |  |  | $ |  | 0 | 0 | 0 | 0 | 0 | 0 | 0 | 0 | 0 | 0 | 0 | 0 | 0 | 0 | 0 | 0 | 0 | 0 | 0 | 0 | 0 | 0 | 0 | 0 | 0
| Reliability in worst-served areas | $/MWh | 151432.8174 | MWh |  | 0 | 0 | 0 | 0 | 0 | 0 | 0 | 0 | 0 | 0 | 0 | 0 | 0 | 0 | 0 | 0 | 0 | 0 | 0 | 0 | 0 | 0 | 0 | 0 | 0
| Network resilience | $/MWh | 24590 | MWh |  | 0 | 0 | 0 | 0 | 0 | 0 | 0 | 0 | 0 | 0 | 0 | 0 | 0 | 0 | 0 | 0 | 0 | 0 | 0 | 0 | 0 | 0 | 0 | 0 | 0
| Enabling solar exports | $/MWh | 88.3577 | MWh |  | 0 | 0 | 0 | 0 | 0 | 0 | 0 | 0 | 0 | 0 | 0 | 0 | 0 | 0 | 0 | 0 | 0 | 0 | 0 | 0 | 0 | 0 | 0 | 0 | 0
| Aesthetics | $/customer | 0 | customers |  | 0 | 0 | 0 | 0 | 0 | 0 | 0 | 0 | 0 | 0 | 0 | 0 | 0 | 0 | 0 | 0 | 0 | 0 | 0 | 0 | 0 | 0 | 0 | 0 | 0
| Customer value of time (res) | $/customer min | 0.35181 | mins |  | 0 | 0 | 0 | 0 | 0 | 0 | 0 | 0 | 0 | 0 | 0 | 0 | 0 | 0 | 0 | 0 | 0 | 0 | 0 | 0 | 0 | 0 | 0 | 0 | 0
| Customer value of time (bus) | $/customer min | 0.35181 | mins |  | 0 | 0 | 0 | 0 | 0 | 0 | 0 | 0 | 0 | 0 | 0 | 0 | 0 | 0 | 0 | 0 | 0 | 0 | 0 | 0 | 0 | 0 | 0 | 0 | 0
| Communication | $/customer | 0 | customers |  | 0 | 0 | 0 | 0 | 0 | 0 | 0 | 0 | 0 | 0 | 0 | 0 | 0 | 0 | 0 | 0 | 0 | 0 | 0 | 0 | 0 | 0 | 0 | 0 | 0
| Information accessibility | $/customer | 0 | customers |  | 0 | 0 | 0 | 0 | 0 | 0 | 0 | 0 | 0 | 0 | 0 | 0 | 0 | 0 | 0 | 0 | 0 | 0 | 0 | 0 | 0 | 0 | 0 | 0 | 0
| Other benefits 1 |  |  | 2023-12-31 |  | 0 | 0 | 0 | 0 | 0 | 0 | 0 | 0 | 0 | 0 | 0 | 0 | 0 | 0 | 0 | 0 | 0 | 0 | 0 | 0 | 0 | 0 | 0 | 0 | 0
| Other benefits 2 |  |  | 2023-12-31 |  | 0 | 0 | 0 | 0 | 0 | 0 | 0 | 0 | 0 | 0 | 0 | 0 | 0 | 0 | 0 | 0 | 0 | 0 | 0 | 0 | 0 | 0 | 0 | 0 | 0
| Total other benefits |  |  | 2023-12-31 |  | 0 | 0 | 0 | 0 | 0 | 0 | 0 | 0 | 0 | 0 | 0 | 0 | 0 | 0 | 0 | 0 | 0 | 0 | 0 | 0 | 0 | 0 | 0 | 0 | 0
SUMMARY
| Risks mitigated vs base case |  |  | 2023-12-31
Capital expenditure
| < Enter description > |  |  | 2023-12-31 |  | 0 | 0 | 0 | 0 | 0 | 0 | 0 | 0 | 0 | 0 | 0 | 0 | 0 | 0 | 0 | 0 | 0 | 0 | 0 | 0 | 0 | 0 | 0 | 0 | 0
| < Enter description > |  |  | 2023-12-31 |  | 0 | 0 | 0 | 0 | 0 | 0 | 0 | 0 | 0 | 0 | 0 | 0 | 0 | 0 | 0 | 0 | 0 | 0 | 0 | 0 | 0 | 0 | 0 | 0 | 0
| < Enter description > |  |  | 2023-12-31 |  | 0 | 0 | 0 | 0 | 0 | 0 | 0 | 0 | 0 | 0 | 0 | 0 | 0 | 0 | 0 | 0 | 0 | 0 | 0 | 0 | 0 | 0 | 0 | 0 | 0
Cumulative capex
| < Enter description > |  |  | 2023-12-31 |  | 0 | 0 | 0 | 0 | 0 | 0 | 0 | 0 | 0 | 0 | 0 | 0 | 0 | 0 | 0 | 0 | 0 | 0 | 0 | 0 | 0 | 0 | 0 | 0 | 0
| < Enter description > |  |  | 2023-12-31 |  | 0 | 0 | 0 | 0 | 0 | 0 | 0 | 0 | 0 | 0 | 0 | 0 | 0 | 0 | 0 | 0 | 0 | 0 | 0 | 0 | 0 | 0 | 0 | 0 | 0
| < Enter description > |  |  | 2023-12-31 |  | 0 | 0 | 0 | 0 | 0 | 0 | 0 | 0 | 0 | 0 | 0 | 0 | 0 | 0 | 0 | 0 | 0 | 0 | 0 | 0 | 0 | 0 | 0 | 0 | 0
Annualised capex
| Annualised capex - < Enter description > |  |  | 2023-12-31 |  | 0 | 0 | 0 | 0 | 0 | 0 | 0 | 0 | 0 | 0 | 0 | 0 | 0 | 0 | 0 | 0 | 0 | 0 | 0 | 0 | 0 | 0 | 0 | 0 | 0
| Annualised capex - < Enter description > |  |  | 2023-12-31 |  | 0 | 0 | 0 | 0 | 0 | 0 | 0 | 0 | 0 | 0 | 0 | 0 | 0 | 0 | 0 | 0 | 0 | 0 | 0 | 0 | 0 | 0 | 0 | 0 | 0
| Annualised capex - < Enter description > |  |  | 2023-12-31 |  | 0 | 0 | 0 | 0 | 0 | 0 | 0 | 0 | 0 | 0 | 0 | 0 | 0 | 0 | 0 | 0 | 0 | 0 | 0 | 0 | 0 | 0 | 0 | 0 | 0
| Total annualised capex |  |  | 2023-12-31 |  | 0 | 0 | 0 | 0 | 0 | 0 | 0 | 0 | 0 | 0 | 0 | 0 | 0 | 0 | 0 | 0 | 0 | 0 | 0 | 0 | 0 | 0 | 0 | 0 | 0
| Annualised capex |  |  | 2023-12-31 |  | 0 | 0 | 0 | 0 | 0 | 0 | 0 | 0 | 0 | 0 | 0 | 0 | 0 | 0 | 0 | 0 | 0 | 0 | 0 | 0 | 0 | 0 | 0 | 0 | 0
| Operating expenditure |  |  | 2023-12-31 |  | 0 | 0 | 0 | 0 | 0 | 0 | 0 | 0 | 0 | 0 | 0 | 0 | 0 | 0 | 0 | 0 | 0 | 0 | 0 | 0 | 0 | 0 | 0 | 0 | 0
| Risk mitigated |  |  | 2023-12-31 |  | 0 | 0 | 0 | 0 | 0 | 0 | 0 | 0 | 0 | 0 | 0 | 0 | 0 | 0 | 0 | 0 | 0 | 0 | 0 | 0 | 0 | 0 | 0 | 0 | 0
| Other benefits value |  |  | 2023-12-31 |  | 0 | 0 | 0 | 0 | 0 | 0 | 0 | 0 | 0 | 0 | 0 | 0 | 0 | 0 | 0 | 0 | 0 | 0 | 0 | 0 | 0 | 0 | 0 | 0 | 0
| Net benefits |  |  | 2023-12-31 |  | 0 | 0 | 0 | 0 | 0 | 0 | 0 | 0 | 0 | 0 | 0 | 0 | 0 | 0 | 0 | 0 | 0 | 0 | 0 | 0 | 0 | 0 | 0 | 0 | 0
SENSITIVITIES
NPV | Net benefits |  |  | Option 1 (Base Case)NPV |  | 0 | 0 | 0 | 0 | 0 | 0 | 0 | 0 | 0 | 0 | 0 | 0 | 0 | 0 | 0 | 0 | 0 | 0 | 0 | 0 | 0 | 0 | 0 | 0 | 0
| Total annualised capex |  |  |  |  | 0 | 0 | 0 | 0 | 0 | 0 | 0 | 0 | 0 | 0 | 0 | 0 | 0 | 0 | 0 | 0 | 0 | 0 | 0 | 0 | 0 | 0 | 0 | 0 | 0
| Total benefits |  |  |  |  | 0 | 0 | 0 | 0 | 0 | 0 | 0 | 0 | 0 | 0 | 0 | 0 | 0 | 0 | 0 | 0 | 0 | 0 | 0 | 0 | 0 | 0 | 0 | 0 | 0
|  | Capex | Total benefits
sens1 | Capex 10% higher | 10% | 0% | Option 1 (Base Case)sens1 |  | 0 | 0 | 0 | 0 | 0 | 0 | 0 | 0 | 0 | 0 | 0 | 0 | 0 | 0 | 0 | 0 | 0 | 0 | 0 | 0 | 0 | 0 | 0 | 0 | 0
sens2 | Capex 10% lower | -10% | 0% | Option 1 (Base Case)sens2 |  | 0 | 0 | 0 | 0 | 0 | 0 | 0 | 0 | 0 | 0 | 0 | 0 | 0 | 0 | 0 | 0 | 0 | 0 | 0 | 0 | 0 | 0 | 0 | 0 | 0
sens3 | Total benefits 10% higher | 0% | 10% | Option 1 (Base Case)sens3 |  | 0 | 0 | 0 | 0 | 0 | 0 | 0 | 0 | 0 | 0 | 0 | 0 | 0 | 0 | 0 | 0 | 0 | 0 | 0 | 0 | 0 | 0 | 0 | 0 | 0
sens4 | Total benefits 10% lower | 0% | -10% | Option 1 (Base Case)sens4 |  | 0 | 0 | 0 | 0 | 0 | 0 | 0 | 0 | 0 | 0 | 0 | 0 | 0 | 0 | 0 | 0 | 0 | 0 | 0 | 0 | 0 | 0 | 0 | 0 | 0
sens5 | Capex 10% higher & Total benefits 10% lower | 10% | -10% | Option 1 (Base Case)sens5 |  | 0 | 0 | 0 | 0 | 0 | 0 | 0 | 0 | 0 | 0 | 0 | 0 | 0 | 0 | 0 | 0 | 0 | 0 | 0 | 0 | 0 | 0 | 0 | 0 | 0
sens | 0 | 0% | 0% | Option 1 (Base Case)sens |  | 0 | 0 | 0 | 0 | 0 | 0 | 0 | 0 | 0 | 0 | 0 | 0 | 0 | 0 | 0 | 0 | 0 | 0 | 0 | 0 | 0 | 0 | 0 | 0 | 0
sens | 0 | 0% | 0% | Option 1 (Base Case)sens |  | 0 | 0 | 0 | 0 | 0 | 0 | 0 | 0 | 0 | 0 | 0 | 0 | 0 | 0 | 0 | 0 | 0 | 0 | 0 | 0 | 0 | 0 | 0 | 0 | 0
sens | 0 | 0% | 0% | Option 1 (Base Case)sens |  | 0 | 0 | 0 | 0 | 0 | 0 | 0 | 0 | 0 | 0 | 0 | 0 | 0 | 0 | 0 | 0 | 0 | 0 | 0 | 0 | 0 | 0 | 0 | 0 | 0

## Option2
Powercor
CHA transformer replacement
OPTION 2 | Replace transformer #2 completed in 2026-2027
Count |  |  |  |  | 1 | 2 | 3 | 4 | 5 | 6 | 7 | 8 | 9 | 10 | 11 | 12 | 13 | 14 | 15 | 16 | 17 | 18 | 19 | 20 | 21 | 22 | 23 | 24 | 25
Value of CO2 reductions |  |  |  | $/MWh | 24.7305 | 22.3407 | 20.1963 | 18.0629 | 15.9134 | 13.7151 | 13.7151 | 13.7151 | 13.7151 | 13.7151 | 13.7151 | 13.7151 | 13.7151 | 13.7151 | 13.7151 | 13.7151 | 13.7151 | 13.7151 | 13.7151 | 13.7151 | 13.7151 | 13.7151 | 13.7151 | 13.7151 | 13.7151
|  |  |  | Units | 2026-27 | 2027-28 | 2028-29 | 2029-30 | 2030-31 | 2031-32 | 2032-33 | 2033-34 | 2034-35 | 2035-36 | 2036-37 | 2037-38 | 2038-39 | 2039-40 | 2040-41 | 2041-42 | 2042-43 | 2043-44 | 2044-45 | 2045-46 | 2046-47 | 2047-48 | 2048-49 | 2049-50 | 2050-51
INVESTMENT & OPERATING COST
| Capex |  | Asset life (yrs)
| Replace 1 transformer |  | 50 | 2023-12-31 | 4813664.3833 | 2406832.1917 | 0 | 0 | 0 | 0 | 0 | 0 | 0 | 0 | 0 | 0 | 0 | 0 | 0 | 0 | 0 | 0 | 0 | 0 | 0 | 0 | 0 | 0 | 0
|  |  | 0 | 2023-12-31 | 0 | 0 | 0 | 0 | 0 | 0 | 0 | 0 | 0 | 0 | 0 | 0 | 0 | 0 | 0 | 0 | 0 | 0 | 0 | 0 | 0 | 0 | 0 | 0 | 0
|  |  | 0 | 2023-12-31 | 0 | 0 | 0 | 0 | 0 | 0 | 0 | 0 | 0 | 0 | 0 | 0 | 0 | 0 | 0 | 0 | 0 | 0 | 0 | 0 | 0 | 0 | 0 | 0 | 0
| Capital expenditure |  |  | 2023-12-31 | 4813664.3833 | 2406832.1917 | 0 | 0 | 0 | 0 | 0 | 0 | 0 | 0 | 0 | 0 | 0 | 0 | 0 | 0 | 0 | 0 | 0 | 0 | 0 | 0 | 0 | 0 | 0
| Operating expenditure |  |  | 2023-12-31 | 0 | 0 | 0 | 0 | 0 | 0 | 0 | 0 | 0 | 0 | 0 | 0 | 0 | 0 | 0 | 0 | 0 | 0 | 0 | 0 | 0 | 0 | 0 | 0 | 0
RISK ASSUMPTIONS
| PoF (major) |  |  |  | 0 | 0 | 0 | 0 | 0 | 0 | 0 | 0 | 0 | 0 | 0 | 0 | 0 | 0 | 0 | 0 | 0 | 0 | 0 | 0 | 0 | 0 | 0 | 0 | 0
| PoF (reparable) |  |  |  | 0 | 0 | 0 | 0 | 0 | 0 | 0 | 0 | 0 | 0 | 0 | 0 | 0 | 0 | 0 | 0 | 0 | 0 | 0 | 0 | 0 | 0 | 0 | 0 | 0
| Energy at risk (weighted) |  |  | MWh | 0 | 0 | 0 | 0 | 0 | 0 | 0 | 0 | 0 | 0 | 0 | 0 | 0 | 0 | 0 | 0 | 0 | 0 | 0 | 0 | 0 | 0 | 0 | 0 | 0
| Energy at risk value | $/MWh | 48008.7507 | 2023-12-31 | 227536.8546 | 232680.1894 | 6824.144 | 12536.4827 | 17760.2699 | 22857.7573 | 28340.9622 | 34177.6457 | 39235.4554 | 44474.7957 | 49735.5155 | 55025.7989 | 60351.8653 | 65718.5523 | 71129.6926 | 76588.3694 | 82097.093 | 87657.9291 | 93272.5914 | 98942.512 | 104668.8943 | 110452.755 | 116294.9555 | 122196.2286 | 128157.1983
| Safety risk | (after DF) |  | 2023-12-31 | 574.1077 | 589.4407 | 302.7139 | 311.0949 | 319.7961 | 328.7888 | 338.055 | 347.5819 | 357.3594 | 367.3795 | 377.6355 | 388.1215 | 398.8328 | 409.7647 | 420.9133 | 432.2751 | 443.8467 | 455.6253 | 467.608 | 479.7922 | 492.1757 | 504.756 | 504.756 | 504.756 | 504.756
| Unplanned replacement risk |  |  | 2023-12-31 | 29234.7799 | 30015.5689 | 15414.833 | 15841.6106 | 16284.6931 | 16742.6213 | 17214.4782 | 17699.6059 | 18197.4971 | 18707.7417 | 19229.9976 | 19763.9718 | 20309.4095 | 20866.0852 | 21433.7971 | 22012.363 | 22601.6168 | 23201.4061 | 23811.59 | 24432.038 | 25062.6282 | 25703.2464 | 25703.2464 | 25703.2464 | 25703.2464
| Unplanned fault risk |  |  | 2023-12-31 | 2122.033 | 2178.7073 | 1118.8996 | 1149.8777 | 1182.0392 | 1215.2783 | 1249.5285 | 1284.7419 | 1320.8818 | 1357.9184 | 1395.8268 | 1434.5858 | 1474.1769 | 1514.5837 | 1555.7916 | 1597.7873 | 1640.5588 | 1684.0951 | 1728.3858 | 1773.4216 | 1819.1936 | 1865.6934 | 1865.6934 | 1865.6934 | 1865.6934
| Enviromental risk | (after DF) |  | 2023-12-31 | 176250 | 176250 | 35250 | 35250 | 35250 | 35250 | 35250 | 35250 | 35250 | 35250 | 35250 | 35250 | 35250 | 35250 | 35250 | 35250 | 35250 | 35250 | 35250 | 35250 | 35250 | 35250 | 35250 | 35250 | 35250
| < Other risk - enter description > |  |  | 2023-12-31 | 0 | 0 | 0 | 0 | 0 | 0 | 0 | 0 | 0 | 0 | 0 | 0 | 0 | 0 | 0 | 0 | 0 | 0 | 0 | 0 | 0 | 0 | 0 | 0 | 0
| Total risk cost |  |  |  | 435717.7752 | 441713.9063 | 58910.5905 | 65089.0658 | 70796.7983 | 76394.4458 | 82393.024 | 88759.5755 | 94361.1937 | 100157.8353 | 105988.9753 | 111862.4781 | 117784.2845 | 123758.9858 | 129790.1946 | 135880.7948 | 142033.1154 | 148249.0556 | 154530.1753 | 160877.7638 | 167292.8917 | 173776.4508 | 179618.6514 | 185519.9244 | 191480.8942
OTHER BENEFITS
| Reduction in CO2 emissions |  |  | MWh | 0 | 0 | 0 | 0 | 0 | 0 | 0 | 0 | 0 | 0 | 0 | 0 | 0 | 0 | 0 | 0 | 0 | 0 | 0 | 0 | 0 | 0 | 0 | 0 | 0
| Value of reduction in CO2 emissions |  |  | $ | 0 | 0 | 0 | 0 | 0 | 0 | 0 | 0 | 0 | 0 | 0 | 0 | 0 | 0 | 0 | 0 | 0 | 0 | 0 | 0 | 0 | 0 | 0 | 0 | 0
| Reliability in worst-served areas | $/MWh | 151432.8174 | MWh | 0 | 0 | 0 | 0 | 0 | 0 | 0 | 0 | 0 | 0 | 0 | 0 | 0 | 0 | 0 | 0 | 0 | 0 | 0 | 0 | 0 | 0 | 0 | 0 | 0
| Network resilience | $/MWh | 24590 | MWh | 0 | 0 | 0 | 0 | 0 | 0 | 0 | 0 | 0 | 0 | 0 | 0 | 0 | 0 | 0 | 0 | 0 | 0 | 0 | 0 | 0 | 0 | 0 | 0 | 0
| Enabling solar exports | $/MWh | 88.3577 | MWh | 0 | 0 | 0 | 0 | 0 | 0 | 0 | 0 | 0 | 0 | 0 | 0 | 0 | 0 | 0 | 0 | 0 | 0 | 0 | 0 | 0 | 0 | 0 | 0 | 0
| Aesthetics | $/customer | 0 | customers | 0 | 0 | 0 | 0 | 0 | 0 | 0 | 0 | 0 | 0 | 0 | 0 | 0 | 0 | 0 | 0 | 0 | 0 | 0 | 0 | 0 | 0 | 0 | 0 | 0
| Customer value of time - residential | $/customer min | 0.35181 | mins | 0 | 0 | 0 | 0 | 0 | 0 | 0 | 0 | 0 | 0 | 0 | 0 | 0 | 0 | 0 | 0 | 0 | 0 | 0 | 0 | 0 | 0 | 0 | 0 | 0
| Customer value of time - business | $/customer min | 0.35181 | mins | 0 | 0 | 0 | 0 | 0 | 0 | 0 | 0 | 0 | 0 | 0 | 0 | 0 | 0 | 0 | 0 | 0 | 0 | 0 | 0 | 0 | 0 | 0 | 0 | 0
| Communication | $/customer | 0 | customers | 0 | 0 | 0 | 0 | 0 | 0 | 0 | 0 | 0 | 0 | 0 | 0 | 0 | 0 | 0 | 0 | 0 | 0 | 0 | 0 | 0 | 0 | 0 | 0 | 0
| Information accessibility | $/customer | 0 | customers | 0 | 0 | 0 | 0 | 0 | 0 | 0 | 0 | 0 | 0 | 0 | 0 | 0 | 0 | 0 | 0 | 0 | 0 | 0 | 0 | 0 | 0 | 0 | 0 | 0
| Other benefits 1 |  |  | 2023-12-31 | 0 | 0 | 0 | 0 | 0 | 0 | 0 | 0 | 0 | 0 | 0 | 0 | 0 | 0 | 0 | 0 | 0 | 0 | 0 | 0 | 0 | 0 | 0 | 0 | 0
| Other benefits 2 |  |  | 2023-12-31 | 0 | 0 | 0 | 0 | 0 | 0 | 0 | 0 | 0 | 0 | 0 | 0 | 0 | 0 | 0 | 0 | 0 | 0 | 0 | 0 | 0 | 0 | 0 | 0 | 0
| Total other benefits |  |  | 2023-12-31 | 0 | 0 | 0 | 0 | 0 | 0 | 0 | 0 | 0 | 0 | 0 | 0 | 0 | 0 | 0 | 0 | 0 | 0 | 0 | 0 | 0 | 0 | 0 | 0 | 0
SUMMARY
| Risks mitigated vs base case |  |  | 2023-12-31 | 0 | 0 | 392501.7658 | 394997.6436 | 394264.8588 | 394735.7895 | 399544.6929 | 406268.8224 | 406939.601 | 408898.5293 | 410899.7326 | 412935.1007 | 414998.4526 | 417084.9622 | 419190.7872 | 421312.8194 | 423448.5099 | 425595.7449 | 427752.7543 | 429918.0431 | 432090.3398 | 434268.5556 | 436123.4918 | 437984.8346 | 439851.8046
Capital expenditure
| Replace 1 transformer |  |  | 2023-12-31 | -4813664.3833 | -2406832.1917 | 0 | 0 | 0 | 0 | 0 | 0 | 0 | 0 | 0 | 0 | 0 | 0 | 0 | 0 | 0 | 0 | 0 | 0 | 0 | 0 | 0 | 0 | 0
| 0 |  |  | 2023-12-31 | 0 | 0 | 0 | 0 | 0 | 0 | 0 | 0 | 0 | 0 | 0 | 0 | 0 | 0 | 0 | 0 | 0 | 0 | 0 | 0 | 0 | 0 | 0 | 0 | 0
| 0 |  |  | 2023-12-31 | 0 | 0 | 0 | 0 | 0 | 0 | 0 | 0 | 0 | 0 | 0 | 0 | 0 | 0 | 0 | 0 | 0 | 0 | 0 | 0 | 0 | 0 | 0 | 0 | 0
Cumulative capex
| Replace 1 transformer |  |  | 2023-12-31 | -4813664.3833 | -7220496.575 | -7220496.575 | -7220496.575 | -7220496.575 | -7220496.575 | -7220496.575 | -7220496.575 | -7220496.575 | -7220496.575 | -7220496.575 | -7220496.575 | -7220496.575 | -7220496.575 | -7220496.575 | -7220496.575 | -7220496.575 | -7220496.575 | -7220496.575 | -7220496.575 | -7220496.575 | -7220496.575 | -7220496.575 | -7220496.575 | -7220496.575
| 0 |  |  | 2023-12-31 | 0 | 0 | 0 | 0 | 0 | 0 | 0 | 0 | 0 | 0 | 0 | 0 | 0 | 0 | 0 | 0 | 0 | 0 | 0 | 0 | 0 | 0 | 0 | 0 | 0
| 0 |  |  | 2023-12-31 | 0 | 0 | 0 | 0 | 0 | 0 | 0 | 0 | 0 | 0 | 0 | 0 | 0 | 0 | 0 | 0 | 0 | 0 | 0 | 0 | 0 | 0 | 0 | 0 | 0
Annualised capex
| Annualised capex - Replace 1 transformer |  |  | 2023-12-31 | 0 | -205224.3693 | -307836.5539 | -307836.5539 | -307836.5539 | -307836.5539 | -307836.5539 | -307836.5539 | -307836.5539 | -307836.5539 | -307836.5539 | -307836.5539 | -307836.5539 | -307836.5539 | -307836.5539 | -307836.5539 | -307836.5539 | -307836.5539 | -307836.5539 | -307836.5539 | -307836.5539 | -307836.5539 | -307836.5539 | -307836.5539 | -307836.5539
| Annualised capex - |  |  | 2023-12-31 | 0 | 0 | 0 | 0 | 0 | 0 | 0 | 0 | 0 | 0 | 0 | 0 | 0 | 0 | 0 | 0 | 0 | 0 | 0 | 0 | 0 | 0 | 0 | 0 | 0
| Annualised capex - |  |  | 2023-12-31 | 0 | 0 | 0 | 0 | 0 | 0 | 0 | 0 | 0 | 0 | 0 | 0 | 0 | 0 | 0 | 0 | 0 | 0 | 0 | 0 | 0 | 0 | 0 | 0 | 0
| Total annualised capex |  |  | 2023-12-31 | 0 | -205224.3693 | -307836.5539 | -307836.5539 | -307836.5539 | -307836.5539 | -307836.5539 | -307836.5539 | -307836.5539 | -307836.5539 | -307836.5539 | -307836.5539 | -307836.5539 | -307836.5539 | -307836.5539 | -307836.5539 | -307836.5539 | -307836.5539 | -307836.5539 | -307836.5539 | -307836.5539 | -307836.5539 | -307836.5539 | -307836.5539 | -307836.5539
| Annualised capex |  |  | 2023-12-31 | 0 | -205224.3693 | -307836.5539 | -307836.5539 | -307836.5539 | -307836.5539 | -307836.5539 | -307836.5539 | -307836.5539 | -307836.5539 | -307836.5539 | -307836.5539 | -307836.5539 | -307836.5539 | -307836.5539 | -307836.5539 | -307836.5539 | -307836.5539 | -307836.5539 | -307836.5539 | -307836.5539 | -307836.5539 | -307836.5539 | -307836.5539 | -307836.5539
| Operating expenditure |  |  | 2023-12-31 | 0 | 0 | 0 | 0 | 0 | 0 | 0 | 0 | 0 | 0 | 0 | 0 | 0 | 0 | 0 | 0 | 0 | 0 | 0 | 0 | 0 | 0 | 0 | 0 | 0
| Risk mitigated |  |  | 2023-12-31 | 0 | 0 | 392501.7658 | 394997.6436 | 394264.8588 | 394735.7895 | 399544.6929 | 406268.8224 | 406939.601 | 408898.5293 | 410899.7326 | 412935.1007 | 414998.4526 | 417084.9622 | 419190.7872 | 421312.8194 | 423448.5099 | 425595.7449 | 427752.7543 | 429918.0431 | 432090.3398 | 434268.5556 | 436123.4918 | 437984.8346 | 439851.8046
| Other benefits value |  |  | 2023-12-31 | 0 | 0 | 0 | 0 | 0 | 0 | 0 | 0 | 0 | 0 | 0 | 0 | 0 | 0 | 0 | 0 | 0 | 0 | 0 | 0 | 0 | 0 | 0 | 0 | 0
| Net benefits |  |  | 2023-12-31 | 0 | -205224.3693 | 84665.2119 | 87161.0897 | 86428.3049 | 86899.2356 | 91708.139 | 98432.2685 | 99103.0471 | 101061.9754 | 103063.1787 | 105098.5468 | 107161.8987 | 109248.4083 | 111354.2333 | 113476.2655 | 115611.956 | 117759.191 | 119916.2004 | 122081.4892 | 124253.7859 | 126432.0017 | 128286.9378 | 130148.2807 | 132015.2507
| First capex year |  |  | 1
| First year |  |  | 1
SENSITIVITIES
NPV | Net benefits |  |  | Option 2NPV | 0 | -205224.3693 | 84665.2119 | 87161.0897 | 86428.3049 | 86899.2356 | 91708.139 | 98432.2685 | 99103.0471 | 101061.9754 | 103063.1787 | 105098.5468 | 107161.8987 | 109248.4083 | 111354.2333 | 113476.2655 | 115611.956 | 117759.191 | 119916.2004 | 122081.4892 | 124253.7859 | 126432.0017 | 128286.9378 | 130148.2807 | 132015.2507
| Total annualised capex |  |  |  | 0 | -205224.3693 | -307836.5539 | -307836.5539 | -307836.5539 | -307836.5539 | -307836.5539 | -307836.5539 | -307836.5539 | -307836.5539 | -307836.5539 | -307836.5539 | -307836.5539 | -307836.5539 | -307836.5539 | -307836.5539 | -307836.5539 | -307836.5539 | -307836.5539 | -307836.5539 | -307836.5539 | -307836.5539 | -307836.5539 | -307836.5539 | -307836.5539
| Total benefits |  |  |  | 0 | 0 | 392501.7658 | 394997.6436 | 394264.8588 | 394735.7895 | 399544.6929 | 406268.8224 | 406939.601 | 408898.5293 | 410899.7326 | 412935.1007 | 414998.4526 | 417084.9622 | 419190.7872 | 421312.8194 | 423448.5099 | 425595.7449 | 427752.7543 | 429918.0431 | 432090.3398 | 434268.5556 | 436123.4918 | 437984.8346 | 439851.8046
|  | Capex | Total benefits
sens1 | Capex 10% higher | 10% | 0% | Option 2sens1 | 0 | -225746.8062 | 53881.5565 | 56377.4343 | 55644.6495 | 56115.5802 | 60924.4836 | 67648.6131 | 68319.3918 | 70278.32 | 72279.5233 | 74314.8914 | 76378.2433 | 78464.7529 | 80570.5779 | 82692.6101 | 84828.3006 | 86975.5356 | 89132.545 | 91297.8338 | 93470.1305 | 95648.3463 | 97503.2825 | 99364.6253 | 101231.5953
sens2 | Capex 10% lower | -10% | 0% | Option 2sens2 | 0 | -184701.9323 | 115448.8673 | 117944.7451 | 117211.9603 | 117682.891 | 122491.7944 | 129215.9238 | 129886.7025 | 131845.6308 | 133846.8341 | 135882.2022 | 137945.5541 | 140032.0637 | 142137.8887 | 144259.9209 | 146395.6113 | 148542.8464 | 150699.8558 | 152865.1446 | 155037.4413 | 157215.657 | 159070.5932 | 160931.936 | 162798.9061
sens3 | Total benefits 10% higher | 0% | 10% | Option 2sens3 | 0 | -205224.3693 | 123915.3885 | 126660.8541 | 125854.7908 | 126372.8145 | 131662.6082 | 139059.1507 | 139797.0072 | 141951.8284 | 144153.1519 | 146392.0569 | 148661.744 | 150956.9045 | 153273.3121 | 155607.5474 | 157956.8069 | 160318.7655 | 162691.4758 | 165073.2935 | 167462.8198 | 169858.8572 | 171899.287 | 173946.7641 | 176000.4311
sens4 | Total benefits 10% lower | 0% | -10% | Option 2sens4 | 0 | -205224.3693 | 45415.0353 | 47661.3254 | 47001.819 | 47425.6566 | 51753.6697 | 57805.3862 | 58409.087 | 60172.1225 | 61973.2054 | 63805.0368 | 65662.0535 | 67539.9121 | 69435.1546 | 71344.9835 | 73267.105 | 75199.6165 | 77140.925 | 79089.6849 | 81044.7519 | 83005.1461 | 84674.5887 | 86349.7972 | 88030.0702
sens5 | Capex 10% higher & Total benefits 10% lower | 10% | -10% | Option 2sens5 | 0 | -225746.8062 | 14631.3799 | 16877.67 | 16218.1636 | 16642.0012 | 20970.0143 | 27021.7308 | 27625.4316 | 29388.4671 | 31189.55 | 33021.3814 | 34878.3981 | 36756.2567 | 38651.4992 | 40561.3281 | 42483.4496 | 44415.9611 | 46357.2696 | 48306.0295 | 50261.0965 | 52221.4907 | 53890.9333 | 55566.1418 | 57246.4148
sens | 0 | 0% | 0% | Option 2sens | 0 | -205224.3693 | 84665.2119 | 87161.0897 | 86428.3049 | 86899.2356 | 91708.139 | 98432.2685 | 99103.0471 | 101061.9754 | 103063.1787 | 105098.5468 | 107161.8987 | 109248.4083 | 111354.2333 | 113476.2655 | 115611.956 | 117759.191 | 119916.2004 | 122081.4892 | 124253.7859 | 126432.0017 | 128286.9378 | 130148.2807 | 132015.2507
sens | 0 | 0% | 0% | Option 2sens | 0 | -205224.3693 | 84665.2119 | 87161.0897 | 86428.3049 | 86899.2356 | 91708.139 | 98432.2685 | 99103.0471 | 101061.9754 | 103063.1787 | 105098.5468 | 107161.8987 | 109248.4083 | 111354.2333 | 113476.2655 | 115611.956 | 117759.191 | 119916.2004 | 122081.4892 | 124253.7859 | 126432.0017 | 128286.9378 | 130148.2807 | 132015.2507
sens | 0 | 0% | 0% | Option 2sens | 0 | -205224.3693 | 84665.2119 | 87161.0897 | 86428.3049 | 86899.2356 | 91708.139 | 98432.2685 | 99103.0471 | 101061.9754 | 103063.1787 | 105098.5468 | 107161.8987 | 109248.4083 | 111354.2333 | 113476.2655 | 115611.956 | 117759.191 | 119916.2004 | 122081.4892 | 124253.7859 | 126432.0017 | 128286.9378 | 130148.2807 | 132015.2507

## Option3
Powercor
CHA transformer replacement
OPTION 3 | Refurb transformer #2 completed in 2026-2027
Count |  |  |  |  | 1 | 2 | 3 | 4 | 5 | 6 | 7 | 8 | 9 | 10 | 11 | 12 | 13 | 14 | 15 | 16 | 17 | 18 | 19 | 20 | 21 | 22 | 23 | 24 | 25
Value of CO2 reductions |  |  |  | $/MWh | 24.7305 | 22.3407 | 20.1963 | 18.0629 | 15.9134 | 13.7151 | 13.7151 | 13.7151 | 13.7151 | 13.7151 | 13.7151 | 13.7151 | 13.7151 | 13.7151 | 13.7151 | 13.7151 | 13.7151 | 13.7151 | 13.7151 | 13.7151 | 13.7151 | 13.7151 | 13.7151 | 13.7151 | 13.7151
|  |  |  | Units | 2026-27 | 2027-28 | 2028-29 | 2029-30 | 2030-31 | 2031-32 | 2032-33 | 2033-34 | 2034-35 | 2035-36 | 2036-37 | 2037-38 | 2038-39 | 2039-40 | 2040-41 | 2041-42 | 2042-43 | 2043-44 | 2044-45 | 2045-46 | 2046-47 | 2047-48 | 2048-49 | 2049-50 | 2050-51
INVESTMENT & OPERATING COST
| Capex |  | Asset life (yrs)
| Refurbish 1 transformer |  | 10 | 2023-12-31 | 500000 | 0 | 0 | 0 | 0 | 0 | 0 | 0 | 0 | 0 | 0 | 0 | 0 | 0 | 0 | 0 | 0 | 0 | 0 | 0 | 0 | 0 | 0 | 0 | 0
|  |  | 0 | 2023-12-31 | 0 | 0 | 0 | 0 | 0 | 0 | 0 | 0 | 0 | 0 | 0 | 0 | 0 | 0 | 0 | 0 | 0 | 0 | 0 | 0 | 0 | 0 | 0 | 0 | 0
|  |  | 0 | 2023-12-31 | 0 | 0 | 0 | 0 | 0 | 0 | 0 | 0 | 0 | 0 | 0 | 0 | 0 | 0 | 0 | 0 | 0 | 0 | 0 | 0 | 0 | 0 | 0 | 0 | 0
| Capital expenditure |  |  | 2023-12-31 | 500000 | 0 | 0 | 0 | 0 | 0 | 0 | 0 | 0 | 0 | 0 | 0 | 0 | 0 | 0 | 0 | 0 | 0 | 0 | 0 | 0 | 0 | 0 | 0 | 0
| Operating expenditure |  |  | 2023-12-31 | 0 | 0 | 0 | 0 | 0 | 0 | 0 | 0 | 0 | 0 | 0 | 0 | 0 | 0 | 0 | 0 | 0 | 0 | 0 | 0 | 0 | 0 | 0 | 0 | 0
RISK ASSUMPTIONS
| PoF (major) |  |  |  | 0 | 0 | 0 | 0 | 0 | 0 | 0 | 0 | 0 | 0 | 0 | 0 | 0 | 0 | 0 | 0 | 0 | 0 | 0 | 0 | 0 | 0 | 0 | 0 | 0
| PoF (reparable) |  |  |  | 0 | 0 | 0 | 0 | 0 | 0 | 0 | 0 | 0 | 0 | 0 | 0 | 0 | 0 | 0 | 0 | 0 | 0 | 0 | 0 | 0 | 0 | 0 | 0 | 0
| Energy at risk (weighted) |  |  | MWh | 0 | 0 | 0 | 0 | 0 | 0 | 0 | 0 | 0 | 0 | 0 | 0 | 0 | 0 | 0 | 0 | 0 | 0 | 0 | 0 | 0 | 0 | 0 | 0 | 0
| Energy at risk value | $/MWh | 48008.7507 | 2023-12-31 | 227536.8546 | 220680.0894 | 229059.1871 | 236458.1586 | 240339.7636 | 245249.8563 | 254645.6225 | 266198.0367 | 271275.3738 | 277750.7324 | 284290.3244 | 290893.9487 | 297561.4083 | 304292.5111 | 311087.0693 | 317944.8992 | 324865.8214 | 331849.6605 | 338896.245 | 346005.4071 | 353176.9828 | 360410.8118 | 367706.7372 | 375064.6054 | 382484.2665
| Safety risk | (after DF) |  | 2023-12-31 | 574.1077 | 583.5463 | 598.8903 | 614.398 | 630.0685 | 645.9011 | 661.8953 | 678.0501 | 694.365 | 710.8393 | 727.4724 | 744.2635 | 761.2121 | 778.3176 | 795.5792 | 812.9965 | 830.5687 | 848.2954 | 866.176 | 884.2099 | 902.3965 | 920.7353 | 920.7353 | 920.7353 | 920.7353
| Unplanned replacement risk |  |  | 2023-12-31 | 29234.7799 | 28514.7904 | 29264.5714 | 30022.3471 | 30788.0816 | 31561.7396 | 32343.2863 | 33132.688 | 33929.9111 | 34734.923 | 35547.6914 | 36368.1848 | 37196.3722 | 38032.223 | 38875.7072 | 39726.7953 | 40585.4584 | 41451.6679 | 42325.3957 | 43206.6142 | 44095.2962 | 44991.4149 | 44991.4149 | 44991.4149 | 44991.4149
| Unplanned fault risk |  |  | 2023-12-31 | 2122.033 | 2178.7073 | 2235.9952 | 2293.894 | 2352.4008 | 2411.5131 | 2471.2282 | 2531.5433 | 2592.4561 | 2653.9641 | 2716.0646 | 2778.7554 | 2842.0341 | 2905.8983 | 2970.3457 | 3035.3741 | 3100.9813 | 3167.1651 | 3233.9234 | 3301.2539 | 3369.1548 | 3437.6238 | 3437.6238 | 3437.6238 | 3437.6238
| Enviromental risk | (after DF) |  | 2023-12-31 | 176250 | 105750 | 105750 | 105750 | 105750 | 105750 | 105750 | 105750 | 105750 | 105750 | 105750 | 105750 | 105750 | 105750 | 105750 | 105750 | 105750 | 105750 | 105750 | 105750 | 105750 | 105750 | 105750 | 105750 | 105750
| < Other risk - enter description > |  |  | 2023-12-31 | 0 | 0 | 0 | 0 | 0 | 0 | 0 | 0 | 0 | 0 | 0 | 0 | 0 | 0 | 0 | 0 | 0 | 0 | 0 | 0 | 0 | 0 | 0 | 0 | 0
| Total risk cost |  |  |  | 435717.7752 | 357707.1334 | 366908.644 | 375138.7977 | 379860.3145 | 385619.0101 | 395872.0322 | 408290.3181 | 414242.1061 | 421600.4587 | 429031.5529 | 436535.1524 | 444111.0267 | 451758.9499 | 459478.7014 | 467270.0651 | 475132.8299 | 483066.789 | 491071.74 | 499147.4851 | 507293.8302 | 515510.5858 | 522806.5112 | 530164.3794 | 537584.0405
OTHER BENEFITS
| Reduction in CO2 emissions |  |  | MWh | 0 | 0 | 0 | 0 | 0 | 0 | 0 | 0 | 0 | 0 | 0 | 0 | 0 | 0 | 0 | 0 | 0 | 0 | 0 | 0 | 0 | 0 | 0 | 0 | 0
| Value of reduction in CO2 emissions |  |  | $ | 0 | 0 | 0 | 0 | 0 | 0 | 0 | 0 | 0 | 0 | 0 | 0 | 0 | 0 | 0 | 0 | 0 | 0 | 0 | 0 | 0 | 0 | 0 | 0 | 0
| Reliability in worst-served areas | $/MWh | 151432.8174 | MWh | 0 | 0 | 0 | 0 | 0 | 0 | 0 | 0 | 0 | 0 | 0 | 0 | 0 | 0 | 0 | 0 | 0 | 0 | 0 | 0 | 0 | 0 | 0 | 0 | 0
| Network resilience | $/MWh | 24590 | MWh | 0 | 0 | 0 | 0 | 0 | 0 | 0 | 0 | 0 | 0 | 0 | 0 | 0 | 0 | 0 | 0 | 0 | 0 | 0 | 0 | 0 | 0 | 0 | 0 | 0
| Enabling solar exports | $/MWh | 88.3577 | MWh | 0 | 0 | 0 | 0 | 0 | 0 | 0 | 0 | 0 | 0 | 0 | 0 | 0 | 0 | 0 | 0 | 0 | 0 | 0 | 0 | 0 | 0 | 0 | 0 | 0
| Aesthetics | $/customer | 0 | customers | 0 | 0 | 0 | 0 | 0 | 0 | 0 | 0 | 0 | 0 | 0 | 0 | 0 | 0 | 0 | 0 | 0 | 0 | 0 | 0 | 0 | 0 | 0 | 0 | 0
| Customer value of time (res) | $/customer min | 0.35181 | mins | 0 | 0 | 0 | 0 | 0 | 0 | 0 | 0 | 0 | 0 | 0 | 0 | 0 | 0 | 0 | 0 | 0 | 0 | 0 | 0 | 0 | 0 | 0 | 0 | 0
| Customer value of time (bus) | $/customer min | 0.35181 | mins | 0 | 0 | 0 | 0 | 0 | 0 | 0 | 0 | 0 | 0 | 0 | 0 | 0 | 0 | 0 | 0 | 0 | 0 | 0 | 0 | 0 | 0 | 0 | 0 | 0
| Communication | $/customer | 0 | customers | 0 | 0 | 0 | 0 | 0 | 0 | 0 | 0 | 0 | 0 | 0 | 0 | 0 | 0 | 0 | 0 | 0 | 0 | 0 | 0 | 0 | 0 | 0 | 0 | 0
| Information accessibility | $/customer | 0 | customers | 0 | 0 | 0 | 0 | 0 | 0 | 0 | 0 | 0 | 0 | 0 | 0 | 0 | 0 | 0 | 0 | 0 | 0 | 0 | 0 | 0 | 0 | 0 | 0 | 0
| Other benefits 1 |  |  | 2023-12-31 | 0 | 0 | 0 | 0 | 0 | 0 | 0 | 0 | 0 | 0 | 0 | 0 | 0 | 0 | 0 | 0 | 0 | 0 | 0 | 0 | 0 | 0 | 0 | 0 | 0
| Other benefits 2 |  |  | 2023-12-31 | 0 | 0 | 0 | 0 | 0 | 0 | 0 | 0 | 0 | 0 | 0 | 0 | 0 | 0 | 0 | 0 | 0 | 0 | 0 | 0 | 0 | 0 | 0 | 0 | 0
| Total other benefits |  |  | 2023-12-31 | 0 | 0 | 0 | 0 | 0 | 0 | 0 | 0 | 0 | 0 | 0 | 0 | 0 | 0 | 0 | 0 | 0 | 0 | 0 | 0 | 0 | 0 | 0 | 0 | 0
SUMMARY
| Risks mitigated vs base case |  |  | 2023-12-31 | 0 | 84006.7729 | 84503.7123 | 84947.9117 | 85201.3425 | 85511.2251 | 86065.6846 | 86738.0797 | 87058.6886 | 87455.9059 | 87857.155 | 88262.4264 | 88671.7104 | 89084.9981 | 89502.2805 | 89923.549 | 90348.7954 | 90778.0115 | 91211.1895 | 91648.3219 | 92089.4013 | 92534.4206 | 92935.632 | 93340.3796 | 93748.6582
Capital expenditure
| Refurbish 1 transformer |  |  | 2023-12-31 | -500000 | 0 | 0 | 0 | 0 | 0 | 0 | 0 | 0 | 0 | 0 | 0 | 0 | 0 | 0 | 0 | 0 | 0 | 0 | 0 | 0 | 0 | 0 | 0 | 0
| 0 |  |  | 2023-12-31 | 0 | 0 | 0 | 0 | 0 | 0 | 0 | 0 | 0 | 0 | 0 | 0 | 0 | 0 | 0 | 0 | 0 | 0 | 0 | 0 | 0 | 0 | 0 | 0 | 0
| 0 |  |  | 2023-12-31 | 0 | 0 | 0 | 0 | 0 | 0 | 0 | 0 | 0 | 0 | 0 | 0 | 0 | 0 | 0 | 0 | 0 | 0 | 0 | 0 | 0 | 0 | 0 | 0 | 0
Cumulative capex
| Refurbish 1 transformer |  |  | 2023-12-31 | -500000 | -500000 | -500000 | -500000 | -500000 | -500000 | -500000 | -500000 | -500000 | -500000 | 0 | 0 | 0 | 0 | 0 | 0 | 0 | 0 | 0 | 0 | 0 | 0 | 0 | 0 | 0
| 0 |  |  | 2023-12-31 | 0 | 0 | 0 | 0 | 0 | 0 | 0 | 0 | 0 | 0 | 0 | 0 | 0 | 0 | 0 | 0 | 0 | 0 | 0 | 0 | 0 | 0 | 0 | 0 | 0
| 0 |  |  | 2023-12-31 | 0 | 0 | 0 | 0 | 0 | 0 | 0 | 0 | 0 | 0 | 0 | 0 | 0 | 0 | 0 | 0 | 0 | 0 | 0 | 0 | 0 | 0 | 0 | 0 | 0
Annualised capex
| Annualised capex - Refurbish 1 transformer |  |  | 2023-12-31 | 0 | -60120.6839 | -60120.6839 | -60120.6839 | -60120.6839 | -60120.6839 | -60120.6839 | -60120.6839 | -60120.6839 | -60120.6839 | -60120.6839 | 0 | 0 | 0 | 0 | 0 | 0 | 0 | 0 | 0 | 0 | 0 | 0 | 0 | 0
| Annualised capex - |  |  | 2023-12-31 | 0 | 0 | 0 | 0 | 0 | 0 | 0 | 0 | 0 | 0 | 0 | 0 | 0 | 0 | 0 | 0 | 0 | 0 | 0 | 0 | 0 | 0 | 0 | 0 | 0
| Annualised capex - |  |  | 2023-12-31 | 0 | 0 | 0 | 0 | 0 | 0 | 0 | 0 | 0 | 0 | 0 | 0 | 0 | 0 | 0 | 0 | 0 | 0 | 0 | 0 | 0 | 0 | 0 | 0 | 0
| Total annualised capex |  |  | 2023-12-31 | 0 | -60120.6839 | -60120.6839 | -60120.6839 | -60120.6839 | -60120.6839 | -60120.6839 | -60120.6839 | -60120.6839 | -60120.6839 | -60120.6839 | 0 | 0 | 0 | 0 | 0 | 0 | 0 | 0 | 0 | 0 | 0 | 0 | 0 | 0
| Annualised capex |  |  | 2023-12-31 | 0 | -60120.6839 | -60120.6839 | -60120.6839 | -60120.6839 | -60120.6839 | -60120.6839 | -60120.6839 | -60120.6839 | -60120.6839 | -60120.6839 | 0 | 0 | 0 | 0 | 0 | 0 | 0 | 0 | 0 | 0 | 0 | 0 | 0 | 0
| Operating expenditure |  |  | 2023-12-31 | 0 | 0 | 0 | 0 | 0 | 0 | 0 | 0 | 0 | 0 | 0 | 0 | 0 | 0 | 0 | 0 | 0 | 0 | 0 | 0 | 0 | 0 | 0 | 0 | 0
| Risk mitigated |  |  | 2023-12-31 | 0 | 84006.7729 | 84503.7123 | 84947.9117 | 85201.3425 | 85511.2251 | 86065.6846 | 86738.0797 | 87058.6886 | 87455.9059 | 87857.155 | 88262.4264 | 88671.7104 | 89084.9981 | 89502.2805 | 89923.549 | 90348.7954 | 90778.0115 | 91211.1895 | 91648.3219 | 92089.4013 | 92534.4206 | 92935.632 | 93340.3796 | 93748.6582
| Other benefits value |  |  | 2023-12-31 | 0 | 0 | 0 | 0 | 0 | 0 | 0 | 0 | 0 | 0 | 0 | 0 | 0 | 0 | 0 | 0 | 0 | 0 | 0 | 0 | 0 | 0 | 0 | 0 | 0
| Net benefits |  |  | 2023-12-31 | 0 | 23886.0889 | 24383.0284 | 24827.2278 | 25080.6586 | 25390.5412 | 25945.0007 | 26617.3958 | 26938.0047 | 27335.222 | 27736.4711 | 88262.4264 | 88671.7104 | 89084.9981 | 89502.2805 | 89923.549 | 90348.7954 | 90778.0115 | 91211.1895 | 91648.3219 | 92089.4013 | 92534.4206 | 92935.632 | 93340.3796 | 93748.6582
| First capex year |  |  | 1
| First year |  |  | 1
SENSITIVITIES
NPV | Net benefits |  |  | Option 3NPV | 0 | 23886.0889 | 24383.0284 | 24827.2278 | 25080.6586 | 25390.5412 | 25945.0007 | 26617.3958 | 26938.0047 | 27335.222 | 27736.4711 | 88262.4264 | 88671.7104 | 89084.9981 | 89502.2805 | 89923.549 | 90348.7954 | 90778.0115 | 91211.1895 | 91648.3219 | 92089.4013 | 92534.4206 | 92935.632 | 93340.3796 | 93748.6582
| Total annualised capex |  |  |  | 0 | -60120.6839 | -60120.6839 | -60120.6839 | -60120.6839 | -60120.6839 | -60120.6839 | -60120.6839 | -60120.6839 | -60120.6839 | -60120.6839 | 0 | 0 | 0 | 0 | 0 | 0 | 0 | 0 | 0 | 0 | 0 | 0 | 0 | 0
| Total benefits |  |  |  | 0 | 84006.7729 | 84503.7123 | 84947.9117 | 85201.3425 | 85511.2251 | 86065.6846 | 86738.0797 | 87058.6886 | 87455.9059 | 87857.155 | 88262.4264 | 88671.7104 | 89084.9981 | 89502.2805 | 89923.549 | 90348.7954 | 90778.0115 | 91211.1895 | 91648.3219 | 92089.4013 | 92534.4206 | 92935.632 | 93340.3796 | 93748.6582
|  | Capex | Total benefits
sens1 | Capex 10% higher | 10% | 0% | Option 3sens1 | 0 | 17874.0205 | 18370.96 | 18815.1594 | 19068.5902 | 19378.4728 | 19932.9323 | 20605.3274 | 20925.9363 | 21323.1536 | 21724.4027 | 88262.4264 | 88671.7104 | 89084.9981 | 89502.2805 | 89923.549 | 90348.7954 | 90778.0115 | 91211.1895 | 91648.3219 | 92089.4013 | 92534.4206 | 92935.632 | 93340.3796 | 93748.6582
sens2 | Capex 10% lower | -10% | 0% | Option 3sens2 | 0 | 29898.1573 | 30395.0968 | 30839.2962 | 31092.727 | 31402.6096 | 31957.0691 | 32629.4642 | 32950.0731 | 33347.2904 | 33748.5395 | 88262.4264 | 88671.7104 | 89084.9981 | 89502.2805 | 89923.549 | 90348.7954 | 90778.0115 | 91211.1895 | 91648.3219 | 92089.4013 | 92534.4206 | 92935.632 | 93340.3796 | 93748.6582
sens3 | Total benefits 10% higher | 0% | 10% | Option 3sens3 | 0 | 32286.7662 | 32833.3996 | 33322.019 | 33600.7929 | 33941.6637 | 34551.5691 | 35291.2038 | 35643.8736 | 36080.8126 | 36522.1866 | 97088.669 | 97538.8815 | 97993.4979 | 98452.5085 | 98915.9039 | 99383.6749 | 99855.8126 | 100332.3085 | 100813.1541 | 101298.3414 | 101787.8626 | 102229.1952 | 102674.4175 | 103123.5241
sens4 | Total benefits 10% lower | 0% | -10% | Option 3sens4 | 0 | 15485.4116 | 15932.6572 | 16332.4366 | 16560.5244 | 16839.4187 | 17338.4322 | 17943.5878 | 18232.1358 | 18589.6314 | 18950.7556 | 79436.1837 | 79804.5394 | 80176.4983 | 80552.0524 | 80931.1941 | 81313.9158 | 81700.2103 | 82090.0706 | 82483.4897 | 82880.4612 | 83280.9785 | 83642.0688 | 84006.3416 | 84373.7924
sens5 | Capex 10% higher & Total benefits 10% lower | 10% | -10% | Option 3sens5 | 0 | 9473.3432 | 9920.5888 | 10320.3682 | 10548.456 | 10827.3503 | 11326.3638 | 11931.5194 | 12220.0675 | 12577.563 | 12938.6872 | 79436.1837 | 79804.5394 | 80176.4983 | 80552.0524 | 80931.1941 | 81313.9158 | 81700.2103 | 82090.0706 | 82483.4897 | 82880.4612 | 83280.9785 | 83642.0688 | 84006.3416 | 84373.7924
sens | 0 | 0% | 0% | Option 3sens | 0 | 23886.0889 | 24383.0284 | 24827.2278 | 25080.6586 | 25390.5412 | 25945.0007 | 26617.3958 | 26938.0047 | 27335.222 | 27736.4711 | 88262.4264 | 88671.7104 | 89084.9981 | 89502.2805 | 89923.549 | 90348.7954 | 90778.0115 | 91211.1895 | 91648.3219 | 92089.4013 | 92534.4206 | 92935.632 | 93340.3796 | 93748.6582
sens | 0 | 0% | 0% | Option 3sens | 0 | 23886.0889 | 24383.0284 | 24827.2278 | 25080.6586 | 25390.5412 | 25945.0007 | 26617.3958 | 26938.0047 | 27335.222 | 27736.4711 | 88262.4264 | 88671.7104 | 89084.9981 | 89502.2805 | 89923.549 | 90348.7954 | 90778.0115 | 91211.1895 | 91648.3219 | 92089.4013 | 92534.4206 | 92935.632 | 93340.3796 | 93748.6582
sens | 0 | 0% | 0% | Option 3sens | 0 | 23886.0889 | 24383.0284 | 24827.2278 | 25080.6586 | 25390.5412 | 25945.0007 | 26617.3958 | 26938.0047 | 27335.222 | 27736.4711 | 88262.4264 | 88671.7104 | 89084.9981 | 89502.2805 | 89923.549 | 90348.7954 | 90778.0115 | 91211.1895 | 91648.3219 | 92089.4013 | 92534.4206 | 92935.632 | 93340.3796 | 93748.6582

## Option4
Powercor
CHA transformer replacement
OPTION 4 | 0
Not used
Count |  |  |  |  | 1 | 2 | 3 | 4 | 5 | 6 | 7 | 8 | 9 | 10 | 11 | 12 | 13 | 14 | 15 | 16 | 17 | 18 | 19 | 20 | 21 | 22 | 23 | 24 | 25
Value of CO2 reductions |  |  |  | $/MWh | 24.7305 | 22.3407 | 20.1963 | 18.0629 | 15.9134 | 13.7151 | 13.7151 | 13.7151 | 13.7151 | 13.7151 | 13.7151 | 13.7151 | 13.7151 | 13.7151 | 13.7151 | 13.7151 | 13.7151 | 13.7151 | 13.7151 | 13.7151 | 13.7151 | 13.7151 | 13.7151 | 13.7151 | 13.7151
|  |  |  | Units | 2026-27 | 2027-28 | 2028-29 | 2029-30 | 2030-31 | 2031-32 | 2032-33 | 2033-34 | 2034-35 | 2035-36 | 2036-37 | 2037-38 | 2038-39 | 2039-40 | 2040-41 | 2041-42 | 2042-43 | 2043-44 | 2044-45 | 2045-46 | 2046-47 | 2047-48 | 2048-49 | 2049-50 | 2050-51
INVESTMENT & OPERATING COST
| Capex |  | Asset life (yrs)
| < Enter description > |  | 0 | 2023-12-31 | 0 | 0 | 0 | 0 | 0 | 0 | 0 | 0 | 0 | 0 | 0 | 0 | 0 | 0 | 0 | 0 | 0 | 0 | 0 | 0 | 0 | 0 | 0 | 0 | 0
| < Enter description > |  | 0 | 2023-12-31 | 0 | 0 | 0 | 0 | 0 | 0 | 0 | 0 | 0 | 0 | 0 | 0 | 0 | 0 | 0 | 0 | 0 | 0 | 0 | 0 | 0 | 0 | 0 | 0 | 0
| < Enter description > |  | 0 | 2023-12-31 | 0 | 0 | 0 | 0 | 0 | 0 | 0 | 0 | 0 | 0 | 0 | 0 | 0 | 0 | 0 | 0 | 0 | 0 | 0 | 0 | 0 | 0 | 0 | 0 | 0
| Capital expenditure |  |  | 2023-12-31 | 0 | 0 | 0 | 0 | 0 | 0 | 0 | 0 | 0 | 0 | 0 | 0 | 0 | 0 | 0 | 0 | 0 | 0 | 0 | 0 | 0 | 0 | 0 | 0 | 0
| Operating expenditure |  |  | 2023-12-31 | 0 | 0 | 0 | 0 | 0 | 0 | 0 | 0 | 0 | 0 | 0 | 0 | 0 | 0 | 0 | 0 | 0 | 0 | 0 | 0 | 0 | 0 | 0 | 0 | 0
RISK ASSUMPTIONS
| PoF (major) |  |  |  | 0 | 0 | 0 | 0 | 0 | 0 | 0 | 0 | 0 | 0 | 0 | 0 | 0 | 0 | 0 | 0 | 0 | 0 | 0 | 0 | 0 | 0 | 0 | 0 | 0
| PoF (reparable) |  |  |  | 0 | 0 | 0 | 0 | 0 | 0 | 0 | 0 | 0 | 0 | 0 | 0 | 0 | 0 | 0 | 0 | 0 | 0 | 0 | 0 | 0 | 0 | 0 | 0 | 0
| Energy at risk (weighted) |  |  | MWh | 0 | 0 | 0 | 0 | 0 | 0 | 0 | 0 | 0 | 0 | 0 | 0 | 0 | 0 | 0 | 0 | 0 | 0 | 0 | 0 | 0 | 0 | 0 | 0 | 0
| Energy at risk value | $/MWh | 48008.7507 | 2023-12-31 | 0 | 0 | 0 | 0 | 0 | 0 | 0 | 0 | 0 | 0 | 0 | 0 | 0 | 0 | 0 | 0 | 0 | 0 | 0 | 0 | 0 | 0 | 0 | 0 | 0
| Safety consequence | (after DF) |  | 2023-12-31 | 0 | 0 | 0 | 0 | 0 | 0 | 0 | 0 | 0 | 0 | 0 | 0 | 0 | 0 | 0 | 0 | 0 | 0 | 0 | 0 | 0 | 0 | 0 | 0 | 0
| Unplanned replacements |  |  | 2023-12-31 | 0 | 0 | 0 | 0 | 0 | 0 | 0 | 0 | 0 | 0 | 0 | 0 | 0 | 0 | 0 | 0 | 0 | 0 | 0 | 0 | 0 | 0 | 0 | 0 | 0
| Environmental consequence | (after DF) |  | 2023-12-31 | 0 | 0 | 0 | 0 | 0 | 0 | 0 | 0 | 0 | 0 | 0 | 0 | 0 | 0 | 0 | 0 | 0 | 0 | 0 | 0 | 0 | 0 | 0 | 0 | 0
| < Other risk - enter description > |  |  | 2023-12-31 | 0 | 0 | 0 | 0 | 0 | 0 | 0 | 0 | 0 | 0 | 0 | 0 | 0 | 0 | 0 | 0 | 0 | 0 | 0 | 0 | 0 | 0 | 0 | 0 | 0
| < Other risk - enter description > |  |  | 2023-12-31 | 0 | 0 | 0 | 0 | 0 | 0 | 0 | 0 | 0 | 0 | 0 | 0 | 0 | 0 | 0 | 0 | 0 | 0 | 0 | 0 | 0 | 0 | 0 | 0 | 0
| Total risk cost |  |  |  | 0 | 0 | 0 | 0 | 0 | 0 | 0 | 0 | 0 | 0 | 0 | 0 | 0 | 0 | 0 | 0 | 0 | 0 | 0 | 0 | 0 | 0 | 0 | 0 | 0
OTHER BENEFITS
| Reduction in CO2 emissions |  |  | MWh | 0 | 0 | 0 | 0 | 0 | 0 | 0 | 0 | 0 | 0 | 0 | 0 | 0 | 0 | 0 | 0 | 0 | 0 | 0 | 0 | 0 | 0 | 0 | 0 | 0
| Value of reduction in CO2 emissions |  |  | $ | 0 | 0 | 0 | 0 | 0 | 0 | 0 | 0 | 0 | 0 | 0 | 0 | 0 | 0 | 0 | 0 | 0 | 0 | 0 | 0 | 0 | 0 | 0 | 0 | 0
| Reliability in worst-served areas | $/MWh | 151432.8174 | MWh | 0 | 0 | 0 | 0 | 0 | 0 | 0 | 0 | 0 | 0 | 0 | 0 | 0 | 0 | 0 | 0 | 0 | 0 | 0 | 0 | 0 | 0 | 0 | 0 | 0
| Network resilience | $/MWh | 24590 | MWh | 0 | 0 | 0 | 0 | 0 | 0 | 0 | 0 | 0 | 0 | 0 | 0 | 0 | 0 | 0 | 0 | 0 | 0 | 0 | 0 | 0 | 0 | 0 | 0 | 0
| Enabling solar exports | $/MWh | 88.3577 | MWh | 0 | 0 | 0 | 0 | 0 | 0 | 0 | 0 | 0 | 0 | 0 | 0 | 0 | 0 | 0 | 0 | 0 | 0 | 0 | 0 | 0 | 0 | 0 | 0 | 0
| Aesthetics | $/customer | 0 | customers | 0 | 0 | 0 | 0 | 0 | 0 | 0 | 0 | 0 | 0 | 0 | 0 | 0 | 0 | 0 | 0 | 0 | 0 | 0 | 0 | 0 | 0 | 0 | 0 | 0
| Customer value of time (res) | $/customer min | 0.35181 | mins | 0 | 0 | 0 | 0 | 0 | 0 | 0 | 0 | 0 | 0 | 0 | 0 | 0 | 0 | 0 | 0 | 0 | 0 | 0 | 0 | 0 | 0 | 0 | 0 | 0
| Customer value of time (bus) | $/customer min | 0.35181 | mins | 0 | 0 | 0 | 0 | 0 | 0 | 0 | 0 | 0 | 0 | 0 | 0 | 0 | 0 | 0 | 0 | 0 | 0 | 0 | 0 | 0 | 0 | 0 | 0 | 0
| Communication | $/customer | 0 | customers | 0 | 0 | 0 | 0 | 0 | 0 | 0 | 0 | 0 | 0 | 0 | 0 | 0 | 0 | 0 | 0 | 0 | 0 | 0 | 0 | 0 | 0 | 0 | 0 | 0
| Information accessibility | $/customer | 0 | customers | 0 | 0 | 0 | 0 | 0 | 0 | 0 | 0 | 0 | 0 | 0 | 0 | 0 | 0 | 0 | 0 | 0 | 0 | 0 | 0 | 0 | 0 | 0 | 0 | 0
| Other benefits 1 |  |  | 2023-12-31 | 0 | 0 | 0 | 0 | 0 | 0 | 0 | 0 | 0 | 0 | 0 | 0 | 0 | 0 | 0 | 0 | 0 | 0 | 0 | 0 | 0 | 0 | 0 | 0 | 0
| Other benefits 2 |  |  | 2023-12-31 | 0 | 0 | 0 | 0 | 0 | 0 | 0 | 0 | 0 | 0 | 0 | 0 | 0 | 0 | 0 | 0 | 0 | 0 | 0 | 0 | 0 | 0 | 0 | 0 | 0
| Total other benefits |  |  | 2023-12-31 | 0 | 0 | 0 | 0 | 0 | 0 | 0 | 0 | 0 | 0 | 0 | 0 | 0 | 0 | 0 | 0 | 0 | 0 | 0 | 0 | 0 | 0 | 0 | 0 | 0
SUMMARY
| Risks mitigated vs base case |  |  | 2023-12-31 | 0 | 0 | 0 | 0 | 0 | 0 | 0 | 0 | 0 | 0 | 0 | 0 | 0 | 0 | 0 | 0 | 0 | 0 | 0 | 0 | 0 | 0 | 0 | 0 | 0
Capital expenditure
| < Enter description > |  |  | 2023-12-31 | 0 | 0 | 0 | 0 | 0 | 0 | 0 | 0 | 0 | 0 | 0 | 0 | 0 | 0 | 0 | 0 | 0 | 0 | 0 | 0 | 0 | 0 | 0 | 0 | 0
| < Enter description > |  |  | 2023-12-31 | 0 | 0 | 0 | 0 | 0 | 0 | 0 | 0 | 0 | 0 | 0 | 0 | 0 | 0 | 0 | 0 | 0 | 0 | 0 | 0 | 0 | 0 | 0 | 0 | 0
| < Enter description > |  |  | 2023-12-31 | 0 | 0 | 0 | 0 | 0 | 0 | 0 | 0 | 0 | 0 | 0 | 0 | 0 | 0 | 0 | 0 | 0 | 0 | 0 | 0 | 0 | 0 | 0 | 0 | 0
Cumulative capex
| < Enter description > |  |  | 2023-12-31 | 0 | 0 | 0 | 0 | 0 | 0 | 0 | 0 | 0 | 0 | 0 | 0 | 0 | 0 | 0 | 0 | 0 | 0 | 0 | 0 | 0 | 0 | 0 | 0 | 0
| < Enter description > |  |  | 2023-12-31 | 0 | 0 | 0 | 0 | 0 | 0 | 0 | 0 | 0 | 0 | 0 | 0 | 0 | 0 | 0 | 0 | 0 | 0 | 0 | 0 | 0 | 0 | 0 | 0 | 0
| < Enter description > |  |  | 2023-12-31 | 0 | 0 | 0 | 0 | 0 | 0 | 0 | 0 | 0 | 0 | 0 | 0 | 0 | 0 | 0 | 0 | 0 | 0 | 0 | 0 | 0 | 0 | 0 | 0 | 0
Annualised capex
| Annualised capex - < Enter description > |  |  | 2023-12-31 | 0 | 0 | 0 | 0 | 0 | 0 | 0 | 0 | 0 | 0 | 0 | 0 | 0 | 0 | 0 | 0 | 0 | 0 | 0 | 0 | 0 | 0 | 0 | 0 | 0
| Annualised capex - < Enter description > |  |  | 2023-12-31 | 0 | 0 | 0 | 0 | 0 | 0 | 0 | 0 | 0 | 0 | 0 | 0 | 0 | 0 | 0 | 0 | 0 | 0 | 0 | 0 | 0 | 0 | 0 | 0 | 0
| Annualised capex - < Enter description > |  |  | 2023-12-31 | 0 | 0 | 0 | 0 | 0 | 0 | 0 | 0 | 0 | 0 | 0 | 0 | 0 | 0 | 0 | 0 | 0 | 0 | 0 | 0 | 0 | 0 | 0 | 0 | 0
| Total annualised capex |  |  | 2023-12-31 | 0 | 0 | 0 | 0 | 0 | 0 | 0 | 0 | 0 | 0 | 0 | 0 | 0 | 0 | 0 | 0 | 0 | 0 | 0 | 0 | 0 | 0 | 0 | 0 | 0
| Annualised capex |  |  | 2023-12-31 | 0 | 0 | 0 | 0 | 0 | 0 | 0 | 0 | 0 | 0 | 0 | 0 | 0 | 0 | 0 | 0 | 0 | 0 | 0 | 0 | 0 | 0 | 0 | 0 | 0
| Operating expenditure |  |  | 2023-12-31 | 0 | 0 | 0 | 0 | 0 | 0 | 0 | 0 | 0 | 0 | 0 | 0 | 0 | 0 | 0 | 0 | 0 | 0 | 0 | 0 | 0 | 0 | 0 | 0 | 0
| Risk mitigated |  |  | 2023-12-31 | 0 | 0 | 0 | 0 | 0 | 0 | 0 | 0 | 0 | 0 | 0 | 0 | 0 | 0 | 0 | 0 | 0 | 0 | 0 | 0 | 0 | 0 | 0 | 0 | 0
| Other benefits value |  |  | 2023-12-31 | 0 | 0 | 0 | 0 | 0 | 0 | 0 | 0 | 0 | 0 | 0 | 0 | 0 | 0 | 0 | 0 | 0 | 0 | 0 | 0 | 0 | 0 | 0 | 0 | 0
| Net benefits |  |  | 2023-12-31 | 0 | 0 | 0 | 0 | 0 | 0 | 0 | 0 | 0 | 0 | 0 | 0 | 0 | 0 | 0 | 0 | 0 | 0 | 0 | 0 | 0 | 0 | 0 | 0 | 0
| First capex year |  |  | 0
| First year |  |  | Not used
SENSITIVITIES
NPV | Net benefits |  |  | Option 4NPV | 0 | 0 | 0 | 0 | 0 | 0 | 0 | 0 | 0 | 0 | 0 | 0 | 0 | 0 | 0 | 0 | 0 | 0 | 0 | 0 | 0 | 0 | 0 | 0 | 0
| Total annualised capex |  |  |  | 0 | 0 | 0 | 0 | 0 | 0 | 0 | 0 | 0 | 0 | 0 | 0 | 0 | 0 | 0 | 0 | 0 | 0 | 0 | 0 | 0 | 0 | 0 | 0 | 0
| Total benefits |  |  |  | 0 | 0 | 0 | 0 | 0 | 0 | 0 | 0 | 0 | 0 | 0 | 0 | 0 | 0 | 0 | 0 | 0 | 0 | 0 | 0 | 0 | 0 | 0 | 0 | 0
|  | Capex | Total benefits
sens1 | Capex 10% higher | 10% | 0% | Option 4sens1 | 0 | 0 | 0 | 0 | 0 | 0 | 0 | 0 | 0 | 0 | 0 | 0 | 0 | 0 | 0 | 0 | 0 | 0 | 0 | 0 | 0 | 0 | 0 | 0 | 0
sens2 | Capex 10% lower | -10% | 0% | Option 4sens2 | 0 | 0 | 0 | 0 | 0 | 0 | 0 | 0 | 0 | 0 | 0 | 0 | 0 | 0 | 0 | 0 | 0 | 0 | 0 | 0 | 0 | 0 | 0 | 0 | 0
sens3 | Total benefits 10% higher | 0% | 10% | Option 4sens3 | 0 | 0 | 0 | 0 | 0 | 0 | 0 | 0 | 0 | 0 | 0 | 0 | 0 | 0 | 0 | 0 | 0 | 0 | 0 | 0 | 0 | 0 | 0 | 0 | 0
sens4 | Total benefits 10% lower | 0% | -10% | Option 4sens4 | 0 | 0 | 0 | 0 | 0 | 0 | 0 | 0 | 0 | 0 | 0 | 0 | 0 | 0 | 0 | 0 | 0 | 0 | 0 | 0 | 0 | 0 | 0 | 0 | 0
sens5 | Capex 10% higher & Total benefits 10% lower | 10% | -10% | Option 4sens5 | 0 | 0 | 0 | 0 | 0 | 0 | 0 | 0 | 0 | 0 | 0 | 0 | 0 | 0 | 0 | 0 | 0 | 0 | 0 | 0 | 0 | 0 | 0 | 0 | 0
sens | 0 | 0% | 0% | Option 4sens | 0 | 0 | 0 | 0 | 0 | 0 | 0 | 0 | 0 | 0 | 0 | 0 | 0 | 0 | 0 | 0 | 0 | 0 | 0 | 0 | 0 | 0 | 0 | 0 | 0
sens | 0 | 0% | 0% | Option 4sens | 0 | 0 | 0 | 0 | 0 | 0 | 0 | 0 | 0 | 0 | 0 | 0 | 0 | 0 | 0 | 0 | 0 | 0 | 0 | 0 | 0 | 0 | 0 | 0 | 0
sens | 0 | 0% | 0% | Option 4sens | 0 | 0 | 0 | 0 | 0 | 0 | 0 | 0 | 0 | 0 | 0 | 0 | 0 | 0 | 0 | 0 | 0 | 0 | 0 | 0 | 0 | 0 | 0 | 0 | 0

## Option5
Powercor
CHA transformer replacement
OPTION 5 | 0
Not used
Count |  |  |  |  | 1 | 2 | 3 | 4 | 5 | 6 | 7 | 8 | 9 | 10 | 11 | 12 | 13 | 14 | 15 | 16 | 17 | 18 | 19 | 20 | 21 | 22 | 23 | 24 | 25
Value of CO2 reductions |  |  |  | $/MWh | 24.7305 | 22.3407 | 20.1963 | 18.0629 | 15.9134 | 13.7151 | 13.7151 | 13.7151 | 13.7151 | 13.7151 | 13.7151 | 13.7151 | 13.7151 | 13.7151 | 13.7151 | 13.7151 | 13.7151 | 13.7151 | 13.7151 | 13.7151 | 13.7151 | 13.7151 | 13.7151 | 13.7151 | 13.7151
|  |  |  | Units | 2026-27 | 2027-28 | 2028-29 | 2029-30 | 2030-31 | 2031-32 | 2032-33 | 2033-34 | 2034-35 | 2035-36 | 2036-37 | 2037-38 | 2038-39 | 2039-40 | 2040-41 | 2041-42 | 2042-43 | 2043-44 | 2044-45 | 2045-46 | 2046-47 | 2047-48 | 2048-49 | 2049-50 | 2050-51
INVESTMENT & OPERATING COST
| Capex |  | Asset life (yrs)
| < Enter description > |  | 0 | 2023-12-31 | 0 | 0 | 0 | 0 | 0 | 0 | 0 | 0 | 0 | 0 | 0 | 0 | 0 | 0 | 0 | 0 | 0 | 0 | 0 | 0 | 0 | 0 | 0 | 0 | 0
| < Enter description > |  | 0 | 2023-12-31 | 0 | 0 | 0 | 0 | 0 | 0 | 0 | 0 | 0 | 0 | 0 | 0 | 0 | 0 | 0 | 0 | 0 | 0 | 0 | 0 | 0 | 0 | 0 | 0 | 0
| < Enter description > |  | 0 | 2023-12-31 | 0 | 0 | 0 | 0 | 0 | 0 | 0 | 0 | 0 | 0 | 0 | 0 | 0 | 0 | 0 | 0 | 0 | 0 | 0 | 0 | 0 | 0 | 0 | 0 | 0
| Capital expenditure |  |  | 2023-12-31 | 0 | 0 | 0 | 0 | 0 | 0 | 0 | 0 | 0 | 0 | 0 | 0 | 0 | 0 | 0 | 0 | 0 | 0 | 0 | 0 | 0 | 0 | 0 | 0 | 0
| Operating expenditure |  |  | 2023-12-31 | 0 | 0 | 0 | 0 | 0 | 0 | 0 | 0 | 0 | 0 | 0 | 0 | 0 | 0 | 0 | 0 | 0 | 0 | 0 | 0 | 0 | 0 | 0 | 0 | 0
RISK ASSUMPTIONS
| PoF (major) |  |  |  | 0 | 0 | 0 | 0 | 0 | 0 | 0 | 0 | 0 | 0 | 0 | 0 | 0 | 0 | 0 | 0 | 0 | 0 | 0 | 0 | 0 | 0 | 0 | 0 | 0
| PoF (reparable) |  |  |  | 0 | 0 | 0 | 0 | 0 | 0 | 0 | 0 | 0 | 0 | 0 | 0 | 0 | 0 | 0 | 0 | 0 | 0 | 0 | 0 | 0 | 0 | 0 | 0 | 0
| Energy at risk (weighted) |  |  | MWh | 0 | 0 | 0 | 0 | 0 | 0 | 0 | 0 | 0 | 0 | 0 | 0 | 0 | 0 | 0 | 0 | 0 | 0 | 0 | 0 | 0 | 0 | 0 | 0 | 0
| Energy at risk value | $/MWh | 48008.7507 | 2023-12-31 | 0 | 0 | 0 | 0 | 0 | 0 | 0 | 0 | 0 | 0 | 0 | 0 | 0 | 0 | 0 | 0 | 0 | 0 | 0 | 0 | 0 | 0 | 0 | 0 | 0
| Safety consequence | (after DF) |  | 2023-12-31 | 0 | 0 | 0 | 0 | 0 | 0 | 0 | 0 | 0 | 0 | 0 | 0 | 0 | 0 | 0 | 0 | 0 | 0 | 0 | 0 | 0 | 0 | 0 | 0 | 0
| Unplanned replacements |  |  | 2023-12-31 | 0 | 0 | 0 | 0 | 0 | 0 | 0 | 0 | 0 | 0 | 0 | 0 | 0 | 0 | 0 | 0 | 0 | 0 | 0 | 0 | 0 | 0 | 0 | 0 | 0
| Environmental consequence | (after DF) |  | 2023-12-31 | 0 | 0 | 0 | 0 | 0 | 0 | 0 | 0 | 0 | 0 | 0 | 0 | 0 | 0 | 0 | 0 | 0 | 0 | 0 | 0 | 0 | 0 | 0 | 0 | 0
| < Other risk - enter description > |  |  | 2023-12-31 | 0 | 0 | 0 | 0 | 0 | 0 | 0 | 0 | 0 | 0 | 0 | 0 | 0 | 0 | 0 | 0 | 0 | 0 | 0 | 0 | 0 | 0 | 0 | 0 | 0
| < Other risk - enter description > |  |  | 2023-12-31 | 0 | 0 | 0 | 0 | 0 | 0 | 0 | 0 | 0 | 0 | 0 | 0 | 0 | 0 | 0 | 0 | 0 | 0 | 0 | 0 | 0 | 0 | 0 | 0 | 0
| Total risk cost |  |  |  | 0 | 0 | 0 | 0 | 0 | 0 | 0 | 0 | 0 | 0 | 0 | 0 | 0 | 0 | 0 | 0 | 0 | 0 | 0 | 0 | 0 | 0 | 0 | 0 | 0
OTHER BENEFITS
| Reduction in CO2 emissions |  |  | MWh | 0 | 0 | 0 | 0 | 0 | 0 | 0 | 0 | 0 | 0 | 0 | 0 | 0 | 0 | 0 | 0 | 0 | 0 | 0 | 0 | 0 | 0 | 0 | 0 | 0
| Value of reduction in CO2 emissions |  |  | $ | 0 | 0 | 0 | 0 | 0 | 0 | 0 | 0 | 0 | 0 | 0 | 0 | 0 | 0 | 0 | 0 | 0 | 0 | 0 | 0 | 0 | 0 | 0 | 0 | 0
| Reliability in worst-served areas | $/MWh | 151432.8174 | MWh | 0 | 0 | 0 | 0 | 0 | 0 | 0 | 0 | 0 | 0 | 0 | 0 | 0 | 0 | 0 | 0 | 0 | 0 | 0 | 0 | 0 | 0 | 0 | 0 | 0
| Network resilience | $/MWh | 24590 | MWh | 0 | 0 | 0 | 0 | 0 | 0 | 0 | 0 | 0 | 0 | 0 | 0 | 0 | 0 | 0 | 0 | 0 | 0 | 0 | 0 | 0 | 0 | 0 | 0 | 0
| Enabling solar exports | $/MWh | 88.3577 | MWh | 0 | 0 | 0 | 0 | 0 | 0 | 0 | 0 | 0 | 0 | 0 | 0 | 0 | 0 | 0 | 0 | 0 | 0 | 0 | 0 | 0 | 0 | 0 | 0 | 0
| Aesthetics | $/customer | 0 | customers | 0 | 0 | 0 | 0 | 0 | 0 | 0 | 0 | 0 | 0 | 0 | 0 | 0 | 0 | 0 | 0 | 0 | 0 | 0 | 0 | 0 | 0 | 0 | 0 | 0
| Customer value of time (res) | $/customer min | 0.35181 | mins | 0 | 0 | 0 | 0 | 0 | 0 | 0 | 0 | 0 | 0 | 0 | 0 | 0 | 0 | 0 | 0 | 0 | 0 | 0 | 0 | 0 | 0 | 0 | 0 | 0
| Customer value of time (bus) | $/customer min | 0.35181 | mins | 0 | 0 | 0 | 0 | 0 | 0 | 0 | 0 | 0 | 0 | 0 | 0 | 0 | 0 | 0 | 0 | 0 | 0 | 0 | 0 | 0 | 0 | 0 | 0 | 0
| Communication | $/customer | 0 | customers | 0 | 0 | 0 | 0 | 0 | 0 | 0 | 0 | 0 | 0 | 0 | 0 | 0 | 0 | 0 | 0 | 0 | 0 | 0 | 0 | 0 | 0 | 0 | 0 | 0
| Information accessibility | $/customer | 0 | customers | 0 | 0 | 0 | 0 | 0 | 0 | 0 | 0 | 0 | 0 | 0 | 0 | 0 | 0 | 0 | 0 | 0 | 0 | 0 | 0 | 0 | 0 | 0 | 0 | 0
| Other benefits 1 |  |  | 2023-12-31 | 0 | 0 | 0 | 0 | 0 | 0 | 0 | 0 | 0 | 0 | 0 | 0 | 0 | 0 | 0 | 0 | 0 | 0 | 0 | 0 | 0 | 0 | 0 | 0 | 0
| Other benefits 2 |  |  | 2023-12-31 | 0 | 0 | 0 | 0 | 0 | 0 | 0 | 0 | 0 | 0 | 0 | 0 | 0 | 0 | 0 | 0 | 0 | 0 | 0 | 0 | 0 | 0 | 0 | 0 | 0
| Total other benefits |  |  | 2023-12-31 | 0 | 0 | 0 | 0 | 0 | 0 | 0 | 0 | 0 | 0 | 0 | 0 | 0 | 0 | 0 | 0 | 0 | 0 | 0 | 0 | 0 | 0 | 0 | 0 | 0
SUMMARY
| Risks mitigated vs base case |  |  | 2023-12-31 | 0 | 0 | 0 | 0 | 0 | 0 | 0 | 0 | 0 | 0 | 0 | 0 | 0 | 0 | 0 | 0 | 0 | 0 | 0 | 0 | 0 | 0 | 0 | 0 | 0
Capital expenditure
| < Enter description > |  |  | 2023-12-31 | 0 | 0 | 0 | 0 | 0 | 0 | 0 | 0 | 0 | 0 | 0 | 0 | 0 | 0 | 0 | 0 | 0 | 0 | 0 | 0 | 0 | 0 | 0 | 0 | 0
| < Enter description > |  |  | 2023-12-31 | 0 | 0 | 0 | 0 | 0 | 0 | 0 | 0 | 0 | 0 | 0 | 0 | 0 | 0 | 0 | 0 | 0 | 0 | 0 | 0 | 0 | 0 | 0 | 0 | 0
| < Enter description > |  |  | 2023-12-31 | 0 | 0 | 0 | 0 | 0 | 0 | 0 | 0 | 0 | 0 | 0 | 0 | 0 | 0 | 0 | 0 | 0 | 0 | 0 | 0 | 0 | 0 | 0 | 0 | 0
Cumulative capex
| < Enter description > |  |  | 2023-12-31 | 0 | 0 | 0 | 0 | 0 | 0 | 0 | 0 | 0 | 0 | 0 | 0 | 0 | 0 | 0 | 0 | 0 | 0 | 0 | 0 | 0 | 0 | 0 | 0 | 0
| < Enter description > |  |  | 2023-12-31 | 0 | 0 | 0 | 0 | 0 | 0 | 0 | 0 | 0 | 0 | 0 | 0 | 0 | 0 | 0 | 0 | 0 | 0 | 0 | 0 | 0 | 0 | 0 | 0 | 0
| < Enter description > |  |  | 2023-12-31 | 0 | 0 | 0 | 0 | 0 | 0 | 0 | 0 | 0 | 0 | 0 | 0 | 0 | 0 | 0 | 0 | 0 | 0 | 0 | 0 | 0 | 0 | 0 | 0 | 0
Annualised capex
| Annualised capex - < Enter description > |  |  | 2023-12-31 | 0 | 0 | 0 | 0 | 0 | 0 | 0 | 0 | 0 | 0 | 0 | 0 | 0 | 0 | 0 | 0 | 0 | 0 | 0 | 0 | 0 | 0 | 0 | 0 | 0
| Annualised capex - < Enter description > |  |  | 2023-12-31 | 0 | 0 | 0 | 0 | 0 | 0 | 0 | 0 | 0 | 0 | 0 | 0 | 0 | 0 | 0 | 0 | 0 | 0 | 0 | 0 | 0 | 0 | 0 | 0 | 0
| Annualised capex - < Enter description > |  |  | 2023-12-31 | 0 | 0 | 0 | 0 | 0 | 0 | 0 | 0 | 0 | 0 | 0 | 0 | 0 | 0 | 0 | 0 | 0 | 0 | 0 | 0 | 0 | 0 | 0 | 0 | 0
| Total annualised capex |  |  | 2023-12-31 | 0 | 0 | 0 | 0 | 0 | 0 | 0 | 0 | 0 | 0 | 0 | 0 | 0 | 0 | 0 | 0 | 0 | 0 | 0 | 0 | 0 | 0 | 0 | 0 | 0
| Annualised capex |  |  | 2023-12-31 | 0 | 0 | 0 | 0 | 0 | 0 | 0 | 0 | 0 | 0 | 0 | 0 | 0 | 0 | 0 | 0 | 0 | 0 | 0 | 0 | 0 | 0 | 0 | 0 | 0
| Operating expenditure |  |  | 2023-12-31 | 0 | 0 | 0 | 0 | 0 | 0 | 0 | 0 | 0 | 0 | 0 | 0 | 0 | 0 | 0 | 0 | 0 | 0 | 0 | 0 | 0 | 0 | 0 | 0 | 0
| Risk mitigated |  |  | 2023-12-31 | 0 | 0 | 0 | 0 | 0 | 0 | 0 | 0 | 0 | 0 | 0 | 0 | 0 | 0 | 0 | 0 | 0 | 0 | 0 | 0 | 0 | 0 | 0 | 0 | 0
| Other benefits value |  |  | 2023-12-31 | 0 | 0 | 0 | 0 | 0 | 0 | 0 | 0 | 0 | 0 | 0 | 0 | 0 | 0 | 0 | 0 | 0 | 0 | 0 | 0 | 0 | 0 | 0 | 0 | 0
| Net benefits |  |  | 2023-12-31 | 0 | 0 | 0 | 0 | 0 | 0 | 0 | 0 | 0 | 0 | 0 | 0 | 0 | 0 | 0 | 0 | 0 | 0 | 0 | 0 | 0 | 0 | 0 | 0 | 0
| First capex year |  |  | 0
| First year |  |  | Not used
SENSITIVITIES
NPV | Net benefits |  |  | Option 5NPV | 0 | 0 | 0 | 0 | 0 | 0 | 0 | 0 | 0 | 0 | 0 | 0 | 0 | 0 | 0 | 0 | 0 | 0 | 0 | 0 | 0 | 0 | 0 | 0 | 0
| Total annualised capex |  |  |  | 0 | 0 | 0 | 0 | 0 | 0 | 0 | 0 | 0 | 0 | 0 | 0 | 0 | 0 | 0 | 0 | 0 | 0 | 0 | 0 | 0 | 0 | 0 | 0 | 0
| Total benefits |  |  |  | 0 | 0 | 0 | 0 | 0 | 0 | 0 | 0 | 0 | 0 | 0 | 0 | 0 | 0 | 0 | 0 | 0 | 0 | 0 | 0 | 0 | 0 | 0 | 0 | 0
|  | Capex | Total benefits
sens1 | Capex 10% higher | 10% | 0% | Option 5sens1 | 0 | 0 | 0 | 0 | 0 | 0 | 0 | 0 | 0 | 0 | 0 | 0 | 0 | 0 | 0 | 0 | 0 | 0 | 0 | 0 | 0 | 0 | 0 | 0 | 0
sens2 | Capex 10% lower | -10% | 0% | Option 5sens2 | 0 | 0 | 0 | 0 | 0 | 0 | 0 | 0 | 0 | 0 | 0 | 0 | 0 | 0 | 0 | 0 | 0 | 0 | 0 | 0 | 0 | 0 | 0 | 0 | 0
sens3 | Total benefits 10% higher | 0% | 10% | Option 5sens3 | 0 | 0 | 0 | 0 | 0 | 0 | 0 | 0 | 0 | 0 | 0 | 0 | 0 | 0 | 0 | 0 | 0 | 0 | 0 | 0 | 0 | 0 | 0 | 0 | 0
sens4 | Total benefits 10% lower | 0% | -10% | Option 5sens4 | 0 | 0 | 0 | 0 | 0 | 0 | 0 | 0 | 0 | 0 | 0 | 0 | 0 | 0 | 0 | 0 | 0 | 0 | 0 | 0 | 0 | 0 | 0 | 0 | 0
sens5 | Capex 10% higher & Total benefits 10% lower | 10% | -10% | Option 5sens5 | 0 | 0 | 0 | 0 | 0 | 0 | 0 | 0 | 0 | 0 | 0 | 0 | 0 | 0 | 0 | 0 | 0 | 0 | 0 | 0 | 0 | 0 | 0 | 0 | 0
sens | 0 | 0% | 0% | Option 5sens | 0 | 0 | 0 | 0 | 0 | 0 | 0 | 0 | 0 | 0 | 0 | 0 | 0 | 0 | 0 | 0 | 0 | 0 | 0 | 0 | 0 | 0 | 0 | 0 | 0
sens | 0 | 0% | 0% | Option 5sens | 0 | 0 | 0 | 0 | 0 | 0 | 0 | 0 | 0 | 0 | 0 | 0 | 0 | 0 | 0 | 0 | 0 | 0 | 0 | 0 | 0 | 0 | 0 | 0 | 0
sens | 0 | 0% | 0% | Option 5sens | 0 | 0 | 0 | 0 | 0 | 0 | 0 | 0 | 0 | 0 | 0 | 0 | 0 | 0 | 0 | 0 | 0 | 0 | 0 | 0 | 0 | 0 | 0 | 0 | 0

## Consol
Powercor
CHA transformer replacement
CONSOLIDATED
Discount factor |  |  |  |  | 0 | 0.98295 | 0.94971 | 0.91759 | 0.88656 | 0.85658 | 0.82761 | 0.79963 | 0.77259 | 0.74646 | 0.72122 | 0.69683 | 0.67326 | 0.6505 | 0.6285 | 0.60725 | 0.58671 | 0.56687 | 0.5477 | 0.52918 | 0.51129 | 0.494 | 0.47729 | 0.46115 | 0.44556 | 0.43049
Count |  |  |  |  | 0 | 1 | 2 | 3 | 4 | 5 | 6 | 7 | 8 | 9 | 10 | 11 | 12 | 13 | 14 | 15 | 16 | 17 | 18 | 19 | 20 | 21 | 22 | 23 | 24 | 25
Analysis period |  |  |  |  | TRUE | TRUE | TRUE | TRUE | TRUE | TRUE | TRUE | TRUE | TRUE | TRUE | TRUE | TRUE | TRUE | TRUE | TRUE | TRUE | TRUE | TRUE | TRUE | TRUE | TRUE | FALSE | FALSE | FALSE | FALSE | FALSE
[5 empty] | 2026-06-30 | 2026-27 | 2027-28 | 2028-29 | 2029-30 | 2030-31 | 2031-32 | 2032-33 | 2033-34 | 2034-35 | 2035-36 | 2036-37 | 2037-38 | 2038-39 | 2039-40 | 2040-41 | 2041-42 | 2042-43 | 2043-44 | 2044-45 | 2045-46 | 2046-47 | 2047-48 | 2048-49 | 2049-50 | 2050-51
COSTS |  |  | PV
Option 1 (base case) | Energy at risk value | Option 1 (base case)Energy at risk value | 5617247.2472 | 2026-06-30 |  | 253228.643 | 258952.7254 | 268786.8889 | 277471.0925 | 282027.9975 | 287791.8796 | 298819.6532 | 312378.3778 | 318338.94 | 325940.1782 | 333616.9338 | 341368.9737 | 349196.0702 | 357098.001 | 365074.549 | 373125.502 | 381250.6528 | 389449.7987 | 397722.7419 | 406069.2889 | 414489.2507 | 422982.4423 | 431548.6832 | 440187.7965 | 448899.6097
Option 1 (base case) | Capital expenditure | Option 1 (base case)Capital expenditure | 0 | 2026-06-30 |  | 0 | 0 | 0 | 0 | 0 | 0 | 0 | 0 | 0 | 0 | 0 | 0 | 0 | 0 | 0 | 0 | 0 | 0 | 0 | 0 | 0 | 0 | 0 | 0 | 0
Option 1 (base case) | Total risk cost | Option 1 (base case)Total risk cost | 8093843.5753 | 2026-06-30 |  | 484915.8223 | 491588.9924 | 502382.5201 | 512036.3174 | 517572.9995 | 524326.7969 | 536354.5798 | 550923.3643 | 557903.9941 | 566535.2659 | 575251.9798 | 584053.8623 | 592940.6459 | 601912.0695 | 610967.8774 | 620107.8197 | 629331.6521 | 638639.1355 | 648030.0361 | 657504.125 | 667061.1784 | 676700.9772 | 685267.218 | 693906.3314 | 702618.1445
Option 1 (base case) |  | Option 1 (base case)
Option 1 (base case) | Annualised capex | Option 1 (base case)Annualised capex | 0 | 2026-06-30 |  | 0 | 0 | 0 | 0 | 0 | 0 | 0 | 0 | 0 | 0 | 0 | 0 | 0 | 0 | 0 | 0 | 0 | 0 | 0 | 0 | 0 | 0 | 0 | 0 | 0
Option 1 (base case) | Operating expenditure | Option 1 (base case)Operating expenditure | 0 | 2026-06-30 |  | 0 | 0 | 0 | 0 | 0 | 0 | 0 | 0 | 0 | 0 | 0 | 0 | 0 | 0 | 0 | 0 | 0 | 0 | 0 | 0 | 0 | 0 | 0 | 0 | 0
Option 1 (base case) | Risk mitigated | Option 1 (base case)Risk mitigated | 0 | 2026-06-30 |  | 0 | 0 | 0 | 0 | 0 | 0 | 0 | 0 | 0 | 0 | 0 | 0 | 0 | 0 | 0 | 0 | 0 | 0 | 0 | 0 | 0 | 0 | 0 | 0 | 0
Option 1 (base case) | Other benefits value | Option 1 (base case)Other benefits value | 0 | 2026-06-30 |  | 0 | 0 | 0 | 0 | 0 | 0 | 0 | 0 | 0 | 0 | 0 | 0 | 0 | 0 | 0 | 0 | 0 | 0 | 0 | 0 | 0 | 0 | 0 | 0 | 0
Option 1 (base case) | Net benefits | Option 1 (base case)Net benefits |  | 2026-06-30 |  | 0 | 0 | 0 | 0 | 0 | 0 | 0 | 0 | 0 | 0 | 0 | 0 | 0 | 0 | 0 | 0 | 0 | 0 | 0 | 0 | 0 | 0 | 0 | 0 | 0
Option 1 (base case) | NPV | Option 1 (base case)NPV | 0 | 2026-06-30
Option 1 (base case) | PV of costs | Option 1 (base case)PV of costs | 0 | 2026-06-30
Option 1 (base case) | PV of benefits | Option 1 (base case)PV of benefits | 0 | 2026-06-30
Option 2 | Energy at risk value | Option 2Energy at risk value | 1456948.6319 | 2026-06-30 |  | 253228.643 | 258952.7254 | 7594.6761 | 13952.0102 | 19765.629 | 25438.6872 | 31541.0153 | 38036.7342 | 43665.6345 | 49496.5625 | 55351.2842 | 61238.9075 | 67166.3542 | 73139.0079 | 79161.1345 | 85236.1648 | 91366.8931 | 97555.6179 | 103804.2466 | 110114.3728 | 116487.3362 | 122924.2678 | 129426.1267 | 135993.7281 | 142627.7667
Option 2 | Capital expenditure | Option 2Capital expenditure | -7809706.9872 | 2026-06-30 |  | -5357187.9678 | -2678593.9839 | 0 | 0 | 0 | 0 | 0 | 0 | 0 | 0 | 0 | 0 | 0 | 0 | 0 | 0 | 0 | 0 | 0 | 0 | 0 | 0 | 0 | 0 | 0
Option 2 | Total risk cost | Option 2Total risk cost | 2390974.0527 | 2026-06-30 |  | 484915.8223 | 491588.9924 | 65562.3412 | 72438.4445 | 78790.6521 | 85020.3448 | 91696.2384 | 98781.654 | 105015.7658 | 111466.9215 | 117956.471 | 124493.1665 | 131083.6198 | 137732.9404 | 144445.149 | 151223.4549 | 158070.4504 | 164988.2488 | 171978.5863 | 179042.8979 | 0 | 0 | 0 | 0 | 0
Option 2 |  | Option 2
Option 2 | Annualised capex | Option 2Annualised capex | -4508369.8405 | 2026-06-30 |  | 0 | -228396.7959 | -342595.1939 | -342595.1939 | -342595.1939 | -342595.1939 | -342595.1939 | -342595.1939 | -342595.1939 | -342595.1939 | -342595.1939 | -342595.1939 | -342595.1939 | -342595.1939 | -342595.1939 | -342595.1939 | -342595.1939 | -342595.1939 | -342595.1939 | -342595.1939 | 0 | 0 | 0 | 0 | 0
Option 2 | Operating expenditure | Option 2Operating expenditure | 0 | 2026-06-30 |  | 0 | 0 | 0 | 0 | 0 | 0 | 0 | 0 | 0 | 0 | 0 | 0 | 0 | 0 | 0 | 0 | 0 | 0 | 0 | 0 | 0 | 0 | 0 | 0 | 0
Option 2 | Risk mitigated | Option 2Risk mitigated | 5702869.5225 | 2026-06-30 |  | 0 | 0 | 436820.1789 | 439597.8729 | 438782.3474 | 439306.4521 | 444658.3415 | 452141.7103 | 452888.2283 | 455068.3444 | 457295.5088 | 459560.6958 | 461857.0262 | 464179.129 | 466522.7284 | 468884.3648 | 471261.2017 | 473650.8868 | 476051.4498 | 478461.2271 | 0 | 0 | 0 | 0 | 0
Option 2 | Other benefits value | Option 2Other benefits value | 0 | 2026-06-30 |  | 0 | 0 | 0 | 0 | 0 | 0 | 0 | 0 | 0 | 0 | 0 | 0 | 0 | 0 | 0 | 0 | 0 | 0 | 0 | 0 | 0 | 0 | 0 | 0 | 0
Option 2 | Net benefits | Option 2Net benefits |  | 2026-06-30 |  | 0 | -228396.7959 | 94224.9851 | 97002.679 | 96187.1535 | 96711.2582 | 102063.1476 | 109546.5164 | 110293.0345 | 112473.1505 | 114700.3149 | 116965.5019 | 119261.8323 | 121583.9352 | 123927.5345 | 126289.1709 | 128666.0079 | 131055.6929 | 133456.2559 | 135866.0333 | 0 | 0 | 0 | 0 | 0
Option 2 | NPV | Option 2NPV | 1194499.6821 | 2026-06-30
Option 2 | PV of costs | Option 2PV of costs | -4508369.8405 | 2026-06-30
Option 2 | PV of benefits | Option 2PV of benefits | 5702869.5225 | 2026-06-30
Option 3 | Energy at risk value | Option 3Energy at risk value | 5339961.0324 | 2026-06-30 |  | 253228.643 | 245597.6623 | 254922.8661 | 263157.2751 | 267477.1623 | 272941.6666 | 283398.3336 | 296255.1615 | 301905.7942 | 309112.3026 | 316390.2973 | 323739.5542 | 331159.8544 | 338650.9838 | 346212.7335 | 353844.8992 | 361547.2811 | 369319.6839 | 377161.9169 | 385073.7933 | 393055.1306 | 401105.7504 | 409225.478 | 417414.1426 | 425671.5773
Option 3 | Capital expenditure | Option 3Capital expenditure | -546966.7254 | 2026-06-30 |  | -556456.3232 | 0 | 0 | 0 | 0 | 0 | 0 | 0 | 0 | 0 | 0 | 0 | 0 | 0 | 0 | 0 | 0 | 0 | 0 | 0 | 0 | 0 | 0 | 0 | 0
Option 3 | Total risk cost | Option 3Total risk cost | 6783093.6255 | 2026-06-30 |  | 484915.8223 | 398096.7925 | 408337.27 | 417496.7121 | 422751.3479 | 429160.2731 | 440570.991 | 454391.4584 | 461015.2785 | 469204.4822 | 477474.6409 | 485825.4918 | 494256.778 | 502768.2485 | 511359.6575 | 520030.7648 | 528781.3351 | 537611.1385 | 546519.9498 | 555507.5486 | 0 | 0 | 0 | 0 | 0
Option 3
Option 3 | Annualised capex | Option 3Annualised capex | -546966.7254 | 2026-06-30 |  | 0 | -66909.0695 | -66909.0695 | -66909.0695 | -66909.0695 | -66909.0695 | -66909.0695 | -66909.0695 | -66909.0695 | -66909.0695 | -66909.0695 | 0 | 0 | 0 | 0 | 0 | 0 | 0 | 0 | 0 | 0 | 0 | 0 | 0 | 0
Option 3 | Operating expenditure | Option 3Operating expenditure | 0 | 2026-06-30 |  | 0 | 0 | 0 | 0 | 0 | 0 | 0 | 0 | 0 | 0 | 0 | 0 | 0 | 0 | 0 | 0 | 0 | 0 | 0 | 0 | 0 | 0 | 0 | 0 | 0
Option 3 | Risk mitigated | Option 3Risk mitigated | 1310749.9498 | 2026-06-30 |  | 0 | 93492.1999 | 94045.2501 | 94539.6053 | 94821.6516 | 95166.5238 | 95783.5888 | 96531.9059 | 96888.7156 | 97330.7837 | 97777.3389 | 98228.3705 | 98683.8679 | 99143.821 | 99608.2198 | 100077.0549 | 100550.317 | 101027.997 | 101510.0863 | 101996.5765 | 0 | 0 | 0 | 0 | 0
Option 3 | Other benefits value | Option 3Other benefits value | 0 | 2026-06-30 |  | 0 | 0 | 0 | 0 | 0 | 0 | 0 | 0 | 0 | 0 | 0 | 0 | 0 | 0 | 0 | 0 | 0 | 0 | 0 | 0 | 0 | 0 | 0 | 0 | 0
Option 3 | Net benefits | Option 3Net benefits |  | 2026-06-30 |  | 0 | 26583.1304 | 27136.1807 | 27630.5358 | 27912.5821 | 28257.4544 | 28874.5194 | 29622.8364 | 29979.6461 | 30421.7142 | 30868.2695 | 98228.3705 | 98683.8679 | 99143.821 | 99608.2198 | 100077.0549 | 100550.317 | 101027.997 | 101510.0863 | 101996.5765 | 0 | 0 | 0 | 0 | 0
Option 3 | NPV | Option 3NPV | 763783.2244 | 2026-06-30
Option 3 | PV of costs | Option 3PV of costs | -546966.7254 | 2026-06-30
Option 3 | PV of benefits | Option 3PV of benefits | 1310749.9498 | 2026-06-30
Option 4 | Energy at risk value | Option 4Energy at risk value | 0 | 2026-06-30 |  | 0 | 0 | 0 | 0 | 0 | 0 | 0 | 0 | 0 | 0 | 0 | 0 | 0 | 0 | 0 | 0 | 0 | 0 | 0 | 0 | 0 | 0 | 0 | 0 | 0
Option 4 | Capital expenditure | Option 4Capital expenditure | 0 | 2026-06-30 |  | 0 | 0 | 0 | 0 | 0 | 0 | 0 | 0 | 0 | 0 | 0 | 0 | 0 | 0 | 0 | 0 | 0 | 0 | 0 | 0 | 0 | 0 | 0 | 0 | 0
Option 4 | Total risk cost | Option 4Total risk cost | 0 | 2026-06-30 |  | 0 | 0 | 0 | 0 | 0 | 0 | 0 | 0 | 0 | 0 | 0 | 0 | 0 | 0 | 0 | 0 | 0 | 0 | 0 | 0 | 0 | 0 | 0 | 0 | 0
Option 4 |  | Option 4
Option 4 | Annualised capex | Option 4Annualised capex | 0 | 2026-06-30 |  | 0 | 0 | 0 | 0 | 0 | 0 | 0 | 0 | 0 | 0 | 0 | 0 | 0 | 0 | 0 | 0 | 0 | 0 | 0 | 0 | 0 | 0 | 0 | 0 | 0
Option 4 | Operating expenditure | Option 4Operating expenditure | 0 | 2026-06-30 |  | 0 | 0 | 0 | 0 | 0 | 0 | 0 | 0 | 0 | 0 | 0 | 0 | 0 | 0 | 0 | 0 | 0 | 0 | 0 | 0 | 0 | 0 | 0 | 0 | 0
Option 4 | Risk mitigated | Option 4Risk mitigated | 0 | 2026-06-30 |  | 0 | 0 | 0 | 0 | 0 | 0 | 0 | 0 | 0 | 0 | 0 | 0 | 0 | 0 | 0 | 0 | 0 | 0 | 0 | 0 | 0 | 0 | 0 | 0 | 0
Option 4 | Other benefits value | Option 4Other benefits value | 0 | 2026-06-30 |  | 0 | 0 | 0 | 0 | 0 | 0 | 0 | 0 | 0 | 0 | 0 | 0 | 0 | 0 | 0 | 0 | 0 | 0 | 0 | 0 | 0 | 0 | 0 | 0 | 0
Option 4 | Net benefits | Option 4Net benefits |  | 2026-06-30 |  | 0 | 0 | 0 | 0 | 0 | 0 | 0 | 0 | 0 | 0 | 0 | 0 | 0 | 0 | 0 | 0 | 0 | 0 | 0 | 0 | 0 | 0 | 0 | 0 | 0
Option 4 | NPV | Option 4NPV | 0 | 2026-06-30
Option 4 | PV of costs | Option 4PV of costs | 0 | 2026-06-30
Option 4 | PV of benefits | Option 4PV of benefits | 0 | 2026-06-30
Option 5 | Energy at risk value | Option 5Energy at risk value | 0 | 2026-06-30 |  | 0 | 0 | 0 | 0 | 0 | 0 | 0 | 0 | 0 | 0 | 0 | 0 | 0 | 0 | 0 | 0 | 0 | 0 | 0 | 0 | 0 | 0 | 0 | 0 | 0
Option 5 | Capital expenditure | Option 5Capital expenditure | 0 | 2026-06-30 |  | 0 | 0 | 0 | 0 | 0 | 0 | 0 | 0 | 0 | 0 | 0 | 0 | 0 | 0 | 0 | 0 | 0 | 0 | 0 | 0 | 0 | 0 | 0 | 0 | 0
Option 5 | Total risk cost | Option 5Total risk cost | 0 | 2026-06-30 |  | 0 | 0 | 0 | 0 | 0 | 0 | 0 | 0 | 0 | 0 | 0 | 0 | 0 | 0 | 0 | 0 | 0 | 0 | 0 | 0 | 0 | 0 | 0 | 0 | 0
Option 5 |  | Option 5
Option 5 | Annualised capex | Option 5Annualised capex | 0 | 2026-06-30 |  | 0 | 0 | 0 | 0 | 0 | 0 | 0 | 0 | 0 | 0 | 0 | 0 | 0 | 0 | 0 | 0 | 0 | 0 | 0 | 0 | 0 | 0 | 0 | 0 | 0
Option 5 | Operating expenditure | Option 5Operating expenditure | 0 | 2026-06-30 |  | 0 | 0 | 0 | 0 | 0 | 0 | 0 | 0 | 0 | 0 | 0 | 0 | 0 | 0 | 0 | 0 | 0 | 0 | 0 | 0 | 0 | 0 | 0 | 0 | 0
Option 5 | Risk mitigated | Option 5Risk mitigated | 0 | 2026-06-30 |  | 0 | 0 | 0 | 0 | 0 | 0 | 0 | 0 | 0 | 0 | 0 | 0 | 0 | 0 | 0 | 0 | 0 | 0 | 0 | 0 | 0 | 0 | 0 | 0 | 0
Option 5 | Other benefits value | Option 5Other benefits value | 0 | 2026-06-30 |  | 0 | 0 | 0 | 0 | 0 | 0 | 0 | 0 | 0 | 0 | 0 | 0 | 0 | 0 | 0 | 0 | 0 | 0 | 0 | 0 | 0 | 0 | 0 | 0 | 0
Option 5 | Net benefits | Option 5Net benefits |  | 2026-06-30 |  | 0 | 0 | 0 | 0 | 0 | 0 | 0 | 0 | 0 | 0 | 0 | 0 | 0 | 0 | 0 | 0 | 0 | 0 | 0 | 0 | 0 | 0 | 0 | 0 | 0
Option 5 | NPV | Option 5NPV | 0 | 2026-06-30
Option 5 | PV of costs | Option 5PV of costs | 0 | 2026-06-30
Option 5 | PV of benefits | Option 5PV of benefits | 0 | 2026-06-30
CHART DATA | [5 empty] | FY27 | FY28 | FY29 | FY30 | FY31 | FY32 | FY33 | FY34 | FY35 | FY36 | FY37 | FY38 | FY39 | FY40 | FY41 | FY42 | FY43 | FY44 | FY45 | FY46 | FY47 | FY48 | FY49 | FY50 | FY51
Option 2 | Annualised capex | -1 |  |  | Option 2 annualised capex | 0.3426 | 0.3426 | 0.3426 | 0.3426 | 0.3426 | 0.3426 | 0.3426 | 0.3426 | 0.3426 | 0.3426 | 0.3426 | 0.3426 | 0.3426 | 0.3426 | 0.3426 | 0.3426 | 0.3426 | 0.3426 | 0.3426 | 0.3426 | 0 | 0 | 0 | 0 | 0
Option 1 (base case) | Total risk cost | 1 |  |  | Option 1 (base case) risk cost | 0.48492 | 0.49159 | 0.50238 | 0.51204 | 0.51757 | 0.52433 | 0.53635 | 0.55092 | 0.5579 | 0.56654 | 0.57525 | 0.58405 | 0.59294 | 0.60191 | 0.61097 | 0.62011 | 0.62933 | 0.63864 | 0.64803 | 0.6575 | 0.66706 | 0.6767 | 0.68527 | 0.69391 | 0.70262
[6 empty] | FY27 | FY28 | FY29 | FY30 | FY31 | FY32 | FY33 | FY34 | FY35 | FY36 | FY37 | FY38 | FY39 | FY40 | FY41 | FY42 | FY43 | FY44 | FY45 | FY46 | FY47 | FY48 | FY49 | FY50 | FY51
Energy at risk | Energy at risk (weighted) | 0 |  |  | Energy at risk energy at risk (weighted) | 0 | 0 | 0 | 0 | 0 | 0 | 0 | 0 | 0 | 0 | 0 | 0 | 0 | 0 | 0 | 0 | 0 | 0 | 0 | 0 | 0 | 0 | 0 | 0 | 0
Option 1 (base case) | Energy at risk value | 0.40336 |  |  | Option 1 (base case) risk cost | 0.22754 | 0.23268 | 0.24152 | 0.24932 | 0.25341 | 0.25859 | 0.2685 | 0.28069 | 0.28604 | 0.29287 | 0.29977 | 0.30673 | 0.31377 | 0.32087 | 0.32804 | 0.33527 | 0.34257 | 0.34994 | 0.35737 | 0.36487 | 0.37244 | 0.38007 | 0.38777 | 0.39553 | 0.40336

## Sensitivity_calcs
Powercor
CHA transformer replacement
SENSITIVITY CALCULATIONS
Discount factor | [6 empty] | 0 | 0.98295 | 0.94971 | 0.91759 | 0.88656 | 0.85658 | 0.82761 | 0.79963 | 0.77259 | 0.74646 | 0.72122 | 0.69683 | 0.67326 | 0.6505 | 0.6285 | 0.60725 | 0.58671 | 0.56687 | 0.5477 | 0.52918 | 0.51129 | 0.494 | 0.47729 | 0.46115 | 0.44556 | 0.43049
Count | [6 empty] | 0 | 1 | 2 | 3 | 4 | 5 | 6 | 7 | 8 | 9 | 10 | 11 | 12 | 13 | 14 | 15 | 16 | 17 | 18 | 19 | 20 | 21 | 22 | 23 | 24 | 25
Analysis period | [6 empty] | 1 | 1 | 1 | 1 | 1 | 1 | 1 | 1 | 1 | 1 | 1 | 1 | 1 | 1 | 1 | 1 | 1 | 1 | 1 | 1 | 1 | 0 | 0 | 0 | 0 | 0
[7 empty] | 2026-06-30 | 2026-27 | 2027-28 | 2028-29 | 2029-30 | 2030-31 | 2031-32 | 2032-33 | 2033-34 | 2034-35 | 2035-36 | 2036-37 | 2037-38 | 2038-39 | 2039-40 | 2040-41 | 2041-42 | 2042-43 | 2043-44 | 2044-45 | 2045-46 | 2046-47 | 2047-48 | 2048-49 | 2049-50 | 2050-51
PV
[25 empty] | 133456.2559 | 135866.0333 | 0 | 0 | 0 | 0 | 0
OPTION 1 (base case) | NPV | Net benefits | OPTION 1 (base case)NPV |  | 0 |  | 0 | 0 | 0 | 0 | 0 | 0 | 0 | 0 | 0 | 0 | 0 | 0 | 0 | 0 | 0 | 0 | 0 | 0 | 0 | 0 | 0 | 0 | 0 | 0 | 0 | 0
OPTION 1 (base case) | sens1 | Capex 10% higher | OPTION 1 (base case)sens1 |  | 0 |  | 0 | 0 | 0 | 0 | 0 | 0 | 0 | 0 | 0 | 0 | 0 | 0 | 0 | 0 | 0 | 0 | 0 | 0 | 0 | 0 | 0 | 0 | 0 | 0 | 0 | 0
OPTION 1 (base case) | sens2 | Capex 10% lower | OPTION 1 (base case)sens2 |  | 0 |  | 0 | 0 | 0 | 0 | 0 | 0 | 0 | 0 | 0 | 0 | 0 | 0 | 0 | 0 | 0 | 0 | 0 | 0 | 0 | 0 | 0 | 0 | 0 | 0 | 0 | 0
OPTION 1 (base case) | sens3 | Total benefits 10% higher | OPTION 1 (base case)sens3 |  | 0 |  | 0 | 0 | 0 | 0 | 0 | 0 | 0 | 0 | 0 | 0 | 0 | 0 | 0 | 0 | 0 | 0 | 0 | 0 | 0 | 0 | 0 | 0 | 0 | 0 | 0 | 0
OPTION 1 (base case) | sens4 | Total benefits 10% lower | OPTION 1 (base case)sens4 |  | 0 |  | 0 | 0 | 0 | 0 | 0 | 0 | 0 | 0 | 0 | 0 | 0 | 0 | 0 | 0 | 0 | 0 | 0 | 0 | 0 | 0 | 0 | 0 | 0 | 0 | 0 | 0
OPTION 1 (base case) | sens5 | Capex 10% higher & Total benefits 10% lower | OPTION 1 (base case)sens5 |  | 0 |  | 0 | 0 | 0 | 0 | 0 | 0 | 0 | 0 | 0 | 0 | 0 | 0 | 0 | 0 | 0 | 0 | 0 | 0 | 0 | 0 | 0 | 0 | 0 | 0 | 0 | 0
OPTION 1 (base case) | sens | 0 | OPTION 1 (base case)sens |  | 0 |  | 0 | 0 | 0 | 0 | 0 | 0 | 0 | 0 | 0 | 0 | 0 | 0 | 0 | 0 | 0 | 0 | 0 | 0 | 0 | 0 | 0 | 0 | 0 | 0 | 0 | 0
OPTION 1 (base case) | sens | 0 | OPTION 1 (base case)sens |  | 0 |  | 0 | 0 | 0 | 0 | 0 | 0 | 0 | 0 | 0 | 0 | 0 | 0 | 0 | 0 | 0 | 0 | 0 | 0 | 0 | 0 | 0 | 0 | 0 | 0 | 0 | 0
OPTION 1 (base case) | sens | 0 | OPTION 1 (base case)sens |  | 0 |  | 0 | 0 | 0 | 0 | 0 | 0 | 0 | 0 | 0 | 0 | 0 | 0 | 0 | 0 | 0 | 0 | 0 | 0 | 0 | 0 | 0 | 0 | 0 | 0 | 0 | 0
Option 2 | NPV | Net benefits | Option 2NPV |  | 1194499.6821 |  | 0 | 0 | -228396.7959 | 94224.9851 | 97002.679 | 96187.1535 | 96711.2582 | 102063.1476 | 109546.5164 | 110293.0345 | 112473.1505 | 114700.3149 | 116965.5019 | 119261.8323 | 121583.9352 | 123927.5345 | 126289.1709 | 128666.0079 | 131055.6929 | 133456.2559 | 135866.0333 | 0 | 0 | 0 | 0 | 0
Option 2 | sens1 | Capex 10% higher | Option 2sens1 |  | 743662.698 |  | 0 | 0 | -251236.4755 | 59965.4657 | 62743.1596 | 61927.6341 | 62451.7388 | 67803.6282 | 75286.997 | 76033.5151 | 78213.6311 | 80440.7955 | 82705.9825 | 85002.3129 | 87324.4158 | 89668.0151 | 92029.6515 | 94406.4885 | 96796.1735 | 99196.7365 | 101606.5139 | 0 | 0 | 0 | 0 | 0
Option 2 | sens2 | Capex 10% lower | Option 2sens2 |  | 1645336.6661 |  | 0 | 0 | -205557.1163 | 128484.5044 | 131262.1984 | 130446.6729 | 130970.7776 | 136322.667 | 143806.0358 | 144552.5539 | 146732.6699 | 148959.8343 | 151225.0213 | 153521.3517 | 155843.4546 | 158187.0539 | 160548.6903 | 162925.5272 | 165315.2123 | 167715.7753 | 170125.5526 | 0 | 0 | 0 | 0 | 0
Option 2 | sens3 | Total benefits 10% higher | Option 2sens3 |  | 1764786.6343 |  | 0 | 0 | -228396.7959 | 137907.0029 | 140962.4663 | 140065.3883 | 140641.9034 | 146528.9818 | 154760.6874 | 155581.8573 | 157979.985 | 160429.8658 | 162921.5715 | 165447.5349 | 168001.8481 | 170579.8073 | 173177.6074 | 175792.128 | 178420.7816 | 181061.4009 | 183712.156 | 0 | 0 | 0 | 0 | 0
Option 2 | sens4 | Total benefits 10% lower | Option 2sens4 |  | 624212.7298 |  | 0 | 0 | -228396.7959 | 50542.9672 | 53042.8917 | 52308.9188 | 52780.613 | 57597.3135 | 64332.3454 | 65004.2116 | 66966.3161 | 68970.764 | 71009.4323 | 73076.1297 | 75166.0223 | 77275.2617 | 79400.7344 | 81539.8877 | 83690.6042 | 85851.1109 | 88019.9105 | 0 | 0 | 0 | 0 | 0
Option 2 | sens5 | Capex 10% higher & Total benefits 10% lower | Option 2sens5 |  | 173375.7458 |  | 0 | 0 | -251236.4755 | 16283.4478 | 18783.3723 | 18049.3994 | 18521.0936 | 23337.7941 | 30072.826 | 30744.6922 | 32706.7967 | 34711.2446 | 36749.9129 | 38816.6103 | 40906.5029 | 43015.7423 | 45141.215 | 47280.3683 | 49431.0848 | 51591.5916 | 53760.3912 | 0 | 0 | 0 | 0 | 0
Option 2 | sens | 0 | Option 2sens |  | 1194499.6821 |  | 0 | 0 | -228396.7959 | 94224.9851 | 97002.679 | 96187.1535 | 96711.2582 | 102063.1476 | 109546.5164 | 110293.0345 | 112473.1505 | 114700.3149 | 116965.5019 | 119261.8323 | 121583.9352 | 123927.5345 | 126289.1709 | 128666.0079 | 131055.6929 | 133456.2559 | 135866.0333 | 0 | 0 | 0 | 0 | 0
Option 2 | sens | 0 | Option 2sens |  | 1194499.6821 |  | 0 | 0 | -228396.7959 | 94224.9851 | 97002.679 | 96187.1535 | 96711.2582 | 102063.1476 | 109546.5164 | 110293.0345 | 112473.1505 | 114700.3149 | 116965.5019 | 119261.8323 | 121583.9352 | 123927.5345 | 126289.1709 | 128666.0079 | 131055.6929 | 133456.2559 | 135866.0333 | 0 | 0 | 0 | 0 | 0
Option 2 | sens | 0 | Option 2sens |  | 1194499.6821 |  | 0 | 0 | -228396.7959 | 94224.9851 | 97002.679 | 96187.1535 | 96711.2582 | 102063.1476 | 109546.5164 | 110293.0345 | 112473.1505 | 114700.3149 | 116965.5019 | 119261.8323 | 121583.9352 | 123927.5345 | 126289.1709 | 128666.0079 | 131055.6929 | 133456.2559 | 135866.0333 | 0 | 0 | 0 | 0 | 0
[7 empty] | 0 | 0 | 26583.1304 | 27136.1807 | 27630.5358 | 27912.5821 | 28257.4544 | 28874.5194 | 29622.8364 | 29979.6461 | 30421.7142 | 30868.2695 | 98228.3705 | 98683.8679 | 99143.821 | 99608.2198 | 100077.0549 | 100550.317 | 101027.997 | 101510.0863 | 101996.5765 | 0 | 0 | 0 | 0 | 0
Option 3 | NPV | Net benefits | Option 3NPV |  | 763783.2244 |  | 0 | 0 | 26583.1304 | 27136.1807 | 27630.5358 | 27912.5821 | 28257.4544 | 28874.5194 | 29622.8364 | 29979.6461 | 30421.7142 | 30868.2695 | 98228.3705 | 98683.8679 | 99143.821 | 99608.2198 | 100077.0549 | 100550.317 | 101027.997 | 101510.0863 | 101996.5765 | 0 | 0 | 0 | 0 | 0
Option 3 | sens1 | Capex 10% higher | Option 3sens1 |  | 709086.5518 |  | 0 | 0 | 19892.2235 | 20445.2737 | 20939.6288 | 21221.6752 | 21566.5474 | 22183.6124 | 22931.9295 | 23288.7392 | 23730.8073 | 24177.3625 | 98228.3705 | 98683.8679 | 99143.821 | 99608.2198 | 100077.0549 | 100550.317 | 101027.997 | 101510.0863 | 101996.5765 | 0 | 0 | 0 | 0 | 0
Option 3 | sens2 | Capex 10% lower | Option 3sens2 |  | 818479.8969 |  | 0 | 0 | 33274.0374 | 33827.0876 | 34321.4427 | 34603.4891 | 34948.3613 | 35565.4263 | 36313.7434 | 36670.5531 | 37112.6212 | 37559.1764 | 98228.3705 | 98683.8679 | 99143.821 | 99608.2198 | 100077.0549 | 100550.317 | 101027.997 | 101510.0863 | 101996.5765 | 0 | 0 | 0 | 0 | 0
Option 3 | sens3 | Total benefits 10% higher | Option 3sens3 |  | 894858.2193 |  | 0 | 0 | 35932.3504 | 36540.7057 | 37084.4963 | 37394.7473 | 37774.1068 | 38452.8782 | 39276.027 | 39668.5177 | 40154.7926 | 40646.0034 | 108051.2076 | 108552.2547 | 109058.2031 | 109569.0418 | 110084.7604 | 110605.3487 | 111130.7967 | 111661.0949 | 112196.2341 | 0 | 0 | 0 | 0 | 0
Option 3 | sens4 | Total benefits 10% lower | Option 3sens4 |  | 632708.2294 |  | 0 | 0 | 17233.9105 | 17731.6556 | 18176.5753 | 18430.417 | 18740.802 | 19296.1605 | 19969.6458 | 20290.7746 | 20688.6358 | 21090.5356 | 88405.5335 | 88815.4811 | 89229.4389 | 89647.3978 | 90069.3494 | 90495.2853 | 90925.1973 | 91359.0777 | 91796.9188 | 0 | 0 | 0 | 0 | 0
Option 3 | sens5 | Capex 10% higher & Total benefits 10% lower | Option 3sens5 |  | 578011.5568 |  | 0 | 0 | 10543.0035 | 11040.7487 | 11485.6683 | 11739.51 | 12049.895 | 12605.2535 | 13278.7389 | 13599.8676 | 13997.7289 | 14399.6286 | 88405.5335 | 88815.4811 | 89229.4389 | 89647.3978 | 90069.3494 | 90495.2853 | 90925.1973 | 91359.0777 | 91796.9188 | 0 | 0 | 0 | 0 | 0
Option 3 | sens | 0 | Option 3sens |  | 763783.2244 |  | 0 | 0 | 26583.1304 | 27136.1807 | 27630.5358 | 27912.5821 | 28257.4544 | 28874.5194 | 29622.8364 | 29979.6461 | 30421.7142 | 30868.2695 | 98228.3705 | 98683.8679 | 99143.821 | 99608.2198 | 100077.0549 | 100550.317 | 101027.997 | 101510.0863 | 101996.5765 | 0 | 0 | 0 | 0 | 0
Option 3 | sens | 0 | Option 3sens |  | 763783.2244 |  | 0 | 0 | 26583.1304 | 27136.1807 | 27630.5358 | 27912.5821 | 28257.4544 | 28874.5194 | 29622.8364 | 29979.6461 | 30421.7142 | 30868.2695 | 98228.3705 | 98683.8679 | 99143.821 | 99608.2198 | 100077.0549 | 100550.317 | 101027.997 | 101510.0863 | 101996.5765 | 0 | 0 | 0 | 0 | 0
Option 3 | sens | 0 | Option 3sens |  | 763783.2244 |  | 0 | 0 | 26583.1304 | 27136.1807 | 27630.5358 | 27912.5821 | 28257.4544 | 28874.5194 | 29622.8364 | 29979.6461 | 30421.7142 | 30868.2695 | 98228.3705 | 98683.8679 | 99143.821 | 99608.2198 | 100077.0549 | 100550.317 | 101027.997 | 101510.0863 | 101996.5765 | 0 | 0 | 0 | 0 | 0
Option 4 | NPV | Net benefits | Option 4NPV |  | 0 |  | 0 | 0 | 0 | 0 | 0 | 0 | 0 | 0 | 0 | 0 | 0 | 0 | 0 | 0 | 0 | 0 | 0 | 0 | 0 | 0 | 0 | 0 | 0 | 0 | 0 | 0
Option 4 | sens1 | Capex 10% higher | Option 4sens1 |  | 0 |  | 0 | 0 | 0 | 0 | 0 | 0 | 0 | 0 | 0 | 0 | 0 | 0 | 0 | 0 | 0 | 0 | 0 | 0 | 0 | 0 | 0 | 0 | 0 | 0 | 0 | 0
Option 4 | sens2 | Capex 10% lower | Option 4sens2 |  | 0 |  | 0 | 0 | 0 | 0 | 0 | 0 | 0 | 0 | 0 | 0 | 0 | 0 | 0 | 0 | 0 | 0 | 0 | 0 | 0 | 0 | 0 | 0 | 0 | 0 | 0 | 0
Option 4 | sens3 | Total benefits 10% higher | Option 4sens3 |  | 0 |  | 0 | 0 | 0 | 0 | 0 | 0 | 0 | 0 | 0 | 0 | 0 | 0 | 0 | 0 | 0 | 0 | 0 | 0 | 0 | 0 | 0 | 0 | 0 | 0 | 0 | 0
Option 4 | sens4 | Total benefits 10% lower | Option 4sens4 |  | 0 |  | 0 | 0 | 0 | 0 | 0 | 0 | 0 | 0 | 0 | 0 | 0 | 0 | 0 | 0 | 0 | 0 | 0 | 0 | 0 | 0 | 0 | 0 | 0 | 0 | 0 | 0
Option 4 | sens5 | Capex 10% higher & Total benefits 10% lower | Option 4sens5 |  | 0 |  | 0 | 0 | 0 | 0 | 0 | 0 | 0 | 0 | 0 | 0 | 0 | 0 | 0 | 0 | 0 | 0 | 0 | 0 | 0 | 0 | 0 | 0 | 0 | 0 | 0 | 0
Option 4 | sens | 0 | Option 4sens |  | 0 |  | 0 | 0 | 0 | 0 | 0 | 0 | 0 | 0 | 0 | 0 | 0 | 0 | 0 | 0 | 0 | 0 | 0 | 0 | 0 | 0 | 0 | 0 | 0 | 0 | 0 | 0
Option 4 | sens | 0 | Option 4sens |  | 0 |  | 0 | 0 | 0 | 0 | 0 | 0 | 0 | 0 | 0 | 0 | 0 | 0 | 0 | 0 | 0 | 0 | 0 | 0 | 0 | 0 | 0 | 0 | 0 | 0 | 0 | 0
Option 4 | sens | 0 | Option 4sens |  | 0 |  | 0 | 0 | 0 | 0 | 0 | 0 | 0 | 0 | 0 | 0 | 0 | 0 | 0 | 0 | 0 | 0 | 0 | 0 | 0 | 0 | 0 | 0 | 0 | 0 | 0 | 0
Option 5 | NPV | Net benefits | Option 5NPV |  | 0 |  | 0 | 0 | 0 | 0 | 0 | 0 | 0 | 0 | 0 | 0 | 0 | 0 | 0 | 0 | 0 | 0 | 0 | 0 | 0 | 0 | 0 | 0 | 0 | 0 | 0 | 0
Option 5 | sens1 | Capex 10% higher | Option 5sens1 |  | 0 |  | 0 | 0 | 0 | 0 | 0 | 0 | 0 | 0 | 0 | 0 | 0 | 0 | 0 | 0 | 0 | 0 | 0 | 0 | 0 | 0 | 0 | 0 | 0 | 0 | 0 | 0
Option 5 | sens2 | Capex 10% lower | Option 5sens2 |  | 0 |  | 0 | 0 | 0 | 0 | 0 | 0 | 0 | 0 | 0 | 0 | 0 | 0 | 0 | 0 | 0 | 0 | 0 | 0 | 0 | 0 | 0 | 0 | 0 | 0 | 0 | 0
Option 5 | sens3 | Total benefits 10% higher | Option 5sens3 |  | 0 |  | 0 | 0 | 0 | 0 | 0 | 0 | 0 | 0 | 0 | 0 | 0 | 0 | 0 | 0 | 0 | 0 | 0 | 0 | 0 | 0 | 0 | 0 | 0 | 0 | 0 | 0
Option 5 | sens4 | Total benefits 10% lower | Option 5sens4 |  | 0 |  | 0 | 0 | 0 | 0 | 0 | 0 | 0 | 0 | 0 | 0 | 0 | 0 | 0 | 0 | 0 | 0 | 0 | 0 | 0 | 0 | 0 | 0 | 0 | 0 | 0 | 0
Option 5 | sens5 | Capex 10% higher & Total benefits 10% lower | Option 5sens5 |  | 0 |  | 0 | 0 | 0 | 0 | 0 | 0 | 0 | 0 | 0 | 0 | 0 | 0 | 0 | 0 | 0 | 0 | 0 | 0 | 0 | 0 | 0 | 0 | 0 | 0 | 0 | 0
Option 5 | sens | 0 | Option 5sens |  | 0 |  | 0 | 0 | 0 | 0 | 0 | 0 | 0 | 0 | 0 | 0 | 0 | 0 | 0 | 0 | 0 | 0 | 0 | 0 | 0 | 0 | 0 | 0 | 0 | 0 | 0 | 0
Option 5 | sens | 0 | Option 5sens |  | 0 |  | 0 | 0 | 0 | 0 | 0 | 0 | 0 | 0 | 0 | 0 | 0 | 0 | 0 | 0 | 0 | 0 | 0 | 0 | 0 | 0 | 0 | 0 | 0 | 0 | 0 | 0
Option 5 | sens | 0 | Option 5sens |  | 0 |  | 0 | 0 | 0 | 0 | 0 | 0 | 0 | 0 | 0 | 0 | 0 | 0 | 0 | 0 | 0 | 0 | 0 | 0 | 0 | 0 | 0 | 0 | 0 | 0 | 0 | 0
RESULTS
|  | 0 | 0 | 0 | 1 | 1 |  | 2028-29: #NAME?
|  | Option 1 (base case) | Option 2 | Option 3 | Option 4 | Option 5 |  | 2026-27: Max; 2028-29: Preferred
NPV | None | 0 | 1.1945 | 0.76378 |  |  |  | 2026-27: #NAME?; 2028-29: Option 2
sens1 | Capex 10% higher | 0 | 0.74366 | 0.70909 |  |  |  | 2026-27: #NAME?; 2028-29: Option 2
sens2 | Capex 10% lower | 0 | 1.6453 | 0.81848 |  |  |  | 2026-27: #NAME?; 2028-29: Option 2
sens3 | Total benefits 10% higher | 0 | 1.7648 | 0.89486 |  |  |  | 2026-27: #NAME?; 2028-29: Option 2
sens4 | Total benefits 10% lower | 0 | 0.62421 | 0.63271 |  |  |  | 2026-27: #NAME?; 2028-29: Option 3
sens5 | Capex 10% higher & Total benefits 10% lower | 0 | 0.17338 | 0.57801 |  |  |  | 2026-27: #NAME?; 2028-29: Option 3
sens | 0 | [6 empty] | 2026-27: #NAME?; 2028-29: #NAME?
sens | 0 | [6 empty] | 2026-27: #NAME?; 2028-29: #NAME?
sens | 0 | [6 empty] | 2026-27: #NAME?; 2028-29: #NAME?

## Workings_costs
Powercor
CHA transformer replacement
WORKINGS - COSTS
Option 1 - continue existing maintenance with no proactive replacement cost
|  |  | 2026-27 | 2027-28 | 2028-29 | 2029-30 | 2030-31 | 2031-32 | 2032-33 | 2033-34 | 2034-35 | 2035-36 | 2036-37 | 2037-38 | 2038-39 | 2039-40 | 2040-41 | 2041-42 | 2042-43 | 2043-44 | 2044-45 | 2045-46 | 2046-47 | 2047-48 | 2048-49 | 2049-50 | 2050-51
Opex
Relay annual maintenance cost ($)
|  | Total opex cost ($) | 0 | 0 | 0 | 0 | 0 | 0 | 0 | 0 | 0 | 0 | 0 | 0 | 0 | 0 | 0 | 0 | 0 | 0 | 0 | 0 | 0 | 0 | 0 | 0 | 0
Option 2 - Replace transformer #2 completed in 2026-2027
|  |  | 2026-27 | 2027-28 | 2028-29 | 2029-30 | 2030-31 | 2031-32 | 2032-33 | 2033-34 | 2034-35 | 2035-36 | 2036-37 | 2037-38 | 2038-39 | 2039-40 | 2040-41 | 2041-42 | 2042-43 | 2043-44 | 2044-45 | 2045-46 | 2046-47 | 2047-48 | 2048-49 | 2049-50 | 2050-51
|  | Tx capex profile ($) | 2026-27: 4813664.3833; 2027-28: 2406832.1917
|  | Total capex ($) | 4813664.3833 | 2406832.1917 | 0 | 0 | 0 | 0 | 0 | 0 | 0 | 0 | 0 | 0 | 0 | 0 | 0 | 0 | 0 | 0 | 0 | 0 | 0 | 0 | 0 | 0 | 0
|  |  | 2026-27 | 2027-28 | 2028-29 | 2029-30 | 2030-31 | 2031-32 | 2032-33 | 2033-34 | 2034-35 | 2035-36 | 2036-37 | 2037-38 | 2038-39 | 2039-40 | 2040-41 | 2041-42 | 2042-43 | 2043-44 | 2044-45 | 2045-46 | 2046-47 | 2047-48 | 2048-49 | 2049-50 | 2050-51
Opex
SWBD online monitoring annual cost ($)
|  | Total opex cost ($) | 0 | 0 | 0 | 0 | 0 | 0 | 0 | 0 | 0 | 0 | 0 | 0 | 0 | 0 | 0 | 0 | 0 | 0 | 0 | 0 | 0 | 0 | 0 | 0 | 0
Option 3 - Refurb transformer #2 completed in 2026-2027
|  |  | 2026-27 | 2027-28 | 2028-29 | 2029-30 | 2030-31 | 2031-32 | 2032-33 | 2033-34 | 2034-35 | 2035-36 | 2036-37 | 2037-38 | 2038-39 | 2039-40 | 2040-41 | 2041-42 | 2042-43 | 2043-44 | 2044-45 | 2045-46 | 2046-47 | 2047-48 | 2048-49 | 2049-50 | 2050-51
|  | Tx capex profile ($) | 2026-27: 500000
|  | Total capex ($) | 500000 | 0 | 0 | 0 | 0 | 0 | 0 | 0 | 0 | 0 | 0 | 0 | 0 | 0 | 0 | 0 | 0 | 0 | 0 | 0 | 0 | 0 | 0 | 0 | 0
|  |  | 2026-27 | 2027-28 | 2028-29 | 2029-30 | 2030-31 | 2031-32 | 2032-33 | 2033-34 | 2034-35 | 2035-36 | 2036-37 | 2037-38 | 2038-39 | 2039-40 | 2040-41 | 2041-42 | 2042-43 | 2043-44 | 2044-45 | 2045-46 | 2046-47 | 2047-48 | 2048-49 | 2049-50 | 2050-51
Opex
SWBD online monitoring annual cost ($)
|  | Total opex cost ($) | 0 | 0 | 0 | 0 | 0 | 0 | 0 | 0 | 0 | 0 | 0 | 0 | 0 | 0 | 0 | 0 | 0 | 0 | 0 | 0 | 0 | 0 | 0 | 0 | 0

## Workings_risks
Powercor
CHA transformer replacement
WORKINGS - RISKS
Option 1 - continue existing maintenance with no proactive replacement cost
|  |  | 2026-27 | 2027-28 | 2028-29 | 2029-30 | 2030-31 | 2031-32 | 2032-33 | 2033-34 | 2034-35 | 2035-36 | 2036-37 | 2037-38 | 2038-39 | 2039-40 | 2040-41 | 2041-42 | 2042-43 | 2043-44 | 2044-45 | 2045-46 | 2046-47 | 2047-48 | 2048-49 | 2049-50 | 2050-51
Transformer risks
|  | Energy at Risk ($, Weighted) | 227536.8546 | 232680.1894 | 241516.6094 | 249319.7408 | 253414.3164 | 258593.413 | 268502.343 | 280685.4417 | 286041.2639 | 292871.3042 | 299769.2001 | 306734.7422 | 313767.7259 | 320867.9515 | 328035.2238 | 335269.3522 | 342570.1505 | 349937.4367 | 357371.0328 | 364870.7652 | 372436.4639 | 380067.9628 | 387765.0996 | 395527.7154 | 403355.6552
|  | Safety risk | 574.1077 | 589.4407 | 604.9397 | 620.604 | 636.4328 | 652.4254 | 668.5811 | 684.8991 | 701.3788 | 718.0195 | 734.8206 | 751.7814 | 768.9011 | 786.1794 | 803.6154 | 821.2085 | 838.9583 | 856.8641 | 874.9253 | 893.1413 | 911.5116 | 930.0356 | 930.0356 | 930.0356 | 930.0356
|  | Unplanned replacement risk | 29234.7799 | 30015.5689 | 30804.812 | 31602.4707 | 32408.507 | 33222.8838 | 34045.5646 | 34876.5137 | 35715.6959 | 36563.0768 | 37418.6225 | 38282.2998 | 39154.076 | 40033.9189 | 40921.797 | 41817.6793 | 42721.5352 | 43633.3346 | 44553.0481 | 45480.6465 | 46416.1012 | 47359.3841 | 47359.3841 | 47359.3841 | 47359.3841
|  | Unplanned fault risk | 2122.033 | 2178.7073 | 2235.9952 | 2293.894 | 2352.4008 | 2411.5131 | 2471.2282 | 2531.5433 | 2592.4561 | 2653.9641 | 2716.0646 | 2778.7554 | 2842.0341 | 2905.8983 | 2970.3457 | 3035.3741 | 3100.9813 | 3167.1651 | 3233.9234 | 3301.2539 | 3369.1548 | 3437.6238 | 3437.6238 | 3437.6238 | 3437.6238
|  | Enviromental risk | 176250 | 176250 | 176250 | 176250 | 176250 | 176250 | 176250 | 176250 | 176250 | 176250 | 176250 | 176250 | 176250 | 176250 | 176250 | 176250 | 176250 | 176250 | 176250 | 176250 | 176250 | 176250 | 176250 | 176250 | 176250
|  | Total transformer risks | 435717.7752 | 441713.9063 | 451412.3563 | 460086.7094 | 465061.657 | 471130.2352 | 481937.7168 | 495028.3978 | 501300.7947 | 509056.3646 | 516888.7079 | 524797.5788 | 532782.7371 | 540843.948 | 548980.9819 | 557193.6142 | 565481.6253 | 573844.8005 | 582282.9295 | 590795.807 | 599383.2315 | 608045.0064 | 615742.1431 | 623504.759 | 631332.6988
Option 2 - Replace transformer #2 completed in 2026-2027
|  |  | 2026-27 | 2027-28 | 2028-29 | 2029-30 | 2030-31 | 2031-32 | 2032-33 | 2033-34 | 2034-35 | 2035-36 | 2036-37 | 2037-38 | 2038-39 | 2039-40 | 2040-41 | 2041-42 | 2042-43 | 2043-44 | 2044-45 | 2045-46 | 2046-47 | 2047-48 | 2048-49 | 2049-50 | 2050-51
Transformer risks
|  | Energy at Risk ($, Weighted) | 227536.8546 | 232680.1894 | 6824.144 | 12536.4827 | 17760.2699 | 22857.7573 | 28340.9622 | 34177.6457 | 39235.4554 | 44474.7957 | 49735.5155 | 55025.7989 | 60351.8653 | 65718.5523 | 71129.6926 | 76588.3694 | 82097.093 | 87657.9291 | 93272.5914 | 98942.512 | 104668.8943 | 110452.755 | 116294.9555 | 122196.2286 | 128157.1983
|  | Safety risk | 574.1077 | 589.4407 | 302.7139 | 311.0949 | 319.7961 | 328.7888 | 338.055 | 347.5819 | 357.3594 | 367.3795 | 377.6355 | 388.1215 | 398.8328 | 409.7647 | 420.9133 | 432.2751 | 443.8467 | 455.6253 | 467.608 | 479.7922 | 492.1757 | 504.756 | 504.756 | 504.756 | 504.756
|  | Unplanned replacement risk | 29234.7799 | 30015.5689 | 15414.833 | 15841.6106 | 16284.6931 | 16742.6213 | 17214.4782 | 17699.6059 | 18197.4971 | 18707.7417 | 19229.9976 | 19763.9718 | 20309.4095 | 20866.0852 | 21433.7971 | 22012.363 | 22601.6168 | 23201.4061 | 23811.59 | 24432.038 | 25062.6282 | 25703.2464 | 25703.2464 | 25703.2464 | 25703.2464
|  | Unplanned fault risk | 2122.033 | 2178.7073 | 1118.8996 | 1149.8777 | 1182.0392 | 1215.2783 | 1249.5285 | 1284.7419 | 1320.8818 | 1357.9184 | 1395.8268 | 1434.5858 | 1474.1769 | 1514.5837 | 1555.7916 | 1597.7873 | 1640.5588 | 1684.0951 | 1728.3858 | 1773.4216 | 1819.1936 | 1865.6934 | 1865.6934 | 1865.6934 | 1865.6934
|  | Enviromental risk | 176250 | 176250 | 35250 | 35250 | 35250 | 35250 | 35250 | 35250 | 35250 | 35250 | 35250 | 35250 | 35250 | 35250 | 35250 | 35250 | 35250 | 35250 | 35250 | 35250 | 35250 | 35250 | 35250 | 35250 | 35250
|  | Total transformer risks | 435717.7752 | 441713.9063 | 58910.5905 | 65089.0658 | 70796.7983 | 76394.4458 | 82393.024 | 88759.5755 | 94361.1937 | 100157.8353 | 105988.9753 | 111862.4781 | 117784.2845 | 123758.9858 | 129790.1946 | 135880.7948 | 142033.1154 | 148249.0556 | 154530.1753 | 160877.7638 | 167292.8917 | 173776.4508 | 179618.6514 | 185519.9244 | 191480.8942
Option 3 - Refurb transformer #2 completed in 2026-2027
|  |  | 2026-27 | 2027-28 | 2028-29 | 2029-30 | 2030-31 | 2031-32 | 2032-33 | 2033-34 | 2034-35 | 2035-36 | 2036-37 | 2037-38 | 2038-39 | 2039-40 | 2040-41 | 2041-42 | 2042-43 | 2043-44 | 2044-45 | 2045-46 | 2046-47 | 2047-48 | 2048-49 | 2049-50 | 2050-51
Transformer risks
|  | Energy at Risk ($, Weighted) | 227536.8546 | 220680.0894 | 229059.1871 | 236458.1586 | 240339.7636 | 245249.8563 | 254645.6225 | 266198.0367 | 271275.3738 | 277750.7324 | 284290.3244 | 290893.9487 | 297561.4083 | 304292.5111 | 311087.0693 | 317944.8992 | 324865.8214 | 331849.6605 | 338896.245 | 346005.4071 | 353176.9828 | 360410.8118 | 367706.7372 | 375064.6054 | 382484.2665
|  | Safety risk | 574.1077 | 583.5463 | 598.8903 | 614.398 | 630.0685 | 645.9011 | 661.8953 | 678.0501 | 694.365 | 710.8393 | 727.4724 | 744.2635 | 761.2121 | 778.3176 | 795.5792 | 812.9965 | 830.5687 | 848.2954 | 866.176 | 884.2099 | 902.3965 | 920.7353 | 920.7353 | 920.7353 | 920.7353
|  | Unplanned replacement risk | 29234.7799 | 28514.7904 | 29264.5714 | 30022.3471 | 30788.0816 | 31561.7396 | 32343.2863 | 33132.688 | 33929.9111 | 34734.923 | 35547.6914 | 36368.1848 | 37196.3722 | 38032.223 | 38875.7072 | 39726.7953 | 40585.4584 | 41451.6679 | 42325.3957 | 43206.6142 | 44095.2962 | 44991.4149 | 44991.4149 | 44991.4149 | 44991.4149
|  | Unplanned fault risk | 2122.033 | 2178.7073 | 2235.9952 | 2293.894 | 2352.4008 | 2411.5131 | 2471.2282 | 2531.5433 | 2592.4561 | 2653.9641 | 2716.0646 | 2778.7554 | 2842.0341 | 2905.8983 | 2970.3457 | 3035.3741 | 3100.9813 | 3167.1651 | 3233.9234 | 3301.2539 | 3369.1548 | 3437.6238 | 3437.6238 | 3437.6238 | 3437.6238
|  | Enviromental risk | 176250 | 105750 | 105750 | 105750 | 105750 | 105750 | 105750 | 105750 | 105750 | 105750 | 105750 | 105750 | 105750 | 105750 | 105750 | 105750 | 105750 | 105750 | 105750 | 105750 | 105750 | 105750 | 105750 | 105750 | 105750
|  | Total transformer risks | 435717.7752 | 357707.1334 | 366908.644 | 375138.7977 | 379860.3145 | 385619.0101 | 395872.0322 | 408290.3181 | 414242.1061 | 421600.4587 | 429031.5529 | 436535.1524 | 444111.0267 | 451758.9499 | 459478.7014 | 467270.0651 | 475132.8299 | 483066.789 | 491071.74 | 499147.4851 | 507293.8302 | 515510.5858 | 522806.5112 | 530164.3794 | 537584.0405

## Tx risks
Powercor
CHA transformer replacement
Input Data - Station Configuration |  | Constants |  |  | POF METHOD | WEIBULL | Modifier (x) | Comment
Substation: | CHA | Major Failure CoC |  |  | PoF (#1) | 100% | 100%
Asset Type | Transformer | Minor Failure CoC |  |  | PoF (#2) | 0.1575% | 100%
VCR | 48.009 | Major Failure CoC - used | 9037567.14 |  | PoF (#3) | 0.1575% | 100%
Load Profile (PoE) | 50% | Minor Failure CoC - used | 164000 |  | PoF (#4) | 0% | 100%
Scenario #1: CHA - Transformer | Setting | Unit Price | Model Output | 2025 | 2026 | 2027 | 2028 | 2029 | 2030 | 2031 | 2032 | 2033 | 2034 | 2035 | 2036 | 2037 | 2038 | 2039 | 2040 | 2041 | 2042 | 2043 | 2044 | 2045 | 2046 | 2047 | 2048 | 2049 | 2050 | 2051 | 2052 | 2053 | 2054 | 2055 | 2056
Spare Available | 100% | 0 | Energy | 4117.3886 | 4146.5657 | 4219.8143 | 4362.7904 | 4489.7887 | 4555.0757 | 4650.401 | 4836.3352 | 5059.8406 | 5155.2226 | 5278.3206 | 5402.6416 | 5528.1819 | 5654.9379 | 5782.9058 | 5912.0823 | 6042.4639 | 6174.0472 | 6306.829 | 6440.806 | 6575.9751 | 6712.3333 | 6849.8775 | 6988.6049 | 7128.5126 | 7269.5978 | 7411.8578 | 7555.2899 | 7555.2899 | 7555.2899 | 7555.2899 | 7555.2899
Online Monitoring | 0% | 50000 | Energy | 6087.8548 | 6122.8882 | 6309.0839 | 6588.9982 | 6834.4515 | 6966.4074 | 7103.5738 | 7357.7184 | 7682.0957 | 7831.4001 | 8018.391 | 8207.2394 | 8397.9395 | 8590.4857 | 8784.8725 | 8981.0946 | 9179.1468 | 9379.0239 | 9580.721 | 9784.2332 | 9989.5557 | 10196.6838 | 10405.6131 | 10616.339 | 10828.8571 | 11043.1634 | 11259.2535 | 11477.1234 | 11477.1234 | 11477.1234 | 11477.1234 | 11477.1234
Physical Separation | 0% | 300000 | Energy | 4117.3886 | 4146.5657 | 4219.8143 | 4362.7904 | 4489.7887 | 4555.0757 | 4650.401 | 4836.3352 | 5059.8406 | 5155.2226 | 5278.3206 | 5402.6416 | 5528.1819 | 5654.9379 | 5782.9058 | 5912.0823 | 6042.4639 | 6174.0472 | 6306.829 | 6440.806 | 6575.9751 | 6712.3333 | 6849.8775 | 6988.6049 | 7128.5126 | 7269.5978 | 7411.8578 | 7555.2899 | 7555.2899 | 7555.2899 | 7555.2899 | 7555.2899
More Frequent Maintenance | 0% | 4000 | Pr (Terminal Failure) | 0.3149% | 0.3235% | 0.3321% | 0.3409% | 0.3497% | 0.3586% | 0.3676% | 0.3767% | 0.3859% | 0.3952% | 0.4046% | 0.414% | 0.4236% | 0.4332% | 0.443% | 0.4528% | 0.4627% | 0.4727% | 0.4828% | 0.493% | 0.5032% | 0.5136% | 0.524% | 0.524% | 0.524% | 0.524% | 0.524% | 0.524% | 0.524% | 0.524% | 0.524% | 0.524%
Staggered Maintenance | 0% | 650 | Pr (Repairable Failure) | 1.26% | 1.294% | 1.328% | 1.363% | 1.399% | 1.434% | 1.47% | 1.507% | 1.544% | 1.581% | 1.618% | 1.656% | 1.694% | 1.733% | 1.772% | 1.811% | 1.851% | 1.891% | 1.931% | 1.972% | 2.013% | 2.054% | 2.096% | 2.096% | 2.096% | 2.096% | 2.096% | 2.096% | 2.096% | 2.096% | 2.096% | 2.096%
Bunded | 0 | 300000
Refurbish Assets | 0 | 500000 | Energy at Risk ($, Weighted) | 226051.7436 | 227536.8546 | 232680.1894 | 241516.6094 | 249319.7408 | 253414.3164 | 258593.413 | 268502.343 | 280685.4417 | 286041.2639 | 292871.3042 | 299769.2001 | 306734.7422 | 313767.7259 | 320867.9515 | 328035.2238 | 335269.3522 | 342570.1505 | 349937.4367 | 357371.0328 | 364870.7652 | 372436.4639 | 380067.9628 | 387765.0996 | 395527.7154 | 403355.6552 | 411248.7671 | 419206.9029 | 419206.9029 | 419206.9029 | 419206.9029 | 419206.9029
Replace 1 Asset | 0% | 7220496.575 | Safety Risk | 558.9415 | 574.1077 | 589.4407 | 604.9397 | 620.604 | 636.4328 | 652.4254 | 668.5811 | 684.8991 | 701.3788 | 718.0195 | 734.8206 | 751.7814 | 768.9011 | 786.1794 | 803.6154 | 821.2085 | 838.9583 | 856.8641 | 874.9253 | 893.1413 | 911.5116 | 930.0356 | 930.0356 | 930.0356 | 930.0356 | 930.0356 | 930.0356 | 930.0356 | 930.0356 | 930.0356 | 930.0356
Replace 2 Assets | 0% | 0 | Unplanned Replacement Risk | 28462.4845 | 29234.7799 | 30015.5689 | 30804.812 | 31602.4707 | 32408.507 | 33222.8838 | 34045.5646 | 34876.5137 | 35715.6959 | 36563.0768 | 37418.6225 | 38282.2998 | 39154.076 | 40033.9189 | 40921.797 | 41817.6793 | 42721.5352 | 43633.3346 | 44553.0481 | 45480.6465 | 46416.1012 | 47359.3841 | 47359.3841 | 47359.3841 | 47359.3841 | 47359.3841 | 47359.3841 | 47359.3841 | 47359.3841 | 47359.3841 | 47359.3841
Replace 3 Assets | 0% | 0 | Unplanned Fault Risk | 2065.9752 | 2122.033 | 2178.7073 | 2235.9952 | 2293.894 | 2352.4008 | 2411.5131 | 2471.2282 | 2531.5433 | 2592.4561 | 2653.9641 | 2716.0646 | 2778.7554 | 2842.0341 | 2905.8983 | 2970.3457 | 3035.3741 | 3100.9813 | 3167.1651 | 3233.9234 | 3301.2539 | 3369.1548 | 3437.6238 | 3437.6238 | 3437.6238 | 3437.6238 | 3437.6238 | 3437.6238 | 3437.6238 | 3437.6238 | 3437.6238 | 3437.6238
Addiitonal Asset | 0% | N/A | Unplanned Enviromental Risk | 176250 | 176250 | 176250 | 176250 | 176250 | 176250 | 176250 | 176250 | 176250 | 176250 | 176250 | 176250 | 176250 | 176250 | 176250 | 176250 | 176250 | 176250 | 176250 | 176250 | 176250 | 176250 | 176250 | 176250 | 176250 | 176250 | 176250 | 176250 | 176250 | 176250 | 176250 | 176250
Load Transfers | 100% | 0 | Unplanned Fire Risk | 0 | 0 | 0 | 0 | 0 | 0 | 0 | 0 | 0 | 0 | 0 | 0 | 0 | 0 | 0 | 0 | 0 | 0 | 0 | 0 | 0 | 0 | 0 | 0 | 0 | 0 | 0 | 0 | 0 | 0 | 0 | 0
Non-Network MW | 0 | 0 | Other | 0 | 0 | 0 | 0 | 0 | 0 | 0 | 0 | 0 | 0 | 0 | 0 | 0 | 0 | 0 | 0 | 0 | 0 | 0 | 0 | 0 | 0 | 0 | 0 | 0 | 0 | 0 | 0 | 0 | 0 | 0 | 0
|  | 0 | Option Capital Cost | 0 | 0 | 0 | 0 | 0 | 0 | 0 | 0 | 0 | 0 | 0 | 0 | 0 | 0 | 0 | 0 | 0 | 0 | 0 | 0 | 0 | 0 | 0 | 0 | 0 | 0 | 0 | 0 | 0 | 0 | 0 | 0
|  |  | Total Life Cycle Cost | 433389.1448 | 435717.7752 | 441713.9063 | 451412.3563 | 460086.7094 | 465061.657 | 471130.2352 | 481937.7168 | 495028.3978 | 501300.7947 | 509056.3646 | 516888.7079 | 524797.5788 | 532782.7371 | 540843.948 | 548980.9819 | 557193.6142 | 565481.6253 | 573844.8005 | 582282.9295 | 590795.807 | 599383.2315 | 608045.0064 | 615742.1431 | 623504.759 | 631332.6988 | 639225.8107 | 647183.9464 | 647183.9464 | 647183.9464 | 647183.9464 | 647183.9464
Input Data - Station Configuration |  | Constants |  | PoF (#4) 2026: POF METHOD; 0% 2027: WEIBULL; 100% 2028: Modifier (x); 100% 2029: Comment
Substation: | CHA | Major Failure CoC |  | PoF (#4) 2026: PoF (#1); 0% 2027: 100%; 100% 2028: 100%
Asset Type | Transformer | Minor Failure CoC |  | PoF (#4) 2026: PoF (#2); 0% 2027: 0.1575%; 100% 2028: 100%
VCR | 48.009 | Major Failure CoC - used | 9037567.14 | PoF (#4) 2026: PoF (#3); 0% 2027: 0.1575%; 100% 2028: 100%
Load Profile (PoE) | 50% | Minor Failure CoC - used | 164000 | PoF (#4) 2026: PoF (#4); 0% 2027: 0%; 100% 2028: 100%
Scenario #2: CHA - Transformer | Setting | Unit Price | Model Output | 2025 | 2026 | 2027 | 2028 | 2029 | 2030 | 2031 | 2032 | 2033 | 2034 | 2035 | 2036 | 2037 | 2038 | 2039 | 2040 | 2041 | 2042 | 2043 | 2044 | 2045 | 2046 | 2047 | 2048 | 2049 | 2050 | 2051 | 2052 | 2053 | 2054 | 2055 | 2056
Spare Available | 100% | 0 | Energy | 4117.3886 | 4146.5657 | 4219.8143 | 123.2705 | 225.7554 | 319.2327 | 411.0552 | 510.4767 | 616.1002 | 707.1148 | 801.5403 | 896.3512 | 991.6949 | 1087.6836 | 1184.4045 | 1281.9266 | 1380.3055 | 1479.5864 | 1579.8067 | 1680.997 | 1783.1834 | 1886.3874 | 1990.6274 | 2095.9189 | 2202.2752 | 2309.7074 | 2418.2252 | 2527.8368 | 2527.8368 | 2527.8368 | 2527.8368 | 2527.8368
Online Monitoring | 0% | 50000 | Energy | 6087.8548 | 6122.8882 | 6309.0839 | 186.1789 | 343.6634 | 488.2445 | 627.9178 | 776.6411 | 935.4356 | 1074.239 | 1217.6877 | 1361.7217 | 1506.5648 | 1652.3876 | 1799.3223 | 1947.4739 | 2096.9269 | 2247.7499 | 2399.9995 | 2553.7226 | 2708.9585 | 2865.74 | 3024.095 | 3184.0471 | 3345.6163 | 3508.8197 | 3673.6719 | 3840.1853 | 3840.1853 | 3840.1853 | 3840.1853 | 3840.1853
Physical Separation | 0% | 300000 | Energy | 4117.3886 | 4146.5657 | 4219.8143 | 123.2705 | 225.7554 | 319.2327 | 411.0552 | 510.4767 | 616.1002 | 707.1148 | 801.5403 | 896.3512 | 991.6949 | 1087.6836 | 1184.4045 | 1281.9266 | 1380.3055 | 1479.5864 | 1579.8067 | 1680.997 | 1783.1834 | 1886.3874 | 1990.6274 | 2095.9189 | 2202.2752 | 2309.7074 | 2418.2252 | 2527.8368 | 2527.8368 | 2527.8368 | 2527.8368 | 2527.8368
More Frequent Maintenance | 0% | 4000 | Pr (Terminal Failure) | 0.3149% | 0.3235% | 0.3321% | 0.1706% | 0.1753% | 0.1802% | 0.1853% | 0.1905% | 0.1958% | 0.2014% | 0.207% | 0.2128% | 0.2187% | 0.2247% | 0.2309% | 0.2372% | 0.2436% | 0.2501% | 0.2567% | 0.2635% | 0.2703% | 0.2773% | 0.2844% | 0.2844% | 0.2844% | 0.2844% | 0.2844% | 0.2844% | 0.2844% | 0.2844% | 0.2844% | 0.2844%
Staggered Maintenance | 0% | 650 | Pr (Repairable Failure) | 1.26% | 1.294% | 1.328% | 0.6823% | 0.7011% | 0.7208% | 0.741% | 0.7619% | 0.7834% | 0.8054% | 0.828% | 0.8511% | 0.8747% | 0.8989% | 0.9235% | 0.9487% | 0.9743% | 1% | 1.027% | 1.054% | 1.081% | 1.109% | 1.138% | 1.138% | 1.138% | 1.138% | 1.138% | 1.138% | 1.138% | 1.138% | 1.138% | 1.138%
Bunded | 0 | 300000
Refurbish Assets | 0 | 500000 | Energy at Risk ($, Weighted) | 226051.7436 | 227536.8546 | 232680.1894 | 6824.144 | 12536.4827 | 17760.2699 | 22857.7573 | 28340.9622 | 34177.6457 | 39235.4554 | 44474.7957 | 49735.5155 | 55025.7989 | 60351.8653 | 65718.5523 | 71129.6926 | 76588.3694 | 82097.093 | 87657.9291 | 93272.5914 | 98942.512 | 104668.8943 | 110452.755 | 116294.9555 | 122196.2286 | 128157.1983 | 134178.3973 | 140260.28 | 140260.28 | 140260.28 | 140260.28 | 140260.28
Replace 1 Asset | 100% | 7531305.95 | Safety Risk | 558.9415 | 574.1077 | 589.4407 | 302.7139 | 311.0949 | 319.7961 | 328.7888 | 338.055 | 347.5819 | 357.3594 | 367.3795 | 377.6355 | 388.1215 | 398.8328 | 409.7647 | 420.9133 | 432.2751 | 443.8467 | 455.6253 | 467.608 | 479.7922 | 492.1757 | 504.756 | 504.756 | 504.756 | 504.756 | 504.756 | 504.756 | 504.756 | 504.756 | 504.756 | 504.756
Replace 2 Assets | 0% | 0 | Unplanned Replacement Risk | 28462.4845 | 29234.7799 | 30015.5689 | 15414.833 | 15841.6106 | 16284.6931 | 16742.6213 | 17214.4782 | 17699.6059 | 18197.4971 | 18707.7417 | 19229.9976 | 19763.9718 | 20309.4095 | 20866.0852 | 21433.7971 | 22012.363 | 22601.6168 | 23201.4061 | 23811.59 | 24432.038 | 25062.6282 | 25703.2464 | 25703.2464 | 25703.2464 | 25703.2464 | 25703.2464 | 25703.2464 | 25703.2464 | 25703.2464 | 25703.2464 | 25703.2464
Replace 3 Assets | 0% | 0 | Unplanned Fault Risk | 2065.9752 | 2122.033 | 2178.7073 | 1118.8996 | 1149.8777 | 1182.0392 | 1215.2783 | 1249.5285 | 1284.7419 | 1320.8818 | 1357.9184 | 1395.8268 | 1434.5858 | 1474.1769 | 1514.5837 | 1555.7916 | 1597.7873 | 1640.5588 | 1684.0951 | 1728.3858 | 1773.4216 | 1819.1936 | 1865.6934 | 1865.6934 | 1865.6934 | 1865.6934 | 1865.6934 | 1865.6934 | 1865.6934 | 1865.6934 | 1865.6934 | 1865.6934
Addiitonal Asset | 0% | N/A | Unplanned Enviromental Risk | 176250 | 176250 | 176250 | 35250 | 35250 | 35250 | 35250 | 35250 | 35250 | 35250 | 35250 | 35250 | 35250 | 35250 | 35250 | 35250 | 35250 | 35250 | 35250 | 35250 | 35250 | 35250 | 35250 | 35250 | 35250 | 35250 | 35250 | 35250 | 35250 | 35250 | 35250 | 35250
Load Transfers | 100% | 0 | Unplanned Fire Risk | 0 | 0 | 0 | 0 | 0 | 0 | 0 | 0 | 0 | 0 | 0 | 0 | 0 | 0 | 0 | 0 | 0 | 0 | 0 | 0 | 0 | 0 | 0 | 0 | 0 | 0 | 0 | 0 | 0 | 0 | 0 | 0
Non-Network MW | 0 | 0 | Other | 0 | 0 | 0 | 0 | 0 | 0 | 0 | 0 | 0 | 0 | 0 | 0 | 0 | 0 | 0 | 0 | 0 | 0 | 0 | 0 | 0 | 0 | 0 | 0 | 0 | 0 | 0 | 0 | 0 | 0 | 0 | 0
|  | 0 | Option Capital Cost | 0 | 0 | 0 | 321087.5105 | 321087.5105 | 321087.5105 | 321087.5105 | 321087.5105 | 321087.5105 | 321087.5105 | 321087.5105 | 321087.5105 | 321087.5105 | 321087.5105 | 321087.5105 | 321087.5105 | 321087.5105 | 321087.5105 | 321087.5105 | 321087.5105 | 321087.5105 | 321087.5105 | 321087.5105 | 321087.5105 | 321087.5105 | 321087.5105 | 321087.5105 | 321087.5105 | 321087.5105 | 321087.5105 | 321087.5105 | 321087.5105
|  |  | Total Life Cycle Cost | 433389.1448 | 435717.7752 | 441713.9063 | 379998.101 | 386176.5764 | 391884.3088 | 397481.9563 | 403480.5345 | 409847.086 | 415448.7042 | 421245.3458 | 427076.4859 | 432949.9886 | 438871.795 | 444846.4964 | 450877.7052 | 456968.3053 | 463120.626 | 469336.5661 | 475617.6858 | 481965.2743 | 488380.4023 | 494863.9614 | 500706.1619 | 506607.435 | 512568.4047 | 518589.6037 | 524671.4864 | 524671.4864 | 524671.4864 | 524671.4864 | 524671.4864
Input Data - Station Configuration |  | Constants |  | PoF (#4) 2026: POF METHOD; 0% 2027: WEIBULL; 100% 2028: Modifier (x); 100% 2029: Comment
Substation: | CHA | Major Failure CoC |  | PoF (#4) 2026: PoF (#1); 0% 2027: 100%; 100% 2028: 100%
Asset Type | Transformer | Minor Failure CoC |  | PoF (#4) 2026: PoF (#2); 0% 2027: 0.1417%; 100% 2028: 90%
VCR | 48.009 | Major Failure CoC - used | 9037567.14 | PoF (#4) 2026: PoF (#3); 0% 2027: 0.1575%; 100% 2028: 100%
Load Profile (PoE) | 50% | Minor Failure CoC - used | 164000 | PoF (#4) 2026: PoF (#4); 0% 2027: 0%; 100% 2028: 100%
Scenario #3: CHA - Transformer | Setting | Unit Price | Model Output | 2025 | 2026 | 2027 | 2028 | 2029 | 2030 | 2031 | 2032 | 2033 | 2034 | 2035 | 2036 | 2037 | 2038 | 2039 | 2040 | 2041 | 2042 | 2043 | 2044 | 2045 | 2046 | 2047 | 2048 | 2049 | 2050 | 2051 | 2052 | 2053 | 2054 | 2055 | 2056
Spare Available | 100% | 0 | Energy | 3905.0931 | 3932.7384 | 4002.1817 | 4137.7546 | 4258.1717 | 4320.0594 | 4410.4342 | 4586.7401 | 4798.6751 | 4889.0971 | 5005.8024 | 5123.6654 | 5242.6826 | 5362.8505 | 5484.1654 | 5606.6242 | 5730.2234 | 5854.9598 | 5980.8304 | 6107.8319 | 6235.9614 | 6365.2158 | 6495.5925 | 6627.0884 | 6759.7009 | 6893.4272 | 7028.2647 | 7164.2108 | 7164.2108 | 7164.2108 | 7164.2108 | 7164.2108
Online Monitoring | 0% | 50000 | Energy | 5773.971 | 5807.1564 | 5983.7093 | 6249.1452 | 6481.8932 | 6606.9939 | 6737.0342 | 6978.0151 | 7285.6007 | 7427.1428 | 7604.4239 | 7783.4633 | 7964.2555 | 8146.7952 | 8331.077 | 8517.0958 | 8704.8465 | 8894.3243 | 9085.5243 | 9278.4419 | 9473.0723 | 9669.4113 | 9867.4542 | 10067.1969 | 10268.6351 | 10471.7647 | 10676.5817 | 10883.0821 | 10883.0821 | 10883.0821 | 10883.0821 | 10883.0821
Physical Separation | 0% | 300000 | Energy | 3905.0931 | 3932.7384 | 4002.1817 | 4137.7546 | 4258.1717 | 4320.0594 | 4410.4342 | 4586.7401 | 4798.6751 | 4889.0971 | 5005.8024 | 5123.6654 | 5242.6826 | 5362.8505 | 5484.1654 | 5606.6242 | 5730.2234 | 5854.9598 | 5980.8304 | 6107.8319 | 6235.9614 | 6365.2158 | 6495.5925 | 6627.0884 | 6759.7009 | 6893.4272 | 7028.2647 | 7164.2108 | 7164.2108 | 7164.2108 | 7164.2108 | 7164.2108
More Frequent Maintenance | 0% | 4000 | Pr (Terminal Failure) | 0.2992% | 0.3073% | 0.3155% | 0.3238% | 0.3322% | 0.3407% | 0.3492% | 0.3579% | 0.3666% | 0.3754% | 0.3843% | 0.3933% | 0.4024% | 0.4116% | 0.4208% | 0.4302% | 0.4396% | 0.4491% | 0.4587% | 0.4683% | 0.4781% | 0.4879% | 0.4978% | 0.4978% | 0.4978% | 0.4978% | 0.4978% | 0.4978% | 0.4978% | 0.4978% | 0.4978% | 0.4978%
Staggered Maintenance | 0% | 650 | Pr (Repairable Failure) | 1.26% | 1.294% | 1.328% | 1.363% | 1.399% | 1.434% | 1.47% | 1.507% | 1.544% | 1.581% | 1.618% | 1.656% | 1.694% | 1.733% | 1.772% | 1.811% | 1.851% | 1.891% | 1.931% | 1.972% | 2.013% | 2.054% | 2.096% | 2.096% | 2.096% | 2.096% | 2.096% | 2.096% | 2.096% | 2.096% | 2.096% | 2.096%
Bunded | 0 | 300000
Refurbish Assets | 1 | 500000 | Energy at Risk ($, Weighted) | 214396.5023 | 215803.52 | 220680.0894 | 229059.1871 | 236458.1586 | 240339.7636 | 245249.8563 | 254645.6225 | 266198.0367 | 271275.3738 | 277750.7324 | 284290.3244 | 290893.9487 | 297561.4083 | 304292.5111 | 311087.0693 | 317944.8992 | 324865.8214 | 331849.6605 | 338896.245 | 346005.4071 | 353176.9828 | 360410.8118 | 367706.7372 | 375064.6054 | 382484.2665 | 389965.5736 | 397508.3829 | 397508.3829 | 397508.3829 | 397508.3829 | 397508.3829
Replace 1 Asset | 0% | 7531305.95 | Safety Risk | 553.3521 | 568.3666 | 583.5463 | 598.8903 | 614.398 | 630.0685 | 645.9011 | 661.8953 | 678.0501 | 694.365 | 710.8393 | 727.4724 | 744.2635 | 761.2121 | 778.3176 | 795.5792 | 812.9965 | 830.5687 | 848.2954 | 866.176 | 884.2099 | 902.3965 | 920.7353 | 920.7353 | 920.7353 | 920.7353 | 920.7353 | 920.7353 | 920.7353 | 920.7353 | 920.7353 | 920.7353
Replace 2 Assets | 0% | 0 | Unplanned Replacement Risk | 27039.3602 | 27773.0409 | 28514.7904 | 29264.5714 | 30022.3471 | 30788.0816 | 31561.7396 | 32343.2863 | 33132.688 | 33929.9111 | 34734.923 | 35547.6914 | 36368.1848 | 37196.3722 | 38032.223 | 38875.7072 | 39726.7953 | 40585.4584 | 41451.6679 | 42325.3957 | 43206.6142 | 44095.2962 | 44991.4149 | 44991.4149 | 44991.4149 | 44991.4149 | 44991.4149 | 44991.4149 | 44991.4149 | 44991.4149 | 44991.4149 | 44991.4149
Replace 3 Assets | 0% | 0 | Unplanned Fault Risk | 2065.9752 | 2122.033 | 2178.7073 | 2235.9952 | 2293.894 | 2352.4008 | 2411.5131 | 2471.2282 | 2531.5433 | 2592.4561 | 2653.9641 | 2716.0646 | 2778.7554 | 2842.0341 | 2905.8983 | 2970.3457 | 3035.3741 | 3100.9813 | 3167.1651 | 3233.9234 | 3301.2539 | 3369.1548 | 3437.6238 | 3437.6238 | 3437.6238 | 3437.6238 | 3437.6238 | 3437.6238 | 3437.6238 | 3437.6238 | 3437.6238 | 3437.6238
Addiitonal Asset | 0% | N/A | Unplanned Enviromental Risk | 105750 | 105750 | 105750 | 105750 | 105750 | 105750 | 105750 | 105750 | 105750 | 105750 | 105750 | 105750 | 105750 | 105750 | 105750 | 105750 | 105750 | 105750 | 105750 | 105750 | 105750 | 105750 | 105750 | 105750 | 105750 | 105750 | 105750 | 105750 | 105750 | 105750 | 105750 | 105750
Load Transfers | 100% | 0 | Unplanned Fire Risk | 0 | 0 | 0 | 0 | 0 | 0 | 0 | 0 | 0 | 0 | 0 | 0 | 0 | 0 | 0 | 0 | 0 | 0 | 0 | 0 | 0 | 0 | 0 | 0 | 0 | 0 | 0 | 0 | 0 | 0 | 0 | 0
Non-Network MW | 0 | 0 | Other | 0 | 0 | 0 | 0 | 0 | 0 | 0 | 0 | 0 | 0 | 0 | 0 | 0 | 0 | 0 | 0 | 0 | 0 | 0 | 0 | 0 | 0 | 0 | 0 | 0 | 0 | 0 | 0 | 0 | 0 | 0 | 0
|  | 0 | Option Capital Cost | 0 | 0 | 60120.6839 | 60120.6839 | 60120.6839 | 60120.6839 | 60120.6839 | 60120.6839 | 60120.6839 | 60120.6839 | 60120.6839 | 60120.6839 | 60120.6839 | 60120.6839 | 60120.6839 | 60120.6839 | 60120.6839 | 60120.6839 | 60120.6839 | 60120.6839 | 60120.6839 | 60120.6839 | 60120.6839 | 60120.6839 | 60120.6839 | 60120.6839 | 60120.6839 | 60120.6839 | 60120.6839 | 60120.6839 | 60120.6839 | 60120.6839
|  |  | Total Life Cycle Cost | 349805.1898 | 352016.9605 | 417827.8173 | 427029.3279 | 435259.4816 | 439980.9984 | 445739.6941 | 455992.7162 | 468411.002 | 474362.79 | 481721.1427 | 489152.2368 | 496655.8364 | 504231.7106 | 511879.6339 | 519599.3853 | 527390.7491 | 535253.5138 | 543187.4729 | 551192.424 | 559268.169 | 567414.5142 | 575631.2697 | 582927.1951 | 590285.0634 | 597704.7244 | 605186.0315 | 612728.8409 | 612728.8409 | 612728.8409 | 612728.8409 | 612728.8409

## Misc_calcs
Powercor
CHA transformer replacement
ESCALATION & OTHER
| Year end |  |  | 2021-06-30 | 2022-06-30 | 2023-06-30 | 2024-06-30 | 2025-06-30 | 2026-06-30
| Actual/forecast CPI (June to June) |  |  | 0% | 0.8606% | 3.498% | 7.832% | 4.052% | 3%
| HY ending |  |  | 2021-06-30 | 2021-12-31 | 2022-06-30 | 2022-12-31 | 2023-06-30 | 2023-12-31 | 2024-06-30 | 2024-12-31 | 2025-06-30 | 2025-12-31 | 2026-06-30
| FY ending |  |  | 2021-06-30 | 2022-06-30 | 2022-06-30 | 2023-06-30 | 2023-06-30 | 2024-06-30 | 2024-06-30 | 2025-06-30 | 2025-06-30 | 2026-06-30 | 2026-06-30
| Actual/forecast CPI (June to June) |  |  | 0% | 0.8606% | 0.8606% | 3.498% | 3.498% | 7.832% | 7.832% | 4.052% | 4.052% | 3% | 3%
| Actual cumulative HY escalation |  |  | 1 | 1.0043 | 1.0086 | 1.0261 | 1.0439 | 1.084 | 1.1256 | 1.1482 | 1.1713 | 1.1887 | 1.2064
| Convert from input dollars | 2023-12-31 | 1.084
| To output dollars | 2026-06-30 | 1.2064
| Conversion from input dollars to output dollars |  | 1.1129
| Convert from VCR date | 2023-12-31 | 1.084
| To input dollars | 2023-12-31 | 1.084
| VCR escalation |  | 1
| Start_year | 2026-27
FIRST YEAR
| Option | First year | Option included
| Option 2 | 1 | TRUE
| Option 3 | 1 | TRUE
| Option 4 | Not used | FALSE
| Option 5 | Not used | FALSE
| First year | 1
FLAGS
| Option 1 (base case) | FALSE | FALSE
FALSE
FALSE
| Option 2 | FALSE | FALSE
FALSE
FALSE
| Option 3 | FALSE | FALSE
FALSE
FALSE
| Option 4 | FALSE | FALSE
FALSE
FALSE
| Option 5 | FALSE | FALSE
FALSE
FALSE
Message | !! Capex asset life required !!
!

## Data
Powercor
CHA transformer replacement
DATA
Options
|  | Not used | Text |  | Flags for compliance project
Option1 | Option 1 (base case) | FALSE |  | Option 1 (base case): No change to existing practices | FALSE
Option2 | Option 2 | FALSE |  |  | FALSE
Option3 | Option 3 | FALSE |  |  | FALSE
Option4 | Option 4 | TRUE | Not used |  | TRUE
Option5 | Option 5 | TRUE | Not used |  | TRUE
Compliance project |  |  | Yes | FALSE
No change to existing practices
Not applicable (compliance)
For conditional formatting of preferred option on Summary :
< Enter description >
Categories
Short categ
| Capital expenditure | -1
| Annualised capex | -1
| Operating expenditure | -1
| Risk mitigated | 1
| Other benefits value | 1
| Net benefits | 1
| Total risk cost | 1
Benefits
|  | Short categ | Flag to include | Units | Defined value
1 | Unserved energy | Energy | FALSE | MWh | FALSE
2 | Safety | Safety | FALSE | $ | TRUE
3 | Unplanned replacement | UnRepl | FALSE | $ | TRUE
4 | Bushfire | Fire | FALSE | $ | TRUE
5 | Reduction in CO2 emissions | Carbon | TRUE | MWh | FALSE
6 | Reliability in worst-served areas | Other | TRUE | MWh | FALSE
7 | Network resilience | Other | TRUE | MWh | FALSE
8 | Enabling solar exports | Other | TRUE | MWh | FALSE
9 | Aesthetics | Other | TRUE | Customers impacted | FALSE
10 | Customer value of time - residential | Other | TRUE | Customer minutes | FALSE
11 | Customer value of time - business | Other | TRUE | Customer minutes | FALSE
12 | Communication | Other | TRUE | Customers impacted | FALSE
13 | Information accessibility | Other | TRUE | Customers impacted | FALSE
Value of benefits
Powercor
| Reliability in worst-served areas | per MWh | 151432.8174
| Network resilience | per MWh | 24590
| Enabling solar exports | per MWh | 88.3577
| Aesthetics | per customer impacted | 0
| Customer value of time - residential | per minute customer time | 0.35181
| Customer value of time - business | per minute customer time | 0.35181
| Communication | per customer impacted | 0
| Information accessibility | per customer impacted | 0
Conversions
| thous_conv | 1000
| mill_conv | 1000000
Message
| Message | Enter asset life
Error message |  | Remove inputs prior to start year
Disproportionate factors applied to various bushfire and other risk valuations
| - Select - |  |  |  | 0
| Harm to property from network |  |  |  | 1
| Harm to property from bushfire |  |  |  | 1
| Harm to environment |  |  |  | 1
| Safety - Public trespass |  |  |  | 1
| Safety - Single fatality or serious injury ^ |  |  |  | 3
| Safety from bushfire in HBRA |  |  |  | 3
| Safety - Multiple fatality or serious injury ^ |  |  |  | 6
| Safety from bushfire (REFCL declared areas) |  |  |  | 6
| Safety from bushfire (electric line construction areas) |  |  |  | 10
Total annualised capex
Energy at risk value
Total other benefits
DROPDOWN LISTS
| Business |  |  |  | Type | Include | Dollar inputs - month |  |  | Not used options | Conversions | Dollar inputs - year | Compliance | Capex first year
| CitiPower | CP | CP: |  | - Select - | 0 | June | 6 | CY | Not used |  | 2026 | No | 2026-27
| Powercor | PA | PAL: |  | Capex | 1899-12-31 | December | 12 | FY |  |  | 2025 | Yes | 2025-26
| United Energy | UE | UE: |  | Opex | [6 empty] | 2024 |  | 2024-25
2023
2022
2021
2020