## Cover
Powercor
Regulatory proposal 2026-31
Transformer rebuild
| Model number: | 4.05
2025-01-31
12

## Summary
Powercor
Ttransformer rebuild - KYM, NKA, PLD, MNA & WBL
SUMMARY
RESULTS
|  |  |  | PV of costs | PV of benefits | NPV
| Option |  |  | 2026-06-30 | 2026-06-30 | 2026-06-30
| Option 1 (base case) | No change to existing practices |  | 0 | 0 | 0
| Option 2 | Replace relays and building with a new control building |  | -20.3894 | 62.4384 | 42.049
| Option 3 | Replace 22kV switchgear, relays and building with a new switchroom and control building |  | -33.1196 | 78.7178 | 45.5983
| Option 4 | Refurbish Hawker Siddeley CBs (only at KYM, PLD and WBL ZSS) |  | -32.214 | 3.4469 | -28.7671
| Option 5 | 0
NPV
| Preferred option: |  |  | 2026-06-30
| Option 3 | Replace 22kV switchgear, relays and building with a new switchroom and control building |  | 45.5983
PREFERRED OPTION
Preferred Option
Option 3
| Expenditure forecast | 2026-06-30 | 2026-27 | 2027-28 | 2028-29 | 2029-30 | 2030-31 |  | Total
| Capital expenditure |  | 14.552 | 12.3114 | 12.1115 | 12.1115 | 6.0558 |  | 57.1422
| Operating expenditure |  | 0 | 0 | 0 | 0 | 0 |  | 0
SENSITIVITIES
| Sensitivity | 2026-06-30 | Option 1 (base case) | Option 2 | Option 3 | Option 4 | Option 5 |  | Preferred option
| None |  | 0 | 42.049 | 45.5983 | -28.7671 |  |  | Option 3
| Capex 10% higher |  | 0 | 40.0101 | 42.2863 | -31.9885 |  |  | Option 3
| Capex 10% lower |  | 0 | 44.0879 | 48.9102 | -25.5457 |  |  | Option 3
| Total benefits 10% higher |  | 0 | 48.2928 | 53.47 | -28.4224 |  |  | Option 3
| Total benefits 10% lower |  | 0 | 35.8052 | 37.7265 | -29.1118 |  |  | Option 3
| Capex 10% higher & Total benefits 10% lower |  | 0 | 33.7662 | 34.4145 | -32.3332 |  |  | Option 3
| 0 | [7 empty] | #NAME?
| 0 | [6 empty] | 0 | #NAME?
|  | 0 | [6 empty] | #NAME?
0

## Assumptions
Powercor
Ttransformer rebuild - KYM, NKA, PLD, MNA & WBL
Project
|  | Business: |  | Powercor
|  | Descripton: |  | Ttransformer rebuild - KYM, NKA, PLD, MNA & WBL
|  | Date of cost inputs: |  | December |  | 2023
|  | Option |  | Description
|  | Option 1 (base case) |  | No change to existing practices
|  | Option 2 |  | Replace relays and building with a new control building
|  | Option 3 |  | Replace 22kV switchgear, relays and building with a new switchroom and control building
|  | Option 4 |  | Refurbish Hawker Siddeley CBs (only at KYM, PLD and WBL ZSS)
Option 5
|  | Compliance project |  | No
|  | Expenditure starts |  | 2026-27 | [start]
Timing & WACC
|  | Input dollars |  |  |  | 2023-12-31 | [input_dollars]
|  | Pre-tax real WACC |  |  |  | 3.5% | [real_disc]
|  | VCR date |  |  |  | 2023-12-31 | [vcr_date]
|  | Analysis period (years) |  |  |  | 20 | [years]\
|  | Output dollars |  |  |  | 2026-06-30 | [output_dollars]
|  | Other benefits date |  |  |  | 2023-12-31 | [custval_date]
|  | Value of CO2 reductions input date |  |  |  | 2023-06-30
VCR
|  | Enter ZSS code >> | eg. AR | Network average |  | Network average | 43815.4862 | 2023 VCR ($/MWh)
Risks
SAFETY
|  | Value of statistical life |  |  |  | 5400000 | 2023-06-30
|  | Value of injury |  |  |  | 0 | 2023-12-31
Disproportionate factors applied to various bushfire and other risk valuations
|  | Harm to property from network |  |  |  | 1
|  | Harm to property from bushfire |  |  |  | 1
|  | Harm to environment |  |  |  | 1
|  | Safety - Public trespass |  |  |  | 1
|  | Safety - Single fatality or serious injury ^ |  |  |  | 3
|  | Safety from bushfire in HBRA |  |  |  | 3
|  | Safety - Multiple fatality or serious injury ^ |  |  |  | 6
|  | Safety from bushfire (REFCL declared areas) |  |  |  | 6
|  | Safety from bushfire (electric line construction areas) |  |  |  | 10
^ Public or employee
|  | Incident type |  |  |  | Value | Probability | DF selected | Description/comment
|  | Safety (fatality) |  |  |  | 5607473.5197 | 0 | 0 | 0
|  | Safety (injury) |  |  |  | 0 | 0 | 0 | 0
UNPLANNED REPLACEMENT/REPAIR
|  | Major failure (replace) |  |  |  | 0 | 2023-12-31
|  | Minor failure (repair) |  |  |  | 0 | 2023-12-31
|  | Premium for failure |  |  |  | 20%
Other benefits
| ENVIRONMENTAL | [8 empty] | 2026-27 | 2027-28 | 2028-29 | 2029-30 | 2030-31 | 2031-32
|  | Value of CO2 reductions |  |  |  |  | 2023-06-30 | $/kWh |  | 0.02473 | 0.022341 | 0.020196 | 0.018063 | 0.015913 | 0.013715
| CUSTOMER VALUE |  |  |  |  | Value
|  | Reliability in worst-served areas |  |  |  | 151432.8174 | 2023-12-31 | per MWh
|  | Network resilience |  |  |  | 24590 | 2023-12-31 | per MWh
|  | Enabling solar exports |  |  |  | 88.3577 | 2023-12-31 | per MWh
|  | Aesthetics |  |  |  | 0 | 2023-12-31 | per customer
|  | Customer value of time - residential |  |  |  | 0.35181 | 2023-12-31 | per customer minute
|  | Customer value of time - business |  |  |  | 0.35181 | 2023-12-31 | per customer minute
|  | Communication |  |  |  | 0 | 2023-12-31 | per customer
|  | Information accessibility |  |  |  | 0 | 2023-12-31 | per customer
Sensitivities
[6 empty] | Capex | Total benefits
| 1 | Capex 10% higher |  |  |  | 10% | 0%
| 2 | Capex 10% lower |  |  |  | -10% | 0%
| 3 | Total benefits 10% higher |  |  |  | 0% | 10%
| 4 | Total benefits 10% lower |  |  |  | 0% | -10%
| 5 | Capex 10% higher & Total benefits 10% lower |  |  |  | 10% | -10%

## Option1 (base case)
Powercor
Ttransformer rebuild - KYM, NKA, PLD, MNA & WBL
OPTION 1 (base case)
Count |  |  |  |  | 0 | 1 | 2 | 3 | 4 | 5 | 6 | 7 | 8 | 9 | 10 | 11 | 12 | 13 | 14 | 15 | 16 | 17 | 18 | 19 | 20 | 21 | 22 | 23 | 24 | 25
Value of CO2 reductions |  |  |  | $/MWh |  | 24.7305 | 22.3407 | 20.1963 | 18.0629 | 15.9134 | 13.7151 | 13.7151 | 13.7151 | 13.7151 | 13.7151 | 13.7151 | 13.7151 | 13.7151 | 13.7151 | 13.7151 | 13.7151 | 13.7151 | 13.7151 | 13.7151 | 13.7151 | 13.7151 | 13.7151 | 13.7151 | 13.7151 | 13.7151
|  |  |  | Units | 2026-06-30 | 2026-27 | 2027-28 | 2028-29 | 2029-30 | 2030-31 | 2031-32 | 2032-33 | 2033-34 | 2034-35 | 2035-36 | 2036-37 | 2037-38 | 2038-39 | 2039-40 | 2040-41 | 2041-42 | 2042-43 | 2043-44 | 2044-45 | 2045-46 | 2046-47 | 2047-48 | 2048-49 | 2049-50 | 2050-51
INVESTMENT & OPERATING COST
| Capex |  | Asset life (yrs)
| Switch capex |  | 50 | 2023-12-31 |  | 0 | 0 | 0 | 0 | 0 | 0 | 0 | 0 | 0 | 0 | 0 | 0 | 0 | 0 | 0 | 0 | 0 | 0 | 0 | 0 | 0 | 0 | 0 | 0 | 0
| Relay capex |  | 25 | 2023-12-31 |  | 0 | 0 | 0 | 0 | 0 | 0 | 0 | 0 | 0 | 0 | 0 | 0 | 0 | 0 | 0 | 0 | 0 | 0 | 0 | 0 | 0 | 0 | 0 | 0 | 0
| Building capex |  | 50 | 2023-12-31 |  | 0 | 0 | 0 | 0 | 0 | 0 | 0 | 0 | 0 | 0 | 0 | 0 | 0 | 0 | 0 | 0 | 0 | 0 | 0 | 0 | 0 | 0 | 0 | 0 | 0
| Capital expenditure |  |  | 2023-12-31 |  | 0 | 0 | 0 | 0 | 0 | 0 | 0 | 0 | 0 | 0 | 0 | 0 | 0 | 0 | 0 | 0 | 0 | 0 | 0 | 0 | 0 | 0 | 0 | 0 | 0
| Operating expenditure |  |  | 2023-12-31 |  | 0 | 0 | 0 | 0 | 0 | 0 | 0 | 0 | 0 | 0 | 0 | 0 | 0 | 0 | 0 | 0 | 0 | 0 | 0 | 0 | 0 | 0 | 0 | 0 | 0
RISK ASSUMPTIONS
| PoF (major) |  |  |  |  | 0 | 0 | 0 | 0 | 0 | 0 | 0 | 0 | 0 | 0 | 0 | 0 | 0 | 0 | 0 | 0 | 0 | 0 | 0 | 0 | 0 | 0 | 0 | 0 | 0
| PoF (reparable) |  |  |  |  | 0 | 0 | 0 | 0 | 0 | 0 | 0 | 0 | 0 | 0 | 0 | 0 | 0 | 0 | 0 | 0 | 0 | 0 | 0 | 0 | 0 | 0 | 0 | 0 | 0
| Energy at risk (weighted) |  |  | MWh |  | 0 | 0 | 0 | 0 | 0 | 0 | 0 | 0 | 0 | 0 | 0 | 0 | 0 | 0 | 0 | 0 | 0 | 0 | 0 | 0 | 0 | 0 | 0 | 0 | 0
| Energy at risk value | $/MWh | 43815.4862 | 2023-12-31 |  | 0 | 0 | 0 | 0 | 0 | 0 | 0 | 0 | 0 | 0 | 0 | 0 | 0 | 0 | 0 | 0 | 0 | 0 | 0 | 0 | 0 | 0 | 0 | 0 | 0
| Switchgear risk | (after DF) |  | 2023-12-31 |  | 624885.1587 | 629346.9727 | 634305.6774 | 638155.5034 | 638455.3383 | 639932.0644 | 646831.559 | 654546.669 | 655508.5122 | 656485.1465 | 657461.7809 | 658438.4152 | 659415.0496 | 660391.6839 | 661368.3183 | 662344.9526 | 663321.587 | 664298.2214 | 665274.8557 | 666251.4901 | 0 | 0 | 0 | 0 | 0
| Control cable risk |  |  | 2023-12-31 |  | 423763.4578 | 427955.0417 | 431498.9475 | 434188.6485 | 434116.8666 | 434819.8393 | 439426.8425 | 444853.4057 | 445091.1966 | 445091.1966 | 445091.1966 | 445091.1966 | 445091.1966 | 445091.1966 | 445091.1966 | 445091.1966 | 445091.1966 | 445091.1966 | 445091.1966 | 445091.1966 | 0 | 0 | 0 | 0 | 0
| Relay risk | (after DF) |  | 2023-12-31 |  | 513907.0286 | 612106.6892 | 732487.796 | 880555.2258 | 1063186.9901 | 1289108.7226 | 1569291.0474 | 1917786.4554 | 2352256.9436 | 2895164.6481 | 3575127.157 | 4430301.5909 | 5461680.997 | 6619153.0127 | 8074073.3579 | 9517552.9084 | 10157764.2026 | 10574855.7039 | 10854727.2958 | 11098921.6981 | 0 | 0 | 0 | 0 | 0
| Building risk |  |  | 2023-12-31 |  | 39334.2956 | 43504.4738 | 48045.7322 | 52935.033 | 58108.8293 | 63748.1452 | 70076.5956 | 77017.0114 | 84163.5391 | 91891.6393 | 100220.6061 | 109188.7694 | 118836.3736 | 129205.6471 | 140340.8731 | 152288.4625 | 165097.0275 | 178817.4578 | 193502.9977 | 209209.3254 | 0 | 0 | 0 | 0 | 0
| Flood risk |  |  | 2023-12-31 |  | 42766.2042 | 43916.7899 | 45186.5394 | 46389.3248 | 47304.7627 | 48314.5905 | 49729.5543 | 51251.5444 | 52227.1087 | 53017.207 | 53807.3053 | 54597.4036 | 55387.5018 | 56177.6001 | 56967.6984 | 57757.7967 | 58547.895 | 59337.9932 | 60128.0915 | 60918.1898 | 61708.2881 | 62498.3863 | 63288.4846 | 64078.5829 | 64868.6812
| Total risk cost |  |  |  |  | 1644656.1449 | 1756829.9672 | 1891524.6925 | 2052223.7355 | 2241172.7871 | 2475923.362 | 2775355.5988 | 3145455.0859 | 3589247.3002 | 4141649.8376 | 4831708.0459 | 5697617.3757 | 6740411.1187 | 7910019.1404 | 9377841.4444 | 10835035.3169 | 11489821.9086 | 11922400.5728 | 12218724.4373 | 12480391.9 | 61708.2881 | 62498.3863 | 63288.4846 | 64078.5829 | 64868.6812
OTHER BENEFITS
| Reduction in CO2 emissions |  |  | MWh |  | 0 | 0 | 0 | 0 | 0 | 0 | 0 | 0 | 0 | 0 | 0 | 0 | 0 | 0 | 0 | 0 | 0 | 0 | 0 | 0 | 0 | 0 | 0 | 0 | 0
| Value of reduction in CO2 emissions |  |  | $ |  | 0 | 0 | 0 | 0 | 0 | 0 | 0 | 0 | 0 | 0 | 0 | 0 | 0 | 0 | 0 | 0 | 0 | 0 | 0 | 0 | 0 | 0 | 0 | 0 | 0
| Reliability in worst-served areas | $/MWh | 151432.8174 | MWh |  | 0 | 0 | 0 | 0 | 0 | 0 | 0 | 0 | 0 | 0 | 0 | 0 | 0 | 0 | 0 | 0 | 0 | 0 | 0 | 0 | 0 | 0 | 0 | 0 | 0
| Network resilience | $/MWh | 24590 | MWh |  | 0 | 0 | 0 | 0 | 0 | 0 | 0 | 0 | 0 | 0 | 0 | 0 | 0 | 0 | 0 | 0 | 0 | 0 | 0 | 0 | 0 | 0 | 0 | 0 | 0
| Enabling solar exports | $/MWh | 88.3577 | MWh |  | 0 | 0 | 0 | 0 | 0 | 0 | 0 | 0 | 0 | 0 | 0 | 0 | 0 | 0 | 0 | 0 | 0 | 0 | 0 | 0 | 0 | 0 | 0 | 0 | 0
| Aesthetics | $/customer | 0 | customers |  | 0 | 0 | 0 | 0 | 0 | 0 | 0 | 0 | 0 | 0 | 0 | 0 | 0 | 0 | 0 | 0 | 0 | 0 | 0 | 0 | 0 | 0 | 0 | 0 | 0
| Customer value of time (res) | $/customer min | 0.35181 | mins |  | 0 | 0 | 0 | 0 | 0 | 0 | 0 | 0 | 0 | 0 | 0 | 0 | 0 | 0 | 0 | 0 | 0 | 0 | 0 | 0 | 0 | 0 | 0 | 0 | 0
| Customer value of time (bus) | $/customer min | 0.35181 | mins |  | 0 | 0 | 0 | 0 | 0 | 0 | 0 | 0 | 0 | 0 | 0 | 0 | 0 | 0 | 0 | 0 | 0 | 0 | 0 | 0 | 0 | 0 | 0 | 0 | 0
| Communication | $/customer | 0 | customers |  | 0 | 0 | 0 | 0 | 0 | 0 | 0 | 0 | 0 | 0 | 0 | 0 | 0 | 0 | 0 | 0 | 0 | 0 | 0 | 0 | 0 | 0 | 0 | 0 | 0
| Information accessibility | $/customer | 0 | customers |  | 0 | 0 | 0 | 0 | 0 | 0 | 0 | 0 | 0 | 0 | 0 | 0 | 0 | 0 | 0 | 0 | 0 | 0 | 0 | 0 | 0 | 0 | 0 | 0 | 0
| Other benefits 1 |  |  | 2023-12-31 |  | 0 | 0 | 0 | 0 | 0 | 0 | 0 | 0 | 0 | 0 | 0 | 0 | 0 | 0 | 0 | 0 | 0 | 0 | 0 | 0 | 0 | 0 | 0 | 0 | 0
| Other benefits 2 |  |  | 2023-12-31 |  | 0 | 0 | 0 | 0 | 0 | 0 | 0 | 0 | 0 | 0 | 0 | 0 | 0 | 0 | 0 | 0 | 0 | 0 | 0 | 0 | 0 | 0 | 0 | 0 | 0
| Total other benefits |  |  | 2023-12-31 |  | 0 | 0 | 0 | 0 | 0 | 0 | 0 | 0 | 0 | 0 | 0 | 0 | 0 | 0 | 0 | 0 | 0 | 0 | 0 | 0 | 0 | 0 | 0 | 0 | 0
SUMMARY
| Risks mitigated vs base case |  |  | 2023-12-31
Capital expenditure
| Switch capex |  |  | 2023-12-31 |  | 0 | 0 | 0 | 0 | 0 | 0 | 0 | 0 | 0 | 0 | 0 | 0 | 0 | 0 | 0 | 0 | 0 | 0 | 0 | 0 | 0 | 0 | 0 | 0 | 0
| Relay capex |  |  | 2023-12-31 |  | 0 | 0 | 0 | 0 | 0 | 0 | 0 | 0 | 0 | 0 | 0 | 0 | 0 | 0 | 0 | 0 | 0 | 0 | 0 | 0 | 0 | 0 | 0 | 0 | 0
| Building capex |  |  | 2023-12-31 |  | 0 | 0 | 0 | 0 | 0 | 0 | 0 | 0 | 0 | 0 | 0 | 0 | 0 | 0 | 0 | 0 | 0 | 0 | 0 | 0 | 0 | 0 | 0 | 0 | 0
Cumulative capex
| Switch capex |  |  | 2023-12-31 |  | 0 | 0 | 0 | 0 | 0 | 0 | 0 | 0 | 0 | 0 | 0 | 0 | 0 | 0 | 0 | 0 | 0 | 0 | 0 | 0 | 0 | 0 | 0 | 0 | 0
| Relay capex |  |  | 2023-12-31 |  | 0 | 0 | 0 | 0 | 0 | 0 | 0 | 0 | 0 | 0 | 0 | 0 | 0 | 0 | 0 | 0 | 0 | 0 | 0 | 0 | 0 | 0 | 0 | 0 | 0
| Building capex |  |  | 2023-12-31 |  | 0 | 0 | 0 | 0 | 0 | 0 | 0 | 0 | 0 | 0 | 0 | 0 | 0 | 0 | 0 | 0 | 0 | 0 | 0 | 0 | 0 | 0 | 0 | 0 | 0
Annualised capex
| Annualised capex - Switch capex |  |  | 2023-12-31 |  | 0 | 0 | 0 | 0 | 0 | 0 | 0 | 0 | 0 | 0 | 0 | 0 | 0 | 0 | 0 | 0 | 0 | 0 | 0 | 0 | 0 | 0 | 0 | 0 | 0
| Annualised capex - Relay capex |  |  | 2023-12-31 |  | 0 | 0 | 0 | 0 | 0 | 0 | 0 | 0 | 0 | 0 | 0 | 0 | 0 | 0 | 0 | 0 | 0 | 0 | 0 | 0 | 0 | 0 | 0 | 0 | 0
| Annualised capex - Building capex |  |  | 2023-12-31 |  | 0 | 0 | 0 | 0 | 0 | 0 | 0 | 0 | 0 | 0 | 0 | 0 | 0 | 0 | 0 | 0 | 0 | 0 | 0 | 0 | 0 | 0 | 0 | 0 | 0
| Total annualised capex |  |  | 2023-12-31 |  | 0 | 0 | 0 | 0 | 0 | 0 | 0 | 0 | 0 | 0 | 0 | 0 | 0 | 0 | 0 | 0 | 0 | 0 | 0 | 0 | 0 | 0 | 0 | 0 | 0
| Annualised capex |  |  | 2023-12-31 |  | 0 | 0 | 0 | 0 | 0 | 0 | 0 | 0 | 0 | 0 | 0 | 0 | 0 | 0 | 0 | 0 | 0 | 0 | 0 | 0 | 0 | 0 | 0 | 0 | 0
| Operating expenditure |  |  | 2023-12-31 |  | 0 | 0 | 0 | 0 | 0 | 0 | 0 | 0 | 0 | 0 | 0 | 0 | 0 | 0 | 0 | 0 | 0 | 0 | 0 | 0 | 0 | 0 | 0 | 0 | 0
| Risk mitigated |  |  | 2023-12-31 |  | 0 | 0 | 0 | 0 | 0 | 0 | 0 | 0 | 0 | 0 | 0 | 0 | 0 | 0 | 0 | 0 | 0 | 0 | 0 | 0 | 0 | 0 | 0 | 0 | 0
| Other benefits value |  |  | 2023-12-31 |  | 0 | 0 | 0 | 0 | 0 | 0 | 0 | 0 | 0 | 0 | 0 | 0 | 0 | 0 | 0 | 0 | 0 | 0 | 0 | 0 | 0 | 0 | 0 | 0 | 0
| Net benefits |  |  | 2023-12-31 |  | 0 | 0 | 0 | 0 | 0 | 0 | 0 | 0 | 0 | 0 | 0 | 0 | 0 | 0 | 0 | 0 | 0 | 0 | 0 | 0 | 0 | 0 | 0 | 0 | 0
SENSITIVITIES
NPV | Net benefits |  |  | Option 1 (Base Case)NPV |  | 0 | 0 | 0 | 0 | 0 | 0 | 0 | 0 | 0 | 0 | 0 | 0 | 0 | 0 | 0 | 0 | 0 | 0 | 0 | 0 | 0 | 0 | 0 | 0 | 0
| Total annualised capex |  |  |  |  | 0 | 0 | 0 | 0 | 0 | 0 | 0 | 0 | 0 | 0 | 0 | 0 | 0 | 0 | 0 | 0 | 0 | 0 | 0 | 0 | 0 | 0 | 0 | 0 | 0
| Total benefits |  |  |  |  | 0 | 0 | 0 | 0 | 0 | 0 | 0 | 0 | 0 | 0 | 0 | 0 | 0 | 0 | 0 | 0 | 0 | 0 | 0 | 0 | 0 | 0 | 0 | 0 | 0
|  | Capex | Total benefits
sens1 | Capex 10% higher | 10% | 0% | Option 1 (Base Case)sens1 |  | 0 | 0 | 0 | 0 | 0 | 0 | 0 | 0 | 0 | 0 | 0 | 0 | 0 | 0 | 0 | 0 | 0 | 0 | 0 | 0 | 0 | 0 | 0 | 0 | 0
sens2 | Capex 10% lower | -10% | 0% | Option 1 (Base Case)sens2 |  | 0 | 0 | 0 | 0 | 0 | 0 | 0 | 0 | 0 | 0 | 0 | 0 | 0 | 0 | 0 | 0 | 0 | 0 | 0 | 0 | 0 | 0 | 0 | 0 | 0
sens3 | Total benefits 10% higher | 0% | 10% | Option 1 (Base Case)sens3 |  | 0 | 0 | 0 | 0 | 0 | 0 | 0 | 0 | 0 | 0 | 0 | 0 | 0 | 0 | 0 | 0 | 0 | 0 | 0 | 0 | 0 | 0 | 0 | 0 | 0
sens4 | Total benefits 10% lower | 0% | -10% | Option 1 (Base Case)sens4 |  | 0 | 0 | 0 | 0 | 0 | 0 | 0 | 0 | 0 | 0 | 0 | 0 | 0 | 0 | 0 | 0 | 0 | 0 | 0 | 0 | 0 | 0 | 0 | 0 | 0
sens5 | Capex 10% higher & Total benefits 10% lower | 10% | -10% | Option 1 (Base Case)sens5 |  | 0 | 0 | 0 | 0 | 0 | 0 | 0 | 0 | 0 | 0 | 0 | 0 | 0 | 0 | 0 | 0 | 0 | 0 | 0 | 0 | 0 | 0 | 0 | 0 | 0
sens | 0 | 0% | 0% | Option 1 (Base Case)sens |  | 0 | 0 | 0 | 0 | 0 | 0 | 0 | 0 | 0 | 0 | 0 | 0 | 0 | 0 | 0 | 0 | 0 | 0 | 0 | 0 | 0 | 0 | 0 | 0 | 0
sens | 0 | 0% | 0% | Option 1 (Base Case)sens |  | 0 | 0 | 0 | 0 | 0 | 0 | 0 | 0 | 0 | 0 | 0 | 0 | 0 | 0 | 0 | 0 | 0 | 0 | 0 | 0 | 0 | 0 | 0 | 0 | 0
sens | 0 | 0% | 0% | Option 1 (Base Case)sens |  | 0 | 0 | 0 | 0 | 0 | 0 | 0 | 0 | 0 | 0 | 0 | 0 | 0 | 0 | 0 | 0 | 0 | 0 | 0 | 0 | 0 | 0 | 0 | 0 | 0

## Option2
Powercor
Ttransformer rebuild - KYM, NKA, PLD, MNA & WBL
OPTION 2 | Replace relays and building with a new control building
Count |  |  |  |  | 1 | 2 | 3 | 4 | 5 | 6 | 7 | 8 | 9 | 10 | 11 | 12 | 13 | 14 | 15 | 16 | 17 | 18 | 19 | 20 | 21 | 22 | 23 | 24 | 25
Value of CO2 reductions |  |  |  | $/MWh | 24.7305 | 22.3407 | 20.1963 | 18.0629 | 15.9134 | 13.7151 | 13.7151 | 13.7151 | 13.7151 | 13.7151 | 13.7151 | 13.7151 | 13.7151 | 13.7151 | 13.7151 | 13.7151 | 13.7151 | 13.7151 | 13.7151 | 13.7151 | 13.7151 | 13.7151 | 13.7151 | 13.7151 | 13.7151
|  |  |  | Units | 2026-27 | 2027-28 | 2028-29 | 2029-30 | 2030-31 | 2031-32 | 2032-33 | 2033-34 | 2034-35 | 2035-36 | 2036-37 | 2037-38 | 2038-39 | 2039-40 | 2040-41 | 2041-42 | 2042-43 | 2043-44 | 2044-45 | 2045-46 | 2046-47 | 2047-48 | 2048-49 | 2049-50 | 2050-51
INVESTMENT & OPERATING COST
| Capex |  | Asset life (yrs)
| Switch capex |  | 50 | 2023-12-31 | 0 | 0 | 0 | 0 | 0 | 0 | 0 | 0 | 0 | 0 | 0 | 0 | 0 | 0 | 0 | 0 | 0 | 0 | 0 | 0 | 0 | 0 | 0 | 0 | 0
| Relay capex |  | 25 | 2023-12-31 | 4690306.1758 | 3518948.004 | 3521384.7485 | 3521384.7485 | 1173794.9162 | 0 | 0 | 0 | 0 | 0 | 0 | 0 | 0 | 0 | 0 | 0 | 0 | 0 | 0 | 0 | 0 | 0 | 0 | 0 | 0
| Building capex |  | 50 | 2023-12-31 | 2877145.576 | 2879139.276 | 2881132.976 | 2881132.976 | 960377.6587 | 0 | 0 | 0 | 0 | 0 | 0 | 0 | 0 | 0 | 0 | 0 | 0 | 0 | 0 | 0 | 0 | 0 | 0 | 0 | 0
| Capital expenditure |  |  | 2023-12-31 | 7567451.7518 | 6398087.2801 | 6402517.7245 | 6402517.7245 | 2134172.5748 | 0 | 0 | 0 | 0 | 0 | 0 | 0 | 0 | 0 | 0 | 0 | 0 | 0 | 0 | 0 | 0 | 0 | 0 | 0 | 0
| Operating expenditure |  |  | 2023-12-31 | 0 | 0 | 0 | 0 | 0 | 0 | 0 | 0 | 0 | 0 | 0 | 0 | 0 | 0 | 0 | 0 | 0 | 0 | 0 | 0 | 0 | 0 | 0 | 0 | 0
RISK ASSUMPTIONS
| PoF (major) |  |  |  | 0 | 0 | 0 | 0 | 0 | 0 | 0 | 0 | 0 | 0 | 0 | 0 | 0 | 0 | 0 | 0 | 0 | 0 | 0 | 0 | 0 | 0 | 0 | 0 | 0
| PoF (reparable) |  |  |  | 0 | 0 | 0 | 0 | 0 | 0 | 0 | 0 | 0 | 0 | 0 | 0 | 0 | 0 | 0 | 0 | 0 | 0 | 0 | 0 | 0 | 0 | 0 | 0 | 0
| Energy at risk (weighted) |  |  | MWh | 0 | 0 | 0 | 0 | 0 | 0 | 0 | 0 | 0 | 0 | 0 | 0 | 0 | 0 | 0 | 0 | 0 | 0 | 0 | 0 | 0 | 0 | 0 | 0 | 0
| Energy at risk value | $/MWh | 43815.4862 | 2023-12-31 | 0 | 0 | 0 | 0 | 0 | 0 | 0 | 0 | 0 | 0 | 0 | 0 | 0 | 0 | 0 | 0 | 0 | 0 | 0 | 0 | 0 | 0 | 0 | 0 | 0
| Switchgear risk | (after DF) |  | 2023-12-31 | 624885.1587 | 629346.9727 | 634305.6774 | 638155.5034 | 638455.3383 | 639932.0644 | 646831.559 | 654546.669 | 655508.5122 | 656485.1465 | 657461.7809 | 658438.4152 | 659415.0496 | 660391.6839 | 661368.3183 | 662344.9526 | 663321.587 | 664298.2214 | 665274.8557 | 666251.4901 | 0 | 0 | 0 | 0 | 0
| Control cable risk |  |  | 2023-12-31 | 423763.4578 | 427955.0417 | 431498.9475 | 434188.6485 | 434116.8666 | 434819.8393 | 439426.8425 | 444853.4057 | 445091.1966 | 445091.1966 | 445091.1966 | 445091.1966 | 445091.1966 | 445091.1966 | 445091.1966 | 445091.1966 | 445091.1966 | 445091.1966 | 445091.1966 | 445091.1966 | 0 | 0 | 0 | 0 | 0
| Relay risk | (after DF) |  | 2023-12-31 | 513907.0286 | 472487.0551 | 318285.7651 | 221507.5551 | 120372.3251 | 5830.9251 | 5830.9251 | 5830.9251 | 5870.5251 | 5950.8343 | 6078.7368 | 6276.8672 | 6588.8729 | 7072.423 | 7816.1226 | 8965.7767 | 10750.9064 | 14639.0589 | 21178.7007 | 31008.2944 | 0 | 0 | 0 | 0 | 0
| Building risk |  |  | 2023-12-31 | 39334.2956 | 43504.4738 | 48045.7322 | 52935.033 | 58108.8293 | 63748.1452 | 70076.5956 | 77017.0114 | 84163.5391 | 91891.6393 | 100220.6061 | 109188.7694 | 118836.3736 | 129205.6471 | 140340.8731 | 152288.4625 | 165097.0275 | 178817.4578 | 193502.9977 | 209209.3254 | 0 | 0 | 0 | 0 | 0
| Flood risk |  |  | 2023-12-31 | 42766.2042 | 43916.7899 | 45186.5394 | 46389.3248 | 47304.7627 | 48314.5905 | 49729.5543 | 51251.5444 | 52227.1087 | 53017.207 | 53807.3053 | 54597.4036 | 55387.5018 | 56177.6001 | 56967.6984 | 57757.7967 | 58547.895 | 59337.9932 | 60128.0915 | 60918.1898 | 61708.2881 | 62498.3863 | 63288.4846 | 64078.5829 | 64868.6812
| Total risk cost |  |  |  | 1644656.1449 | 1617210.3331 | 1477322.6616 | 1393176.0647 | 1298358.122 | 1192645.5644 | 1211895.4764 | 1233499.5555 | 1242860.8817 | 1252436.0238 | 1262659.6257 | 1273592.652 | 1285318.9945 | 1297938.5508 | 1311584.209 | 1326448.1851 | 1342808.6125 | 1362183.9279 | 1385175.8422 | 1412478.4963 | 61708.2881 | 62498.3863 | 63288.4846 | 64078.5829 | 64868.6812
OTHER BENEFITS
| Reduction in CO2 emissions |  |  | MWh | 0 | 0 | 0 | 0 | 0 | 0 | 0 | 0 | 0 | 0 | 0 | 0 | 0 | 0 | 0 | 0 | 0 | 0 | 0 | 0 | 0 | 0 | 0 | 0 | 0
| Value of reduction in CO2 emissions |  |  | $ | 0 | 0 | 0 | 0 | 0 | 0 | 0 | 0 | 0 | 0 | 0 | 0 | 0 | 0 | 0 | 0 | 0 | 0 | 0 | 0 | 0 | 0 | 0 | 0 | 0
| Reliability in worst-served areas | $/MWh | 151432.8174 | MWh | 0 | 0 | 0 | 0 | 0 | 0 | 0 | 0 | 0 | 0 | 0 | 0 | 0 | 0 | 0 | 0 | 0 | 0 | 0 | 0 | 0 | 0 | 0 | 0 | 0
| Network resilience | $/MWh | 24590 | MWh | 0 | 0 | 0 | 0 | 0 | 0 | 0 | 0 | 0 | 0 | 0 | 0 | 0 | 0 | 0 | 0 | 0 | 0 | 0 | 0 | 0 | 0 | 0 | 0 | 0
| Enabling solar exports | $/MWh | 88.3577 | MWh | 0 | 0 | 0 | 0 | 0 | 0 | 0 | 0 | 0 | 0 | 0 | 0 | 0 | 0 | 0 | 0 | 0 | 0 | 0 | 0 | 0 | 0 | 0 | 0 | 0
| Aesthetics | $/customer | 0 | customers | 0 | 0 | 0 | 0 | 0 | 0 | 0 | 0 | 0 | 0 | 0 | 0 | 0 | 0 | 0 | 0 | 0 | 0 | 0 | 0 | 0 | 0 | 0 | 0 | 0
| Customer value of time - residential | $/customer min | 0.35181 | mins | 0 | 0 | 0 | 0 | 0 | 0 | 0 | 0 | 0 | 0 | 0 | 0 | 0 | 0 | 0 | 0 | 0 | 0 | 0 | 0 | 0 | 0 | 0 | 0 | 0
| Customer value of time - business | $/customer min | 0.35181 | mins | 0 | 0 | 0 | 0 | 0 | 0 | 0 | 0 | 0 | 0 | 0 | 0 | 0 | 0 | 0 | 0 | 0 | 0 | 0 | 0 | 0 | 0 | 0 | 0 | 0
| Communication | $/customer | 0 | customers | 0 | 0 | 0 | 0 | 0 | 0 | 0 | 0 | 0 | 0 | 0 | 0 | 0 | 0 | 0 | 0 | 0 | 0 | 0 | 0 | 0 | 0 | 0 | 0 | 0
| Information accessibility | $/customer | 0 | customers | 0 | 0 | 0 | 0 | 0 | 0 | 0 | 0 | 0 | 0 | 0 | 0 | 0 | 0 | 0 | 0 | 0 | 0 | 0 | 0 | 0 | 0 | 0 | 0 | 0
| Other benefits 1 |  |  | 2023-12-31 | 0 | 0 | 0 | 0 | 0 | 0 | 0 | 0 | 0 | 0 | 0 | 0 | 0 | 0 | 0 | 0 | 0 | 0 | 0 | 0 | 0 | 0 | 0 | 0 | 0
| Other benefits 2 |  |  | 2023-12-31 | 0 | 0 | 0 | 0 | 0 | 0 | 0 | 0 | 0 | 0 | 0 | 0 | 0 | 0 | 0 | 0 | 0 | 0 | 0 | 0 | 0 | 0 | 0 | 0 | 0
| Total other benefits |  |  | 2023-12-31 | 0 | 0 | 0 | 0 | 0 | 0 | 0 | 0 | 0 | 0 | 0 | 0 | 0 | 0 | 0 | 0 | 0 | 0 | 0 | 0 | 0 | 0 | 0 | 0 | 0
SUMMARY
| Risks mitigated vs base case |  |  | 2023-12-31 | 0 | 139619.6341 | 414202.0309 | 659047.6707 | 942814.6651 | 1283277.7976 | 1563460.1224 | 1911955.5304 | 2346386.4185 | 2889213.8138 | 3569048.4202 | 4424024.7237 | 5455092.1241 | 6612080.5896 | 8066257.2353 | 9508587.1318 | 10147013.2962 | 10560216.6449 | 10833548.5951 | 11067913.4037 | 0 | 0 | 0 | 0 | 0
Capital expenditure
| Switch capex |  |  | 2023-12-31 | 0 | 0 | 0 | 0 | 0 | 0 | 0 | 0 | 0 | 0 | 0 | 0 | 0 | 0 | 0 | 0 | 0 | 0 | 0 | 0 | 0 | 0 | 0 | 0 | 0
| Relay capex |  |  | 2023-12-31 | -4690306.1758 | -3518948.004 | -3521384.7485 | -3521384.7485 | -1173794.9162 | 0 | 0 | 0 | 0 | 0 | 0 | 0 | 0 | 0 | 0 | 0 | 0 | 0 | 0 | 0 | 0 | 0 | 0 | 0 | 0
| Building capex |  |  | 2023-12-31 | -2877145.576 | -2879139.276 | -2881132.976 | -2881132.976 | -960377.6587 | 0 | 0 | 0 | 0 | 0 | 0 | 0 | 0 | 0 | 0 | 0 | 0 | 0 | 0 | 0 | 0 | 0 | 0 | 0 | 0
Cumulative capex
| Switch capex |  |  | 2023-12-31 | 0 | 0 | 0 | 0 | 0 | 0 | 0 | 0 | 0 | 0 | 0 | 0 | 0 | 0 | 0 | 0 | 0 | 0 | 0 | 0 | 0 | 0 | 0 | 0 | 0
| Relay capex |  |  | 2023-12-31 | -4690306.1758 | -8209254.1798 | -11730638.9283 | -15252023.6768 | -16425818.593 | -16425818.593 | -16425818.593 | -16425818.593 | -16425818.593 | -16425818.593 | -16425818.593 | -16425818.593 | -16425818.593 | -16425818.593 | -16425818.593 | -16425818.593 | -16425818.593 | -16425818.593 | -16425818.593 | -16425818.593 | -16425818.593 | -16425818.593 | -16425818.593 | -16425818.593 | -16425818.593
| Building capex |  |  | 2023-12-31 | -2877145.576 | -5756284.8521 | -8637417.8281 | -11518550.8042 | -12478928.4628 | -12478928.4628 | -12478928.4628 | -12478928.4628 | -12478928.4628 | -12478928.4628 | -12478928.4628 | -12478928.4628 | -12478928.4628 | -12478928.4628 | -12478928.4628 | -12478928.4628 | -12478928.4628 | -12478928.4628 | -12478928.4628 | -12478928.4628 | -12478928.4628 | -12478928.4628 | -12478928.4628 | -12478928.4628 | -12478928.4628
Annualised capex
| Annualised capex - Switch capex |  |  | 2023-12-31 | 0 | 0 | 0 | 0 | 0 | 0 | 0 | 0 | 0 | 0 | 0 | 0 | 0 | 0 | 0 | 0 | 0 | 0 | 0 | 0 | 0 | 0 | 0 | 0 | 0
| Annualised capex - Relay capex |  |  | 2023-12-31 | 0 | -284579.803 | -498088.5788 | -711745.2017 | -925401.8247 | -996620.699 | -996620.699 | -996620.699 | -996620.699 | -996620.699 | -996620.699 | -996620.699 | -996620.699 | -996620.699 | -996620.699 | -996620.699 | -996620.699 | -996620.699 | -996620.699 | -996620.699 | -996620.699 | -996620.699 | -996620.699 | -996620.699 | -996620.699
| Annualised capex - Building capex |  |  | 2023-12-31 | 0 | -122663.3889 | -245411.7766 | -368245.1631 | -491078.5496 | -532023.0118 | -532023.0118 | -532023.0118 | -532023.0118 | -532023.0118 | -532023.0118 | -532023.0118 | -532023.0118 | -532023.0118 | -532023.0118 | -532023.0118 | -532023.0118 | -532023.0118 | -532023.0118 | -532023.0118 | -532023.0118 | -532023.0118 | -532023.0118 | -532023.0118 | -532023.0118
| Total annualised capex |  |  | 2023-12-31 | 0 | -407243.1919 | -743500.3554 | -1079990.3648 | -1416480.3743 | -1528643.7108 | -1528643.7108 | -1528643.7108 | -1528643.7108 | -1528643.7108 | -1528643.7108 | -1528643.7108 | -1528643.7108 | -1528643.7108 | -1528643.7108 | -1528643.7108 | -1528643.7108 | -1528643.7108 | -1528643.7108 | -1528643.7108 | -1528643.7108 | -1528643.7108 | -1528643.7108 | -1528643.7108 | -1528643.7108
| Annualised capex |  |  | 2023-12-31 | 0 | -407243.1919 | -743500.3554 | -1079990.3648 | -1416480.3743 | -1528643.7108 | -1528643.7108 | -1528643.7108 | -1528643.7108 | -1528643.7108 | -1528643.7108 | -1528643.7108 | -1528643.7108 | -1528643.7108 | -1528643.7108 | -1528643.7108 | -1528643.7108 | -1528643.7108 | -1528643.7108 | -1528643.7108 | -1528643.7108 | -1528643.7108 | -1528643.7108 | -1528643.7108 | -1528643.7108
| Operating expenditure |  |  | 2023-12-31 | 0 | 0 | 0 | 0 | 0 | 0 | 0 | 0 | 0 | 0 | 0 | 0 | 0 | 0 | 0 | 0 | 0 | 0 | 0 | 0 | 0 | 0 | 0 | 0 | 0
| Risk mitigated |  |  | 2023-12-31 | 0 | 139619.6341 | 414202.0309 | 659047.6707 | 942814.6651 | 1283277.7976 | 1563460.1224 | 1911955.5304 | 2346386.4185 | 2889213.8138 | 3569048.4202 | 4424024.7237 | 5455092.1241 | 6612080.5896 | 8066257.2353 | 9508587.1318 | 10147013.2962 | 10560216.6449 | 10833548.5951 | 11067913.4037 | 0 | 0 | 0 | 0 | 0
| Other benefits value |  |  | 2023-12-31 | 0 | 0 | 0 | 0 | 0 | 0 | 0 | 0 | 0 | 0 | 0 | 0 | 0 | 0 | 0 | 0 | 0 | 0 | 0 | 0 | 0 | 0 | 0 | 0 | 0
| Net benefits |  |  | 2023-12-31 | 0 | -267623.5577 | -329298.3244 | -420942.6941 | -473665.7092 | -245365.9132 | 34816.4116 | 383311.8196 | 817742.7077 | 1360570.103 | 2040404.7095 | 2895381.0129 | 3926448.4134 | 5083436.8789 | 6537613.5246 | 7979943.421 | 8618369.5854 | 9031572.9342 | 9304904.8844 | 9539269.693 | -1528643.7108 | -1528643.7108 | -1528643.7108 | -1528643.7108 | -1528643.7108
| First capex year |  |  | 1
| First year |  |  | 1
SENSITIVITIES
NPV | Net benefits |  |  | Option 2NPV | 0 | -267623.5577 | -329298.3244 | -420942.6941 | -473665.7092 | -245365.9132 | 34816.4116 | 383311.8196 | 817742.7077 | 1360570.103 | 2040404.7095 | 2895381.0129 | 3926448.4134 | 5083436.8789 | 6537613.5246 | 7979943.421 | 8618369.5854 | 9031572.9342 | 9304904.8844 | 9539269.693 | -1528643.7108 | -1528643.7108 | -1528643.7108 | -1528643.7108 | -1528643.7108
| Total annualised capex |  |  |  | 0 | -407243.1919 | -743500.3554 | -1079990.3648 | -1416480.3743 | -1528643.7108 | -1528643.7108 | -1528643.7108 | -1528643.7108 | -1528643.7108 | -1528643.7108 | -1528643.7108 | -1528643.7108 | -1528643.7108 | -1528643.7108 | -1528643.7108 | -1528643.7108 | -1528643.7108 | -1528643.7108 | -1528643.7108 | -1528643.7108 | -1528643.7108 | -1528643.7108 | -1528643.7108 | -1528643.7108
| Total benefits |  |  |  | 0 | 139619.6341 | 414202.0309 | 659047.6707 | 942814.6651 | 1283277.7976 | 1563460.1224 | 1911955.5304 | 2346386.4185 | 2889213.8138 | 3569048.4202 | 4424024.7237 | 5455092.1241 | 6612080.5896 | 8066257.2353 | 9508587.1318 | 10147013.2962 | 10560216.6449 | 10833548.5951 | 11067913.4037 | 0 | 0 | 0 | 0 | 0
|  | Capex | Total benefits
sens1 | Capex 10% higher | 10% | 0% | Option 2sens1 | 0 | -308347.8769 | -403648.36 | -528941.7306 | -615313.7466 | -398230.2843 | -118047.9594 | 230447.4485 | 664878.3367 | 1207705.7319 | 1887540.3384 | 2742516.6419 | 3773584.0423 | 4930572.5078 | 6384749.1535 | 7827079.0499 | 8465505.2143 | 8878708.5631 | 9152040.5133 | 9386405.3219 | -1681508.0818 | -1681508.0818 | -1681508.0818 | -1681508.0818 | -1681508.0818
sens2 | Capex 10% lower | -10% | 0% | Option 2sens2 | 0 | -226899.2385 | -254948.2889 | -312943.6576 | -332017.6718 | -92501.5421 | 187680.7827 | 536176.1907 | 970607.0788 | 1513434.4741 | 2193269.0805 | 3048245.384 | 4079312.7845 | 5236301.25 | 6690477.8957 | 8132807.7921 | 8771233.9565 | 9184437.3052 | 9457769.2555 | 9692134.064 | -1375779.3397 | -1375779.3397 | -1375779.3397 | -1375779.3397 | -1375779.3397
sens3 | Total benefits 10% higher | 0% | 10% | Option 2sens3 | 0 | -253661.5943 | -287878.1214 | -355037.927 | -379384.2427 | -117038.1334 | 191162.4239 | 574507.3727 | 1052381.3496 | 1649491.4844 | 2397309.5515 | 3337783.4853 | 4471957.6258 | 5744644.9378 | 7344239.2481 | 8930802.1342 | 9633070.915 | 10087594.5987 | 10388259.7439 | 10646061.0333 | -1528643.7108 | -1528643.7108 | -1528643.7108 | -1528643.7108 | -1528643.7108
sens4 | Total benefits 10% lower | 0% | -10% | Option 2sens4 | 0 | -281585.5211 | -370718.5275 | -486847.4612 | -567947.1757 | -373693.693 | -121529.6006 | 192116.2666 | 583104.0659 | 1071648.7216 | 1683499.8674 | 2452978.5406 | 3380939.201 | 4422228.8199 | 5730987.801 | 7029084.7078 | 7603668.2558 | 7975551.2697 | 8221550.0249 | 8432478.3526 | -1528643.7108 | -1528643.7108 | -1528643.7108 | -1528643.7108 | -1528643.7108
sens5 | Capex 10% higher & Total benefits 10% lower | 10% | -10% | Option 2sens5 | 0 | -322309.8403 | -445068.5631 | -594846.4976 | -709595.2131 | -526558.064 | -274393.9717 | 39251.8955 | 430239.6948 | 918784.3506 | 1530635.4964 | 2300114.1695 | 3228074.8299 | 4269364.4488 | 5578123.43 | 6876220.3368 | 7450803.8847 | 7822686.8986 | 8068685.6538 | 8279613.9815 | -1681508.0818 | -1681508.0818 | -1681508.0818 | -1681508.0818 | -1681508.0818
sens | 0 | 0% | 0% | Option 2sens | 0 | -267623.5577 | -329298.3244 | -420942.6941 | -473665.7092 | -245365.9132 | 34816.4116 | 383311.8196 | 817742.7077 | 1360570.103 | 2040404.7095 | 2895381.0129 | 3926448.4134 | 5083436.8789 | 6537613.5246 | 7979943.421 | 8618369.5854 | 9031572.9342 | 9304904.8844 | 9539269.693 | -1528643.7108 | -1528643.7108 | -1528643.7108 | -1528643.7108 | -1528643.7108
sens | 0 | 0% | 0% | Option 2sens | 0 | -267623.5577 | -329298.3244 | -420942.6941 | -473665.7092 | -245365.9132 | 34816.4116 | 383311.8196 | 817742.7077 | 1360570.103 | 2040404.7095 | 2895381.0129 | 3926448.4134 | 5083436.8789 | 6537613.5246 | 7979943.421 | 8618369.5854 | 9031572.9342 | 9304904.8844 | 9539269.693 | -1528643.7108 | -1528643.7108 | -1528643.7108 | -1528643.7108 | -1528643.7108
sens | 0 | 0% | 0% | Option 2sens | 0 | -267623.5577 | -329298.3244 | -420942.6941 | -473665.7092 | -245365.9132 | 34816.4116 | 383311.8196 | 817742.7077 | 1360570.103 | 2040404.7095 | 2895381.0129 | 3926448.4134 | 5083436.8789 | 6537613.5246 | 7979943.421 | 8618369.5854 | 9031572.9342 | 9304904.8844 | 9539269.693 | -1528643.7108 | -1528643.7108 | -1528643.7108 | -1528643.7108 | -1528643.7108

## Option3
Powercor
Ttransformer rebuild - KYM, NKA, PLD, MNA & WBL
OPTION 3 | Replace 22kV switchgear, relays and building with a new switchroom and control building
Count |  |  |  |  | 1 | 2 | 3 | 4 | 5 | 6 | 7 | 8 | 9 | 10 | 11 | 12 | 13 | 14 | 15 | 16 | 17 | 18 | 19 | 20 | 21 | 22 | 23 | 24 | 25
Value of CO2 reductions |  |  |  | $/MWh | 24.7305 | 22.3407 | 20.1963 | 18.0629 | 15.9134 | 13.7151 | 13.7151 | 13.7151 | 13.7151 | 13.7151 | 13.7151 | 13.7151 | 13.7151 | 13.7151 | 13.7151 | 13.7151 | 13.7151 | 13.7151 | 13.7151 | 13.7151 | 13.7151 | 13.7151 | 13.7151 | 13.7151 | 13.7151
|  |  |  | Units | 2026-27 | 2027-28 | 2028-29 | 2029-30 | 2030-31 | 2031-32 | 2032-33 | 2033-34 | 2034-35 | 2035-36 | 2036-37 | 2037-38 | 2038-39 | 2039-40 | 2040-41 | 2041-42 | 2042-43 | 2043-44 | 2044-45 | 2045-46 | 2046-47 | 2047-48 | 2048-49 | 2049-50 | 2050-51
INVESTMENT & OPERATING COST
| Capex |  | Asset life (yrs)
| Switch capex |  | 50 | 2023-12-31 | 6106365.6066 | 4093064.2285 | 4026602.7562 | 4026602.7562 | 2013301.3781 | 0 | 0 | 0 | 0 | 0 | 0 | 0 | 0 | 0 | 0 | 0 | 0 | 0 | 0 | 0 | 0 | 0 | 0 | 0 | 0
| Relay capex |  | 25 | 2023-12-31 | 3871817.5135 | 3871817.5135 | 3808948.5532 | 3808948.5532 | 1904474.2766 | 0 | 0 | 0 | 0 | 0 | 0 | 0 | 0 | 0 | 0 | 0 | 0 | 0 | 0 | 0 | 0 | 0 | 0 | 0 | 0
| Building capex |  | 50 | 2023-12-31 | 3097454.0108 | 3097454.0108 | 3047158.8425 | 3047158.8425 | 1523579.4213 | 0 | 0 | 0 | 0 | 0 | 0 | 0 | 0 | 0 | 0 | 0 | 0 | 0 | 0 | 0 | 0 | 0 | 0 | 0 | 0
| Capital expenditure |  |  | 2023-12-31 | 13075637.1309 | 11062335.7528 | 10882710.1519 | 10882710.1519 | 5441355.076 | 0 | 0 | 0 | 0 | 0 | 0 | 0 | 0 | 0 | 0 | 0 | 0 | 0 | 0 | 0 | 0 | 0 | 0 | 0 | 0
| Operating expenditure |  |  | 2023-12-31 | 0 | 0 | 0 | 0 | 0 | 0 | 0 | 0 | 0 | 0 | 0 | 0 | 0 | 0 | 0 | 0 | 0 | 0 | 0 | 0 | 0 | 0 | 0 | 0 | 0
RISK ASSUMPTIONS
| PoF (major) |  |  |  | 0 | 0 | 0 | 0 | 0 | 0 | 0 | 0 | 0 | 0 | 0 | 0 | 0 | 0 | 0 | 0 | 0 | 0 | 0 | 0 | 0 | 0 | 0 | 0 | 0
| PoF (reparable) |  |  |  | 0 | 0 | 0 | 0 | 0 | 0 | 0 | 0 | 0 | 0 | 0 | 0 | 0 | 0 | 0 | 0 | 0 | 0 | 0 | 0 | 0 | 0 | 0 | 0 | 0
| Energy at risk (weighted) |  |  | MWh | 0 | 0 | 0 | 0 | 0 | 0 | 0 | 0 | 0 | 0 | 0 | 0 | 0 | 0 | 0 | 0 | 0 | 0 | 0 | 0 | 0 | 0 | 0 | 0 | 0
| Energy at risk value | $/MWh | 43815.4862 | 2023-12-31 | 0 | 0 | 0 | 0 | 0 | 0 | 0 | 0 | 0 | 0 | 0 | 0 | 0 | 0 | 0 | 0 | 0 | 0 | 0 | 0 | 0 | 0 | 0 | 0 | 0
| Switchgear risk | (after DF) |  | 2023-12-31 | 624885.1587 | 383718.385 | 278691.9943 | 220020.034 | 126780.8687 | 31906.668 | 32250.81 | 32635.7328 | 32682.9922 | 32730.9912 | 32778.9902 | 32826.9891 | 32874.9881 | 32922.9871 | 32970.9861 | 33018.9851 | 33066.9841 | 33114.9831 | 33162.982 | 33210.981 | 0 | 0 | 0 | 0 | 0
| Control cable risk |  |  | 2023-12-31 | 423763.4578 | 299330.6837 | 223093.4258 | 225089.0193 | 125637.4607 | 0 | 0 | 0 | 0 | 0 | 0 | 0 | 0 | 0 | 0 | 0 | 0 | 0 | 0 | 0 | 0 | 0 | 0 | 0 | 0
| Relay risk | (after DF) |  | 2023-12-31 | 513907.0286 | 472487.0551 | 318285.7651 | 221507.5551 | 120372.3251 | 5830.9251 | 5830.9251 | 5830.9251 | 5870.5251 | 5950.8343 | 6078.7368 | 6276.8672 | 6588.8729 | 7072.423 | 7816.1226 | 8965.7767 | 10750.9064 | 14639.0589 | 21178.7007 | 31008.2944 | 0 | 0 | 0 | 0 | 0
| Building risk |  |  | 2023-12-31 | 39334.2956 | 39161.4742 | 22268.7305 | 20754.2012 | 11908.3301 | 3187.4073 | 3503.8298 | 3850.8506 | 4208.177 | 4594.582 | 5011.0303 | 5459.4385 | 5941.8187 | 6460.2824 | 7017.0437 | 7614.4231 | 8254.8514 | 8940.8729 | 9675.1499 | 10460.4663 | 0 | 0 | 0 | 0 | 0
| Flood risk |  |  | 2023-12-31 | 0 | 0 | 0 | 0 | 0 | 0 | 0 | 0 | 0 | 0 | 0 | 0 | 0 | 0 | 0 | 0 | 0 | 0 | 0 | 0 | 0 | 0 | 0 | 0 | 0
| Total risk cost |  |  |  | 1601889.9407 | 1194697.598 | 842339.9157 | 687370.8096 | 384698.9845 | 40925.0003 | 41585.5648 | 42317.5084 | 42761.6942 | 43276.4075 | 43868.7573 | 44563.2948 | 45405.6797 | 46455.6925 | 47804.1523 | 49599.1849 | 52072.7418 | 56694.9149 | 64016.8326 | 74679.7417 | 0 | 0 | 0 | 0 | 0
OTHER BENEFITS
| Reduction in CO2 emissions |  |  | MWh | 0 | 0 | 0 | 0 | 0 | 0 | 0 | 0 | 0 | 0 | 0 | 0 | 0 | 0 | 0 | 0 | 0 | 0 | 0 | 0 | 0 | 0 | 0 | 0 | 0
| Value of reduction in CO2 emissions |  |  | $ | 0 | 0 | 0 | 0 | 0 | 0 | 0 | 0 | 0 | 0 | 0 | 0 | 0 | 0 | 0 | 0 | 0 | 0 | 0 | 0 | 0 | 0 | 0 | 0 | 0
| Reliability in worst-served areas | $/MWh | 151432.8174 | MWh | 0 | 0 | 0 | 0 | 0 | 0 | 0 | 0 | 0 | 0 | 0 | 0 | 0 | 0 | 0 | 0 | 0 | 0 | 0 | 0 | 0 | 0 | 0 | 0 | 0
| Network resilience | $/MWh | 24590 | MWh | 0 | 0 | 0 | 0 | 0 | 0 | 0 | 0 | 0 | 0 | 0 | 0 | 0 | 0 | 0 | 0 | 0 | 0 | 0 | 0 | 0 | 0 | 0 | 0 | 0
| Enabling solar exports | $/MWh | 88.3577 | MWh | 0 | 0 | 0 | 0 | 0 | 0 | 0 | 0 | 0 | 0 | 0 | 0 | 0 | 0 | 0 | 0 | 0 | 0 | 0 | 0 | 0 | 0 | 0 | 0 | 0
| Aesthetics | $/customer | 0 | customers | 0 | 0 | 0 | 0 | 0 | 0 | 0 | 0 | 0 | 0 | 0 | 0 | 0 | 0 | 0 | 0 | 0 | 0 | 0 | 0 | 0 | 0 | 0 | 0 | 0
| Customer value of time (res) | $/customer min | 0.35181 | mins | 0 | 0 | 0 | 0 | 0 | 0 | 0 | 0 | 0 | 0 | 0 | 0 | 0 | 0 | 0 | 0 | 0 | 0 | 0 | 0 | 0 | 0 | 0 | 0 | 0
| Customer value of time (bus) | $/customer min | 0.35181 | mins | 0 | 0 | 0 | 0 | 0 | 0 | 0 | 0 | 0 | 0 | 0 | 0 | 0 | 0 | 0 | 0 | 0 | 0 | 0 | 0 | 0 | 0 | 0 | 0 | 0
| Communication | $/customer | 0 | customers | 0 | 0 | 0 | 0 | 0 | 0 | 0 | 0 | 0 | 0 | 0 | 0 | 0 | 0 | 0 | 0 | 0 | 0 | 0 | 0 | 0 | 0 | 0 | 0 | 0
| Information accessibility | $/customer | 0 | customers | 0 | 0 | 0 | 0 | 0 | 0 | 0 | 0 | 0 | 0 | 0 | 0 | 0 | 0 | 0 | 0 | 0 | 0 | 0 | 0 | 0 | 0 | 0 | 0 | 0
| Other benefits 1 |  |  | 2023-12-31 | 0 | 0 | 0 | 0 | 0 | 0 | 0 | 0 | 0 | 0 | 0 | 0 | 0 | 0 | 0 | 0 | 0 | 0 | 0 | 0 | 0 | 0 | 0 | 0 | 0
| Other benefits 2 |  |  | 2023-12-31 | 0 | 0 | 0 | 0 | 0 | 0 | 0 | 0 | 0 | 0 | 0 | 0 | 0 | 0 | 0 | 0 | 0 | 0 | 0 | 0 | 0 | 0 | 0 | 0 | 0
| Total other benefits |  |  | 2023-12-31 | 0 | 0 | 0 | 0 | 0 | 0 | 0 | 0 | 0 | 0 | 0 | 0 | 0 | 0 | 0 | 0 | 0 | 0 | 0 | 0 | 0 | 0 | 0 | 0 | 0
SUMMARY
| Risks mitigated vs base case |  |  | 2023-12-31 | 42766.2042 | 562132.3692 | 1049184.7768 | 1364852.9258 | 1856473.8026 | 2434998.3617 | 2733770.0339 | 3103137.5775 | 3546485.606 | 4098373.4301 | 4787839.2887 | 5653054.0809 | 6695005.439 | 7863563.4479 | 9330037.292 | 10785436.132 | 11437749.1668 | 11865705.658 | 12154707.6047 | 12405712.1583 | 61708.2881 | 62498.3863 | 63288.4846 | 64078.5829 | 64868.6812
Capital expenditure
| Switch capex |  |  | 2023-12-31 | -6106365.6066 | -4093064.2285 | -4026602.7562 | -4026602.7562 | -2013301.3781 | 0 | 0 | 0 | 0 | 0 | 0 | 0 | 0 | 0 | 0 | 0 | 0 | 0 | 0 | 0 | 0 | 0 | 0 | 0 | 0
| Relay capex |  |  | 2023-12-31 | -3871817.5135 | -3871817.5135 | -3808948.5532 | -3808948.5532 | -1904474.2766 | 0 | 0 | 0 | 0 | 0 | 0 | 0 | 0 | 0 | 0 | 0 | 0 | 0 | 0 | 0 | 0 | 0 | 0 | 0 | 0
| Building capex |  |  | 2023-12-31 | -3097454.0108 | -3097454.0108 | -3047158.8425 | -3047158.8425 | -1523579.4213 | 0 | 0 | 0 | 0 | 0 | 0 | 0 | 0 | 0 | 0 | 0 | 0 | 0 | 0 | 0 | 0 | 0 | 0 | 0 | 0
Cumulative capex
| Switch capex |  |  | 2023-12-31 | -6106365.6066 | -10199429.8352 | -14226032.5914 | -18252635.3476 | -20265936.7257 | -20265936.7257 | -20265936.7257 | -20265936.7257 | -20265936.7257 | -20265936.7257 | -20265936.7257 | -20265936.7257 | -20265936.7257 | -20265936.7257 | -20265936.7257 | -20265936.7257 | -20265936.7257 | -20265936.7257 | -20265936.7257 | -20265936.7257 | -20265936.7257 | -20265936.7257 | -20265936.7257 | -20265936.7257 | -20265936.7257
| Relay capex |  |  | 2023-12-31 | -3871817.5135 | -7743635.0269 | -11552583.5801 | -15361532.1333 | -17266006.4099 | -17266006.4099 | -17266006.4099 | -17266006.4099 | -17266006.4099 | -17266006.4099 | -17266006.4099 | -17266006.4099 | -17266006.4099 | -17266006.4099 | -17266006.4099 | -17266006.4099 | -17266006.4099 | -17266006.4099 | -17266006.4099 | -17266006.4099 | -17266006.4099 | -17266006.4099 | -17266006.4099 | -17266006.4099 | -17266006.4099
| Building capex |  |  | 2023-12-31 | -3097454.0108 | -6194908.0215 | -9242066.8641 | -12289225.7066 | -13812805.1279 | -13812805.1279 | -13812805.1279 | -13812805.1279 | -13812805.1279 | -13812805.1279 | -13812805.1279 | -13812805.1279 | -13812805.1279 | -13812805.1279 | -13812805.1279 | -13812805.1279 | -13812805.1279 | -13812805.1279 | -13812805.1279 | -13812805.1279 | -13812805.1279 | -13812805.1279 | -13812805.1279 | -13812805.1279 | -13812805.1279
Annualised capex
| Annualised capex - Switch capex |  |  | 2023-12-31 | 0 | -260337.0178 | -434839.5293 | -606508.5418 | -778177.5542 | -864012.0605 | -864012.0605 | -864012.0605 | -864012.0605 | -864012.0605 | -864012.0605 | -864012.0605 | -864012.0605 | -864012.0605 | -864012.0605 | -864012.0605 | -864012.0605 | -864012.0605 | -864012.0605 | -864012.0605 | -864012.0605 | -864012.0605 | -864012.0605 | -864012.0605 | -864012.0605
| Annualised capex - Relay capex |  |  | 2023-12-31 | 0 | -234918.7929 | -469837.5858 | -700941.8652 | -932046.1446 | -1047598.2843 | -1047598.2843 | -1047598.2843 | -1047598.2843 | -1047598.2843 | -1047598.2843 | -1047598.2843 | -1047598.2843 | -1047598.2843 | -1047598.2843 | -1047598.2843 | -1047598.2843 | -1047598.2843 | -1047598.2843 | -1047598.2843 | -1047598.2843 | -1047598.2843 | -1047598.2843 | -1047598.2843 | -1047598.2843
| Annualised capex - Building capex |  |  | 2023-12-31 | 0 | -132055.9547 | -264111.9094 | -394023.5945 | -523935.2796 | -588891.1221 | -588891.1221 | -588891.1221 | -588891.1221 | -588891.1221 | -588891.1221 | -588891.1221 | -588891.1221 | -588891.1221 | -588891.1221 | -588891.1221 | -588891.1221 | -588891.1221 | -588891.1221 | -588891.1221 | -588891.1221 | -588891.1221 | -588891.1221 | -588891.1221 | -588891.1221
| Total annualised capex |  |  | 2023-12-31 | 0 | -627311.7654 | -1168789.0246 | -1701474.0015 | -2234158.9784 | -2500501.4669 | -2500501.4669 | -2500501.4669 | -2500501.4669 | -2500501.4669 | -2500501.4669 | -2500501.4669 | -2500501.4669 | -2500501.4669 | -2500501.4669 | -2500501.4669 | -2500501.4669 | -2500501.4669 | -2500501.4669 | -2500501.4669 | -2500501.4669 | -2500501.4669 | -2500501.4669 | -2500501.4669 | -2500501.4669
| Annualised capex |  |  | 2023-12-31 | 0 | -627311.7654 | -1168789.0246 | -1701474.0015 | -2234158.9784 | -2500501.4669 | -2500501.4669 | -2500501.4669 | -2500501.4669 | -2500501.4669 | -2500501.4669 | -2500501.4669 | -2500501.4669 | -2500501.4669 | -2500501.4669 | -2500501.4669 | -2500501.4669 | -2500501.4669 | -2500501.4669 | -2500501.4669 | -2500501.4669 | -2500501.4669 | -2500501.4669 | -2500501.4669 | -2500501.4669
| Operating expenditure |  |  | 2023-12-31 | 0 | 0 | 0 | 0 | 0 | 0 | 0 | 0 | 0 | 0 | 0 | 0 | 0 | 0 | 0 | 0 | 0 | 0 | 0 | 0 | 0 | 0 | 0 | 0 | 0
| Risk mitigated |  |  | 2023-12-31 | 42766.2042 | 562132.3692 | 1049184.7768 | 1364852.9258 | 1856473.8026 | 2434998.3617 | 2733770.0339 | 3103137.5775 | 3546485.606 | 4098373.4301 | 4787839.2887 | 5653054.0809 | 6695005.439 | 7863563.4479 | 9330037.292 | 10785436.132 | 11437749.1668 | 11865705.658 | 12154707.6047 | 12405712.1583 | 61708.2881 | 62498.3863 | 63288.4846 | 64078.5829 | 64868.6812
| Other benefits value |  |  | 2023-12-31 | 0 | 0 | 0 | 0 | 0 | 0 | 0 | 0 | 0 | 0 | 0 | 0 | 0 | 0 | 0 | 0 | 0 | 0 | 0 | 0 | 0 | 0 | 0 | 0 | 0
| Net benefits |  |  | 2023-12-31 | 42766.2042 | -65179.3962 | -119604.2477 | -336621.0757 | -377685.1758 | -65503.1052 | 233268.567 | 602636.1106 | 1045984.1391 | 1597871.9632 | 2287337.8218 | 3152552.614 | 4194503.9721 | 5363061.981 | 6829535.8251 | 8284934.6651 | 8937247.6999 | 9365204.1911 | 9654206.1378 | 9905210.6914 | -2438793.1788 | -2438003.0806 | -2437212.9823 | -2436422.884 | -2435632.7857
| First capex year |  |  | 1
| First year |  |  | 1
SENSITIVITIES
NPV | Net benefits |  |  | Option 3NPV | 42766.2042 | -65179.3962 | -119604.2477 | -336621.0757 | -377685.1758 | -65503.1052 | 233268.567 | 602636.1106 | 1045984.1391 | 1597871.9632 | 2287337.8218 | 3152552.614 | 4194503.9721 | 5363061.981 | 6829535.8251 | 8284934.6651 | 8937247.6999 | 9365204.1911 | 9654206.1378 | 9905210.6914 | -2438793.1788 | -2438003.0806 | -2437212.9823 | -2436422.884 | -2435632.7857
| Total annualised capex |  |  |  | 0 | -627311.7654 | -1168789.0246 | -1701474.0015 | -2234158.9784 | -2500501.4669 | -2500501.4669 | -2500501.4669 | -2500501.4669 | -2500501.4669 | -2500501.4669 | -2500501.4669 | -2500501.4669 | -2500501.4669 | -2500501.4669 | -2500501.4669 | -2500501.4669 | -2500501.4669 | -2500501.4669 | -2500501.4669 | -2500501.4669 | -2500501.4669 | -2500501.4669 | -2500501.4669 | -2500501.4669
| Total benefits |  |  |  | 42766.2042 | 562132.3692 | 1049184.7768 | 1364852.9258 | 1856473.8026 | 2434998.3617 | 2733770.0339 | 3103137.5775 | 3546485.606 | 4098373.4301 | 4787839.2887 | 5653054.0809 | 6695005.439 | 7863563.4479 | 9330037.292 | 10785436.132 | 11437749.1668 | 11865705.658 | 12154707.6047 | 12405712.1583 | 61708.2881 | 62498.3863 | 63288.4846 | 64078.5829 | 64868.6812
|  | Capex | Total benefits
sens1 | Capex 10% higher | 10% | 0% | Option 3sens1 | 42766.2042 | -127910.5727 | -236483.1502 | -506768.4758 | -601101.0737 | -315553.2519 | -16781.5797 | 352585.9639 | 795933.9924 | 1347821.8165 | 2037287.6751 | 2902502.4673 | 3944453.8254 | 5113011.8343 | 6579485.6784 | 8034884.5184 | 8687197.5532 | 9115154.0444 | 9404155.9911 | 9655160.5447 | -2688843.3255 | -2688053.2272 | -2687263.129 | -2686473.0307 | -2685682.9324
sens2 | Capex 10% lower | -10% | 0% | Option 3sens2 | 42766.2042 | -2448.2197 | -2725.3453 | -166473.6755 | -154269.278 | 184547.0415 | 483318.7137 | 852686.2573 | 1296034.2858 | 1847922.1099 | 2537387.9684 | 3402602.7607 | 4444554.1188 | 5613112.1277 | 7079585.9718 | 8534984.8118 | 9187297.8466 | 9615254.3377 | 9904256.2845 | 10155260.8381 | -2188743.0321 | -2187952.9339 | -2187162.8356 | -2186372.7373 | -2185582.639
sens3 | Total benefits 10% higher | 0% | 10% | Option 3sens3 | 47042.8246 | -8966.1593 | -14685.7701 | -200135.7831 | -192037.7956 | 177996.7309 | 506645.5704 | 912949.8684 | 1400632.6997 | 2007709.3062 | 2766121.7506 | 3717858.0221 | 4864004.516 | 6149418.3258 | 7762539.5543 | 9363478.2783 | 10081022.6166 | 10551774.7568 | 10869676.8983 | 11145781.9072 | -2432622.35 | -2431753.2419 | -2430884.1338 | -2430015.0257 | -2429145.9176
sens4 | Total benefits 10% lower | 0% | -10% | Option 3sens4 | 38489.5838 | -121392.6331 | -224522.7254 | -473106.3682 | -563332.5561 | -309002.9414 | -40108.4364 | 292322.3529 | 691335.5785 | 1188034.6202 | 1808553.8929 | 2587247.2059 | 3525003.4282 | 4576705.6362 | 5896532.0959 | 7206391.0519 | 7793472.7832 | 8178633.6253 | 8438735.3774 | 8664639.4756 | -2444964.0076 | -2444252.9192 | -2443541.8307 | -2442830.7423 | -2442119.6538
sens5 | Capex 10% higher & Total benefits 10% lower | 10% | -10% | Option 3sens5 | 38489.5838 | -184123.8097 | -341401.6279 | -643253.7684 | -786748.4539 | -559053.0881 | -290158.5831 | 42272.2062 | 441285.4318 | 937984.4735 | 1558503.7462 | 2337197.0592 | 3274953.2815 | 4326655.4895 | 5646481.9492 | 6956340.9052 | 7543422.6365 | 7928583.4786 | 8188685.2307 | 8414589.3289 | -2695014.1543 | -2694303.0659 | -2693591.9774 | -2692880.889 | -2692169.8005
sens | 0 | 0% | 0% | Option 3sens | 42766.2042 | -65179.3962 | -119604.2477 | -336621.0757 | -377685.1758 | -65503.1052 | 233268.567 | 602636.1106 | 1045984.1391 | 1597871.9632 | 2287337.8218 | 3152552.614 | 4194503.9721 | 5363061.981 | 6829535.8251 | 8284934.6651 | 8937247.6999 | 9365204.1911 | 9654206.1378 | 9905210.6914 | -2438793.1788 | -2438003.0806 | -2437212.9823 | -2436422.884 | -2435632.7857
sens | 0 | 0% | 0% | Option 3sens | 42766.2042 | -65179.3962 | -119604.2477 | -336621.0757 | -377685.1758 | -65503.1052 | 233268.567 | 602636.1106 | 1045984.1391 | 1597871.9632 | 2287337.8218 | 3152552.614 | 4194503.9721 | 5363061.981 | 6829535.8251 | 8284934.6651 | 8937247.6999 | 9365204.1911 | 9654206.1378 | 9905210.6914 | -2438793.1788 | -2438003.0806 | -2437212.9823 | -2436422.884 | -2435632.7857
sens | 0 | 0% | 0% | Option 3sens | 42766.2042 | -65179.3962 | -119604.2477 | -336621.0757 | -377685.1758 | -65503.1052 | 233268.567 | 602636.1106 | 1045984.1391 | 1597871.9632 | 2287337.8218 | 3152552.614 | 4194503.9721 | 5363061.981 | 6829535.8251 | 8284934.6651 | 8937247.6999 | 9365204.1911 | 9654206.1378 | 9905210.6914 | -2438793.1788 | -2438003.0806 | -2437212.9823 | -2436422.884 | -2435632.7857

## Option4
Powercor
Ttransformer rebuild - KYM, NKA, PLD, MNA & WBL
OPTION 4 | Refurbish Hawker Siddeley CBs (only at KYM, PLD and WBL ZSS)
Count |  |  |  |  | 1 | 2 | 3 | 4 | 5 | 6 | 7 | 8 | 9 | 10 | 11 | 12 | 13 | 14 | 15 | 16 | 17 | 18 | 19 | 20 | 21 | 22 | 23 | 24 | 25
Value of CO2 reductions |  |  |  | $/MWh | 24.7305 | 22.3407 | 20.1963 | 18.0629 | 15.9134 | 13.7151 | 13.7151 | 13.7151 | 13.7151 | 13.7151 | 13.7151 | 13.7151 | 13.7151 | 13.7151 | 13.7151 | 13.7151 | 13.7151 | 13.7151 | 13.7151 | 13.7151 | 13.7151 | 13.7151 | 13.7151 | 13.7151 | 13.7151
|  |  |  | Units | 2026-27 | 2027-28 | 2028-29 | 2029-30 | 2030-31 | 2031-32 | 2032-33 | 2033-34 | 2034-35 | 2035-36 | 2036-37 | 2037-38 | 2038-39 | 2039-40 | 2040-41 | 2041-42 | 2042-43 | 2043-44 | 2044-45 | 2045-46 | 2046-47 | 2047-48 | 2048-49 | 2049-50 | 2050-51
INVESTMENT & OPERATING COST
| Capex |  | Asset life (yrs)
| Switch capex |  | 50 | 2023-12-31 | 4690124.5603 | 4093064.2285 | 4026602.7562 | 4026602.7562 | 2013301.3781 | 0 | 0 | 0 | 0 | 0 | 0 | 0 | 0 | 0 | 0 | 0 | 0 | 0 | 0 | 0 | 0 | 0 | 0 | 0 | 0
| Relay capex |  | 25 | 2023-12-31 | 3871817.5135 | 3871817.5135 | 3808948.5532 | 3808948.5532 | 1904474.2766 | 0 | 0 | 0 | 0 | 0 | 0 | 0 | 0 | 0 | 0 | 0 | 0 | 0 | 0 | 0 | 0 | 0 | 0 | 0 | 0
| Building capex |  | 50 | 2023-12-31 | 3097454.0108 | 3097454.0108 | 3047158.8425 | 3047158.8425 | 1523579.4213 | 0 | 0 | 0 | 0 | 0 | 0 | 0 | 0 | 0 | 0 | 0 | 0 | 0 | 0 | 0 | 0 | 0 | 0 | 0 | 0
| Capital expenditure |  |  | 2023-12-31 | 11659396.0845 | 11062335.7528 | 10882710.1519 | 10882710.1519 | 5441355.076 | 0 | 0 | 0 | 0 | 0 | 0 | 0 | 0 | 0 | 0 | 0 | 0 | 0 | 0 | 0 | 0 | 0 | 0 | 0 | 0
| Operating expenditure |  |  | 2023-12-31 | 0 | 0 | 0 | 0 | 0 | 0 | 0 | 0 | 0 | 0 | 0 | 0 | 0 | 0 | 0 | 0 | 0 | 0 | 0 | 0 | 0 | 0 | 0 | 0 | 0
RISK ASSUMPTIONS
| PoF (major) |  |  |  | 0 | 0 | 0 | 0 | 0 | 0 | 0 | 0 | 0 | 0 | 0 | 0 | 0 | 0 | 0 | 0 | 0 | 0 | 0 | 0 | 0 | 0 | 0 | 0 | 0
| PoF (reparable) |  |  |  | 0 | 0 | 0 | 0 | 0 | 0 | 0 | 0 | 0 | 0 | 0 | 0 | 0 | 0 | 0 | 0 | 0 | 0 | 0 | 0 | 0 | 0 | 0 | 0 | 0
| Energy at risk (weighted) |  |  | MWh | 0 | 0 | 0 | 0 | 0 | 0 | 0 | 0 | 0 | 0 | 0 | 0 | 0 | 0 | 0 | 0 | 0 | 0 | 0 | 0 | 0 | 0 | 0 | 0 | 0
| Energy at risk value | $/MWh | 43815.4862 | 2023-12-31 | 0 | 0 | 0 | 0 | 0 | 0 | 0 | 0 | 0 | 0 | 0 | 0 | 0 | 0 | 0 | 0 | 0 | 0 | 0 | 0 | 0 | 0 | 0 | 0 | 0
| Switchgear risk | (after DF) |  | 2023-12-31 | 624885.1587 | 521012.5266 | 477014.6587 | 459000.142 | 459791.6231 | 461358.7729 | 466529.6444 | 472362.0023 | 473441.5004 | 474418.1348 | 475394.7691 | 476371.4035 | 477348.0378 | 478324.6722 | 479301.3065 | 480277.9409 | 481254.5752 | 482231.2096 | 483207.8439 | 484184.4783 | 0 | 0 | 0 | 0 | 0
| Control cable risk |  |  | 2023-12-31 | 423763.4578 | 427955.0417 | 431498.9475 | 434188.6485 | 434116.8666 | 434819.8393 | 439426.8425 | 444853.4057 | 445091.1966 | 445091.1966 | 445091.1966 | 445091.1966 | 445091.1966 | 445091.1966 | 445091.1966 | 445091.1966 | 445091.1966 | 445091.1966 | 445091.1966 | 445091.1966 | 0 | 0 | 0 | 0 | 0
| Relay risk | (after DF) |  | 2023-12-31 | 513907.0286 | 612106.6892 | 732487.796 | 880555.2258 | 1063186.9901 | 1289108.7226 | 1569291.0474 | 1917786.4554 | 2352256.9436 | 2895164.6481 | 3575127.157 | 4430301.5909 | 5461680.997 | 6619153.0127 | 8074073.3579 | 9517552.9084 | 10157764.2026 | 10574855.7039 | 10854727.2958 | 11098921.6981 | 0 | 0 | 0 | 0 | 0
| Building risk |  |  | 2023-12-31 | 39334.2956 | 43504.4738 | 48045.7322 | 52935.033 | 58108.8293 | 63748.1452 | 70076.5956 | 77017.0114 | 84163.5391 | 91891.6393 | 100220.6061 | 109188.7694 | 118836.3736 | 129205.6471 | 140340.8731 | 152288.4625 | 165097.0275 | 178817.4578 | 193502.9977 | 209209.3254 | 0 | 0 | 0 | 0 | 0
| Flood risk |  |  | 2023-12-31 | 0 | 0 | 0 | 0 | 0 | 0 | 0 | 0 | 0 | 0 | 0 | 0 | 0 | 0 | 0 | 0 | 0 | 0 | 0 | 0 | 0 | 0 | 0 | 0 | 0
| Total risk cost |  |  |  | 1601889.9407 | 1604578.7313 | 1689047.1344 | 1826679.0494 | 2015204.3092 | 2249035.48 | 2545324.1299 | 2912018.8749 | 3354953.1797 | 3906565.6188 | 4595833.7289 | 5460952.9604 | 6502956.6051 | 7671774.5285 | 9138806.7342 | 10595210.5085 | 11249207.0019 | 11680995.5678 | 11976529.3341 | 12237406.6984 | 0 | 0 | 0 | 0 | 0
OTHER BENEFITS
| Reduction in CO2 emissions |  |  | MWh | 0 | 0 | 0 | 0 | 0 | 0 | 0 | 0 | 0 | 0 | 0 | 0 | 0 | 0 | 0 | 0 | 0 | 0 | 0 | 0 | 0 | 0 | 0 | 0 | 0
| Value of reduction in CO2 emissions |  |  | $ | 0 | 0 | 0 | 0 | 0 | 0 | 0 | 0 | 0 | 0 | 0 | 0 | 0 | 0 | 0 | 0 | 0 | 0 | 0 | 0 | 0 | 0 | 0 | 0 | 0
| Reliability in worst-served areas | $/MWh | 151432.8174 | MWh | 0 | 0 | 0 | 0 | 0 | 0 | 0 | 0 | 0 | 0 | 0 | 0 | 0 | 0 | 0 | 0 | 0 | 0 | 0 | 0 | 0 | 0 | 0 | 0 | 0
| Network resilience | $/MWh | 24590 | MWh | 0 | 0 | 0 | 0 | 0 | 0 | 0 | 0 | 0 | 0 | 0 | 0 | 0 | 0 | 0 | 0 | 0 | 0 | 0 | 0 | 0 | 0 | 0 | 0 | 0
| Enabling solar exports | $/MWh | 88.3577 | MWh | 0 | 0 | 0 | 0 | 0 | 0 | 0 | 0 | 0 | 0 | 0 | 0 | 0 | 0 | 0 | 0 | 0 | 0 | 0 | 0 | 0 | 0 | 0 | 0 | 0
| Aesthetics | $/customer | 0 | customers | 0 | 0 | 0 | 0 | 0 | 0 | 0 | 0 | 0 | 0 | 0 | 0 | 0 | 0 | 0 | 0 | 0 | 0 | 0 | 0 | 0 | 0 | 0 | 0 | 0
| Customer value of time (res) | $/customer min | 0.35181 | mins | 0 | 0 | 0 | 0 | 0 | 0 | 0 | 0 | 0 | 0 | 0 | 0 | 0 | 0 | 0 | 0 | 0 | 0 | 0 | 0 | 0 | 0 | 0 | 0 | 0
| Customer value of time (bus) | $/customer min | 0.35181 | mins | 0 | 0 | 0 | 0 | 0 | 0 | 0 | 0 | 0 | 0 | 0 | 0 | 0 | 0 | 0 | 0 | 0 | 0 | 0 | 0 | 0 | 0 | 0 | 0 | 0
| Communication | $/customer | 0 | customers | 0 | 0 | 0 | 0 | 0 | 0 | 0 | 0 | 0 | 0 | 0 | 0 | 0 | 0 | 0 | 0 | 0 | 0 | 0 | 0 | 0 | 0 | 0 | 0 | 0
| Information accessibility | $/customer | 0 | customers | 0 | 0 | 0 | 0 | 0 | 0 | 0 | 0 | 0 | 0 | 0 | 0 | 0 | 0 | 0 | 0 | 0 | 0 | 0 | 0 | 0 | 0 | 0 | 0 | 0
| Other benefits 1 |  |  | 2023-12-31 | 0 | 0 | 0 | 0 | 0 | 0 | 0 | 0 | 0 | 0 | 0 | 0 | 0 | 0 | 0 | 0 | 0 | 0 | 0 | 0 | 0 | 0 | 0 | 0 | 0
| Other benefits 2 |  |  | 2023-12-31 | 0 | 0 | 0 | 0 | 0 | 0 | 0 | 0 | 0 | 0 | 0 | 0 | 0 | 0 | 0 | 0 | 0 | 0 | 0 | 0 | 0 | 0 | 0 | 0 | 0
| Total other benefits |  |  | 2023-12-31 | 0 | 0 | 0 | 0 | 0 | 0 | 0 | 0 | 0 | 0 | 0 | 0 | 0 | 0 | 0 | 0 | 0 | 0 | 0 | 0 | 0 | 0 | 0 | 0 | 0
SUMMARY
| Risks mitigated vs base case |  |  | 2023-12-31 | 42766.2042 | 152251.2359 | 202477.5581 | 225544.6861 | 225968.4779 | 226887.882 | 230031.4689 | 233436.211 | 234294.1205 | 235084.2188 | 235874.317 | 236664.4153 | 237454.5136 | 238244.6119 | 239034.7102 | 239824.8084 | 240614.9067 | 241405.005 | 242195.1033 | 242985.2016 | 61708.2881 | 62498.3863 | 63288.4846 | 64078.5829 | 64868.6812
Capital expenditure
| Switch capex |  |  | 2023-12-31 | -4690124.5603 | -4093064.2285 | -4026602.7562 | -4026602.7562 | -2013301.3781 | 0 | 0 | 0 | 0 | 0 | 0 | 0 | 0 | 0 | 0 | 0 | 0 | 0 | 0 | 0 | 0 | 0 | 0 | 0 | 0
| Relay capex |  |  | 2023-12-31 | -3871817.5135 | -3871817.5135 | -3808948.5532 | -3808948.5532 | -1904474.2766 | 0 | 0 | 0 | 0 | 0 | 0 | 0 | 0 | 0 | 0 | 0 | 0 | 0 | 0 | 0 | 0 | 0 | 0 | 0 | 0
| Building capex |  |  | 2023-12-31 | -3097454.0108 | -3097454.0108 | -3047158.8425 | -3047158.8425 | -1523579.4213 | 0 | 0 | 0 | 0 | 0 | 0 | 0 | 0 | 0 | 0 | 0 | 0 | 0 | 0 | 0 | 0 | 0 | 0 | 0 | 0
Cumulative capex
| Switch capex |  |  | 2023-12-31 | -4690124.5603 | -8783188.7888 | -12809791.545 | -16836394.3012 | -18849695.6793 | -18849695.6793 | -18849695.6793 | -18849695.6793 | -18849695.6793 | -18849695.6793 | -18849695.6793 | -18849695.6793 | -18849695.6793 | -18849695.6793 | -18849695.6793 | -18849695.6793 | -18849695.6793 | -18849695.6793 | -18849695.6793 | -18849695.6793 | -18849695.6793 | -18849695.6793 | -18849695.6793 | -18849695.6793 | -18849695.6793
| Relay capex |  |  | 2023-12-31 | -3871817.5135 | -7743635.0269 | -11552583.5801 | -15361532.1333 | -17266006.4099 | -17266006.4099 | -17266006.4099 | -17266006.4099 | -17266006.4099 | -17266006.4099 | -17266006.4099 | -17266006.4099 | -17266006.4099 | -17266006.4099 | -17266006.4099 | -17266006.4099 | -17266006.4099 | -17266006.4099 | -17266006.4099 | -17266006.4099 | -17266006.4099 | -17266006.4099 | -17266006.4099 | -17266006.4099 | -17266006.4099
| Building capex |  |  | 2023-12-31 | -3097454.0108 | -6194908.0215 | -9242066.8641 | -12289225.7066 | -13812805.1279 | -13812805.1279 | -13812805.1279 | -13812805.1279 | -13812805.1279 | -13812805.1279 | -13812805.1279 | -13812805.1279 | -13812805.1279 | -13812805.1279 | -13812805.1279 | -13812805.1279 | -13812805.1279 | -13812805.1279 | -13812805.1279 | -13812805.1279 | -13812805.1279 | -13812805.1279 | -13812805.1279 | -13812805.1279 | -13812805.1279
Annualised capex
| Annualised capex - Switch capex |  |  | 2023-12-31 | 0 | -199957.4083 | -374459.9199 | -546128.9323 | -717797.9448 | -803632.451 | -803632.451 | -803632.451 | -803632.451 | -803632.451 | -803632.451 | -803632.451 | -803632.451 | -803632.451 | -803632.451 | -803632.451 | -803632.451 | -803632.451 | -803632.451 | -803632.451 | -803632.451 | -803632.451 | -803632.451 | -803632.451 | -803632.451
| Annualised capex - Relay capex |  |  | 2023-12-31 | 0 | -234918.7929 | -469837.5858 | -700941.8652 | -932046.1446 | -1047598.2843 | -1047598.2843 | -1047598.2843 | -1047598.2843 | -1047598.2843 | -1047598.2843 | -1047598.2843 | -1047598.2843 | -1047598.2843 | -1047598.2843 | -1047598.2843 | -1047598.2843 | -1047598.2843 | -1047598.2843 | -1047598.2843 | -1047598.2843 | -1047598.2843 | -1047598.2843 | -1047598.2843 | -1047598.2843
| Annualised capex - Building capex |  |  | 2023-12-31 | 0 | -132055.9547 | -264111.9094 | -394023.5945 | -523935.2796 | -588891.1221 | -588891.1221 | -588891.1221 | -588891.1221 | -588891.1221 | -588891.1221 | -588891.1221 | -588891.1221 | -588891.1221 | -588891.1221 | -588891.1221 | -588891.1221 | -588891.1221 | -588891.1221 | -588891.1221 | -588891.1221 | -588891.1221 | -588891.1221 | -588891.1221 | -588891.1221
| Total annualised capex |  |  | 2023-12-31 | 0 | -566932.1559 | -1108409.4151 | -1641094.392 | -2173779.369 | -2440121.8575 | -2440121.8575 | -2440121.8575 | -2440121.8575 | -2440121.8575 | -2440121.8575 | -2440121.8575 | -2440121.8575 | -2440121.8575 | -2440121.8575 | -2440121.8575 | -2440121.8575 | -2440121.8575 | -2440121.8575 | -2440121.8575 | -2440121.8575 | -2440121.8575 | -2440121.8575 | -2440121.8575 | -2440121.8575
| Annualised capex |  |  | 2023-12-31 | 0 | -566932.1559 | -1108409.4151 | -1641094.392 | -2173779.369 | -2440121.8575 | -2440121.8575 | -2440121.8575 | -2440121.8575 | -2440121.8575 | -2440121.8575 | -2440121.8575 | -2440121.8575 | -2440121.8575 | -2440121.8575 | -2440121.8575 | -2440121.8575 | -2440121.8575 | -2440121.8575 | -2440121.8575 | -2440121.8575 | -2440121.8575 | -2440121.8575 | -2440121.8575 | -2440121.8575
| Operating expenditure |  |  | 2023-12-31 | 0 | 0 | 0 | 0 | 0 | 0 | 0 | 0 | 0 | 0 | 0 | 0 | 0 | 0 | 0 | 0 | 0 | 0 | 0 | 0 | 0 | 0 | 0 | 0 | 0
| Risk mitigated |  |  | 2023-12-31 | 42766.2042 | 152251.2359 | 202477.5581 | 225544.6861 | 225968.4779 | 226887.882 | 230031.4689 | 233436.211 | 234294.1205 | 235084.2188 | 235874.317 | 236664.4153 | 237454.5136 | 238244.6119 | 239034.7102 | 239824.8084 | 240614.9067 | 241405.005 | 242195.1033 | 242985.2016 | 61708.2881 | 62498.3863 | 63288.4846 | 64078.5829 | 64868.6812
| Other benefits value |  |  | 2023-12-31 | 0 | 0 | 0 | 0 | 0 | 0 | 0 | 0 | 0 | 0 | 0 | 0 | 0 | 0 | 0 | 0 | 0 | 0 | 0 | 0 | 0 | 0 | 0 | 0 | 0
| Net benefits |  |  | 2023-12-31 | 42766.2042 | -414680.92 | -905931.857 | -1415549.7059 | -1947810.8911 | -2213233.9755 | -2210090.3886 | -2206685.6464 | -2205827.737 | -2205037.6387 | -2204247.5404 | -2203457.4421 | -2202667.3439 | -2201877.2456 | -2201087.1473 | -2200297.049 | -2199506.9507 | -2198716.8525 | -2197926.7542 | -2197136.6559 | -2378413.5694 | -2377623.4711 | -2376833.3728 | -2376043.2745 | -2375253.1763
| First capex year |  |  | 1
| First year |  |  | 1
SENSITIVITIES
NPV | Net benefits |  |  | Option 4NPV | 42766.2042 | -414680.92 | -905931.857 | -1415549.7059 | -1947810.8911 | -2213233.9755 | -2210090.3886 | -2206685.6464 | -2205827.737 | -2205037.6387 | -2204247.5404 | -2203457.4421 | -2202667.3439 | -2201877.2456 | -2201087.1473 | -2200297.049 | -2199506.9507 | -2198716.8525 | -2197926.7542 | -2197136.6559 | -2378413.5694 | -2377623.4711 | -2376833.3728 | -2376043.2745 | -2375253.1763
| Total annualised capex |  |  |  | 0 | -566932.1559 | -1108409.4151 | -1641094.392 | -2173779.369 | -2440121.8575 | -2440121.8575 | -2440121.8575 | -2440121.8575 | -2440121.8575 | -2440121.8575 | -2440121.8575 | -2440121.8575 | -2440121.8575 | -2440121.8575 | -2440121.8575 | -2440121.8575 | -2440121.8575 | -2440121.8575 | -2440121.8575 | -2440121.8575 | -2440121.8575 | -2440121.8575 | -2440121.8575 | -2440121.8575
| Total benefits |  |  |  | 42766.2042 | 152251.2359 | 202477.5581 | 225544.6861 | 225968.4779 | 226887.882 | 230031.4689 | 233436.211 | 234294.1205 | 235084.2188 | 235874.317 | 236664.4153 | 237454.5136 | 238244.6119 | 239034.7102 | 239824.8084 | 240614.9067 | 241405.005 | 242195.1033 | 242985.2016 | 61708.2881 | 62498.3863 | 63288.4846 | 64078.5829 | 64868.6812
|  | Capex | Total benefits
sens1 | Capex 10% higher | 10% | 0% | Option 4sens1 | 42766.2042 | -471374.1356 | -1016772.7985 | -1579659.1452 | -2165188.828 | -2457246.1612 | -2454102.5743 | -2450697.8322 | -2449839.9227 | -2449049.8244 | -2448259.7262 | -2447469.6279 | -2446679.5296 | -2445889.4313 | -2445099.333 | -2444309.2348 | -2443519.1365 | -2442729.0382 | -2441938.9399 | -2441148.8416 | -2622425.7551 | -2621635.6569 | -2620845.5586 | -2620055.4603 | -2619265.362
sens2 | Capex 10% lower | -10% | 0% | Option 4sens2 | 42766.2042 | -357987.7044 | -795090.9155 | -1251440.2667 | -1730432.9542 | -1969221.7897 | -1966078.2028 | -1962673.4607 | -1961815.5512 | -1961025.4529 | -1960235.3547 | -1959445.2564 | -1958655.1581 | -1957865.0598 | -1957074.9615 | -1956284.8633 | -1955494.765 | -1954704.6667 | -1953914.5684 | -1953124.4702 | -2134401.3836 | -2133611.2854 | -2132821.1871 | -2132031.0888 | -2131240.9905
sens3 | Total benefits 10% higher | 0% | 10% | Option 4sens3 | 47042.8246 | -399455.7964 | -885684.1012 | -1392995.2373 | -1925214.0433 | -2190545.1873 | -2187087.2417 | -2183342.0253 | -2182398.3249 | -2181529.2168 | -2180660.1087 | -2179791.0006 | -2178921.8925 | -2178052.7844 | -2177183.6763 | -2176314.5682 | -2175445.4601 | -2174576.352 | -2173707.2438 | -2172838.1357 | -2372242.7406 | -2371373.6325 | -2370504.5244 | -2369635.4163 | -2368766.3081
sens4 | Total benefits 10% lower | 0% | -10% | Option 4sens4 | 38489.5838 | -429906.0436 | -926179.6128 | -1438104.1746 | -1970407.7389 | -2235922.7637 | -2233093.5355 | -2230029.2675 | -2229257.149 | -2228546.0606 | -2227834.9721 | -2227123.8837 | -2226412.7952 | -2225701.7068 | -2224990.6183 | -2224279.5299 | -2223568.4414 | -2222857.353 | -2222146.2645 | -2221435.1761 | -2384584.3982 | -2383873.3097 | -2383162.2213 | -2382451.1328 | -2381740.0444
sens5 | Capex 10% higher & Total benefits 10% lower | 10% | -10% | Option 4sens5 | 38489.5838 | -486599.2592 | -1037020.5543 | -1602213.6138 | -2187785.6758 | -2479934.9494 | -2477105.7212 | -2474041.4533 | -2473269.3348 | -2472558.2463 | -2471847.1579 | -2471136.0694 | -2470424.981 | -2469713.8925 | -2469002.8041 | -2468291.7156 | -2467580.6272 | -2466869.5387 | -2466158.4502 | -2465447.3618 | -2628596.5839 | -2627885.4955 | -2627174.407 | -2626463.3186 | -2625752.2301
sens | 0 | 0% | 0% | Option 4sens | 42766.2042 | -414680.92 | -905931.857 | -1415549.7059 | -1947810.8911 | -2213233.9755 | -2210090.3886 | -2206685.6464 | -2205827.737 | -2205037.6387 | -2204247.5404 | -2203457.4421 | -2202667.3439 | -2201877.2456 | -2201087.1473 | -2200297.049 | -2199506.9507 | -2198716.8525 | -2197926.7542 | -2197136.6559 | -2378413.5694 | -2377623.4711 | -2376833.3728 | -2376043.2745 | -2375253.1763
sens | 0 | 0% | 0% | Option 4sens | 42766.2042 | -414680.92 | -905931.857 | -1415549.7059 | -1947810.8911 | -2213233.9755 | -2210090.3886 | -2206685.6464 | -2205827.737 | -2205037.6387 | -2204247.5404 | -2203457.4421 | -2202667.3439 | -2201877.2456 | -2201087.1473 | -2200297.049 | -2199506.9507 | -2198716.8525 | -2197926.7542 | -2197136.6559 | -2378413.5694 | -2377623.4711 | -2376833.3728 | -2376043.2745 | -2375253.1763
sens | 0 | 0% | 0% | Option 4sens | 42766.2042 | -414680.92 | -905931.857 | -1415549.7059 | -1947810.8911 | -2213233.9755 | -2210090.3886 | -2206685.6464 | -2205827.737 | -2205037.6387 | -2204247.5404 | -2203457.4421 | -2202667.3439 | -2201877.2456 | -2201087.1473 | -2200297.049 | -2199506.9507 | -2198716.8525 | -2197926.7542 | -2197136.6559 | -2378413.5694 | -2377623.4711 | -2376833.3728 | -2376043.2745 | -2375253.1763

## Option5
Powercor
Ttransformer rebuild - KYM, NKA, PLD, MNA & WBL
OPTION 5 | 0
Not used
Count |  |  |  |  | 1 | 2 | 3 | 4 | 5 | 6 | 7 | 8 | 9 | 10 | 11 | 12 | 13 | 14 | 15 | 16 | 17 | 18 | 19 | 20 | 21 | 22 | 23 | 24 | 25
Value of CO2 reductions |  |  |  | $/MWh | 24.7305 | 22.3407 | 20.1963 | 18.0629 | 15.9134 | 13.7151 | 13.7151 | 13.7151 | 13.7151 | 13.7151 | 13.7151 | 13.7151 | 13.7151 | 13.7151 | 13.7151 | 13.7151 | 13.7151 | 13.7151 | 13.7151 | 13.7151 | 13.7151 | 13.7151 | 13.7151 | 13.7151 | 13.7151
|  |  |  | Units | 2026-27 | 2027-28 | 2028-29 | 2029-30 | 2030-31 | 2031-32 | 2032-33 | 2033-34 | 2034-35 | 2035-36 | 2036-37 | 2037-38 | 2038-39 | 2039-40 | 2040-41 | 2041-42 | 2042-43 | 2043-44 | 2044-45 | 2045-46 | 2046-47 | 2047-48 | 2048-49 | 2049-50 | 2050-51
INVESTMENT & OPERATING COST
| Capex |  | Asset life (yrs)
| < Enter description > |  | 0 | 2023-12-31 | 0 | 0 | 0 | 0 | 0 | 0 | 0 | 0 | 0 | 0 | 0 | 0 | 0 | 0 | 0 | 0 | 0 | 0 | 0 | 0 | 0 | 0 | 0 | 0 | 0
| < Enter description > |  | 0 | 2023-12-31 | 0 | 0 | 0 | 0 | 0 | 0 | 0 | 0 | 0 | 0 | 0 | 0 | 0 | 0 | 0 | 0 | 0 | 0 | 0 | 0 | 0 | 0 | 0 | 0 | 0
| < Enter description > |  | 0 | 2023-12-31 | 0 | 0 | 0 | 0 | 0 | 0 | 0 | 0 | 0 | 0 | 0 | 0 | 0 | 0 | 0 | 0 | 0 | 0 | 0 | 0 | 0 | 0 | 0 | 0 | 0
| Capital expenditure |  |  | 2023-12-31 | 0 | 0 | 0 | 0 | 0 | 0 | 0 | 0 | 0 | 0 | 0 | 0 | 0 | 0 | 0 | 0 | 0 | 0 | 0 | 0 | 0 | 0 | 0 | 0 | 0
| Operating expenditure |  |  | 2023-12-31 | 0 | 0 | 0 | 0 | 0 | 0 | 0 | 0 | 0 | 0 | 0 | 0 | 0 | 0 | 0 | 0 | 0 | 0 | 0 | 0 | 0 | 0 | 0 | 0 | 0
RISK ASSUMPTIONS
| PoF (major) |  |  |  | 0 | 0 | 0 | 0 | 0 | 0 | 0 | 0 | 0 | 0 | 0 | 0 | 0 | 0 | 0 | 0 | 0 | 0 | 0 | 0 | 0 | 0 | 0 | 0 | 0
| PoF (reparable) |  |  |  | 0 | 0 | 0 | 0 | 0 | 0 | 0 | 0 | 0 | 0 | 0 | 0 | 0 | 0 | 0 | 0 | 0 | 0 | 0 | 0 | 0 | 0 | 0 | 0 | 0
| Energy at risk (weighted) |  |  | MWh | 0 | 0 | 0 | 0 | 0 | 0 | 0 | 0 | 0 | 0 | 0 | 0 | 0 | 0 | 0 | 0 | 0 | 0 | 0 | 0 | 0 | 0 | 0 | 0 | 0
| Energy at risk value | $/MWh | 43815.4862 | 2023-12-31 | 0 | 0 | 0 | 0 | 0 | 0 | 0 | 0 | 0 | 0 | 0 | 0 | 0 | 0 | 0 | 0 | 0 | 0 | 0 | 0 | 0 | 0 | 0 | 0 | 0
| Safety consequence | (after DF) |  | 2023-12-31 | 0 | 0 | 0 | 0 | 0 | 0 | 0 | 0 | 0 | 0 | 0 | 0 | 0 | 0 | 0 | 0 | 0 | 0 | 0 | 0 | 0 | 0 | 0 | 0 | 0
| Unplanned replacements |  |  | 2023-12-31 | 0 | 0 | 0 | 0 | 0 | 0 | 0 | 0 | 0 | 0 | 0 | 0 | 0 | 0 | 0 | 0 | 0 | 0 | 0 | 0 | 0 | 0 | 0 | 0 | 0
| Environmental consequence | (after DF) |  | 2023-12-31 | 0 | 0 | 0 | 0 | 0 | 0 | 0 | 0 | 0 | 0 | 0 | 0 | 0 | 0 | 0 | 0 | 0 | 0 | 0 | 0 | 0 | 0 | 0 | 0 | 0
| < Other risk - enter description > |  |  | 2023-12-31 | 0 | 0 | 0 | 0 | 0 | 0 | 0 | 0 | 0 | 0 | 0 | 0 | 0 | 0 | 0 | 0 | 0 | 0 | 0 | 0 | 0 | 0 | 0 | 0 | 0
| < Other risk - enter description > |  |  | 2023-12-31 | 0 | 0 | 0 | 0 | 0 | 0 | 0 | 0 | 0 | 0 | 0 | 0 | 0 | 0 | 0 | 0 | 0 | 0 | 0 | 0 | 0 | 0 | 0 | 0 | 0
| Total risk cost |  |  |  | 0 | 0 | 0 | 0 | 0 | 0 | 0 | 0 | 0 | 0 | 0 | 0 | 0 | 0 | 0 | 0 | 0 | 0 | 0 | 0 | 0 | 0 | 0 | 0 | 0
OTHER BENEFITS
| Reduction in CO2 emissions |  |  | MWh | 0 | 0 | 0 | 0 | 0 | 0 | 0 | 0 | 0 | 0 | 0 | 0 | 0 | 0 | 0 | 0 | 0 | 0 | 0 | 0 | 0 | 0 | 0 | 0 | 0
| Value of reduction in CO2 emissions |  |  | $ | 0 | 0 | 0 | 0 | 0 | 0 | 0 | 0 | 0 | 0 | 0 | 0 | 0 | 0 | 0 | 0 | 0 | 0 | 0 | 0 | 0 | 0 | 0 | 0 | 0
| Reliability in worst-served areas | $/MWh | 151432.8174 | MWh | 0 | 0 | 0 | 0 | 0 | 0 | 0 | 0 | 0 | 0 | 0 | 0 | 0 | 0 | 0 | 0 | 0 | 0 | 0 | 0 | 0 | 0 | 0 | 0 | 0
| Network resilience | $/MWh | 24590 | MWh | 0 | 0 | 0 | 0 | 0 | 0 | 0 | 0 | 0 | 0 | 0 | 0 | 0 | 0 | 0 | 0 | 0 | 0 | 0 | 0 | 0 | 0 | 0 | 0 | 0
| Enabling solar exports | $/MWh | 88.3577 | MWh | 0 | 0 | 0 | 0 | 0 | 0 | 0 | 0 | 0 | 0 | 0 | 0 | 0 | 0 | 0 | 0 | 0 | 0 | 0 | 0 | 0 | 0 | 0 | 0 | 0
| Aesthetics | $/customer | 0 | customers | 0 | 0 | 0 | 0 | 0 | 0 | 0 | 0 | 0 | 0 | 0 | 0 | 0 | 0 | 0 | 0 | 0 | 0 | 0 | 0 | 0 | 0 | 0 | 0 | 0
| Customer value of time (res) | $/customer min | 0.35181 | mins | 0 | 0 | 0 | 0 | 0 | 0 | 0 | 0 | 0 | 0 | 0 | 0 | 0 | 0 | 0 | 0 | 0 | 0 | 0 | 0 | 0 | 0 | 0 | 0 | 0
| Customer value of time (bus) | $/customer min | 0.35181 | mins | 0 | 0 | 0 | 0 | 0 | 0 | 0 | 0 | 0 | 0 | 0 | 0 | 0 | 0 | 0 | 0 | 0 | 0 | 0 | 0 | 0 | 0 | 0 | 0 | 0
| Communication | $/customer | 0 | customers | 0 | 0 | 0 | 0 | 0 | 0 | 0 | 0 | 0 | 0 | 0 | 0 | 0 | 0 | 0 | 0 | 0 | 0 | 0 | 0 | 0 | 0 | 0 | 0 | 0
| Information accessibility | $/customer | 0 | customers | 0 | 0 | 0 | 0 | 0 | 0 | 0 | 0 | 0 | 0 | 0 | 0 | 0 | 0 | 0 | 0 | 0 | 0 | 0 | 0 | 0 | 0 | 0 | 0 | 0
| Other benefits 1 |  |  | 2023-12-31 | 0 | 0 | 0 | 0 | 0 | 0 | 0 | 0 | 0 | 0 | 0 | 0 | 0 | 0 | 0 | 0 | 0 | 0 | 0 | 0 | 0 | 0 | 0 | 0 | 0
| Other benefits 2 |  |  | 2023-12-31 | 0 | 0 | 0 | 0 | 0 | 0 | 0 | 0 | 0 | 0 | 0 | 0 | 0 | 0 | 0 | 0 | 0 | 0 | 0 | 0 | 0 | 0 | 0 | 0 | 0
| Total other benefits |  |  | 2023-12-31 | 0 | 0 | 0 | 0 | 0 | 0 | 0 | 0 | 0 | 0 | 0 | 0 | 0 | 0 | 0 | 0 | 0 | 0 | 0 | 0 | 0 | 0 | 0 | 0 | 0
SUMMARY
| Risks mitigated vs base case |  |  | 2023-12-31 | 0 | 0 | 0 | 0 | 0 | 0 | 0 | 0 | 0 | 0 | 0 | 0 | 0 | 0 | 0 | 0 | 0 | 0 | 0 | 0 | 0 | 0 | 0 | 0 | 0
Capital expenditure
| < Enter description > |  |  | 2023-12-31 | 0 | 0 | 0 | 0 | 0 | 0 | 0 | 0 | 0 | 0 | 0 | 0 | 0 | 0 | 0 | 0 | 0 | 0 | 0 | 0 | 0 | 0 | 0 | 0 | 0
| < Enter description > |  |  | 2023-12-31 | 0 | 0 | 0 | 0 | 0 | 0 | 0 | 0 | 0 | 0 | 0 | 0 | 0 | 0 | 0 | 0 | 0 | 0 | 0 | 0 | 0 | 0 | 0 | 0 | 0
| < Enter description > |  |  | 2023-12-31 | 0 | 0 | 0 | 0 | 0 | 0 | 0 | 0 | 0 | 0 | 0 | 0 | 0 | 0 | 0 | 0 | 0 | 0 | 0 | 0 | 0 | 0 | 0 | 0 | 0
Cumulative capex
| < Enter description > |  |  | 2023-12-31 | 0 | 0 | 0 | 0 | 0 | 0 | 0 | 0 | 0 | 0 | 0 | 0 | 0 | 0 | 0 | 0 | 0 | 0 | 0 | 0 | 0 | 0 | 0 | 0 | 0
| < Enter description > |  |  | 2023-12-31 | 0 | 0 | 0 | 0 | 0 | 0 | 0 | 0 | 0 | 0 | 0 | 0 | 0 | 0 | 0 | 0 | 0 | 0 | 0 | 0 | 0 | 0 | 0 | 0 | 0
| < Enter description > |  |  | 2023-12-31 | 0 | 0 | 0 | 0 | 0 | 0 | 0 | 0 | 0 | 0 | 0 | 0 | 0 | 0 | 0 | 0 | 0 | 0 | 0 | 0 | 0 | 0 | 0 | 0 | 0
Annualised capex
| Annualised capex - < Enter description > |  |  | 2023-12-31 | 0 | 0 | 0 | 0 | 0 | 0 | 0 | 0 | 0 | 0 | 0 | 0 | 0 | 0 | 0 | 0 | 0 | 0 | 0 | 0 | 0 | 0 | 0 | 0 | 0
| Annualised capex - < Enter description > |  |  | 2023-12-31 | 0 | 0 | 0 | 0 | 0 | 0 | 0 | 0 | 0 | 0 | 0 | 0 | 0 | 0 | 0 | 0 | 0 | 0 | 0 | 0 | 0 | 0 | 0 | 0 | 0
| Annualised capex - < Enter description > |  |  | 2023-12-31 | 0 | 0 | 0 | 0 | 0 | 0 | 0 | 0 | 0 | 0 | 0 | 0 | 0 | 0 | 0 | 0 | 0 | 0 | 0 | 0 | 0 | 0 | 0 | 0 | 0
| Total annualised capex |  |  | 2023-12-31 | 0 | 0 | 0 | 0 | 0 | 0 | 0 | 0 | 0 | 0 | 0 | 0 | 0 | 0 | 0 | 0 | 0 | 0 | 0 | 0 | 0 | 0 | 0 | 0 | 0
| Annualised capex |  |  | 2023-12-31 | 0 | 0 | 0 | 0 | 0 | 0 | 0 | 0 | 0 | 0 | 0 | 0 | 0 | 0 | 0 | 0 | 0 | 0 | 0 | 0 | 0 | 0 | 0 | 0 | 0
| Operating expenditure |  |  | 2023-12-31 | 0 | 0 | 0 | 0 | 0 | 0 | 0 | 0 | 0 | 0 | 0 | 0 | 0 | 0 | 0 | 0 | 0 | 0 | 0 | 0 | 0 | 0 | 0 | 0 | 0
| Risk mitigated |  |  | 2023-12-31 | 0 | 0 | 0 | 0 | 0 | 0 | 0 | 0 | 0 | 0 | 0 | 0 | 0 | 0 | 0 | 0 | 0 | 0 | 0 | 0 | 0 | 0 | 0 | 0 | 0
| Other benefits value |  |  | 2023-12-31 | 0 | 0 | 0 | 0 | 0 | 0 | 0 | 0 | 0 | 0 | 0 | 0 | 0 | 0 | 0 | 0 | 0 | 0 | 0 | 0 | 0 | 0 | 0 | 0 | 0
| Net benefits |  |  | 2023-12-31 | 0 | 0 | 0 | 0 | 0 | 0 | 0 | 0 | 0 | 0 | 0 | 0 | 0 | 0 | 0 | 0 | 0 | 0 | 0 | 0 | 0 | 0 | 0 | 0 | 0
| First capex year |  |  | 0
| First year |  |  | Not used
SENSITIVITIES
NPV | Net benefits |  |  | Option 5NPV | 0 | 0 | 0 | 0 | 0 | 0 | 0 | 0 | 0 | 0 | 0 | 0 | 0 | 0 | 0 | 0 | 0 | 0 | 0 | 0 | 0 | 0 | 0 | 0 | 0
| Total annualised capex |  |  |  | 0 | 0 | 0 | 0 | 0 | 0 | 0 | 0 | 0 | 0 | 0 | 0 | 0 | 0 | 0 | 0 | 0 | 0 | 0 | 0 | 0 | 0 | 0 | 0 | 0
| Total benefits |  |  |  | 0 | 0 | 0 | 0 | 0 | 0 | 0 | 0 | 0 | 0 | 0 | 0 | 0 | 0 | 0 | 0 | 0 | 0 | 0 | 0 | 0 | 0 | 0 | 0 | 0
|  | Capex | Total benefits
sens1 | Capex 10% higher | 10% | 0% | Option 5sens1 | 0 | 0 | 0 | 0 | 0 | 0 | 0 | 0 | 0 | 0 | 0 | 0 | 0 | 0 | 0 | 0 | 0 | 0 | 0 | 0 | 0 | 0 | 0 | 0 | 0
sens2 | Capex 10% lower | -10% | 0% | Option 5sens2 | 0 | 0 | 0 | 0 | 0 | 0 | 0 | 0 | 0 | 0 | 0 | 0 | 0 | 0 | 0 | 0 | 0 | 0 | 0 | 0 | 0 | 0 | 0 | 0 | 0
sens3 | Total benefits 10% higher | 0% | 10% | Option 5sens3 | 0 | 0 | 0 | 0 | 0 | 0 | 0 | 0 | 0 | 0 | 0 | 0 | 0 | 0 | 0 | 0 | 0 | 0 | 0 | 0 | 0 | 0 | 0 | 0 | 0
sens4 | Total benefits 10% lower | 0% | -10% | Option 5sens4 | 0 | 0 | 0 | 0 | 0 | 0 | 0 | 0 | 0 | 0 | 0 | 0 | 0 | 0 | 0 | 0 | 0 | 0 | 0 | 0 | 0 | 0 | 0 | 0 | 0
sens5 | Capex 10% higher & Total benefits 10% lower | 10% | -10% | Option 5sens5 | 0 | 0 | 0 | 0 | 0 | 0 | 0 | 0 | 0 | 0 | 0 | 0 | 0 | 0 | 0 | 0 | 0 | 0 | 0 | 0 | 0 | 0 | 0 | 0 | 0
sens | 0 | 0% | 0% | Option 5sens | 0 | 0 | 0 | 0 | 0 | 0 | 0 | 0 | 0 | 0 | 0 | 0 | 0 | 0 | 0 | 0 | 0 | 0 | 0 | 0 | 0 | 0 | 0 | 0 | 0
sens | 0 | 0% | 0% | Option 5sens | 0 | 0 | 0 | 0 | 0 | 0 | 0 | 0 | 0 | 0 | 0 | 0 | 0 | 0 | 0 | 0 | 0 | 0 | 0 | 0 | 0 | 0 | 0 | 0 | 0
sens | 0 | 0% | 0% | Option 5sens | 0 | 0 | 0 | 0 | 0 | 0 | 0 | 0 | 0 | 0 | 0 | 0 | 0 | 0 | 0 | 0 | 0 | 0 | 0 | 0 | 0 | 0 | 0 | 0 | 0

## Consol
Powercor
Ttransformer rebuild - KYM, NKA, PLD, MNA & WBL
CONSOLIDATED
Discount factor |  |  |  |  | 0 | 0.98295 | 0.94971 | 0.91759 | 0.88656 | 0.85658 | 0.82761 | 0.79963 | 0.77259 | 0.74646 | 0.72122 | 0.69683 | 0.67326 | 0.6505 | 0.6285 | 0.60725 | 0.58671 | 0.56687 | 0.5477 | 0.52918 | 0.51129 | 0.494 | 0.47729 | 0.46115 | 0.44556 | 0.43049
Count |  |  |  |  | 0 | 1 | 2 | 3 | 4 | 5 | 6 | 7 | 8 | 9 | 10 | 11 | 12 | 13 | 14 | 15 | 16 | 17 | 18 | 19 | 20 | 21 | 22 | 23 | 24 | 25
Analysis period |  |  |  |  | TRUE | TRUE | TRUE | TRUE | TRUE | TRUE | TRUE | TRUE | TRUE | TRUE | TRUE | TRUE | TRUE | TRUE | TRUE | TRUE | TRUE | TRUE | TRUE | TRUE | TRUE | FALSE | FALSE | FALSE | FALSE | FALSE
[5 empty] | 2026-06-30 | 2026-27 | 2027-28 | 2028-29 | 2029-30 | 2030-31 | 2031-32 | 2032-33 | 2033-34 | 2034-35 | 2035-36 | 2036-37 | 2037-38 | 2038-39 | 2039-40 | 2040-41 | 2041-42 | 2042-43 | 2043-44 | 2044-45 | 2045-46 | 2046-47 | 2047-48 | 2048-49 | 2049-50 | 2050-51
COSTS |  |  | PV
Option 1 (base case) | Energy at risk value | Option 1 (base case)Energy at risk value | 0 | 2026-06-30 |  | 0 | 0 | 0 | 0 | 0 | 0 | 0 | 0 | 0 | 0 | 0 | 0 | 0 | 0 | 0 | 0 | 0 | 0 | 0 | 0 | 0 | 0 | 0 | 0 | 0
Option 1 (base case) | Capital expenditure | Option 1 (base case)Capital expenditure | 0 | 2026-06-30 |  | 0 | 0 | 0 | 0 | 0 | 0 | 0 | 0 | 0 | 0 | 0 | 0 | 0 | 0 | 0 | 0 | 0 | 0 | 0 | 0 | 0 | 0 | 0 | 0 | 0
Option 1 (base case) | Total risk cost | Option 1 (base case)Total risk cost | 84164481.8703 | 2026-06-30 |  | 1830358.6227 | 1955198.2881 | 2105101.7513 | 2283945.7485 | 2494229.5375 | 2755486.4211 | 3088728.3442 | 3500616.7438 | 3994518.7115 | 4609294.4813 | 5377268.9881 | 6340950.4319 | 7501488.776 | 8803160.3348 | 10436718.3395 | 12058447.8285 | 12787168.1072 | 13268590.3732 | 13598372.9494 | 13889585.9778 | 68675.9342 | 69555.2445 | 70434.5549 | 71313.8653 | 72193.1756
Option 1 (base case) |  | Option 1 (base case)
Option 1 (base case) | Annualised capex | Option 1 (base case)Annualised capex | 0 | 2026-06-30 |  | 0 | 0 | 0 | 0 | 0 | 0 | 0 | 0 | 0 | 0 | 0 | 0 | 0 | 0 | 0 | 0 | 0 | 0 | 0 | 0 | 0 | 0 | 0 | 0 | 0
Option 1 (base case) | Operating expenditure | Option 1 (base case)Operating expenditure | 0 | 2026-06-30 |  | 0 | 0 | 0 | 0 | 0 | 0 | 0 | 0 | 0 | 0 | 0 | 0 | 0 | 0 | 0 | 0 | 0 | 0 | 0 | 0 | 0 | 0 | 0 | 0 | 0
Option 1 (base case) | Risk mitigated | Option 1 (base case)Risk mitigated | 0 | 2026-06-30 |  | 0 | 0 | 0 | 0 | 0 | 0 | 0 | 0 | 0 | 0 | 0 | 0 | 0 | 0 | 0 | 0 | 0 | 0 | 0 | 0 | 0 | 0 | 0 | 0 | 0
Option 1 (base case) | Other benefits value | Option 1 (base case)Other benefits value | 0 | 2026-06-30 |  | 0 | 0 | 0 | 0 | 0 | 0 | 0 | 0 | 0 | 0 | 0 | 0 | 0 | 0 | 0 | 0 | 0 | 0 | 0 | 0 | 0 | 0 | 0 | 0 | 0
Option 1 (base case) | Net benefits | Option 1 (base case)Net benefits |  | 2026-06-30 |  | 0 | 0 | 0 | 0 | 0 | 0 | 0 | 0 | 0 | 0 | 0 | 0 | 0 | 0 | 0 | 0 | 0 | 0 | 0 | 0 | 0 | 0 | 0 | 0 | 0
Option 1 (base case) | NPV | Option 1 (base case)NPV | 0 | 2026-06-30
Option 1 (base case) | PV of costs | Option 1 (base case)PV of costs | 0 | 2026-06-30
Option 1 (base case) | PV of benefits | Option 1 (base case)PV of benefits | 0 | 2026-06-30
Option 2 | Energy at risk value | Option 2Energy at risk value | 0 | 2026-06-30 |  | 0 | 0 | 0 | 0 | 0 | 0 | 0 | 0 | 0 | 0 | 0 | 0 | 0 | 0 | 0 | 0 | 0 | 0 | 0 | 0 | 0 | 0 | 0 | 0 | 0
Option 2 | Capital expenditure | Option 2Capital expenditure | -29930576.7476 | 2026-06-30 |  | -8421912.7557 | -7120512.2469 | -7125442.9445 | -7125442.9445 | -2375147.6482 | 0 | 0 | 0 | 0 | 0 | 0 | 0 | 0 | 0 | 0 | 0 | 0 | 0 | 0 | 0 | 0 | 0 | 0 | 0 | 0
Option 2 | Total risk cost | Option 2Total risk cost | 21726061.0962 | 2026-06-30 |  | 1830358.6227 | 1799813.8316 | 1644131.0729 | 1550483.2611 | 1444959.1735 | 1327310.3314 | 1348733.8018 | 1372777.2547 | 1383195.593 | 1393851.8897 | 1405229.8656 | 1417397.3688 | 1430447.7637 | 1444492.2275 | 1459678.6531 | 1476220.9601 | 1494428.6865 | 1515991.7201 | 1541579.7123 | 1571965.1813 | 0 | 0 | 0 | 0 | 0
Option 2 |  | Option 2
Option 2 | Annualised capex | Option 2Annualised capex | -20389426.0599 | 2026-06-30 |  | 0 | -453226.0984 | -827450.9481 | -1201934.935 | -1576418.9219 | -1701246.9176 | -1701246.9176 | -1701246.9176 | -1701246.9176 | -1701246.9176 | -1701246.9176 | -1701246.9176 | -1701246.9176 | -1701246.9176 | -1701246.9176 | -1701246.9176 | -1701246.9176 | -1701246.9176 | -1701246.9176 | -1701246.9176 | 0 | 0 | 0 | 0 | 0
Option 2 | Operating expenditure | Option 2Operating expenditure | 0 | 2026-06-30 |  | 0 | 0 | 0 | 0 | 0 | 0 | 0 | 0 | 0 | 0 | 0 | 0 | 0 | 0 | 0 | 0 | 0 | 0 | 0 | 0 | 0 | 0 | 0 | 0 | 0
Option 2 | Risk mitigated | Option 2Risk mitigated | 62438420.774 | 2026-06-30 |  | 0 | 155384.4565 | 460970.6784 | 733462.4873 | 1049270.364 | 1428176.0898 | 1739994.5424 | 2127839.4891 | 2611323.1185 | 3215442.5915 | 3972039.1225 | 4923553.0631 | 6071041.0123 | 7358668.1073 | 8977039.6865 | 10582226.8685 | 11292739.4207 | 11752598.653 | 12056793.2371 | 12317620.7964 | 0 | 0 | 0 | 0 | 0
Option 2 | Other benefits value | Option 2Other benefits value | 0 | 2026-06-30 |  | 0 | 0 | 0 | 0 | 0 | 0 | 0 | 0 | 0 | 0 | 0 | 0 | 0 | 0 | 0 | 0 | 0 | 0 | 0 | 0 | 0 | 0 | 0 | 0 | 0
Option 2 | Net benefits | Option 2Net benefits |  | 2026-06-30 |  | 0 | -297841.6419 | -366480.2697 | -468472.4477 | -527148.5579 | -273070.8278 | 38747.6248 | 426592.5716 | 910076.201 | 1514195.674 | 2270792.205 | 3222306.1455 | 4369794.0948 | 5657421.1898 | 7275792.7689 | 8880979.9509 | 9591492.5031 | 10051351.7355 | 10355546.3195 | 10616373.8789 | 0 | 0 | 0 | 0 | 0
Option 2 | NPV | Option 2NPV | 42048994.7142 | 2026-06-30
Option 2 | PV of costs | Option 2PV of costs | -20389426.0599 | 2026-06-30
Option 2 | PV of benefits | Option 2PV of benefits | 62438420.774 | 2026-06-30
Option 3 | Energy at risk value | Option 3Energy at risk value | 0 | 2026-06-30 |  | 0 | 0 | 0 | 0 | 0 | 0 | 0 | 0 | 0 | 0 | 0 | 0 | 0 | 0 | 0 | 0 | 0 | 0 | 0 | 0 | 0 | 0 | 0 | 0 | 0
Option 3 | Capital expenditure | Option 3Capital expenditure | -53034351.2199 | 2026-06-30 |  | -14552041.9229 | -12311413.3581 | -12111505.7554 | -12111505.7554 | -6055752.8777 | 0 | 0 | 0 | 0 | 0 | 0 | 0 | 0 | 0 | 0 | 0 | 0 | 0 | 0 | 0 | 0 | 0 | 0 | 0 | 0
Option 3 | Total risk cost | Option 3Total risk cost | 5446642.3039 | 2026-06-30 |  | 1782763.5732 | 1329594.0655 | 937450.7447 | 764983.6668 | 428136.3649 | 45545.9504 | 46281.101 | 47095.6903 | 47590.0303 | 48162.8612 | 48822.0947 | 49595.0544 | 50532.5552 | 51701.1277 | 53201.8457 | 55199.5601 | 57952.4129 | 63096.4878 | 71245.1426 | 83112.029 | 0 | 0 | 0 | 0 | 0
Option 3
Option 3 | Annualised capex | Option 3Annualised capex | -33119575.3241 | 2026-06-30 |  | 0 | -698143.1969 | -1300760.0864 | -1893591.9338 | -2486423.7812 | -2782839.7049 | -2782839.7049 | -2782839.7049 | -2782839.7049 | -2782839.7049 | -2782839.7049 | -2782839.7049 | -2782839.7049 | -2782839.7049 | -2782839.7049 | -2782839.7049 | -2782839.7049 | -2782839.7049 | -2782839.7049 | -2782839.7049 | 0 | 0 | 0 | 0 | 0
Option 3 | Operating expenditure | Option 3Operating expenditure | 0 | 2026-06-30 |  | 0 | 0 | 0 | 0 | 0 | 0 | 0 | 0 | 0 | 0 | 0 | 0 | 0 | 0 | 0 | 0 | 0 | 0 | 0 | 0 | 0 | 0 | 0 | 0 | 0
Option 3 | Risk mitigated | Option 3Risk mitigated | 78717839.5664 | 2026-06-30 |  | 47595.0495 | 625604.2226 | 1167651.0065 | 1518962.0817 | 2066093.1727 | 2709940.4707 | 3042447.2431 | 3453521.0536 | 3946928.6812 | 4561131.6201 | 5328446.8934 | 6291355.3775 | 7450956.2209 | 8751459.2071 | 10383516.4938 | 12003248.2684 | 12729215.6943 | 13205493.8854 | 13527127.8068 | 13806473.9488 | 0 | 0 | 0 | 0 | 0
Option 3 | Other benefits value | Option 3Other benefits value | 0 | 2026-06-30 |  | 0 | 0 | 0 | 0 | 0 | 0 | 0 | 0 | 0 | 0 | 0 | 0 | 0 | 0 | 0 | 0 | 0 | 0 | 0 | 0 | 0 | 0 | 0 | 0 | 0
Option 3 | Net benefits | Option 3Net benefits |  | 2026-06-30 |  | 47595.0495 | -72538.9743 | -133109.0799 | -374629.8522 | -420330.6085 | -72899.2342 | 259607.5383 | 670681.3487 | 1164088.9763 | 1778291.9152 | 2545607.1885 | 3508515.6726 | 4668116.516 | 5968619.5022 | 7600676.7889 | 9220408.5635 | 9946375.9894 | 10422654.1805 | 10744288.1019 | 11023634.2439 | 0 | 0 | 0 | 0 | 0
Option 3 | NPV | Option 3NPV | 45598264.2422 | 2026-06-30
Option 3 | PV of costs | Option 3PV of costs | -33119575.3241 | 2026-06-30
Option 3 | PV of benefits | Option 3PV of benefits | 78717839.5664 | 2026-06-30
Option 4 | Energy at risk value | Option 4Energy at risk value | 0 | 2026-06-30 |  | 0 | 0 | 0 | 0 | 0 | 0 | 0 | 0 | 0 | 0 | 0 | 0 | 0 | 0 | 0 | 0 | 0 | 0 | 0 | 0 | 0 | 0 | 0 | 0 | 0
Option 4 | Capital expenditure | Option 4Capital expenditure | -51485077.7649 | 2026-06-30 |  | -12975889.352 | -12311413.3581 | -12111505.7554 | -12111505.7554 | -6055752.8777 | 0 | 0 | 0 | 0 | 0 | 0 | 0 | 0 | 0 | 0 | 0 | 0 | 0 | 0 | 0 | 0 | 0 | 0 | 0 | 0
Option 4 | Total risk cost | Option 4Total risk cost | 80717542.6189 | 2026-06-30 |  | 1782763.5732 | 1785755.9622 | 1879761.9162 | 2032934.215 | 2242746.3608 | 2502980.028 | 2832723.4134 | 3240822.6324 | 3733769.8219 | 4347666.2812 | 5114761.4777 | 6077563.6111 | 7237222.6449 | 8538014.8933 | 10170693.5876 | 11791543.7663 | 12519384.7346 | 12999927.6902 | 13328830.9561 | 13619164.674 | 0 | 0 | 0 | 0 | 0
Option 4 |  | Option 4
Option 4 | Annualised capex | Option 4Annualised capex | -32214023.0893 | 2026-06-30 |  | 0 | -630945.966 | -1233562.8555 | -1826394.7029 | -2419226.5503 | -2715642.474 | -2715642.474 | -2715642.474 | -2715642.474 | -2715642.474 | -2715642.474 | -2715642.474 | -2715642.474 | -2715642.474 | -2715642.474 | -2715642.474 | -2715642.474 | -2715642.474 | -2715642.474 | -2715642.474 | 0 | 0 | 0 | 0 | 0
Option 4 | Operating expenditure | Option 4Operating expenditure | 0 | 2026-06-30 |  | 0 | 0 | 0 | 0 | 0 | 0 | 0 | 0 | 0 | 0 | 0 | 0 | 0 | 0 | 0 | 0 | 0 | 0 | 0 | 0 | 0 | 0 | 0 | 0 | 0
Option 4 | Risk mitigated | Option 4Risk mitigated | 3446939.2514 | 2026-06-30 |  | 47595.0495 | 169442.3259 | 225339.835 | 251011.5335 | 251483.1767 | 252506.3932 | 256004.9308 | 259794.1114 | 260748.8897 | 261628.2 | 262507.5104 | 263386.8208 | 264266.1311 | 265145.4415 | 266024.7519 | 266904.0622 | 267783.3726 | 268662.683 | 269541.9933 | 270421.3037 | 0 | 0 | 0 | 0 | 0
Option 4 | Other benefits value | Option 4Other benefits value | 0 | 2026-06-30 |  | 0 | 0 | 0 | 0 | 0 | 0 | 0 | 0 | 0 | 0 | 0 | 0 | 0 | 0 | 0 | 0 | 0 | 0 | 0 | 0 | 0 | 0 | 0 | 0 | 0
Option 4 | Net benefits | Option 4Net benefits |  | 2026-06-30 |  | 47595.0495 | -461503.6401 | -1008223.0205 | -1575383.1694 | -2167743.3735 | -2463136.0808 | -2459637.5432 | -2455848.3625 | -2454893.5843 | -2454014.2739 | -2453134.9636 | -2452255.6532 | -2451376.3428 | -2450497.0325 | -2449617.7221 | -2448738.4117 | -2447859.1014 | -2446979.791 | -2446100.4806 | -2445221.1703 | 0 | 0 | 0 | 0 | 0
Option 4 | NPV | Option 4NPV | -28767083.8379 | 2026-06-30
Option 4 | PV of costs | Option 4PV of costs | -32214023.0893 | 2026-06-30
Option 4 | PV of benefits | Option 4PV of benefits | 3446939.2514 | 2026-06-30
Option 5 | Energy at risk value | Option 5Energy at risk value | 0 | 2026-06-30 |  | 0 | 0 | 0 | 0 | 0 | 0 | 0 | 0 | 0 | 0 | 0 | 0 | 0 | 0 | 0 | 0 | 0 | 0 | 0 | 0 | 0 | 0 | 0 | 0 | 0
Option 5 | Capital expenditure | Option 5Capital expenditure | 0 | 2026-06-30 |  | 0 | 0 | 0 | 0 | 0 | 0 | 0 | 0 | 0 | 0 | 0 | 0 | 0 | 0 | 0 | 0 | 0 | 0 | 0 | 0 | 0 | 0 | 0 | 0 | 0
Option 5 | Total risk cost | Option 5Total risk cost | 0 | 2026-06-30 |  | 0 | 0 | 0 | 0 | 0 | 0 | 0 | 0 | 0 | 0 | 0 | 0 | 0 | 0 | 0 | 0 | 0 | 0 | 0 | 0 | 0 | 0 | 0 | 0 | 0
Option 5 |  | Option 5
Option 5 | Annualised capex | Option 5Annualised capex | 0 | 2026-06-30 |  | 0 | 0 | 0 | 0 | 0 | 0 | 0 | 0 | 0 | 0 | 0 | 0 | 0 | 0 | 0 | 0 | 0 | 0 | 0 | 0 | 0 | 0 | 0 | 0 | 0
Option 5 | Operating expenditure | Option 5Operating expenditure | 0 | 2026-06-30 |  | 0 | 0 | 0 | 0 | 0 | 0 | 0 | 0 | 0 | 0 | 0 | 0 | 0 | 0 | 0 | 0 | 0 | 0 | 0 | 0 | 0 | 0 | 0 | 0 | 0
Option 5 | Risk mitigated | Option 5Risk mitigated | 0 | 2026-06-30 |  | 0 | 0 | 0 | 0 | 0 | 0 | 0 | 0 | 0 | 0 | 0 | 0 | 0 | 0 | 0 | 0 | 0 | 0 | 0 | 0 | 0 | 0 | 0 | 0 | 0
Option 5 | Other benefits value | Option 5Other benefits value | 0 | 2026-06-30 |  | 0 | 0 | 0 | 0 | 0 | 0 | 0 | 0 | 0 | 0 | 0 | 0 | 0 | 0 | 0 | 0 | 0 | 0 | 0 | 0 | 0 | 0 | 0 | 0 | 0
Option 5 | Net benefits | Option 5Net benefits |  | 2026-06-30 |  | 0 | 0 | 0 | 0 | 0 | 0 | 0 | 0 | 0 | 0 | 0 | 0 | 0 | 0 | 0 | 0 | 0 | 0 | 0 | 0 | 0 | 0 | 0 | 0 | 0
Option 5 | NPV | Option 5NPV | 0 | 2026-06-30
Option 5 | PV of costs | Option 5PV of costs | 0 | 2026-06-30
Option 5 | PV of benefits | Option 5PV of benefits | 0 | 2026-06-30
CHART DATA | [5 empty] | FY27 | FY28 | FY29 | FY30 | FY31 | FY32 | FY33 | FY34 | FY35 | FY36 | FY37 | FY38 | FY39 | FY40 | FY41 | FY42 | FY43 | FY44 | FY45 | FY46 | FY47 | FY48 | FY49 | FY50 | FY51
Option 3 | Annualised capex | -1 |  |  | Option 3 annualised capex | 2.7828 | 2.7828 | 2.7828 | 2.7828 | 2.7828 | 2.7828 | 2.7828 | 2.7828 | 2.7828 | 2.7828 | 2.7828 | 2.7828 | 2.7828 | 2.7828 | 2.7828 | 2.7828 | 2.7828 | 2.7828 | 2.7828 | 2.7828 | 0 | 0 | 0 | 0 | 0
Option 1 (base case) | Total risk cost | 1 |  |  | Option 1 (base case) risk cost | 1.8304 | 1.9552 | 2.1051 | 2.2839 | 2.4942 | 2.7555 | 3.0887 | 3.5006 | 3.9945 | 4.6093 | 5.3773 | 6.341 | 7.5015 | 8.8032 | 10.4367 | 12.0584 | 12.7872 | 13.2686 | 13.5984 | 13.8896 | 0.068676 | 0.069555 | 0.070435 | 0.071314 | 0.072193
[6 empty] | FY27 | FY28 | FY29 | FY30 | FY31 | FY32 | FY33 | FY34 | FY35 | FY36 | FY37 | FY38 | FY39 | FY40 | FY41 | FY42 | FY43 | FY44 | FY45 | FY46 | FY47 | FY48 | FY49 | FY50 | FY51
Energy at risk | Energy at risk (weighted) | 0 |  |  | Energy at risk energy at risk (weighted) | 0 | 0 | 0 | 0 | 0 | 0 | 0 | 0 | 0 | 0 | 0 | 0 | 0 | 0 | 0 | 0 | 0 | 0 | 0 | 0 | 0 | 0 | 0 | 0 | 0
Option 1 (base case) | Energy at risk value | 0 |  |  | Option 1 (base case) risk cost | 0 | 0 | 0 | 0 | 0 | 0 | 0 | 0 | 0 | 0 | 0 | 0 | 0 | 0 | 0 | 0 | 0 | 0 | 0 | 0 | 0 | 0 | 0 | 0 | 0

## Sensitivity_calcs
Powercor
Ttransformer rebuild - KYM, NKA, PLD, MNA & WBL
SENSITIVITY CALCULATIONS
Discount factor | [6 empty] | 0 | 0.98295 | 0.94971 | 0.91759 | 0.88656 | 0.85658 | 0.82761 | 0.79963 | 0.77259 | 0.74646 | 0.72122 | 0.69683 | 0.67326 | 0.6505 | 0.6285 | 0.60725 | 0.58671 | 0.56687 | 0.5477 | 0.52918 | 0.51129 | 0.494 | 0.47729 | 0.46115 | 0.44556 | 0.43049
Count | [6 empty] | 0 | 1 | 2 | 3 | 4 | 5 | 6 | 7 | 8 | 9 | 10 | 11 | 12 | 13 | 14 | 15 | 16 | 17 | 18 | 19 | 20 | 21 | 22 | 23 | 24 | 25
Analysis period | [6 empty] | 1 | 1 | 1 | 1 | 1 | 1 | 1 | 1 | 1 | 1 | 1 | 1 | 1 | 1 | 1 | 1 | 1 | 1 | 1 | 1 | 1 | 0 | 0 | 0 | 0 | 0
[7 empty] | 2026-06-30 | 2026-27 | 2027-28 | 2028-29 | 2029-30 | 2030-31 | 2031-32 | 2032-33 | 2033-34 | 2034-35 | 2035-36 | 2036-37 | 2037-38 | 2038-39 | 2039-40 | 2040-41 | 2041-42 | 2042-43 | 2043-44 | 2044-45 | 2045-46 | 2046-47 | 2047-48 | 2048-49 | 2049-50 | 2050-51
PV
[25 empty] | 10355546.3195 | 10616373.8789 | 0 | 0 | 0 | 0 | 0
OPTION 1 (base case) | NPV | Net benefits | OPTION 1 (base case)NPV |  | 0 |  | 0 | 0 | 0 | 0 | 0 | 0 | 0 | 0 | 0 | 0 | 0 | 0 | 0 | 0 | 0 | 0 | 0 | 0 | 0 | 0 | 0 | 0 | 0 | 0 | 0 | 0
OPTION 1 (base case) | sens1 | Capex 10% higher | OPTION 1 (base case)sens1 |  | 0 |  | 0 | 0 | 0 | 0 | 0 | 0 | 0 | 0 | 0 | 0 | 0 | 0 | 0 | 0 | 0 | 0 | 0 | 0 | 0 | 0 | 0 | 0 | 0 | 0 | 0 | 0
OPTION 1 (base case) | sens2 | Capex 10% lower | OPTION 1 (base case)sens2 |  | 0 |  | 0 | 0 | 0 | 0 | 0 | 0 | 0 | 0 | 0 | 0 | 0 | 0 | 0 | 0 | 0 | 0 | 0 | 0 | 0 | 0 | 0 | 0 | 0 | 0 | 0 | 0
OPTION 1 (base case) | sens3 | Total benefits 10% higher | OPTION 1 (base case)sens3 |  | 0 |  | 0 | 0 | 0 | 0 | 0 | 0 | 0 | 0 | 0 | 0 | 0 | 0 | 0 | 0 | 0 | 0 | 0 | 0 | 0 | 0 | 0 | 0 | 0 | 0 | 0 | 0
OPTION 1 (base case) | sens4 | Total benefits 10% lower | OPTION 1 (base case)sens4 |  | 0 |  | 0 | 0 | 0 | 0 | 0 | 0 | 0 | 0 | 0 | 0 | 0 | 0 | 0 | 0 | 0 | 0 | 0 | 0 | 0 | 0 | 0 | 0 | 0 | 0 | 0 | 0
OPTION 1 (base case) | sens5 | Capex 10% higher & Total benefits 10% lower | OPTION 1 (base case)sens5 |  | 0 |  | 0 | 0 | 0 | 0 | 0 | 0 | 0 | 0 | 0 | 0 | 0 | 0 | 0 | 0 | 0 | 0 | 0 | 0 | 0 | 0 | 0 | 0 | 0 | 0 | 0 | 0
OPTION 1 (base case) | sens | 0 | OPTION 1 (base case)sens |  | 0 |  | 0 | 0 | 0 | 0 | 0 | 0 | 0 | 0 | 0 | 0 | 0 | 0 | 0 | 0 | 0 | 0 | 0 | 0 | 0 | 0 | 0 | 0 | 0 | 0 | 0 | 0
OPTION 1 (base case) | sens | 0 | OPTION 1 (base case)sens |  | 0 |  | 0 | 0 | 0 | 0 | 0 | 0 | 0 | 0 | 0 | 0 | 0 | 0 | 0 | 0 | 0 | 0 | 0 | 0 | 0 | 0 | 0 | 0 | 0 | 0 | 0 | 0
OPTION 1 (base case) | sens | 0 | OPTION 1 (base case)sens |  | 0 |  | 0 | 0 | 0 | 0 | 0 | 0 | 0 | 0 | 0 | 0 | 0 | 0 | 0 | 0 | 0 | 0 | 0 | 0 | 0 | 0 | 0 | 0 | 0 | 0 | 0 | 0
Option 2 | NPV | Net benefits | Option 2NPV |  | 42048994.7142 |  | 0 | 0 | -297841.6419 | -366480.2697 | -468472.4477 | -527148.5579 | -273070.8278 | 38747.6248 | 426592.5716 | 910076.201 | 1514195.674 | 2270792.205 | 3222306.1455 | 4369794.0948 | 5657421.1898 | 7275792.7689 | 8880979.9509 | 9591492.5031 | 10051351.7355 | 10355546.3195 | 10616373.8789 | 0 | 0 | 0 | 0 | 0
Option 2 | sens1 | Capex 10% higher | Option 2sens1 |  | 40010052.1082 |  | 0 | 0 | -343164.2517 | -449225.3645 | -588665.9412 | -684790.4501 | -443195.5196 | -131377.0669 | 256467.8798 | 739951.5092 | 1344070.9822 | 2100667.5132 | 3052181.4537 | 4199669.403 | 5487296.498 | 7105668.0771 | 8710855.2592 | 9421367.8113 | 9881227.0437 | 10185421.6278 | 10446249.1871 | 0 | 0 | 0 | 0 | 0
Option 2 | sens2 | Capex 10% lower | Option 2sens2 |  | 44087937.3202 |  | 0 | 0 | -252519.032 | -283735.1749 | -348278.9542 | -369506.6657 | -102946.136 | 208872.3166 | 596717.2633 | 1080200.8927 | 1684320.3657 | 2440916.8967 | 3392430.8372 | 4539918.7865 | 5827545.8815 | 7445917.4606 | 9051104.6427 | 9761617.1949 | 10221476.4272 | 10525671.0113 | 10786498.5706 | 0 | 0 | 0 | 0 | 0
Option 2 | sens3 | Total benefits 10% higher | Option 2sens3 |  | 48292836.7916 |  | 0 | 0 | -282303.1962 | -320383.2019 | -395126.1989 | -422221.5215 | -130253.2188 | 212747.0791 | 639376.5205 | 1171208.5128 | 1835739.9331 | 2667996.1172 | 3714661.4518 | 4976898.196 | 6393288.0005 | 8173496.7375 | 9939202.6378 | 10720766.4452 | 11226611.6008 | 11561225.6432 | 11848135.9585 | 0 | 0 | 0 | 0 | 0
Option 2 | sens4 | Total benefits 10% lower | Option 2sens4 |  | 35805152.6368 |  | 0 | 0 | -313380.0875 | -412577.3376 | -541818.6964 | -632075.5943 | -415888.4368 | -135251.8294 | 213808.6227 | 648943.8891 | 1192651.4148 | 1873588.2927 | 2729950.8392 | 3762689.9935 | 4921554.379 | 6378088.8002 | 7822757.2641 | 8462218.561 | 8876091.8702 | 9149866.9958 | 9384611.7992 | 0 | 0 | 0 | 0 | 0
Option 2 | sens5 | Capex 10% higher & Total benefits 10% lower | Option 2sens5 |  | 33766210.0308 |  | 0 | 0 | -358702.6974 | -495322.4324 | -662012.1899 | -789717.4865 | -586013.1285 | -305376.5212 | 43683.9309 | 478819.1973 | 1022526.7231 | 1703463.601 | 2559826.1474 | 3592565.3018 | 4751429.6873 | 6207964.1085 | 7652632.5723 | 8292093.8693 | 8705967.1784 | 8979742.3041 | 9214487.1075 | 0 | 0 | 0 | 0 | 0
Option 2 | sens | 0 | Option 2sens |  | 42048994.7142 |  | 0 | 0 | -297841.6419 | -366480.2697 | -468472.4477 | -527148.5579 | -273070.8278 | 38747.6248 | 426592.5716 | 910076.201 | 1514195.674 | 2270792.205 | 3222306.1455 | 4369794.0948 | 5657421.1898 | 7275792.7689 | 8880979.9509 | 9591492.5031 | 10051351.7355 | 10355546.3195 | 10616373.8789 | 0 | 0 | 0 | 0 | 0
Option 2 | sens | 0 | Option 2sens |  | 42048994.7142 |  | 0 | 0 | -297841.6419 | -366480.2697 | -468472.4477 | -527148.5579 | -273070.8278 | 38747.6248 | 426592.5716 | 910076.201 | 1514195.674 | 2270792.205 | 3222306.1455 | 4369794.0948 | 5657421.1898 | 7275792.7689 | 8880979.9509 | 9591492.5031 | 10051351.7355 | 10355546.3195 | 10616373.8789 | 0 | 0 | 0 | 0 | 0
Option 2 | sens | 0 | Option 2sens |  | 42048994.7142 |  | 0 | 0 | -297841.6419 | -366480.2697 | -468472.4477 | -527148.5579 | -273070.8278 | 38747.6248 | 426592.5716 | 910076.201 | 1514195.674 | 2270792.205 | 3222306.1455 | 4369794.0948 | 5657421.1898 | 7275792.7689 | 8880979.9509 | 9591492.5031 | 10051351.7355 | 10355546.3195 | 10616373.8789 | 0 | 0 | 0 | 0 | 0
[7 empty] | 0 | 47595.0495 | -72538.9743 | -133109.0799 | -374629.8522 | -420330.6085 | -72899.2342 | 259607.5383 | 670681.3487 | 1164088.9763 | 1778291.9152 | 2545607.1885 | 3508515.6726 | 4668116.516 | 5968619.5022 | 7600676.7889 | 9220408.5635 | 9946375.9894 | 10422654.1805 | 10744288.1019 | 11023634.2439 | 0 | 0 | 0 | 0 | 0
Option 3 | NPV | Net benefits | Option 3NPV |  | 45598264.2422 |  | 0 | 47595.0495 | -72538.9743 | -133109.0799 | -374629.8522 | -420330.6085 | -72899.2342 | 259607.5383 | 670681.3487 | 1164088.9763 | 1778291.9152 | 2545607.1885 | 3508515.6726 | 4668116.516 | 5968619.5022 | 7600676.7889 | 9220408.5635 | 9946375.9894 | 10422654.1805 | 10744288.1019 | 11023634.2439 | 0 | 0 | 0 | 0 | 0
Option 3 | sens1 | Capex 10% higher | Option 3sens1 |  | 42286306.7098 |  | 0 | 47595.0495 | -142353.294 | -263185.0885 | -563989.0455 | -668972.9867 | -351183.2047 | -18676.4322 | 392397.3782 | 885805.0058 | 1500007.9447 | 2267323.218 | 3230231.7021 | 4389832.5455 | 5690335.5317 | 7322392.8184 | 8942124.5931 | 9668092.0189 | 10144370.21 | 10466004.1314 | 10745350.2734 | 0 | 0 | 0 | 0 | 0
Option 3 | sens2 | Capex 10% lower | Option 3sens2 |  | 48910221.7747 |  | 0 | 47595.0495 | -2724.6546 | -3033.0712 | -185270.6588 | -171688.2304 | 205384.7363 | 537891.5087 | 948965.3192 | 1442372.9468 | 2056575.8857 | 2823891.1589 | 3786799.6431 | 4946400.4864 | 6246903.4727 | 7878960.7594 | 9498692.534 | 10224659.9599 | 10700938.151 | 11022572.0724 | 11301918.2144 | 0 | 0 | 0 | 0 | 0
Option 3 | sens3 | Total benefits 10% higher | Option 3sens3 |  | 53470048.1989 |  | 0 | 52354.5544 | -9978.5521 | -16343.9792 | -222733.644 | -213721.2913 | 198094.8129 | 563852.2626 | 1016033.454 | 1558781.8444 | 2234405.0772 | 3078451.8778 | 4137651.2103 | 5413212.138 | 6843765.4229 | 8639028.4383 | 10420733.3904 | 11219297.5588 | 11743203.569 | 12097000.8826 | 12404281.6388 | 0 | 0 | 0 | 0 | 0
Option 3 | sens4 | Total benefits 10% lower | Option 3sens4 |  | 37726480.2856 |  | 0 | 42835.5445 | -135099.3966 | -249874.1805 | -526526.0603 | -626939.9258 | -343893.2813 | -44637.1861 | 325329.2433 | 769396.1082 | 1322178.7532 | 2012762.4991 | 2879380.1348 | 3923020.8939 | 5093473.5815 | 6562325.1396 | 8020083.7367 | 8673454.42 | 9102104.792 | 9391575.3212 | 9642986.849 | 0 | 0 | 0 | 0 | 0
Option 3 | sens5 | Capex 10% higher & Total benefits 10% lower | Option 3sens5 |  | 34414522.7532 |  | 0 | 42835.5445 | -204913.7163 | -379950.1892 | -715885.2537 | -875582.3039 | -622177.2517 | -322921.1566 | 47045.2728 | 491112.1377 | 1043894.7827 | 1734478.5286 | 2601096.1644 | 3644736.9234 | 4815189.611 | 6284041.1691 | 7741799.7662 | 8395170.4495 | 8823820.8215 | 9113291.3507 | 9364702.8785 | 0 | 0 | 0 | 0 | 0
Option 3 | sens | 0 | Option 3sens |  | 45598264.2422 |  | 0 | 47595.0495 | -72538.9743 | -133109.0799 | -374629.8522 | -420330.6085 | -72899.2342 | 259607.5383 | 670681.3487 | 1164088.9763 | 1778291.9152 | 2545607.1885 | 3508515.6726 | 4668116.516 | 5968619.5022 | 7600676.7889 | 9220408.5635 | 9946375.9894 | 10422654.1805 | 10744288.1019 | 11023634.2439 | 0 | 0 | 0 | 0 | 0
Option 3 | sens | 0 | Option 3sens |  | 45598264.2422 |  | 0 | 47595.0495 | -72538.9743 | -133109.0799 | -374629.8522 | -420330.6085 | -72899.2342 | 259607.5383 | 670681.3487 | 1164088.9763 | 1778291.9152 | 2545607.1885 | 3508515.6726 | 4668116.516 | 5968619.5022 | 7600676.7889 | 9220408.5635 | 9946375.9894 | 10422654.1805 | 10744288.1019 | 11023634.2439 | 0 | 0 | 0 | 0 | 0
Option 3 | sens | 0 | Option 3sens |  | 45598264.2422 |  | 0 | 47595.0495 | -72538.9743 | -133109.0799 | -374629.8522 | -420330.6085 | -72899.2342 | 259607.5383 | 670681.3487 | 1164088.9763 | 1778291.9152 | 2545607.1885 | 3508515.6726 | 4668116.516 | 5968619.5022 | 7600676.7889 | 9220408.5635 | 9946375.9894 | 10422654.1805 | 10744288.1019 | 11023634.2439 | 0 | 0 | 0 | 0 | 0
Option 4 | NPV | Net benefits | Option 4NPV |  | -28767083.8379 |  | 0 | 47595.0495 | -461503.6401 | -1008223.0205 | -1575383.1694 | -2167743.3735 | -2463136.0808 | -2459637.5432 | -2455848.3625 | -2454893.5843 | -2454014.2739 | -2453134.9636 | -2452255.6532 | -2451376.3428 | -2450497.0325 | -2449617.7221 | -2448738.4117 | -2447859.1014 | -2446979.791 | -2446100.4806 | -2445221.1703 | 0 | 0 | 0 | 0 | 0
Option 4 | sens1 | Capex 10% higher | Option 4sens1 |  | -31988486.1468 |  | 0 | 47595.0495 | -524598.2367 | -1131579.306 | -1758022.6397 | -2409666.0286 | -2734700.3282 | -2731201.7906 | -2727412.6099 | -2726457.8317 | -2725578.5213 | -2724699.211 | -2723819.9006 | -2722940.5902 | -2722061.2798 | -2721181.9695 | -2720302.6591 | -2719423.3487 | -2718544.0384 | -2717664.728 | -2716785.4176 | 0 | 0 | 0 | 0 | 0
Option 4 | sens2 | Capex 10% lower | Option 4sens2 |  | -25545681.5289 |  | 0 | 47595.0495 | -398409.0435 | -884866.7349 | -1392743.6991 | -1925820.7185 | -2191571.8334 | -2188073.2958 | -2184284.1152 | -2183329.3369 | -2182450.0265 | -2181570.7162 | -2180691.4058 | -2179812.0954 | -2178932.7851 | -2178053.4747 | -2177174.1643 | -2176294.854 | -2175415.5436 | -2174536.2332 | -2173656.9229 | 0 | 0 | 0 | 0 | 0
Option 4 | sens3 | Total benefits 10% higher | Option 4sens3 |  | -28422389.9127 |  | 0 | 52354.5544 | -444559.4075 | -985689.037 | -1550282.016 | -2142595.0559 | -2437885.4415 | -2434037.0501 | -2429868.9514 | -2428818.6953 | -2427851.4539 | -2426884.2125 | -2425916.9711 | -2424949.7297 | -2423982.4883 | -2423015.2469 | -2422048.0055 | -2421080.7641 | -2420113.5227 | -2419146.2813 | -2418179.0399 | 0 | 0 | 0 | 0 | 0
Option 4 | sens4 | Total benefits 10% lower | Option 4sens4 |  | -29111777.763 |  | 0 | 42835.5445 | -478447.8727 | -1030757.004 | -1600484.3227 | -2192891.6912 | -2488386.7201 | -2485238.0362 | -2481827.7737 | -2480968.4733 | -2480177.0939 | -2479385.7146 | -2478594.3353 | -2477802.9559 | -2477011.5766 | -2476220.1973 | -2475428.8179 | -2474637.4386 | -2473846.0593 | -2473054.68 | -2472263.3006 | 0 | 0 | 0 | 0 | 0
Option 4 | sens5 | Capex 10% higher & Total benefits 10% lower | Option 4sens5 |  | -32333180.0719 |  | 0 | 42835.5445 | -541542.4693 | -1154113.2895 | -1783123.793 | -2434814.3462 | -2759950.9675 | -2756802.2836 | -2753392.0211 | -2752532.7207 | -2751741.3413 | -2750949.962 | -2750158.5827 | -2749367.2033 | -2748575.824 | -2747784.4447 | -2746993.0653 | -2746201.686 | -2745410.3067 | -2744618.9273 | -2743827.548 | 0 | 0 | 0 | 0 | 0
Option 4 | sens | 0 | Option 4sens |  | -28767083.8379 |  | 0 | 47595.0495 | -461503.6401 | -1008223.0205 | -1575383.1694 | -2167743.3735 | -2463136.0808 | -2459637.5432 | -2455848.3625 | -2454893.5843 | -2454014.2739 | -2453134.9636 | -2452255.6532 | -2451376.3428 | -2450497.0325 | -2449617.7221 | -2448738.4117 | -2447859.1014 | -2446979.791 | -2446100.4806 | -2445221.1703 | 0 | 0 | 0 | 0 | 0
Option 4 | sens | 0 | Option 4sens |  | -28767083.8379 |  | 0 | 47595.0495 | -461503.6401 | -1008223.0205 | -1575383.1694 | -2167743.3735 | -2463136.0808 | -2459637.5432 | -2455848.3625 | -2454893.5843 | -2454014.2739 | -2453134.9636 | -2452255.6532 | -2451376.3428 | -2450497.0325 | -2449617.7221 | -2448738.4117 | -2447859.1014 | -2446979.791 | -2446100.4806 | -2445221.1703 | 0 | 0 | 0 | 0 | 0
Option 4 | sens | 0 | Option 4sens |  | -28767083.8379 |  | 0 | 47595.0495 | -461503.6401 | -1008223.0205 | -1575383.1694 | -2167743.3735 | -2463136.0808 | -2459637.5432 | -2455848.3625 | -2454893.5843 | -2454014.2739 | -2453134.9636 | -2452255.6532 | -2451376.3428 | -2450497.0325 | -2449617.7221 | -2448738.4117 | -2447859.1014 | -2446979.791 | -2446100.4806 | -2445221.1703 | 0 | 0 | 0 | 0 | 0
Option 5 | NPV | Net benefits | Option 5NPV |  | 0 |  | 0 | 0 | 0 | 0 | 0 | 0 | 0 | 0 | 0 | 0 | 0 | 0 | 0 | 0 | 0 | 0 | 0 | 0 | 0 | 0 | 0 | 0 | 0 | 0 | 0 | 0
Option 5 | sens1 | Capex 10% higher | Option 5sens1 |  | 0 |  | 0 | 0 | 0 | 0 | 0 | 0 | 0 | 0 | 0 | 0 | 0 | 0 | 0 | 0 | 0 | 0 | 0 | 0 | 0 | 0 | 0 | 0 | 0 | 0 | 0 | 0
Option 5 | sens2 | Capex 10% lower | Option 5sens2 |  | 0 |  | 0 | 0 | 0 | 0 | 0 | 0 | 0 | 0 | 0 | 0 | 0 | 0 | 0 | 0 | 0 | 0 | 0 | 0 | 0 | 0 | 0 | 0 | 0 | 0 | 0 | 0
Option 5 | sens3 | Total benefits 10% higher | Option 5sens3 |  | 0 |  | 0 | 0 | 0 | 0 | 0 | 0 | 0 | 0 | 0 | 0 | 0 | 0 | 0 | 0 | 0 | 0 | 0 | 0 | 0 | 0 | 0 | 0 | 0 | 0 | 0 | 0
Option 5 | sens4 | Total benefits 10% lower | Option 5sens4 |  | 0 |  | 0 | 0 | 0 | 0 | 0 | 0 | 0 | 0 | 0 | 0 | 0 | 0 | 0 | 0 | 0 | 0 | 0 | 0 | 0 | 0 | 0 | 0 | 0 | 0 | 0 | 0
Option 5 | sens5 | Capex 10% higher & Total benefits 10% lower | Option 5sens5 |  | 0 |  | 0 | 0 | 0 | 0 | 0 | 0 | 0 | 0 | 0 | 0 | 0 | 0 | 0 | 0 | 0 | 0 | 0 | 0 | 0 | 0 | 0 | 0 | 0 | 0 | 0 | 0
Option 5 | sens | 0 | Option 5sens |  | 0 |  | 0 | 0 | 0 | 0 | 0 | 0 | 0 | 0 | 0 | 0 | 0 | 0 | 0 | 0 | 0 | 0 | 0 | 0 | 0 | 0 | 0 | 0 | 0 | 0 | 0 | 0
Option 5 | sens | 0 | Option 5sens |  | 0 |  | 0 | 0 | 0 | 0 | 0 | 0 | 0 | 0 | 0 | 0 | 0 | 0 | 0 | 0 | 0 | 0 | 0 | 0 | 0 | 0 | 0 | 0 | 0 | 0 | 0 | 0
Option 5 | sens | 0 | Option 5sens |  | 0 |  | 0 | 0 | 0 | 0 | 0 | 0 | 0 | 0 | 0 | 0 | 0 | 0 | 0 | 0 | 0 | 0 | 0 | 0 | 0 | 0 | 0 | 0 | 0 | 0 | 0 | 0
RESULTS
|  | 0 | 0 | 0 | 0 | 1 |  | 2028-29: #NAME?
|  | Option 1 (base case) | Option 2 | Option 3 | Option 4 | Option 5 |  | 2026-27: Max; 2028-29: Preferred
NPV | None | 0 | 42.049 | 45.5983 | -28.7671 |  |  | 2026-27: #NAME?; 2028-29: Option 3
sens1 | Capex 10% higher | 0 | 40.0101 | 42.2863 | -31.9885 |  |  | 2026-27: #NAME?; 2028-29: Option 3
sens2 | Capex 10% lower | 0 | 44.0879 | 48.9102 | -25.5457 |  |  | 2026-27: #NAME?; 2028-29: Option 3
sens3 | Total benefits 10% higher | 0 | 48.2928 | 53.47 | -28.4224 |  |  | 2026-27: #NAME?; 2028-29: Option 3
sens4 | Total benefits 10% lower | 0 | 35.8052 | 37.7265 | -29.1118 |  |  | 2026-27: #NAME?; 2028-29: Option 3
sens5 | Capex 10% higher & Total benefits 10% lower | 0 | 33.7662 | 34.4145 | -32.3332 |  |  | 2026-27: #NAME?; 2028-29: Option 3
sens | 0 | [6 empty] | 2026-27: #NAME?; 2028-29: #NAME?
sens | 0 | [6 empty] | 2026-27: #NAME?; 2028-29: #NAME?
sens | 0 | [6 empty] | 2026-27: #NAME?; 2028-29: #NAME?

## Misc_calcs
Powercor
Ttransformer rebuild - KYM, NKA, PLD, MNA & WBL
ESCALATION & OTHER
| Year end |  |  | 2021-06-30 | 2022-06-30 | 2023-06-30 | 2024-06-30 | 2025-06-30 | 2026-06-30
| Actual/forecast CPI (June to June) |  |  | 0% | 0.8606% | 3.498% | 7.832% | 4.052% | 3%
| HY ending |  |  | 2021-06-30 | 2021-12-31 | 2022-06-30 | 2022-12-31 | 2023-06-30 | 2023-12-31 | 2024-06-30 | 2024-12-31 | 2025-06-30 | 2025-12-31 | 2026-06-30
| FY ending |  |  | 2021-06-30 | 2022-06-30 | 2022-06-30 | 2023-06-30 | 2023-06-30 | 2024-06-30 | 2024-06-30 | 2025-06-30 | 2025-06-30 | 2026-06-30 | 2026-06-30
| Actual/forecast CPI (June to June) |  |  | 0% | 0.8606% | 0.8606% | 3.498% | 3.498% | 7.832% | 7.832% | 4.052% | 4.052% | 3% | 3%
| Actual cumulative HY escalation |  |  | 1 | 1.0043 | 1.0086 | 1.0261 | 1.0439 | 1.084 | 1.1256 | 1.1482 | 1.1713 | 1.1887 | 1.2064
| Convert from input dollars | 2023-12-31 | 1.084
| To output dollars | 2026-06-30 | 1.2064
| Conversion from input dollars to output dollars |  | 1.1129
| Convert from VCR date | 2023-12-31 | 1.084
| To input dollars | 2023-12-31 | 1.084
| VCR escalation |  | 1
| Start_year | 2026-27
FIRST YEAR
| Option | First year | Option included
| Option 2 | 1 | TRUE
| Option 3 | 1 | TRUE
| Option 4 | 1 | TRUE
| Option 5 | Not used | FALSE
| First year | 1
FLAGS
| Option 1 (base case) | FALSE | FALSE
FALSE
FALSE
| Option 2 | FALSE | FALSE
FALSE
FALSE
| Option 3 | FALSE | FALSE
FALSE
FALSE
| Option 4 | FALSE | FALSE
FALSE
FALSE
| Option 5 | FALSE | FALSE
FALSE
FALSE
Message | !! Capex asset life required !!
!

## Data
Powercor
Ttransformer rebuild - KYM, NKA, PLD, MNA & WBL
DATA
Options
|  | Not used | Text |  | Flags for compliance project
Option1 | Option 1 (base case) | FALSE |  | Option 1 (base case): No change to existing practices | FALSE
Option2 | Option 2 | FALSE |  |  | FALSE
Option3 | Option 3 | FALSE |  |  | FALSE
Option4 | Option 4 | FALSE |  |  | FALSE
Option5 | Option 5 | TRUE | Not used |  | TRUE
Compliance project |  |  | Yes | FALSE
No change to existing practices
Not applicable (compliance)
For conditional formatting of preferred option on Summary :
< Enter description >
Categories
Short categ
| Capital expenditure | -1
| Annualised capex | -1
| Operating expenditure | -1
| Risk mitigated | 1
| Other benefits value | 1
| Net benefits | 1
| Total risk cost | 1
Benefits
|  | Short categ | Flag to include | Units | Defined value
1 | Unserved energy | Energy | FALSE | MWh | FALSE
2 | Safety | Safety | FALSE | $ | TRUE
3 | Unplanned replacement | UnRepl | FALSE | $ | TRUE
4 | Bushfire | Fire | FALSE | $ | TRUE
5 | Reduction in CO2 emissions | Carbon | TRUE | MWh | FALSE
6 | Reliability in worst-served areas | Other | TRUE | MWh | FALSE
7 | Network resilience | Other | TRUE | MWh | FALSE
8 | Enabling solar exports | Other | TRUE | MWh | FALSE
9 | Aesthetics | Other | TRUE | Customers impacted | FALSE
10 | Customer value of time - residential | Other | TRUE | Customer minutes | FALSE
11 | Customer value of time - business | Other | TRUE | Customer minutes | FALSE
12 | Communication | Other | TRUE | Customers impacted | FALSE
13 | Information accessibility | Other | TRUE | Customers impacted | FALSE
Value of benefits
|  |  | CitiPower | Powercor | United Energy
| Reliability in worst-served areas | per MWh | 0 | 151432.8174 | 0
| Network resilience | per MWh | 0 | 24590 | 38560
| Enabling solar exports | per MWh | 4220.9954 | 88.3577 | 862.6028
| Aesthetics | per customer impacted | 0 | 0 | 0
| Customer value of time - residential | per minute customer time | 0.54769 | 0.35181 | 0.34751
| Customer value of time - business | per minute customer time | 0.54769 | 0.35181 | 0.34751
| Communication | per customer impacted | 0 | 0 | 0
| Information accessibility | per customer impacted | 0 | 0 | 0
Conversions
| thous_conv | 1000
| mill_conv | 1000000
Message
| Message | Enter asset life
Error message |  | Remove inputs prior to start year
Disproportionate factors applied to various bushfire and other risk valuations
| - Select - |  |  |  | 0
| Harm to property from network |  |  |  | 1
| Harm to property from bushfire |  |  |  | 1
| Harm to environment |  |  |  | 1
| Safety - Public trespass |  |  |  | 1
| Safety - Single fatality or serious injury ^ |  |  |  | 3
| Safety from bushfire in HBRA |  |  |  | 3
| Safety - Multiple fatality or serious injury ^ |  |  |  | 6
| Safety from bushfire (REFCL declared areas) |  |  |  | 6
| Safety from bushfire (electric line construction areas) |  |  |  | 10
Total annualised capex
Energy at risk value
Total other benefits
DROPDOWN LISTS
| Business |  |  |  | Type | Include | Dollar inputs - month |  |  | Not used options | Conversions | Dollar inputs - year | Compliance | Capex first year
| CitiPower | CP | CP: |  | - Select - | 0 | June | 6 | CY | Not used |  | 2026 | No | 2026-27
| Powercor | PA | PAL: |  | Capex | 1899-12-31 | December | 12 | FY |  |  | 2025 | Yes | 2025-26
| United Energy | UE | UE: |  | Opex | [6 empty] | 2024 |  | 2024-25
2023
2022
2021
2020